30837 | Salto | G9B3141N00NEWNW- | GEO Salto heavy duty deadbolt Rim cylinder, electronic RF wireless contactless Mifare / DESfire operation white reader, black satin chrome, double cylinder standard removable knob, standard IP55 rating | 1 |  | 1 Year | 843.45 | 0.15 | 716.9325
30838 | Salto | G9B3141N00NEWNWR | GEO Salto heavy duty deadbolt Rim cylinder, electronic RF wireless contactless Mifare / DESfire operation white reader, black satin chrome, double cylinder standard removable knob, water resistant IP66 rating | 1 |  | 1 Year | 863.85 | 0.15 | 734.2725
30839 | Salto | G9B3141N00PMBN-- | GEO Salto heavy duty deadbolt Rim cylinder, electronic wire-free SVN contactless Mifare / DESfire operation black reader, satin brass (PVD), double cylinder standard removable knob, standard IP55 rating | 1 |  | 1 Year | 765.95 | 0.15 | 651.0575
30840 | Salto | G9B3141N00PMBN-R | GEO Salto heavy duty deadbolt Rim cylinder, electronic wire-free SVN contactless Mifare / DESfire operation black reader, satin brass (PVD), double cylinder standard removable knob, water resistant IP66 rating | 1 |  | 1 Year | 786.35 | 0.15 | 668.3975
30841 | Salto | G9B3141N00PMBNW- | GEO Salto heavy duty deadbolt Rim cylinder, electronic RF wireless contactless Mifare / DESfire operation black reader, satin brass (PVD), double cylinder standard removable knob, standard IP55 rating | 1 |  | 1 Year | 867.95 | 0.15 | 737.7575
30842 | Salto | G9B3141N00PMBNWR | GEO Salto heavy duty deadbolt Rim cylinder, electronic RF wireless contactless Mifare / DESfire operation black reader, satin brass (PVD), double cylinder standard removable knob, water resistant IP66 rating | 1 |  | 1 Year | 888.35 | 0.15 | 755.0975
30843 | Salto | G9B3141N00PMWN-- | GEO Salto heavy duty deadbolt Rim cylinder, electronic wire-free SVN contactless Mifare / DESfire operation white reader, satin brass (PVD), double cylinder standard removable knob, standard IP55 rating | 1 |  | 1 Year | 765.95 | 0.15 | 651.0575
30844 | Salto | G9B3141N00PMWN-R | GEO Salto heavy duty deadbolt Rim cylinder, electronic wire-free SVN contactless Mifare / DESfire operation white reader, satin brass (PVD), double cylinder standard removable knob, water resistant IP66 rating | 1 |  | 1 Year | 786.35 | 0.15 | 668.3975
30845 | Salto | G9B3141N00PMWNW- | GEO Salto heavy duty deadbolt Rim cylinder, electronic RF wireless contactless Mifare / DESfire operation white reader, satin brass (PVD), double cylinder standard removable knob, standard IP55 rating | 1 |  | 1 Year | 867.95 | 0.15 | 737.7575
30846 | Salto | G9B3141N00PMWNWR | GEO Salto heavy duty deadbolt Rim cylinder, electronic RF wireless contactless Mifare / DESfire operation white reader, satin brass (PVD), double cylinder standard removable knob, water resistant IP66 rating | 1 |  | 1 Year | 888.35 | 0.15 | 755.0975
30847 | Salto | G9B3141N00PPBN-- | GEO Salto heavy duty deadbolt Rim cylinder, electronic wire-free SVN contactless Mifare / DESfire operation black reader, polished brass (PVD), double cylinder standard removable knob, standard IP55 rating | 1 |  | 1 Year | 765.95 | 0.15 | 651.0575
30848 | Salto | G9B3141N00PPBN-R | GEO Salto heavy duty deadbolt Rim cylinder, electronic wire-free SVN contactless Mifare / DESfire operation black reader, polished brass (PVD), double cylinder standard removable knob, water resistant IP66 rating | 1 |  | 1 Year | 786.35 | 0.15 | 668.3975
30849 | Salto | G9B3141N00PPBNW- | GEO Salto heavy duty deadbolt Rim cylinder, electronic RF wireless contactless Mifare / DESfire operation black reader, polished brass (PVD), double cylinder standard removable knob, standard IP55 rating | 1 |  | 1 Year | 867.95 | 0.15 | 737.7575
30850 | Salto | G9B3141N00PPBNWR | GEO Salto heavy duty deadbolt Rim cylinder, electronic RF wireless contactless Mifare / DESfire operation black reader, polished brass (PVD), double cylinder standard removable knob, water resistant IP66 rating | 1 |  | 1 Year | 888.35 | 0.15 | 755.0975
30851 | Salto | G9B3141N00PPWN-- | GEO Salto heavy duty deadbolt Rim cylinder, electronic wire-free SVN contactless Mifare / DESfire operation white reader, polished brass (PVD), double cylinder standard removable knob, standard IP55 rating | 1 |  | 1 Year | 765.95 | 0.15 | 651.0575
30852 | Salto | G9B3141N00PPWN-R | GEO Salto heavy duty deadbolt Rim cylinder, electronic wire-free SVN contactless Mifare / DESfire operation white reader, polished brass (PVD), double cylinder standard removable knob, water resistant IP66 rating | 1 |  | 1 Year | 786.35 | 0.15 | 668.3975
30853 | Salto | G9B3141N00PPWNW- | GEO Salto heavy duty deadbolt Rim cylinder, electronic RF wireless contactless Mifare / DESfire operation white reader, polished brass (PVD), double cylinder standard removable knob, standard IP55 rating | 1 |  | 1 Year | 867.95 | 0.15 | 737.7575
30854 | Salto | G9B3141N00PPWNWR | GEO Salto heavy duty deadbolt Rim cylinder, electronic RF wireless contactless Mifare / DESfire operation white reader, polished brass (PVD), double cylinder standard removable knob, water resistant IP66 rating | 1 |  | 1 Year | 888.35 | 0.15 | 755.0975
30855 | Salto | G9B3151N00BCBN-- | GEO Salto heavy duty deadbolt Rim cylinder, electronic wire-free SVN contactless Mifare / DESfire operation black reader, BioCote antibacterial satin chrome, single cylinder standard removable knob, standard IP55 rating | 1 |  | 1 Year | 416.15 | 0.15 | 353.7275
30856 | Salto | G9B3151N00BCBN-R | GEO Salto heavy duty deadbolt Rim cylinder, electronic wire-free SVN contactless Mifare / DESfire operation black reader, BioCote antibacterial satin chrome, single cylinder standard removable knob, water resistant IP66 rating | 1 |  | 1 Year | 436.55 | 0.15 | 371.0675
30857 | Salto | G9B3151N00BCBNW- | GEO Salto heavy duty deadbolt Rim cylinder, electronic RF wireless contactless Mifare / DESfire operation black reader, BioCote antibacterial satin chrome, single cylinder standard removable knob, standard IP55 rating | 1 |  | 1 Year | 518.15 | 0.15 | 440.4275
30858 | Salto | G9B3151N00BCBNWR | GEO Salto heavy duty deadbolt Rim cylinder, electronic RF wireless contactless Mifare / DESfire operation black reader, BioCote antibacterial satin chrome, single cylinder standard removable knob, water resistant IP66 rating | 1 |  | 1 Year | 538.55 | 0.15 | 457.7675
30859 | Salto | G9B3151N00CPBN-- | GEO Salto heavy duty deadbolt Rim cylinder, electronic wire-free SVN contactless Mifare / DESfire operation black reader, polished chrome, single cylinder standard removable knob, standard IP55 rating | 1 |  | 1 Year | 369.25 | 0.15 | 313.8625
30860 | Salto | G9B3151N00CPBN-R | GEO Salto heavy duty deadbolt Rim cylinder, electronic wire-free SVN contactless Mifare / DESfire operation black reader, polished chrome, single cylinder standard removable knob, water resistant IP66 rating | 1 |  | 1 Year | 389.65 | 0.15 | 331.2025
30861 | Salto | G9B3151N00CPBNW- | GEO Salto heavy duty deadbolt Rim cylinder, electronic RF wireless contactless Mifare / DESfire operation black reader, polished chrome, single cylinder standard removable knob, standard IP55 rating | 1 |  | 1 Year | 471.25 | 0.15 | 400.5625
30862 | Salto | G9B3151N00CPBNWR | GEO Salto heavy duty deadbolt Rim cylinder, electronic RF wireless contactless Mifare / DESfire operation black reader, polished chrome, single cylinder standard removable knob, water resistant IP66 rating | 1 |  | 1 Year | 491.65 | 0.15 | 417.9025
30863 | Salto | G9B3151N00CPWN-- | GEO Salto heavy duty deadbolt Rim cylinder, electronic wire-free SVN contactless Mifare / DESfire operation white reader, polished chrome, single cylinder standard removable knob, standard IP55 rating | 1 |  | 1 Year | 369.25 | 0.15 | 313.8625
30864 | Salto | G9B3151N00CPWN-R | GEO Salto heavy duty deadbolt Rim cylinder, electronic wire-free SVN contactless Mifare / DESfire operation white reader, polished chrome, single cylinder standard removable knob, water resistant IP66 rating | 1 |  | 1 Year | 389.65 | 0.15 | 331.2025
30865 | Salto | G9B3151N00CPWNW- | GEO Salto heavy duty deadbolt Rim cylinder, electronic RF wireless contactless Mifare / DESfire operation white reader, polished chrome, single cylinder standard removable knob, standard IP55 rating | 1 |  | 1 Year | 471.25 | 0.15 | 400.5625
30866 | Salto | G9B3151N00CPWNWR | GEO Salto heavy duty deadbolt Rim cylinder, electronic RF wireless contactless Mifare / DESfire operation white reader, polished chrome, single cylinder standard removable knob, water resistant IP66 rating | 1 |  | 1 Year | 491.65 | 0.15 | 417.9025
30867 | Salto | G9B3151N00CSBN-- | GEO Salto heavy duty deadbolt Rim cylinder, electronic wire-free SVN contactless Mifare / DESfire operation black reader, satin chrome, single cylinder standard removable knob, standard IP55 rating | 1 |  | 1 Year | 369.25 | 0.15 | 313.8625
30868 | Salto | G9B3151N00CSBN-R | GEO Salto heavy duty deadbolt Rim cylinder, electronic wire-free SVN contactless Mifare / DESfire operation black reader, satin chrome, single cylinder standard removable knob, water resistant IP66 rating | 1 |  | 1 Year | 389.65 | 0.15 | 331.2025
30869 | Salto | G9B3151N00CSBNW- | GEO Salto heavy duty deadbolt Rim cylinder, electronic RF wireless contactless Mifare / DESfire operation black reader, satin chrome, single cylinder standard removable knob, standard IP55 rating | 1 |  | 1 Year | 471.25 | 0.15 | 400.5625
30870 | Salto | G9B3151N00CSBNWR | GEO Salto heavy duty deadbolt Rim cylinder, electronic RF wireless contactless Mifare / DESfire operation black reader, satin chrome, single cylinder standard removable knob, water resistant IP66 rating | 1 |  | 1 Year | 491.65 | 0.15 | 417.9025
30871 | Salto | G9B3151N00CSWN-- | GEO Salto heavy duty deadbolt Rim cylinder, electronic wire-free SVN contactless Mifare / DESfire operation white reader, satin chrome, single cylinder standard removable knob, standard IP55 rating | 1 |  | 1 Year | 369.25 | 0.15 | 313.8625
30872 | Salto | G9B3151N00CSWN-R | GEO Salto heavy duty deadbolt Rim cylinder, electronic wire-free SVN contactless Mifare / DESfire operation white reader, satin chrome, single cylinder standard removable knob, water resistant IP66 rating | 1 |  | 1 Year | 389.65 | 0.15 | 331.2025
30873 | Salto | G9B3151N00CSWNW- | GEO Salto heavy duty deadbolt Rim cylinder, electronic RF wireless contactless Mifare / DESfire operation white reader, satin chrome, single cylinder standard removable knob, standard IP55 rating | 1 |  | 1 Year | 471.25 | 0.15 | 400.5625
30874 | Salto | G9B3151N00CSWNWR | GEO Salto heavy duty deadbolt Rim cylinder, electronic RF wireless contactless Mifare / DESfire operation white reader, satin chrome, single cylinder standard removable knob, water resistant IP66 rating | 1 |  | 1 Year | 491.65 | 0.15 | 417.9025
30875 | Salto | G9B3151N00NEBN-- | GEO Salto heavy duty deadbolt Rim cylinder, electronic wire-free SVN contactless Mifare / DESfire operation black reader, black satin chrome, single cylinder standard removable knob, standard IP55 rating | 1 |  | 1 Year | 379.45 | 0.15 | 322.5325
30876 | Salto | G9B3151N00NEBN-R | GEO Salto heavy duty deadbolt Rim cylinder, electronic wire-free SVN contactless Mifare / DESfire operation black reader, black satin chrome, single cylinder standard removable knob, water resistant IP66 rating | 1 |  | 1 Year | 399.85 | 0.15 | 339.8725
30877 | Salto | G9B3151N00NEBNW- | GEO Salto heavy duty deadbolt Rim cylinder, electronic RF wireless contactless Mifare / DESfire operation black reader, black satin chrome, single cylinder standard removable knob, standard IP55 rating | 1 |  | 1 Year | 481.45 | 0.15 | 409.2325
30878 | Salto | G9B3151N00NEBNWR | GEO Salto heavy duty deadbolt Rim cylinder, electronic RF wireless contactless Mifare / DESfire operation black reader, black satin chrome, single cylinder standard removable knob, water resistant IP66 rating | 1 |  | 1 Year | 501.85 | 0.15 | 426.5725
30879 | Salto | G9B3151N00NEWN-- | GEO Salto heavy duty deadbolt Rim cylinder, electronic wire-free SVN contactless Mifare / DESfire operation white reader, black satin chrome, single cylinder standard removable knob, standard IP55 rating | 1 |  | 1 Year | 379.45 | 0.15 | 322.5325
30880 | Salto | G9B3151N00NEWN-R | GEO Salto heavy duty deadbolt Rim cylinder, electronic wire-free SVN contactless Mifare / DESfire operation white reader, black satin chrome, single cylinder standard removable knob, water resistant IP66 rating | 1 |  | 1 Year | 399.85 | 0.15 | 339.8725
30881 | Salto | G9B3151N00NEWNW- | GEO Salto heavy duty deadbolt Rim cylinder, electronic RF wireless contactless Mifare / DESfire operation white reader, black satin chrome, single cylinder standard removable knob, standard IP55 rating | 1 |  | 1 Year | 481.45 | 0.15 | 409.2325
30882 | Salto | G9B3151N00NEWNWR | GEO Salto heavy duty deadbolt Rim cylinder, electronic RF wireless contactless Mifare / DESfire operation white reader, black satin chrome, single cylinder standard removable knob, water resistant IP66 rating | 1 |  | 1 Year | 501.85 | 0.15 | 426.5725
30883 | Salto | G9B3151N00PMBN-- | GEO Salto heavy duty deadbolt Rim cylinder, electronic wire-free SVN contactless Mifare / DESfire operation black reader, satin brass (PVD), single cylinder standard removable knob, standard IP55 rating | 1 |  | 1 Year | 403.95 | 0.15 | 343.3575
30884 | Salto | G9B3151N00PMBN-R | GEO Salto heavy duty deadbolt Rim cylinder, electronic wire-free SVN contactless Mifare / DESfire operation black reader, satin brass (PVD), single cylinder standard removable knob, water resistant IP66 rating | 1 |  | 1 Year | 424.35 | 0.15 | 360.6975
30885 | Salto | G9B3151N00PMBNW- | GEO Salto heavy duty deadbolt Rim cylinder, electronic RF wireless contactless Mifare / DESfire operation black reader, satin brass (PVD), single cylinder standard removable knob, standard IP55 rating | 1 |  | 1 Year | 505.95 | 0.15 | 430.0575
30886 | Salto | G9B3151N00PMBNWR | GEO Salto heavy duty deadbolt Rim cylinder, electronic RF wireless contactless Mifare / DESfire operation black reader, satin brass (PVD), single cylinder standard removable knob, water resistant IP66 rating | 1 |  | 1 Year | 526.35 | 0.15 | 447.3975
30887 | Salto | G9B3151N00PMWN-- | GEO Salto heavy duty deadbolt Rim cylinder, electronic wire-free SVN contactless Mifare / DESfire operation white reader, satin brass (PVD), single cylinder standard removable knob, standard IP55 rating | 1 |  | 1 Year | 403.95 | 0.15 | 343.3575
30888 | Salto | G9B3151N00PMWN-R | GEO Salto heavy duty deadbolt Rim cylinder, electronic wire-free SVN contactless Mifare / DESfire operation white reader, satin brass (PVD), single cylinder standard removable knob, water resistant IP66 rating | 1 |  | 1 Year | 424.35 | 0.15 | 360.6975
30889 | Salto | G9B3151N00PMWNW- | GEO Salto heavy duty deadbolt Rim cylinder, electronic RF wireless contactless Mifare / DESfire operation white reader, satin brass (PVD), single cylinder standard removable knob, standard IP55 rating | 1 |  | 1 Year | 505.95 | 0.15 | 430.0575
30890 | Salto | G9B3151N00PMWNWR | GEO Salto heavy duty deadbolt Rim cylinder, electronic RF wireless contactless Mifare / DESfire operation white reader, satin brass (PVD), single cylinder standard removable knob, water resistant IP66 rating | 1 |  | 1 Year | 526.35 | 0.15 | 447.3975
30891 | Salto | G9B3151N00PPBN-- | GEO Salto heavy duty deadbolt Rim cylinder, electronic wire-free SVN contactless Mifare / DESfire operation black reader, polished brass (PVD), single cylinder standard removable knob, standard IP55 rating | 1 |  | 1 Year | 403.95 | 0.15 | 343.3575
30892 | Salto | G9B3151N00PPBN-R | GEO Salto heavy duty deadbolt Rim cylinder, electronic wire-free SVN contactless Mifare / DESfire operation black reader, polished brass (PVD), single cylinder standard removable knob, water resistant IP66 rating | 1 |  | 1 Year | 424.35 | 0.15 | 360.6975
30893 | Salto | G9B3151N00PPBNW- | GEO Salto heavy duty deadbolt Rim cylinder, electronic RF wireless contactless Mifare / DESfire operation black reader, polished brass (PVD), single cylinder standard removable knob, standard IP55 rating | 1 |  | 1 Year | 505.95 | 0.15 | 430.0575
30894 | Salto | G9B3151N00PPBNWR | GEO Salto heavy duty deadbolt Rim cylinder, electronic RF wireless contactless Mifare / DESfire operation black reader, polished brass (PVD), single cylinder standard removable knob, water resistant IP66 rating | 1 |  | 1 Year | 526.35 | 0.15 | 447.3975
30895 | Salto | G9B3151N00PPWN-- | GEO Salto heavy duty deadbolt Rim cylinder, electronic wire-free SVN contactless Mifare / DESfire operation white reader, polished brass (PVD), single cylinder standard removable knob, standard IP55 rating | 1 |  | 1 Year | 403.95 | 0.15 | 343.3575
30896 | Salto | G9B3151N00PPWN-R | GEO Salto heavy duty deadbolt Rim cylinder, electronic wire-free SVN contactless Mifare / DESfire operation white reader, polished brass (PVD), single cylinder standard removable knob, water resistant IP66 rating | 1 |  | 1 Year | 424.35 | 0.15 | 360.6975
30897 | Salto | G9B3151N00PPWNW- | GEO Salto heavy duty deadbolt Rim cylinder, electronic RF wireless contactless Mifare / DESfire operation white reader, polished brass (PVD), single cylinder standard removable knob, standard IP55 rating | 1 |  | 1 Year | 505.95 | 0.15 | 430.0575
30898 | Salto | G9B3151N00PPWNWR | GEO Salto heavy duty deadbolt Rim cylinder, electronic RF wireless contactless Mifare / DESfire operation white reader, polished brass (PVD), single cylinder standard removable knob, water resistant IP66 rating | 1 |  | 1 Year | 526.35 | 0.15 | 447.3975
30899 | Salto | GHB1100N00BCBN-- | GEO US profile Rim cylinder, electronic wire-free SVN contactless HID iClass operation black reader, BioCote antibacterial satin chrome, standard removable knob, standard IP55 rating | 1 |  | 1 Year | 416.15 | 0.15 | 353.7275
30900 | Salto | GHB1100N00BCBN-R | GEO US profile Rim cylinder, electronic wire-free SVN contactless HID iClass operation black reader, BioCote antibacterial satin chrome, standard removable knob, water resistant IP66 rating | 1 |  | 1 Year | 436.55 | 0.15 | 371.0675
30901 | Salto | GHB1100N00CPBN-- | GEO US profile Rim cylinder, electronic wire-free SVN contactless HID iClass operation black reader, polished chrome, standard removable knob, standard IP55 rating | 1 |  | 1 Year | 369.25 | 0.15 | 313.8625
30902 | Salto | GHB1100N00CPBN-R | GEO US profile Rim cylinder, electronic wire-free SVN contactless HID iClass operation black reader, polished chrome, standard removable knob, water resistant IP66 rating | 1 |  | 1 Year | 389.65 | 0.15 | 331.2025
30903 | Salto | GHB1100N00CPWN-- | GEO US profile Rim cylinder, electronic wire-free SVN contactless HID iClass operation white reader, polished chrome, standard removable knob, standard IP55 rating | 1 |  | 1 Year | 369.25 | 0.15 | 313.8625
30904 | Salto | GHB1100N00CPWN-R | GEO US profile Rim cylinder, electronic wire-free SVN contactless HID iClass operation white reader, polished chrome, standard removable knob, water resistant IP66 rating | 1 |  | 1 Year | 389.65 | 0.15 | 331.2025
30905 | Salto | GHB1100N00CSBN-- | GEO US profile Rim cylinder, electronic wire-free SVN contactless HID iClass operation black reader, satin chrome, standard removable knob, standard IP55 rating | 1 |  | 1 Year | 369.25 | 0.15 | 313.8625
30906 | Salto | GHB1100N00CSBN-R | GEO US profile Rim cylinder, electronic wire-free SVN contactless HID iClass operation black reader, satin chrome, standard removable knob, water resistant IP66 rating | 1 |  | 1 Year | 389.65 | 0.15 | 331.2025
30907 | Salto | GHB1100N00CSWN-- | GEO US profile Rim cylinder, electronic wire-free SVN contactless HID iClass operation white reader, satin chrome, standard removable knob, standard IP55 rating | 1 |  | 1 Year | 369.25 | 0.15 | 313.8625
30908 | Salto | GHB1100N00CSWN-R | GEO US profile Rim cylinder, electronic wire-free SVN contactless HID iClass operation white reader, satin chrome, standard removable knob, water resistant IP66 rating | 1 |  | 1 Year | 389.65 | 0.15 | 331.2025
30909 | Salto | GHB1100N00NEBN-- | GEO US profile Rim cylinder, electronic wire-free SVN contactless HID iClass operation black reader, black satin chrome, standard removable knob, standard IP55 rating | 1 |  | 1 Year | 379.45 | 0.15 | 322.5325
30910 | Salto | GHB1100N00NEBN-R | GEO US profile Rim cylinder, electronic wire-free SVN contactless HID iClass operation black reader, black satin chrome, standard removable knob, water resistant IP66 rating | 1 |  | 1 Year | 399.85 | 0.15 | 339.8725
30911 | Salto | GHB1100N00NEWN-- | GEO US profile Rim cylinder, electronic wire-free SVN contactless HID iClass operation white reader, black satin chrome, standard removable knob, standard IP55 rating | 1 |  | 1 Year | 379.45 | 0.15 | 322.5325
30912 | Salto | GHB1100N00NEWN-R | GEO US profile Rim cylinder, electronic wire-free SVN contactless HID iClass operation white reader, black satin chrome, standard removable knob, water resistant IP66 rating | 1 |  | 1 Year | 399.85 | 0.15 | 339.8725
30913 | Salto | GHB1100N00PMBN-- | GEO US profile Rim cylinder, electronic wire-free SVN contactless HID iClass operation black reader, satin brass (PVD), standard removable knob, standard IP55 rating | 1 |  | 1 Year | 403.95 | 0.15 | 343.3575
30914 | Salto | GHB1100N00PMBN-R | GEO US profile Rim cylinder, electronic wire-free SVN contactless HID iClass operation black reader, satin brass (PVD), standard removable knob, water resistant IP66 rating | 1 |  | 1 Year | 424.35 | 0.15 | 360.6975
30915 | Salto | GHB1100N00PMWN-- | GEO US profile Rim cylinder, electronic wire-free SVN contactless HID iClass operation white reader, satin brass (PVD), standard removable knob, standard IP55 rating | 1 |  | 1 Year | 403.95 | 0.15 | 343.3575
30916 | Salto | GHB1100N00PMWN-R | GEO US profile Rim cylinder, electronic wire-free SVN contactless HID iClass operation white reader, satin brass (PVD), standard removable knob, water resistant IP66 rating | 1 |  | 1 Year | 424.35 | 0.15 | 360.6975
30917 | Salto | GHB1100N00PPBN-- | GEO US profile Rim cylinder, electronic wire-free SVN contactless HID iClass operation black reader, polished brass (PVD), standard removable knob, standard IP55 rating | 1 |  | 1 Year | 403.95 | 0.15 | 343.3575
30918 | Salto | GHB1100N00PPBN-R | GEO US profile Rim cylinder, electronic wire-free SVN contactless HID iClass operation black reader, polished brass (PVD), standard removable knob, water resistant IP66 rating | 1 |  | 1 Year | 424.35 | 0.15 | 360.6975
30919 | Salto | GHB1100N00PPWN-- | GEO US profile Rim cylinder, electronic wire-free SVN contactless HID iClass operation white reader, polished brass (PVD), standard removable knob, standard IP55 rating | 1 |  | 1 Year | 403.95 | 0.15 | 343.3575
30920 | Salto | GHB1100N00PPWN-R | GEO US profile Rim cylinder, electronic wire-free SVN contactless HID iClass operation white reader, polished brass (PVD), standard removable knob, water resistant IP66 rating | 1 |  | 1 Year | 424.35 | 0.15 | 360.6975
30921 | Salto | GHB2100N00BCBN-- | GEO Schlage B-series deadbolt Rim cylinder, electronic wire-free SVN contactless HID iClass operation black reader, BioCote antibacterial satin chrome, standard removable knob, standard IP55 rating | 1 |  | 1 Year | 416.15 | 0.15 | 353.7275
30922 | Salto | GHB2100N00BCBN-R | GEO Schlage B-series deadbolt Rim cylinder, electronic wire-free SVN contactless HID iClass operation black reader, BioCote antibacterial satin chrome, standard removable knob, water resistant IP66 rating | 1 |  | 1 Year | 436.55 | 0.15 | 371.0675
30923 | Salto | GHB2100N00CPBN-- | GEO Schlage B-series deadbolt Rim cylinder, electronic wire-free SVN contactless HID iClass operation black reader, polished chrome, standard removable knob, standard IP55 rating | 1 |  | 1 Year | 369.25 | 0.15 | 313.8625
30924 | Salto | GHB2100N00CPBN-R | GEO Schlage B-series deadbolt Rim cylinder, electronic wire-free SVN contactless HID iClass operation black reader, polished chrome, standard removable knob, water resistant IP66 rating | 1 |  | 1 Year | 389.65 | 0.15 | 331.2025
30925 | Salto | GHB2100N00CPWN-- | GEO Schlage B-series deadbolt Rim cylinder, electronic wire-free SVN contactless HID iClass operation white reader, polished chrome, standard removable knob, standard IP55 rating | 1 |  | 1 Year | 369.25 | 0.15 | 313.8625
30926 | Salto | GHB2100N00CPWN-R | GEO Schlage B-series deadbolt Rim cylinder, electronic wire-free SVN contactless HID iClass operation white reader, polished chrome, standard removable knob, water resistant IP66 rating | 1 |  | 1 Year | 389.65 | 0.15 | 331.2025
30927 | Salto | GHB2100N00CSBN-- | GEO Schlage B-series deadbolt Rim cylinder, electronic wire-free SVN contactless HID iClass operation black reader, satin chrome, standard removable knob, standard IP55 rating | 1 |  | 1 Year | 369.25 | 0.15 | 313.8625
30928 | Salto | GHB2100N00CSBN-R | GEO Schlage B-series deadbolt Rim cylinder, electronic wire-free SVN contactless HID iClass operation black reader, satin chrome, standard removable knob, water resistant IP66 rating | 1 |  | 1 Year | 389.65 | 0.15 | 331.2025
30929 | Salto | GHB2100N00CSWN-- | GEO Schlage B-series deadbolt Rim cylinder, electronic wire-free SVN contactless HID iClass operation white reader, satin chrome, standard removable knob, standard IP55 rating | 1 |  | 1 Year | 369.25 | 0.15 | 313.8625
30930 | Salto | GHB2100N00CSWN-R | GEO Schlage B-series deadbolt Rim cylinder, electronic wire-free SVN contactless HID iClass operation white reader, satin chrome, standard removable knob, water resistant IP66 rating | 1 |  | 1 Year | 389.65 | 0.15 | 331.2025
30931 | Salto | GHB2100N00NEBN-- | GEO Schlage B-series deadbolt Rim cylinder, electronic wire-free SVN contactless HID iClass operation black reader, black satin chrome, standard removable knob, standard IP55 rating | 1 |  | 1 Year | 379.45 | 0.15 | 322.5325
30932 | Salto | GHB2100N00NEBN-R | GEO Schlage B-series deadbolt Rim cylinder, electronic wire-free SVN contactless HID iClass operation black reader, black satin chrome, standard removable knob, water resistant IP66 rating | 1 |  | 1 Year | 399.85 | 0.15 | 339.8725
30933 | Salto | GHB2100N00NEWN-- | GEO Schlage B-series deadbolt Rim cylinder, electronic wire-free SVN contactless HID iClass operation white reader, black satin chrome, standard removable knob, standard IP55 rating | 1 |  | 1 Year | 379.45 | 0.15 | 322.5325
30934 | Salto | GHB2100N00NEWN-R | GEO Schlage B-series deadbolt Rim cylinder, electronic wire-free SVN contactless HID iClass operation white reader, black satin chrome, standard removable knob, water resistant IP66 rating | 1 |  | 1 Year | 399.85 | 0.15 | 339.8725
30935 | Salto | GHB2100N00PMBN-- | GEO Schlage B-series deadbolt Rim cylinder, electronic wire-free SVN contactless HID iClass operation black reader, satin brass (PVD), standard removable knob, standard IP55 rating | 1 |  | 1 Year | 403.95 | 0.15 | 343.3575
30936 | Salto | GHB2100N00PMBN-R | GEO Schlage B-series deadbolt Rim cylinder, electronic wire-free SVN contactless HID iClass operation black reader, satin brass (PVD), standard removable knob, water resistant IP66 rating | 1 |  | 1 Year | 424.35 | 0.15 | 360.6975
30937 | Salto | GHB2100N00PMWN-- | GEO Schlage B-series deadbolt Rim cylinder, electronic wire-free SVN contactless HID iClass operation white reader, satin brass (PVD), standard removable knob, standard IP55 rating | 1 |  | 1 Year | 403.95 | 0.15 | 343.3575
30938 | Salto | GHB2100N00PMWN-R | GEO Schlage B-series deadbolt Rim cylinder, electronic wire-free SVN contactless HID iClass operation white reader, satin brass (PVD), standard removable knob, water resistant IP66 rating | 1 |  | 1 Year | 424.35 | 0.15 | 360.6975
30939 | Salto | GHB2100N00PPBN-- | GEO Schlage B-series deadbolt Rim cylinder, electronic wire-free SVN contactless HID iClass operation black reader, polished brass (PVD), standard removable knob, standard IP55 rating | 1 |  | 1 Year | 403.95 | 0.15 | 343.3575
30940 | Salto | GHB2100N00PPBN-R | GEO Schlage B-series deadbolt Rim cylinder, electronic wire-free SVN contactless HID iClass operation black reader, polished brass (PVD), standard removable knob, water resistant IP66 rating | 1 |  | 1 Year | 424.35 | 0.15 | 360.6975
30941 | Salto | GHB2100N00PPWN-- | GEO Schlage B-series deadbolt Rim cylinder, electronic wire-free SVN contactless HID iClass operation white reader, polished brass (PVD), standard removable knob, standard IP55 rating | 1 |  | 1 Year | 403.95 | 0.15 | 343.3575
30942 | Salto | GHB2100N00PPWN-R | GEO Schlage B-series deadbolt Rim cylinder, electronic wire-free SVN contactless HID iClass operation white reader, polished brass (PVD), standard removable knob, water resistant IP66 rating | 1 |  | 1 Year | 424.35 | 0.15 | 360.6975
30943 | Salto | GHB3141N00BCBN-- | GEO Salto heavy duty deadbolt Rim cylinder, electronic wire-free SVN contactless HID iClass operation black reader, BioCote antibacterial satin chrome, double cylinder standard removable knob, standard IP55 rating | 1 |  | 1 Year | 778.15 | 0.15 | 661.4275
30944 | Salto | GHB3141N00BCBN-R | GEO Salto heavy duty deadbolt Rim cylinder, electronic wire-free SVN contactless HID iClass operation black reader, BioCote antibacterial satin chrome, double cylinder standard removable knob, water resistant IP66 rating | 1 |  | 1 Year | 798.55 | 0.15 | 678.7675
30945 | Salto | GHB3141N00CPBN-- | GEO Salto heavy duty deadbolt Rim cylinder, electronic wire-free SVN contactless HID iClass operation black reader, polished chrome, double cylinder standard removable knob, standard IP55 rating | 1 |  | 1 Year | 731.25 | 0.15 | 621.5625
30946 | Salto | GHB3141N00CPBN-R | GEO Salto heavy duty deadbolt Rim cylinder, electronic wire-free SVN contactless HID iClass operation black reader, polished chrome, double cylinder standard removable knob, water resistant IP66 rating | 1 |  | 1 Year | 751.65 | 0.15 | 638.9025
30947 | Salto | GHB3141N00CPWN-- | GEO Salto heavy duty deadbolt Rim cylinder, electronic wire-free SVN contactless HID iClass operation white reader, polished chrome, double cylinder standard removable knob, standard IP55 rating | 1 |  | 1 Year | 731.25 | 0.15 | 621.5625
30948 | Salto | GHB3141N00CPWN-R | GEO Salto heavy duty deadbolt Rim cylinder, electronic wire-free SVN contactless HID iClass operation white reader, polished chrome, double cylinder standard removable knob, water resistant IP66 rating | 1 |  | 1 Year | 751.65 | 0.15 | 638.9025
30949 | Salto | GHB3141N00CSBN-- | GEO Salto heavy duty deadbolt Rim cylinder, electronic wire-free SVN contactless HID iClass operation black reader, satin chrome, double cylinder standard removable knob, standard IP55 rating | 1 |  | 1 Year | 731.25 | 0.15 | 621.5625
30950 | Salto | GHB3141N00CSBN-R | GEO Salto heavy duty deadbolt Rim cylinder, electronic wire-free SVN contactless HID iClass operation black reader, satin chrome, double cylinder standard removable knob, water resistant IP66 rating | 1 |  | 1 Year | 751.65 | 0.15 | 638.9025
30951 | Salto | GHB3141N00CSWN-- | GEO Salto heavy duty deadbolt Rim cylinder, electronic wire-free SVN contactless HID iClass operation white reader, satin chrome, double cylinder standard removable knob, standard IP55 rating | 1 |  | 1 Year | 731.25 | 0.15 | 621.5625
30952 | Salto | GHB3141N00CSWN-R | GEO Salto heavy duty deadbolt Rim cylinder, electronic wire-free SVN contactless HID iClass operation white reader, satin chrome, double cylinder standard removable knob, water resistant IP66 rating | 1 |  | 1 Year | 751.65 | 0.15 | 638.9025
30953 | Salto | GHB3141N00NEBN-- | GEO Salto heavy duty deadbolt Rim cylinder, electronic wire-free SVN contactless HID iClass operation black reader, black satin chrome, double cylinder standard removable knob, standard IP55 rating | 1 |  | 1 Year | 741.45 | 0.15 | 630.2325
30954 | Salto | GHB3141N00NEBN-R | GEO Salto heavy duty deadbolt Rim cylinder, electronic wire-free SVN contactless HID iClass operation black reader, black satin chrome, double cylinder standard removable knob, water resistant IP66 rating | 1 |  | 1 Year | 761.85 | 0.15 | 647.5725
30955 | Salto | GHB3141N00NEWN-- | GEO Salto heavy duty deadbolt Rim cylinder, electronic wire-free SVN contactless HID iClass operation white reader, black satin chrome, double cylinder standard removable knob, standard IP55 rating | 1 |  | 1 Year | 741.45 | 0.15 | 630.2325
30956 | Salto | GHB3141N00NEWN-R | GEO Salto heavy duty deadbolt Rim cylinder, electronic wire-free SVN contactless HID iClass operation white reader, black satin chrome, double cylinder standard removable knob, water resistant IP66 rating | 1 |  | 1 Year | 761.85 | 0.15 | 647.5725
30957 | Salto | GHB3141N00PMBN-- | GEO Salto heavy duty deadbolt Rim cylinder, electronic wire-free SVN contactless HID iClass operation black reader, satin brass (PVD), double cylinder standard removable knob, standard IP55 rating | 1 |  | 1 Year | 765.95 | 0.15 | 651.0575
30958 | Salto | GHB3141N00PMBN-R | GEO Salto heavy duty deadbolt Rim cylinder, electronic wire-free SVN contactless HID iClass operation black reader, satin brass (PVD), double cylinder standard removable knob, water resistant IP66 rating | 1 |  | 1 Year | 786.35 | 0.15 | 668.3975
30959 | Salto | GHB3141N00PMWN-- | GEO Salto heavy duty deadbolt Rim cylinder, electronic wire-free SVN contactless HID iClass operation white reader, satin brass (PVD), double cylinder standard removable knob, standard IP55 rating | 1 |  | 1 Year | 765.95 | 0.15 | 651.0575
30960 | Salto | GHB3141N00PMWN-R | GEO Salto heavy duty deadbolt Rim cylinder, electronic wire-free SVN contactless HID iClass operation white reader, satin brass (PVD), double cylinder standard removable knob, water resistant IP66 rating | 1 |  | 1 Year | 786.35 | 0.15 | 668.3975
30961 | Salto | GHB3141N00PPBN-- | GEO Salto heavy duty deadbolt Rim cylinder, electronic wire-free SVN contactless HID iClass operation black reader, polished brass (PVD), double cylinder standard removable knob, standard IP55 rating | 1 |  | 1 Year | 765.95 | 0.15 | 651.0575
30962 | Salto | GHB3141N00PPBN-R | GEO Salto heavy duty deadbolt Rim cylinder, electronic wire-free SVN contactless HID iClass operation black reader, polished brass (PVD), double cylinder standard removable knob, water resistant IP66 rating | 1 |  | 1 Year | 786.35 | 0.15 | 668.3975
30963 | Salto | GHB3141N00PPWN-- | GEO Salto heavy duty deadbolt Rim cylinder, electronic wire-free SVN contactless HID iClass operation white reader, polished brass (PVD), double cylinder standard removable knob, standard IP55 rating | 1 |  | 1 Year | 765.95 | 0.15 | 651.0575
30964 | Salto | GHB3141N00PPWN-R | GEO Salto heavy duty deadbolt Rim cylinder, electronic wire-free SVN contactless HID iClass operation white reader, polished brass (PVD), double cylinder standard removable knob, water resistant IP66 rating | 1 |  | 1 Year | 786.35 | 0.15 | 668.3975
30965 | Salto | GHB3151N00BCBN-- | GEO Salto heavy duty deadbolt Rim cylinder, electronic wire-free SVN contactless HID iClass operation black reader, BioCote antibacterial satin chrome, single cylinder standard removable knob, standard IP55 rating | 1 |  | 1 Year | 416.15 | 0.15 | 353.7275
30966 | Salto | GHB3151N00BCBN-R | GEO Salto heavy duty deadbolt Rim cylinder, electronic wire-free SVN contactless HID iClass operation black reader, BioCote antibacterial satin chrome, single cylinder standard removable knob, water resistant IP66 rating | 1 |  | 1 Year | 436.55 | 0.15 | 371.0675
30967 | Salto | GHB3151N00CPBN-- | GEO Salto heavy duty deadbolt Rim cylinder, electronic wire-free SVN contactless HID iClass operation black reader, polished chrome, single cylinder standard removable knob, standard IP55 rating | 1 |  | 1 Year | 369.25 | 0.15 | 313.8625
30968 | Salto | GHB3151N00CPBN-R | GEO Salto heavy duty deadbolt Rim cylinder, electronic wire-free SVN contactless HID iClass operation black reader, polished chrome, single cylinder standard removable knob, water resistant IP66 rating | 1 |  | 1 Year | 389.65 | 0.15 | 331.2025
30969 | Salto | GHB3151N00CPWN-- | GEO Salto heavy duty deadbolt Rim cylinder, electronic wire-free SVN contactless HID iClass operation white reader, polished chrome, single cylinder standard removable knob, standard IP55 rating | 1 |  | 1 Year | 369.25 | 0.15 | 313.8625
30970 | Salto | GHB3151N00CPWN-R | GEO Salto heavy duty deadbolt Rim cylinder, electronic wire-free SVN contactless HID iClass operation white reader, polished chrome, single cylinder standard removable knob, water resistant IP66 rating | 1 |  | 1 Year | 389.65 | 0.15 | 331.2025
30971 | Salto | GHB3151N00CSBN-- | GEO Salto heavy duty deadbolt Rim cylinder, electronic wire-free SVN contactless HID iClass operation black reader, satin chrome, single cylinder standard removable knob, standard IP55 rating | 1 |  | 1 Year | 369.25 | 0.15 | 313.8625
30972 | Salto | GHB3151N00CSBN-R | GEO Salto heavy duty deadbolt Rim cylinder, electronic wire-free SVN contactless HID iClass operation black reader, satin chrome, single cylinder standard removable knob, water resistant IP66 rating | 1 |  | 1 Year | 389.65 | 0.15 | 331.2025
30973 | Salto | GHB3151N00CSWN-- | GEO Salto heavy duty deadbolt Rim cylinder, electronic wire-free SVN contactless HID iClass operation white reader, satin chrome, single cylinder standard removable knob, standard IP55 rating | 1 |  | 1 Year | 369.25 | 0.15 | 313.8625
30974 | Salto | GHB3151N00CSWN-R | GEO Salto heavy duty deadbolt Rim cylinder, electronic wire-free SVN contactless HID iClass operation white reader, satin chrome, single cylinder standard removable knob, water resistant IP66 rating | 1 |  | 1 Year | 389.65 | 0.15 | 331.2025
30975 | Salto | GHB3151N00NEBN-- | GEO Salto heavy duty deadbolt Rim cylinder, electronic wire-free SVN contactless HID iClass operation black reader, black satin chrome, single cylinder standard removable knob, standard IP55 rating | 1 |  | 1 Year | 379.45 | 0.15 | 322.5325
30976 | Salto | GHB3151N00NEBN-R | GEO Salto heavy duty deadbolt Rim cylinder, electronic wire-free SVN contactless HID iClass operation black reader, black satin chrome, single cylinder standard removable knob, water resistant IP66 rating | 1 |  | 1 Year | 399.85 | 0.15 | 339.8725
30977 | Salto | GHB3151N00NEWN-- | GEO Salto heavy duty deadbolt Rim cylinder, electronic wire-free SVN contactless HID iClass operation white reader, black satin chrome, single cylinder standard removable knob, standard IP55 rating | 1 |  | 1 Year | 379.45 | 0.15 | 322.5325
30978 | Salto | GHB3151N00NEWN-R | GEO Salto heavy duty deadbolt Rim cylinder, electronic wire-free SVN contactless HID iClass operation white reader, black satin chrome, single cylinder standard removable knob, water resistant IP66 rating | 1 |  | 1 Year | 399.85 | 0.15 | 339.8725
30979 | Salto | GHB3151N00PMBN-- | GEO Salto heavy duty deadbolt Rim cylinder, electronic wire-free SVN contactless HID iClass operation black reader, satin brass (PVD), single cylinder standard removable knob, standard IP55 rating | 1 |  | 1 Year | 403.95 | 0.15 | 343.3575
30980 | Salto | GHB3151N00PMBN-R | GEO Salto heavy duty deadbolt Rim cylinder, electronic wire-free SVN contactless HID iClass operation black reader, satin brass (PVD), single cylinder standard removable knob, water resistant IP66 rating | 1 |  | 1 Year | 424.35 | 0.15 | 360.6975
30981 | Salto | GHB3151N00PMWN-- | GEO Salto heavy duty deadbolt Rim cylinder, electronic wire-free SVN contactless HID iClass operation white reader, satin brass (PVD), single cylinder standard removable knob, standard IP55 rating | 1 |  | 1 Year | 403.95 | 0.15 | 343.3575
30982 | Salto | GHB3151N00PMWN-R | GEO Salto heavy duty deadbolt Rim cylinder, electronic wire-free SVN contactless HID iClass operation white reader, satin brass (PVD), single cylinder standard removable knob, water resistant IP66 rating | 1 |  | 1 Year | 424.35 | 0.15 | 360.6975
30983 | Salto | GHB3151N00PPBN-- | GEO Salto heavy duty deadbolt Rim cylinder, electronic wire-free SVN contactless HID iClass operation black reader, polished brass (PVD), single cylinder standard removable knob, standard IP55 rating | 1 |  | 1 Year | 403.95 | 0.15 | 343.3575
30984 | Salto | GHB3151N00PPBN-R | GEO Salto heavy duty deadbolt Rim cylinder, electronic wire-free SVN contactless HID iClass operation black reader, polished brass (PVD), single cylinder standard removable knob, water resistant IP66 rating | 1 |  | 1 Year | 424.35 | 0.15 | 360.6975
30985 | Salto | GHB3151N00PPWN-- | GEO Salto heavy duty deadbolt Rim cylinder, electronic wire-free SVN contactless HID iClass operation white reader, polished brass (PVD), single cylinder standard removable knob, standard IP55 rating | 1 |  | 1 Year | 403.95 | 0.15 | 343.3575
30986 | Salto | GHB3151N00PPWN-R | GEO Salto heavy duty deadbolt Rim cylinder, electronic wire-free SVN contactless HID iClass operation white reader, polished brass (PVD), single cylinder standard removable knob, water resistant IP66 rating | 1 |  | 1 Year | 424.35 | 0.15 | 360.6975
30987 | Salto | G9E9130N00BCBR-- | GEO Half Cylinder for use w/ server rack swing handles (not included), electronic wire-free SVN contactless Mifare / DESfire operation black reader, BioCote antibacterial satin chrome, standard removable knob, 40mm profile length, standard IP55 rating | 1 |  | 1 Year | 493.65 | 0.15 | 419.6025
30988 | Salto | G9E9130N00BCBR-R | GEO Half Cylinder for use w/ server rack swing handles (not included), electronic wire-free SVN contactless Mifare / DESfire operation black reader, BioCote antibacterial satin chrome, standard removable knob, 40mm profile length, water resistant IP66 rat | 1 |  | 1 Year | 514.05 | 0.15 | 436.9425
30989 | Salto | G9E9130N00BCBRW- | GEO Half Cylinder for use w/ server rack swing handles (not included), electronic RF wireless contactless Mifare / DESfire operation black reader, BioCote antibacterial satin chrome, standard removable knob, 40mm profile length, standard IP55 rating | 1 |  | 1 Year | 595.65 | 0.15 | 506.3025
30990 | Salto | G9E9130N00BCBRWR | GEO Half Cylinder for use w/ server rack swing handles (not included), electronic RF wireless contactless Mifare / DESfire operation black reader, BioCote antibacterial satin chrome, standard removable knob, 40mm profile length, water resistant IP66 ratin | 1 |  | 1 Year | 616.05 | 0.15 | 523.6425
30991 | Salto | G9E9130N00CPBR-- | GEO Half Cylinder for use w/ server rack swing handles (not included), electronic wire-free SVN contactless Mifare / DESfire operation black reader, polished chrome, standard removable knob, 40mm profile length, standard IP55 rating | 1 |  | 1 Year | 446.75 | 0.15 | 379.7375
30992 | Salto | G9E9130N00CPBR-R | GEO Half Cylinder for use w/ server rack swing handles (not included), electronic wire-free SVN contactless Mifare / DESfire operation black reader, polished chrome, standard removable knob, 40mm profile length, water resistant IP66 rating | 1 |  | 1 Year | 467.15 | 0.15 | 397.0775
30993 | Salto | G9E9130N00CPBRW- | GEO Half Cylinder for use w/ server rack swing handles (not included), electronic RF wireless contactless Mifare / DESfire operation black reader, polished chrome, standard removable knob, 40mm profile length, standard IP55 rating | 1 |  | 1 Year | 548.75 | 0.15 | 466.4375
30994 | Salto | G9E9130N00CPBRWR | GEO Half Cylinder for use w/ server rack swing handles (not included), electronic RF wireless contactless Mifare / DESfire operation black reader, polished chrome, standard removable knob, 40mm profile length, water resistant IP66 rating | 1 |  | 1 Year | 569.15 | 0.15 | 483.7775
30995 | Salto | G9E9130N00CPWR-- | GEO Half Cylinder for use w/ server rack swing handles (not included), electronic wire-free SVN contactless Mifare / DESfire operation white reader, polished chrome, standard removable knob, 40mm profile length, standard IP55 rating | 1 |  | 1 Year | 446.75 | 0.15 | 379.7375
30996 | Salto | G9E9130N00CPWR-R | GEO Half Cylinder for use w/ server rack swing handles (not included), electronic wire-free SVN contactless Mifare / DESfire operation white reader, polished chrome, standard removable knob, 40mm profile length, water resistant IP66 rating | 1 |  | 1 Year | 467.15 | 0.15 | 397.0775
30997 | Salto | G9E9130N00CPWRW- | GEO Half Cylinder for use w/ server rack swing handles (not included), electronic RF wireless contactless Mifare / DESfire operation white reader, polished chrome, standard removable knob, 40mm profile length, standard IP55 rating | 1 |  | 1 Year | 548.75 | 0.15 | 466.4375
30998 | Salto | G9E9130N00CPWRWR | GEO Half Cylinder for use w/ server rack swing handles (not included), electronic RF wireless contactless Mifare / DESfire operation white reader, polished chrome, standard removable knob, 40mm profile length, water resistant IP66 rating | 1 |  | 1 Year | 569.15 | 0.15 | 483.7775
30999 | Salto | G9E9130N00CSBR-- | GEO Half Cylinder for use w/ server rack swing handles (not included), electronic wire-free SVN contactless Mifare / DESfire operation black reader, satin chrome, standard removable knob, 40mm profile length, standard IP55 rating | 1 |  | 1 Year | 446.75 | 0.15 | 379.7375
31000 | Salto | G9E9130N00CSBR-R | GEO Half Cylinder for use w/ server rack swing handles (not included), electronic wire-free SVN contactless Mifare / DESfire operation black reader, satin chrome, standard removable knob, 40mm profile length, water resistant IP66 rating | 1 |  | 1 Year | 467.15 | 0.15 | 397.0775
31001 | Salto | G9E9130N00CSBRW- | GEO Half Cylinder for use w/ server rack swing handles (not included), electronic RF wireless contactless Mifare / DESfire operation black reader, satin chrome, standard removable knob, 40mm profile length, standard IP55 rating | 1 |  | 1 Year | 548.75 | 0.15 | 466.4375
31002 | Salto | G9E9130N00CSBRWR | GEO Half Cylinder for use w/ server rack swing handles (not included), electronic RF wireless contactless Mifare / DESfire operation black reader, satin chrome, standard removable knob, 40mm profile length, water resistant IP66 rating | 1 |  | 1 Year | 569.15 | 0.15 | 483.7775
31003 | Salto | G9E9130N00CSWR-- | GEO Half Cylinder for use w/ server rack swing handles (not included), electronic wire-free SVN contactless Mifare / DESfire operation white reader, satin chrome, standard removable knob, 40mm profile length, standard IP55 rating | 1 |  | 1 Year | 446.75 | 0.15 | 379.7375
31004 | Salto | G9E9130N00CSWR-R | GEO Half Cylinder for use w/ server rack swing handles (not included), electronic wire-free SVN contactless Mifare / DESfire operation white reader, satin chrome, standard removable knob, 40mm profile length, water resistant IP66 rating | 1 |  | 1 Year | 467.15 | 0.15 | 397.0775
31005 | Salto | G9E9130N00CSWRW- | GEO Half Cylinder for use w/ server rack swing handles (not included), electronic RF wireless contactless Mifare / DESfire operation white reader, satin chrome, standard removable knob, 40mm profile length, standard IP55 rating | 1 |  | 1 Year | 548.75 | 0.15 | 466.4375
31006 | Salto | G9E9130N00CSWRWR | GEO Half Cylinder for use w/ server rack swing handles (not included), electronic RF wireless contactless Mifare / DESfire operation white reader, satin chrome, standard removable knob, 40mm profile length, water resistant IP66 rating | 1 |  | 1 Year | 569.15 | 0.15 | 483.7775
31007 | Salto | G9E9130N00NEBR-- | GEO Half Cylinder for use w/ server rack swing handles (not included), electronic wire-free SVN contactless Mifare / DESfire operation black reader, black satin chrome, standard removable knob, 40mm profile length, standard IP55 rating | 1 |  | 1 Year | 456.95 | 0.15 | 388.4075
31008 | Salto | G9E9130N00NEBR-R | GEO Half Cylinder for use w/ server rack swing handles (not included), electronic wire-free SVN contactless Mifare / DESfire operation black reader, black satin chrome, standard removable knob, 40mm profile length, water resistant IP66 rating | 1 |  | 1 Year | 477.35 | 0.15 | 405.7475
31009 | Salto | G9E9130N00NEBRW- | GEO Half Cylinder for use w/ server rack swing handles (not included), electronic RF wireless contactless Mifare / DESfire operation black reader, black satin chrome, standard removable knob, 40mm profile length, standard IP55 rating | 1 |  | 1 Year | 558.95 | 0.15 | 475.1075
31010 | Salto | G9E9130N00NEBRWR | GEO Half Cylinder for use w/ server rack swing handles (not included), electronic RF wireless contactless Mifare / DESfire operation black reader, black satin chrome, standard removable knob, 40mm profile length, water resistant IP66 rating | 1 |  | 1 Year | 579.35 | 0.15 | 492.4475
31011 | Salto | G9E9130N00NEWR-- | GEO Half Cylinder for use w/ server rack swing handles (not included), electronic wire-free SVN contactless Mifare / DESfire operation white reader, black satin chrome, standard removable knob, 40mm profile length, standard IP55 rating | 1 |  | 1 Year | 456.95 | 0.15 | 388.4075
31012 | Salto | G9E9130N00NEWR-R | GEO Half Cylinder for use w/ server rack swing handles (not included), electronic wire-free SVN contactless Mifare / DESfire operation white reader, black satin chrome, standard removable knob, 40mm profile length, water resistant IP66 rating | 1 |  | 1 Year | 477.35 | 0.15 | 405.7475
31013 | Salto | G9E9130N00NEWRW- | GEO Half Cylinder for use w/ server rack swing handles (not included), electronic RF wireless contactless Mifare / DESfire operation white reader, black satin chrome, standard removable knob, 40mm profile length, standard IP55 rating | 1 |  | 1 Year | 558.95 | 0.15 | 475.1075
31014 | Salto | G9E9130N00NEWRWR | GEO Half Cylinder for use w/ server rack swing handles (not included), electronic RF wireless contactless Mifare / DESfire operation white reader, black satin chrome, standard removable knob, 40mm profile length, water resistant IP66 rating | 1 |  | 1 Year | 579.35 | 0.15 | 492.4475
31015 | Salto | G9E9130N00PMBR-- | GEO Half Cylinder for use w/ server rack swing handles (not included), electronic wire-free SVN contactless Mifare / DESfire operation black reader, satin brass (PVD), standard removable knob, 40mm profile length, standard IP55 rating | 1 |  | 1 Year | 481.45 | 0.15 | 409.2325
31016 | Salto | G9E9130N00PMBR-R | GEO Half Cylinder for use w/ server rack swing handles (not included), electronic wire-free SVN contactless Mifare / DESfire operation black reader, satin brass (PVD), standard removable knob, 40mm profile length, water resistant IP66 rating | 1 |  | 1 Year | 501.85 | 0.15 | 426.5725
31017 | Salto | G9E9130N00PMBRW- | GEO Half Cylinder for use w/ server rack swing handles (not included), electronic RF wireless contactless Mifare / DESfire operation black reader, satin brass (PVD), standard removable knob, 40mm profile length, standard IP55 rating | 1 |  | 1 Year | 583.45 | 0.15 | 495.9325
31018 | Salto | G9E9130N00PMBRWR | GEO Half Cylinder for use w/ server rack swing handles (not included), electronic RF wireless contactless Mifare / DESfire operation black reader, satin brass (PVD), standard removable knob, 40mm profile length, water resistant IP66 rating | 1 |  | 1 Year | 603.85 | 0.15 | 513.2725
31019 | Salto | G9E9130N00PMWR-- | GEO Half Cylinder for use w/ server rack swing handles (not included), electronic wire-free SVN contactless Mifare / DESfire operation white reader, satin brass (PVD), standard removable knob, 40mm profile length, standard IP55 rating | 1 |  | 1 Year | 481.45 | 0.15 | 409.2325
31020 | Salto | G9E9130N00PMWR-R | GEO Half Cylinder for use w/ server rack swing handles (not included), electronic wire-free SVN contactless Mifare / DESfire operation white reader, satin brass (PVD), standard removable knob, 40mm profile length, water resistant IP66 rating | 1 |  | 1 Year | 501.85 | 0.15 | 426.5725
31021 | Salto | G9E9130N00PMWRW- | GEO Half Cylinder for use w/ server rack swing handles (not included), electronic RF wireless contactless Mifare / DESfire operation white reader, satin brass (PVD), standard removable knob, 40mm profile length, standard IP55 rating | 1 |  | 1 Year | 583.45 | 0.15 | 495.9325
31022 | Salto | G9E9130N00PMWRWR | GEO Half Cylinder for use w/ server rack swing handles (not included), electronic RF wireless contactless Mifare / DESfire operation white reader, satin brass (PVD), standard removable knob, 40mm profile length, water resistant IP66 rating | 1 |  | 1 Year | 603.85 | 0.15 | 513.2725
31023 | Salto | G9E9130N00PPBR-- | GEO Half Cylinder for use w/ server rack swing handles (not included), electronic wire-free SVN contactless Mifare / DESfire operation black reader, polished brass (PVD), standard removable knob, 40mm profile length, standard IP55 rating | 1 |  | 1 Year | 481.45 | 0.15 | 409.2325
31024 | Salto | G9E9130N00PPBR-R | GEO Half Cylinder for use w/ server rack swing handles (not included), electronic wire-free SVN contactless Mifare / DESfire operation black reader, polished brass (PVD), standard removable knob, 40mm profile length, water resistant IP66 rating | 1 |  | 1 Year | 501.85 | 0.15 | 426.5725
31025 | Salto | G9E9130N00PPBRW- | GEO Half Cylinder for use w/ server rack swing handles (not included), electronic RF wireless contactless Mifare / DESfire operation black reader, polished brass (PVD), standard removable knob, 40mm profile length, standard IP55 rating | 1 |  | 1 Year | 583.45 | 0.15 | 495.9325
31026 | Salto | G9E9130N00PPBRWR | GEO Half Cylinder for use w/ server rack swing handles (not included), electronic RF wireless contactless Mifare / DESfire operation black reader, polished brass (PVD), standard removable knob, 40mm profile length, water resistant IP66 rating | 1 |  | 1 Year | 603.85 | 0.15 | 513.2725
31027 | Salto | G9E9130N00PPWR-- | GEO Half Cylinder for use w/ server rack swing handles (not included), electronic wire-free SVN contactless Mifare / DESfire operation white reader, polished brass (PVD), standard removable knob, 40mm profile length, standard IP55 rating | 1 |  | 1 Year | 481.45 | 0.15 | 409.2325
31028 | Salto | G9E9130N00PPWR-R | GEO Half Cylinder for use w/ server rack swing handles (not included), electronic wire-free SVN contactless Mifare / DESfire operation white reader, polished brass (PVD), standard removable knob, 40mm profile length, water resistant IP66 rating | 1 |  | 1 Year | 501.85 | 0.15 | 426.5725
31029 | Salto | G9E9130N00PPWRW- | GEO Half Cylinder for use w/ server rack swing handles (not included), electronic RF wireless contactless Mifare / DESfire operation white reader, polished brass (PVD), standard removable knob, 40mm profile length, standard IP55 rating | 1 |  | 1 Year | 583.45 | 0.15 | 495.9325
31030 | Salto | G9E9130N00PPWRWR | GEO Half Cylinder for use w/ server rack swing handles (not included), electronic RF wireless contactless Mifare / DESfire operation white reader, polished brass (PVD), standard removable knob, 40mm profile length, water resistant IP66 rating | 1 |  | 1 Year | 603.85 | 0.15 | 513.2725
31031 | Salto | G9E9135N00BCBR-- | GEO Half Cylinder for use w/ server rack swing handles (not included), electronic wire-free SVN contactless Mifare / DESfire operation black reader, BioCote antibacterial satin chrome, standard removable knob, 45mm profile length, standard IP55 rating | 1 |  | 1 Year | 493.65 | 0.15 | 419.6025
31032 | Salto | G9E9135N00BCBR-R | GEO Half Cylinder for use w/ server rack swing handles (not included), electronic wire-free SVN contactless Mifare / DESfire operation black reader, BioCote antibacterial satin chrome, standard removable knob, 45mm profile length, water resistant IP66 rat | 1 |  | 1 Year | 514.05 | 0.15 | 436.9425
31033 | Salto | G9E9135N00BCBRW- | GEO Half Cylinder for use w/ server rack swing handles (not included), electronic RF wireless contactless Mifare / DESfire operation black reader, BioCote antibacterial satin chrome, standard removable knob, 45mm profile length, standard IP55 rating | 1 |  | 1 Year | 595.65 | 0.15 | 506.3025
31034 | Salto | G9E9135N00BCBRWR | GEO Half Cylinder for use w/ server rack swing handles (not included), electronic RF wireless contactless Mifare / DESfire operation black reader, BioCote antibacterial satin chrome, standard removable knob, 45mm profile length, water resistant IP66 ratin | 1 |  | 1 Year | 616.05 | 0.15 | 523.6425
31035 | Salto | G9E9135N00CPBR-- | GEO Half Cylinder for use w/ server rack swing handles (not included), electronic wire-free SVN contactless Mifare / DESfire operation black reader, polished chrome, standard removable knob, 45mm profile length, standard IP55 rating | 1 |  | 1 Year | 446.75 | 0.15 | 379.7375
31036 | Salto | G9E9135N00CPBR-R | GEO Half Cylinder for use w/ server rack swing handles (not included), electronic wire-free SVN contactless Mifare / DESfire operation black reader, polished chrome, standard removable knob, 45mm profile length, water resistant IP66 rating | 1 |  | 1 Year | 467.15 | 0.15 | 397.0775
31037 | Salto | G9E9135N00CPBRW- | GEO Half Cylinder for use w/ server rack swing handles (not included), electronic RF wireless contactless Mifare / DESfire operation black reader, polished chrome, standard removable knob, 45mm profile length, standard IP55 rating | 1 |  | 1 Year | 548.75 | 0.15 | 466.4375
31038 | Salto | G9E9135N00CPBRWR | GEO Half Cylinder for use w/ server rack swing handles (not included), electronic RF wireless contactless Mifare / DESfire operation black reader, polished chrome, standard removable knob, 45mm profile length, water resistant IP66 rating | 1 |  | 1 Year | 569.15 | 0.15 | 483.7775
31039 | Salto | G9E9135N00CPWR-- | GEO Half Cylinder for use w/ server rack swing handles (not included), electronic wire-free SVN contactless Mifare / DESfire operation white reader, polished chrome, standard removable knob, 45mm profile length, standard IP55 rating | 1 |  | 1 Year | 446.75 | 0.15 | 379.7375
31040 | Salto | G9E9135N00CPWR-R | GEO Half Cylinder for use w/ server rack swing handles (not included), electronic wire-free SVN contactless Mifare / DESfire operation white reader, polished chrome, standard removable knob, 45mm profile length, water resistant IP66 rating | 1 |  | 1 Year | 467.15 | 0.15 | 397.0775
31041 | Salto | G9E9135N00CPWRW- | GEO Half Cylinder for use w/ server rack swing handles (not included), electronic RF wireless contactless Mifare / DESfire operation white reader, polished chrome, standard removable knob, 45mm profile length, standard IP55 rating | 1 |  | 1 Year | 548.75 | 0.15 | 466.4375
31042 | Salto | G9E9135N00CPWRWR | GEO Half Cylinder for use w/ server rack swing handles (not included), electronic RF wireless contactless Mifare / DESfire operation white reader, polished chrome, standard removable knob, 45mm profile length, water resistant IP66 rating | 1 |  | 1 Year | 569.15 | 0.15 | 483.7775
31043 | Salto | G9E9135N00CSBR-- | GEO Half Cylinder for use w/ server rack swing handles (not included), electronic wire-free SVN contactless Mifare / DESfire operation black reader, satin chrome, standard removable knob, 45mm profile length, standard IP55 rating | 1 |  | 1 Year | 446.75 | 0.15 | 379.7375
31044 | Salto | G9E9135N00CSBR-R | GEO Half Cylinder for use w/ server rack swing handles (not included), electronic wire-free SVN contactless Mifare / DESfire operation black reader, satin chrome, standard removable knob, 45mm profile length, water resistant IP66 rating | 1 |  | 1 Year | 467.15 | 0.15 | 397.0775
31045 | Salto | G9E9135N00CSBRW- | GEO Half Cylinder for use w/ server rack swing handles (not included), electronic RF wireless contactless Mifare / DESfire operation black reader, satin chrome, standard removable knob, 45mm profile length, standard IP55 rating | 1 |  | 1 Year | 548.75 | 0.15 | 466.4375
31046 | Salto | G9E9135N00CSBRWR | GEO Half Cylinder for use w/ server rack swing handles (not included), electronic RF wireless contactless Mifare / DESfire operation black reader, satin chrome, standard removable knob, 45mm profile length, water resistant IP66 rating | 1 |  | 1 Year | 569.15 | 0.15 | 483.7775
31047 | Salto | G9E9135N00CSWR-- | GEO Half Cylinder for use w/ server rack swing handles (not included), electronic wire-free SVN contactless Mifare / DESfire operation white reader, satin chrome, standard removable knob, 45mm profile length, standard IP55 rating | 1 |  | 1 Year | 446.75 | 0.15 | 379.7375
31048 | Salto | G9E9135N00CSWR-R | GEO Half Cylinder for use w/ server rack swing handles (not included), electronic wire-free SVN contactless Mifare / DESfire operation white reader, satin chrome, standard removable knob, 45mm profile length, water resistant IP66 rating | 1 |  | 1 Year | 467.15 | 0.15 | 397.0775
31049 | Salto | G9E9135N00CSWRW- | GEO Half Cylinder for use w/ server rack swing handles (not included), electronic RF wireless contactless Mifare / DESfire operation white reader, satin chrome, standard removable knob, 45mm profile length, standard IP55 rating | 1 |  | 1 Year | 548.75 | 0.15 | 466.4375
31050 | Salto | G9E9135N00CSWRWR | GEO Half Cylinder for use w/ server rack swing handles (not included), electronic RF wireless contactless Mifare / DESfire operation white reader, satin chrome, standard removable knob, 45mm profile length, water resistant IP66 rating | 1 |  | 1 Year | 569.15 | 0.15 | 483.7775
31051 | Salto | G9E9135N00NEBR-- | GEO Half Cylinder for use w/ server rack swing handles (not included), electronic wire-free SVN contactless Mifare / DESfire operation black reader, black satin chrome, standard removable knob, 45mm profile length, standard IP55 rating | 1 |  | 1 Year | 456.95 | 0.15 | 388.4075
31052 | Salto | G9E9135N00NEBR-R | GEO Half Cylinder for use w/ server rack swing handles (not included), electronic wire-free SVN contactless Mifare / DESfire operation black reader, black satin chrome, standard removable knob, 45mm profile length, water resistant IP66 rating | 1 |  | 1 Year | 477.35 | 0.15 | 405.7475
31053 | Salto | G9E9135N00NEBRW- | GEO Half Cylinder for use w/ server rack swing handles (not included), electronic RF wireless contactless Mifare / DESfire operation black reader, black satin chrome, standard removable knob, 45mm profile length, standard IP55 rating | 1 |  | 1 Year | 558.95 | 0.15 | 475.1075
31054 | Salto | G9E9135N00NEBRWR | GEO Half Cylinder for use w/ server rack swing handles (not included), electronic RF wireless contactless Mifare / DESfire operation black reader, black satin chrome, standard removable knob, 45mm profile length, water resistant IP66 rating | 1 |  | 1 Year | 579.35 | 0.15 | 492.4475
31055 | Salto | G9E9135N00NEWR-- | GEO Half Cylinder for use w/ server rack swing handles (not included), electronic wire-free SVN contactless Mifare / DESfire operation white reader, black satin chrome, standard removable knob, 45mm profile length, standard IP55 rating | 1 |  | 1 Year | 456.95 | 0.15 | 388.4075
31056 | Salto | G9E9135N00NEWR-R | GEO Half Cylinder for use w/ server rack swing handles (not included), electronic wire-free SVN contactless Mifare / DESfire operation white reader, black satin chrome, standard removable knob, 45mm profile length, water resistant IP66 rating | 1 |  | 1 Year | 477.35 | 0.15 | 405.7475
31057 | Salto | G9E9135N00NEWRW- | GEO Half Cylinder for use w/ server rack swing handles (not included), electronic RF wireless contactless Mifare / DESfire operation white reader, black satin chrome, standard removable knob, 45mm profile length, standard IP55 rating | 1 |  | 1 Year | 558.95 | 0.15 | 475.1075
31058 | Salto | G9E9135N00NEWRWR | GEO Half Cylinder for use w/ server rack swing handles (not included), electronic RF wireless contactless Mifare / DESfire operation white reader, black satin chrome, standard removable knob, 45mm profile length, water resistant IP66 rating | 1 |  | 1 Year | 579.35 | 0.15 | 492.4475
31059 | Salto | G9E9135N00PMBR-- | GEO Half Cylinder for use w/ server rack swing handles (not included), electronic wire-free SVN contactless Mifare / DESfire operation black reader, satin brass (PVD), standard removable knob, 45mm profile length, standard IP55 rating | 1 |  | 1 Year | 481.45 | 0.15 | 409.2325
31060 | Salto | G9E9135N00PMBR-R | GEO Half Cylinder for use w/ server rack swing handles (not included), electronic wire-free SVN contactless Mifare / DESfire operation black reader, satin brass (PVD), standard removable knob, 45mm profile length, water resistant IP66 rating | 1 |  | 1 Year | 501.85 | 0.15 | 426.5725
31061 | Salto | G9E9135N00PMBRW- | GEO Half Cylinder for use w/ server rack swing handles (not included), electronic RF wireless contactless Mifare / DESfire operation black reader, satin brass (PVD), standard removable knob, 45mm profile length, standard IP55 rating | 1 |  | 1 Year | 583.45 | 0.15 | 495.9325
31062 | Salto | G9E9135N00PMBRWR | GEO Half Cylinder for use w/ server rack swing handles (not included), electronic RF wireless contactless Mifare / DESfire operation black reader, satin brass (PVD), standard removable knob, 45mm profile length, water resistant IP66 rating | 1 |  | 1 Year | 603.85 | 0.15 | 513.2725
31063 | Salto | G9E9135N00PMWR-- | GEO Half Cylinder for use w/ server rack swing handles (not included), electronic wire-free SVN contactless Mifare / DESfire operation white reader, satin brass (PVD), standard removable knob, 45mm profile length, standard IP55 rating | 1 |  | 1 Year | 481.45 | 0.15 | 409.2325
31064 | Salto | G9E9135N00PMWR-R | GEO Half Cylinder for use w/ server rack swing handles (not included), electronic wire-free SVN contactless Mifare / DESfire operation white reader, satin brass (PVD), standard removable knob, 45mm profile length, water resistant IP66 rating | 1 |  | 1 Year | 501.85 | 0.15 | 426.5725
31065 | Salto | G9E9135N00PMWRW- | GEO Half Cylinder for use w/ server rack swing handles (not included), electronic RF wireless contactless Mifare / DESfire operation white reader, satin brass (PVD), standard removable knob, 45mm profile length, standard IP55 rating | 1 |  | 1 Year | 583.45 | 0.15 | 495.9325
31066 | Salto | G9E9135N00PMWRWR | GEO Half Cylinder for use w/ server rack swing handles (not included), electronic RF wireless contactless Mifare / DESfire operation white reader, satin brass (PVD), standard removable knob, 45mm profile length, water resistant IP66 rating | 1 |  | 1 Year | 603.85 | 0.15 | 513.2725
31067 | Salto | G9E9135N00PPBR-- | GEO Half Cylinder for use w/ server rack swing handles (not included), electronic wire-free SVN contactless Mifare / DESfire operation black reader, polished brass (PVD), standard removable knob, 45mm profile length, standard IP55 rating | 1 |  | 1 Year | 481.45 | 0.15 | 409.2325
31068 | Salto | G9E9135N00PPBR-R | GEO Half Cylinder for use w/ server rack swing handles (not included), electronic wire-free SVN contactless Mifare / DESfire operation black reader, polished brass (PVD), standard removable knob, 45mm profile length, water resistant IP66 rating | 1 |  | 1 Year | 501.85 | 0.15 | 426.5725
31069 | Salto | G9E9135N00PPBRW- | GEO Half Cylinder for use w/ server rack swing handles (not included), electronic RF wireless contactless Mifare / DESfire operation black reader, polished brass (PVD), standard removable knob, 45mm profile length, standard IP55 rating | 1 |  | 1 Year | 583.45 | 0.15 | 495.9325
31070 | Salto | G9E9135N00PPBRWR | GEO Half Cylinder for use w/ server rack swing handles (not included), electronic RF wireless contactless Mifare / DESfire operation black reader, polished brass (PVD), standard removable knob, 45mm profile length, water resistant IP66 rating | 1 |  | 1 Year | 603.85 | 0.15 | 513.2725
31071 | Salto | G9E9135N00PPWR-- | GEO Half Cylinder for use w/ server rack swing handles (not included), electronic wire-free SVN contactless Mifare / DESfire operation white reader, polished brass (PVD), standard removable knob, 45mm profile length, standard IP55 rating | 1 |  | 1 Year | 481.45 | 0.15 | 409.2325
31072 | Salto | G9E9135N00PPWR-R | GEO Half Cylinder for use w/ server rack swing handles (not included), electronic wire-free SVN contactless Mifare / DESfire operation white reader, polished brass (PVD), standard removable knob, 45mm profile length, water resistant IP66 rating | 1 |  | 1 Year | 501.85 | 0.15 | 426.5725
31073 | Salto | G9E9135N00PPWRW- | GEO Half Cylinder for use w/ server rack swing handles (not included), electronic RF wireless contactless Mifare / DESfire operation white reader, polished brass (PVD), standard removable knob, 45mm profile length, standard IP55 rating | 1 |  | 1 Year | 583.45 | 0.15 | 495.9325
31074 | Salto | G9E9135N00PPWRWR | GEO Half Cylinder for use w/ server rack swing handles (not included), electronic RF wireless contactless Mifare / DESfire operation white reader, polished brass (PVD), standard removable knob, 45mm profile length, water resistant IP66 rating | 1 |  | 1 Year | 603.85 | 0.15 | 513.2725
31075 | Salto | G9E9230N00BCBR-- | GEO Half Cylinder for use w/ server rack swing handles (not included), electronic wire-free SVN contactless Mifare / DESfire operation black reader, BioCote antibacterial satin chrome, removable knob w/ 5mm plug, 40mm profile length, standard IP55 rating | 1 |  | 1 Year | 493.65 | 0.15 | 419.6025
31076 | Salto | G9E9230N00BCBR-R | GEO Half Cylinder for use w/ server rack swing handles (not included), electronic wire-free SVN contactless Mifare / DESfire operation black reader, BioCote antibacterial satin chrome, removable knob w/ 5mm plug, 40mm profile length, water resistant IP66 | 1 |  | 1 Year | 514.05 | 0.15 | 436.9425
31077 | Salto | G9E9230N00BCBRW- | GEO Half Cylinder for use w/ server rack swing handles (not included), electronic RF wireless contactless Mifare / DESfire operation black reader, BioCote antibacterial satin chrome, removable knob w/ 5mm plug, 40mm profile length, standard IP55 rating | 1 |  | 1 Year | 595.65 | 0.15 | 506.3025
31078 | Salto | G9E9230N00BCBRWR | GEO Half Cylinder for use w/ server rack swing handles (not included), electronic RF wireless contactless Mifare / DESfire operation black reader, BioCote antibacterial satin chrome, removable knob w/ 5mm plug, 40mm profile length, water resistant IP66 ra | 1 |  | 1 Year | 616.05 | 0.15 | 523.6425
31079 | Salto | G9E9230N00CPBR-- | GEO Half Cylinder for use w/ server rack swing handles (not included), electronic wire-free SVN contactless Mifare / DESfire operation black reader, polished chrome, removable knob w/ 5mm plug, 40mm profile length, standard IP55 rating | 1 |  | 1 Year | 446.75 | 0.15 | 379.7375
31080 | Salto | G9E9230N00CPBR-R | GEO Half Cylinder for use w/ server rack swing handles (not included), electronic wire-free SVN contactless Mifare / DESfire operation black reader, polished chrome, removable knob w/ 5mm plug, 40mm profile length, water resistant IP66 rating | 1 |  | 1 Year | 467.15 | 0.15 | 397.0775
31081 | Salto | G9E9230N00CPBRW- | GEO Half Cylinder for use w/ server rack swing handles (not included), electronic RF wireless contactless Mifare / DESfire operation black reader, polished chrome, removable knob w/ 5mm plug, 40mm profile length, standard IP55 rating | 1 |  | 1 Year | 548.75 | 0.15 | 466.4375
31082 | Salto | G9E9230N00CPBRWR | GEO Half Cylinder for use w/ server rack swing handles (not included), electronic RF wireless contactless Mifare / DESfire operation black reader, polished chrome, removable knob w/ 5mm plug, 40mm profile length, water resistant IP66 rating | 1 |  | 1 Year | 569.15 | 0.15 | 483.7775
31083 | Salto | G9E9230N00CPWR-- | GEO Half Cylinder for use w/ server rack swing handles (not included), electronic wire-free SVN contactless Mifare / DESfire operation white reader, polished chrome, removable knob w/ 5mm plug, 40mm profile length, standard IP55 rating | 1 |  | 1 Year | 446.75 | 0.15 | 379.7375
31084 | Salto | G9E9230N00CPWR-R | GEO Half Cylinder for use w/ server rack swing handles (not included), electronic wire-free SVN contactless Mifare / DESfire operation white reader, polished chrome, removable knob w/ 5mm plug, 40mm profile length, water resistant IP66 rating | 1 |  | 1 Year | 467.15 | 0.15 | 397.0775
31085 | Salto | G9E9230N00CPWRW- | GEO Half Cylinder for use w/ server rack swing handles (not included), electronic RF wireless contactless Mifare / DESfire operation white reader, polished chrome, removable knob w/ 5mm plug, 40mm profile length, standard IP55 rating | 1 |  | 1 Year | 548.75 | 0.15 | 466.4375
31086 | Salto | G9E9230N00CPWRWR | GEO Half Cylinder for use w/ server rack swing handles (not included), electronic RF wireless contactless Mifare / DESfire operation white reader, polished chrome, removable knob w/ 5mm plug, 40mm profile length, water resistant IP66 rating | 1 |  | 1 Year | 569.15 | 0.15 | 483.7775
31087 | Salto | G9E9230N00CSBR-- | GEO Half Cylinder for use w/ server rack swing handles (not included), electronic wire-free SVN contactless Mifare / DESfire operation black reader, satin chrome, removable knob w/ 5mm plug, 40mm profile length, standard IP55 rating | 1 |  | 1 Year | 446.75 | 0.15 | 379.7375
31088 | Salto | G9E9230N00CSBR-R | GEO Half Cylinder for use w/ server rack swing handles (not included), electronic wire-free SVN contactless Mifare / DESfire operation black reader, satin chrome, removable knob w/ 5mm plug, 40mm profile length, water resistant IP66 rating | 1 |  | 1 Year | 467.15 | 0.15 | 397.0775
31089 | Salto | G9E9230N00CSBRW- | GEO Half Cylinder for use w/ server rack swing handles (not included), electronic RF wireless contactless Mifare / DESfire operation black reader, satin chrome, removable knob w/ 5mm plug, 40mm profile length, standard IP55 rating | 1 |  | 1 Year | 548.75 | 0.15 | 466.4375
31090 | Salto | G9E9230N00CSBRWR | GEO Half Cylinder for use w/ server rack swing handles (not included), electronic RF wireless contactless Mifare / DESfire operation black reader, satin chrome, removable knob w/ 5mm plug, 40mm profile length, water resistant IP66 rating | 1 |  | 1 Year | 569.15 | 0.15 | 483.7775
31091 | Salto | G9E9230N00CSWR-- | GEO Half Cylinder for use w/ server rack swing handles (not included), electronic wire-free SVN contactless Mifare / DESfire operation white reader, satin chrome, removable knob w/ 5mm plug, 40mm profile length, standard IP55 rating | 1 |  | 1 Year | 446.75 | 0.15 | 379.7375
31092 | Salto | G9E9230N00CSWR-R | GEO Half Cylinder for use w/ server rack swing handles (not included), electronic wire-free SVN contactless Mifare / DESfire operation white reader, satin chrome, removable knob w/ 5mm plug, 40mm profile length, water resistant IP66 rating | 1 |  | 1 Year | 467.15 | 0.15 | 397.0775
31093 | Salto | G9E9230N00CSWRW- | GEO Half Cylinder for use w/ server rack swing handles (not included), electronic RF wireless contactless Mifare / DESfire operation white reader, satin chrome, removable knob w/ 5mm plug, 40mm profile length, standard IP55 rating | 1 |  | 1 Year | 548.75 | 0.15 | 466.4375
31094 | Salto | G9E9230N00CSWRWR | GEO Half Cylinder for use w/ server rack swing handles (not included), electronic RF wireless contactless Mifare / DESfire operation white reader, satin chrome, removable knob w/ 5mm plug, 40mm profile length, water resistant IP66 rating | 1 |  | 1 Year | 569.15 | 0.15 | 483.7775
31095 | Salto | G9E9230N00NEBR-- | GEO Half Cylinder for use w/ server rack swing handles (not included), electronic wire-free SVN contactless Mifare / DESfire operation black reader, black satin chrome, removable knob w/ 5mm plug, 40mm profile length, standard IP55 rating | 1 |  | 1 Year | 456.95 | 0.15 | 388.4075
31096 | Salto | G9E9230N00NEBR-R | GEO Half Cylinder for use w/ server rack swing handles (not included), electronic wire-free SVN contactless Mifare / DESfire operation black reader, black satin chrome, removable knob w/ 5mm plug, 40mm profile length, water resistant IP66 rating | 1 |  | 1 Year | 477.35 | 0.15 | 405.7475
31097 | Salto | G9E9230N00NEBRW- | GEO Half Cylinder for use w/ server rack swing handles (not included), electronic RF wireless contactless Mifare / DESfire operation black reader, black satin chrome, removable knob w/ 5mm plug, 40mm profile length, standard IP55 rating | 1 |  | 1 Year | 558.95 | 0.15 | 475.1075
31098 | Salto | G9E9230N00NEBRWR | GEO Half Cylinder for use w/ server rack swing handles (not included), electronic RF wireless contactless Mifare / DESfire operation black reader, black satin chrome, removable knob w/ 5mm plug, 40mm profile length, water resistant IP66 rating | 1 |  | 1 Year | 579.35 | 0.15 | 492.4475
31099 | Salto | G9E9230N00NEWR-- | GEO Half Cylinder for use w/ server rack swing handles (not included), electronic wire-free SVN contactless Mifare / DESfire operation white reader, black satin chrome, removable knob w/ 5mm plug, 40mm profile length, standard IP55 rating | 1 |  | 1 Year | 456.95 | 0.15 | 388.4075
31100 | Salto | G9E9230N00NEWR-R | GEO Half Cylinder for use w/ server rack swing handles (not included), electronic wire-free SVN contactless Mifare / DESfire operation white reader, black satin chrome, removable knob w/ 5mm plug, 40mm profile length, water resistant IP66 rating | 1 |  | 1 Year | 477.35 | 0.15 | 405.7475
31101 | Salto | G9E9230N00NEWRW- | GEO Half Cylinder for use w/ server rack swing handles (not included), electronic RF wireless contactless Mifare / DESfire operation white reader, black satin chrome, removable knob w/ 5mm plug, 40mm profile length, standard IP55 rating | 1 |  | 1 Year | 558.95 | 0.15 | 475.1075
31102 | Salto | G9E9230N00NEWRWR | GEO Half Cylinder for use w/ server rack swing handles (not included), electronic RF wireless contactless Mifare / DESfire operation white reader, black satin chrome, removable knob w/ 5mm plug, 40mm profile length, water resistant IP66 rating | 1 |  | 1 Year | 579.35 | 0.15 | 492.4475
31103 | Salto | G9E9230N00PMBR-- | GEO Half Cylinder for use w/ server rack swing handles (not included), electronic wire-free SVN contactless Mifare / DESfire operation black reader, satin brass (PVD), removable knob w/ 5mm plug, 40mm profile length, standard IP55 rating | 1 |  | 1 Year | 481.45 | 0.15 | 409.2325
31104 | Salto | G9E9230N00PMBR-R | GEO Half Cylinder for use w/ server rack swing handles (not included), electronic wire-free SVN contactless Mifare / DESfire operation black reader, satin brass (PVD), removable knob w/ 5mm plug, 40mm profile length, water resistant IP66 rating | 1 |  | 1 Year | 501.85 | 0.15 | 426.5725
31105 | Salto | G9E9230N00PMBRW- | GEO Half Cylinder for use w/ server rack swing handles (not included), electronic RF wireless contactless Mifare / DESfire operation black reader, satin brass (PVD), removable knob w/ 5mm plug, 40mm profile length, standard IP55 rating | 1 |  | 1 Year | 583.45 | 0.15 | 495.9325
31106 | Salto | G9E9230N00PMBRWR | GEO Half Cylinder for use w/ server rack swing handles (not included), electronic RF wireless contactless Mifare / DESfire operation black reader, satin brass (PVD), removable knob w/ 5mm plug, 40mm profile length, water resistant IP66 rating | 1 |  | 1 Year | 603.85 | 0.15 | 513.2725
31107 | Salto | G9E9230N00PMWR-- | GEO Half Cylinder for use w/ server rack swing handles (not included), electronic wire-free SVN contactless Mifare / DESfire operation white reader, satin brass (PVD), removable knob w/ 5mm plug, 40mm profile length, standard IP55 rating | 1 |  | 1 Year | 481.45 | 0.15 | 409.2325
31108 | Salto | G9E9230N00PMWR-R | GEO Half Cylinder for use w/ server rack swing handles (not included), electronic wire-free SVN contactless Mifare / DESfire operation white reader, satin brass (PVD), removable knob w/ 5mm plug, 40mm profile length, water resistant IP66 rating | 1 |  | 1 Year | 501.85 | 0.15 | 426.5725
31109 | Salto | G9E9230N00PMWRW- | GEO Half Cylinder for use w/ server rack swing handles (not included), electronic RF wireless contactless Mifare / DESfire operation white reader, satin brass (PVD), removable knob w/ 5mm plug, 40mm profile length, standard IP55 rating | 1 |  | 1 Year | 583.45 | 0.15 | 495.9325
31110 | Salto | G9E9230N00PMWRWR | GEO Half Cylinder for use w/ server rack swing handles (not included), electronic RF wireless contactless Mifare / DESfire operation white reader, satin brass (PVD), removable knob w/ 5mm plug, 40mm profile length, water resistant IP66 rating | 1 |  | 1 Year | 603.85 | 0.15 | 513.2725
31111 | Salto | G9E9230N00PPBR-- | GEO Half Cylinder for use w/ server rack swing handles (not included), electronic wire-free SVN contactless Mifare / DESfire operation black reader, polished brass (PVD), removable knob w/ 5mm plug, 40mm profile length, standard IP55 rating | 1 |  | 1 Year | 481.45 | 0.15 | 409.2325
31112 | Salto | G9E9230N00PPBR-R | GEO Half Cylinder for use w/ server rack swing handles (not included), electronic wire-free SVN contactless Mifare / DESfire operation black reader, polished brass (PVD), removable knob w/ 5mm plug, 40mm profile length, water resistant IP66 rating | 1 |  | 1 Year | 501.85 | 0.15 | 426.5725
31113 | Salto | G9E9230N00PPBRW- | GEO Half Cylinder for use w/ server rack swing handles (not included), electronic RF wireless contactless Mifare / DESfire operation black reader, polished brass (PVD), removable knob w/ 5mm plug, 40mm profile length, standard IP55 rating | 1 |  | 1 Year | 583.45 | 0.15 | 495.9325
31114 | Salto | G9E9230N00PPBRWR | GEO Half Cylinder for use w/ server rack swing handles (not included), electronic RF wireless contactless Mifare / DESfire operation black reader, polished brass (PVD), removable knob w/ 5mm plug, 40mm profile length, water resistant IP66 rating | 1 |  | 1 Year | 603.85 | 0.15 | 513.2725
31115 | Salto | G9E9230N00PPWR-- | GEO Half Cylinder for use w/ server rack swing handles (not included), electronic wire-free SVN contactless Mifare / DESfire operation white reader, polished brass (PVD), removable knob w/ 5mm plug, 40mm profile length, standard IP55 rating | 1 |  | 1 Year | 481.45 | 0.15 | 409.2325
31116 | Salto | G9E9230N00PPWR-R | GEO Half Cylinder for use w/ server rack swing handles (not included), electronic wire-free SVN contactless Mifare / DESfire operation white reader, polished brass (PVD), removable knob w/ 5mm plug, 40mm profile length, water resistant IP66 rating | 1 |  | 1 Year | 501.85 | 0.15 | 426.5725
31117 | Salto | G9E9230N00PPWRW- | GEO Half Cylinder for use w/ server rack swing handles (not included), electronic RF wireless contactless Mifare / DESfire operation white reader, polished brass (PVD), removable knob w/ 5mm plug, 40mm profile length, standard IP55 rating | 1 |  | 1 Year | 583.45 | 0.15 | 495.9325
31118 | Salto | G9E9230N00PPWRWR | GEO Half Cylinder for use w/ server rack swing handles (not included), electronic RF wireless contactless Mifare / DESfire operation white reader, polished brass (PVD), removable knob w/ 5mm plug, 40mm profile length, water resistant IP66 rating | 1 |  | 1 Year | 603.85 | 0.15 | 513.2725
31119 | Salto | G9E9235N00BCBR-- | GEO Half Cylinder for use w/ server rack swing handles (not included), electronic wire-free SVN contactless Mifare / DESfire operation black reader, BioCote antibacterial satin chrome, removable knob w/ 5mm plug, 45mm profile length, standard IP55 rating | 1 |  | 1 Year | 493.65 | 0.15 | 419.6025
31120 | Salto | G9E9235N00BCBR-R | GEO Half Cylinder for use w/ server rack swing handles (not included), electronic wire-free SVN contactless Mifare / DESfire operation black reader, BioCote antibacterial satin chrome, removable knob w/ 5mm plug, 45mm profile length, water resistant IP66 | 1 |  | 1 Year | 514.05 | 0.15 | 436.9425
31121 | Salto | G9E9235N00BCBRW- | GEO Half Cylinder for use w/ server rack swing handles (not included), electronic RF wireless contactless Mifare / DESfire operation black reader, BioCote antibacterial satin chrome, removable knob w/ 5mm plug, 45mm profile length, standard IP55 rating | 1 |  | 1 Year | 595.65 | 0.15 | 506.3025
31122 | Salto | G9E9235N00BCBRWR | GEO Half Cylinder for use w/ server rack swing handles (not included), electronic RF wireless contactless Mifare / DESfire operation black reader, BioCote antibacterial satin chrome, removable knob w/ 5mm plug, 45mm profile length, water resistant IP66 ra | 1 |  | 1 Year | 616.05 | 0.15 | 523.6425
31123 | Salto | G9E9235N00CPBR-- | GEO Half Cylinder for use w/ server rack swing handles (not included), electronic wire-free SVN contactless Mifare / DESfire operation black reader, polished chrome, removable knob w/ 5mm plug, 45mm profile length, standard IP55 rating | 1 |  | 1 Year | 446.75 | 0.15 | 379.7375
31124 | Salto | G9E9235N00CPBR-R | GEO Half Cylinder for use w/ server rack swing handles (not included), electronic wire-free SVN contactless Mifare / DESfire operation black reader, polished chrome, removable knob w/ 5mm plug, 45mm profile length, water resistant IP66 rating | 1 |  | 1 Year | 467.15 | 0.15 | 397.0775
31125 | Salto | G9E9235N00CPBRW- | GEO Half Cylinder for use w/ server rack swing handles (not included), electronic RF wireless contactless Mifare / DESfire operation black reader, polished chrome, removable knob w/ 5mm plug, 45mm profile length, standard IP55 rating | 1 |  | 1 Year | 548.75 | 0.15 | 466.4375
31126 | Salto | G9E9235N00CPBRWR | GEO Half Cylinder for use w/ server rack swing handles (not included), electronic RF wireless contactless Mifare / DESfire operation black reader, polished chrome, removable knob w/ 5mm plug, 45mm profile length, water resistant IP66 rating | 1 |  | 1 Year | 569.15 | 0.15 | 483.7775
31127 | Salto | G9E9235N00CPWR-- | GEO Half Cylinder for use w/ server rack swing handles (not included), electronic wire-free SVN contactless Mifare / DESfire operation white reader, polished chrome, removable knob w/ 5mm plug, 45mm profile length, standard IP55 rating | 1 |  | 1 Year | 446.75 | 0.15 | 379.7375
31128 | Salto | G9E9235N00CPWR-R | GEO Half Cylinder for use w/ server rack swing handles (not included), electronic wire-free SVN contactless Mifare / DESfire operation white reader, polished chrome, removable knob w/ 5mm plug, 45mm profile length, water resistant IP66 rating | 1 |  | 1 Year | 467.15 | 0.15 | 397.0775
31129 | Salto | G9E9235N00CPWRW- | GEO Half Cylinder for use w/ server rack swing handles (not included), electronic RF wireless contactless Mifare / DESfire operation white reader, polished chrome, removable knob w/ 5mm plug, 45mm profile length, standard IP55 rating | 1 |  | 1 Year | 548.75 | 0.15 | 466.4375
31130 | Salto | G9E9235N00CPWRWR | GEO Half Cylinder for use w/ server rack swing handles (not included), electronic RF wireless contactless Mifare / DESfire operation white reader, polished chrome, removable knob w/ 5mm plug, 45mm profile length, water resistant IP66 rating | 1 |  | 1 Year | 569.15 | 0.15 | 483.7775
31131 | Salto | G9E9235N00CSBR-- | GEO Half Cylinder for use w/ server rack swing handles (not included), electronic wire-free SVN contactless Mifare / DESfire operation black reader, satin chrome, removable knob w/ 5mm plug, 45mm profile length, standard IP55 rating | 1 |  | 1 Year | 446.75 | 0.15 | 379.7375
31132 | Salto | G9E9235N00CSBR-R | GEO Half Cylinder for use w/ server rack swing handles (not included), electronic wire-free SVN contactless Mifare / DESfire operation black reader, satin chrome, removable knob w/ 5mm plug, 45mm profile length, water resistant IP66 rating | 1 |  | 1 Year | 467.15 | 0.15 | 397.0775
31133 | Salto | G9E9235N00CSBRW- | GEO Half Cylinder for use w/ server rack swing handles (not included), electronic RF wireless contactless Mifare / DESfire operation black reader, satin chrome, removable knob w/ 5mm plug, 45mm profile length, standard IP55 rating | 1 |  | 1 Year | 548.75 | 0.15 | 466.4375
31134 | Salto | G9E9235N00CSBRWR | GEO Half Cylinder for use w/ server rack swing handles (not included), electronic RF wireless contactless Mifare / DESfire operation black reader, satin chrome, removable knob w/ 5mm plug, 45mm profile length, water resistant IP66 rating | 1 |  | 1 Year | 569.15 | 0.15 | 483.7775
31135 | Salto | G9E9235N00CSWR-- | GEO Half Cylinder for use w/ server rack swing handles (not included), electronic wire-free SVN contactless Mifare / DESfire operation white reader, satin chrome, removable knob w/ 5mm plug, 45mm profile length, standard IP55 rating | 1 |  | 1 Year | 446.75 | 0.15 | 379.7375
31136 | Salto | G9E9235N00CSWR-R | GEO Half Cylinder for use w/ server rack swing handles (not included), electronic wire-free SVN contactless Mifare / DESfire operation white reader, satin chrome, removable knob w/ 5mm plug, 45mm profile length, water resistant IP66 rating | 1 |  | 1 Year | 467.15 | 0.15 | 397.0775
31137 | Salto | G9E9235N00CSWRW- | GEO Half Cylinder for use w/ server rack swing handles (not included), electronic RF wireless contactless Mifare / DESfire operation white reader, satin chrome, removable knob w/ 5mm plug, 45mm profile length, standard IP55 rating | 1 |  | 1 Year | 548.75 | 0.15 | 466.4375
31138 | Salto | G9E9235N00CSWRWR | GEO Half Cylinder for use w/ server rack swing handles (not included), electronic RF wireless contactless Mifare / DESfire operation white reader, satin chrome, removable knob w/ 5mm plug, 45mm profile length, water resistant IP66 rating | 1 |  | 1 Year | 569.15 | 0.15 | 483.7775
31139 | Salto | G9E9235N00NEBR-- | GEO Half Cylinder for use w/ server rack swing handles (not included), electronic wire-free SVN contactless Mifare / DESfire operation black reader, black satin chrome, removable knob w/ 5mm plug, 45mm profile length, standard IP55 rating | 1 |  | 1 Year | 456.95 | 0.15 | 388.4075
31140 | Salto | G9E9235N00NEBR-R | GEO Half Cylinder for use w/ server rack swing handles (not included), electronic wire-free SVN contactless Mifare / DESfire operation black reader, black satin chrome, removable knob w/ 5mm plug, 45mm profile length, water resistant IP66 rating | 1 |  | 1 Year | 477.35 | 0.15 | 405.7475
31141 | Salto | G9E9235N00NEBRW- | GEO Half Cylinder for use w/ server rack swing handles (not included), electronic RF wireless contactless Mifare / DESfire operation black reader, black satin chrome, removable knob w/ 5mm plug, 45mm profile length, standard IP55 rating | 1 |  | 1 Year | 558.95 | 0.15 | 475.1075
31142 | Salto | G9E9235N00NEBRWR | GEO Half Cylinder for use w/ server rack swing handles (not included), electronic RF wireless contactless Mifare / DESfire operation black reader, black satin chrome, removable knob w/ 5mm plug, 45mm profile length, water resistant IP66 rating | 1 |  | 1 Year | 579.35 | 0.15 | 492.4475
31143 | Salto | G9E9235N00NEWR-- | GEO Half Cylinder for use w/ server rack swing handles (not included), electronic wire-free SVN contactless Mifare / DESfire operation white reader, black satin chrome, removable knob w/ 5mm plug, 45mm profile length, standard IP55 rating | 1 |  | 1 Year | 456.95 | 0.15 | 388.4075
31144 | Salto | G9E9235N00NEWR-R | GEO Half Cylinder for use w/ server rack swing handles (not included), electronic wire-free SVN contactless Mifare / DESfire operation white reader, black satin chrome, removable knob w/ 5mm plug, 45mm profile length, water resistant IP66 rating | 1 |  | 1 Year | 477.35 | 0.15 | 405.7475
31145 | Salto | G9E9235N00NEWRW- | GEO Half Cylinder for use w/ server rack swing handles (not included), electronic RF wireless contactless Mifare / DESfire operation white reader, black satin chrome, removable knob w/ 5mm plug, 45mm profile length, standard IP55 rating | 1 |  | 1 Year | 558.95 | 0.15 | 475.1075
31146 | Salto | G9E9235N00NEWRWR | GEO Half Cylinder for use w/ server rack swing handles (not included), electronic RF wireless contactless Mifare / DESfire operation white reader, black satin chrome, removable knob w/ 5mm plug, 45mm profile length, water resistant IP66 rating | 1 |  | 1 Year | 579.35 | 0.15 | 492.4475
31147 | Salto | G9E9235N00PMBR-- | GEO Half Cylinder for use w/ server rack swing handles (not included), electronic wire-free SVN contactless Mifare / DESfire operation black reader, satin brass (PVD), removable knob w/ 5mm plug, 45mm profile length, standard IP55 rating | 1 |  | 1 Year | 481.45 | 0.15 | 409.2325
31148 | Salto | G9E9235N00PMBR-R | GEO Half Cylinder for use w/ server rack swing handles (not included), electronic wire-free SVN contactless Mifare / DESfire operation black reader, satin brass (PVD), removable knob w/ 5mm plug, 45mm profile length, water resistant IP66 rating | 1 |  | 1 Year | 501.85 | 0.15 | 426.5725
31149 | Salto | G9E9235N00PMBRW- | GEO Half Cylinder for use w/ server rack swing handles (not included), electronic RF wireless contactless Mifare / DESfire operation black reader, satin brass (PVD), removable knob w/ 5mm plug, 45mm profile length, standard IP55 rating | 1 |  | 1 Year | 583.45 | 0.15 | 495.9325
31150 | Salto | G9E9235N00PMBRWR | GEO Half Cylinder for use w/ server rack swing handles (not included), electronic RF wireless contactless Mifare / DESfire operation black reader, satin brass (PVD), removable knob w/ 5mm plug, 45mm profile length, water resistant IP66 rating | 1 |  | 1 Year | 603.85 | 0.15 | 513.2725
31151 | Salto | G9E9235N00PMWR-- | GEO Half Cylinder for use w/ server rack swing handles (not included), electronic wire-free SVN contactless Mifare / DESfire operation white reader, satin brass (PVD), removable knob w/ 5mm plug, 45mm profile length, standard IP55 rating | 1 |  | 1 Year | 481.45 | 0.15 | 409.2325
31152 | Salto | G9E9235N00PMWR-R | GEO Half Cylinder for use w/ server rack swing handles (not included), electronic wire-free SVN contactless Mifare / DESfire operation white reader, satin brass (PVD), removable knob w/ 5mm plug, 45mm profile length, water resistant IP66 rating | 1 |  | 1 Year | 501.85 | 0.15 | 426.5725
31153 | Salto | G9E9235N00PMWRW- | GEO Half Cylinder for use w/ server rack swing handles (not included), electronic RF wireless contactless Mifare / DESfire operation white reader, satin brass (PVD), removable knob w/ 5mm plug, 45mm profile length, standard IP55 rating | 1 |  | 1 Year | 583.45 | 0.15 | 495.9325
31154 | Salto | G9E9235N00PMWRWR | GEO Half Cylinder for use w/ server rack swing handles (not included), electronic RF wireless contactless Mifare / DESfire operation white reader, satin brass (PVD), removable knob w/ 5mm plug, 45mm profile length, water resistant IP66 rating | 1 |  | 1 Year | 603.85 | 0.15 | 513.2725
31155 | Salto | G9E9235N00PPBR-- | GEO Half Cylinder for use w/ server rack swing handles (not included), electronic wire-free SVN contactless Mifare / DESfire operation black reader, polished brass (PVD), removable knob w/ 5mm plug, 45mm profile length, standard IP55 rating | 1 |  | 1 Year | 481.45 | 0.15 | 409.2325
31156 | Salto | G9E9235N00PPBR-R | GEO Half Cylinder for use w/ server rack swing handles (not included), electronic wire-free SVN contactless Mifare / DESfire operation black reader, polished brass (PVD), removable knob w/ 5mm plug, 45mm profile length, water resistant IP66 rating | 1 |  | 1 Year | 501.85 | 0.15 | 426.5725
31157 | Salto | G9E9235N00PPBRW- | GEO Half Cylinder for use w/ server rack swing handles (not included), electronic RF wireless contactless Mifare / DESfire operation black reader, polished brass (PVD), removable knob w/ 5mm plug, 45mm profile length, standard IP55 rating | 1 |  | 1 Year | 583.45 | 0.15 | 495.9325
31158 | Salto | G9E9235N00PPBRWR | GEO Half Cylinder for use w/ server rack swing handles (not included), electronic RF wireless contactless Mifare / DESfire operation black reader, polished brass (PVD), removable knob w/ 5mm plug, 45mm profile length, water resistant IP66 rating | 1 |  | 1 Year | 603.85 | 0.15 | 513.2725
31159 | Salto | G9E9235N00PPWR-- | GEO Half Cylinder for use w/ server rack swing handles (not included), electronic wire-free SVN contactless Mifare / DESfire operation white reader, polished brass (PVD), removable knob w/ 5mm plug, 45mm profile length, standard IP55 rating | 1 |  | 1 Year | 481.45 | 0.15 | 409.2325
31160 | Salto | G9E9235N00PPWR-R | GEO Half Cylinder for use w/ server rack swing handles (not included), electronic wire-free SVN contactless Mifare / DESfire operation white reader, polished brass (PVD), removable knob w/ 5mm plug, 45mm profile length, water resistant IP66 rating | 1 |  | 1 Year | 501.85 | 0.15 | 426.5725
31161 | Salto | G9E9235N00PPWRW- | GEO Half Cylinder for use w/ server rack swing handles (not included), electronic RF wireless contactless Mifare / DESfire operation white reader, polished brass (PVD), removable knob w/ 5mm plug, 45mm profile length, standard IP55 rating | 1 |  | 1 Year | 583.45 | 0.15 | 495.9325
31162 | Salto | G9E9235N00PPWRWR | GEO Half Cylinder for use w/ server rack swing handles (not included), electronic RF wireless contactless Mifare / DESfire operation white reader, polished brass (PVD), removable knob w/ 5mm plug, 45mm profile length, water resistant IP66 rating | 1 |  | 1 Year | 603.85 | 0.15 | 513.2725
31163 | Salto | G9E9330N00BCBR-- | GEO Half Cylinder for use w/ server rack swing handles (not included), electronic wire-free SVN contactless Mifare / DESfire operation black reader, BioCote antibacterial satin chrome, removable knob w/10mm plug, 40mm profile length, standard IP55 rating | 1 |  | 1 Year | 493.65 | 0.15 | 419.6025
31164 | Salto | G9E9330N00BCBR-R | GEO Half Cylinder for use w/ server rack swing handles (not included), electronic wire-free SVN contactless Mifare / DESfire operation black reader, BioCote antibacterial satin chrome, removable knob w/10mm plug, 40mm profile length, water resistant IP66 | 1 |  | 1 Year | 514.05 | 0.15 | 436.9425
31165 | Salto | G9E9330N00BCBRW- | GEO Half Cylinder for use w/ server rack swing handles (not included), electronic RF wireless contactless Mifare / DESfire operation black reader, BioCote antibacterial satin chrome, removable knob w/10mm plug, 40mm profile length, standard IP55 rating | 1 |  | 1 Year | 595.65 | 0.15 | 506.3025
31166 | Salto | G9E9330N00BCBRWR | GEO Half Cylinder for use w/ server rack swing handles (not included), electronic RF wireless contactless Mifare / DESfire operation black reader, BioCote antibacterial satin chrome, removable knob w/10mm plug, 40mm profile length, water resistant IP66 ra | 1 |  | 1 Year | 616.05 | 0.15 | 523.6425
31167 | Salto | G9E9330N00CPBR-- | GEO Half Cylinder for use w/ server rack swing handles (not included), electronic wire-free SVN contactless Mifare / DESfire operation black reader, polished chrome, removable knob w/10mm plug, 40mm profile length, standard IP55 rating | 1 |  | 1 Year | 446.75 | 0.15 | 379.7375
31168 | Salto | G9E9330N00CPBR-R | GEO Half Cylinder for use w/ server rack swing handles (not included), electronic wire-free SVN contactless Mifare / DESfire operation black reader, polished chrome, removable knob w/10mm plug, 40mm profile length, water resistant IP66 rating | 1 |  | 1 Year | 467.15 | 0.15 | 397.0775
31169 | Salto | G9E9330N00CPBRW- | GEO Half Cylinder for use w/ server rack swing handles (not included), electronic RF wireless contactless Mifare / DESfire operation black reader, polished chrome, removable knob w/10mm plug, 40mm profile length, standard IP55 rating | 1 |  | 1 Year | 548.75 | 0.15 | 466.4375
31170 | Salto | G9E9330N00CPBRWR | GEO Half Cylinder for use w/ server rack swing handles (not included), electronic RF wireless contactless Mifare / DESfire operation black reader, polished chrome, removable knob w/10mm plug, 40mm profile length, water resistant IP66 rating | 1 |  | 1 Year | 569.15 | 0.15 | 483.7775
31171 | Salto | G9E9330N00CPWR-- | GEO Half Cylinder for use w/ server rack swing handles (not included), electronic wire-free SVN contactless Mifare / DESfire operation white reader, polished chrome, removable knob w/10mm plug, 40mm profile length, standard IP55 rating | 1 |  | 1 Year | 446.75 | 0.15 | 379.7375
31172 | Salto | G9E9330N00CPWR-R | GEO Half Cylinder for use w/ server rack swing handles (not included), electronic wire-free SVN contactless Mifare / DESfire operation white reader, polished chrome, removable knob w/10mm plug, 40mm profile length, water resistant IP66 rating | 1 |  | 1 Year | 467.15 | 0.15 | 397.0775
31173 | Salto | G9E9330N00CPWRW- | GEO Half Cylinder for use w/ server rack swing handles (not included), electronic RF wireless contactless Mifare / DESfire operation white reader, polished chrome, removable knob w/10mm plug, 40mm profile length, standard IP55 rating | 1 |  | 1 Year | 548.75 | 0.15 | 466.4375
31174 | Salto | G9E9330N00CPWRWR | GEO Half Cylinder for use w/ server rack swing handles (not included), electronic RF wireless contactless Mifare / DESfire operation white reader, polished chrome, removable knob w/10mm plug, 40mm profile length, water resistant IP66 rating | 1 |  | 1 Year | 569.15 | 0.15 | 483.7775
31175 | Salto | G9E9330N00CSBR-- | GEO Half Cylinder for use w/ server rack swing handles (not included), electronic wire-free SVN contactless Mifare / DESfire operation black reader, satin chrome, removable knob w/10mm plug, 40mm profile length, standard IP55 rating | 1 |  | 1 Year | 446.75 | 0.15 | 379.7375
31176 | Salto | G9E9330N00CSBR-R | GEO Half Cylinder for use w/ server rack swing handles (not included), electronic wire-free SVN contactless Mifare / DESfire operation black reader, satin chrome, removable knob w/10mm plug, 40mm profile length, water resistant IP66 rating | 1 |  | 1 Year | 467.15 | 0.15 | 397.0775
31177 | Salto | G9E9330N00CSBRW- | GEO Half Cylinder for use w/ server rack swing handles (not included), electronic RF wireless contactless Mifare / DESfire operation black reader, satin chrome, removable knob w/10mm plug, 40mm profile length, standard IP55 rating | 1 |  | 1 Year | 548.75 | 0.15 | 466.4375
31178 | Salto | G9E9330N00CSBRWR | GEO Half Cylinder for use w/ server rack swing handles (not included), electronic RF wireless contactless Mifare / DESfire operation black reader, satin chrome, removable knob w/10mm plug, 40mm profile length, water resistant IP66 rating | 1 |  | 1 Year | 569.15 | 0.15 | 483.7775
31179 | Salto | G9E9330N00CSWR-- | GEO Half Cylinder for use w/ server rack swing handles (not included), electronic wire-free SVN contactless Mifare / DESfire operation white reader, satin chrome, removable knob w/10mm plug, 40mm profile length, standard IP55 rating | 1 |  | 1 Year | 446.75 | 0.15 | 379.7375
31180 | Salto | G9E9330N00CSWR-R | GEO Half Cylinder for use w/ server rack swing handles (not included), electronic wire-free SVN contactless Mifare / DESfire operation white reader, satin chrome, removable knob w/10mm plug, 40mm profile length, water resistant IP66 rating | 1 |  | 1 Year | 467.15 | 0.15 | 397.0775
31181 | Salto | G9E9330N00CSWRW- | GEO Half Cylinder for use w/ server rack swing handles (not included), electronic RF wireless contactless Mifare / DESfire operation white reader, satin chrome, removable knob w/10mm plug, 40mm profile length, standard IP55 rating | 1 |  | 1 Year | 548.75 | 0.15 | 466.4375
31182 | Salto | G9E9330N00CSWRWR | GEO Half Cylinder for use w/ server rack swing handles (not included), electronic RF wireless contactless Mifare / DESfire operation white reader, satin chrome, removable knob w/10mm plug, 40mm profile length, water resistant IP66 rating | 1 |  | 1 Year | 569.15 | 0.15 | 483.7775
31183 | Salto | G9E9330N00NEBR-- | GEO Half Cylinder for use w/ server rack swing handles (not included), electronic wire-free SVN contactless Mifare / DESfire operation black reader, black satin chrome, removable knob w/10mm plug, 40mm profile length, standard IP55 rating | 1 |  | 1 Year | 456.95 | 0.15 | 388.4075
31184 | Salto | G9E9330N00NEBR-R | GEO Half Cylinder for use w/ server rack swing handles (not included), electronic wire-free SVN contactless Mifare / DESfire operation black reader, black satin chrome, removable knob w/10mm plug, 40mm profile length, water resistant IP66 rating | 1 |  | 1 Year | 477.35 | 0.15 | 405.7475
31185 | Salto | G9E9330N00NEBRW- | GEO Half Cylinder for use w/ server rack swing handles (not included), electronic RF wireless contactless Mifare / DESfire operation black reader, black satin chrome, removable knob w/10mm plug, 40mm profile length, standard IP55 rating | 1 |  | 1 Year | 558.95 | 0.15 | 475.1075
31186 | Salto | G9E9330N00NEBRWR | GEO Half Cylinder for use w/ server rack swing handles (not included), electronic RF wireless contactless Mifare / DESfire operation black reader, black satin chrome, removable knob w/10mm plug, 40mm profile length, water resistant IP66 rating | 1 |  | 1 Year | 579.35 | 0.15 | 492.4475
31187 | Salto | G9E9330N00NEWR-- | GEO Half Cylinder for use w/ server rack swing handles (not included), electronic wire-free SVN contactless Mifare / DESfire operation white reader, black satin chrome, removable knob w/10mm plug, 40mm profile length, standard IP55 rating | 1 |  | 1 Year | 456.95 | 0.15 | 388.4075
31188 | Salto | G9E9330N00NEWR-R | GEO Half Cylinder for use w/ server rack swing handles (not included), electronic wire-free SVN contactless Mifare / DESfire operation white reader, black satin chrome, removable knob w/10mm plug, 40mm profile length, water resistant IP66 rating | 1 |  | 1 Year | 477.35 | 0.15 | 405.7475
31189 | Salto | G9E9330N00NEWRW- | GEO Half Cylinder for use w/ server rack swing handles (not included), electronic RF wireless contactless Mifare / DESfire operation white reader, black satin chrome, removable knob w/10mm plug, 40mm profile length, standard IP55 rating | 1 |  | 1 Year | 558.95 | 0.15 | 475.1075
31190 | Salto | G9E9330N00NEWRWR | GEO Half Cylinder for use w/ server rack swing handles (not included), electronic RF wireless contactless Mifare / DESfire operation white reader, black satin chrome, removable knob w/10mm plug, 40mm profile length, water resistant IP66 rating | 1 |  | 1 Year | 579.35 | 0.15 | 492.4475
31191 | Salto | G9E9330N00PMBR-- | GEO Half Cylinder for use w/ server rack swing handles (not included), electronic wire-free SVN contactless Mifare / DESfire operation black reader, satin brass (PVD), removable knob w/10mm plug, 40mm profile length, standard IP55 rating | 1 |  | 1 Year | 481.45 | 0.15 | 409.2325
31192 | Salto | G9E9330N00PMBR-R | GEO Half Cylinder for use w/ server rack swing handles (not included), electronic wire-free SVN contactless Mifare / DESfire operation black reader, satin brass (PVD), removable knob w/10mm plug, 40mm profile length, water resistant IP66 rating | 1 |  | 1 Year | 501.85 | 0.15 | 426.5725
31193 | Salto | G9E9330N00PMBRW- | GEO Half Cylinder for use w/ server rack swing handles (not included), electronic RF wireless contactless Mifare / DESfire operation black reader, satin brass (PVD), removable knob w/10mm plug, 40mm profile length, standard IP55 rating | 1 |  | 1 Year | 583.45 | 0.15 | 495.9325
31194 | Salto | G9E9330N00PMBRWR | GEO Half Cylinder for use w/ server rack swing handles (not included), electronic RF wireless contactless Mifare / DESfire operation black reader, satin brass (PVD), removable knob w/10mm plug, 40mm profile length, water resistant IP66 rating | 1 |  | 1 Year | 603.85 | 0.15 | 513.2725
31195 | Salto | G9E9330N00PMWR-- | GEO Half Cylinder for use w/ server rack swing handles (not included), electronic wire-free SVN contactless Mifare / DESfire operation white reader, satin brass (PVD), removable knob w/10mm plug, 40mm profile length, standard IP55 rating | 1 |  | 1 Year | 481.45 | 0.15 | 409.2325
31196 | Salto | G9E9330N00PMWR-R | GEO Half Cylinder for use w/ server rack swing handles (not included), electronic wire-free SVN contactless Mifare / DESfire operation white reader, satin brass (PVD), removable knob w/10mm plug, 40mm profile length, water resistant IP66 rating | 1 |  | 1 Year | 501.85 | 0.15 | 426.5725
31197 | Salto | G9E9330N00PMWRW- | GEO Half Cylinder for use w/ server rack swing handles (not included), electronic RF wireless contactless Mifare / DESfire operation white reader, satin brass (PVD), removable knob w/10mm plug, 40mm profile length, standard IP55 rating | 1 |  | 1 Year | 583.45 | 0.15 | 495.9325
31198 | Salto | G9E9330N00PMWRWR | GEO Half Cylinder for use w/ server rack swing handles (not included), electronic RF wireless contactless Mifare / DESfire operation white reader, satin brass (PVD), removable knob w/10mm plug, 40mm profile length, water resistant IP66 rating | 1 |  | 1 Year | 603.85 | 0.15 | 513.2725
31199 | Salto | G9E9330N00PPBR-- | GEO Half Cylinder for use w/ server rack swing handles (not included), electronic wire-free SVN contactless Mifare / DESfire operation black reader, polished brass (PVD), removable knob w/10mm plug, 40mm profile length, standard IP55 rating | 1 |  | 1 Year | 481.45 | 0.15 | 409.2325
31200 | Salto | G9E9330N00PPBR-R | GEO Half Cylinder for use w/ server rack swing handles (not included), electronic wire-free SVN contactless Mifare / DESfire operation black reader, polished brass (PVD), removable knob w/10mm plug, 40mm profile length, water resistant IP66 rating | 1 |  | 1 Year | 501.85 | 0.15 | 426.5725
31201 | Salto | G9E9330N00PPBRW- | GEO Half Cylinder for use w/ server rack swing handles (not included), electronic RF wireless contactless Mifare / DESfire operation black reader, polished brass (PVD), removable knob w/10mm plug, 40mm profile length, standard IP55 rating | 1 |  | 1 Year | 583.45 | 0.15 | 495.9325
31202 | Salto | G9E9330N00PPBRWR | GEO Half Cylinder for use w/ server rack swing handles (not included), electronic RF wireless contactless Mifare / DESfire operation black reader, polished brass (PVD), removable knob w/10mm plug, 40mm profile length, water resistant IP66 rating | 1 |  | 1 Year | 603.85 | 0.15 | 513.2725
31203 | Salto | G9E9330N00PPWR-- | GEO Half Cylinder for use w/ server rack swing handles (not included), electronic wire-free SVN contactless Mifare / DESfire operation white reader, polished brass (PVD), removable knob w/10mm plug, 40mm profile length, standard IP55 rating | 1 |  | 1 Year | 481.45 | 0.15 | 409.2325
31204 | Salto | G9E9330N00PPWR-R | GEO Half Cylinder for use w/ server rack swing handles (not included), electronic wire-free SVN contactless Mifare / DESfire operation white reader, polished brass (PVD), removable knob w/10mm plug, 40mm profile length, water resistant IP66 rating | 1 |  | 1 Year | 501.85 | 0.15 | 426.5725
31205 | Salto | G9E9330N00PPWRW- | GEO Half Cylinder for use w/ server rack swing handles (not included), electronic RF wireless contactless Mifare / DESfire operation white reader, polished brass (PVD), removable knob w/10mm plug, 40mm profile length, standard IP55 rating | 1 |  | 1 Year | 583.45 | 0.15 | 495.9325
31206 | Salto | G9E9330N00PPWRWR | GEO Half Cylinder for use w/ server rack swing handles (not included), electronic RF wireless contactless Mifare / DESfire operation white reader, polished brass (PVD), removable knob w/10mm plug, 40mm profile length, water resistant IP66 rating | 1 |  | 1 Year | 603.85 | 0.15 | 513.2725
31207 | Salto | G9E9335N00BCBR-- | GEO Half Cylinder for use w/ server rack swing handles (not included), electronic wire-free SVN contactless Mifare / DESfire operation black reader, BioCote antibacterial satin chrome, removable knob w/10mm plug, 45mm profile length, standard IP55 rating | 1 |  | 1 Year | 493.65 | 0.15 | 419.6025
31208 | Salto | G9E9335N00BCBR-R | GEO Half Cylinder for use w/ server rack swing handles (not included), electronic wire-free SVN contactless Mifare / DESfire operation black reader, BioCote antibacterial satin chrome, removable knob w/10mm plug, 45mm profile length, water resistant IP66 | 1 |  | 1 Year | 514.05 | 0.15 | 436.9425
31209 | Salto | G9E9335N00BCBRW- | GEO Half Cylinder for use w/ server rack swing handles (not included), electronic RF wireless contactless Mifare / DESfire operation black reader, BioCote antibacterial satin chrome, removable knob w/10mm plug, 45mm profile length, standard IP55 rating | 1 |  | 1 Year | 595.65 | 0.15 | 506.3025
31210 | Salto | G9E9335N00BCBRWR | GEO Half Cylinder for use w/ server rack swing handles (not included), electronic RF wireless contactless Mifare / DESfire operation black reader, BioCote antibacterial satin chrome, removable knob w/10mm plug, 45mm profile length, water resistant IP66 ra | 1 |  | 1 Year | 616.05 | 0.15 | 523.6425
31211 | Salto | G9E9335N00CPBR-- | GEO Half Cylinder for use w/ server rack swing handles (not included), electronic wire-free SVN contactless Mifare / DESfire operation black reader, polished chrome, removable knob w/10mm plug, 45mm profile length, standard IP55 rating | 1 |  | 1 Year | 446.75 | 0.15 | 379.7375
31212 | Salto | G9E9335N00CPBR-R | GEO Half Cylinder for use w/ server rack swing handles (not included), electronic wire-free SVN contactless Mifare / DESfire operation black reader, polished chrome, removable knob w/10mm plug, 45mm profile length, water resistant IP66 rating | 1 |  | 1 Year | 467.15 | 0.15 | 397.0775
31213 | Salto | G9E9335N00CPBRW- | GEO Half Cylinder for use w/ server rack swing handles (not included), electronic RF wireless contactless Mifare / DESfire operation black reader, polished chrome, removable knob w/10mm plug, 45mm profile length, standard IP55 rating | 1 |  | 1 Year | 548.75 | 0.15 | 466.4375
31214 | Salto | G9E9335N00CPBRWR | GEO Half Cylinder for use w/ server rack swing handles (not included), electronic RF wireless contactless Mifare / DESfire operation black reader, polished chrome, removable knob w/10mm plug, 45mm profile length, water resistant IP66 rating | 1 |  | 1 Year | 569.15 | 0.15 | 483.7775
31215 | Salto | G9E9335N00CPWR-- | GEO Half Cylinder for use w/ server rack swing handles (not included), electronic wire-free SVN contactless Mifare / DESfire operation white reader, polished chrome, removable knob w/10mm plug, 45mm profile length, standard IP55 rating | 1 |  | 1 Year | 446.75 | 0.15 | 379.7375
31216 | Salto | G9E9335N00CPWR-R | GEO Half Cylinder for use w/ server rack swing handles (not included), electronic wire-free SVN contactless Mifare / DESfire operation white reader, polished chrome, removable knob w/10mm plug, 45mm profile length, water resistant IP66 rating | 1 |  | 1 Year | 467.15 | 0.15 | 397.0775
31217 | Salto | G9E9335N00CPWRW- | GEO Half Cylinder for use w/ server rack swing handles (not included), electronic RF wireless contactless Mifare / DESfire operation white reader, polished chrome, removable knob w/10mm plug, 45mm profile length, standard IP55 rating | 1 |  | 1 Year | 548.75 | 0.15 | 466.4375
31218 | Salto | G9E9335N00CPWRWR | GEO Half Cylinder for use w/ server rack swing handles (not included), electronic RF wireless contactless Mifare / DESfire operation white reader, polished chrome, removable knob w/10mm plug, 45mm profile length, water resistant IP66 rating | 1 |  | 1 Year | 569.15 | 0.15 | 483.7775
31219 | Salto | G9E9335N00CSBR-- | GEO Half Cylinder for use w/ server rack swing handles (not included), electronic wire-free SVN contactless Mifare / DESfire operation black reader, satin chrome, removable knob w/10mm plug, 45mm profile length, standard IP55 rating | 1 |  | 1 Year | 446.75 | 0.15 | 379.7375
31220 | Salto | G9E9335N00CSBR-R | GEO Half Cylinder for use w/ server rack swing handles (not included), electronic wire-free SVN contactless Mifare / DESfire operation black reader, satin chrome, removable knob w/10mm plug, 45mm profile length, water resistant IP66 rating | 1 |  | 1 Year | 467.15 | 0.15 | 397.0775
31221 | Salto | G9E9335N00CSBRW- | GEO Half Cylinder for use w/ server rack swing handles (not included), electronic RF wireless contactless Mifare / DESfire operation black reader, satin chrome, removable knob w/10mm plug, 45mm profile length, standard IP55 rating | 1 |  | 1 Year | 548.75 | 0.15 | 466.4375
31222 | Salto | G9E9335N00CSBRWR | GEO Half Cylinder for use w/ server rack swing handles (not included), electronic RF wireless contactless Mifare / DESfire operation black reader, satin chrome, removable knob w/10mm plug, 45mm profile length, water resistant IP66 rating | 1 |  | 1 Year | 569.15 | 0.15 | 483.7775
31223 | Salto | G9E9335N00CSWR-- | GEO Half Cylinder for use w/ server rack swing handles (not included), electronic wire-free SVN contactless Mifare / DESfire operation white reader, satin chrome, removable knob w/10mm plug, 45mm profile length, standard IP55 rating | 1 |  | 1 Year | 446.75 | 0.15 | 379.7375
31224 | Salto | G9E9335N00CSWR-R | GEO Half Cylinder for use w/ server rack swing handles (not included), electronic wire-free SVN contactless Mifare / DESfire operation white reader, satin chrome, removable knob w/10mm plug, 45mm profile length, water resistant IP66 rating | 1 |  | 1 Year | 467.15 | 0.15 | 397.0775
31225 | Salto | G9E9335N00CSWRW- | GEO Half Cylinder for use w/ server rack swing handles (not included), electronic RF wireless contactless Mifare / DESfire operation white reader, satin chrome, removable knob w/10mm plug, 45mm profile length, standard IP55 rating | 1 |  | 1 Year | 548.75 | 0.15 | 466.4375
31226 | Salto | G9E9335N00CSWRWR | GEO Half Cylinder for use w/ server rack swing handles (not included), electronic RF wireless contactless Mifare / DESfire operation white reader, satin chrome, removable knob w/10mm plug, 45mm profile length, water resistant IP66 rating | 1 |  | 1 Year | 569.15 | 0.15 | 483.7775
31227 | Salto | G9E9335N00NEBR-- | GEO Half Cylinder for use w/ server rack swing handles (not included), electronic wire-free SVN contactless Mifare / DESfire operation black reader, black satin chrome, removable knob w/10mm plug, 45mm profile length, standard IP55 rating | 1 |  | 1 Year | 456.95 | 0.15 | 388.4075
31228 | Salto | G9E9335N00NEBR-R | GEO Half Cylinder for use w/ server rack swing handles (not included), electronic wire-free SVN contactless Mifare / DESfire operation black reader, black satin chrome, removable knob w/10mm plug, 45mm profile length, water resistant IP66 rating | 1 |  | 1 Year | 477.35 | 0.15 | 405.7475
31229 | Salto | G9E9335N00NEBRW- | GEO Half Cylinder for use w/ server rack swing handles (not included), electronic RF wireless contactless Mifare / DESfire operation black reader, black satin chrome, removable knob w/10mm plug, 45mm profile length, standard IP55 rating | 1 |  | 1 Year | 558.95 | 0.15 | 475.1075
31230 | Salto | G9E9335N00NEBRWR | GEO Half Cylinder for use w/ server rack swing handles (not included), electronic RF wireless contactless Mifare / DESfire operation black reader, black satin chrome, removable knob w/10mm plug, 45mm profile length, water resistant IP66 rating | 1 |  | 1 Year | 579.35 | 0.15 | 492.4475
31231 | Salto | G9E9335N00NEWR-- | GEO Half Cylinder for use w/ server rack swing handles (not included), electronic wire-free SVN contactless Mifare / DESfire operation white reader, black satin chrome, removable knob w/10mm plug, 45mm profile length, standard IP55 rating | 1 |  | 1 Year | 456.95 | 0.15 | 388.4075
31232 | Salto | G9E9335N00NEWR-R | GEO Half Cylinder for use w/ server rack swing handles (not included), electronic wire-free SVN contactless Mifare / DESfire operation white reader, black satin chrome, removable knob w/10mm plug, 45mm profile length, water resistant IP66 rating | 1 |  | 1 Year | 477.35 | 0.15 | 405.7475
31233 | Salto | G9E9335N00NEWRW- | GEO Half Cylinder for use w/ server rack swing handles (not included), electronic RF wireless contactless Mifare / DESfire operation white reader, black satin chrome, removable knob w/10mm plug, 45mm profile length, standard IP55 rating | 1 |  | 1 Year | 558.95 | 0.15 | 475.1075
31234 | Salto | G9E9335N00NEWRWR | GEO Half Cylinder for use w/ server rack swing handles (not included), electronic RF wireless contactless Mifare / DESfire operation white reader, black satin chrome, removable knob w/10mm plug, 45mm profile length, water resistant IP66 rating | 1 |  | 1 Year | 579.35 | 0.15 | 492.4475
31235 | Salto | G9E9335N00PMBR-- | GEO Half Cylinder for use w/ server rack swing handles (not included), electronic wire-free SVN contactless Mifare / DESfire operation black reader, satin brass (PVD), removable knob w/10mm plug, 45mm profile length, standard IP55 rating | 1 |  | 1 Year | 481.45 | 0.15 | 409.2325
31236 | Salto | G9E9335N00PMBR-R | GEO Half Cylinder for use w/ server rack swing handles (not included), electronic wire-free SVN contactless Mifare / DESfire operation black reader, satin brass (PVD), removable knob w/10mm plug, 45mm profile length, water resistant IP66 rating | 1 |  | 1 Year | 501.85 | 0.15 | 426.5725
31237 | Salto | G9E9335N00PMBRW- | GEO Half Cylinder for use w/ server rack swing handles (not included), electronic RF wireless contactless Mifare / DESfire operation black reader, satin brass (PVD), removable knob w/10mm plug, 45mm profile length, standard IP55 rating | 1 |  | 1 Year | 583.45 | 0.15 | 495.9325
31238 | Salto | G9E9335N00PMBRWR | GEO Half Cylinder for use w/ server rack swing handles (not included), electronic RF wireless contactless Mifare / DESfire operation black reader, satin brass (PVD), removable knob w/10mm plug, 45mm profile length, water resistant IP66 rating | 1 |  | 1 Year | 603.85 | 0.15 | 513.2725
31239 | Salto | G9E9335N00PMWR-- | GEO Half Cylinder for use w/ server rack swing handles (not included), electronic wire-free SVN contactless Mifare / DESfire operation white reader, satin brass (PVD), removable knob w/10mm plug, 45mm profile length, standard IP55 rating | 1 |  | 1 Year | 481.45 | 0.15 | 409.2325
31240 | Salto | G9E9335N00PMWR-R | GEO Half Cylinder for use w/ server rack swing handles (not included), electronic wire-free SVN contactless Mifare / DESfire operation white reader, satin brass (PVD), removable knob w/10mm plug, 45mm profile length, water resistant IP66 rating | 1 |  | 1 Year | 501.85 | 0.15 | 426.5725
31241 | Salto | G9E9335N00PMWRW- | GEO Half Cylinder for use w/ server rack swing handles (not included), electronic RF wireless contactless Mifare / DESfire operation white reader, satin brass (PVD), removable knob w/10mm plug, 45mm profile length, standard IP55 rating | 1 |  | 1 Year | 583.45 | 0.15 | 495.9325
31242 | Salto | G9E9335N00PMWRWR | GEO Half Cylinder for use w/ server rack swing handles (not included), electronic RF wireless contactless Mifare / DESfire operation white reader, satin brass (PVD), removable knob w/10mm plug, 45mm profile length, water resistant IP66 rating | 1 |  | 1 Year | 603.85 | 0.15 | 513.2725
31243 | Salto | G9E9335N00PPBR-- | GEO Half Cylinder for use w/ server rack swing handles (not included), electronic wire-free SVN contactless Mifare / DESfire operation black reader, polished brass (PVD), removable knob w/10mm plug, 45mm profile length, standard IP55 rating | 1 |  | 1 Year | 481.45 | 0.15 | 409.2325
31244 | Salto | G9E9335N00PPBR-R | GEO Half Cylinder for use w/ server rack swing handles (not included), electronic wire-free SVN contactless Mifare / DESfire operation black reader, polished brass (PVD), removable knob w/10mm plug, 45mm profile length, water resistant IP66 rating | 1 |  | 1 Year | 501.85 | 0.15 | 426.5725
31245 | Salto | G9E9335N00PPBRW- | GEO Half Cylinder for use w/ server rack swing handles (not included), electronic RF wireless contactless Mifare / DESfire operation black reader, polished brass (PVD), removable knob w/10mm plug, 45mm profile length, standard IP55 rating | 1 |  | 1 Year | 583.45 | 0.15 | 495.9325
31246 | Salto | G9E9335N00PPBRWR | GEO Half Cylinder for use w/ server rack swing handles (not included), electronic RF wireless contactless Mifare / DESfire operation black reader, polished brass (PVD), removable knob w/10mm plug, 45mm profile length, water resistant IP66 rating | 1 |  | 1 Year | 603.85 | 0.15 | 513.2725
31247 | Salto | G9E9335N00PPWR-- | GEO Half Cylinder for use w/ server rack swing handles (not included), electronic wire-free SVN contactless Mifare / DESfire operation white reader, polished brass (PVD), removable knob w/10mm plug, 45mm profile length, standard IP55 rating | 1 |  | 1 Year | 481.45 | 0.15 | 409.2325
31248 | Salto | G9E9335N00PPWR-R | GEO Half Cylinder for use w/ server rack swing handles (not included), electronic wire-free SVN contactless Mifare / DESfire operation white reader, polished brass (PVD), removable knob w/10mm plug, 45mm profile length, water resistant IP66 rating | 1 |  | 1 Year | 501.85 | 0.15 | 426.5725
31249 | Salto | G9E9335N00PPWRW- | GEO Half Cylinder for use w/ server rack swing handles (not included), electronic RF wireless contactless Mifare / DESfire operation white reader, polished brass (PVD), removable knob w/10mm plug, 45mm profile length, standard IP55 rating | 1 |  | 1 Year | 583.45 | 0.15 | 495.9325
31250 | Salto | G9E9335N00PPWRWR | GEO Half Cylinder for use w/ server rack swing handles (not included), electronic RF wireless contactless Mifare / DESfire operation white reader, polished brass (PVD), removable knob w/10mm plug, 45mm profile length, water resistant IP66 rating | 1 |  | 1 Year | 603.85 | 0.15 | 513.2725
31251 | Salto | GHE9130N00BCBR-- | GEO Half Cylinder for use w/ server rack swing handles (not included), electronic wire-free SVN contactless HID iClass operation black reader, BioCote antibacterial satin chrome, standard removable knob, 40mm profile length, standard IP55 rating | 1 |  | 1 Year | 493.65 | 0.15 | 419.6025
31252 | Salto | GHE9130N00BCBR-R | GEO Half Cylinder for use w/ server rack swing handles (not included), electronic wire-free SVN contactless HID iClass operation black reader, BioCote antibacterial satin chrome, standard removable knob, 40mm profile length, water resistant IP66 rating | 1 |  | 1 Year | 514.05 | 0.15 | 436.9425
31253 | Salto | GHE9130N00CPBR-- | GEO Half Cylinder for use w/ server rack swing handles (not included), electronic wire-free SVN contactless HID iClass operation black reader, polished chrome, standard removable knob, 40mm profile length, standard IP55 rating | 1 |  | 1 Year | 446.75 | 0.15 | 379.7375
31254 | Salto | GHE9130N00CPBR-R | GEO Half Cylinder for use w/ server rack swing handles (not included), electronic wire-free SVN contactless HID iClass operation black reader, polished chrome, standard removable knob, 40mm profile length, water resistant IP66 rating | 1 |  | 1 Year | 467.15 | 0.15 | 397.0775
31255 | Salto | GHE9130N00CPWR-- | GEO Half Cylinder for use w/ server rack swing handles (not included), electronic wire-free SVN contactless HID iClass operation white reader, polished chrome, standard removable knob, 40mm profile length, standard IP55 rating | 1 |  | 1 Year | 446.75 | 0.15 | 379.7375
31256 | Salto | GHE9130N00CPWR-R | GEO Half Cylinder for use w/ server rack swing handles (not included), electronic wire-free SVN contactless HID iClass operation white reader, polished chrome, standard removable knob, 40mm profile length, water resistant IP66 rating | 1 |  | 1 Year | 467.15 | 0.15 | 397.0775
31257 | Salto | GHE9130N00CSBR-- | GEO Half Cylinder for use w/ server rack swing handles (not included), electronic wire-free SVN contactless HID iClass operation black reader, satin chrome, standard removable knob, 40mm profile length, standard IP55 rating | 1 |  | 1 Year | 446.75 | 0.15 | 379.7375
31258 | Salto | GHE9130N00CSBR-R | GEO Half Cylinder for use w/ server rack swing handles (not included), electronic wire-free SVN contactless HID iClass operation black reader, satin chrome, standard removable knob, 40mm profile length, water resistant IP66 rating | 1 |  | 1 Year | 467.15 | 0.15 | 397.0775
31259 | Salto | GHE9130N00CSWR-- | GEO Half Cylinder for use w/ server rack swing handles (not included), electronic wire-free SVN contactless HID iClass operation white reader, satin chrome, standard removable knob, 40mm profile length, standard IP55 rating | 1 |  | 1 Year | 446.75 | 0.15 | 379.7375
31260 | Salto | GHE9130N00CSWR-R | GEO Half Cylinder for use w/ server rack swing handles (not included), electronic wire-free SVN contactless HID iClass operation white reader, satin chrome, standard removable knob, 40mm profile length, water resistant IP66 rating | 1 |  | 1 Year | 467.15 | 0.15 | 397.0775
31261 | Salto | GHE9130N00NEBR-- | GEO Half Cylinder for use w/ server rack swing handles (not included), electronic wire-free SVN contactless HID iClass operation black reader, black satin chrome, standard removable knob, 40mm profile length, standard IP55 rating | 1 |  | 1 Year | 456.95 | 0.15 | 388.4075
31262 | Salto | GHE9130N00NEBR-R | GEO Half Cylinder for use w/ server rack swing handles (not included), electronic wire-free SVN contactless HID iClass operation black reader, black satin chrome, standard removable knob, 40mm profile length, water resistant IP66 rating | 1 |  | 1 Year | 477.35 | 0.15 | 405.7475
31263 | Salto | GHE9130N00NEWR-- | GEO Half Cylinder for use w/ server rack swing handles (not included), electronic wire-free SVN contactless HID iClass operation white reader, black satin chrome, standard removable knob, 40mm profile length, standard IP55 rating | 1 |  | 1 Year | 456.95 | 0.15 | 388.4075
31264 | Salto | GHE9130N00NEWR-R | GEO Half Cylinder for use w/ server rack swing handles (not included), electronic wire-free SVN contactless HID iClass operation white reader, black satin chrome, standard removable knob, 40mm profile length, water resistant IP66 rating | 1 |  | 1 Year | 477.35 | 0.15 | 405.7475
31265 | Salto | GHE9130N00PMBR-- | GEO Half Cylinder for use w/ server rack swing handles (not included), electronic wire-free SVN contactless HID iClass operation black reader, satin brass (PVD), standard removable knob, 40mm profile length, standard IP55 rating | 1 |  | 1 Year | 481.45 | 0.15 | 409.2325
31266 | Salto | GHE9130N00PMBR-R | GEO Half Cylinder for use w/ server rack swing handles (not included), electronic wire-free SVN contactless HID iClass operation black reader, satin brass (PVD), standard removable knob, 40mm profile length, water resistant IP66 rating | 1 |  | 1 Year | 501.85 | 0.15 | 426.5725
31267 | Salto | GHE9130N00PMWR-- | GEO Half Cylinder for use w/ server rack swing handles (not included), electronic wire-free SVN contactless HID iClass operation white reader, satin brass (PVD), standard removable knob, 40mm profile length, standard IP55 rating | 1 |  | 1 Year | 481.45 | 0.15 | 409.2325
31268 | Salto | GHE9130N00PMWR-R | GEO Half Cylinder for use w/ server rack swing handles (not included), electronic wire-free SVN contactless HID iClass operation white reader, satin brass (PVD), standard removable knob, 40mm profile length, water resistant IP66 rating | 1 |  | 1 Year | 501.85 | 0.15 | 426.5725
31269 | Salto | GHE9130N00PPBR-- | GEO Half Cylinder for use w/ server rack swing handles (not included), electronic wire-free SVN contactless HID iClass operation black reader, polished brass (PVD), standard removable knob, 40mm profile length, standard IP55 rating | 1 |  | 1 Year | 481.45 | 0.15 | 409.2325
31270 | Salto | GHE9130N00PPBR-R | GEO Half Cylinder for use w/ server rack swing handles (not included), electronic wire-free SVN contactless HID iClass operation black reader, polished brass (PVD), standard removable knob, 40mm profile length, water resistant IP66 rating | 1 |  | 1 Year | 501.85 | 0.15 | 426.5725
31271 | Salto | GHE9130N00PPWR-- | GEO Half Cylinder for use w/ server rack swing handles (not included), electronic wire-free SVN contactless HID iClass operation white reader, polished brass (PVD), standard removable knob, 40mm profile length, standard IP55 rating | 1 |  | 1 Year | 481.45 | 0.15 | 409.2325
31272 | Salto | GHE9130N00PPWR-R | GEO Half Cylinder for use w/ server rack swing handles (not included), electronic wire-free SVN contactless HID iClass operation white reader, polished brass (PVD), standard removable knob, 40mm profile length, water resistant IP66 rating | 1 |  | 1 Year | 501.85 | 0.15 | 426.5725
31273 | Salto | GHE9135N00BCBR-- | GEO Half Cylinder for use w/ server rack swing handles (not included), electronic wire-free SVN contactless HID iClass operation black reader, BioCote antibacterial satin chrome, standard removable knob, 45mm profile length, standard IP55 rating | 1 |  | 1 Year | 493.65 | 0.15 | 419.6025
31274 | Salto | GHE9135N00BCBR-R | GEO Half Cylinder for use w/ server rack swing handles (not included), electronic wire-free SVN contactless HID iClass operation black reader, BioCote antibacterial satin chrome, standard removable knob, 45mm profile length, water resistant IP66 rating | 1 |  | 1 Year | 514.05 | 0.15 | 436.9425
31275 | Salto | GHE9135N00CPBR-- | GEO Half Cylinder for use w/ server rack swing handles (not included), electronic wire-free SVN contactless HID iClass operation black reader, polished chrome, standard removable knob, 45mm profile length, standard IP55 rating | 1 |  | 1 Year | 446.75 | 0.15 | 379.7375
31276 | Salto | GHE9135N00CPBR-R | GEO Half Cylinder for use w/ server rack swing handles (not included), electronic wire-free SVN contactless HID iClass operation black reader, polished chrome, standard removable knob, 45mm profile length, water resistant IP66 rating | 1 |  | 1 Year | 467.15 | 0.15 | 397.0775
31277 | Salto | GHE9135N00CPWR-- | GEO Half Cylinder for use w/ server rack swing handles (not included), electronic wire-free SVN contactless HID iClass operation white reader, polished chrome, standard removable knob, 45mm profile length, standard IP55 rating | 1 |  | 1 Year | 446.75 | 0.15 | 379.7375
31278 | Salto | GHE9135N00CPWR-R | GEO Half Cylinder for use w/ server rack swing handles (not included), electronic wire-free SVN contactless HID iClass operation white reader, polished chrome, standard removable knob, 45mm profile length, water resistant IP66 rating | 1 |  | 1 Year | 467.15 | 0.15 | 397.0775
31279 | Salto | GHE9135N00CSBR-- | GEO Half Cylinder for use w/ server rack swing handles (not included), electronic wire-free SVN contactless HID iClass operation black reader, satin chrome, standard removable knob, 45mm profile length, standard IP55 rating | 1 |  | 1 Year | 446.75 | 0.15 | 379.7375
31280 | Salto | GHE9135N00CSBR-R | GEO Half Cylinder for use w/ server rack swing handles (not included), electronic wire-free SVN contactless HID iClass operation black reader, satin chrome, standard removable knob, 45mm profile length, water resistant IP66 rating | 1 |  | 1 Year | 467.15 | 0.15 | 397.0775
31281 | Salto | GHE9135N00CSWR-- | GEO Half Cylinder for use w/ server rack swing handles (not included), electronic wire-free SVN contactless HID iClass operation white reader, satin chrome, standard removable knob, 45mm profile length, standard IP55 rating | 1 |  | 1 Year | 446.75 | 0.15 | 379.7375
31282 | Salto | GHE9135N00CSWR-R | GEO Half Cylinder for use w/ server rack swing handles (not included), electronic wire-free SVN contactless HID iClass operation white reader, satin chrome, standard removable knob, 45mm profile length, water resistant IP66 rating | 1 |  | 1 Year | 467.15 | 0.15 | 397.0775
31283 | Salto | GHE9135N00NEBR-- | GEO Half Cylinder for use w/ server rack swing handles (not included), electronic wire-free SVN contactless HID iClass operation black reader, black satin chrome, standard removable knob, 45mm profile length, standard IP55 rating | 1 |  | 1 Year | 456.95 | 0.15 | 388.4075
31284 | Salto | GHE9135N00NEBR-R | GEO Half Cylinder for use w/ server rack swing handles (not included), electronic wire-free SVN contactless HID iClass operation black reader, black satin chrome, standard removable knob, 45mm profile length, water resistant IP66 rating | 1 |  | 1 Year | 477.35 | 0.15 | 405.7475
31285 | Salto | GHE9135N00NEWR-- | GEO Half Cylinder for use w/ server rack swing handles (not included), electronic wire-free SVN contactless HID iClass operation white reader, black satin chrome, standard removable knob, 45mm profile length, standard IP55 rating | 1 |  | 1 Year | 456.95 | 0.15 | 388.4075
31286 | Salto | GHE9135N00NEWR-R | GEO Half Cylinder for use w/ server rack swing handles (not included), electronic wire-free SVN contactless HID iClass operation white reader, black satin chrome, standard removable knob, 45mm profile length, water resistant IP66 rating | 1 |  | 1 Year | 477.35 | 0.15 | 405.7475
31287 | Salto | GHE9135N00PMBR-- | GEO Half Cylinder for use w/ server rack swing handles (not included), electronic wire-free SVN contactless HID iClass operation black reader, satin brass (PVD), standard removable knob, 45mm profile length, standard IP55 rating | 1 |  | 1 Year | 481.45 | 0.15 | 409.2325
31288 | Salto | GHE9135N00PMBR-R | GEO Half Cylinder for use w/ server rack swing handles (not included), electronic wire-free SVN contactless HID iClass operation black reader, satin brass (PVD), standard removable knob, 45mm profile length, water resistant IP66 rating | 1 |  | 1 Year | 501.85 | 0.15 | 426.5725
31289 | Salto | GHE9135N00PMWR-- | GEO Half Cylinder for use w/ server rack swing handles (not included), electronic wire-free SVN contactless HID iClass operation white reader, satin brass (PVD), standard removable knob, 45mm profile length, standard IP55 rating | 1 |  | 1 Year | 481.45 | 0.15 | 409.2325
31290 | Salto | GHE9135N00PMWR-R | GEO Half Cylinder for use w/ server rack swing handles (not included), electronic wire-free SVN contactless HID iClass operation white reader, satin brass (PVD), standard removable knob, 45mm profile length, water resistant IP66 rating | 1 |  | 1 Year | 501.85 | 0.15 | 426.5725
31291 | Salto | GHE9135N00PPBR-- | GEO Half Cylinder for use w/ server rack swing handles (not included), electronic wire-free SVN contactless HID iClass operation black reader, polished brass (PVD), standard removable knob, 45mm profile length, standard IP55 rating | 1 |  | 1 Year | 481.45 | 0.15 | 409.2325
31292 | Salto | GHE9135N00PPBR-R | GEO Half Cylinder for use w/ server rack swing handles (not included), electronic wire-free SVN contactless HID iClass operation black reader, polished brass (PVD), standard removable knob, 45mm profile length, water resistant IP66 rating | 1 |  | 1 Year | 501.85 | 0.15 | 426.5725
31293 | Salto | GHE9135N00PPWR-- | GEO Half Cylinder for use w/ server rack swing handles (not included), electronic wire-free SVN contactless HID iClass operation white reader, polished brass (PVD), standard removable knob, 45mm profile length, standard IP55 rating | 1 |  | 1 Year | 481.45 | 0.15 | 409.2325
31294 | Salto | GHE9135N00PPWR-R | GEO Half Cylinder for use w/ server rack swing handles (not included), electronic wire-free SVN contactless HID iClass operation white reader, polished brass (PVD), standard removable knob, 45mm profile length, water resistant IP66 rating | 1 |  | 1 Year | 501.85 | 0.15 | 426.5725
31295 | Salto | GHE9230N00BCBR-- | GEO Half Cylinder for use w/ server rack swing handles (not included), electronic wire-free SVN contactless HID iClass operation black reader, BioCote antibacterial satin chrome, removable knob w/ 5mm plug, 40mm profile length, standard IP55 rating | 1 |  | 1 Year | 493.65 | 0.15 | 419.6025
31296 | Salto | GHE9230N00BCBR-R | GEO Half Cylinder for use w/ server rack swing handles (not included), electronic wire-free SVN contactless HID iClass operation black reader, BioCote antibacterial satin chrome, removable knob w/ 5mm plug, 40mm profile length, water resistant IP66 rating | 1 |  | 1 Year | 514.05 | 0.15 | 436.9425
31297 | Salto | GHE9230N00CPBR-- | GEO Half Cylinder for use w/ server rack swing handles (not included), electronic wire-free SVN contactless HID iClass operation black reader, polished chrome, removable knob w/ 5mm plug, 40mm profile length, standard IP55 rating | 1 |  | 1 Year | 446.75 | 0.15 | 379.7375
31298 | Salto | GHE9230N00CPBR-R | GEO Half Cylinder for use w/ server rack swing handles (not included), electronic wire-free SVN contactless HID iClass operation black reader, polished chrome, removable knob w/ 5mm plug, 40mm profile length, water resistant IP66 rating | 1 |  | 1 Year | 467.15 | 0.15 | 397.0775
31299 | Salto | GHE9230N00CPWR-- | GEO Half Cylinder for use w/ server rack swing handles (not included), electronic wire-free SVN contactless HID iClass operation white reader, polished chrome, removable knob w/ 5mm plug, 40mm profile length, standard IP55 rating | 1 |  | 1 Year | 446.75 | 0.15 | 379.7375
31300 | Salto | GHE9230N00CPWR-R | GEO Half Cylinder for use w/ server rack swing handles (not included), electronic wire-free SVN contactless HID iClass operation white reader, polished chrome, removable knob w/ 5mm plug, 40mm profile length, water resistant IP66 rating | 1 |  | 1 Year | 467.15 | 0.15 | 397.0775
31301 | Salto | GHE9230N00CSBR-- | GEO Half Cylinder for use w/ server rack swing handles (not included), electronic wire-free SVN contactless HID iClass operation black reader, satin chrome, removable knob w/ 5mm plug, 40mm profile length, standard IP55 rating | 1 |  | 1 Year | 446.75 | 0.15 | 379.7375
31302 | Salto | GHE9230N00CSBR-R | GEO Half Cylinder for use w/ server rack swing handles (not included), electronic wire-free SVN contactless HID iClass operation black reader, satin chrome, removable knob w/ 5mm plug, 40mm profile length, water resistant IP66 rating | 1 |  | 1 Year | 467.15 | 0.15 | 397.0775
31303 | Salto | GHE9230N00CSWR-- | GEO Half Cylinder for use w/ server rack swing handles (not included), electronic wire-free SVN contactless HID iClass operation white reader, satin chrome, removable knob w/ 5mm plug, 40mm profile length, standard IP55 rating | 1 |  | 1 Year | 446.75 | 0.15 | 379.7375
31304 | Salto | GHE9230N00CSWR-R | GEO Half Cylinder for use w/ server rack swing handles (not included), electronic wire-free SVN contactless HID iClass operation white reader, satin chrome, removable knob w/ 5mm plug, 40mm profile length, water resistant IP66 rating | 1 |  | 1 Year | 467.15 | 0.15 | 397.0775
31305 | Salto | GHE9230N00NEBR-- | GEO Half Cylinder for use w/ server rack swing handles (not included), electronic wire-free SVN contactless HID iClass operation black reader, black satin chrome, removable knob w/ 5mm plug, 40mm profile length, standard IP55 rating | 1 |  | 1 Year | 456.95 | 0.15 | 388.4075
31306 | Salto | GHE9230N00NEBR-R | GEO Half Cylinder for use w/ server rack swing handles (not included), electronic wire-free SVN contactless HID iClass operation black reader, black satin chrome, removable knob w/ 5mm plug, 40mm profile length, water resistant IP66 rating | 1 |  | 1 Year | 477.35 | 0.15 | 405.7475
31307 | Salto | GHE9230N00NEWR-- | GEO Half Cylinder for use w/ server rack swing handles (not included), electronic wire-free SVN contactless HID iClass operation white reader, black satin chrome, removable knob w/ 5mm plug, 40mm profile length, standard IP55 rating | 1 |  | 1 Year | 456.95 | 0.15 | 388.4075
31308 | Salto | GHE9230N00NEWR-R | GEO Half Cylinder for use w/ server rack swing handles (not included), electronic wire-free SVN contactless HID iClass operation white reader, black satin chrome, removable knob w/ 5mm plug, 40mm profile length, water resistant IP66 rating | 1 |  | 1 Year | 477.35 | 0.15 | 405.7475
31309 | Salto | GHE9230N00PMBR-- | GEO Half Cylinder for use w/ server rack swing handles (not included), electronic wire-free SVN contactless HID iClass operation black reader, satin brass (PVD), removable knob w/ 5mm plug, 40mm profile length, standard IP55 rating | 1 |  | 1 Year | 481.45 | 0.15 | 409.2325
31310 | Salto | GHE9230N00PMBR-R | GEO Half Cylinder for use w/ server rack swing handles (not included), electronic wire-free SVN contactless HID iClass operation black reader, satin brass (PVD), removable knob w/ 5mm plug, 40mm profile length, water resistant IP66 rating | 1 |  | 1 Year | 501.85 | 0.15 | 426.5725
31311 | Salto | GHE9230N00PMWR-- | GEO Half Cylinder for use w/ server rack swing handles (not included), electronic wire-free SVN contactless HID iClass operation white reader, satin brass (PVD), removable knob w/ 5mm plug, 40mm profile length, standard IP55 rating | 1 |  | 1 Year | 481.45 | 0.15 | 409.2325
31312 | Salto | GHE9230N00PMWR-R | GEO Half Cylinder for use w/ server rack swing handles (not included), electronic wire-free SVN contactless HID iClass operation white reader, satin brass (PVD), removable knob w/ 5mm plug, 40mm profile length, water resistant IP66 rating | 1 |  | 1 Year | 501.85 | 0.15 | 426.5725
31313 | Salto | GHE9230N00PPBR-- | GEO Half Cylinder for use w/ server rack swing handles (not included), electronic wire-free SVN contactless HID iClass operation black reader, polished brass (PVD), removable knob w/ 5mm plug, 40mm profile length, standard IP55 rating | 1 |  | 1 Year | 481.45 | 0.15 | 409.2325
31314 | Salto | GHE9230N00PPBR-R | GEO Half Cylinder for use w/ server rack swing handles (not included), electronic wire-free SVN contactless HID iClass operation black reader, polished brass (PVD), removable knob w/ 5mm plug, 40mm profile length, water resistant IP66 rating | 1 |  | 1 Year | 501.85 | 0.15 | 426.5725
31315 | Salto | GHE9230N00PPWR-- | GEO Half Cylinder for use w/ server rack swing handles (not included), electronic wire-free SVN contactless HID iClass operation white reader, polished brass (PVD), removable knob w/ 5mm plug, 40mm profile length, standard IP55 rating | 1 |  | 1 Year | 481.45 | 0.15 | 409.2325
31316 | Salto | GHE9230N00PPWR-R | GEO Half Cylinder for use w/ server rack swing handles (not included), electronic wire-free SVN contactless HID iClass operation white reader, polished brass (PVD), removable knob w/ 5mm plug, 40mm profile length, water resistant IP66 rating | 1 |  | 1 Year | 501.85 | 0.15 | 426.5725
31317 | Salto | GHE9235N00BCBR-- | GEO Half Cylinder for use w/ server rack swing handles (not included), electronic wire-free SVN contactless HID iClass operation black reader, BioCote antibacterial satin chrome, removable knob w/ 5mm plug, 45mm profile length, standard IP55 rating | 1 |  | 1 Year | 493.65 | 0.15 | 419.6025
31318 | Salto | GHE9235N00BCBR-R | GEO Half Cylinder for use w/ server rack swing handles (not included), electronic wire-free SVN contactless HID iClass operation black reader, BioCote antibacterial satin chrome, removable knob w/ 5mm plug, 45mm profile length, water resistant IP66 rating | 1 |  | 1 Year | 514.05 | 0.15 | 436.9425
31319 | Salto | GHE9235N00CPBR-- | GEO Half Cylinder for use w/ server rack swing handles (not included), electronic wire-free SVN contactless HID iClass operation black reader, polished chrome, removable knob w/ 5mm plug, 45mm profile length, standard IP55 rating | 1 |  | 1 Year | 446.75 | 0.15 | 379.7375
31320 | Salto | GHE9235N00CPBR-R | GEO Half Cylinder for use w/ server rack swing handles (not included), electronic wire-free SVN contactless HID iClass operation black reader, polished chrome, removable knob w/ 5mm plug, 45mm profile length, water resistant IP66 rating | 1 |  | 1 Year | 467.15 | 0.15 | 397.0775
31321 | Salto | GHE9235N00CPWR-- | GEO Half Cylinder for use w/ server rack swing handles (not included), electronic wire-free SVN contactless HID iClass operation white reader, polished chrome, removable knob w/ 5mm plug, 45mm profile length, standard IP55 rating | 1 |  | 1 Year | 446.75 | 0.15 | 379.7375
31322 | Salto | GHE9235N00CPWR-R | GEO Half Cylinder for use w/ server rack swing handles (not included), electronic wire-free SVN contactless HID iClass operation white reader, polished chrome, removable knob w/ 5mm plug, 45mm profile length, water resistant IP66 rating | 1 |  | 1 Year | 467.15 | 0.15 | 397.0775
31323 | Salto | GHE9235N00CSBR-- | GEO Half Cylinder for use w/ server rack swing handles (not included), electronic wire-free SVN contactless HID iClass operation black reader, satin chrome, removable knob w/ 5mm plug, 45mm profile length, standard IP55 rating | 1 |  | 1 Year | 446.75 | 0.15 | 379.7375
31324 | Salto | GHE9235N00CSBR-R | GEO Half Cylinder for use w/ server rack swing handles (not included), electronic wire-free SVN contactless HID iClass operation black reader, satin chrome, removable knob w/ 5mm plug, 45mm profile length, water resistant IP66 rating | 1 |  | 1 Year | 467.15 | 0.15 | 397.0775
31325 | Salto | GHE9235N00CSWR-- | GEO Half Cylinder for use w/ server rack swing handles (not included), electronic wire-free SVN contactless HID iClass operation white reader, satin chrome, removable knob w/ 5mm plug, 45mm profile length, standard IP55 rating | 1 |  | 1 Year | 446.75 | 0.15 | 379.7375
31326 | Salto | GHE9235N00CSWR-R | GEO Half Cylinder for use w/ server rack swing handles (not included), electronic wire-free SVN contactless HID iClass operation white reader, satin chrome, removable knob w/ 5mm plug, 45mm profile length, water resistant IP66 rating | 1 |  | 1 Year | 467.15 | 0.15 | 397.0775
31327 | Salto | GHE9235N00NEBR-- | GEO Half Cylinder for use w/ server rack swing handles (not included), electronic wire-free SVN contactless HID iClass operation black reader, black satin chrome, removable knob w/ 5mm plug, 45mm profile length, standard IP55 rating | 1 |  | 1 Year | 456.95 | 0.15 | 388.4075
31328 | Salto | GHE9235N00NEBR-R | GEO Half Cylinder for use w/ server rack swing handles (not included), electronic wire-free SVN contactless HID iClass operation black reader, black satin chrome, removable knob w/ 5mm plug, 45mm profile length, water resistant IP66 rating | 1 |  | 1 Year | 477.35 | 0.15 | 405.7475
31329 | Salto | GHE9235N00NEWR-- | GEO Half Cylinder for use w/ server rack swing handles (not included), electronic wire-free SVN contactless HID iClass operation white reader, black satin chrome, removable knob w/ 5mm plug, 45mm profile length, standard IP55 rating | 1 |  | 1 Year | 456.95 | 0.15 | 388.4075
31330 | Salto | GHE9235N00NEWR-R | GEO Half Cylinder for use w/ server rack swing handles (not included), electronic wire-free SVN contactless HID iClass operation white reader, black satin chrome, removable knob w/ 5mm plug, 45mm profile length, water resistant IP66 rating | 1 |  | 1 Year | 477.35 | 0.15 | 405.7475
31331 | Salto | GHE9235N00PMBR-- | GEO Half Cylinder for use w/ server rack swing handles (not included), electronic wire-free SVN contactless HID iClass operation black reader, satin brass (PVD), removable knob w/ 5mm plug, 45mm profile length, standard IP55 rating | 1 |  | 1 Year | 481.45 | 0.15 | 409.2325
31332 | Salto | GHE9235N00PMBR-R | GEO Half Cylinder for use w/ server rack swing handles (not included), electronic wire-free SVN contactless HID iClass operation black reader, satin brass (PVD), removable knob w/ 5mm plug, 45mm profile length, water resistant IP66 rating | 1 |  | 1 Year | 501.85 | 0.15 | 426.5725
31333 | Salto | GHE9235N00PMWR-- | GEO Half Cylinder for use w/ server rack swing handles (not included), electronic wire-free SVN contactless HID iClass operation white reader, satin brass (PVD), removable knob w/ 5mm plug, 45mm profile length, standard IP55 rating | 1 |  | 1 Year | 481.45 | 0.15 | 409.2325
31334 | Salto | GHE9235N00PMWR-R | GEO Half Cylinder for use w/ server rack swing handles (not included), electronic wire-free SVN contactless HID iClass operation white reader, satin brass (PVD), removable knob w/ 5mm plug, 45mm profile length, water resistant IP66 rating | 1 |  | 1 Year | 501.85 | 0.15 | 426.5725
31335 | Salto | GHE9235N00PPBR-- | GEO Half Cylinder for use w/ server rack swing handles (not included), electronic wire-free SVN contactless HID iClass operation black reader, polished brass (PVD), removable knob w/ 5mm plug, 45mm profile length, standard IP55 rating | 1 |  | 1 Year | 481.45 | 0.15 | 409.2325
31336 | Salto | GHE9235N00PPBR-R | GEO Half Cylinder for use w/ server rack swing handles (not included), electronic wire-free SVN contactless HID iClass operation black reader, polished brass (PVD), removable knob w/ 5mm plug, 45mm profile length, water resistant IP66 rating | 1 |  | 1 Year | 501.85 | 0.15 | 426.5725
31337 | Salto | GHE9235N00PPWR-- | GEO Half Cylinder for use w/ server rack swing handles (not included), electronic wire-free SVN contactless HID iClass operation white reader, polished brass (PVD), removable knob w/ 5mm plug, 45mm profile length, standard IP55 rating | 1 |  | 1 Year | 481.45 | 0.15 | 409.2325
31338 | Salto | GHE9235N00PPWR-R | GEO Half Cylinder for use w/ server rack swing handles (not included), electronic wire-free SVN contactless HID iClass operation white reader, polished brass (PVD), removable knob w/ 5mm plug, 45mm profile length, water resistant IP66 rating | 1 |  | 1 Year | 501.85 | 0.15 | 426.5725
31339 | Salto | GHE9330N00BCBR-- | GEO Half Cylinder for use w/ server rack swing handles (not included), electronic wire-free SVN contactless HID iClass operation black reader, BioCote antibacterial satin chrome, removable knob w/10mm plug, 40mm profile length, standard IP55 rating | 1 |  | 1 Year | 493.65 | 0.15 | 419.6025
31340 | Salto | GHE9330N00BCBR-R | GEO Half Cylinder for use w/ server rack swing handles (not included), electronic wire-free SVN contactless HID iClass operation black reader, BioCote antibacterial satin chrome, removable knob w/10mm plug, 40mm profile length, water resistant IP66 rating | 1 |  | 1 Year | 514.05 | 0.15 | 436.9425
31341 | Salto | GHE9330N00CPBR-- | GEO Half Cylinder for use w/ server rack swing handles (not included), electronic wire-free SVN contactless HID iClass operation black reader, polished chrome, removable knob w/10mm plug, 40mm profile length, standard IP55 rating | 1 |  | 1 Year | 446.75 | 0.15 | 379.7375
31342 | Salto | GHE9330N00CPBR-R | GEO Half Cylinder for use w/ server rack swing handles (not included), electronic wire-free SVN contactless HID iClass operation black reader, polished chrome, removable knob w/10mm plug, 40mm profile length, water resistant IP66 rating | 1 |  | 1 Year | 467.15 | 0.15 | 397.0775
31343 | Salto | GHE9330N00CPWR-- | GEO Half Cylinder for use w/ server rack swing handles (not included), electronic wire-free SVN contactless HID iClass operation white reader, polished chrome, removable knob w/10mm plug, 40mm profile length, standard IP55 rating | 1 |  | 1 Year | 446.75 | 0.15 | 379.7375
31344 | Salto | GHE9330N00CPWR-R | GEO Half Cylinder for use w/ server rack swing handles (not included), electronic wire-free SVN contactless HID iClass operation white reader, polished chrome, removable knob w/10mm plug, 40mm profile length, water resistant IP66 rating | 1 |  | 1 Year | 467.15 | 0.15 | 397.0775
31345 | Salto | GHE9330N00CSBR-- | GEO Half Cylinder for use w/ server rack swing handles (not included), electronic wire-free SVN contactless HID iClass operation black reader, satin chrome, removable knob w/10mm plug, 40mm profile length, standard IP55 rating | 1 |  | 1 Year | 446.75 | 0.15 | 379.7375
31346 | Salto | GHE9330N00CSBR-R | GEO Half Cylinder for use w/ server rack swing handles (not included), electronic wire-free SVN contactless HID iClass operation black reader, satin chrome, removable knob w/10mm plug, 40mm profile length, water resistant IP66 rating | 1 |  | 1 Year | 467.15 | 0.15 | 397.0775
31347 | Salto | GHE9330N00CSWR-- | GEO Half Cylinder for use w/ server rack swing handles (not included), electronic wire-free SVN contactless HID iClass operation white reader, satin chrome, removable knob w/10mm plug, 40mm profile length, standard IP55 rating | 1 |  | 1 Year | 446.75 | 0.15 | 379.7375
31348 | Salto | GHE9330N00CSWR-R | GEO Half Cylinder for use w/ server rack swing handles (not included), electronic wire-free SVN contactless HID iClass operation white reader, satin chrome, removable knob w/10mm plug, 40mm profile length, water resistant IP66 rating | 1 |  | 1 Year | 467.15 | 0.15 | 397.0775
31349 | Salto | GHE9330N00NEBR-- | GEO Half Cylinder for use w/ server rack swing handles (not included), electronic wire-free SVN contactless HID iClass operation black reader, black satin chrome, removable knob w/10mm plug, 40mm profile length, standard IP55 rating | 1 |  | 1 Year | 456.95 | 0.15 | 388.4075
31350 | Salto | GHE9330N00NEBR-R | GEO Half Cylinder for use w/ server rack swing handles (not included), electronic wire-free SVN contactless HID iClass operation black reader, black satin chrome, removable knob w/10mm plug, 40mm profile length, water resistant IP66 rating | 1 |  | 1 Year | 477.35 | 0.15 | 405.7475
31351 | Salto | GHE9330N00NEWR-- | GEO Half Cylinder for use w/ server rack swing handles (not included), electronic wire-free SVN contactless HID iClass operation white reader, black satin chrome, removable knob w/10mm plug, 40mm profile length, standard IP55 rating | 1 |  | 1 Year | 456.95 | 0.15 | 388.4075
31352 | Salto | GHE9330N00NEWR-R | GEO Half Cylinder for use w/ server rack swing handles (not included), electronic wire-free SVN contactless HID iClass operation white reader, black satin chrome, removable knob w/10mm plug, 40mm profile length, water resistant IP66 rating | 1 |  | 1 Year | 477.35 | 0.15 | 405.7475
31353 | Salto | GHE9330N00PMBR-- | GEO Half Cylinder for use w/ server rack swing handles (not included), electronic wire-free SVN contactless HID iClass operation black reader, satin brass (PVD), removable knob w/10mm plug, 40mm profile length, standard IP55 rating | 1 |  | 1 Year | 481.45 | 0.15 | 409.2325
31354 | Salto | GHE9330N00PMBR-R | GEO Half Cylinder for use w/ server rack swing handles (not included), electronic wire-free SVN contactless HID iClass operation black reader, satin brass (PVD), removable knob w/10mm plug, 40mm profile length, water resistant IP66 rating | 1 |  | 1 Year | 501.85 | 0.15 | 426.5725
31355 | Salto | GHE9330N00PMWR-- | GEO Half Cylinder for use w/ server rack swing handles (not included), electronic wire-free SVN contactless HID iClass operation white reader, satin brass (PVD), removable knob w/10mm plug, 40mm profile length, standard IP55 rating | 1 |  | 1 Year | 481.45 | 0.15 | 409.2325
31356 | Salto | GHE9330N00PMWR-R | GEO Half Cylinder for use w/ server rack swing handles (not included), electronic wire-free SVN contactless HID iClass operation white reader, satin brass (PVD), removable knob w/10mm plug, 40mm profile length, water resistant IP66 rating | 1 |  | 1 Year | 501.85 | 0.15 | 426.5725
31357 | Salto | GHE9330N00PPBR-- | GEO Half Cylinder for use w/ server rack swing handles (not included), electronic wire-free SVN contactless HID iClass operation black reader, polished brass (PVD), removable knob w/10mm plug, 40mm profile length, standard IP55 rating | 1 |  | 1 Year | 481.45 | 0.15 | 409.2325
31358 | Salto | GHE9330N00PPBR-R | GEO Half Cylinder for use w/ server rack swing handles (not included), electronic wire-free SVN contactless HID iClass operation black reader, polished brass (PVD), removable knob w/10mm plug, 40mm profile length, water resistant IP66 rating | 1 |  | 1 Year | 501.85 | 0.15 | 426.5725
31359 | Salto | GHE9330N00PPWR-- | GEO Half Cylinder for use w/ server rack swing handles (not included), electronic wire-free SVN contactless HID iClass operation white reader, polished brass (PVD), removable knob w/10mm plug, 40mm profile length, standard IP55 rating | 1 |  | 1 Year | 481.45 | 0.15 | 409.2325
31360 | Salto | GHE9330N00PPWR-R | GEO Half Cylinder for use w/ server rack swing handles (not included), electronic wire-free SVN contactless HID iClass operation white reader, polished brass (PVD), removable knob w/10mm plug, 40mm profile length, water resistant IP66 rating | 1 |  | 1 Year | 501.85 | 0.15 | 426.5725
31361 | Salto | GHE9335N00BCBR-- | GEO Half Cylinder for use w/ server rack swing handles (not included), electronic wire-free SVN contactless HID iClass operation black reader, BioCote antibacterial satin chrome, removable knob w/10mm plug, 45mm profile length, standard IP55 rating | 1 |  | 1 Year | 493.65 | 0.15 | 419.6025
31362 | Salto | GHE9335N00BCBR-R | GEO Half Cylinder for use w/ server rack swing handles (not included), electronic wire-free SVN contactless HID iClass operation black reader, BioCote antibacterial satin chrome, removable knob w/10mm plug, 45mm profile length, water resistant IP66 rating | 1 |  | 1 Year | 514.05 | 0.15 | 436.9425
31363 | Salto | GHE9335N00CPBR-- | GEO Half Cylinder for use w/ server rack swing handles (not included), electronic wire-free SVN contactless HID iClass operation black reader, polished chrome, removable knob w/10mm plug, 45mm profile length, standard IP55 rating | 1 |  | 1 Year | 446.75 | 0.15 | 379.7375
31364 | Salto | GHE9335N00CPBR-R | GEO Half Cylinder for use w/ server rack swing handles (not included), electronic wire-free SVN contactless HID iClass operation black reader, polished chrome, removable knob w/10mm plug, 45mm profile length, water resistant IP66 rating | 1 |  | 1 Year | 467.15 | 0.15 | 397.0775
31365 | Salto | GHE9335N00CPWR-- | GEO Half Cylinder for use w/ server rack swing handles (not included), electronic wire-free SVN contactless HID iClass operation white reader, polished chrome, removable knob w/10mm plug, 45mm profile length, standard IP55 rating | 1 |  | 1 Year | 446.75 | 0.15 | 379.7375
31366 | Salto | GHE9335N00CPWR-R | GEO Half Cylinder for use w/ server rack swing handles (not included), electronic wire-free SVN contactless HID iClass operation white reader, polished chrome, removable knob w/10mm plug, 45mm profile length, water resistant IP66 rating | 1 |  | 1 Year | 467.15 | 0.15 | 397.0775
31367 | Salto | GHE9335N00CSBR-- | GEO Half Cylinder for use w/ server rack swing handles (not included), electronic wire-free SVN contactless HID iClass operation black reader, satin chrome, removable knob w/10mm plug, 45mm profile length, standard IP55 rating | 1 |  | 1 Year | 446.75 | 0.15 | 379.7375
31368 | Salto | GHE9335N00CSBR-R | GEO Half Cylinder for use w/ server rack swing handles (not included), electronic wire-free SVN contactless HID iClass operation black reader, satin chrome, removable knob w/10mm plug, 45mm profile length, water resistant IP66 rating | 1 |  | 1 Year | 467.15 | 0.15 | 397.0775
31369 | Salto | GHE9335N00CSWR-- | GEO Half Cylinder for use w/ server rack swing handles (not included), electronic wire-free SVN contactless HID iClass operation white reader, satin chrome, removable knob w/10mm plug, 45mm profile length, standard IP55 rating | 1 |  | 1 Year | 446.75 | 0.15 | 379.7375
31370 | Salto | GHE9335N00CSWR-R | GEO Half Cylinder for use w/ server rack swing handles (not included), electronic wire-free SVN contactless HID iClass operation white reader, satin chrome, removable knob w/10mm plug, 45mm profile length, water resistant IP66 rating | 1 |  | 1 Year | 467.15 | 0.15 | 397.0775
31371 | Salto | GHE9335N00NEBR-- | GEO Half Cylinder for use w/ server rack swing handles (not included), electronic wire-free SVN contactless HID iClass operation black reader, black satin chrome, removable knob w/10mm plug, 45mm profile length, standard IP55 rating | 1 |  | 1 Year | 456.95 | 0.15 | 388.4075
31372 | Salto | GHE9335N00NEBR-R | GEO Half Cylinder for use w/ server rack swing handles (not included), electronic wire-free SVN contactless HID iClass operation black reader, black satin chrome, removable knob w/10mm plug, 45mm profile length, water resistant IP66 rating | 1 |  | 1 Year | 477.35 | 0.15 | 405.7475
31373 | Salto | GHE9335N00NEWR-- | GEO Half Cylinder for use w/ server rack swing handles (not included), electronic wire-free SVN contactless HID iClass operation white reader, black satin chrome, removable knob w/10mm plug, 45mm profile length, standard IP55 rating | 1 |  | 1 Year | 456.95 | 0.15 | 388.4075
31374 | Salto | GHE9335N00NEWR-R | GEO Half Cylinder for use w/ server rack swing handles (not included), electronic wire-free SVN contactless HID iClass operation white reader, black satin chrome, removable knob w/10mm plug, 45mm profile length, water resistant IP66 rating | 1 |  | 1 Year | 477.35 | 0.15 | 405.7475
31375 | Salto | GHE9335N00PMBR-- | GEO Half Cylinder for use w/ server rack swing handles (not included), electronic wire-free SVN contactless HID iClass operation black reader, satin brass (PVD), removable knob w/10mm plug, 45mm profile length, standard IP55 rating | 1 |  | 1 Year | 481.45 | 0.15 | 409.2325
31376 | Salto | GHE9335N00PMBR-R | GEO Half Cylinder for use w/ server rack swing handles (not included), electronic wire-free SVN contactless HID iClass operation black reader, satin brass (PVD), removable knob w/10mm plug, 45mm profile length, water resistant IP66 rating | 1 |  | 1 Year | 501.85 | 0.15 | 426.5725
31377 | Salto | GHE9335N00PMWR-- | GEO Half Cylinder for use w/ server rack swing handles (not included), electronic wire-free SVN contactless HID iClass operation white reader, satin brass (PVD), removable knob w/10mm plug, 45mm profile length, standard IP55 rating | 1 |  | 1 Year | 481.45 | 0.15 | 409.2325
31378 | Salto | GHE9335N00PMWR-R | GEO Half Cylinder for use w/ server rack swing handles (not included), electronic wire-free SVN contactless HID iClass operation white reader, satin brass (PVD), removable knob w/10mm plug, 45mm profile length, water resistant IP66 rating | 1 |  | 1 Year | 501.85 | 0.15 | 426.5725
31379 | Salto | GHE9335N00PPBR-- | GEO Half Cylinder for use w/ server rack swing handles (not included), electronic wire-free SVN contactless HID iClass operation black reader, polished brass (PVD), removable knob w/10mm plug, 45mm profile length, standard IP55 rating | 1 |  | 1 Year | 481.45 | 0.15 | 409.2325
31380 | Salto | GHE9335N00PPBR-R | GEO Half Cylinder for use w/ server rack swing handles (not included), electronic wire-free SVN contactless HID iClass operation black reader, polished brass (PVD), removable knob w/10mm plug, 45mm profile length, water resistant IP66 rating | 1 |  | 1 Year | 501.85 | 0.15 | 426.5725
31381 | Salto | GHE9335N00PPWR-- | GEO Half Cylinder for use w/ server rack swing handles (not included), electronic wire-free SVN contactless HID iClass operation white reader, polished brass (PVD), removable knob w/10mm plug, 45mm profile length, standard IP55 rating | 1 |  | 1 Year | 481.45 | 0.15 | 409.2325
31382 | Salto | GHE9335N00PPWR-R | GEO Half Cylinder for use w/ server rack swing handles (not included), electronic wire-free SVN contactless HID iClass operation white reader, polished brass (PVD), removable knob w/10mm plug, 45mm profile length, water resistant IP66 rating | 1 |  | 1 Year | 501.85 | 0.15 | 426.5725
31383 | Salto | G9CL119M28BCBA-- | GEO Cam lock cylinder, electronic wire-free SVN contactless Mifare / DESfire operation black reader, BioCote antibacterial satin chrome standard removable knob, for use with 1/16" to 5/8" thick door, 1 1/8" cam height, 3/4" diameter body,standard IP55 rat | 1 |  | 1 Year | 416.15 | 0.15 | 353.7275
31384 | Salto | G9CL119M28BCBA-R | GEO Cam lock cylinder, electronic wire-free SVN contactless Mifare / DESfire operation black reader, BioCote antibacterial satin chrome standard removable knob, for use with 1/16" to 5/8" thick door, 1 1/8" cam height, 3/4" diameter body,water resistant I | 1 |  | 1 Year | 436.55 | 0.15 | 371.0675
31385 | Salto | G9CL119M28BCBAW- | GEO Cam lock cylinder, electronic RF wireless contactless Mifare / DESfire operation black reader, BioCote antibacterial satin chrome standard removable knob, for use with 1/16" to 5/8" thick door, 1 1/8" cam height, 3/4" diameter body,standard IP55 ratin | 1 |  | 1 Year | 518.15 | 0.15 | 440.4275
31386 | Salto | G9CL119M28BCBAWR | GEO Cam lock cylinder, electronic RF wireless contactless Mifare / DESfire operation black reader, BioCote antibacterial satin chrome standard removable knob, for use with 1/16" to 5/8" thick door, 1 1/8" cam height, 3/4" diameter body,water resistant IP6 | 1 |  | 1 Year | 538.55 | 0.15 | 457.7675
31387 | Salto | G9CL119M28CPBA-- | GEO Cam lock cylinder, electronic wire-free SVN contactless Mifare / DESfire operation black reader, polished chrome standard removable knob, for use with 1/16" to 5/8" thick door, 1 1/8" cam height, 3/4" diameter body,standard IP55 rating | 1 |  | 1 Year | 369.25 | 0.15 | 313.8625
31388 | Salto | G9CL119M28CPBA-R | GEO Cam lock cylinder, electronic wire-free SVN contactless Mifare / DESfire operation black reader, polished chrome standard removable knob, for use with 1/16" to 5/8" thick door, 1 1/8" cam height, 3/4" diameter body,water resistant IP66 rating | 1 |  | 1 Year | 389.65 | 0.15 | 331.2025
31389 | Salto | G9CL119M28CPBAW- | GEO Cam lock cylinder, electronic RF wireless contactless Mifare / DESfire operation black reader, polished chrome standard removable knob, for use with 1/16" to 5/8" thick door, 1 1/8" cam height, 3/4" diameter body,standard IP55 rating | 1 |  | 1 Year | 471.25 | 0.15 | 400.5625
31390 | Salto | G9CL119M28CPBAWR | GEO Cam lock cylinder, electronic RF wireless contactless Mifare / DESfire operation black reader, polished chrome standard removable knob, for use with 1/16" to 5/8" thick door, 1 1/8" cam height, 3/4" diameter body,water resistant IP66 rating | 1 |  | 1 Year | 491.65 | 0.15 | 417.9025
31391 | Salto | G9CL119M28CPWA-- | GEO Cam lock cylinder, electronic wire-free SVN contactless Mifare / DESfire operation white reader, polished chrome standard removable knob, for use with 1/16" to 5/8" thick door, 1 1/8" cam height, 3/4" diameter body,standard IP55 rating | 1 |  | 1 Year | 369.25 | 0.15 | 313.8625
31392 | Salto | G9CL119M28CPWA-R | GEO Cam lock cylinder, electronic wire-free SVN contactless Mifare / DESfire operation white reader, polished chrome standard removable knob, for use with 1/16" to 5/8" thick door, 1 1/8" cam height, 3/4" diameter body,water resistant IP66 rating | 1 |  | 1 Year | 389.65 | 0.15 | 331.2025
31393 | Salto | G9CL119M28CPWAW- | GEO Cam lock cylinder, electronic RF wireless contactless Mifare / DESfire operation white reader, polished chrome standard removable knob, for use with 1/16" to 5/8" thick door, 1 1/8" cam height, 3/4" diameter body,standard IP55 rating | 1 |  | 1 Year | 471.25 | 0.15 | 400.5625
31394 | Salto | G9CL119M28CPWAWR | GEO Cam lock cylinder, electronic RF wireless contactless Mifare / DESfire operation white reader, polished chrome standard removable knob, for use with 1/16" to 5/8" thick door, 1 1/8" cam height, 3/4" diameter body,water resistant IP66 rating | 1 |  | 1 Year | 491.65 | 0.15 | 417.9025
31395 | Salto | G9CL119M28CSBA-- | GEO Cam lock cylinder, electronic wire-free SVN contactless Mifare / DESfire operation black reader, satin chrome standard removable knob, for use with 1/16" to 5/8" thick door, 1 1/8" cam height, 3/4" diameter body,standard IP55 rating | 1 |  | 1 Year | 369.25 | 0.15 | 313.8625
31396 | Salto | G9CL119M28CSBA-R | GEO Cam lock cylinder, electronic wire-free SVN contactless Mifare / DESfire operation black reader, satin chrome standard removable knob, for use with 1/16" to 5/8" thick door, 1 1/8" cam height, 3/4" diameter body,water resistant IP66 rating | 1 |  | 1 Year | 389.65 | 0.15 | 331.2025
31397 | Salto | G9CL119M28CSBAW- | GEO Cam lock cylinder, electronic RF wireless contactless Mifare / DESfire operation black reader, satin chrome standard removable knob, for use with 1/16" to 5/8" thick door, 1 1/8" cam height, 3/4" diameter body,standard IP55 rating | 1 |  | 1 Year | 471.25 | 0.15 | 400.5625
31398 | Salto | G9CL119M28CSBAWR | GEO Cam lock cylinder, electronic RF wireless contactless Mifare / DESfire operation black reader, satin chrome standard removable knob, for use with 1/16" to 5/8" thick door, 1 1/8" cam height, 3/4" diameter body,water resistant IP66 rating | 1 |  | 1 Year | 491.65 | 0.15 | 417.9025
31399 | Salto | G9CL119M28CSWA-- | GEO Cam lock cylinder, electronic wire-free SVN contactless Mifare / DESfire operation white reader, satin chrome standard removable knob, for use with 1/16" to 5/8" thick door, 1 1/8" cam height, 3/4" diameter body,standard IP55 rating | 1 |  | 1 Year | 369.25 | 0.15 | 313.8625
31400 | Salto | G9CL119M28CSWA-R | GEO Cam lock cylinder, electronic wire-free SVN contactless Mifare / DESfire operation white reader, satin chrome standard removable knob, for use with 1/16" to 5/8" thick door, 1 1/8" cam height, 3/4" diameter body,water resistant IP66 rating | 1 |  | 1 Year | 389.65 | 0.15 | 331.2025
31401 | Salto | G9CL119M28CSWAW- | GEO Cam lock cylinder, electronic RF wireless contactless Mifare / DESfire operation white reader, satin chrome standard removable knob, for use with 1/16" to 5/8" thick door, 1 1/8" cam height, 3/4" diameter body,standard IP55 rating | 1 |  | 1 Year | 471.25 | 0.15 | 400.5625
31402 | Salto | G9CL119M28CSWAWR | GEO Cam lock cylinder, electronic RF wireless contactless Mifare / DESfire operation white reader, satin chrome standard removable knob, for use with 1/16" to 5/8" thick door, 1 1/8" cam height, 3/4" diameter body,water resistant IP66 rating | 1 |  | 1 Year | 491.65 | 0.15 | 417.9025
31403 | Salto | G9CL119M28NEBA-- | GEO Cam lock cylinder, electronic wire-free SVN contactless Mifare / DESfire operation black reader, black satin chrome standard removable knob, for use with 1/16" to 5/8" thick door, 1 1/8" cam height, 3/4" diameter body,standard IP55 rating | 1 |  | 1 Year | 379.45 | 0.15 | 322.5325
31404 | Salto | G9CL119M28NEBA-R | GEO Cam lock cylinder, electronic wire-free SVN contactless Mifare / DESfire operation black reader, black satin chrome standard removable knob, for use with 1/16" to 5/8" thick door, 1 1/8" cam height, 3/4" diameter body,water resistant IP66 rating | 1 |  | 1 Year | 399.85 | 0.15 | 339.8725
31405 | Salto | G9CL119M28NEBAW- | GEO Cam lock cylinder, electronic RF wireless contactless Mifare / DESfire operation black reader, black satin chrome standard removable knob, for use with 1/16" to 5/8" thick door, 1 1/8" cam height, 3/4" diameter body,standard IP55 rating | 1 |  | 1 Year | 481.45 | 0.15 | 409.2325
31406 | Salto | G9CL119M28NEBAWR | GEO Cam lock cylinder, electronic RF wireless contactless Mifare / DESfire operation black reader, black satin chrome standard removable knob, for use with 1/16" to 5/8" thick door, 1 1/8" cam height, 3/4" diameter body,water resistant IP66 rating | 1 |  | 1 Year | 501.85 | 0.15 | 426.5725
31407 | Salto | G9CL119M28NEWA-- | GEO Cam lock cylinder, electronic wire-free SVN contactless Mifare / DESfire operation white reader, black satin chrome standard removable knob, for use with 1/16" to 5/8" thick door, 1 1/8" cam height, 3/4" diameter body,standard IP55 rating | 1 |  | 1 Year | 379.45 | 0.15 | 322.5325
31408 | Salto | G9CL119M28NEWA-R | GEO Cam lock cylinder, electronic wire-free SVN contactless Mifare / DESfire operation white reader, black satin chrome standard removable knob, for use with 1/16" to 5/8" thick door, 1 1/8" cam height, 3/4" diameter body,water resistant IP66 rating | 1 |  | 1 Year | 399.85 | 0.15 | 339.8725
31409 | Salto | G9CL119M28NEWAW- | GEO Cam lock cylinder, electronic RF wireless contactless Mifare / DESfire operation white reader, black satin chrome standard removable knob, for use with 1/16" to 5/8" thick door, 1 1/8" cam height, 3/4" diameter body,standard IP55 rating | 1 |  | 1 Year | 481.45 | 0.15 | 409.2325
31410 | Salto | G9CL119M28NEWAWR | GEO Cam lock cylinder, electronic RF wireless contactless Mifare / DESfire operation white reader, black satin chrome standard removable knob, for use with 1/16" to 5/8" thick door, 1 1/8" cam height, 3/4" diameter body,water resistant IP66 rating | 1 |  | 1 Year | 501.85 | 0.15 | 426.5725
31411 | Salto | G9CL119M28PMBA-- | GEO Cam lock cylinder, electronic wire-free SVN contactless Mifare / DESfire operation black reader, satin brass (PVD) standard removable knob, for use with 1/16" to 5/8" thick door, 1 1/8" cam height, 3/4" diameter body,standard IP55 rating | 1 |  | 1 Year | 403.95 | 0.15 | 343.3575
31412 | Salto | G9CL119M28PMBA-R | GEO Cam lock cylinder, electronic wire-free SVN contactless Mifare / DESfire operation black reader, satin brass (PVD) standard removable knob, for use with 1/16" to 5/8" thick door, 1 1/8" cam height, 3/4" diameter body,water resistant IP66 rating | 1 |  | 1 Year | 424.35 | 0.15 | 360.6975
31413 | Salto | G9CL119M28PMBAW- | GEO Cam lock cylinder, electronic RF wireless contactless Mifare / DESfire operation black reader, satin brass (PVD) standard removable knob, for use with 1/16" to 5/8" thick door, 1 1/8" cam height, 3/4" diameter body,standard IP55 rating | 1 |  | 1 Year | 505.95 | 0.15 | 430.0575
31414 | Salto | G9CL119M28PMBAWR | GEO Cam lock cylinder, electronic RF wireless contactless Mifare / DESfire operation black reader, satin brass (PVD) standard removable knob, for use with 1/16" to 5/8" thick door, 1 1/8" cam height, 3/4" diameter body,water resistant IP66 rating | 1 |  | 1 Year | 526.35 | 0.15 | 447.3975
31415 | Salto | G9CL119M28PMWA-- | GEO Cam lock cylinder, electronic wire-free SVN contactless Mifare / DESfire operation white reader, satin brass (PVD) standard removable knob, for use with 1/16" to 5/8" thick door, 1 1/8" cam height, 3/4" diameter body,standard IP55 rating | 1 |  | 1 Year | 403.95 | 0.15 | 343.3575
31416 | Salto | G9CL119M28PMWA-R | GEO Cam lock cylinder, electronic wire-free SVN contactless Mifare / DESfire operation white reader, satin brass (PVD) standard removable knob, for use with 1/16" to 5/8" thick door, 1 1/8" cam height, 3/4" diameter body,water resistant IP66 rating | 1 |  | 1 Year | 424.35 | 0.15 | 360.6975
31417 | Salto | G9CL119M28PMWAW- | GEO Cam lock cylinder, electronic RF wireless contactless Mifare / DESfire operation white reader, satin brass (PVD) standard removable knob, for use with 1/16" to 5/8" thick door, 1 1/8" cam height, 3/4" diameter body,standard IP55 rating | 1 |  | 1 Year | 505.95 | 0.15 | 430.0575
31418 | Salto | G9CL119M28PMWAWR | GEO Cam lock cylinder, electronic RF wireless contactless Mifare / DESfire operation white reader, satin brass (PVD) standard removable knob, for use with 1/16" to 5/8" thick door, 1 1/8" cam height, 3/4" diameter body,water resistant IP66 rating | 1 |  | 1 Year | 526.35 | 0.15 | 447.3975
31419 | Salto | G9CL119M28PPBA-- | GEO Cam lock cylinder, electronic wire-free SVN contactless Mifare / DESfire operation black reader, polished brass (PVD) standard removable knob, for use with 1/16" to 5/8" thick door, 1 1/8" cam height, 3/4" diameter body,standard IP55 rating | 1 |  | 1 Year | 403.95 | 0.15 | 343.3575
31420 | Salto | G9CL119M28PPBA-R | GEO Cam lock cylinder, electronic wire-free SVN contactless Mifare / DESfire operation black reader, polished brass (PVD) standard removable knob, for use with 1/16" to 5/8" thick door, 1 1/8" cam height, 3/4" diameter body,water resistant IP66 rating | 1 |  | 1 Year | 424.35 | 0.15 | 360.6975
31421 | Salto | G9CL119M28PPBAW- | GEO Cam lock cylinder, electronic RF wireless contactless Mifare / DESfire operation black reader, polished brass (PVD) standard removable knob, for use with 1/16" to 5/8" thick door, 1 1/8" cam height, 3/4" diameter body,standard IP55 rating | 1 |  | 1 Year | 505.95 | 0.15 | 430.0575
31422 | Salto | G9CL119M28PPBAWR | GEO Cam lock cylinder, electronic RF wireless contactless Mifare / DESfire operation black reader, polished brass (PVD) standard removable knob, for use with 1/16" to 5/8" thick door, 1 1/8" cam height, 3/4" diameter body,water resistant IP66 rating | 1 |  | 1 Year | 526.35 | 0.15 | 447.3975
31423 | Salto | G9CL119M28PPWA-- | GEO Cam lock cylinder, electronic wire-free SVN contactless Mifare / DESfire operation white reader, polished brass (PVD) standard removable knob, for use with 1/16" to 5/8" thick door, 1 1/8" cam height, 3/4" diameter body,standard IP55 rating | 1 |  | 1 Year | 403.95 | 0.15 | 343.3575
31424 | Salto | G9CL119M28PPWA-R | GEO Cam lock cylinder, electronic wire-free SVN contactless Mifare / DESfire operation white reader, polished brass (PVD) standard removable knob, for use with 1/16" to 5/8" thick door, 1 1/8" cam height, 3/4" diameter body,water resistant IP66 rating | 1 |  | 1 Year | 424.35 | 0.15 | 360.6975
31425 | Salto | G9CL119M28PPWAW- | GEO Cam lock cylinder, electronic RF wireless contactless Mifare / DESfire operation white reader, polished brass (PVD) standard removable knob, for use with 1/16" to 5/8" thick door, 1 1/8" cam height, 3/4" diameter body,standard IP55 rating | 1 |  | 1 Year | 505.95 | 0.15 | 430.0575
31426 | Salto | G9CL119M28PPWAWR | GEO Cam lock cylinder, electronic RF wireless contactless Mifare / DESfire operation white reader, polished brass (PVD) standard removable knob, for use with 1/16" to 5/8" thick door, 1 1/8" cam height, 3/4" diameter body,water resistant IP66 rating | 1 |  | 1 Year | 526.35 | 0.15 | 447.3975
31427 | Salto | G9CL119M40BCBA-- | GEO Cam lock cylinder, electronic wire-free SVN contactless Mifare / DESfire operation black reader, BioCote antibacterial satin chrome standard removable knob, for use with 1/16" to 5/8" thick door, 1 9/16" cam height, 3/4" diameter body,standard IP55 ra | 1 |  | 1 Year | 416.15 | 0.15 | 353.7275
31428 | Salto | G9CL119M40BCBA-R | GEO Cam lock cylinder, electronic wire-free SVN contactless Mifare / DESfire operation black reader, BioCote antibacterial satin chrome standard removable knob, for use with 1/16" to 5/8" thick door, 1 9/16" cam height, 3/4" diameter body,water resistant | 1 |  | 1 Year | 436.55 | 0.15 | 371.0675
31429 | Salto | G9CL119M40BCBAW- | GEO Cam lock cylinder, electronic RF wireless contactless Mifare / DESfire operation black reader, BioCote antibacterial satin chrome standard removable knob, for use with 1/16" to 5/8" thick door, 1 9/16" cam height, 3/4" diameter body,standard IP55 rati | 1 |  | 1 Year | 518.15 | 0.15 | 440.4275
31430 | Salto | G9CL119M40BCBAWR | GEO Cam lock cylinder, electronic RF wireless contactless Mifare / DESfire operation black reader, BioCote antibacterial satin chrome standard removable knob, for use with 1/16" to 5/8" thick door, 1 9/16" cam height, 3/4" diameter body,water resistant IP | 1 |  | 1 Year | 538.55 | 0.15 | 457.7675
31431 | Salto | G9CL119M40CPBA-- | GEO Cam lock cylinder, electronic wire-free SVN contactless Mifare / DESfire operation black reader, polished chrome standard removable knob, for use with 1/16" to 5/8" thick door, 1 9/16" cam height, 3/4" diameter body,standard IP55 rating | 1 |  | 1 Year | 369.25 | 0.15 | 313.8625
31432 | Salto | G9CL119M40CPBA-R | GEO Cam lock cylinder, electronic wire-free SVN contactless Mifare / DESfire operation black reader, polished chrome standard removable knob, for use with 1/16" to 5/8" thick door, 1 9/16" cam height, 3/4" diameter body,water resistant IP66 rating | 1 |  | 1 Year | 389.65 | 0.15 | 331.2025
31433 | Salto | G9CL119M40CPBAW- | GEO Cam lock cylinder, electronic RF wireless contactless Mifare / DESfire operation black reader, polished chrome standard removable knob, for use with 1/16" to 5/8" thick door, 1 9/16" cam height, 3/4" diameter body,standard IP55 rating | 1 |  | 1 Year | 471.25 | 0.15 | 400.5625
31434 | Salto | G9CL119M40CPBAWR | GEO Cam lock cylinder, electronic RF wireless contactless Mifare / DESfire operation black reader, polished chrome standard removable knob, for use with 1/16" to 5/8" thick door, 1 9/16" cam height, 3/4" diameter body,water resistant IP66 rating | 1 |  | 1 Year | 491.65 | 0.15 | 417.9025
31435 | Salto | G9CL119M40CPWA-- | GEO Cam lock cylinder, electronic wire-free SVN contactless Mifare / DESfire operation white reader, polished chrome standard removable knob, for use with 1/16" to 5/8" thick door, 1 9/16" cam height, 3/4" diameter body,standard IP55 rating | 1 |  | 1 Year | 369.25 | 0.15 | 313.8625
31436 | Salto | G9CL119M40CPWA-R | GEO Cam lock cylinder, electronic wire-free SVN contactless Mifare / DESfire operation white reader, polished chrome standard removable knob, for use with 1/16" to 5/8" thick door, 1 9/16" cam height, 3/4" diameter body,water resistant IP66 rating | 1 |  | 1 Year | 389.65 | 0.15 | 331.2025
31437 | Salto | G9CL119M40CPWAW- | GEO Cam lock cylinder, electronic RF wireless contactless Mifare / DESfire operation white reader, polished chrome standard removable knob, for use with 1/16" to 5/8" thick door, 1 9/16" cam height, 3/4" diameter body,standard IP55 rating | 1 |  | 1 Year | 471.25 | 0.15 | 400.5625
31438 | Salto | G9CL119M40CPWAWR | GEO Cam lock cylinder, electronic RF wireless contactless Mifare / DESfire operation white reader, polished chrome standard removable knob, for use with 1/16" to 5/8" thick door, 1 9/16" cam height, 3/4" diameter body,water resistant IP66 rating | 1 |  | 1 Year | 491.65 | 0.15 | 417.9025
31439 | Salto | G9CL119M40CSBA-- | GEO Cam lock cylinder, electronic wire-free SVN contactless Mifare / DESfire operation black reader, satin chrome standard removable knob, for use with 1/16" to 5/8" thick door, 1 9/16" cam height, 3/4" diameter body,standard IP55 rating | 1 |  | 1 Year | 369.25 | 0.15 | 313.8625
31440 | Salto | G9CL119M40CSBA-R | GEO Cam lock cylinder, electronic wire-free SVN contactless Mifare / DESfire operation black reader, satin chrome standard removable knob, for use with 1/16" to 5/8" thick door, 1 9/16" cam height, 3/4" diameter body,water resistant IP66 rating | 1 |  | 1 Year | 389.65 | 0.15 | 331.2025
31441 | Salto | G9CL119M40CSBAW- | GEO Cam lock cylinder, electronic RF wireless contactless Mifare / DESfire operation black reader, satin chrome standard removable knob, for use with 1/16" to 5/8" thick door, 1 9/16" cam height, 3/4" diameter body,standard IP55 rating | 1 |  | 1 Year | 471.25 | 0.15 | 400.5625
31442 | Salto | G9CL119M40CSBAWR | GEO Cam lock cylinder, electronic RF wireless contactless Mifare / DESfire operation black reader, satin chrome standard removable knob, for use with 1/16" to 5/8" thick door, 1 9/16" cam height, 3/4" diameter body,water resistant IP66 rating | 1 |  | 1 Year | 491.65 | 0.15 | 417.9025
31443 | Salto | G9CL119M40CSWA-- | GEO Cam lock cylinder, electronic wire-free SVN contactless Mifare / DESfire operation white reader, satin chrome standard removable knob, for use with 1/16" to 5/8" thick door, 1 9/16" cam height, 3/4" diameter body,standard IP55 rating | 1 |  | 1 Year | 369.25 | 0.15 | 313.8625
31444 | Salto | G9CL119M40CSWA-R | GEO Cam lock cylinder, electronic wire-free SVN contactless Mifare / DESfire operation white reader, satin chrome standard removable knob, for use with 1/16" to 5/8" thick door, 1 9/16" cam height, 3/4" diameter body,water resistant IP66 rating | 1 |  | 1 Year | 389.65 | 0.15 | 331.2025
31445 | Salto | G9CL119M40CSWAW- | GEO Cam lock cylinder, electronic RF wireless contactless Mifare / DESfire operation white reader, satin chrome standard removable knob, for use with 1/16" to 5/8" thick door, 1 9/16" cam height, 3/4" diameter body,standard IP55 rating | 1 |  | 1 Year | 471.25 | 0.15 | 400.5625
31446 | Salto | G9CL119M40CSWAWR | GEO Cam lock cylinder, electronic RF wireless contactless Mifare / DESfire operation white reader, satin chrome standard removable knob, for use with 1/16" to 5/8" thick door, 1 9/16" cam height, 3/4" diameter body,water resistant IP66 rating | 1 |  | 1 Year | 491.65 | 0.15 | 417.9025
31447 | Salto | G9CL119M40NEBA-- | GEO Cam lock cylinder, electronic wire-free SVN contactless Mifare / DESfire operation black reader, black satin chrome standard removable knob, for use with 1/16" to 5/8" thick door, 1 9/16" cam height, 3/4" diameter body,standard IP55 rating | 1 |  | 1 Year | 379.45 | 0.15 | 322.5325
31448 | Salto | G9CL119M40NEBA-R | GEO Cam lock cylinder, electronic wire-free SVN contactless Mifare / DESfire operation black reader, black satin chrome standard removable knob, for use with 1/16" to 5/8" thick door, 1 9/16" cam height, 3/4" diameter body,water resistant IP66 rating | 1 |  | 1 Year | 399.85 | 0.15 | 339.8725
31449 | Salto | G9CL119M40NEBAW- | GEO Cam lock cylinder, electronic RF wireless contactless Mifare / DESfire operation black reader, black satin chrome standard removable knob, for use with 1/16" to 5/8" thick door, 1 9/16" cam height, 3/4" diameter body,standard IP55 rating | 1 |  | 1 Year | 481.45 | 0.15 | 409.2325
31450 | Salto | G9CL119M40NEBAWR | GEO Cam lock cylinder, electronic RF wireless contactless Mifare / DESfire operation black reader, black satin chrome standard removable knob, for use with 1/16" to 5/8" thick door, 1 9/16" cam height, 3/4" diameter body,water resistant IP66 rating | 1 |  | 1 Year | 501.85 | 0.15 | 426.5725
31451 | Salto | G9CL119M40NEWA-- | GEO Cam lock cylinder, electronic wire-free SVN contactless Mifare / DESfire operation white reader, black satin chrome standard removable knob, for use with 1/16" to 5/8" thick door, 1 9/16" cam height, 3/4" diameter body,standard IP55 rating | 1 |  | 1 Year | 379.45 | 0.15 | 322.5325
31452 | Salto | G9CL119M40NEWA-R | GEO Cam lock cylinder, electronic wire-free SVN contactless Mifare / DESfire operation white reader, black satin chrome standard removable knob, for use with 1/16" to 5/8" thick door, 1 9/16" cam height, 3/4" diameter body,water resistant IP66 rating | 1 |  | 1 Year | 399.85 | 0.15 | 339.8725
31453 | Salto | G9CL119M40NEWAW- | GEO Cam lock cylinder, electronic RF wireless contactless Mifare / DESfire operation white reader, black satin chrome standard removable knob, for use with 1/16" to 5/8" thick door, 1 9/16" cam height, 3/4" diameter body,standard IP55 rating | 1 |  | 1 Year | 481.45 | 0.15 | 409.2325
31454 | Salto | G9CL119M40NEWAWR | GEO Cam lock cylinder, electronic RF wireless contactless Mifare / DESfire operation white reader, black satin chrome standard removable knob, for use with 1/16" to 5/8" thick door, 1 9/16" cam height, 3/4" diameter body,water resistant IP66 rating | 1 |  | 1 Year | 501.85 | 0.15 | 426.5725
31455 | Salto | G9CL119M40PMBA-- | GEO Cam lock cylinder, electronic wire-free SVN contactless Mifare / DESfire operation black reader, satin brass (PVD) standard removable knob, for use with 1/16" to 5/8" thick door, 1 9/16" cam height, 3/4" diameter body,standard IP55 rating | 1 |  | 1 Year | 403.95 | 0.15 | 343.3575
31456 | Salto | G9CL119M40PMBA-R | GEO Cam lock cylinder, electronic wire-free SVN contactless Mifare / DESfire operation black reader, satin brass (PVD) standard removable knob, for use with 1/16" to 5/8" thick door, 1 9/16" cam height, 3/4" diameter body,water resistant IP66 rating | 1 |  | 1 Year | 424.35 | 0.15 | 360.6975
31457 | Salto | G9CL119M40PMBAW- | GEO Cam lock cylinder, electronic RF wireless contactless Mifare / DESfire operation black reader, satin brass (PVD) standard removable knob, for use with 1/16" to 5/8" thick door, 1 9/16" cam height, 3/4" diameter body,standard IP55 rating | 1 |  | 1 Year | 505.95 | 0.15 | 430.0575
31458 | Salto | G9CL119M40PMBAWR | GEO Cam lock cylinder, electronic RF wireless contactless Mifare / DESfire operation black reader, satin brass (PVD) standard removable knob, for use with 1/16" to 5/8" thick door, 1 9/16" cam height, 3/4" diameter body,water resistant IP66 rating | 1 |  | 1 Year | 526.35 | 0.15 | 447.3975
31459 | Salto | G9CL119M40PMWA-- | GEO Cam lock cylinder, electronic wire-free SVN contactless Mifare / DESfire operation white reader, satin brass (PVD) standard removable knob, for use with 1/16" to 5/8" thick door, 1 9/16" cam height, 3/4" diameter body,standard IP55 rating | 1 |  | 1 Year | 403.95 | 0.15 | 343.3575
31460 | Salto | G9CL119M40PMWA-R | GEO Cam lock cylinder, electronic wire-free SVN contactless Mifare / DESfire operation white reader, satin brass (PVD) standard removable knob, for use with 1/16" to 5/8" thick door, 1 9/16" cam height, 3/4" diameter body,water resistant IP66 rating | 1 |  | 1 Year | 424.35 | 0.15 | 360.6975
31461 | Salto | G9CL119M40PMWAW- | GEO Cam lock cylinder, electronic RF wireless contactless Mifare / DESfire operation white reader, satin brass (PVD) standard removable knob, for use with 1/16" to 5/8" thick door, 1 9/16" cam height, 3/4" diameter body,standard IP55 rating | 1 |  | 1 Year | 505.95 | 0.15 | 430.0575
31462 | Salto | G9CL119M40PMWAWR | GEO Cam lock cylinder, electronic RF wireless contactless Mifare / DESfire operation white reader, satin brass (PVD) standard removable knob, for use with 1/16" to 5/8" thick door, 1 9/16" cam height, 3/4" diameter body,water resistant IP66 rating | 1 |  | 1 Year | 526.35 | 0.15 | 447.3975
31463 | Salto | G9CL119M40PPBA-- | GEO Cam lock cylinder, electronic wire-free SVN contactless Mifare / DESfire operation black reader, polished brass (PVD) standard removable knob, for use with 1/16" to 5/8" thick door, 1 9/16" cam height, 3/4" diameter body,standard IP55 rating | 1 |  | 1 Year | 403.95 | 0.15 | 343.3575
31464 | Salto | G9CL119M40PPBA-R | GEO Cam lock cylinder, electronic wire-free SVN contactless Mifare / DESfire operation black reader, polished brass (PVD) standard removable knob, for use with 1/16" to 5/8" thick door, 1 9/16" cam height, 3/4" diameter body,water resistant IP66 rating | 1 |  | 1 Year | 424.35 | 0.15 | 360.6975
31465 | Salto | G9CL119M40PPBAW- | GEO Cam lock cylinder, electronic RF wireless contactless Mifare / DESfire operation black reader, polished brass (PVD) standard removable knob, for use with 1/16" to 5/8" thick door, 1 9/16" cam height, 3/4" diameter body,standard IP55 rating | 1 |  | 1 Year | 505.95 | 0.15 | 430.0575
31466 | Salto | G9CL119M40PPBAWR | GEO Cam lock cylinder, electronic RF wireless contactless Mifare / DESfire operation black reader, polished brass (PVD) standard removable knob, for use with 1/16" to 5/8" thick door, 1 9/16" cam height, 3/4" diameter body,water resistant IP66 rating | 1 |  | 1 Year | 526.35 | 0.15 | 447.3975
31467 | Salto | G9CL119M40PPWA-- | GEO Cam lock cylinder, electronic wire-free SVN contactless Mifare / DESfire operation white reader, polished brass (PVD) standard removable knob, for use with 1/16" to 5/8" thick door, 1 9/16" cam height, 3/4" diameter body,standard IP55 rating | 1 |  | 1 Year | 403.95 | 0.15 | 343.3575
31468 | Salto | G9CL119M40PPWA-R | GEO Cam lock cylinder, electronic wire-free SVN contactless Mifare / DESfire operation white reader, polished brass (PVD) standard removable knob, for use with 1/16" to 5/8" thick door, 1 9/16" cam height, 3/4" diameter body,water resistant IP66 rating | 1 |  | 1 Year | 424.35 | 0.15 | 360.6975
31469 | Salto | G9CL119M40PPWAW- | GEO Cam lock cylinder, electronic RF wireless contactless Mifare / DESfire operation white reader, polished brass (PVD) standard removable knob, for use with 1/16" to 5/8" thick door, 1 9/16" cam height, 3/4" diameter body,standard IP55 rating | 1 |  | 1 Year | 505.95 | 0.15 | 430.0575
31470 | Salto | G9CL119M40PPWAWR | GEO Cam lock cylinder, electronic RF wireless contactless Mifare / DESfire operation white reader, polished brass (PVD) standard removable knob, for use with 1/16" to 5/8" thick door, 1 9/16" cam height, 3/4" diameter body,water resistant IP66 rating | 1 |  | 1 Year | 526.35 | 0.15 | 447.3975
31471 | Salto | G9CL119W28BCBA-- | GEO Cam lock cylinder, electronic wire-free SVN contactless Mifare / DESfire operation black reader, BioCote antibacterial satin chrome standard removable knob, for use with 5/8" to 7/8" thick door, 1 1/8" cam height, 3/4" diameter body,standard IP55 rati | 1 |  | 1 Year | 416.15 | 0.15 | 353.7275
31472 | Salto | G9CL119W28BCBA-R | GEO Cam lock cylinder, electronic wire-free SVN contactless Mifare / DESfire operation black reader, BioCote antibacterial satin chrome standard removable knob, for use with 5/8" to 7/8" thick door, 1 1/8" cam height, 3/4" diameter body,water resistant IP | 1 |  | 1 Year | 436.55 | 0.15 | 371.0675
31473 | Salto | G9CL119W28BCBAW- | GEO Cam lock cylinder, electronic RF wireless contactless Mifare / DESfire operation black reader, BioCote antibacterial satin chrome standard removable knob, for use with 5/8" to 7/8" thick door, 1 1/8" cam height, 3/4" diameter body,standard IP55 rating | 1 |  | 1 Year | 518.15 | 0.15 | 440.4275
31474 | Salto | G9CL119W28BCBAWR | GEO Cam lock cylinder, electronic RF wireless contactless Mifare / DESfire operation black reader, BioCote antibacterial satin chrome standard removable knob, for use with 5/8" to 7/8" thick door, 1 1/8" cam height, 3/4" diameter body,water resistant IP66 | 1 |  | 1 Year | 538.55 | 0.15 | 457.7675
31475 | Salto | G9CL119W28CPBA-- | GEO Cam lock cylinder, electronic wire-free SVN contactless Mifare / DESfire operation black reader, polished chrome standard removable knob, for use with 5/8" to 7/8" thick door, 1 1/8" cam height, 3/4" diameter body,standard IP55 rating | 1 |  | 1 Year | 369.25 | 0.15 | 313.8625
31476 | Salto | G9CL119W28CPBA-R | GEO Cam lock cylinder, electronic wire-free SVN contactless Mifare / DESfire operation black reader, polished chrome standard removable knob, for use with 5/8" to 7/8" thick door, 1 1/8" cam height, 3/4" diameter body,water resistant IP66 rating | 1 |  | 1 Year | 389.65 | 0.15 | 331.2025
31477 | Salto | G9CL119W28CPBAW- | GEO Cam lock cylinder, electronic RF wireless contactless Mifare / DESfire operation black reader, polished chrome standard removable knob, for use with 5/8" to 7/8" thick door, 1 1/8" cam height, 3/4" diameter body,standard IP55 rating | 1 |  | 1 Year | 471.25 | 0.15 | 400.5625
31478 | Salto | G9CL119W28CPBAWR | GEO Cam lock cylinder, electronic RF wireless contactless Mifare / DESfire operation black reader, polished chrome standard removable knob, for use with 5/8" to 7/8" thick door, 1 1/8" cam height, 3/4" diameter body,water resistant IP66 rating | 1 |  | 1 Year | 491.65 | 0.15 | 417.9025
31479 | Salto | G9CL119W28CPWA-- | GEO Cam lock cylinder, electronic wire-free SVN contactless Mifare / DESfire operation white reader, polished chrome standard removable knob, for use with 5/8" to 7/8" thick door, 1 1/8" cam height, 3/4" diameter body,standard IP55 rating | 1 |  | 1 Year | 369.25 | 0.15 | 313.8625
31480 | Salto | G9CL119W28CPWA-R | GEO Cam lock cylinder, electronic wire-free SVN contactless Mifare / DESfire operation white reader, polished chrome standard removable knob, for use with 5/8" to 7/8" thick door, 1 1/8" cam height, 3/4" diameter body,water resistant IP66 rating | 1 |  | 1 Year | 389.65 | 0.15 | 331.2025
31481 | Salto | G9CL119W28CPWAW- | GEO Cam lock cylinder, electronic RF wireless contactless Mifare / DESfire operation white reader, polished chrome standard removable knob, for use with 5/8" to 7/8" thick door, 1 1/8" cam height, 3/4" diameter body,standard IP55 rating | 1 |  | 1 Year | 471.25 | 0.15 | 400.5625
31482 | Salto | G9CL119W28CPWAWR | GEO Cam lock cylinder, electronic RF wireless contactless Mifare / DESfire operation white reader, polished chrome standard removable knob, for use with 5/8" to 7/8" thick door, 1 1/8" cam height, 3/4" diameter body,water resistant IP66 rating | 1 |  | 1 Year | 491.65 | 0.15 | 417.9025
31483 | Salto | G9CL119W28CSBA-- | GEO Cam lock cylinder, electronic wire-free SVN contactless Mifare / DESfire operation black reader, satin chrome standard removable knob, for use with 5/8" to 7/8" thick door, 1 1/8" cam height, 3/4" diameter body,standard IP55 rating | 1 |  | 1 Year | 369.25 | 0.15 | 313.8625
31484 | Salto | G9CL119W28CSBA-R | GEO Cam lock cylinder, electronic wire-free SVN contactless Mifare / DESfire operation black reader, satin chrome standard removable knob, for use with 5/8" to 7/8" thick door, 1 1/8" cam height, 3/4" diameter body,water resistant IP66 rating | 1 |  | 1 Year | 389.65 | 0.15 | 331.2025
31485 | Salto | G9CL119W28CSBAW- | GEO Cam lock cylinder, electronic RF wireless contactless Mifare / DESfire operation black reader, satin chrome standard removable knob, for use with 5/8" to 7/8" thick door, 1 1/8" cam height, 3/4" diameter body,standard IP55 rating | 1 |  | 1 Year | 471.25 | 0.15 | 400.5625
31486 | Salto | G9CL119W28CSBAWR | GEO Cam lock cylinder, electronic RF wireless contactless Mifare / DESfire operation black reader, satin chrome standard removable knob, for use with 5/8" to 7/8" thick door, 1 1/8" cam height, 3/4" diameter body,water resistant IP66 rating | 1 |  | 1 Year | 491.65 | 0.15 | 417.9025
31487 | Salto | G9CL119W28CSWA-- | GEO Cam lock cylinder, electronic wire-free SVN contactless Mifare / DESfire operation white reader, satin chrome standard removable knob, for use with 5/8" to 7/8" thick door, 1 1/8" cam height, 3/4" diameter body,standard IP55 rating | 1 |  | 1 Year | 369.25 | 0.15 | 313.8625
31488 | Salto | G9CL119W28CSWA-R | GEO Cam lock cylinder, electronic wire-free SVN contactless Mifare / DESfire operation white reader, satin chrome standard removable knob, for use with 5/8" to 7/8" thick door, 1 1/8" cam height, 3/4" diameter body,water resistant IP66 rating | 1 |  | 1 Year | 389.65 | 0.15 | 331.2025
31489 | Salto | G9CL119W28CSWAW- | GEO Cam lock cylinder, electronic RF wireless contactless Mifare / DESfire operation white reader, satin chrome standard removable knob, for use with 5/8" to 7/8" thick door, 1 1/8" cam height, 3/4" diameter body,standard IP55 rating | 1 |  | 1 Year | 471.25 | 0.15 | 400.5625
31490 | Salto | G9CL119W28CSWAWR | GEO Cam lock cylinder, electronic RF wireless contactless Mifare / DESfire operation white reader, satin chrome standard removable knob, for use with 5/8" to 7/8" thick door, 1 1/8" cam height, 3/4" diameter body,water resistant IP66 rating | 1 |  | 1 Year | 491.65 | 0.15 | 417.9025
31491 | Salto | G9CL119W28NEBA-- | GEO Cam lock cylinder, electronic wire-free SVN contactless Mifare / DESfire operation black reader, black satin chrome standard removable knob, for use with 5/8" to 7/8" thick door, 1 1/8" cam height, 3/4" diameter body,standard IP55 rating | 1 |  | 1 Year | 379.45 | 0.15 | 322.5325
31492 | Salto | G9CL119W28NEBA-R | GEO Cam lock cylinder, electronic wire-free SVN contactless Mifare / DESfire operation black reader, black satin chrome standard removable knob, for use with 5/8" to 7/8" thick door, 1 1/8" cam height, 3/4" diameter body,water resistant IP66 rating | 1 |  | 1 Year | 399.85 | 0.15 | 339.8725
31493 | Salto | G9CL119W28NEBAW- | GEO Cam lock cylinder, electronic RF wireless contactless Mifare / DESfire operation black reader, black satin chrome standard removable knob, for use with 5/8" to 7/8" thick door, 1 1/8" cam height, 3/4" diameter body,standard IP55 rating | 1 |  | 1 Year | 481.45 | 0.15 | 409.2325
31494 | Salto | G9CL119W28NEBAWR | GEO Cam lock cylinder, electronic RF wireless contactless Mifare / DESfire operation black reader, black satin chrome standard removable knob, for use with 5/8" to 7/8" thick door, 1 1/8" cam height, 3/4" diameter body,water resistant IP66 rating | 1 |  | 1 Year | 501.85 | 0.15 | 426.5725
31495 | Salto | G9CL119W28NEWA-- | GEO Cam lock cylinder, electronic wire-free SVN contactless Mifare / DESfire operation white reader, black satin chrome standard removable knob, for use with 5/8" to 7/8" thick door, 1 1/8" cam height, 3/4" diameter body,standard IP55 rating | 1 |  | 1 Year | 379.45 | 0.15 | 322.5325
31496 | Salto | G9CL119W28NEWA-R | GEO Cam lock cylinder, electronic wire-free SVN contactless Mifare / DESfire operation white reader, black satin chrome standard removable knob, for use with 5/8" to 7/8" thick door, 1 1/8" cam height, 3/4" diameter body,water resistant IP66 rating | 1 |  | 1 Year | 399.85 | 0.15 | 339.8725
31497 | Salto | G9CL119W28NEWAW- | GEO Cam lock cylinder, electronic RF wireless contactless Mifare / DESfire operation white reader, black satin chrome standard removable knob, for use with 5/8" to 7/8" thick door, 1 1/8" cam height, 3/4" diameter body,standard IP55 rating | 1 |  | 1 Year | 481.45 | 0.15 | 409.2325
31498 | Salto | G9CL119W28NEWAWR | GEO Cam lock cylinder, electronic RF wireless contactless Mifare / DESfire operation white reader, black satin chrome standard removable knob, for use with 5/8" to 7/8" thick door, 1 1/8" cam height, 3/4" diameter body,water resistant IP66 rating | 1 |  | 1 Year | 501.85 | 0.15 | 426.5725
31499 | Salto | G9CL119W28PMBA-- | GEO Cam lock cylinder, electronic wire-free SVN contactless Mifare / DESfire operation black reader, satin brass (PVD) standard removable knob, for use with 5/8" to 7/8" thick door, 1 1/8" cam height, 3/4" diameter body,standard IP55 rating | 1 |  | 1 Year | 403.95 | 0.15 | 343.3575
31500 | Salto | G9CL119W28PMBA-R | GEO Cam lock cylinder, electronic wire-free SVN contactless Mifare / DESfire operation black reader, satin brass (PVD) standard removable knob, for use with 5/8" to 7/8" thick door, 1 1/8" cam height, 3/4" diameter body,water resistant IP66 rating | 1 |  | 1 Year | 424.35 | 0.15 | 360.6975
31501 | Salto | G9CL119W28PMBAW- | GEO Cam lock cylinder, electronic RF wireless contactless Mifare / DESfire operation black reader, satin brass (PVD) standard removable knob, for use with 5/8" to 7/8" thick door, 1 1/8" cam height, 3/4" diameter body,standard IP55 rating | 1 |  | 1 Year | 505.95 | 0.15 | 430.0575
31502 | Salto | G9CL119W28PMBAWR | GEO Cam lock cylinder, electronic RF wireless contactless Mifare / DESfire operation black reader, satin brass (PVD) standard removable knob, for use with 5/8" to 7/8" thick door, 1 1/8" cam height, 3/4" diameter body,water resistant IP66 rating | 1 |  | 1 Year | 526.35 | 0.15 | 447.3975
31503 | Salto | G9CL119W28PMWA-- | GEO Cam lock cylinder, electronic wire-free SVN contactless Mifare / DESfire operation white reader, satin brass (PVD) standard removable knob, for use with 5/8" to 7/8" thick door, 1 1/8" cam height, 3/4" diameter body,standard IP55 rating | 1 |  | 1 Year | 403.95 | 0.15 | 343.3575
31504 | Salto | G9CL119W28PMWA-R | GEO Cam lock cylinder, electronic wire-free SVN contactless Mifare / DESfire operation white reader, satin brass (PVD) standard removable knob, for use with 5/8" to 7/8" thick door, 1 1/8" cam height, 3/4" diameter body,water resistant IP66 rating | 1 |  | 1 Year | 424.35 | 0.15 | 360.6975
31505 | Salto | G9CL119W28PMWAW- | GEO Cam lock cylinder, electronic RF wireless contactless Mifare / DESfire operation white reader, satin brass (PVD) standard removable knob, for use with 5/8" to 7/8" thick door, 1 1/8" cam height, 3/4" diameter body,standard IP55 rating | 1 |  | 1 Year | 505.95 | 0.15 | 430.0575
31506 | Salto | G9CL119W28PMWAWR | GEO Cam lock cylinder, electronic RF wireless contactless Mifare / DESfire operation white reader, satin brass (PVD) standard removable knob, for use with 5/8" to 7/8" thick door, 1 1/8" cam height, 3/4" diameter body,water resistant IP66 rating | 1 |  | 1 Year | 526.35 | 0.15 | 447.3975
31507 | Salto | G9CL119W28PPBA-- | GEO Cam lock cylinder, electronic wire-free SVN contactless Mifare / DESfire operation black reader, polished brass (PVD) standard removable knob, for use with 5/8" to 7/8" thick door, 1 1/8" cam height, 3/4" diameter body,standard IP55 rating | 1 |  | 1 Year | 403.95 | 0.15 | 343.3575
31508 | Salto | G9CL119W28PPBA-R | GEO Cam lock cylinder, electronic wire-free SVN contactless Mifare / DESfire operation black reader, polished brass (PVD) standard removable knob, for use with 5/8" to 7/8" thick door, 1 1/8" cam height, 3/4" diameter body,water resistant IP66 rating | 1 |  | 1 Year | 424.35 | 0.15 | 360.6975
31509 | Salto | G9CL119W28PPBAW- | GEO Cam lock cylinder, electronic RF wireless contactless Mifare / DESfire operation black reader, polished brass (PVD) standard removable knob, for use with 5/8" to 7/8" thick door, 1 1/8" cam height, 3/4" diameter body,standard IP55 rating | 1 |  | 1 Year | 505.95 | 0.15 | 430.0575
31510 | Salto | G9CL119W28PPBAWR | GEO Cam lock cylinder, electronic RF wireless contactless Mifare / DESfire operation black reader, polished brass (PVD) standard removable knob, for use with 5/8" to 7/8" thick door, 1 1/8" cam height, 3/4" diameter body,water resistant IP66 rating | 1 |  | 1 Year | 526.35 | 0.15 | 447.3975
31511 | Salto | G9CL119W28PPWA-- | GEO Cam lock cylinder, electronic wire-free SVN contactless Mifare / DESfire operation white reader, polished brass (PVD) standard removable knob, for use with 5/8" to 7/8" thick door, 1 1/8" cam height, 3/4" diameter body,standard IP55 rating | 1 |  | 1 Year | 403.95 | 0.15 | 343.3575
31512 | Salto | G9CL119W28PPWA-R | GEO Cam lock cylinder, electronic wire-free SVN contactless Mifare / DESfire operation white reader, polished brass (PVD) standard removable knob, for use with 5/8" to 7/8" thick door, 1 1/8" cam height, 3/4" diameter body,water resistant IP66 rating | 1 |  | 1 Year | 424.35 | 0.15 | 360.6975
31513 | Salto | G9CL119W28PPWAW- | GEO Cam lock cylinder, electronic RF wireless contactless Mifare / DESfire operation white reader, polished brass (PVD) standard removable knob, for use with 5/8" to 7/8" thick door, 1 1/8" cam height, 3/4" diameter body,standard IP55 rating | 1 |  | 1 Year | 505.95 | 0.15 | 430.0575
31514 | Salto | G9CL119W28PPWAWR | GEO Cam lock cylinder, electronic RF wireless contactless Mifare / DESfire operation white reader, polished brass (PVD) standard removable knob, for use with 5/8" to 7/8" thick door, 1 1/8" cam height, 3/4" diameter body,water resistant IP66 rating | 1 |  | 1 Year | 526.35 | 0.15 | 447.3975
31515 | Salto | G9CL119W40BCBA-- | GEO Cam lock cylinder, electronic wire-free SVN contactless Mifare / DESfire operation black reader, BioCote antibacterial satin chrome standard removable knob, for use with 5/8" to 7/8" thick door, 1 9/16" cam height, 3/4" diameter body,standard IP55 rat | 1 |  | 1 Year | 416.15 | 0.15 | 353.7275
31516 | Salto | G9CL119W40BCBA-R | GEO Cam lock cylinder, electronic wire-free SVN contactless Mifare / DESfire operation black reader, BioCote antibacterial satin chrome standard removable knob, for use with 5/8" to 7/8" thick door, 1 9/16" cam height, 3/4" diameter body,water resistant I | 1 |  | 1 Year | 436.55 | 0.15 | 371.0675
31517 | Salto | G9CL119W40BCBAW- | GEO Cam lock cylinder, electronic RF wireless contactless Mifare / DESfire operation black reader, BioCote antibacterial satin chrome standard removable knob, for use with 5/8" to 7/8" thick door, 1 9/16" cam height, 3/4" diameter body,standard IP55 ratin | 1 |  | 1 Year | 518.15 | 0.15 | 440.4275
31518 | Salto | G9CL119W40BCBAWR | GEO Cam lock cylinder, electronic RF wireless contactless Mifare / DESfire operation black reader, BioCote antibacterial satin chrome standard removable knob, for use with 5/8" to 7/8" thick door, 1 9/16" cam height, 3/4" diameter body,water resistant IP6 | 1 |  | 1 Year | 538.55 | 0.15 | 457.7675
31519 | Salto | G9CL119W40CPBA-- | GEO Cam lock cylinder, electronic wire-free SVN contactless Mifare / DESfire operation black reader, polished chrome standard removable knob, for use with 5/8" to 7/8" thick door, 1 9/16" cam height, 3/4" diameter body,standard IP55 rating | 1 |  | 1 Year | 369.25 | 0.15 | 313.8625
31520 | Salto | G9CL119W40CPBA-R | GEO Cam lock cylinder, electronic wire-free SVN contactless Mifare / DESfire operation black reader, polished chrome standard removable knob, for use with 5/8" to 7/8" thick door, 1 9/16" cam height, 3/4" diameter body,water resistant IP66 rating | 1 |  | 1 Year | 389.65 | 0.15 | 331.2025
31521 | Salto | G9CL119W40CPBAW- | GEO Cam lock cylinder, electronic RF wireless contactless Mifare / DESfire operation black reader, polished chrome standard removable knob, for use with 5/8" to 7/8" thick door, 1 9/16" cam height, 3/4" diameter body,standard IP55 rating | 1 |  | 1 Year | 471.25 | 0.15 | 400.5625
31522 | Salto | G9CL119W40CPBAWR | GEO Cam lock cylinder, electronic RF wireless contactless Mifare / DESfire operation black reader, polished chrome standard removable knob, for use with 5/8" to 7/8" thick door, 1 9/16" cam height, 3/4" diameter body,water resistant IP66 rating | 1 |  | 1 Year | 491.65 | 0.15 | 417.9025
31523 | Salto | G9CL119W40CPWA-- | GEO Cam lock cylinder, electronic wire-free SVN contactless Mifare / DESfire operation white reader, polished chrome standard removable knob, for use with 5/8" to 7/8" thick door, 1 9/16" cam height, 3/4" diameter body,standard IP55 rating | 1 |  | 1 Year | 369.25 | 0.15 | 313.8625
31524 | Salto | G9CL119W40CPWA-R | GEO Cam lock cylinder, electronic wire-free SVN contactless Mifare / DESfire operation white reader, polished chrome standard removable knob, for use with 5/8" to 7/8" thick door, 1 9/16" cam height, 3/4" diameter body,water resistant IP66 rating | 1 |  | 1 Year | 389.65 | 0.15 | 331.2025
31525 | Salto | G9CL119W40CPWAW- | GEO Cam lock cylinder, electronic RF wireless contactless Mifare / DESfire operation white reader, polished chrome standard removable knob, for use with 5/8" to 7/8" thick door, 1 9/16" cam height, 3/4" diameter body,standard IP55 rating | 1 |  | 1 Year | 471.25 | 0.15 | 400.5625
31526 | Salto | G9CL119W40CPWAWR | GEO Cam lock cylinder, electronic RF wireless contactless Mifare / DESfire operation white reader, polished chrome standard removable knob, for use with 5/8" to 7/8" thick door, 1 9/16" cam height, 3/4" diameter body,water resistant IP66 rating | 1 |  | 1 Year | 491.65 | 0.15 | 417.9025
31527 | Salto | G9CL119W40CSBA-- | GEO Cam lock cylinder, electronic wire-free SVN contactless Mifare / DESfire operation black reader, satin chrome standard removable knob, for use with 5/8" to 7/8" thick door, 1 9/16" cam height, 3/4" diameter body,standard IP55 rating | 1 |  | 1 Year | 369.25 | 0.15 | 313.8625
31528 | Salto | G9CL119W40CSBA-R | GEO Cam lock cylinder, electronic wire-free SVN contactless Mifare / DESfire operation black reader, satin chrome standard removable knob, for use with 5/8" to 7/8" thick door, 1 9/16" cam height, 3/4" diameter body,water resistant IP66 rating | 1 |  | 1 Year | 389.65 | 0.15 | 331.2025
31529 | Salto | G9CL119W40CSBAW- | GEO Cam lock cylinder, electronic RF wireless contactless Mifare / DESfire operation black reader, satin chrome standard removable knob, for use with 5/8" to 7/8" thick door, 1 9/16" cam height, 3/4" diameter body,standard IP55 rating | 1 |  | 1 Year | 471.25 | 0.15 | 400.5625
31530 | Salto | G9CL119W40CSBAWR | GEO Cam lock cylinder, electronic RF wireless contactless Mifare / DESfire operation black reader, satin chrome standard removable knob, for use with 5/8" to 7/8" thick door, 1 9/16" cam height, 3/4" diameter body,water resistant IP66 rating | 1 |  | 1 Year | 491.65 | 0.15 | 417.9025
31531 | Salto | G9CL119W40CSWA-- | GEO Cam lock cylinder, electronic wire-free SVN contactless Mifare / DESfire operation white reader, satin chrome standard removable knob, for use with 5/8" to 7/8" thick door, 1 9/16" cam height, 3/4" diameter body,standard IP55 rating | 1 |  | 1 Year | 369.25 | 0.15 | 313.8625
31532 | Salto | G9CL119W40CSWA-R | GEO Cam lock cylinder, electronic wire-free SVN contactless Mifare / DESfire operation white reader, satin chrome standard removable knob, for use with 5/8" to 7/8" thick door, 1 9/16" cam height, 3/4" diameter body,water resistant IP66 rating | 1 |  | 1 Year | 389.65 | 0.15 | 331.2025
31533 | Salto | G9CL119W40CSWAW- | GEO Cam lock cylinder, electronic RF wireless contactless Mifare / DESfire operation white reader, satin chrome standard removable knob, for use with 5/8" to 7/8" thick door, 1 9/16" cam height, 3/4" diameter body,standard IP55 rating | 1 |  | 1 Year | 471.25 | 0.15 | 400.5625
31534 | Salto | G9CL119W40CSWAWR | GEO Cam lock cylinder, electronic RF wireless contactless Mifare / DESfire operation white reader, satin chrome standard removable knob, for use with 5/8" to 7/8" thick door, 1 9/16" cam height, 3/4" diameter body,water resistant IP66 rating | 1 |  | 1 Year | 491.65 | 0.15 | 417.9025
31535 | Salto | G9CL119W40NEBA-- | GEO Cam lock cylinder, electronic wire-free SVN contactless Mifare / DESfire operation black reader, black satin chrome standard removable knob, for use with 5/8" to 7/8" thick door, 1 9/16" cam height, 3/4" diameter body,standard IP55 rating | 1 |  | 1 Year | 379.45 | 0.15 | 322.5325
31536 | Salto | G9CL119W40NEBA-R | GEO Cam lock cylinder, electronic wire-free SVN contactless Mifare / DESfire operation black reader, black satin chrome standard removable knob, for use with 5/8" to 7/8" thick door, 1 9/16" cam height, 3/4" diameter body,water resistant IP66 rating | 1 |  | 1 Year | 399.85 | 0.15 | 339.8725
31537 | Salto | G9CL119W40NEBAW- | GEO Cam lock cylinder, electronic RF wireless contactless Mifare / DESfire operation black reader, black satin chrome standard removable knob, for use with 5/8" to 7/8" thick door, 1 9/16" cam height, 3/4" diameter body,standard IP55 rating | 1 |  | 1 Year | 481.45 | 0.15 | 409.2325
31538 | Salto | G9CL119W40NEBAWR | GEO Cam lock cylinder, electronic RF wireless contactless Mifare / DESfire operation black reader, black satin chrome standard removable knob, for use with 5/8" to 7/8" thick door, 1 9/16" cam height, 3/4" diameter body,water resistant IP66 rating | 1 |  | 1 Year | 501.85 | 0.15 | 426.5725
31539 | Salto | G9CL119W40NEWA-- | GEO Cam lock cylinder, electronic wire-free SVN contactless Mifare / DESfire operation white reader, black satin chrome standard removable knob, for use with 5/8" to 7/8" thick door, 1 9/16" cam height, 3/4" diameter body,standard IP55 rating | 1 |  | 1 Year | 379.45 | 0.15 | 322.5325
31540 | Salto | G9CL119W40NEWA-R | GEO Cam lock cylinder, electronic wire-free SVN contactless Mifare / DESfire operation white reader, black satin chrome standard removable knob, for use with 5/8" to 7/8" thick door, 1 9/16" cam height, 3/4" diameter body,water resistant IP66 rating | 1 |  | 1 Year | 399.85 | 0.15 | 339.8725
31541 | Salto | G9CL119W40NEWAW- | GEO Cam lock cylinder, electronic RF wireless contactless Mifare / DESfire operation white reader, black satin chrome standard removable knob, for use with 5/8" to 7/8" thick door, 1 9/16" cam height, 3/4" diameter body,standard IP55 rating | 1 |  | 1 Year | 481.45 | 0.15 | 409.2325
31542 | Salto | G9CL119W40NEWAWR | GEO Cam lock cylinder, electronic RF wireless contactless Mifare / DESfire operation white reader, black satin chrome standard removable knob, for use with 5/8" to 7/8" thick door, 1 9/16" cam height, 3/4" diameter body,water resistant IP66 rating | 1 |  | 1 Year | 501.85 | 0.15 | 426.5725
31543 | Salto | G9CL119W40PMBA-- | GEO Cam lock cylinder, electronic wire-free SVN contactless Mifare / DESfire operation black reader, satin brass (PVD) standard removable knob, for use with 5/8" to 7/8" thick door, 1 9/16" cam height, 3/4" diameter body,standard IP55 rating | 1 |  | 1 Year | 403.95 | 0.15 | 343.3575
31544 | Salto | G9CL119W40PMBA-R | GEO Cam lock cylinder, electronic wire-free SVN contactless Mifare / DESfire operation black reader, satin brass (PVD) standard removable knob, for use with 5/8" to 7/8" thick door, 1 9/16" cam height, 3/4" diameter body,water resistant IP66 rating | 1 |  | 1 Year | 424.35 | 0.15 | 360.6975
31545 | Salto | G9CL119W40PMBAW- | GEO Cam lock cylinder, electronic RF wireless contactless Mifare / DESfire operation black reader, satin brass (PVD) standard removable knob, for use with 5/8" to 7/8" thick door, 1 9/16" cam height, 3/4" diameter body,standard IP55 rating | 1 |  | 1 Year | 505.95 | 0.15 | 430.0575
31546 | Salto | G9CL119W40PMBAWR | GEO Cam lock cylinder, electronic RF wireless contactless Mifare / DESfire operation black reader, satin brass (PVD) standard removable knob, for use with 5/8" to 7/8" thick door, 1 9/16" cam height, 3/4" diameter body,water resistant IP66 rating | 1 |  | 1 Year | 526.35 | 0.15 | 447.3975
31547 | Salto | G9CL119W40PMWA-- | GEO Cam lock cylinder, electronic wire-free SVN contactless Mifare / DESfire operation white reader, satin brass (PVD) standard removable knob, for use with 5/8" to 7/8" thick door, 1 9/16" cam height, 3/4" diameter body,standard IP55 rating | 1 |  | 1 Year | 403.95 | 0.15 | 343.3575
31548 | Salto | G9CL119W40PMWA-R | GEO Cam lock cylinder, electronic wire-free SVN contactless Mifare / DESfire operation white reader, satin brass (PVD) standard removable knob, for use with 5/8" to 7/8" thick door, 1 9/16" cam height, 3/4" diameter body,water resistant IP66 rating | 1 |  | 1 Year | 424.35 | 0.15 | 360.6975
31549 | Salto | G9CL119W40PMWAW- | GEO Cam lock cylinder, electronic RF wireless contactless Mifare / DESfire operation white reader, satin brass (PVD) standard removable knob, for use with 5/8" to 7/8" thick door, 1 9/16" cam height, 3/4" diameter body,standard IP55 rating | 1 |  | 1 Year | 505.95 | 0.15 | 430.0575
31550 | Salto | G9CL119W40PMWAWR | GEO Cam lock cylinder, electronic RF wireless contactless Mifare / DESfire operation white reader, satin brass (PVD) standard removable knob, for use with 5/8" to 7/8" thick door, 1 9/16" cam height, 3/4" diameter body,water resistant IP66 rating | 1 |  | 1 Year | 526.35 | 0.15 | 447.3975
31551 | Salto | G9CL119W40PPBA-- | GEO Cam lock cylinder, electronic wire-free SVN contactless Mifare / DESfire operation black reader, polished brass (PVD) standard removable knob, for use with 5/8" to 7/8" thick door, 1 9/16" cam height, 3/4" diameter body,standard IP55 rating | 1 |  | 1 Year | 403.95 | 0.15 | 343.3575
31552 | Salto | G9CL119W40PPBA-R | GEO Cam lock cylinder, electronic wire-free SVN contactless Mifare / DESfire operation black reader, polished brass (PVD) standard removable knob, for use with 5/8" to 7/8" thick door, 1 9/16" cam height, 3/4" diameter body,water resistant IP66 rating | 1 |  | 1 Year | 424.35 | 0.15 | 360.6975
31553 | Salto | G9CL119W40PPBAW- | GEO Cam lock cylinder, electronic RF wireless contactless Mifare / DESfire operation black reader, polished brass (PVD) standard removable knob, for use with 5/8" to 7/8" thick door, 1 9/16" cam height, 3/4" diameter body,standard IP55 rating | 1 |  | 1 Year | 505.95 | 0.15 | 430.0575
31554 | Salto | G9CL119W40PPBAWR | GEO Cam lock cylinder, electronic RF wireless contactless Mifare / DESfire operation black reader, polished brass (PVD) standard removable knob, for use with 5/8" to 7/8" thick door, 1 9/16" cam height, 3/4" diameter body,water resistant IP66 rating | 1 |  | 1 Year | 526.35 | 0.15 | 447.3975
31555 | Salto | G9CL119W40PPWA-- | GEO Cam lock cylinder, electronic wire-free SVN contactless Mifare / DESfire operation white reader, polished brass (PVD) standard removable knob, for use with 5/8" to 7/8" thick door, 1 9/16" cam height, 3/4" diameter body,standard IP55 rating | 1 |  | 1 Year | 403.95 | 0.15 | 343.3575
31556 | Salto | G9CL119W40PPWA-R | GEO Cam lock cylinder, electronic wire-free SVN contactless Mifare / DESfire operation white reader, polished brass (PVD) standard removable knob, for use with 5/8" to 7/8" thick door, 1 9/16" cam height, 3/4" diameter body,water resistant IP66 rating | 1 |  | 1 Year | 424.35 | 0.15 | 360.6975
31557 | Salto | G9CL119W40PPWAW- | GEO Cam lock cylinder, electronic RF wireless contactless Mifare / DESfire operation white reader, polished brass (PVD) standard removable knob, for use with 5/8" to 7/8" thick door, 1 9/16" cam height, 3/4" diameter body,standard IP55 rating | 1 |  | 1 Year | 505.95 | 0.15 | 430.0575
31558 | Salto | G9CL119W40PPWAWR | GEO Cam lock cylinder, electronic RF wireless contactless Mifare / DESfire operation white reader, polished brass (PVD) standard removable knob, for use with 5/8" to 7/8" thick door, 1 9/16" cam height, 3/4" diameter body,water resistant IP66 rating | 1 |  | 1 Year | 526.35 | 0.15 | 447.3975
31559 | Salto | GHCL119M28BCBA-- | GEO Cam lock cylinder, electronic wire-free SVN contactless HID iClass operation black reader, BioCote antibacterial satin chrome standard removable knob, for use with 1/16" to 5/8" thick door, 1 1/8" cam height, 3/4" diameter body,standard IP55 rating | 1 |  | 1 Year | 416.15 | 0.15 | 353.7275
31560 | Salto | GHCL119M28BCBA-R | GEO Cam lock cylinder, electronic wire-free SVN contactless HID iClass operation black reader, BioCote antibacterial satin chrome standard removable knob, for use with 1/16" to 5/8" thick door, 1 1/8" cam height, 3/4" diameter body,water resistant IP66 ra | 1 |  | 1 Year | 436.55 | 0.15 | 371.0675
31561 | Salto | GHCL119M28CPBA-- | GEO Cam lock cylinder, electronic wire-free SVN contactless HID iClass operation black reader, polished chrome standard removable knob, for use with 1/16" to 5/8" thick door, 1 1/8" cam height, 3/4" diameter body,standard IP55 rating | 1 |  | 1 Year | 369.25 | 0.15 | 313.8625
31562 | Salto | GHCL119M28CPBA-R | GEO Cam lock cylinder, electronic wire-free SVN contactless HID iClass operation black reader, polished chrome standard removable knob, for use with 1/16" to 5/8" thick door, 1 1/8" cam height, 3/4" diameter body,water resistant IP66 rating | 1 |  | 1 Year | 389.65 | 0.15 | 331.2025
31563 | Salto | GHCL119M28CPWA-- | GEO Cam lock cylinder, electronic wire-free SVN contactless HID iClass operation white reader, polished chrome standard removable knob, for use with 1/16" to 5/8" thick door, 1 1/8" cam height, 3/4" diameter body,standard IP55 rating | 1 |  | 1 Year | 369.25 | 0.15 | 313.8625
31564 | Salto | GHCL119M28CPWA-R | GEO Cam lock cylinder, electronic wire-free SVN contactless HID iClass operation white reader, polished chrome standard removable knob, for use with 1/16" to 5/8" thick door, 1 1/8" cam height, 3/4" diameter body,water resistant IP66 rating | 1 |  | 1 Year | 389.65 | 0.15 | 331.2025
31565 | Salto | GHCL119M28CSBA-- | GEO Cam lock cylinder, electronic wire-free SVN contactless HID iClass operation black reader, satin chrome standard removable knob, for use with 1/16" to 5/8" thick door, 1 1/8" cam height, 3/4" diameter body,standard IP55 rating | 1 |  | 1 Year | 369.25 | 0.15 | 313.8625
31566 | Salto | GHCL119M28CSBA-R | GEO Cam lock cylinder, electronic wire-free SVN contactless HID iClass operation black reader, satin chrome standard removable knob, for use with 1/16" to 5/8" thick door, 1 1/8" cam height, 3/4" diameter body,water resistant IP66 rating | 1 |  | 1 Year | 389.65 | 0.15 | 331.2025
31567 | Salto | GHCL119M28CSWA-- | GEO Cam lock cylinder, electronic wire-free SVN contactless HID iClass operation white reader, satin chrome standard removable knob, for use with 1/16" to 5/8" thick door, 1 1/8" cam height, 3/4" diameter body,standard IP55 rating | 1 |  | 1 Year | 369.25 | 0.15 | 313.8625
31568 | Salto | GHCL119M28CSWA-R | GEO Cam lock cylinder, electronic wire-free SVN contactless HID iClass operation white reader, satin chrome standard removable knob, for use with 1/16" to 5/8" thick door, 1 1/8" cam height, 3/4" diameter body,water resistant IP66 rating | 1 |  | 1 Year | 389.65 | 0.15 | 331.2025
31569 | Salto | GHCL119M28NEBA-- | GEO Cam lock cylinder, electronic wire-free SVN contactless HID iClass operation black reader, black satin chrome standard removable knob, for use with 1/16" to 5/8" thick door, 1 1/8" cam height, 3/4" diameter body,standard IP55 rating | 1 |  | 1 Year | 379.45 | 0.15 | 322.5325
31570 | Salto | GHCL119M28NEBA-R | GEO Cam lock cylinder, electronic wire-free SVN contactless HID iClass operation black reader, black satin chrome standard removable knob, for use with 1/16" to 5/8" thick door, 1 1/8" cam height, 3/4" diameter body,water resistant IP66 rating | 1 |  | 1 Year | 399.85 | 0.15 | 339.8725
31571 | Salto | GHCL119M28NEWA-- | GEO Cam lock cylinder, electronic wire-free SVN contactless HID iClass operation white reader, black satin chrome standard removable knob, for use with 1/16" to 5/8" thick door, 1 1/8" cam height, 3/4" diameter body,standard IP55 rating | 1 |  | 1 Year | 379.45 | 0.15 | 322.5325
31572 | Salto | GHCL119M28NEWA-R | GEO Cam lock cylinder, electronic wire-free SVN contactless HID iClass operation white reader, black satin chrome standard removable knob, for use with 1/16" to 5/8" thick door, 1 1/8" cam height, 3/4" diameter body,water resistant IP66 rating | 1 |  | 1 Year | 399.85 | 0.15 | 339.8725
31573 | Salto | GHCL119M28PMBA-- | GEO Cam lock cylinder, electronic wire-free SVN contactless HID iClass operation black reader, satin brass (PVD) standard removable knob, for use with 1/16" to 5/8" thick door, 1 1/8" cam height, 3/4" diameter body,standard IP55 rating | 1 |  | 1 Year | 403.95 | 0.15 | 343.3575
31574 | Salto | GHCL119M28PMBA-R | GEO Cam lock cylinder, electronic wire-free SVN contactless HID iClass operation black reader, satin brass (PVD) standard removable knob, for use with 1/16" to 5/8" thick door, 1 1/8" cam height, 3/4" diameter body,water resistant IP66 rating | 1 |  | 1 Year | 424.35 | 0.15 | 360.6975
31575 | Salto | GHCL119M28PMWA-- | GEO Cam lock cylinder, electronic wire-free SVN contactless HID iClass operation white reader, satin brass (PVD) standard removable knob, for use with 1/16" to 5/8" thick door, 1 1/8" cam height, 3/4" diameter body,standard IP55 rating | 1 |  | 1 Year | 403.95 | 0.15 | 343.3575
31576 | Salto | GHCL119M28PMWA-R | GEO Cam lock cylinder, electronic wire-free SVN contactless HID iClass operation white reader, satin brass (PVD) standard removable knob, for use with 1/16" to 5/8" thick door, 1 1/8" cam height, 3/4" diameter body,water resistant IP66 rating | 1 |  | 1 Year | 424.35 | 0.15 | 360.6975
31577 | Salto | GHCL119M28PPBA-- | GEO Cam lock cylinder, electronic wire-free SVN contactless HID iClass operation black reader, polished brass (PVD) standard removable knob, for use with 1/16" to 5/8" thick door, 1 1/8" cam height, 3/4" diameter body,standard IP55 rating | 1 |  | 1 Year | 403.95 | 0.15 | 343.3575
31578 | Salto | GHCL119M28PPBA-R | GEO Cam lock cylinder, electronic wire-free SVN contactless HID iClass operation black reader, polished brass (PVD) standard removable knob, for use with 1/16" to 5/8" thick door, 1 1/8" cam height, 3/4" diameter body,water resistant IP66 rating | 1 |  | 1 Year | 424.35 | 0.15 | 360.6975
31579 | Salto | GHCL119M28PPWA-- | GEO Cam lock cylinder, electronic wire-free SVN contactless HID iClass operation white reader, polished brass (PVD) standard removable knob, for use with 1/16" to 5/8" thick door, 1 1/8" cam height, 3/4" diameter body,standard IP55 rating | 1 |  | 1 Year | 403.95 | 0.15 | 343.3575
31580 | Salto | GHCL119M28PPWA-R | GEO Cam lock cylinder, electronic wire-free SVN contactless HID iClass operation white reader, polished brass (PVD) standard removable knob, for use with 1/16" to 5/8" thick door, 1 1/8" cam height, 3/4" diameter body,water resistant IP66 rating | 1 |  | 1 Year | 424.35 | 0.15 | 360.6975
31581 | Salto | GHCL119M40BCBA-- | GEO Cam lock cylinder, electronic wire-free SVN contactless HID iClass operation black reader, BioCote antibacterial satin chrome standard removable knob, for use with 1/16" to 5/8" thick door, 1 9/16" cam height, 3/4" diameter body,standard IP55 rating | 1 |  | 1 Year | 416.15 | 0.15 | 353.7275
31582 | Salto | GHCL119M40BCBA-R | GEO Cam lock cylinder, electronic wire-free SVN contactless HID iClass operation black reader, BioCote antibacterial satin chrome standard removable knob, for use with 1/16" to 5/8" thick door, 1 9/16" cam height, 3/4" diameter body,water resistant IP66 r | 1 |  | 1 Year | 436.55 | 0.15 | 371.0675
31583 | Salto | GHCL119M40CPBA-- | GEO Cam lock cylinder, electronic wire-free SVN contactless HID iClass operation black reader, polished chrome standard removable knob, for use with 1/16" to 5/8" thick door, 1 9/16" cam height, 3/4" diameter body,standard IP55 rating | 1 |  | 1 Year | 369.25 | 0.15 | 313.8625
31584 | Salto | GHCL119M40CPBA-R | GEO Cam lock cylinder, electronic wire-free SVN contactless HID iClass operation black reader, polished chrome standard removable knob, for use with 1/16" to 5/8" thick door, 1 9/16" cam height, 3/4" diameter body,water resistant IP66 rating | 1 |  | 1 Year | 389.65 | 0.15 | 331.2025
31585 | Salto | GHCL119M40CPWA-- | GEO Cam lock cylinder, electronic wire-free SVN contactless HID iClass operation white reader, polished chrome standard removable knob, for use with 1/16" to 5/8" thick door, 1 9/16" cam height, 3/4" diameter body,standard IP55 rating | 1 |  | 1 Year | 369.25 | 0.15 | 313.8625
31586 | Salto | GHCL119M40CPWA-R | GEO Cam lock cylinder, electronic wire-free SVN contactless HID iClass operation white reader, polished chrome standard removable knob, for use with 1/16" to 5/8" thick door, 1 9/16" cam height, 3/4" diameter body,water resistant IP66 rating | 1 |  | 1 Year | 389.65 | 0.15 | 331.2025
31587 | Salto | GHCL119M40CSBA-- | GEO Cam lock cylinder, electronic wire-free SVN contactless HID iClass operation black reader, satin chrome standard removable knob, for use with 1/16" to 5/8" thick door, 1 9/16" cam height, 3/4" diameter body,standard IP55 rating | 1 |  | 1 Year | 369.25 | 0.15 | 313.8625
31588 | Salto | GHCL119M40CSBA-R | GEO Cam lock cylinder, electronic wire-free SVN contactless HID iClass operation black reader, satin chrome standard removable knob, for use with 1/16" to 5/8" thick door, 1 9/16" cam height, 3/4" diameter body,water resistant IP66 rating | 1 |  | 1 Year | 389.65 | 0.15 | 331.2025
31589 | Salto | GHCL119M40CSWA-- | GEO Cam lock cylinder, electronic wire-free SVN contactless HID iClass operation white reader, satin chrome standard removable knob, for use with 1/16" to 5/8" thick door, 1 9/16" cam height, 3/4" diameter body,standard IP55 rating | 1 |  | 1 Year | 369.25 | 0.15 | 313.8625
31590 | Salto | GHCL119M40CSWA-R | GEO Cam lock cylinder, electronic wire-free SVN contactless HID iClass operation white reader, satin chrome standard removable knob, for use with 1/16" to 5/8" thick door, 1 9/16" cam height, 3/4" diameter body,water resistant IP66 rating | 1 |  | 1 Year | 389.65 | 0.15 | 331.2025
31591 | Salto | GHCL119M40NEBA-- | GEO Cam lock cylinder, electronic wire-free SVN contactless HID iClass operation black reader, black satin chrome standard removable knob, for use with 1/16" to 5/8" thick door, 1 9/16" cam height, 3/4" diameter body,standard IP55 rating | 1 |  | 1 Year | 379.45 | 0.15 | 322.5325
31592 | Salto | GHCL119M40NEBA-R | GEO Cam lock cylinder, electronic wire-free SVN contactless HID iClass operation black reader, black satin chrome standard removable knob, for use with 1/16" to 5/8" thick door, 1 9/16" cam height, 3/4" diameter body,water resistant IP66 rating | 1 |  | 1 Year | 399.85 | 0.15 | 339.8725
31593 | Salto | GHCL119M40NEWA-- | GEO Cam lock cylinder, electronic wire-free SVN contactless HID iClass operation white reader, black satin chrome standard removable knob, for use with 1/16" to 5/8" thick door, 1 9/16" cam height, 3/4" diameter body,standard IP55 rating | 1 |  | 1 Year | 379.45 | 0.15 | 322.5325
31594 | Salto | GHCL119M40NEWA-R | GEO Cam lock cylinder, electronic wire-free SVN contactless HID iClass operation white reader, black satin chrome standard removable knob, for use with 1/16" to 5/8" thick door, 1 9/16" cam height, 3/4" diameter body,water resistant IP66 rating | 1 |  | 1 Year | 399.85 | 0.15 | 339.8725
31595 | Salto | GHCL119M40PMBA-- | GEO Cam lock cylinder, electronic wire-free SVN contactless HID iClass operation black reader, satin brass (PVD) standard removable knob, for use with 1/16" to 5/8" thick door, 1 9/16" cam height, 3/4" diameter body,standard IP55 rating | 1 |  | 1 Year | 403.95 | 0.15 | 343.3575
31596 | Salto | GHCL119M40PMBA-R | GEO Cam lock cylinder, electronic wire-free SVN contactless HID iClass operation black reader, satin brass (PVD) standard removable knob, for use with 1/16" to 5/8" thick door, 1 9/16" cam height, 3/4" diameter body,water resistant IP66 rating | 1 |  | 1 Year | 424.35 | 0.15 | 360.6975
31597 | Salto | GHCL119M40PMWA-- | GEO Cam lock cylinder, electronic wire-free SVN contactless HID iClass operation white reader, satin brass (PVD) standard removable knob, for use with 1/16" to 5/8" thick door, 1 9/16" cam height, 3/4" diameter body,standard IP55 rating | 1 |  | 1 Year | 403.95 | 0.15 | 343.3575
31598 | Salto | GHCL119M40PMWA-R | GEO Cam lock cylinder, electronic wire-free SVN contactless HID iClass operation white reader, satin brass (PVD) standard removable knob, for use with 1/16" to 5/8" thick door, 1 9/16" cam height, 3/4" diameter body,water resistant IP66 rating | 1 |  | 1 Year | 424.35 | 0.15 | 360.6975
31599 | Salto | GHCL119M40PPBA-- | GEO Cam lock cylinder, electronic wire-free SVN contactless HID iClass operation black reader, polished brass (PVD) standard removable knob, for use with 1/16" to 5/8" thick door, 1 9/16" cam height, 3/4" diameter body,standard IP55 rating | 1 |  | 1 Year | 403.95 | 0.15 | 343.3575
31600 | Salto | GHCL119M40PPBA-R | GEO Cam lock cylinder, electronic wire-free SVN contactless HID iClass operation black reader, polished brass (PVD) standard removable knob, for use with 1/16" to 5/8" thick door, 1 9/16" cam height, 3/4" diameter body,water resistant IP66 rating | 1 |  | 1 Year | 424.35 | 0.15 | 360.6975
31601 | Salto | GHCL119M40PPWA-- | GEO Cam lock cylinder, electronic wire-free SVN contactless HID iClass operation white reader, polished brass (PVD) standard removable knob, for use with 1/16" to 5/8" thick door, 1 9/16" cam height, 3/4" diameter body,standard IP55 rating | 1 |  | 1 Year | 403.95 | 0.15 | 343.3575
31602 | Salto | GHCL119M40PPWA-R | GEO Cam lock cylinder, electronic wire-free SVN contactless HID iClass operation white reader, polished brass (PVD) standard removable knob, for use with 1/16" to 5/8" thick door, 1 9/16" cam height, 3/4" diameter body,water resistant IP66 rating | 1 |  | 1 Year | 424.35 | 0.15 | 360.6975
31603 | Salto | GHCL119W28BCBA-- | GEO Cam lock cylinder, electronic wire-free SVN contactless HID iClass operation black reader, BioCote antibacterial satin chrome standard removable knob, for use with 5/8" to 7/8" thick door, 1 1/8" cam height, 3/4" diameter body,standard IP55 rating | 1 |  | 1 Year | 416.15 | 0.15 | 353.7275
31604 | Salto | GHCL119W28BCBA-R | GEO Cam lock cylinder, electronic wire-free SVN contactless HID iClass operation black reader, BioCote antibacterial satin chrome standard removable knob, for use with 5/8" to 7/8" thick door, 1 1/8" cam height, 3/4" diameter body,water resistant IP66 rat | 1 |  | 1 Year | 436.55 | 0.15 | 371.0675
31605 | Salto | GHCL119W28CPBA-- | GEO Cam lock cylinder, electronic wire-free SVN contactless HID iClass operation black reader, polished chrome standard removable knob, for use with 5/8" to 7/8" thick door, 1 1/8" cam height, 3/4" diameter body,standard IP55 rating | 1 |  | 1 Year | 369.25 | 0.15 | 313.8625
31606 | Salto | GHCL119W28CPBA-R | GEO Cam lock cylinder, electronic wire-free SVN contactless HID iClass operation black reader, polished chrome standard removable knob, for use with 5/8" to 7/8" thick door, 1 1/8" cam height, 3/4" diameter body,water resistant IP66 rating | 1 |  | 1 Year | 389.65 | 0.15 | 331.2025
31607 | Salto | GHCL119W28CPWA-- | GEO Cam lock cylinder, electronic wire-free SVN contactless HID iClass operation white reader, polished chrome standard removable knob, for use with 5/8" to 7/8" thick door, 1 1/8" cam height, 3/4" diameter body,standard IP55 rating | 1 |  | 1 Year | 369.25 | 0.15 | 313.8625
31608 | Salto | GHCL119W28CPWA-R | GEO Cam lock cylinder, electronic wire-free SVN contactless HID iClass operation white reader, polished chrome standard removable knob, for use with 5/8" to 7/8" thick door, 1 1/8" cam height, 3/4" diameter body,water resistant IP66 rating | 1 |  | 1 Year | 389.65 | 0.15 | 331.2025
31609 | Salto | GHCL119W28CSBA-- | GEO Cam lock cylinder, electronic wire-free SVN contactless HID iClass operation black reader, satin chrome standard removable knob, for use with 5/8" to 7/8" thick door, 1 1/8" cam height, 3/4" diameter body,standard IP55 rating | 1 |  | 1 Year | 369.25 | 0.15 | 313.8625
31610 | Salto | GHCL119W28CSBA-R | GEO Cam lock cylinder, electronic wire-free SVN contactless HID iClass operation black reader, satin chrome standard removable knob, for use with 5/8" to 7/8" thick door, 1 1/8" cam height, 3/4" diameter body,water resistant IP66 rating | 1 |  | 1 Year | 389.65 | 0.15 | 331.2025
31611 | Salto | GHCL119W28CSWA-- | GEO Cam lock cylinder, electronic wire-free SVN contactless HID iClass operation white reader, satin chrome standard removable knob, for use with 5/8" to 7/8" thick door, 1 1/8" cam height, 3/4" diameter body,standard IP55 rating | 1 |  | 1 Year | 369.25 | 0.15 | 313.8625
31612 | Salto | GHCL119W28CSWA-R | GEO Cam lock cylinder, electronic wire-free SVN contactless HID iClass operation white reader, satin chrome standard removable knob, for use with 5/8" to 7/8" thick door, 1 1/8" cam height, 3/4" diameter body,water resistant IP66 rating | 1 |  | 1 Year | 389.65 | 0.15 | 331.2025
31613 | Salto | GHCL119W28NEBA-- | GEO Cam lock cylinder, electronic wire-free SVN contactless HID iClass operation black reader, black satin chrome standard removable knob, for use with 5/8" to 7/8" thick door, 1 1/8" cam height, 3/4" diameter body,standard IP55 rating | 1 |  | 1 Year | 379.45 | 0.15 | 322.5325
31614 | Salto | GHCL119W28NEBA-R | GEO Cam lock cylinder, electronic wire-free SVN contactless HID iClass operation black reader, black satin chrome standard removable knob, for use with 5/8" to 7/8" thick door, 1 1/8" cam height, 3/4" diameter body,water resistant IP66 rating | 1 |  | 1 Year | 399.85 | 0.15 | 339.8725
31615 | Salto | GHCL119W28NEWA-- | GEO Cam lock cylinder, electronic wire-free SVN contactless HID iClass operation white reader, black satin chrome standard removable knob, for use with 5/8" to 7/8" thick door, 1 1/8" cam height, 3/4" diameter body,standard IP55 rating | 1 |  | 1 Year | 379.45 | 0.15 | 322.5325
31616 | Salto | GHCL119W28NEWA-R | GEO Cam lock cylinder, electronic wire-free SVN contactless HID iClass operation white reader, black satin chrome standard removable knob, for use with 5/8" to 7/8" thick door, 1 1/8" cam height, 3/4" diameter body,water resistant IP66 rating | 1 |  | 1 Year | 399.85 | 0.15 | 339.8725
31617 | Salto | GHCL119W28PMBA-- | GEO Cam lock cylinder, electronic wire-free SVN contactless HID iClass operation black reader, satin brass (PVD) standard removable knob, for use with 5/8" to 7/8" thick door, 1 1/8" cam height, 3/4" diameter body,standard IP55 rating | 1 |  | 1 Year | 403.95 | 0.15 | 343.3575
31618 | Salto | GHCL119W28PMBA-R | GEO Cam lock cylinder, electronic wire-free SVN contactless HID iClass operation black reader, satin brass (PVD) standard removable knob, for use with 5/8" to 7/8" thick door, 1 1/8" cam height, 3/4" diameter body,water resistant IP66 rating | 1 |  | 1 Year | 424.35 | 0.15 | 360.6975
31619 | Salto | GHCL119W28PMWA-- | GEO Cam lock cylinder, electronic wire-free SVN contactless HID iClass operation white reader, satin brass (PVD) standard removable knob, for use with 5/8" to 7/8" thick door, 1 1/8" cam height, 3/4" diameter body,standard IP55 rating | 1 |  | 1 Year | 403.95 | 0.15 | 343.3575
31620 | Salto | GHCL119W28PMWA-R | GEO Cam lock cylinder, electronic wire-free SVN contactless HID iClass operation white reader, satin brass (PVD) standard removable knob, for use with 5/8" to 7/8" thick door, 1 1/8" cam height, 3/4" diameter body,water resistant IP66 rating | 1 |  | 1 Year | 424.35 | 0.15 | 360.6975
31621 | Salto | GHCL119W28PPBA-- | GEO Cam lock cylinder, electronic wire-free SVN contactless HID iClass operation black reader, polished brass (PVD) standard removable knob, for use with 5/8" to 7/8" thick door, 1 1/8" cam height, 3/4" diameter body,standard IP55 rating | 1 |  | 1 Year | 403.95 | 0.15 | 343.3575
31622 | Salto | GHCL119W28PPBA-R | GEO Cam lock cylinder, electronic wire-free SVN contactless HID iClass operation black reader, polished brass (PVD) standard removable knob, for use with 5/8" to 7/8" thick door, 1 1/8" cam height, 3/4" diameter body,water resistant IP66 rating | 1 |  | 1 Year | 424.35 | 0.15 | 360.6975
31623 | Salto | GHCL119W28PPWA-- | GEO Cam lock cylinder, electronic wire-free SVN contactless HID iClass operation white reader, polished brass (PVD) standard removable knob, for use with 5/8" to 7/8" thick door, 1 1/8" cam height, 3/4" diameter body,standard IP55 rating | 1 |  | 1 Year | 403.95 | 0.15 | 343.3575
31624 | Salto | GHCL119W28PPWA-R | GEO Cam lock cylinder, electronic wire-free SVN contactless HID iClass operation white reader, polished brass (PVD) standard removable knob, for use with 5/8" to 7/8" thick door, 1 1/8" cam height, 3/4" diameter body,water resistant IP66 rating | 1 |  | 1 Year | 424.35 | 0.15 | 360.6975
31625 | Salto | GHCL119W40BCBA-- | GEO Cam lock cylinder, electronic wire-free SVN contactless HID iClass operation black reader, BioCote antibacterial satin chrome standard removable knob, for use with 5/8" to 7/8" thick door, 1 9/16" cam height, 3/4" diameter body,standard IP55 rating | 1 |  | 1 Year | 416.15 | 0.15 | 353.7275
31626 | Salto | GHCL119W40BCBA-R | GEO Cam lock cylinder, electronic wire-free SVN contactless HID iClass operation black reader, BioCote antibacterial satin chrome standard removable knob, for use with 5/8" to 7/8" thick door, 1 9/16" cam height, 3/4" diameter body,water resistant IP66 ra | 1 |  | 1 Year | 436.55 | 0.15 | 371.0675
31627 | Salto | GHCL119W40CPBA-- | GEO Cam lock cylinder, electronic wire-free SVN contactless HID iClass operation black reader, polished chrome standard removable knob, for use with 5/8" to 7/8" thick door, 1 9/16" cam height, 3/4" diameter body,standard IP55 rating | 1 |  | 1 Year | 369.25 | 0.15 | 313.8625
31628 | Salto | GHCL119W40CPBA-R | GEO Cam lock cylinder, electronic wire-free SVN contactless HID iClass operation black reader, polished chrome standard removable knob, for use with 5/8" to 7/8" thick door, 1 9/16" cam height, 3/4" diameter body,water resistant IP66 rating | 1 |  | 1 Year | 389.65 | 0.15 | 331.2025
31629 | Salto | GHCL119W40CPWA-- | GEO Cam lock cylinder, electronic wire-free SVN contactless HID iClass operation white reader, polished chrome standard removable knob, for use with 5/8" to 7/8" thick door, 1 9/16" cam height, 3/4" diameter body,standard IP55 rating | 1 |  | 1 Year | 369.25 | 0.15 | 313.8625
31630 | Salto | GHCL119W40CPWA-R | GEO Cam lock cylinder, electronic wire-free SVN contactless HID iClass operation white reader, polished chrome standard removable knob, for use with 5/8" to 7/8" thick door, 1 9/16" cam height, 3/4" diameter body,water resistant IP66 rating | 1 |  | 1 Year | 389.65 | 0.15 | 331.2025
31631 | Salto | GHCL119W40CSBA-- | GEO Cam lock cylinder, electronic wire-free SVN contactless HID iClass operation black reader, satin chrome standard removable knob, for use with 5/8" to 7/8" thick door, 1 9/16" cam height, 3/4" diameter body,standard IP55 rating | 1 |  | 1 Year | 369.25 | 0.15 | 313.8625
31632 | Salto | GHCL119W40CSBA-R | GEO Cam lock cylinder, electronic wire-free SVN contactless HID iClass operation black reader, satin chrome standard removable knob, for use with 5/8" to 7/8" thick door, 1 9/16" cam height, 3/4" diameter body,water resistant IP66 rating | 1 |  | 1 Year | 389.65 | 0.15 | 331.2025
31633 | Salto | GHCL119W40CSWA-- | GEO Cam lock cylinder, electronic wire-free SVN contactless HID iClass operation white reader, satin chrome standard removable knob, for use with 5/8" to 7/8" thick door, 1 9/16" cam height, 3/4" diameter body,standard IP55 rating | 1 |  | 1 Year | 369.25 | 0.15 | 313.8625
31634 | Salto | GHCL119W40CSWA-R | GEO Cam lock cylinder, electronic wire-free SVN contactless HID iClass operation white reader, satin chrome standard removable knob, for use with 5/8" to 7/8" thick door, 1 9/16" cam height, 3/4" diameter body,water resistant IP66 rating | 1 |  | 1 Year | 389.65 | 0.15 | 331.2025
31635 | Salto | GHCL119W40NEBA-- | GEO Cam lock cylinder, electronic wire-free SVN contactless HID iClass operation black reader, black satin chrome standard removable knob, for use with 5/8" to 7/8" thick door, 1 9/16" cam height, 3/4" diameter body,standard IP55 rating | 1 |  | 1 Year | 379.45 | 0.15 | 322.5325
31636 | Salto | GHCL119W40NEBA-R | GEO Cam lock cylinder, electronic wire-free SVN contactless HID iClass operation black reader, black satin chrome standard removable knob, for use with 5/8" to 7/8" thick door, 1 9/16" cam height, 3/4" diameter body,water resistant IP66 rating | 1 |  | 1 Year | 399.85 | 0.15 | 339.8725
31637 | Salto | GHCL119W40NEWA-- | GEO Cam lock cylinder, electronic wire-free SVN contactless HID iClass operation white reader, black satin chrome standard removable knob, for use with 5/8" to 7/8" thick door, 1 9/16" cam height, 3/4" diameter body,standard IP55 rating | 1 |  | 1 Year | 379.45 | 0.15 | 322.5325
31638 | Salto | GHCL119W40NEWA-R | GEO Cam lock cylinder, electronic wire-free SVN contactless HID iClass operation white reader, black satin chrome standard removable knob, for use with 5/8" to 7/8" thick door, 1 9/16" cam height, 3/4" diameter body,water resistant IP66 rating | 1 |  | 1 Year | 399.85 | 0.15 | 339.8725
31639 | Salto | GHCL119W40PMBA-- | GEO Cam lock cylinder, electronic wire-free SVN contactless HID iClass operation black reader, satin brass (PVD) standard removable knob, for use with 5/8" to 7/8" thick door, 1 9/16" cam height, 3/4" diameter body,standard IP55 rating | 1 |  | 1 Year | 403.95 | 0.15 | 343.3575
31640 | Salto | GHCL119W40PMBA-R | GEO Cam lock cylinder, electronic wire-free SVN contactless HID iClass operation black reader, satin brass (PVD) standard removable knob, for use with 5/8" to 7/8" thick door, 1 9/16" cam height, 3/4" diameter body,water resistant IP66 rating | 1 |  | 1 Year | 424.35 | 0.15 | 360.6975
31641 | Salto | GHCL119W40PMWA-- | GEO Cam lock cylinder, electronic wire-free SVN contactless HID iClass operation white reader, satin brass (PVD) standard removable knob, for use with 5/8" to 7/8" thick door, 1 9/16" cam height, 3/4" diameter body,standard IP55 rating | 1 |  | 1 Year | 403.95 | 0.15 | 343.3575
31642 | Salto | GHCL119W40PMWA-R | GEO Cam lock cylinder, electronic wire-free SVN contactless HID iClass operation white reader, satin brass (PVD) standard removable knob, for use with 5/8" to 7/8" thick door, 1 9/16" cam height, 3/4" diameter body,water resistant IP66 rating | 1 |  | 1 Year | 424.35 | 0.15 | 360.6975
31643 | Salto | GHCL119W40PPBA-- | GEO Cam lock cylinder, electronic wire-free SVN contactless HID iClass operation black reader, polished brass (PVD) standard removable knob, for use with 5/8" to 7/8" thick door, 1 9/16" cam height, 3/4" diameter body,standard IP55 rating | 1 |  | 1 Year | 403.95 | 0.15 | 343.3575
31644 | Salto | GHCL119W40PPBA-R | GEO Cam lock cylinder, electronic wire-free SVN contactless HID iClass operation black reader, polished brass (PVD) standard removable knob, for use with 5/8" to 7/8" thick door, 1 9/16" cam height, 3/4" diameter body,water resistant IP66 rating | 1 |  | 1 Year | 424.35 | 0.15 | 360.6975
31645 | Salto | GHCL119W40PPWA-- | GEO Cam lock cylinder, electronic wire-free SVN contactless HID iClass operation white reader, polished brass (PVD) standard removable knob, for use with 5/8" to 7/8" thick door, 1 9/16" cam height, 3/4" diameter body,standard IP55 rating | 1 |  | 1 Year | 403.95 | 0.15 | 343.3575
31646 | Salto | GHCL119W40PPWA-R | GEO Cam lock cylinder, electronic wire-free SVN contactless HID iClass operation white reader, polished brass (PVD) standard removable knob, for use with 5/8" to 7/8" thick door, 1 9/16" cam height, 3/4" diameter body,water resistant IP66 rating | 1 |  | 1 Year | 424.35 | 0.15 | 360.6975
31647 | Salto | G9M1129N00BCBN-- | GEO US profile Mortise, electronic wire-free SVN contactless Mifare / DESfire operation black reader, BioCote antibacterial satin chrome, 1 1/8" cylinder, standard removable knob, standard IP55 rating | 1 |  | 1 Year | 416.15 | 0.15 | 353.7275
31648 | Salto | G9M1129N00BCBN-R | GEO US profile Mortise, electronic wire-free SVN contactless Mifare / DESfire operation black reader, BioCote antibacterial satin chrome, 1 1/8" cylinder, standard removable knob, water resistant IP66 rating | 1 |  | 1 Year | 436.55 | 0.15 | 371.0675
31649 | Salto | G9M1129N00BCBNW- | GEO US profile Mortise, electronic RF wireless contactless Mifare / DESfire operation black reader, BioCote antibacterial satin chrome, 1 1/8" cylinder, standard removable knob, standard IP55 rating | 1 |  | 1 Year | 518.15 | 0.15 | 440.4275
31650 | Salto | G9M1129N00BCBNWR | GEO US profile Mortise, electronic RF wireless contactless Mifare / DESfire operation black reader, BioCote antibacterial satin chrome, 1 1/8" cylinder, standard removable knob, water resistant IP66 rating | 1 |  | 1 Year | 538.55 | 0.15 | 457.7675
31651 | Salto | G9M1129N00CPBN-- | GEO US profile Mortise, electronic wire-free SVN contactless Mifare / DESfire operation black reader, polished chrome, 1 1/8" cylinder, standard removable knob, standard IP55 rating | 1 |  | 1 Year | 369.25 | 0.15 | 313.8625
31652 | Salto | G9M1129N00CPBN-R | GEO US profile Mortise, electronic wire-free SVN contactless Mifare / DESfire operation black reader, polished chrome, 1 1/8" cylinder, standard removable knob, water resistant IP66 rating | 1 |  | 1 Year | 389.65 | 0.15 | 331.2025
31653 | Salto | G9M1129N00CPBNW- | GEO US profile Mortise, electronic RF wireless contactless Mifare / DESfire operation black reader, polished chrome, 1 1/8" cylinder, standard removable knob, standard IP55 rating | 1 |  | 1 Year | 471.25 | 0.15 | 400.5625
31654 | Salto | G9M1129N00CPBNWR | GEO US profile Mortise, electronic RF wireless contactless Mifare / DESfire operation black reader, polished chrome, 1 1/8" cylinder, standard removable knob, water resistant IP66 rating | 1 |  | 1 Year | 491.65 | 0.15 | 417.9025
31655 | Salto | G9M1129N00CPWN-- | GEO US profile Mortise, electronic wire-free SVN contactless Mifare / DESfire operation white reader, polished chrome, 1 1/8" cylinder, standard removable knob, standard IP55 rating | 1 |  | 1 Year | 369.25 | 0.15 | 313.8625
31656 | Salto | G9M1129N00CPWN-R | GEO US profile Mortise, electronic wire-free SVN contactless Mifare / DESfire operation white reader, polished chrome, 1 1/8" cylinder, standard removable knob, water resistant IP66 rating | 1 |  | 1 Year | 389.65 | 0.15 | 331.2025
31657 | Salto | G9M1129N00CPWNW- | GEO US profile Mortise, electronic RF wireless contactless Mifare / DESfire operation white reader, polished chrome, 1 1/8" cylinder, standard removable knob, standard IP55 rating | 1 |  | 1 Year | 471.25 | 0.15 | 400.5625
31658 | Salto | G9M1129N00CPWNWR | GEO US profile Mortise, electronic RF wireless contactless Mifare / DESfire operation white reader, polished chrome, 1 1/8" cylinder, standard removable knob, water resistant IP66 rating | 1 |  | 1 Year | 491.65 | 0.15 | 417.9025
31659 | Salto | G9M1129N00CSBN-- | GEO US profile Mortise, electronic wire-free SVN contactless Mifare / DESfire operation black reader, satin chrome, 1 1/8" cylinder, standard removable knob, standard IP55 rating | 1 |  | 1 Year | 369.25 | 0.15 | 313.8625
31660 | Salto | G9M1129N00CSBN-R | GEO US profile Mortise, electronic wire-free SVN contactless Mifare / DESfire operation black reader, satin chrome, 1 1/8" cylinder, standard removable knob, water resistant IP66 rating | 1 |  | 1 Year | 389.65 | 0.15 | 331.2025
31661 | Salto | G9M1129N00CSBNW- | GEO US profile Mortise, electronic RF wireless contactless Mifare / DESfire operation black reader, satin chrome, 1 1/8" cylinder, standard removable knob, standard IP55 rating | 1 |  | 1 Year | 471.25 | 0.15 | 400.5625
31662 | Salto | G9M1129N00CSBNWR | GEO US profile Mortise, electronic RF wireless contactless Mifare / DESfire operation black reader, satin chrome, 1 1/8" cylinder, standard removable knob, water resistant IP66 rating | 1 |  | 1 Year | 491.65 | 0.15 | 417.9025
31663 | Salto | G9M1129N00CSWN-- | GEO US profile Mortise, electronic wire-free SVN contactless Mifare / DESfire operation white reader, satin chrome, 1 1/8" cylinder, standard removable knob, standard IP55 rating | 1 |  | 1 Year | 369.25 | 0.15 | 313.8625
31664 | Salto | G9M1129N00CSWN-R | GEO US profile Mortise, electronic wire-free SVN contactless Mifare / DESfire operation white reader, satin chrome, 1 1/8" cylinder, standard removable knob, water resistant IP66 rating | 1 |  | 1 Year | 389.65 | 0.15 | 331.2025
31665 | Salto | G9M1129N00CSWNW- | GEO US profile Mortise, electronic RF wireless contactless Mifare / DESfire operation white reader, satin chrome, 1 1/8" cylinder, standard removable knob, standard IP55 rating | 1 |  | 1 Year | 471.25 | 0.15 | 400.5625
31666 | Salto | G9M1129N00CSWNWR | GEO US profile Mortise, electronic RF wireless contactless Mifare / DESfire operation white reader, satin chrome, 1 1/8" cylinder, standard removable knob, water resistant IP66 rating | 1 |  | 1 Year | 491.65 | 0.15 | 417.9025
31667 | Salto | G9M1129N00NEBN-- | GEO US profile Mortise, electronic wire-free SVN contactless Mifare / DESfire operation black reader, black satin chrome, 1 1/8" cylinder, standard removable knob, standard IP55 rating | 1 |  | 1 Year | 379.45 | 0.15 | 322.5325
31668 | Salto | G9M1129N00NEBN-R | GEO US profile Mortise, electronic wire-free SVN contactless Mifare / DESfire operation black reader, black satin chrome, 1 1/8" cylinder, standard removable knob, water resistant IP66 rating | 1 |  | 1 Year | 399.85 | 0.15 | 339.8725
31669 | Salto | G9M1129N00NEBNW- | GEO US profile Mortise, electronic RF wireless contactless Mifare / DESfire operation black reader, black satin chrome, 1 1/8" cylinder, standard removable knob, standard IP55 rating | 1 |  | 1 Year | 481.45 | 0.15 | 409.2325
31670 | Salto | G9M1129N00NEBNWR | GEO US profile Mortise, electronic RF wireless contactless Mifare / DESfire operation black reader, black satin chrome, 1 1/8" cylinder, standard removable knob, water resistant IP66 rating | 1 |  | 1 Year | 501.85 | 0.15 | 426.5725
31671 | Salto | G9M1129N00NEWN-- | GEO US profile Mortise, electronic wire-free SVN contactless Mifare / DESfire operation white reader, black satin chrome, 1 1/8" cylinder, standard removable knob, standard IP55 rating | 1 |  | 1 Year | 379.45 | 0.15 | 322.5325
31672 | Salto | G9M1129N00NEWN-R | GEO US profile Mortise, electronic wire-free SVN contactless Mifare / DESfire operation white reader, black satin chrome, 1 1/8" cylinder, standard removable knob, water resistant IP66 rating | 1 |  | 1 Year | 399.85 | 0.15 | 339.8725
31673 | Salto | G9M1129N00NEWNW- | GEO US profile Mortise, electronic RF wireless contactless Mifare / DESfire operation white reader, black satin chrome, 1 1/8" cylinder, standard removable knob, standard IP55 rating | 1 |  | 1 Year | 481.45 | 0.15 | 409.2325
31674 | Salto | G9M1129N00NEWNWR | GEO US profile Mortise, electronic RF wireless contactless Mifare / DESfire operation white reader, black satin chrome, 1 1/8" cylinder, standard removable knob, water resistant IP66 rating | 1 |  | 1 Year | 501.85 | 0.15 | 426.5725
31675 | Salto | G9M1129N00PMBN-- | GEO US profile Mortise, electronic wire-free SVN contactless Mifare / DESfire operation black reader, satin brass (PVD), 1 1/8" cylinder, standard removable knob, standard IP55 rating | 1 |  | 1 Year | 403.95 | 0.15 | 343.3575
31676 | Salto | G9M1129N00PMBN-R | GEO US profile Mortise, electronic wire-free SVN contactless Mifare / DESfire operation black reader, satin brass (PVD), 1 1/8" cylinder, standard removable knob, water resistant IP66 rating | 1 |  | 1 Year | 424.35 | 0.15 | 360.6975
31677 | Salto | G9M1129N00PMBNW- | GEO US profile Mortise, electronic RF wireless contactless Mifare / DESfire operation black reader, satin brass (PVD), 1 1/8" cylinder, standard removable knob, standard IP55 rating | 1 |  | 1 Year | 505.95 | 0.15 | 430.0575
31678 | Salto | G9M1129N00PMBNWR | GEO US profile Mortise, electronic RF wireless contactless Mifare / DESfire operation black reader, satin brass (PVD), 1 1/8" cylinder, standard removable knob, water resistant IP66 rating | 1 |  | 1 Year | 526.35 | 0.15 | 447.3975
31679 | Salto | G9M1129N00PMWN-- | GEO US profile Mortise, electronic wire-free SVN contactless Mifare / DESfire operation white reader, satin brass (PVD), 1 1/8" cylinder, standard removable knob, standard IP55 rating | 1 |  | 1 Year | 403.95 | 0.15 | 343.3575
31680 | Salto | G9M1129N00PMWN-R | GEO US profile Mortise, electronic wire-free SVN contactless Mifare / DESfire operation white reader, satin brass (PVD), 1 1/8" cylinder, standard removable knob, water resistant IP66 rating | 1 |  | 1 Year | 424.35 | 0.15 | 360.6975
31681 | Salto | G9M1129N00PMWNW- | GEO US profile Mortise, electronic RF wireless contactless Mifare / DESfire operation white reader, satin brass (PVD), 1 1/8" cylinder, standard removable knob, standard IP55 rating | 1 |  | 1 Year | 505.95 | 0.15 | 430.0575
31682 | Salto | G9M1129N00PMWNWR | GEO US profile Mortise, electronic RF wireless contactless Mifare / DESfire operation white reader, satin brass (PVD), 1 1/8" cylinder, standard removable knob, water resistant IP66 rating | 1 |  | 1 Year | 526.35 | 0.15 | 447.3975
31683 | Salto | G9M1129N00PPBN-- | GEO US profile Mortise, electronic wire-free SVN contactless Mifare / DESfire operation black reader, polished brass (PVD), 1 1/8" cylinder, standard removable knob, standard IP55 rating | 1 |  | 1 Year | 403.95 | 0.15 | 343.3575
31684 | Salto | G9M1129N00PPBN-R | GEO US profile Mortise, electronic wire-free SVN contactless Mifare / DESfire operation black reader, polished brass (PVD), 1 1/8" cylinder, standard removable knob, water resistant IP66 rating | 1 |  | 1 Year | 424.35 | 0.15 | 360.6975
31685 | Salto | G9M1129N00PPBNW- | GEO US profile Mortise, electronic RF wireless contactless Mifare / DESfire operation black reader, polished brass (PVD), 1 1/8" cylinder, standard removable knob, standard IP55 rating | 1 |  | 1 Year | 505.95 | 0.15 | 430.0575
31686 | Salto | G9M1129N00PPBNWR | GEO US profile Mortise, electronic RF wireless contactless Mifare / DESfire operation black reader, polished brass (PVD), 1 1/8" cylinder, standard removable knob, water resistant IP66 rating | 1 |  | 1 Year | 526.35 | 0.15 | 447.3975
31687 | Salto | G9M1129N00PPWN-- | GEO US profile Mortise, electronic wire-free SVN contactless Mifare / DESfire operation white reader, polished brass (PVD), 1 1/8" cylinder, standard removable knob, standard IP55 rating | 1 |  | 1 Year | 403.95 | 0.15 | 343.3575
31688 | Salto | G9M1129N00PPWN-R | GEO US profile Mortise, electronic wire-free SVN contactless Mifare / DESfire operation white reader, polished brass (PVD), 1 1/8" cylinder, standard removable knob, water resistant IP66 rating | 1 |  | 1 Year | 424.35 | 0.15 | 360.6975
31689 | Salto | G9M1129N00PPWNW- | GEO US profile Mortise, electronic RF wireless contactless Mifare / DESfire operation white reader, polished brass (PVD), 1 1/8" cylinder, standard removable knob, standard IP55 rating | 1 |  | 1 Year | 505.95 | 0.15 | 430.0575
31690 | Salto | G9M1129N00PPWNWR | GEO US profile Mortise, electronic RF wireless contactless Mifare / DESfire operation white reader, polished brass (PVD), 1 1/8" cylinder, standard removable knob, water resistant IP66 rating | 1 |  | 1 Year | 526.35 | 0.15 | 447.3975
31691 | Salto | G9M1132N00BCBN-- | GEO US profile Mortise, electronic wire-free SVN contactless Mifare / DESfire operation black reader, BioCote antibacterial satin chrome, 1 1/4" cylinder, standard removable knob, standard IP55 rating | 1 |  | 1 Year | 416.15 | 0.15 | 353.7275
31692 | Salto | G9M1132N00BCBN-R | GEO US profile Mortise, electronic wire-free SVN contactless Mifare / DESfire operation black reader, BioCote antibacterial satin chrome, 1 1/4" cylinder, standard removable knob, water resistant IP66 rating | 1 |  | 1 Year | 436.55 | 0.15 | 371.0675
31693 | Salto | G9M1132N00BCBNW- | GEO US profile Mortise, electronic RF wireless contactless Mifare / DESfire operation black reader, BioCote antibacterial satin chrome, 1 1/4" cylinder, standard removable knob, standard IP55 rating | 1 |  | 1 Year | 518.15 | 0.15 | 440.4275
31694 | Salto | G9M1132N00BCBNWR | GEO US profile Mortise, electronic RF wireless contactless Mifare / DESfire operation black reader, BioCote antibacterial satin chrome, 1 1/4" cylinder, standard removable knob, water resistant IP66 rating | 1 |  | 1 Year | 538.55 | 0.15 | 457.7675
31695 | Salto | G9M1132N00CPBN-- | GEO US profile Mortise, electronic wire-free SVN contactless Mifare / DESfire operation black reader, polished chrome, 1 1/4" cylinder, standard removable knob, standard IP55 rating | 1 |  | 1 Year | 369.25 | 0.15 | 313.8625
31696 | Salto | G9M1132N00CPBN-R | GEO US profile Mortise, electronic wire-free SVN contactless Mifare / DESfire operation black reader, polished chrome, 1 1/4" cylinder, standard removable knob, water resistant IP66 rating | 1 |  | 1 Year | 389.65 | 0.15 | 331.2025
31697 | Salto | G9M1132N00CPBNW- | GEO US profile Mortise, electronic RF wireless contactless Mifare / DESfire operation black reader, polished chrome, 1 1/4" cylinder, standard removable knob, standard IP55 rating | 1 |  | 1 Year | 471.25 | 0.15 | 400.5625
31698 | Salto | G9M1132N00CPBNWR | GEO US profile Mortise, electronic RF wireless contactless Mifare / DESfire operation black reader, polished chrome, 1 1/4" cylinder, standard removable knob, water resistant IP66 rating | 1 |  | 1 Year | 491.65 | 0.15 | 417.9025
31699 | Salto | G9M1132N00CPWN-- | GEO US profile Mortise, electronic wire-free SVN contactless Mifare / DESfire operation white reader, polished chrome, 1 1/4" cylinder, standard removable knob, standard IP55 rating | 1 |  | 1 Year | 369.25 | 0.15 | 313.8625
31700 | Salto | G9M1132N00CPWN-R | GEO US profile Mortise, electronic wire-free SVN contactless Mifare / DESfire operation white reader, polished chrome, 1 1/4" cylinder, standard removable knob, water resistant IP66 rating | 1 |  | 1 Year | 389.65 | 0.15 | 331.2025
31701 | Salto | G9M1132N00CPWNW- | GEO US profile Mortise, electronic RF wireless contactless Mifare / DESfire operation white reader, polished chrome, 1 1/4" cylinder, standard removable knob, standard IP55 rating | 1 |  | 1 Year | 471.25 | 0.15 | 400.5625
31702 | Salto | G9M1132N00CPWNWR | GEO US profile Mortise, electronic RF wireless contactless Mifare / DESfire operation white reader, polished chrome, 1 1/4" cylinder, standard removable knob, water resistant IP66 rating | 1 |  | 1 Year | 491.65 | 0.15 | 417.9025
31703 | Salto | G9M1132N00CSBN-- | GEO US profile Mortise, electronic wire-free SVN contactless Mifare / DESfire operation black reader, satin chrome, 1 1/4" cylinder, standard removable knob, standard IP55 rating | 1 |  | 1 Year | 369.25 | 0.15 | 313.8625
31704 | Salto | G9M1132N00CSBN-R | GEO US profile Mortise, electronic wire-free SVN contactless Mifare / DESfire operation black reader, satin chrome, 1 1/4" cylinder, standard removable knob, water resistant IP66 rating | 1 |  | 1 Year | 389.65 | 0.15 | 331.2025
31705 | Salto | G9M1132N00CSBNW- | GEO US profile Mortise, electronic RF wireless contactless Mifare / DESfire operation black reader, satin chrome, 1 1/4" cylinder, standard removable knob, standard IP55 rating | 1 |  | 1 Year | 471.25 | 0.15 | 400.5625
31706 | Salto | G9M1132N00CSBNWR | GEO US profile Mortise, electronic RF wireless contactless Mifare / DESfire operation black reader, satin chrome, 1 1/4" cylinder, standard removable knob, water resistant IP66 rating | 1 |  | 1 Year | 491.65 | 0.15 | 417.9025
31707 | Salto | G9M1132N00CSWN-- | GEO US profile Mortise, electronic wire-free SVN contactless Mifare / DESfire operation white reader, satin chrome, 1 1/4" cylinder, standard removable knob, standard IP55 rating | 1 |  | 1 Year | 369.25 | 0.15 | 313.8625
31708 | Salto | G9M1132N00CSWN-R | GEO US profile Mortise, electronic wire-free SVN contactless Mifare / DESfire operation white reader, satin chrome, 1 1/4" cylinder, standard removable knob, water resistant IP66 rating | 1 |  | 1 Year | 389.65 | 0.15 | 331.2025
31709 | Salto | G9M1132N00CSWNW- | GEO US profile Mortise, electronic RF wireless contactless Mifare / DESfire operation white reader, satin chrome, 1 1/4" cylinder, standard removable knob, standard IP55 rating | 1 |  | 1 Year | 471.25 | 0.15 | 400.5625
31710 | Salto | G9M1132N00CSWNWR | GEO US profile Mortise, electronic RF wireless contactless Mifare / DESfire operation white reader, satin chrome, 1 1/4" cylinder, standard removable knob, water resistant IP66 rating | 1 |  | 1 Year | 491.65 | 0.15 | 417.9025
31711 | Salto | G9M1132N00NEBN-- | GEO US profile Mortise, electronic wire-free SVN contactless Mifare / DESfire operation black reader, black satin chrome, 1 1/4" cylinder, standard removable knob, standard IP55 rating | 1 |  | 1 Year | 379.45 | 0.15 | 322.5325
31712 | Salto | G9M1132N00NEBN-R | GEO US profile Mortise, electronic wire-free SVN contactless Mifare / DESfire operation black reader, black satin chrome, 1 1/4" cylinder, standard removable knob, water resistant IP66 rating | 1 |  | 1 Year | 399.85 | 0.15 | 339.8725
31713 | Salto | G9M1132N00NEBNW- | GEO US profile Mortise, electronic RF wireless contactless Mifare / DESfire operation black reader, black satin chrome, 1 1/4" cylinder, standard removable knob, standard IP55 rating | 1 |  | 1 Year | 481.45 | 0.15 | 409.2325
31714 | Salto | G9M1132N00NEBNWR | GEO US profile Mortise, electronic RF wireless contactless Mifare / DESfire operation black reader, black satin chrome, 1 1/4" cylinder, standard removable knob, water resistant IP66 rating | 1 |  | 1 Year | 501.85 | 0.15 | 426.5725
31715 | Salto | G9M1132N00NEWN-- | GEO US profile Mortise, electronic wire-free SVN contactless Mifare / DESfire operation white reader, black satin chrome, 1 1/4" cylinder, standard removable knob, standard IP55 rating | 1 |  | 1 Year | 379.45 | 0.15 | 322.5325
31716 | Salto | G9M1132N00NEWN-R | GEO US profile Mortise, electronic wire-free SVN contactless Mifare / DESfire operation white reader, black satin chrome, 1 1/4" cylinder, standard removable knob, water resistant IP66 rating | 1 |  | 1 Year | 399.85 | 0.15 | 339.8725
31717 | Salto | G9M1132N00NEWNW- | GEO US profile Mortise, electronic RF wireless contactless Mifare / DESfire operation white reader, black satin chrome, 1 1/4" cylinder, standard removable knob, standard IP55 rating | 1 |  | 1 Year | 481.45 | 0.15 | 409.2325
31718 | Salto | G9M1132N00NEWNWR | GEO US profile Mortise, electronic RF wireless contactless Mifare / DESfire operation white reader, black satin chrome, 1 1/4" cylinder, standard removable knob, water resistant IP66 rating | 1 |  | 1 Year | 501.85 | 0.15 | 426.5725
31719 | Salto | G9M1132N00PMBN-- | GEO US profile Mortise, electronic wire-free SVN contactless Mifare / DESfire operation black reader, satin brass (PVD), 1 1/4" cylinder, standard removable knob, standard IP55 rating | 1 |  | 1 Year | 403.95 | 0.15 | 343.3575
31720 | Salto | G9M1132N00PMBN-R | GEO US profile Mortise, electronic wire-free SVN contactless Mifare / DESfire operation black reader, satin brass (PVD), 1 1/4" cylinder, standard removable knob, water resistant IP66 rating | 1 |  | 1 Year | 424.35 | 0.15 | 360.6975
31721 | Salto | G9M1132N00PMBNW- | GEO US profile Mortise, electronic RF wireless contactless Mifare / DESfire operation black reader, satin brass (PVD), 1 1/4" cylinder, standard removable knob, standard IP55 rating | 1 |  | 1 Year | 505.95 | 0.15 | 430.0575
31722 | Salto | G9M1132N00PMBNWR | GEO US profile Mortise, electronic RF wireless contactless Mifare / DESfire operation black reader, satin brass (PVD), 1 1/4" cylinder, standard removable knob, water resistant IP66 rating | 1 |  | 1 Year | 526.35 | 0.15 | 447.3975
31723 | Salto | G9M1132N00PMWN-- | GEO US profile Mortise, electronic wire-free SVN contactless Mifare / DESfire operation white reader, satin brass (PVD), 1 1/4" cylinder, standard removable knob, standard IP55 rating | 1 |  | 1 Year | 403.95 | 0.15 | 343.3575
31724 | Salto | G9M1132N00PMWN-R | GEO US profile Mortise, electronic wire-free SVN contactless Mifare / DESfire operation white reader, satin brass (PVD), 1 1/4" cylinder, standard removable knob, water resistant IP66 rating | 1 |  | 1 Year | 424.35 | 0.15 | 360.6975
31725 | Salto | G9M1132N00PMWNW- | GEO US profile Mortise, electronic RF wireless contactless Mifare / DESfire operation white reader, satin brass (PVD), 1 1/4" cylinder, standard removable knob, standard IP55 rating | 1 |  | 1 Year | 505.95 | 0.15 | 430.0575
31726 | Salto | G9M1132N00PMWNWR | GEO US profile Mortise, electronic RF wireless contactless Mifare / DESfire operation white reader, satin brass (PVD), 1 1/4" cylinder, standard removable knob, water resistant IP66 rating | 1 |  | 1 Year | 526.35 | 0.15 | 447.3975
31727 | Salto | G9M1132N00PPBN-- | GEO US profile Mortise, electronic wire-free SVN contactless Mifare / DESfire operation black reader, polished brass (PVD), 1 1/4" cylinder, standard removable knob, standard IP55 rating | 1 |  | 1 Year | 403.95 | 0.15 | 343.3575
31728 | Salto | G9M1132N00PPBN-R | GEO US profile Mortise, electronic wire-free SVN contactless Mifare / DESfire operation black reader, polished brass (PVD), 1 1/4" cylinder, standard removable knob, water resistant IP66 rating | 1 |  | 1 Year | 424.35 | 0.15 | 360.6975
31729 | Salto | G9M1132N00PPBNW- | GEO US profile Mortise, electronic RF wireless contactless Mifare / DESfire operation black reader, polished brass (PVD), 1 1/4" cylinder, standard removable knob, standard IP55 rating | 1 |  | 1 Year | 505.95 | 0.15 | 430.0575
31730 | Salto | G9M1132N00PPBNWR | GEO US profile Mortise, electronic RF wireless contactless Mifare / DESfire operation black reader, polished brass (PVD), 1 1/4" cylinder, standard removable knob, water resistant IP66 rating | 1 |  | 1 Year | 526.35 | 0.15 | 447.3975
31731 | Salto | G9M1132N00PPWN-- | GEO US profile Mortise, electronic wire-free SVN contactless Mifare / DESfire operation white reader, polished brass (PVD), 1 1/4" cylinder, standard removable knob, standard IP55 rating | 1 |  | 1 Year | 403.95 | 0.15 | 343.3575
31732 | Salto | G9M1132N00PPWN-R | GEO US profile Mortise, electronic wire-free SVN contactless Mifare / DESfire operation white reader, polished brass (PVD), 1 1/4" cylinder, standard removable knob, water resistant IP66 rating | 1 |  | 1 Year | 424.35 | 0.15 | 360.6975
31733 | Salto | G9M1132N00PPWNW- | GEO US profile Mortise, electronic RF wireless contactless Mifare / DESfire operation white reader, polished brass (PVD), 1 1/4" cylinder, standard removable knob, standard IP55 rating | 1 |  | 1 Year | 505.95 | 0.15 | 430.0575
31734 | Salto | G9M1132N00PPWNWR | GEO US profile Mortise, electronic RF wireless contactless Mifare / DESfire operation white reader, polished brass (PVD), 1 1/4" cylinder, standard removable knob, water resistant IP66 rating | 1 |  | 1 Year | 526.35 | 0.15 | 447.3975
31735 | Salto | G9M1135N00BCBN-- | GEO US profile Mortise, electronic wire-free SVN contactless Mifare / DESfire operation black reader, BioCote antibacterial satin chrome, 1 3/8" clylinder, standard removable knob, standard IP55 rating | 1 |  | 1 Year | 416.15 | 0.15 | 353.7275
31736 | Salto | G9M1135N00BCBN-R | GEO US profile Mortise, electronic wire-free SVN contactless Mifare / DESfire operation black reader, BioCote antibacterial satin chrome, 1 3/8" clylinder, standard removable knob, water resistant IP66 rating | 1 |  | 1 Year | 436.55 | 0.15 | 371.0675
31737 | Salto | G9M1135N00BCBNW- | GEO US profile Mortise, electronic RF wireless contactless Mifare / DESfire operation black reader, BioCote antibacterial satin chrome, 1 3/8" clylinder, standard removable knob, standard IP55 rating | 1 |  | 1 Year | 518.15 | 0.15 | 440.4275
31738 | Salto | G9M1135N00BCBNWR | GEO US profile Mortise, electronic RF wireless contactless Mifare / DESfire operation black reader, BioCote antibacterial satin chrome, 1 3/8" clylinder, standard removable knob, water resistant IP66 rating | 1 |  | 1 Year | 538.55 | 0.15 | 457.7675
31739 | Salto | G9M1135N00CPBN-- | GEO US profile Mortise, electronic wire-free SVN contactless Mifare / DESfire operation black reader, polished chrome, 1 3/8" clylinder, standard removable knob, standard IP55 rating | 1 |  | 1 Year | 369.25 | 0.15 | 313.8625
31740 | Salto | G9M1135N00CPBN-R | GEO US profile Mortise, electronic wire-free SVN contactless Mifare / DESfire operation black reader, polished chrome, 1 3/8" clylinder, standard removable knob, water resistant IP66 rating | 1 |  | 1 Year | 389.65 | 0.15 | 331.2025
31741 | Salto | G9M1135N00CPBNW- | GEO US profile Mortise, electronic RF wireless contactless Mifare / DESfire operation black reader, polished chrome, 1 3/8" clylinder, standard removable knob, standard IP55 rating | 1 |  | 1 Year | 471.25 | 0.15 | 400.5625
31742 | Salto | G9M1135N00CPBNWR | GEO US profile Mortise, electronic RF wireless contactless Mifare / DESfire operation black reader, polished chrome, 1 3/8" clylinder, standard removable knob, water resistant IP66 rating | 1 |  | 1 Year | 491.65 | 0.15 | 417.9025
31743 | Salto | G9M1135N00CPWN-- | GEO US profile Mortise, electronic wire-free SVN contactless Mifare / DESfire operation white reader, polished chrome, 1 3/8" clylinder, standard removable knob, standard IP55 rating | 1 |  | 1 Year | 369.25 | 0.15 | 313.8625
31744 | Salto | G9M1135N00CPWN-R | GEO US profile Mortise, electronic wire-free SVN contactless Mifare / DESfire operation white reader, polished chrome, 1 3/8" clylinder, standard removable knob, water resistant IP66 rating | 1 |  | 1 Year | 389.65 | 0.15 | 331.2025
31745 | Salto | G9M1135N00CPWNW- | GEO US profile Mortise, electronic RF wireless contactless Mifare / DESfire operation white reader, polished chrome, 1 3/8" clylinder, standard removable knob, standard IP55 rating | 1 |  | 1 Year | 471.25 | 0.15 | 400.5625
31746 | Salto | G9M1135N00CPWNWR | GEO US profile Mortise, electronic RF wireless contactless Mifare / DESfire operation white reader, polished chrome, 1 3/8" clylinder, standard removable knob, water resistant IP66 rating | 1 |  | 1 Year | 491.65 | 0.15 | 417.9025
31747 | Salto | G9M1135N00CSBN-- | GEO US profile Mortise, electronic wire-free SVN contactless Mifare / DESfire operation black reader, satin chrome, 1 3/8" clylinder, standard removable knob, standard IP55 rating | 1 |  | 1 Year | 369.25 | 0.15 | 313.8625
31748 | Salto | G9M1135N00CSBN-R | GEO US profile Mortise, electronic wire-free SVN contactless Mifare / DESfire operation black reader, satin chrome, 1 3/8" clylinder, standard removable knob, water resistant IP66 rating | 1 |  | 1 Year | 389.65 | 0.15 | 331.2025
31749 | Salto | G9M1135N00CSBNW- | GEO US profile Mortise, electronic RF wireless contactless Mifare / DESfire operation black reader, satin chrome, 1 3/8" clylinder, standard removable knob, standard IP55 rating | 1 |  | 1 Year | 471.25 | 0.15 | 400.5625
31750 | Salto | G9M1135N00CSBNWR | GEO US profile Mortise, electronic RF wireless contactless Mifare / DESfire operation black reader, satin chrome, 1 3/8" clylinder, standard removable knob, water resistant IP66 rating | 1 |  | 1 Year | 491.65 | 0.15 | 417.9025
31751 | Salto | G9M1135N00CSWN-- | GEO US profile Mortise, electronic wire-free SVN contactless Mifare / DESfire operation white reader, satin chrome, 1 3/8" clylinder, standard removable knob, standard IP55 rating | 1 |  | 1 Year | 369.25 | 0.15 | 313.8625
31752 | Salto | G9M1135N00CSWN-R | GEO US profile Mortise, electronic wire-free SVN contactless Mifare / DESfire operation white reader, satin chrome, 1 3/8" clylinder, standard removable knob, water resistant IP66 rating | 1 |  | 1 Year | 389.65 | 0.15 | 331.2025
31753 | Salto | G9M1135N00CSWNW- | GEO US profile Mortise, electronic RF wireless contactless Mifare / DESfire operation white reader, satin chrome, 1 3/8" clylinder, standard removable knob, standard IP55 rating | 1 |  | 1 Year | 471.25 | 0.15 | 400.5625
31754 | Salto | G9M1135N00CSWNWR | GEO US profile Mortise, electronic RF wireless contactless Mifare / DESfire operation white reader, satin chrome, 1 3/8" clylinder, standard removable knob, water resistant IP66 rating | 1 |  | 1 Year | 491.65 | 0.15 | 417.9025
31755 | Salto | G9M1135N00NEBN-- | GEO US profile Mortise, electronic wire-free SVN contactless Mifare / DESfire operation black reader, black satin chrome, 1 3/8" clylinder, standard removable knob, standard IP55 rating | 1 |  | 1 Year | 379.45 | 0.15 | 322.5325
31756 | Salto | G9M1135N00NEBN-R | GEO US profile Mortise, electronic wire-free SVN contactless Mifare / DESfire operation black reader, black satin chrome, 1 3/8" clylinder, standard removable knob, water resistant IP66 rating | 1 |  | 1 Year | 399.85 | 0.15 | 339.8725
31757 | Salto | G9M1135N00NEBNW- | GEO US profile Mortise, electronic RF wireless contactless Mifare / DESfire operation black reader, black satin chrome, 1 3/8" clylinder, standard removable knob, standard IP55 rating | 1 |  | 1 Year | 481.45 | 0.15 | 409.2325
31758 | Salto | G9M1135N00NEBNWR | GEO US profile Mortise, electronic RF wireless contactless Mifare / DESfire operation black reader, black satin chrome, 1 3/8" clylinder, standard removable knob, water resistant IP66 rating | 1 |  | 1 Year | 501.85 | 0.15 | 426.5725
31759 | Salto | G9M1135N00NEWN-- | GEO US profile Mortise, electronic wire-free SVN contactless Mifare / DESfire operation white reader, black satin chrome, 1 3/8" clylinder, standard removable knob, standard IP55 rating | 1 |  | 1 Year | 379.45 | 0.15 | 322.5325
31760 | Salto | G9M1135N00NEWN-R | GEO US profile Mortise, electronic wire-free SVN contactless Mifare / DESfire operation white reader, black satin chrome, 1 3/8" clylinder, standard removable knob, water resistant IP66 rating | 1 |  | 1 Year | 399.85 | 0.15 | 339.8725
31761 | Salto | G9M1135N00NEWNW- | GEO US profile Mortise, electronic RF wireless contactless Mifare / DESfire operation white reader, black satin chrome, 1 3/8" clylinder, standard removable knob, standard IP55 rating | 1 |  | 1 Year | 481.45 | 0.15 | 409.2325
31762 | Salto | G9M1135N00NEWNWR | GEO US profile Mortise, electronic RF wireless contactless Mifare / DESfire operation white reader, black satin chrome, 1 3/8" clylinder, standard removable knob, water resistant IP66 rating | 1 |  | 1 Year | 501.85 | 0.15 | 426.5725
31763 | Salto | G9M1135N00PMBN-- | GEO US profile Mortise, electronic wire-free SVN contactless Mifare / DESfire operation black reader, satin brass (PVD), 1 3/8" clylinder, standard removable knob, standard IP55 rating | 1 |  | 1 Year | 403.95 | 0.15 | 343.3575
31764 | Salto | G9M1135N00PMBN-R | GEO US profile Mortise, electronic wire-free SVN contactless Mifare / DESfire operation black reader, satin brass (PVD), 1 3/8" clylinder, standard removable knob, water resistant IP66 rating | 1 |  | 1 Year | 424.35 | 0.15 | 360.6975
31765 | Salto | G9M1135N00PMBNW- | GEO US profile Mortise, electronic RF wireless contactless Mifare / DESfire operation black reader, satin brass (PVD), 1 3/8" clylinder, standard removable knob, standard IP55 rating | 1 |  | 1 Year | 505.95 | 0.15 | 430.0575
31766 | Salto | G9M1135N00PMBNWR | GEO US profile Mortise, electronic RF wireless contactless Mifare / DESfire operation black reader, satin brass (PVD), 1 3/8" clylinder, standard removable knob, water resistant IP66 rating | 1 |  | 1 Year | 526.35 | 0.15 | 447.3975
31767 | Salto | G9M1135N00PMWN-- | GEO US profile Mortise, electronic wire-free SVN contactless Mifare / DESfire operation white reader, satin brass (PVD), 1 3/8" clylinder, standard removable knob, standard IP55 rating | 1 |  | 1 Year | 403.95 | 0.15 | 343.3575
31768 | Salto | G9M1135N00PMWN-R | GEO US profile Mortise, electronic wire-free SVN contactless Mifare / DESfire operation white reader, satin brass (PVD), 1 3/8" clylinder, standard removable knob, water resistant IP66 rating | 1 |  | 1 Year | 424.35 | 0.15 | 360.6975
31769 | Salto | G9M1135N00PMWNW- | GEO US profile Mortise, electronic RF wireless contactless Mifare / DESfire operation white reader, satin brass (PVD), 1 3/8" clylinder, standard removable knob, standard IP55 rating | 1 |  | 1 Year | 505.95 | 0.15 | 430.0575
31770 | Salto | G9M1135N00PMWNWR | GEO US profile Mortise, electronic RF wireless contactless Mifare / DESfire operation white reader, satin brass (PVD), 1 3/8" clylinder, standard removable knob, water resistant IP66 rating | 1 |  | 1 Year | 526.35 | 0.15 | 447.3975
31771 | Salto | G9M1135N00PPBN-- | GEO US profile Mortise, electronic wire-free SVN contactless Mifare / DESfire operation black reader, polished brass (PVD), 1 3/8" clylinder, standard removable knob, standard IP55 rating | 1 |  | 1 Year | 403.95 | 0.15 | 343.3575
31772 | Salto | G9M1135N00PPBN-R | GEO US profile Mortise, electronic wire-free SVN contactless Mifare / DESfire operation black reader, polished brass (PVD), 1 3/8" clylinder, standard removable knob, water resistant IP66 rating | 1 |  | 1 Year | 424.35 | 0.15 | 360.6975
31773 | Salto | G9M1135N00PPBNW- | GEO US profile Mortise, electronic RF wireless contactless Mifare / DESfire operation black reader, polished brass (PVD), 1 3/8" clylinder, standard removable knob, standard IP55 rating | 1 |  | 1 Year | 505.95 | 0.15 | 430.0575
31774 | Salto | G9M1135N00PPBNWR | GEO US profile Mortise, electronic RF wireless contactless Mifare / DESfire operation black reader, polished brass (PVD), 1 3/8" clylinder, standard removable knob, water resistant IP66 rating | 1 |  | 1 Year | 526.35 | 0.15 | 447.3975
31775 | Salto | G9M1135N00PPWN-- | GEO US profile Mortise, electronic wire-free SVN contactless Mifare / DESfire operation white reader, polished brass (PVD), 1 3/8" clylinder, standard removable knob, standard IP55 rating | 1 |  | 1 Year | 403.95 | 0.15 | 343.3575
31776 | Salto | G9M1135N00PPWN-R | GEO US profile Mortise, electronic wire-free SVN contactless Mifare / DESfire operation white reader, polished brass (PVD), 1 3/8" clylinder, standard removable knob, water resistant IP66 rating | 1 |  | 1 Year | 424.35 | 0.15 | 360.6975
31777 | Salto | G9M1135N00PPWNW- | GEO US profile Mortise, electronic RF wireless contactless Mifare / DESfire operation white reader, polished brass (PVD), 1 3/8" clylinder, standard removable knob, standard IP55 rating | 1 |  | 1 Year | 505.95 | 0.15 | 430.0575
31778 | Salto | G9M1135N00PPWNWR | GEO US profile Mortise, electronic RF wireless contactless Mifare / DESfire operation white reader, polished brass (PVD), 1 3/8" clylinder, standard removable knob, water resistant IP66 rating | 1 |  | 1 Year | 526.35 | 0.15 | 447.3975
31779 | Salto | GHM1129N00BCBN-- | GEO US profile Mortise, electronic wire-free SVN contactless HID iClass operation black reader, BioCote antibacterial satin chrome, 1 1/8" cylinder, standard removable knob, standard IP55 rating | 1 |  | 1 Year | 416.15 | 0.15 | 353.7275
31780 | Salto | GHM1129N00BCBN-R | GEO US profile Mortise, electronic wire-free SVN contactless HID iClass operation black reader, BioCote antibacterial satin chrome, 1 1/8" cylinder, standard removable knob, water resistant IP66 rating | 1 |  | 1 Year | 436.55 | 0.15 | 371.0675
31781 | Salto | GHM1129N00CPBN-- | GEO US profile Mortise, electronic wire-free SVN contactless HID iClass operation black reader, polished chrome, 1 1/8" cylinder, standard removable knob, standard IP55 rating | 1 |  | 1 Year | 369.25 | 0.15 | 313.8625
31782 | Salto | GHM1129N00CPBN-R | GEO US profile Mortise, electronic wire-free SVN contactless HID iClass operation black reader, polished chrome, 1 1/8" cylinder, standard removable knob, water resistant IP66 rating | 1 |  | 1 Year | 389.65 | 0.15 | 331.2025
31783 | Salto | GHM1129N00CPWN-- | GEO US profile Mortise, electronic wire-free SVN contactless HID iClass operation white reader, polished chrome, 1 1/8" cylinder, standard removable knob, standard IP55 rating | 1 |  | 1 Year | 369.25 | 0.15 | 313.8625
31784 | Salto | GHM1129N00CPWN-R | GEO US profile Mortise, electronic wire-free SVN contactless HID iClass operation white reader, polished chrome, 1 1/8" cylinder, standard removable knob, water resistant IP66 rating | 1 |  | 1 Year | 389.65 | 0.15 | 331.2025
31785 | Salto | GHM1129N00CSBN-- | GEO US profile Mortise, electronic wire-free SVN contactless HID iClass operation black reader, satin chrome, 1 1/8" cylinder, standard removable knob, standard IP55 rating | 1 |  | 1 Year | 369.25 | 0.15 | 313.8625
31786 | Salto | GHM1129N00CSBN-R | GEO US profile Mortise, electronic wire-free SVN contactless HID iClass operation black reader, satin chrome, 1 1/8" cylinder, standard removable knob, water resistant IP66 rating | 1 |  | 1 Year | 389.65 | 0.15 | 331.2025
31787 | Salto | GHM1129N00CSWN-- | GEO US profile Mortise, electronic wire-free SVN contactless HID iClass operation white reader, satin chrome, 1 1/8" cylinder, standard removable knob, standard IP55 rating | 1 |  | 1 Year | 369.25 | 0.15 | 313.8625
31788 | Salto | GHM1129N00CSWN-R | GEO US profile Mortise, electronic wire-free SVN contactless HID iClass operation white reader, satin chrome, 1 1/8" cylinder, standard removable knob, water resistant IP66 rating | 1 |  | 1 Year | 389.65 | 0.15 | 331.2025
31789 | Salto | GHM1129N00NEBN-- | GEO US profile Mortise, electronic wire-free SVN contactless HID iClass operation black reader, black satin chrome, 1 1/8" cylinder, standard removable knob, standard IP55 rating | 1 |  | 1 Year | 379.45 | 0.15 | 322.5325
31790 | Salto | GHM1129N00NEBN-R | GEO US profile Mortise, electronic wire-free SVN contactless HID iClass operation black reader, black satin chrome, 1 1/8" cylinder, standard removable knob, water resistant IP66 rating | 1 |  | 1 Year | 399.85 | 0.15 | 339.8725
31791 | Salto | GHM1129N00NEWN-- | GEO US profile Mortise, electronic wire-free SVN contactless HID iClass operation white reader, black satin chrome, 1 1/8" cylinder, standard removable knob, standard IP55 rating | 1 |  | 1 Year | 379.45 | 0.15 | 322.5325
31792 | Salto | GHM1129N00NEWN-R | GEO US profile Mortise, electronic wire-free SVN contactless HID iClass operation white reader, black satin chrome, 1 1/8" cylinder, standard removable knob, water resistant IP66 rating | 1 |  | 1 Year | 399.85 | 0.15 | 339.8725
31793 | Salto | GHM1129N00PMBN-- | GEO US profile Mortise, electronic wire-free SVN contactless HID iClass operation black reader, satin brass (PVD), 1 1/8" cylinder, standard removable knob, standard IP55 rating | 1 |  | 1 Year | 403.95 | 0.15 | 343.3575
31794 | Salto | GHM1129N00PMBN-R | GEO US profile Mortise, electronic wire-free SVN contactless HID iClass operation black reader, satin brass (PVD), 1 1/8" cylinder, standard removable knob, water resistant IP66 rating | 1 |  | 1 Year | 424.35 | 0.15 | 360.6975
31795 | Salto | GHM1129N00PMWN-- | GEO US profile Mortise, electronic wire-free SVN contactless HID iClass operation white reader, satin brass (PVD), 1 1/8" cylinder, standard removable knob, standard IP55 rating | 1 |  | 1 Year | 403.95 | 0.15 | 343.3575
31796 | Salto | GHM1129N00PMWN-R | GEO US profile Mortise, electronic wire-free SVN contactless HID iClass operation white reader, satin brass (PVD), 1 1/8" cylinder, standard removable knob, water resistant IP66 rating | 1 |  | 1 Year | 424.35 | 0.15 | 360.6975
31797 | Salto | GHM1129N00PPBN-- | GEO US profile Mortise, electronic wire-free SVN contactless HID iClass operation black reader, polished brass (PVD), 1 1/8" cylinder, standard removable knob, standard IP55 rating | 1 |  | 1 Year | 403.95 | 0.15 | 343.3575
31798 | Salto | GHM1129N00PPBN-R | GEO US profile Mortise, electronic wire-free SVN contactless HID iClass operation black reader, polished brass (PVD), 1 1/8" cylinder, standard removable knob, water resistant IP66 rating | 1 |  | 1 Year | 424.35 | 0.15 | 360.6975
31799 | Salto | GHM1129N00PPWN-- | GEO US profile Mortise, electronic wire-free SVN contactless HID iClass operation white reader, polished brass (PVD), 1 1/8" cylinder, standard removable knob, standard IP55 rating | 1 |  | 1 Year | 403.95 | 0.15 | 343.3575
31800 | Salto | GHM1129N00PPWN-R | GEO US profile Mortise, electronic wire-free SVN contactless HID iClass operation white reader, polished brass (PVD), 1 1/8" cylinder, standard removable knob, water resistant IP66 rating | 1 |  | 1 Year | 424.35 | 0.15 | 360.6975
31801 | Salto | GHM1132N00BCBN-- | GEO US profile Mortise, electronic wire-free SVN contactless HID iClass operation black reader, BioCote antibacterial satin chrome, 1 1/4" cylinder, standard removable knob, standard IP55 rating | 1 |  | 1 Year | 416.15 | 0.15 | 353.7275
31802 | Salto | GHM1132N00BCBN-R | GEO US profile Mortise, electronic wire-free SVN contactless HID iClass operation black reader, BioCote antibacterial satin chrome, 1 1/4" cylinder, standard removable knob, water resistant IP66 rating | 1 |  | 1 Year | 436.55 | 0.15 | 371.0675
31803 | Salto | GHM1132N00CPBN-- | GEO US profile Mortise, electronic wire-free SVN contactless HID iClass operation black reader, polished chrome, 1 1/4" cylinder, standard removable knob, standard IP55 rating | 1 |  | 1 Year | 369.25 | 0.15 | 313.8625
31804 | Salto | GHM1132N00CPBN-R | GEO US profile Mortise, electronic wire-free SVN contactless HID iClass operation black reader, polished chrome, 1 1/4" cylinder, standard removable knob, water resistant IP66 rating | 1 |  | 1 Year | 389.65 | 0.15 | 331.2025
31805 | Salto | GHM1132N00CPWN-- | GEO US profile Mortise, electronic wire-free SVN contactless HID iClass operation white reader, polished chrome, 1 1/4" cylinder, standard removable knob, standard IP55 rating | 1 |  | 1 Year | 369.25 | 0.15 | 313.8625
31806 | Salto | GHM1132N00CPWN-R | GEO US profile Mortise, electronic wire-free SVN contactless HID iClass operation white reader, polished chrome, 1 1/4" cylinder, standard removable knob, water resistant IP66 rating | 1 |  | 1 Year | 389.65 | 0.15 | 331.2025
31807 | Salto | GHM1132N00CSBN-- | GEO US profile Mortise, electronic wire-free SVN contactless HID iClass operation black reader, satin chrome, 1 1/4" cylinder, standard removable knob, standard IP55 rating | 1 |  | 1 Year | 369.25 | 0.15 | 313.8625
31808 | Salto | GHM1132N00CSBN-R | GEO US profile Mortise, electronic wire-free SVN contactless HID iClass operation black reader, satin chrome, 1 1/4" cylinder, standard removable knob, water resistant IP66 rating | 1 |  | 1 Year | 389.65 | 0.15 | 331.2025
31809 | Salto | GHM1132N00CSWN-- | GEO US profile Mortise, electronic wire-free SVN contactless HID iClass operation white reader, satin chrome, 1 1/4" cylinder, standard removable knob, standard IP55 rating | 1 |  | 1 Year | 369.25 | 0.15 | 313.8625
31810 | Salto | GHM1132N00CSWN-R | GEO US profile Mortise, electronic wire-free SVN contactless HID iClass operation white reader, satin chrome, 1 1/4" cylinder, standard removable knob, water resistant IP66 rating | 1 |  | 1 Year | 389.65 | 0.15 | 331.2025
31811 | Salto | GHM1132N00NEBN-- | GEO US profile Mortise, electronic wire-free SVN contactless HID iClass operation black reader, black satin chrome, 1 1/4" cylinder, standard removable knob, standard IP55 rating | 1 |  | 1 Year | 379.45 | 0.15 | 322.5325
31812 | Salto | GHM1132N00NEBN-R | GEO US profile Mortise, electronic wire-free SVN contactless HID iClass operation black reader, black satin chrome, 1 1/4" cylinder, standard removable knob, water resistant IP66 rating | 1 |  | 1 Year | 399.85 | 0.15 | 339.8725
31813 | Salto | GHM1132N00NEWN-- | GEO US profile Mortise, electronic wire-free SVN contactless HID iClass operation white reader, black satin chrome, 1 1/4" cylinder, standard removable knob, standard IP55 rating | 1 |  | 1 Year | 379.45 | 0.15 | 322.5325
31814 | Salto | GHM1132N00NEWN-R | GEO US profile Mortise, electronic wire-free SVN contactless HID iClass operation white reader, black satin chrome, 1 1/4" cylinder, standard removable knob, water resistant IP66 rating | 1 |  | 1 Year | 399.85 | 0.15 | 339.8725
31815 | Salto | GHM1132N00PMBN-- | GEO US profile Mortise, electronic wire-free SVN contactless HID iClass operation black reader, satin brass (PVD), 1 1/4" cylinder, standard removable knob, standard IP55 rating | 1 |  | 1 Year | 403.95 | 0.15 | 343.3575
31816 | Salto | GHM1132N00PMBN-R | GEO US profile Mortise, electronic wire-free SVN contactless HID iClass operation black reader, satin brass (PVD), 1 1/4" cylinder, standard removable knob, water resistant IP66 rating | 1 |  | 1 Year | 424.35 | 0.15 | 360.6975
31817 | Salto | GHM1132N00PMWN-- | GEO US profile Mortise, electronic wire-free SVN contactless HID iClass operation white reader, satin brass (PVD), 1 1/4" cylinder, standard removable knob, standard IP55 rating | 1 |  | 1 Year | 403.95 | 0.15 | 343.3575
31818 | Salto | GHM1132N00PMWN-R | GEO US profile Mortise, electronic wire-free SVN contactless HID iClass operation white reader, satin brass (PVD), 1 1/4" cylinder, standard removable knob, water resistant IP66 rating | 1 |  | 1 Year | 424.35 | 0.15 | 360.6975
31819 | Salto | GHM1132N00PPBN-- | GEO US profile Mortise, electronic wire-free SVN contactless HID iClass operation black reader, polished brass (PVD), 1 1/4" cylinder, standard removable knob, standard IP55 rating | 1 |  | 1 Year | 403.95 | 0.15 | 343.3575
31820 | Salto | GHM1132N00PPBN-R | GEO US profile Mortise, electronic wire-free SVN contactless HID iClass operation black reader, polished brass (PVD), 1 1/4" cylinder, standard removable knob, water resistant IP66 rating | 1 |  | 1 Year | 424.35 | 0.15 | 360.6975
31821 | Salto | GHM1132N00PPWN-- | GEO US profile Mortise, electronic wire-free SVN contactless HID iClass operation white reader, polished brass (PVD), 1 1/4" cylinder, standard removable knob, standard IP55 rating | 1 |  | 1 Year | 403.95 | 0.15 | 343.3575
31822 | Salto | GHM1132N00PPWN-R | GEO US profile Mortise, electronic wire-free SVN contactless HID iClass operation white reader, polished brass (PVD), 1 1/4" cylinder, standard removable knob, water resistant IP66 rating | 1 |  | 1 Year | 424.35 | 0.15 | 360.6975
31823 | Salto | GHM1135N00BCBN-- | GEO US profile Mortise, electronic wire-free SVN contactless HID iClass operation black reader, BioCote antibacterial satin chrome, 1 3/8" clylinder, standard removable knob, standard IP55 rating | 1 |  | 1 Year | 416.15 | 0.15 | 353.7275
31824 | Salto | GHM1135N00BCBN-R | GEO US profile Mortise, electronic wire-free SVN contactless HID iClass operation black reader, BioCote antibacterial satin chrome, 1 3/8" clylinder, standard removable knob, water resistant IP66 rating | 1 |  | 1 Year | 436.55 | 0.15 | 371.0675
31825 | Salto | GHM1135N00CPBN-- | GEO US profile Mortise, electronic wire-free SVN contactless HID iClass operation black reader, polished chrome, 1 3/8" clylinder, standard removable knob, standard IP55 rating | 1 |  | 1 Year | 369.25 | 0.15 | 313.8625
31826 | Salto | GHM1135N00CPBN-R | GEO US profile Mortise, electronic wire-free SVN contactless HID iClass operation black reader, polished chrome, 1 3/8" clylinder, standard removable knob, water resistant IP66 rating | 1 |  | 1 Year | 389.65 | 0.15 | 331.2025
31827 | Salto | GHM1135N00CPWN-- | GEO US profile Mortise, electronic wire-free SVN contactless HID iClass operation white reader, polished chrome, 1 3/8" clylinder, standard removable knob, standard IP55 rating | 1 |  | 1 Year | 369.25 | 0.15 | 313.8625
31828 | Salto | GHM1135N00CPWN-R | GEO US profile Mortise, electronic wire-free SVN contactless HID iClass operation white reader, polished chrome, 1 3/8" clylinder, standard removable knob, water resistant IP66 rating | 1 |  | 1 Year | 389.65 | 0.15 | 331.2025
31829 | Salto | GHM1135N00CSBN-- | GEO US profile Mortise, electronic wire-free SVN contactless HID iClass operation black reader, satin chrome, 1 3/8" clylinder, standard removable knob, standard IP55 rating | 1 |  | 1 Year | 369.25 | 0.15 | 313.8625
31830 | Salto | GHM1135N00CSBN-R | GEO US profile Mortise, electronic wire-free SVN contactless HID iClass operation black reader, satin chrome, 1 3/8" clylinder, standard removable knob, water resistant IP66 rating | 1 |  | 1 Year | 389.65 | 0.15 | 331.2025
31831 | Salto | GHM1135N00CSWN-- | GEO US profile Mortise, electronic wire-free SVN contactless HID iClass operation white reader, satin chrome, 1 3/8" clylinder, standard removable knob, standard IP55 rating | 1 |  | 1 Year | 369.25 | 0.15 | 313.8625
31832 | Salto | GHM1135N00CSWN-R | GEO US profile Mortise, electronic wire-free SVN contactless HID iClass operation white reader, satin chrome, 1 3/8" clylinder, standard removable knob, water resistant IP66 rating | 1 |  | 1 Year | 389.65 | 0.15 | 331.2025
31833 | Salto | GHM1135N00NEBN-- | GEO US profile Mortise, electronic wire-free SVN contactless HID iClass operation black reader, black satin chrome, 1 3/8" clylinder, standard removable knob, standard IP55 rating | 1 |  | 1 Year | 379.45 | 0.15 | 322.5325
31834 | Salto | GHM1135N00NEBN-R | GEO US profile Mortise, electronic wire-free SVN contactless HID iClass operation black reader, black satin chrome, 1 3/8" clylinder, standard removable knob, water resistant IP66 rating | 1 |  | 1 Year | 399.85 | 0.15 | 339.8725
31835 | Salto | GHM1135N00NEWN-- | GEO US profile Mortise, electronic wire-free SVN contactless HID iClass operation white reader, black satin chrome, 1 3/8" clylinder, standard removable knob, standard IP55 rating | 1 |  | 1 Year | 379.45 | 0.15 | 322.5325
31836 | Salto | GHM1135N00NEWN-R | GEO US profile Mortise, electronic wire-free SVN contactless HID iClass operation white reader, black satin chrome, 1 3/8" clylinder, standard removable knob, water resistant IP66 rating | 1 |  | 1 Year | 399.85 | 0.15 | 339.8725
31837 | Salto | GHM1135N00PMBN-- | GEO US profile Mortise, electronic wire-free SVN contactless HID iClass operation black reader, satin brass (PVD), 1 3/8" clylinder, standard removable knob, standard IP55 rating | 1 |  | 1 Year | 403.95 | 0.15 | 343.3575
31838 | Salto | GHM1135N00PMBN-R | GEO US profile Mortise, electronic wire-free SVN contactless HID iClass operation black reader, satin brass (PVD), 1 3/8" clylinder, standard removable knob, water resistant IP66 rating | 1 |  | 1 Year | 424.35 | 0.15 | 360.6975
31839 | Salto | GHM1135N00PMWN-- | GEO US profile Mortise, electronic wire-free SVN contactless HID iClass operation white reader, satin brass (PVD), 1 3/8" clylinder, standard removable knob, standard IP55 rating | 1 |  | 1 Year | 403.95 | 0.15 | 343.3575
31840 | Salto | GHM1135N00PMWN-R | GEO US profile Mortise, electronic wire-free SVN contactless HID iClass operation white reader, satin brass (PVD), 1 3/8" clylinder, standard removable knob, water resistant IP66 rating | 1 |  | 1 Year | 424.35 | 0.15 | 360.6975
31841 | Salto | GHM1135N00PPBN-- | GEO US profile Mortise, electronic wire-free SVN contactless HID iClass operation black reader, polished brass (PVD), 1 3/8" clylinder, standard removable knob, standard IP55 rating | 1 |  | 1 Year | 403.95 | 0.15 | 343.3575
31842 | Salto | GHM1135N00PPBN-R | GEO US profile Mortise, electronic wire-free SVN contactless HID iClass operation black reader, polished brass (PVD), 1 3/8" clylinder, standard removable knob, water resistant IP66 rating | 1 |  | 1 Year | 424.35 | 0.15 | 360.6975
31843 | Salto | GHM1135N00PPWN-- | GEO US profile Mortise, electronic wire-free SVN contactless HID iClass operation white reader, polished brass (PVD), 1 3/8" clylinder, standard removable knob, standard IP55 rating | 1 |  | 1 Year | 403.95 | 0.15 | 343.3575
31844 | Salto | GHM1135N00PPWN-R | GEO US profile Mortise, electronic wire-free SVN contactless HID iClass operation white reader, polished brass (PVD), 1 3/8" clylinder, standard removable knob, water resistant IP66 rating | 1 |  | 1 Year | 424.35 | 0.15 | 360.6975
31845 | Salto | G9P2148830CPBN- | GEO Padlock, electronic wire-free SVN contactless Mifare / DESfire operation black reader, polished chrome standard removable knob, 1 7/8" body width, 5/16" shackle diameter, 1 3/16" inside shackle length, IP66 rated | 1 |  | 1 Year | 505.9 | 0.15 | 430.015
31846 | Salto | G9P2148830CPBNW | GEO Padlock, electronic RF wireless contactless Mifare / DESfire operation black reader, polished chrome standard removable knob, 1 7/8" body width, 5/16" shackle diameter, 1 3/16" inside shackle length, IP66 rated | 1 |  | 1 Year | 607.9 | 0.15 | 516.715
31847 | Salto | G9P2148830CPWN- | GEO Padlock, electronic wire-free SVN contactless Mifare / DESfire operation white reader, polished chrome standard removable knob, 1 7/8" body width, 5/16" shackle diameter, 1 3/16" inside shackle length, IP66 rated | 1 |  | 1 Year | 505.9 | 0.15 | 430.015
31848 | Salto | G9P2148830CPWNW | GEO Padlock, electronic RF wireless contactless Mifare / DESfire operation white reader, polished chrome standard removable knob, 1 7/8" body width, 5/16" shackle diameter, 1 3/16" inside shackle length, IP66 rated | 1 |  | 1 Year | 607.9 | 0.15 | 516.715
31849 | Salto | G9P2148860CPBN- | GEO Padlock, electronic wire-free SVN contactless Mifare / DESfire operation black reader, polished chrome standard removable knob, 1 7/8" body width, 5/16" shackle diameter, 2 3/8" inside shackle length, IP66 rated | 1 |  | 1 Year | 505.9 | 0.15 | 430.015
31850 | Salto | G9P2148860CPBNW | GEO Padlock, electronic RF wireless contactless Mifare / DESfire operation black reader, polished chrome standard removable knob, 1 7/8" body width, 5/16" shackle diameter, 2 3/8" inside shackle length, IP66 rated | 1 |  | 1 Year | 607.9 | 0.15 | 516.715
31851 | Salto | G9P2148860CPWN- | GEO Padlock, electronic wire-free SVN contactless Mifare / DESfire operation white reader, polished chrome standard removable knob, 1 7/8" body width, 5/16" shackle diameter, 2 3/8" inside shackle length, IP66 rated | 1 |  | 1 Year | 505.9 | 0.15 | 430.015
31852 | Salto | G9P2148860CPWNW | GEO Padlock, electronic RF wireless contactless Mifare / DESfire operation white reader, polished chrome standard removable knob, 1 7/8" body width, 5/16" shackle diameter, 2 3/8" inside shackle length, IP66 rated | 1 |  | 1 Year | 607.9 | 0.15 | 516.715
31853 | Salto | G9P2148890CPBN- | GEO Padlock, electronic wire-free SVN contactless Mifare / DESfire operation black reader, polished chrome standard removable knob, 1 7/8" body width, 5/16" shackle diameter, 3 9/16" inside shackle length, IP66 rated | 1 |  | 1 Year | 505.9 | 0.15 | 430.015
31854 | Salto | G9P2148890CPBNW | GEO Padlock, electronic RF wireless contactless Mifare / DESfire operation black reader, polished chrome standard removable knob, 1 7/8" body width, 5/16" shackle diameter, 3 9/16" inside shackle length, IP66 rated | 1 |  | 1 Year | 607.9 | 0.15 | 516.715
31855 | Salto | G9P2148890CPWN- | GEO Padlock, electronic wire-free SVN contactless Mifare / DESfire operation white reader, polished chrome standard removable knob, 1 7/8" body width, 5/16" shackle diameter, 3 9/16" inside shackle length, IP66 rated | 1 |  | 1 Year | 505.9 | 0.15 | 430.015
31856 | Salto | G9P2148890CPWNW | GEO Padlock, electronic RF wireless contactless Mifare / DESfire operation white reader, polished chrome standard removable knob, 1 7/8" body width, 5/16" shackle diameter, 3 9/16" inside shackle length, IP66 rated | 1 |  | 1 Year | 607.9 | 0.15 | 516.715
31857 | Salto | G9P2158930CPBN- | GEO Padlock, electronic wire-free SVN contactless Mifare / DESfire operation black reader, polished chrome standard removable knob, 2 1/4" body width, 3/8" shackle diameter, 1 3/16" inside shackle length, IP66 rated | 1 |  | 1 Year | 538.55 | 0.15 | 457.7675
31858 | Salto | G9P2158930CPBNW | GEO Padlock, electronic RF wireless contactless Mifare / DESfire operation black reader, polished chrome standard removable knob, 2 1/4" body width, 3/8" shackle diameter, 1 3/16" inside shackle length, IP66 rated | 1 |  | 1 Year | 640.55 | 0.15 | 544.4675
31859 | Salto | G9P2158930CPWN- | GEO Padlock, electronic wire-free SVN contactless Mifare / DESfire operation white reader, polished chrome standard removable knob, 2 1/4" body width, 3/8" shackle diameter, 1 3/16" inside shackle length, IP66 rated | 1 |  | 1 Year | 538.55 | 0.15 | 457.7675
31860 | Salto | G9P2158930CPWNW | GEO Padlock, electronic RF wireless contactless Mifare / DESfire operation white reader, polished chrome standard removable knob, 2 1/4" body width, 3/8" shackle diameter, 1 3/16" inside shackle length, IP66 rated | 1 |  | 1 Year | 640.55 | 0.15 | 544.4675
31861 | Salto | G9P2158960CPBN- | GEO Padlock, electronic wire-free SVN contactless Mifare / DESfire operation black reader, polished chrome standard removable knob, 2 1/4" body width, 3/8" shackle diameter, 2 3/8" inside shackle length, IP66 rated | 1 |  | 1 Year | 538.55 | 0.15 | 457.7675
31862 | Salto | G9P2158960CPBNW | GEO Padlock, electronic RF wireless contactless Mifare / DESfire operation black reader, polished chrome standard removable knob, 2 1/4" body width, 3/8" shackle diameter, 2 3/8" inside shackle length, IP66 rated | 1 |  | 1 Year | 640.55 | 0.15 | 544.4675
31863 | Salto | G9P2158960CPWN- | GEO Padlock, electronic wire-free SVN contactless Mifare / DESfire operation white reader, polished chrome standard removable knob, 2 1/4" body width, 3/8" shackle diameter, 2 3/8" inside shackle length, IP66 rated | 1 |  | 1 Year | 538.55 | 0.15 | 457.7675
31864 | Salto | G9P2158960CPWNW | GEO Padlock, electronic RF wireless contactless Mifare / DESfire operation white reader, polished chrome standard removable knob, 2 1/4" body width, 3/8" shackle diameter, 2 3/8" inside shackle length, IP66 rated | 1 |  | 1 Year | 640.55 | 0.15 | 544.4675
31865 | Salto | G9P2158990CPBN- | GEO Padlock, electronic wire-free SVN contactless Mifare / DESfire operation black reader, polished chrome standard removable knob, 2 1/4" body width, 3/8" shackle diameter, 3 9/16" inside shackle length, IP66 rated | 1 |  | 1 Year | 538.55 | 0.15 | 457.7675
31866 | Salto | G9P2158990CPBNW | GEO Padlock, electronic RF wireless contactless Mifare / DESfire operation black reader, polished chrome standard removable knob, 2 1/4" body width, 3/8" shackle diameter, 3 9/16" inside shackle length, IP66 rated | 1 |  | 1 Year | 640.55 | 0.15 | 544.4675
31867 | Salto | G9P2158990CPWN- | GEO Padlock, electronic wire-free SVN contactless Mifare / DESfire operation white reader, polished chrome standard removable knob, 2 1/4" body width, 3/8" shackle diameter, 3 9/16" inside shackle length, IP66 rated | 1 |  | 1 Year | 538.55 | 0.15 | 457.7675
31868 | Salto | G9P2158990CPWNW | GEO Padlock, electronic RF wireless contactless Mifare / DESfire operation white reader, polished chrome standard removable knob, 2 1/4" body width, 3/8" shackle diameter, 3 9/16" inside shackle length, IP66 rated | 1 |  | 1 Year | 640.55 | 0.15 | 544.4675
31869 | Salto | GHP2148830CPBN- | GEO Padlock, electronic wire-free SVN contactless HID iClass operation black reader, polished chrome standard removable knob, 1 7/8" body width, 5/16" shackle diameter, 1 3/16" inside shackle length, IP66 rated | 1 |  | 1 Year | 505.9 | 0.15 | 430.015
31870 | Salto | GHP2148830CPWN- | GEO Padlock, electronic wire-free SVN contactless HID iClass operation white reader, polished chrome standard removable knob, 1 7/8" body width, 5/16" shackle diameter, 1 3/16" inside shackle length, IP66 rated | 1 |  | 1 Year | 505.9 | 0.15 | 430.015
31871 | Salto | GHP2148860CPBN- | GEO Padlock, electronic wire-free SVN contactless HID iClass operation black reader, polished chrome standard removable knob, 1 7/8" body width, 5/16" shackle diameter, 2 3/8" inside shackle length, IP66 rated | 1 |  | 1 Year | 505.9 | 0.15 | 430.015
31872 | Salto | GHP2148860CPWN- | GEO Padlock, electronic wire-free SVN contactless HID iClass operation white reader, polished chrome standard removable knob, 1 7/8" body width, 5/16" shackle diameter, 2 3/8" inside shackle length, IP66 rated | 1 |  | 1 Year | 505.9 | 0.15 | 430.015
31873 | Salto | GHP2148890CPBN- | GEO Padlock, electronic wire-free SVN contactless HID iClass operation black reader, polished chrome standard removable knob, 1 7/8" body width, 5/16" shackle diameter, 3 9/16" inside shackle length, IP66 rated | 1 |  | 1 Year | 505.9 | 0.15 | 430.015
31874 | Salto | GHP2148890CPWN- | GEO Padlock, electronic wire-free SVN contactless HID iClass operation white reader, polished chrome standard removable knob, 1 7/8" body width, 5/16" shackle diameter, 3 9/16" inside shackle length, IP66 rated | 1 |  | 1 Year | 505.9 | 0.15 | 430.015
31875 | Salto | GHP2158930CPBN- | GEO Padlock, electronic wire-free SVN contactless HID iClass operation black reader, polished chrome standard removable knob, 2 1/4" body width, 3/8" shackle diameter, 1 3/16" inside shackle length, IP66 rated | 1 |  | 1 Year | 538.55 | 0.15 | 457.7675
31876 | Salto | GHP2158930CPWN- | GEO Padlock, electronic wire-free SVN contactless HID iClass operation white reader, polished chrome standard removable knob, 2 1/4" body width, 3/8" shackle diameter, 1 3/16" inside shackle length, IP66 rated | 1 |  | 1 Year | 538.55 | 0.15 | 457.7675
31877 | Salto | GHP2158960CPBN- | GEO Padlock, electronic wire-free SVN contactless HID iClass operation black reader, polished chrome standard removable knob, 2 1/4" body width, 3/8" shackle diameter, 2 3/8" inside shackle length, IP66 rated | 1 |  | 1 Year | 538.55 | 0.15 | 457.7675
31878 | Salto | GHP2158960CPWN- | GEO Padlock, electronic wire-free SVN contactless HID iClass operation white reader, polished chrome standard removable knob, 2 1/4" body width, 3/8" shackle diameter, 2 3/8" inside shackle length, IP66 rated | 1 |  | 1 Year | 538.55 | 0.15 | 457.7675
31879 | Salto | GHP2158990CPBN- | GEO Padlock, electronic wire-free SVN contactless HID iClass operation black reader, polished chrome standard removable knob, 2 1/4" body width, 3/8" shackle diameter, 3 9/16" inside shackle length, IP66 rated | 1 |  | 1 Year | 538.55 | 0.15 | 457.7675
31880 | Salto | GHP2158990CPWN- | GEO Padlock, electronic wire-free SVN contactless HID iClass operation white reader, polished chrome standard removable knob, 2 1/4" body width, 3/8" shackle diameter, 3 9/16" inside shackle length, IP66 rated | 1 |  | 1 Year | 538.55 | 0.15 | 457.7675
31881 | Salto | LD41C60CS | Deadbolt, double cylinder for use with GEO heavy duty deadbolt cylinder, 2 3/8" backset, standard operation, satin chromium finish | 1 |  | 1 Year | 152 | 0.15 | 129.2
31882 | Salto | LD41C70CS | Deadbolt, double cylinder for use with GEO heavy duty deadbolt cylinder, 2 3/4" backset, standard operation, satin chromium finish | 1 |  | 1 Year | 152 | 0.15 | 129.2
31883 | Salto | LD51C60CS | Deadbolt, single cylinder for use with GEO heavy duty deadbolt cylinder, 2 3/8" backset, standard operation, satin chromium finish | 1 |  | 1 Year | 152 | 0.15 | 129.2
31884 | Salto | LD51C70CS | Deadbolt, single cylinder for use with GEO heavy duty deadbolt cylinder, 2 3/4" backset, standard operation, satin chromium finish | 1 |  | 1 Year | 152 | 0.15 | 129.2
31885 | Salto | LD71C60CS | Deadbolt, single cylinder for use with GEO heavy duty deadbolt cylinder, 2 3/8" backset, special classroom operation (thumbturn only retracts deadbolt), satin chromium finish | 1 |  | 1 Year | 152 | 0.15 | 129.2
31886 | Salto | LD71C70CS | Deadbolt, single cylinder for use with GEO heavy duty deadbolt cylinder, 2 3/4" backset, special classroom operation (thumbturn only retracts deadbolt), satin chromium finish | 1 |  | 1 Year | 152 | 0.15 | 129.2
31887 | Salto | SALTOGEOGRIPAB | Grip, GEO w/ BioCote antimicrobial technology, A "wing" design, Blue | 1 |  | 1 Year | 30.6 | 0.15 | 26.01
31888 | Salto | SALTOGEOGRIPAG | Grip, GEO w/ BioCote antimicrobial technology, A "wing" design, Green | 1 |  | 1 Year | 30.6 | 0.15 | 26.01
31889 | Salto | SALTOGEOGRIPAN | Grip, GEO w/ BioCote antimicrobial technology, A "wing" design, Black | 1 |  | 1 Year | 30.6 | 0.15 | 26.01
31890 | Salto | SALTOGEOGRIPAR | Grip, GEO w/ BioCote antimicrobial technology, A "wing" design, Red | 1 |  | 1 Year | 30.6 | 0.15 | 26.01
31891 | Salto | SALTOGEOGRIPAW | Grip, GEO w/ BioCote antimicrobial technology, A "wing" design, White | 1 |  | 1 Year | 30.6 | 0.15 | 26.01
31892 | Salto | SALTOGEOGRIPAY | Grip, GEO w/ BioCote antimicrobial technology, A "wing" design, Yellow | 1 |  | 1 Year | 30.6 | 0.15 | 26.01
31893 | Salto | SALTOGEOGRIPHB | Grip, GEO w/ BioCote antimicrobial technology, H "tread" design, Blue | 1 |  | 1 Year | 30.6 | 0.15 | 26.01
31894 | Salto | SALTOGEOGRIPHG | Grip, GEO w/ BioCote antimicrobial technology, H "tread" design, Green | 1 |  | 1 Year | 30.6 | 0.15 | 26.01
31895 | Salto | SALTOGEOGRIPHN | Grip, GEO w/ BioCote antimicrobial technology, H "tread" design, Black | 1 |  | 1 Year | 30.6 | 0.15 | 26.01
31896 | Salto | SALTOGEOGRIPHR | Grip, GEO w/ BioCote antimicrobial technology, H "tread" design, Red | 1 |  | 1 Year | 30.6 | 0.15 | 26.01
31897 | Salto | SALTOGEOGRIPHW | Grip, GEO w/ BioCote antimicrobial technology, H "tread" design, White | 1 |  | 1 Year | 30.6 | 0.15 | 26.01
31898 | Salto | SALTOGEOGRIPHY | Grip, GEO w/ BioCote antimicrobial technology, H "tread" design, Yellow | 1 |  | 1 Year | 30.6 | 0.15 | 26.01
31899 | Salto | SP220412 | Tool, GEO installation for mortise cylinders | 1 |  | 1 Year | 6.1 | 0.15 | 5.185
31900 | Salto | SP220418.12-IM | Adapter Ring, tappered, mortise cylinder with fitting spring, 1/2" satin stainless for use with CSB and CPB finish GEOs | 1 |  | 1 Year | 17.35 | 0.15 | 14.7475
31901 | Salto | SP220418.12-PM | Adapter Ring, tappered, mortise cylinder with fitting spring, 1/2" PVD satin brass for use with PPB and PMB finish GEOs | 1 |  | 1 Year | 17.35 | 0.15 | 14.7475
31902 | Salto | SP220418.38-IM | Adapter Ring, tappered, mortise cylinder with fitting spring, 3/8" satin stainless for use with CSB and CPB finish GEOs | 1 |  | 1 Year | 17.35 | 0.15 | 14.7475
31903 | Salto | SP220418.38-PM | Adapter Ring, tappered, mortise cylinder with fitting spring, 3/8" PVD satin brass for use with PPB and PMB finish GEOs | 1 |  | 1 Year | 17.35 | 0.15 | 14.7475
31904 | Salto | SP220646-IM | Adapter Ring, square, mortise cylinder with fitting spring, 3/8" satin stainless for use with CSB and CPB finish GEOs | 1 |  | 1 Year | 17.35 | 0.15 | 14.7475
31905 | Salto | SP220646-PM | Adapter Ring, square, mortise cylinder with fitting spring, 3/8" PVD satin brass for use with PPB and PMB finish GEOs | 1 |  | 1 Year | 17.35 | 0.15 | 14.7475
31906 | Salto | SP220764 | Tool, GEO cylinder knob removal | 1 |  | 1 Year | 2.05 | 0.15 | 1.7425
31907 | Salto | SP221150-0120 | Cam tailpiece, 6mm offset, 28mm length, back of 20 | 1 |  | 1 Year | 128.5 | 0.15 | 109.225
31908 | Salto | SP221150-0220 | Cam tailpiece, 60mm offset, 40mm length, back of 20 | 1 |  | 1 Year | 128.5 | 0.15 | 109.225
31909 | Salto | SP221220-0120 | Cam tailpiece, flat, 28mm length, back of 20 | 1 |  | 1 Year | 128.5 | 0.15 | 109.225
31910 | Salto | SP221220-0220 | Cam tailpiece, flat, 40mm length, back of 20 | 1 |  | 1 Year | 128.5 | 0.15 | 109.225
31911 | Salto | SP221386-10 | Strike Plate, for use with GEO Cam lock, bag of 10 | 1 |  | 1 Year | 108.1 | 0.15 | 91.885
31912 | Salto | SP301582-10 | Battery, CR2 for GEO cylinders, pack of 10 | 1 |  | 1 Year | 76.5 | 0.15 | 65.025
31913 | Salto | SP301585 | Allen Key, 2.5mm for GEO battery replacement | 1 |  | 1 Year | 2.05 | 0.15 | 1.7425
31914 | Salto | AFB2IMB3A8 | AElement Fusion electronics, BLE / Mifare /DESfire black reader, 1 1/4" X 8" standard square faceplate, satin stainless for use with 1 3/8" - 1 3/4" thick standard door, 5/8" <= b < 1 3/16" decentration, 8mm split spindle | 1 |  | 1 Year | 436 | 0.15 | 370.6
31915 | Salto | AFB7IMB3A8 | AElement Fusion electronics, BLE / Mifare /DESfire black reader, 1 1/16" X 7 5/8" special square faceplate, satin stainless for use with 1 3/8" - 1 3/4" thick standard door, 5/8" <= b < 1 3/16" decentration, 8mm split spindle | 1 |  | 1 Year | 436 | 0.15 | 370.6
31916 | Salto | AFB2PMB3A8 | AElement Fusion electronics, BLE / Mifare /DESfire black reader, 1 1/4" X 8" standard square faceplate, satin brass for use with 1 3/8" - 1 3/4" thick standard door, 5/8" <= b < 1 3/16" decentration, 8mm split spindle | 1 |  | 1 Year | 458 | 0.15 | 389.3
31917 | Salto | AFB7PMB3A8 | AElement Fusion electronics, BLE / Mifare /DESfire black reader, 1 1/16" X 7 5/8" special square faceplate, satin brass for use with 1 3/8" - 1 3/4" thick standard door, 5/8" <= b < 1 3/16" decentration, 8mm split spindle | 1 |  | 1 Year | 458 | 0.15 | 389.3
31918 | Salto | AFB2IMW3A8 | AElement Fusion electronics, BLE / Mifare /DESfire white reader, 1 1/4" X 8" standard square faceplate, satin stainless for use with 1 3/8" - 1 3/4" thick standard door, 5/8" <= b < 1 3/16" decentration, 8mm split spindle | 1 |  | 1 Year | 436 | 0.15 | 370.6
31919 | Salto | AFB7IMW3A8 | AElement Fusion electronics, BLE / Mifare /DESfire white reader, 1 1/16" X 7 5/8" special square faceplate, satin stainless for use with 1 3/8" - 1 3/4" thick standard door, 5/8" <= b < 1 3/16" decentration, 8mm split spindle | 1 |  | 1 Year | 436 | 0.15 | 370.6
31920 | Salto | AFB2PMW3A8 | AElement Fusion electronics, BLE / Mifare /DESfire white reader, 1 1/4" X 8" standard square faceplate, satin brass for use with 1 3/8" - 1 3/4" thick standard door, 5/8" <= b < 1 3/16" decentration, 8mm split spindle | 1 |  | 1 Year | 458 | 0.15 | 389.3
31921 | Salto | AFB7PMW3A8 | AElement Fusion electronics, BLE / Mifare /DESfire white reader, 1 1/16" X 7 5/8" special square faceplate, satin brass for use with 1 3/8" - 1 3/4" thick standard door, 5/8" <= b < 1 3/16" decentration, 8mm split spindle | 1 |  | 1 Year | 458 | 0.15 | 389.3
31922 | Salto | AFB2IMB4A8 | AElement Fusion electronics, BLE / Mifare /DESfire black reader, 1 1/4" X 8" standard square faceplate, satin stainless for use with 1 3/4" - 2 1/4" thick door, 3/4" <= b < 1 3/16" decentration, 8mm split spindle | 1 |  | 1 Year | 436 | 0.15 | 370.6
31923 | Salto | AFB7IMB4A8 | AElement Fusion electronics, BLE / Mifare /DESfire black reader, 1 1/16" X 7 5/8" special square faceplate, satin stainless for use with 1 3/4" - 2 1/4" thick door, 3/4" <= b < 1 3/16" decentration, 8mm split spindle | 1 |  | 1 Year | 436 | 0.15 | 370.6
31924 | Salto | AFB2PMB4A8 | AElement Fusion electronics, BLE / Mifare /DESfire black reader, 1 1/4" X 8" standard square faceplate, satin brass for use with 1 3/4" - 2 1/4" thick door, 3/4" <= b < 1 3/16" decentration, 8mm split spindle | 1 |  | 1 Year | 458 | 0.15 | 389.3
31925 | Salto | AFB7PMB4A8 | AElement Fusion electronics, BLE / Mifare /DESfire black reader, 1 1/16" X 7 5/8" special square faceplate, satin brass for use with 1 3/4" - 2 1/4" thick door, 3/4" <= b < 1 3/16" decentration, 8mm split spindle | 1 |  | 1 Year | 458 | 0.15 | 389.3
31926 | Salto | AFB2IMW4A8 | AElement Fusion electronics, BLE / Mifare /DESfire white reader, 1 1/4" X 8" standard square faceplate, satin stainless for use with 1 3/4" - 2 1/4" thick door, 3/4" <= b < 1 3/16" decentration, 8mm split spindle | 1 |  | 1 Year | 436 | 0.15 | 370.6
31927 | Salto | AFB7IMW4A8 | AElement Fusion electronics, BLE / Mifare /DESfire white reader, 1 1/16" X 7 5/8" special square faceplate, satin stainless for use with 1 3/4" - 2 1/4" thick door, 3/4" <= b < 1 3/16" decentration, 8mm split spindle | 1 |  | 1 Year | 436 | 0.15 | 370.6
31928 | Salto | AFB2PMW4A8 | AElement Fusion electronics, BLE / Mifare /DESfire white reader, 1 1/4" X 8" standard square faceplate, satin brass for use with 1 3/4" - 2 1/4" thick door, 3/4" <= b < 1 3/16" decentration, 8mm split spindle | 1 |  | 1 Year | 458 | 0.15 | 389.3
31929 | Salto | AFB7PMW4A8 | AElement Fusion electronics, BLE / Mifare /DESfire white reader, 1 1/16" X 7 5/8" special square faceplate, satin brass for use with 1 3/4" - 2 1/4" thick door, 3/4" <= b < 1 3/16" decentration, 8mm split spindle | 1 |  | 1 Year | 458 | 0.15 | 389.3
31930 | Salto | LA1T0770F22IM8LH | AElement Fusion ANSI mortise lock, includes privacy, door, and handle detectors, satin stainless, 1 1/4" X 8" standard square faceplate, 8mm split spindle, left handed | 1 |  | 1 Year | 237 | 0.15 | 201.45
31931 | Salto | LA1T0770F22IM8LH | AElement Fusion ANSI mortise lock, includes privacy, door, and handle detectors, satin stainless, 1 1/4" X 8" standard square faceplate, 8mm split spindle, left handed | 1 |  | 1 Year | 237 | 0.15 | 201.45
31932 | Salto | LA1T0770F22IM8LR | AElement Fusion ANSI mortise lock, includes privacy, door, and handle detectors, satin stainless, 1 1/4" X 8" standard square faceplate, 8mm split spindle, left hand reverse | 1 |  | 1 Year | 237 | 0.15 | 201.45
31933 | Salto | LA1T0770F22IM8LR | AElement Fusion ANSI mortise lock, includes privacy, door, and handle detectors, satin stainless, 1 1/4" X 8" standard square faceplate, 8mm split spindle, left hand reverse | 1 |  | 1 Year | 237 | 0.15 | 201.45
31934 | Salto | LA1T0770F22IM8RH | AElement Fusion ANSI mortise lock, includes privacy, door, and handle detectors, satin stainless, 1 1/4" X 8" standard square faceplate, 8mm split spindle, right handed | 1 |  | 1 Year | 237 | 0.15 | 201.45
31935 | Salto | LA1T0770F22IM8RH | AElement Fusion ANSI mortise lock, includes privacy, door, and handle detectors, satin stainless, 1 1/4" X 8" standard square faceplate, 8mm split spindle, right handed | 1 |  | 1 Year | 237 | 0.15 | 201.45
31936 | Salto | LA1T0770F22IM8RR | AElement Fusion ANSI mortise lock, includes privacy, door, and handle detectors, satin stainless, 1 1/4" X 8" standard square faceplate, 8mm split spindle, right hand reverse | 1 |  | 1 Year | 237 | 0.15 | 201.45
31937 | Salto | LA1T0770F22IM8RR | AElement Fusion ANSI mortise lock, includes privacy, door, and handle detectors, satin stainless, 1 1/4" X 8" standard square faceplate, 8mm split spindle, right hand reverse | 1 |  | 1 Year | 237 | 0.15 | 201.45
31938 | Salto | LA1T0770F22PM8LH | AElement Fusion ANSI mortise lock, includes privacy, door, and handle detectors, satin brass, 1 1/4" X 8" standard square faceplate, 8mm split spindle, left handed | 1 |  | 1 Year | 248 | 0.15 | 210.8
31939 | Salto | LA1T0770F22PM8LH | AElement Fusion ANSI mortise lock, includes privacy, door, and handle detectors, satin brass, 1 1/4" X 8" standard square faceplate, 8mm split spindle, left handed | 1 |  | 1 Year | 248 | 0.15 | 210.8
31940 | Salto | LA1T0770F22PM8LR | AElement Fusion ANSI mortise lock, includes privacy, door, and handle detectors, satin brass, 1 1/4" X 8" standard square faceplate, 8mm split spindle, left hand reverse | 1 |  | 1 Year | 248 | 0.15 | 210.8
31941 | Salto | LA1T0770F22PM8LR | AElement Fusion ANSI mortise lock, includes privacy, door, and handle detectors, satin brass, 1 1/4" X 8" standard square faceplate, 8mm split spindle, left hand reverse | 1 |  | 1 Year | 248 | 0.15 | 210.8
31942 | Salto | LA1T0770F22PM8RH | AElement Fusion ANSI mortise lock, includes privacy, door, and handle detectors, satin brass, 1 1/4" X 8" standard square faceplate, 8mm split spindle, right handed | 1 |  | 1 Year | 248 | 0.15 | 210.8
31943 | Salto | LA1T0770F22PM8RH | AElement Fusion ANSI mortise lock, includes privacy, door, and handle detectors, satin brass, 1 1/4" X 8" standard square faceplate, 8mm split spindle, right handed | 1 |  | 1 Year | 248 | 0.15 | 210.8
31944 | Salto | LA1T0770F22PM8RR | AElement Fusion ANSI mortise lock, includes privacy, door, and handle detectors, satin brass, 1 1/4" X 8" standard square faceplate, 8mm split spindle, right hand reverse | 1 |  | 1 Year | 248 | 0.15 | 210.8
31945 | Salto | LA1T0770F22PM8RR | AElement Fusion ANSI mortise lock, includes privacy, door, and handle detectors, satin brass, 1 1/4" X 8" standard square faceplate, 8mm split spindle, right hand reverse | 1 |  | 1 Year | 248 | 0.15 | 210.8
31946 | Salto | LA1T0770F24IM8LH | AElement Fusion ANSI mortise lock, includes privacy, door, override and handle detectors, satin stainless, 1 1/4" X 8" standard square faceplate, 8mm split spindle, left handed | 1 |  | 1 Year | 237 | 0.15 | 201.45
31947 | Salto | LA1T0770F24IM8LH | AElement Fusion ANSI mortise lock, includes privacy, door, override and handle detectors, satin stainless, 1 1/4" X 8" standard square faceplate, 8mm split spindle, left handed | 1 |  | 1 Year | 237 | 0.15 | 201.45
31948 | Salto | LA1T0770F24IM8LR | AElement Fusion ANSI mortise lock, includes privacy, door, override and handle detectors, satin stainless, 1 1/4" X 8" standard square faceplate, 8mm split spindle, left hand reverse | 1 |  | 1 Year | 237 | 0.15 | 201.45
31949 | Salto | LA1T0770F24IM8LR | AElement Fusion ANSI mortise lock, includes privacy, door, override and handle detectors, satin stainless, 1 1/4" X 8" standard square faceplate, 8mm split spindle, left hand reverse | 1 |  | 1 Year | 237 | 0.15 | 201.45
31950 | Salto | LA1T0770F24IM8RH | AElement Fusion ANSI mortise lock, includes privacy, door, override and handle detectors, satin stainless, 1 1/4" X 8" standard square faceplate, 8mm split spindle, right handed | 1 |  | 1 Year | 237 | 0.15 | 201.45
31951 | Salto | LA1T0770F24IM8RH | AElement Fusion ANSI mortise lock, includes privacy, door, override and handle detectors, satin stainless, 1 1/4" X 8" standard square faceplate, 8mm split spindle, right handed | 1 |  | 1 Year | 237 | 0.15 | 201.45
31952 | Salto | LA1T0770F24IM8RR | AElement Fusion ANSI mortise lock, includes privacy, door, override and handle detectors, satin stainless, 1 1/4" X 8" standard square faceplate, 8mm split spindle, right hand reverse | 1 |  | 1 Year | 237 | 0.15 | 201.45
31953 | Salto | LA1T0770F24IM8RR | AElement Fusion ANSI mortise lock, includes privacy, door, override and handle detectors, satin stainless, 1 1/4" X 8" standard square faceplate, 8mm split spindle, right hand reverse | 1 |  | 1 Year | 237 | 0.15 | 201.45
31954 | Salto | LA1T0770F24PM8LH | AElement Fusion ANSI mortise lock, includes privacy, door, override and handle detectors, satin brass, 1 1/4" X 8" standard square faceplate, 8mm split spindle, left handed | 1 |  | 1 Year | 248 | 0.15 | 210.8
31955 | Salto | LA1T0770F24PM8LH | AElement Fusion ANSI mortise lock, includes privacy, door, override and handle detectors, satin brass, 1 1/4" X 8" standard square faceplate, 8mm split spindle, left handed | 1 |  | 1 Year | 248 | 0.15 | 210.8
31956 | Salto | LA1T0770F24PM8LR | AElement Fusion ANSI mortise lock, includes privacy, door, override and handle detectors, satin brass, 1 1/4" X 8" standard square faceplate, 8mm split spindle, left hand reverse | 1 |  | 1 Year | 248 | 0.15 | 210.8
31957 | Salto | LA1T0770F24PM8LR | AElement Fusion ANSI mortise lock, includes privacy, door, override and handle detectors, satin brass, 1 1/4" X 8" standard square faceplate, 8mm split spindle, left hand reverse | 1 |  | 1 Year | 248 | 0.15 | 210.8
31958 | Salto | LA1T0770F24PM8RH | AElement Fusion ANSI mortise lock, includes privacy, door, override and handle detectors, satin brass, 1 1/4" X 8" standard square faceplate, 8mm split spindle, right handed | 1 |  | 1 Year | 248 | 0.15 | 210.8
31959 | Salto | LA1T0770F24PM8RH | AElement Fusion ANSI mortise lock, includes privacy, door, override and handle detectors, satin brass, 1 1/4" X 8" standard square faceplate, 8mm split spindle, right handed | 1 |  | 1 Year | 248 | 0.15 | 210.8
31960 | Salto | LA1T0770F24PM8RR | AElement Fusion ANSI mortise lock, includes privacy, door, override and handle detectors, satin brass, 1 1/4" X 8" standard square faceplate, 8mm split spindle, right hand reverse | 1 |  | 1 Year | 248 | 0.15 | 210.8
31961 | Salto | LA1T0770F24PM8RR | AElement Fusion ANSI mortise lock, includes privacy, door, override and handle detectors, satin brass, 1 1/4" X 8" standard square faceplate, 8mm split spindle, right hand reverse | 1 |  | 1 Year | 248 | 0.15 | 210.8
31962 | Salto | LA1T0770F72IM8LH | AElement Fusion ANSI mortise lock, includes privacy, door, and handle detectors, satin stainless, 1 1/16" X 7 5/8" special square faceplate, 8mm split spindle, left handed | 1 |  | 1 Year | 237 | 0.15 | 201.45
31963 | Salto | LA1T0770F72IM8LH | AElement Fusion ANSI mortise lock, includes privacy, door, and handle detectors, satin stainless, 1 1/16" X 7 5/8" special square faceplate, 8mm split spindle, left handed | 1 |  | 1 Year | 237 | 0.15 | 201.45
31964 | Salto | LA1T0770F72IM8LR | AElement Fusion ANSI mortise lock, includes privacy, door, and handle detectors, satin stainless, 1 1/16" X 7 5/8" special square faceplate, 8mm split spindle, left hand reverse | 1 |  | 1 Year | 237 | 0.15 | 201.45
31965 | Salto | LA1T0770F72IM8LR | AElement Fusion ANSI mortise lock, includes privacy, door, and handle detectors, satin stainless, 1 1/16" X 7 5/8" special square faceplate, 8mm split spindle, left hand reverse | 1 |  | 1 Year | 237 | 0.15 | 201.45
31966 | Salto | LA1T0770F72IM8RH | AElement Fusion ANSI mortise lock, includes privacy, door, and handle detectors, satin stainless, 1 1/16" X 7 5/8" special square faceplate, 8mm split spindle, right handed | 1 |  | 1 Year | 237 | 0.15 | 201.45
31967 | Salto | LA1T0770F72IM8RH | AElement Fusion ANSI mortise lock, includes privacy, door, and handle detectors, satin stainless, 1 1/16" X 7 5/8" special square faceplate, 8mm split spindle, right handed | 1 |  | 1 Year | 237 | 0.15 | 201.45
31968 | Salto | LA1T0770F72IM8RR | AElement Fusion ANSI mortise lock, includes privacy, door, and handle detectors, satin stainless, 1 1/16" X 7 5/8" special square faceplate, 8mm split spindle, right hand reverse | 1 |  | 1 Year | 237 | 0.15 | 201.45
31969 | Salto | LA1T0770F72IM8RR | AElement Fusion ANSI mortise lock, includes privacy, door, and handle detectors, satin stainless, 1 1/16" X 7 5/8" special square faceplate, 8mm split spindle, right hand reverse | 1 |  | 1 Year | 237 | 0.15 | 201.45
31970 | Salto | LA1T0770F72PM8LH | AElement Fusion ANSI mortise lock, includes privacy, door, and handle detectors, satin brass, 1 1/16" X 7 5/8" special square faceplate, 8mm split spindle, left handed | 1 |  | 1 Year | 248 | 0.15 | 210.8
31971 | Salto | LA1T0770F72PM8LH | AElement Fusion ANSI mortise lock, includes privacy, door, and handle detectors, satin brass, 1 1/16" X 7 5/8" special square faceplate, 8mm split spindle, left handed | 1 |  | 1 Year | 248 | 0.15 | 210.8
31972 | Salto | LA1T0770F72PM8LR | AElement Fusion ANSI mortise lock, includes privacy, door, and handle detectors, satin brass, 1 1/16" X 7 5/8" special square faceplate, 8mm split spindle, left hand reverse | 1 |  | 1 Year | 248 | 0.15 | 210.8
31973 | Salto | LA1T0770F72PM8LR | AElement Fusion ANSI mortise lock, includes privacy, door, and handle detectors, satin brass, 1 1/16" X 7 5/8" special square faceplate, 8mm split spindle, left hand reverse | 1 |  | 1 Year | 248 | 0.15 | 210.8
31974 | Salto | LA1T0770F72PM8RH | AElement Fusion ANSI mortise lock, includes privacy, door, and handle detectors, satin brass, 1 1/16" X 7 5/8" special square faceplate, 8mm split spindle, right handed | 1 |  | 1 Year | 248 | 0.15 | 210.8
31975 | Salto | LA1T0770F72PM8RH | AElement Fusion ANSI mortise lock, includes privacy, door, and handle detectors, satin brass, 1 1/16" X 7 5/8" special square faceplate, 8mm split spindle, right handed | 1 |  | 1 Year | 248 | 0.15 | 210.8
31976 | Salto | LA1T0770F72PM8RR | AElement Fusion ANSI mortise lock, includes privacy, door, and handle detectors, satin brass, 1 1/16" X 7 5/8" special square faceplate, 8mm split spindle, right hand reverse | 1 |  | 1 Year | 248 | 0.15 | 210.8
31977 | Salto | LA1T0770F72PM8RR | AElement Fusion ANSI mortise lock, includes privacy, door, and handle detectors, satin brass, 1 1/16" X 7 5/8" special square faceplate, 8mm split spindle, right hand reverse | 1 |  | 1 Year | 248 | 0.15 | 210.8
31978 | Salto | LA1T0770F74IM8LH | AElement Fusion ANSI mortise lock, includes privacy, door, override and handle detectors, satin stainless, 1 1/16" X 7 5/8" special square faceplate, 8mm split spindle, left handed | 1 |  | 1 Year | 237 | 0.15 | 201.45
31979 | Salto | LA1T0770F74IM8LH | AElement Fusion ANSI mortise lock, includes privacy, door, override and handle detectors, satin stainless, 1 1/16" X 7 5/8" special square faceplate, 8mm split spindle, left handed | 1 |  | 1 Year | 237 | 0.15 | 201.45
31980 | Salto | LA1T0770F74IM8LR | AElement Fusion ANSI mortise lock, includes privacy, door, override and handle detectors, satin stainless, 1 1/16" X 7 5/8" special square faceplate, 8mm split spindle, left hand reverse | 1 |  | 1 Year | 237 | 0.15 | 201.45
31981 | Salto | LA1T0770F74IM8LR | AElement Fusion ANSI mortise lock, includes privacy, door, override and handle detectors, satin stainless, 1 1/16" X 7 5/8" special square faceplate, 8mm split spindle, left hand reverse | 1 |  | 1 Year | 237 | 0.15 | 201.45
31982 | Salto | LA1T0770F74IM8RH | AElement Fusion ANSI mortise lock, includes privacy, door, override and handle detectors, satin stainless, 1 1/16" X 7 5/8" special square faceplate, 8mm split spindle, right handed | 1 |  | 1 Year | 237 | 0.15 | 201.45
31983 | Salto | LA1T0770F74IM8RH | AElement Fusion ANSI mortise lock, includes privacy, door, override and handle detectors, satin stainless, 1 1/16" X 7 5/8" special square faceplate, 8mm split spindle, right handed | 1 |  | 1 Year | 237 | 0.15 | 201.45
31984 | Salto | LA1T0770F74IM8RR | AElement Fusion ANSI mortise lock, includes privacy, door, override and handle detectors, satin stainless, 1 1/16" X 7 5/8" special square faceplate, 8mm split spindle, right hand reverse | 1 |  | 1 Year | 237 | 0.15 | 201.45
31985 | Salto | LA1T0770F74IM8RR | AElement Fusion ANSI mortise lock, includes privacy, door, override and handle detectors, satin stainless, 1 1/16" X 7 5/8" special square faceplate, 8mm split spindle, right hand reverse | 1 |  | 1 Year | 237 | 0.15 | 201.45
31986 | Salto | LA1T0770F74PM8LH | AElement Fusion ANSI mortise lock, includes privacy, door, override and handle detectors, satin brass, 1 1/16" X 7 5/8" special square faceplate, 8mm split spindle, left handed | 1 |  | 1 Year | 248 | 0.15 | 210.8
31987 | Salto | LA1T0770F74PM8LH | AElement Fusion ANSI mortise lock, includes privacy, door, override and handle detectors, satin brass, 1 1/16" X 7 5/8" special square faceplate, 8mm split spindle, left handed | 1 |  | 1 Year | 248 | 0.15 | 210.8
31988 | Salto | LA1T0770F74PM8LR | AElement Fusion ANSI mortise lock, includes privacy, door, override and handle detectors, satin brass, 1 1/16" X 7 5/8" special square faceplate, 8mm split spindle, left hand reverse | 1 |  | 1 Year | 248 | 0.15 | 210.8
31989 | Salto | LA1T0770F74PM8LR | AElement Fusion ANSI mortise lock, includes privacy, door, override and handle detectors, satin brass, 1 1/16" X 7 5/8" special square faceplate, 8mm split spindle, left hand reverse | 1 |  | 1 Year | 248 | 0.15 | 210.8
31990 | Salto | LA1T0770F74PM8RH | AElement Fusion ANSI mortise lock, includes privacy, door, override and handle detectors, satin brass, 1 1/16" X 7 5/8" special square faceplate, 8mm split spindle, right handed | 1 |  | 1 Year | 248 | 0.15 | 210.8
31991 | Salto | LA1T0770F74PM8RH | AElement Fusion ANSI mortise lock, includes privacy, door, override and handle detectors, satin brass, 1 1/16" X 7 5/8" special square faceplate, 8mm split spindle, right handed | 1 |  | 1 Year | 248 | 0.15 | 210.8
31992 | Salto | LA1T0770F74PM8RR | AElement Fusion ANSI mortise lock, includes privacy, door, override and handle detectors, satin brass, 1 1/16" X 7 5/8" special square faceplate, 8mm split spindle, right hand reverse | 1 |  | 1 Year | 248 | 0.15 | 210.8
31993 | Salto | LA1T0770F74PM8RR | AElement Fusion ANSI mortise lock, includes privacy, door, override and handle detectors, satin brass, 1 1/16" X 7 5/8" special square faceplate, 8mm split spindle, right hand reverse | 1 |  | 1 Year | 248 | 0.15 | 210.8
31994 | Salto | LA1T1770F22IM8LH | Aelement Fusion ANSI mortise lock w/ deadbolt, includes privacy, door, and handle detectors, satin stainless, 1 1/4" X 8" standard square faceplate, 8mm split spindle, left handed | 1 |  | 1 Year | 237 | 0.15 | 201.45
31995 | Salto | LA1T1770F22IM8LH | Aelement Fusion ANSI mortise lock w/ deadbolt, includes privacy, door, and handle detectors, satin stainless, 1 1/4" X 8" standard square faceplate, 8mm split spindle, left handed | 1 |  | 1 Year | 237 | 0.15 | 201.45
31996 | Salto | LA1T1770F22IM8LR | Aelement Fusion ANSI mortise lock w/ deadbolt, includes privacy, door, and handle detectors, satin stainless, 1 1/4" X 8" standard square faceplate, 8mm split spindle, left hand reverse | 1 |  | 1 Year | 237 | 0.15 | 201.45
31997 | Salto | LA1T1770F22IM8LR | Aelement Fusion ANSI mortise lock w/ deadbolt, includes privacy, door, and handle detectors, satin stainless, 1 1/4" X 8" standard square faceplate, 8mm split spindle, left hand reverse | 1 |  | 1 Year | 237 | 0.15 | 201.45
31998 | Salto | LA1T1770F22IM8RH | Aelement Fusion ANSI mortise lock w/ deadbolt, includes privacy, door, and handle detectors, satin stainless, 1 1/4" X 8" standard square faceplate, 8mm split spindle, right handed | 1 |  | 1 Year | 237 | 0.15 | 201.45
31999 | Salto | LA1T1770F22IM8RH | Aelement Fusion ANSI mortise lock w/ deadbolt, includes privacy, door, and handle detectors, satin stainless, 1 1/4" X 8" standard square faceplate, 8mm split spindle, right handed | 1 |  | 1 Year | 237 | 0.15 | 201.45
32000 | Salto | LA1T1770F22IM8RR | Aelement Fusion ANSI mortise lock w/ deadbolt, includes privacy, door, and handle detectors, satin stainless, 1 1/4" X 8" standard square faceplate, 8mm split spindle, right hand reverse | 1 |  | 1 Year | 237 | 0.15 | 201.45
32001 | Salto | LA1T1770F22IM8RR | Aelement Fusion ANSI mortise lock w/ deadbolt, includes privacy, door, and handle detectors, satin stainless, 1 1/4" X 8" standard square faceplate, 8mm split spindle, right hand reverse | 1 |  | 1 Year | 237 | 0.15 | 201.45
32002 | Salto | LA1T1770F22PM8LH | Aelement Fusion ANSI mortise lock w/ deadbolt, includes privacy, door, and handle detectors, satin brass, 1 1/4" X 8" standard square faceplate, 8mm split spindle, left handed | 1 |  | 1 Year | 248 | 0.15 | 210.8
32003 | Salto | LA1T1770F22PM8LH | Aelement Fusion ANSI mortise lock w/ deadbolt, includes privacy, door, and handle detectors, satin brass, 1 1/4" X 8" standard square faceplate, 8mm split spindle, left handed | 1 |  | 1 Year | 248 | 0.15 | 210.8
32004 | Salto | LA1T1770F22PM8LR | Aelement Fusion ANSI mortise lock w/ deadbolt, includes privacy, door, and handle detectors, satin brass, 1 1/4" X 8" standard square faceplate, 8mm split spindle, left hand reverse | 1 |  | 1 Year | 248 | 0.15 | 210.8
32005 | Salto | LA1T1770F22PM8LR | Aelement Fusion ANSI mortise lock w/ deadbolt, includes privacy, door, and handle detectors, satin brass, 1 1/4" X 8" standard square faceplate, 8mm split spindle, left hand reverse | 1 |  | 1 Year | 248 | 0.15 | 210.8
32006 | Salto | LA1T1770F22PM8RH | Aelement Fusion ANSI mortise lock w/ deadbolt, includes privacy, door, and handle detectors, satin brass, 1 1/4" X 8" standard square faceplate, 8mm split spindle, right handed | 1 |  | 1 Year | 248 | 0.15 | 210.8
32007 | Salto | LA1T1770F22PM8RH | Aelement Fusion ANSI mortise lock w/ deadbolt, includes privacy, door, and handle detectors, satin brass, 1 1/4" X 8" standard square faceplate, 8mm split spindle, right handed | 1 |  | 1 Year | 248 | 0.15 | 210.8
32008 | Salto | LA1T1770F22PM8RR | Aelement Fusion ANSI mortise lock w/ deadbolt, includes privacy, door, and handle detectors, satin brass, 1 1/4" X 8" standard square faceplate, 8mm split spindle, right hand reverse | 1 |  | 1 Year | 248 | 0.15 | 210.8
32009 | Salto | LA1T1770F22PM8RR | Aelement Fusion ANSI mortise lock w/ deadbolt, includes privacy, door, and handle detectors, satin brass, 1 1/4" X 8" standard square faceplate, 8mm split spindle, right hand reverse | 1 |  | 1 Year | 248 | 0.15 | 210.8
32010 | Salto | LA1T1770F24IM8LH | Aelement Fusion ANSI mortise lock w/ deadbolt, includes privacy, door, override and handle detectors, satin stainless, 1 1/4" X 8" standard square faceplate, 8mm split spindle, left handed | 1 |  | 1 Year | 237 | 0.15 | 201.45
32011 | Salto | LA1T1770F24IM8LH | Aelement Fusion ANSI mortise lock w/ deadbolt, includes privacy, door, override and handle detectors, satin stainless, 1 1/4" X 8" standard square faceplate, 8mm split spindle, left handed | 1 |  | 1 Year | 237 | 0.15 | 201.45
32012 | Salto | LA1T1770F24IM8LR | Aelement Fusion ANSI mortise lock w/ deadbolt, includes privacy, door, override and handle detectors, satin stainless, 1 1/4" X 8" standard square faceplate, 8mm split spindle, left hand reverse | 1 |  | 1 Year | 237 | 0.15 | 201.45
32013 | Salto | LA1T1770F24IM8LR | Aelement Fusion ANSI mortise lock w/ deadbolt, includes privacy, door, override and handle detectors, satin stainless, 1 1/4" X 8" standard square faceplate, 8mm split spindle, left hand reverse | 1 |  | 1 Year | 237 | 0.15 | 201.45
32014 | Salto | LA1T1770F24IM8RH | Aelement Fusion ANSI mortise lock w/ deadbolt, includes privacy, door, override and handle detectors, satin stainless, 1 1/4" X 8" standard square faceplate, 8mm split spindle, right handed | 1 |  | 1 Year | 237 | 0.15 | 201.45
32015 | Salto | LA1T1770F24IM8RH | Aelement Fusion ANSI mortise lock w/ deadbolt, includes privacy, door, override and handle detectors, satin stainless, 1 1/4" X 8" standard square faceplate, 8mm split spindle, right handed | 1 |  | 1 Year | 237 | 0.15 | 201.45
32016 | Salto | LA1T1770F24IM8RR | Aelement Fusion ANSI mortise lock w/ deadbolt, includes privacy, door, override and handle detectors, satin stainless, 1 1/4" X 8" standard square faceplate, 8mm split spindle, right hand reverse | 1 |  | 1 Year | 237 | 0.15 | 201.45
32017 | Salto | LA1T1770F24IM8RR | Aelement Fusion ANSI mortise lock w/ deadbolt, includes privacy, door, override and handle detectors, satin stainless, 1 1/4" X 8" standard square faceplate, 8mm split spindle, right hand reverse | 1 |  | 1 Year | 237 | 0.15 | 201.45
32018 | Salto | LA1T1770F24PM8LH | Aelement Fusion ANSI mortise lock w/ deadbolt, includes privacy, door, override and handle detectors, satin brass, 1 1/4" X 8" standard square faceplate, 8mm split spindle, left handed | 1 |  | 1 Year | 248 | 0.15 | 210.8
32019 | Salto | LA1T1770F24PM8LH | Aelement Fusion ANSI mortise lock w/ deadbolt, includes privacy, door, override and handle detectors, satin brass, 1 1/4" X 8" standard square faceplate, 8mm split spindle, left handed | 1 |  | 1 Year | 248 | 0.15 | 210.8
32020 | Salto | LA1T1770F24PM8LR | Aelement Fusion ANSI mortise lock w/ deadbolt, includes privacy, door, override and handle detectors, satin brass, 1 1/4" X 8" standard square faceplate, 8mm split spindle, left hand reverse | 1 |  | 1 Year | 248 | 0.15 | 210.8
32021 | Salto | LA1T1770F24PM8LR | Aelement Fusion ANSI mortise lock w/ deadbolt, includes privacy, door, override and handle detectors, satin brass, 1 1/4" X 8" standard square faceplate, 8mm split spindle, left hand reverse | 1 |  | 1 Year | 248 | 0.15 | 210.8
32022 | Salto | LA1T1770F24PM8RH | Aelement Fusion ANSI mortise lock w/ deadbolt, includes privacy, door, override and handle detectors, satin brass, 1 1/4" X 8" standard square faceplate, 8mm split spindle, right handed | 1 |  | 1 Year | 248 | 0.15 | 210.8
32023 | Salto | LA1T1770F24PM8RH | Aelement Fusion ANSI mortise lock w/ deadbolt, includes privacy, door, override and handle detectors, satin brass, 1 1/4" X 8" standard square faceplate, 8mm split spindle, right handed | 1 |  | 1 Year | 248 | 0.15 | 210.8
32024 | Salto | LA1T1770F24PM8RR | Aelement Fusion ANSI mortise lock w/ deadbolt, includes privacy, door, override and handle detectors, satin brass, 1 1/4" X 8" standard square faceplate, 8mm split spindle, right hand reverse | 1 |  | 1 Year | 248 | 0.15 | 210.8
32025 | Salto | LA1T1770F24PM8RR | Aelement Fusion ANSI mortise lock w/ deadbolt, includes privacy, door, override and handle detectors, satin brass, 1 1/4" X 8" standard square faceplate, 8mm split spindle, right hand reverse | 1 |  | 1 Year | 248 | 0.15 | 210.8
32026 | Salto | LA1T1770F72IM8LH | Aelement Fusion ANSI mortise lock w/ deadbolt, includes privacy, door, and handle detectors, satin stainless, 1 1/16" X 7 5/8" special square faceplate, 8mm split spindle, left handed | 1 |  | 1 Year | 237 | 0.15 | 201.45
32027 | Salto | LA1T1770F72IM8LH | Aelement Fusion ANSI mortise lock w/ deadbolt, includes privacy, door, and handle detectors, satin stainless, 1 1/16" X 7 5/8" special square faceplate, 8mm split spindle, left handed | 1 |  | 1 Year | 237 | 0.15 | 201.45
32028 | Salto | LA1T1770F72IM8LR | Aelement Fusion ANSI mortise lock w/ deadbolt, includes privacy, door, and handle detectors, satin stainless, 1 1/16" X 7 5/8" special square faceplate, 8mm split spindle, left hand reverse | 1 |  | 1 Year | 237 | 0.15 | 201.45
32029 | Salto | LA1T1770F72IM8LR | Aelement Fusion ANSI mortise lock w/ deadbolt, includes privacy, door, and handle detectors, satin stainless, 1 1/16" X 7 5/8" special square faceplate, 8mm split spindle, left hand reverse | 1 |  | 1 Year | 237 | 0.15 | 201.45
32030 | Salto | LA1T1770F72IM8RH | Aelement Fusion ANSI mortise lock w/ deadbolt, includes privacy, door, and handle detectors, satin stainless, 1 1/16" X 7 5/8" special square faceplate, 8mm split spindle, right handed | 1 |  | 1 Year | 237 | 0.15 | 201.45
32031 | Salto | LA1T1770F72IM8RH | Aelement Fusion ANSI mortise lock w/ deadbolt, includes privacy, door, and handle detectors, satin stainless, 1 1/16" X 7 5/8" special square faceplate, 8mm split spindle, right handed | 1 |  | 1 Year | 237 | 0.15 | 201.45
32032 | Salto | LA1T1770F72IM8RR | Aelement Fusion ANSI mortise lock w/ deadbolt, includes privacy, door, and handle detectors, satin stainless, 1 1/16" X 7 5/8" special square faceplate, 8mm split spindle, right hand reverse | 1 |  | 1 Year | 237 | 0.15 | 201.45
32033 | Salto | LA1T1770F72IM8RR | Aelement Fusion ANSI mortise lock w/ deadbolt, includes privacy, door, and handle detectors, satin stainless, 1 1/16" X 7 5/8" special square faceplate, 8mm split spindle, right hand reverse | 1 |  | 1 Year | 237 | 0.15 | 201.45
32034 | Salto | LA1T1770F72PM8LH | Aelement Fusion ANSI mortise lock w/ deadbolt, includes privacy, door, and handle detectors, satin brass, 1 1/16" X 7 5/8" special square faceplate, 8mm split spindle, left handed | 1 |  | 1 Year | 248 | 0.15 | 210.8
32035 | Salto | LA1T1770F72PM8LH | Aelement Fusion ANSI mortise lock w/ deadbolt, includes privacy, door, and handle detectors, satin brass, 1 1/16" X 7 5/8" special square faceplate, 8mm split spindle, left handed | 1 |  | 1 Year | 248 | 0.15 | 210.8
32036 | Salto | LA1T1770F72PM8LR | Aelement Fusion ANSI mortise lock w/ deadbolt, includes privacy, door, and handle detectors, satin brass, 1 1/16" X 7 5/8" special square faceplate, 8mm split spindle, left hand reverse | 1 |  | 1 Year | 248 | 0.15 | 210.8
32037 | Salto | LA1T1770F72PM8LR | Aelement Fusion ANSI mortise lock w/ deadbolt, includes privacy, door, and handle detectors, satin brass, 1 1/16" X 7 5/8" special square faceplate, 8mm split spindle, left hand reverse | 1 |  | 1 Year | 248 | 0.15 | 210.8
32038 | Salto | LA1T1770F72PM8RH | Aelement Fusion ANSI mortise lock w/ deadbolt, includes privacy, door, and handle detectors, satin brass, 1 1/16" X 7 5/8" special square faceplate, 8mm split spindle, right handed | 1 |  | 1 Year | 248 | 0.15 | 210.8
32039 | Salto | LA1T1770F72PM8RH | Aelement Fusion ANSI mortise lock w/ deadbolt, includes privacy, door, and handle detectors, satin brass, 1 1/16" X 7 5/8" special square faceplate, 8mm split spindle, right handed | 1 |  | 1 Year | 248 | 0.15 | 210.8
32040 | Salto | LA1T1770F72PM8RR | Aelement Fusion ANSI mortise lock w/ deadbolt, includes privacy, door, and handle detectors, satin brass, 1 1/16" X 7 5/8" special square faceplate, 8mm split spindle, right hand reverse | 1 |  | 1 Year | 248 | 0.15 | 210.8
32041 | Salto | LA1T1770F72PM8RR | Aelement Fusion ANSI mortise lock w/ deadbolt, includes privacy, door, and handle detectors, satin brass, 1 1/16" X 7 5/8" special square faceplate, 8mm split spindle, right hand reverse | 1 |  | 1 Year | 248 | 0.15 | 210.8
32042 | Salto | LA1T1770F74IM8LH | Aelement Fusion ANSI mortise lock w/ deadbolt, includes privacy, door, override and handle detectors, satin stainless, 1 1/16" X 7 5/8" special square faceplate, 8mm split spindle, left handed | 1 |  | 1 Year | 237 | 0.15 | 201.45
32043 | Salto | LA1T1770F74IM8LH | Aelement Fusion ANSI mortise lock w/ deadbolt, includes privacy, door, override and handle detectors, satin stainless, 1 1/16" X 7 5/8" special square faceplate, 8mm split spindle, left handed | 1 |  | 1 Year | 237 | 0.15 | 201.45
32044 | Salto | LA1T1770F74IM8LR | Aelement Fusion ANSI mortise lock w/ deadbolt, includes privacy, door, override and handle detectors, satin stainless, 1 1/16" X 7 5/8" special square faceplate, 8mm split spindle, left hand reverse | 1 |  | 1 Year | 237 | 0.15 | 201.45
32045 | Salto | LA1T1770F74IM8LR | Aelement Fusion ANSI mortise lock w/ deadbolt, includes privacy, door, override and handle detectors, satin stainless, 1 1/16" X 7 5/8" special square faceplate, 8mm split spindle, left hand reverse | 1 |  | 1 Year | 237 | 0.15 | 201.45
32046 | Salto | LA1T1770F74IM8RH | Aelement Fusion ANSI mortise lock w/ deadbolt, includes privacy, door, override and handle detectors, satin stainless, 1 1/16" X 7 5/8" special square faceplate, 8mm split spindle, right handed | 1 |  | 1 Year | 237 | 0.15 | 201.45
32047 | Salto | LA1T1770F74IM8RH | Aelement Fusion ANSI mortise lock w/ deadbolt, includes privacy, door, override and handle detectors, satin stainless, 1 1/16" X 7 5/8" special square faceplate, 8mm split spindle, right handed | 1 |  | 1 Year | 237 | 0.15 | 201.45
32048 | Salto | LA1T1770F74IM8RR | Aelement Fusion ANSI mortise lock w/ deadbolt, includes privacy, door, override and handle detectors, satin stainless, 1 1/16" X 7 5/8" special square faceplate, 8mm split spindle, right hand reverse | 1 |  | 1 Year | 237 | 0.15 | 201.45
32049 | Salto | LA1T1770F74IM8RR | Aelement Fusion ANSI mortise lock w/ deadbolt, includes privacy, door, override and handle detectors, satin stainless, 1 1/16" X 7 5/8" special square faceplate, 8mm split spindle, right hand reverse | 1 |  | 1 Year | 237 | 0.15 | 201.45
32050 | Salto | LA1T1770F74PM8LH | Aelement Fusion ANSI mortise lock w/ deadbolt, includes privacy, door, override and handle detectors, satin brass, 1 1/16" X 7 5/8" special square faceplate, 8mm split spindle, left handed | 1 |  | 1 Year | 248 | 0.15 | 210.8
32051 | Salto | LA1T1770F74PM8LH | Aelement Fusion ANSI mortise lock w/ deadbolt, includes privacy, door, override and handle detectors, satin brass, 1 1/16" X 7 5/8" special square faceplate, 8mm split spindle, left handed | 1 |  | 1 Year | 248 | 0.15 | 210.8
32052 | Salto | LA1T1770F74PM8LR | Aelement Fusion ANSI mortise lock w/ deadbolt, includes privacy, door, override and handle detectors, satin brass, 1 1/16" X 7 5/8" special square faceplate, 8mm split spindle, left hand reverse | 1 |  | 1 Year | 248 | 0.15 | 210.8
32053 | Salto | LA1T1770F74PM8LR | Aelement Fusion ANSI mortise lock w/ deadbolt, includes privacy, door, override and handle detectors, satin brass, 1 1/16" X 7 5/8" special square faceplate, 8mm split spindle, left hand reverse | 1 |  | 1 Year | 248 | 0.15 | 210.8
32054 | Salto | LA1T1770F74PM8RH | Aelement Fusion ANSI mortise lock w/ deadbolt, includes privacy, door, override and handle detectors, satin brass, 1 1/16" X 7 5/8" special square faceplate, 8mm split spindle, right handed | 1 |  | 1 Year | 248 | 0.15 | 210.8
32055 | Salto | LA1T1770F74PM8RH | Aelement Fusion ANSI mortise lock w/ deadbolt, includes privacy, door, override and handle detectors, satin brass, 1 1/16" X 7 5/8" special square faceplate, 8mm split spindle, right handed | 1 |  | 1 Year | 248 | 0.15 | 210.8
32056 | Salto | LA1T1770F74PM8RR | Aelement Fusion ANSI mortise lock w/ deadbolt, includes privacy, door, override and handle detectors, satin brass, 1 1/16" X 7 5/8" special square faceplate, 8mm split spindle, right hand reverse | 1 |  | 1 Year | 248 | 0.15 | 210.8
32057 | Salto | LA1T1770F74PM8RR | Aelement Fusion ANSI mortise lock w/ deadbolt, includes privacy, door, override and handle detectors, satin brass, 1 1/16" X 7 5/8" special square faceplate, 8mm split spindle, right hand reverse | 1 |  | 1 Year | 248 | 0.15 | 210.8
32058 | Salto | AE90IABA3A8- | Aelement electronics, wire-free SVN Mifare / DESFire black reader, antique brass trim, antracite control/battery cover, 1 3/8" - 1 3/4" thick standard door, 5/8" <= b < 1 3/16" decentration, 8mm spindle | 1 |  | 1 Year | 376.4 | 0.15 | 319.94
32059 | Salto | AE90IABA3A8W | Aelement electronics, RF wireless Mifare / DESFire black reader, antique brass trim, antracite control/battery cover, 1 3/8" - 1 3/4" thick standard door, 5/8" <= b < 1 3/16" decentration, 8mm spindle | 1 |  | 1 Year | 501.85 | 0.15 | 426.5725
32060 | Salto | AE90IABA4A8- | Aelement electronics, wire-free SVN Mifare / DESFire black reader, antique brass trim, antracite control/battery cover, 1 3/4" - 2 1/4" thick door, 3/4" <= b < 1 3/16" decentration, 8mm spindle | 1 |  | 1 Year | 376.4 | 0.15 | 319.94
32061 | Salto | AE90IABA4A8W | Aelement electronics, RF wireless Mifare / DESFire black reader, antique brass trim, antracite control/battery cover, 1 3/4" - 2 1/4" thick door, 3/4" <= b < 1 3/16" decentration, 8mm spindle | 1 |  | 1 Year | 501.85 | 0.15 | 426.5725
32062 | Salto | AE90IABC3A8- | Aelement electronics, wire-free SVN Mifare / DESFire black reader, antique brass trim, gold control/battery cover, 1 3/8" - 1 3/4" thick standard door, 5/8" <= b < 1 3/16" decentration, 8mm spindle | 1 |  | 1 Year | 376.4 | 0.15 | 319.94
32063 | Salto | AE90IABC3A8W | Aelement electronics, RF wireless Mifare / DESFire black reader, antique brass trim, gold control/battery cover, 1 3/8" - 1 3/4" thick standard door, 5/8" <= b < 1 3/16" decentration, 8mm spindle | 1 |  | 1 Year | 501.85 | 0.15 | 426.5725
32064 | Salto | AE90IABC4A8- | Aelement electronics, wire-free SVN Mifare / DESFire black reader, antique brass trim, gold control/battery cover, 1 3/4" - 2 1/4" thick door, 3/4" <= b < 1 3/16" decentration, 8mm spindle | 1 |  | 1 Year | 376.4 | 0.15 | 319.94
32065 | Salto | AE90IABC4A8W | Aelement electronics, RF wireless Mifare / DESFire black reader, antique brass trim, gold control/battery cover, 1 3/4" - 2 1/4" thick door, 3/4" <= b < 1 3/16" decentration, 8mm spindle | 1 |  | 1 Year | 501.85 | 0.15 | 426.5725
32066 | Salto | AE90IABG3A8- | Aelement electronics, wire-free SVN Mifare / DESFire black reader, antique brass trim, light grey control/battery holder, 1 3/8" - 1 3/4" thick standard door, 5/8" <= b < 1 3/16" decentration, 8mm spindle | 1 |  | 1 Year | 376.4 | 0.15 | 319.94
32067 | Salto | AE90IABG3A8W | Aelement electronics, RF wireless Mifare / DESFire black reader, antique brass trim, light grey control/battery holder, 1 3/8" - 1 3/4" thick standard door, 5/8" <= b < 1 3/16" decentration, 8mm spindle | 1 |  | 1 Year | 501.85 | 0.15 | 426.5725
32068 | Salto | AE90IABG4A8- | Aelement electronics, wire-free SVN Mifare / DESFire black reader, antique brass trim, light grey control/battery holder, 1 3/4" - 2 1/4" thick door, 3/4" <= b < 1 3/16" decentration, 8mm spindle | 1 |  | 1 Year | 376.4 | 0.15 | 319.94
32069 | Salto | AE90IABG4A8W | Aelement electronics, RF wireless Mifare / DESFire black reader, antique brass trim, light grey control/battery holder, 1 3/4" - 2 1/4" thick door, 3/4" <= b < 1 3/16" decentration, 8mm spindle | 1 |  | 1 Year | 501.85 | 0.15 | 426.5725
32070 | Salto | AE90IABI3A8- | Aelement electronics, wire-free SVN Mifare / DESFire black reader, antique brass trim, Ion blue control/battery cover, 1 3/8" - 1 3/4" thick standard door, 5/8" <= b < 1 3/16" decentration, 8mm spindle | 1 |  | 1 Year | 376.4 | 0.15 | 319.94
32071 | Salto | AE90IABI3A8W | Aelement electronics, RF wireless Mifare / DESFire black reader, antique brass trim, Ion blue control/battery cover, 1 3/8" - 1 3/4" thick standard door, 5/8" <= b < 1 3/16" decentration, 8mm spindle | 1 |  | 1 Year | 501.85 | 0.15 | 426.5725
32072 | Salto | AE90IABI4A8- | Aelement electronics, wire-free SVN Mifare / DESFire black reader, antique brass trim, Ion blue control/battery cover, 1 3/4" - 2 1/4" thick door, 3/4" <= b < 1 3/16" decentration, 8mm spindle | 1 |  | 1 Year | 376.4 | 0.15 | 319.94
32073 | Salto | AE90IABI4A8W | Aelement electronics, RF wireless Mifare / DESFire black reader, antique brass trim, Ion blue control/battery cover, 1 3/4" - 2 1/4" thick door, 3/4" <= b < 1 3/16" decentration, 8mm spindle | 1 |  | 1 Year | 501.85 | 0.15 | 426.5725
32074 | Salto | AE90IAWA3A8- | Aelement electronics, wire-free SVN Mifare / DESFire white reader, antique brass trim, antracite control/battery cover, 1 3/8" - 1 3/4" thick standard door, 5/8" <= b < 1 3/16" decentration, 8mm spindle | 1 |  | 1 Year | 376.4 | 0.15 | 319.94
32075 | Salto | AE90IAWA3A8W | Aelement electronics, RF wireless Mifare / DESFire white reader, antique brass trim, antracite control/battery cover, 1 3/8" - 1 3/4" thick standard door, 5/8" <= b < 1 3/16" decentration, 8mm spindle | 1 |  | 1 Year | 501.85 | 0.15 | 426.5725
32076 | Salto | AE90IAWA4A8- | Aelement electronics, wire-free SVN Mifare / DESFire white reader, antique brass trim, antracite control/battery cover, 1 3/4" - 2 1/4" thick door, 3/4" <= b < 1 3/16" decentration, 8mm spindle | 1 |  | 1 Year | 376.4 | 0.15 | 319.94
32077 | Salto | AE90IAWA4A8W | Aelement electronics, RF wireless Mifare / DESFire white reader, antique brass trim, antracite control/battery cover, 1 3/4" - 2 1/4" thick door, 3/4" <= b < 1 3/16" decentration, 8mm spindle | 1 |  | 1 Year | 501.85 | 0.15 | 426.5725
32078 | Salto | AE90IAWC3A8- | Aelement electronics, wire-free SVN Mifare / DESFire white reader, antique brass trim, gold control/battery cover, 1 3/8" - 1 3/4" thick standard door, 5/8" <= b < 1 3/16" decentration, 8mm spindle | 1 |  | 1 Year | 376.4 | 0.15 | 319.94
32079 | Salto | AE90IAWC3A8W | Aelement electronics, RF wireless Mifare / DESFire white reader, antique brass trim, gold control/battery cover, 1 3/8" - 1 3/4" thick standard door, 5/8" <= b < 1 3/16" decentration, 8mm spindle | 1 |  | 1 Year | 501.85 | 0.15 | 426.5725
32080 | Salto | AE90IAWC4A8- | Aelement electronics, wire-free SVN Mifare / DESFire white reader, antique brass trim, gold control/battery cover, 1 3/4" - 2 1/4" thick door, 3/4" <= b < 1 3/16" decentration, 8mm spindle | 1 |  | 1 Year | 376.4 | 0.15 | 319.94
32081 | Salto | AE90IAWC4A8W | Aelement electronics, RF wireless Mifare / DESFire white reader, antique brass trim, gold control/battery cover, 1 3/4" - 2 1/4" thick door, 3/4" <= b < 1 3/16" decentration, 8mm spindle | 1 |  | 1 Year | 501.85 | 0.15 | 426.5725
32082 | Salto | AE90IAWG3A8- | Aelement electronics, wire-free SVN Mifare / DESFire white reader, antique brass trim, light grey control/battery holder, 1 3/8" - 1 3/4" thick standard door, 5/8" <= b < 1 3/16" decentration, 8mm spindle | 1 |  | 1 Year | 376.4 | 0.15 | 319.94
32083 | Salto | AE90IAWG3A8W | Aelement electronics, RF wireless Mifare / DESFire white reader, antique brass trim, light grey control/battery holder, 1 3/8" - 1 3/4" thick standard door, 5/8" <= b < 1 3/16" decentration, 8mm spindle | 1 |  | 1 Year | 501.85 | 0.15 | 426.5725
32084 | Salto | AE90IAWG4A8- | Aelement electronics, wire-free SVN Mifare / DESFire white reader, antique brass trim, light grey control/battery holder, 1 3/4" - 2 1/4" thick door, 3/4" <= b < 1 3/16" decentration, 8mm spindle | 1 |  | 1 Year | 376.4 | 0.15 | 319.94
32085 | Salto | AE90IAWG4A8W | Aelement electronics, RF wireless Mifare / DESFire white reader, antique brass trim, light grey control/battery holder, 1 3/4" - 2 1/4" thick door, 3/4" <= b < 1 3/16" decentration, 8mm spindle | 1 |  | 1 Year | 501.85 | 0.15 | 426.5725
32086 | Salto | AE90IAWI3A8- | Aelement electronics, wire-free SVN Mifare / DESFire white reader, antique brass trim, Ion blue control/battery cover, 1 3/8" - 1 3/4" thick standard door, 5/8" <= b < 1 3/16" decentration, 8mm spindle | 1 |  | 1 Year | 376.4 | 0.15 | 319.94
32087 | Salto | AE90IAWI3A8W | Aelement electronics, RF wireless Mifare / DESFire white reader, antique brass trim, Ion blue control/battery cover, 1 3/8" - 1 3/4" thick standard door, 5/8" <= b < 1 3/16" decentration, 8mm spindle | 1 |  | 1 Year | 501.85 | 0.15 | 426.5725
32088 | Salto | AE90IAWI4A8- | Aelement electronics, wire-free SVN Mifare / DESFire white reader, antique brass trim, Ion blue control/battery cover, 1 3/4" - 2 1/4" thick door, 3/4" <= b < 1 3/16" decentration, 8mm spindle | 1 |  | 1 Year | 376.4 | 0.15 | 319.94
32089 | Salto | AE90IAWI4A8W | Aelement electronics, RF wireless Mifare / DESFire white reader, antique brass trim, Ion blue control/battery cover, 1 3/4" - 2 1/4" thick door, 3/4" <= b < 1 3/16" decentration, 8mm spindle | 1 |  | 1 Year | 501.85 | 0.15 | 426.5725
32090 | Salto | AE90IMBA3A8- | Aelement electronics, wire-free SVN Mifare / DESFire black reader, satin stainless trim, antracite control/battery cover, 1 3/8" - 1 3/4" thick standard door, 5/8" <= b < 1 3/16" decentration, 8mm spindle | 1 |  | 1 Year | 357 | 0.15 | 303.45
32091 | Salto | AE90IMBA3A8W | Aelement electronics, RF wireless Mifare / DESFire black reader, satin stainless trim, antracite control/battery cover, 1 3/8" - 1 3/4" thick standard door, 5/8" <= b < 1 3/16" decentration, 8mm spindle | 1 |  | 1 Year | 482.45 | 0.15 | 410.0825
32092 | Salto | AE90IMBA4A8- | Aelement electronics, wire-free SVN Mifare / DESFire black reader, satin stainless trim, antracite control/battery cover, 1 3/4" - 2 1/4" thick door, 3/4" <= b < 1 3/16" decentration, 8mm spindle | 1 |  | 1 Year | 357 | 0.15 | 303.45
32093 | Salto | AE90IMBA4A8W | Aelement electronics, RF wireless Mifare / DESFire black reader, satin stainless trim, antracite control/battery cover, 1 3/4" - 2 1/4" thick door, 3/4" <= b < 1 3/16" decentration, 8mm spindle | 1 |  | 1 Year | 482.45 | 0.15 | 410.0825
32094 | Salto | AE90IMBC3A8- | Aelement electronics, wire-free SVN Mifare / DESFire black reader, satin stainless trim, gold control/battery cover, 1 3/8" - 1 3/4" thick standard door, 5/8" <= b < 1 3/16" decentration, 8mm spindle | 1 |  | 1 Year | 357 | 0.15 | 303.45
32095 | Salto | AE90IMBC3A8W | Aelement electronics, RF wireless Mifare / DESFire black reader, satin stainless trim, gold control/battery cover, 1 3/8" - 1 3/4" thick standard door, 5/8" <= b < 1 3/16" decentration, 8mm spindle | 1 |  | 1 Year | 482.45 | 0.15 | 410.0825
32096 | Salto | AE90IMBC4A8- | Aelement electronics, wire-free SVN Mifare / DESFire black reader, satin stainless trim, gold control/battery cover, 1 3/4" - 2 1/4" thick door, 3/4" <= b < 1 3/16" decentration, 8mm spindle | 1 |  | 1 Year | 357 | 0.15 | 303.45
32097 | Salto | AE90IMBC4A8W | Aelement electronics, RF wireless Mifare / DESFire black reader, satin stainless trim, gold control/battery cover, 1 3/4" - 2 1/4" thick door, 3/4" <= b < 1 3/16" decentration, 8mm spindle | 1 |  | 1 Year | 482.45 | 0.15 | 410.0825
32098 | Salto | AE90IMBG3A8- | Aelement electronics, wire-free SVN Mifare / DESFire black reader, satin stainless trim, light grey control/battery holder, 1 3/8" - 1 3/4" thick standard door, 5/8" <= b < 1 3/16" decentration, 8mm spindle | 1 |  | 1 Year | 357 | 0.15 | 303.45
32099 | Salto | AE90IMBG3A8W | Aelement electronics, RF wireless Mifare / DESFire black reader, satin stainless trim, light grey control/battery holder, 1 3/8" - 1 3/4" thick standard door, 5/8" <= b < 1 3/16" decentration, 8mm spindle | 1 |  | 1 Year | 482.45 | 0.15 | 410.0825
32100 | Salto | AE90IMBG4A8- | Aelement electronics, wire-free SVN Mifare / DESFire black reader, satin stainless trim, light grey control/battery holder, 1 3/4" - 2 1/4" thick door, 3/4" <= b < 1 3/16" decentration, 8mm spindle | 1 |  | 1 Year | 357 | 0.15 | 303.45
32101 | Salto | AE90IMBG4A8W | Aelement electronics, RF wireless Mifare / DESFire black reader, satin stainless trim, light grey control/battery holder, 1 3/4" - 2 1/4" thick door, 3/4" <= b < 1 3/16" decentration, 8mm spindle | 1 |  | 1 Year | 482.45 | 0.15 | 410.0825
32102 | Salto | AE90IMBI3A8- | Aelement electronics, wire-free SVN Mifare / DESFire black reader, satin stainless trim, Ion blue control/battery cover, 1 3/8" - 1 3/4" thick standard door, 5/8" <= b < 1 3/16" decentration, 8mm spindle | 1 |  | 1 Year | 357 | 0.15 | 303.45
32103 | Salto | AE90IMBI3A8W | Aelement electronics, RF wireless Mifare / DESFire black reader, satin stainless trim, Ion blue control/battery cover, 1 3/8" - 1 3/4" thick standard door, 5/8" <= b < 1 3/16" decentration, 8mm spindle | 1 |  | 1 Year | 482.45 | 0.15 | 410.0825
32104 | Salto | AE90IMBI4A8- | Aelement electronics, wire-free SVN Mifare / DESFire black reader, satin stainless trim, Ion blue control/battery cover, 1 3/4" - 2 1/4" thick door, 3/4" <= b < 1 3/16" decentration, 8mm spindle | 1 |  | 1 Year | 357 | 0.15 | 303.45
32105 | Salto | AE90IMBI4A8W | Aelement electronics, RF wireless Mifare / DESFire black reader, satin stainless trim, Ion blue control/battery cover, 1 3/4" - 2 1/4" thick door, 3/4" <= b < 1 3/16" decentration, 8mm spindle | 1 |  | 1 Year | 482.45 | 0.15 | 410.0825
32106 | Salto | AE90IMWA3A8- | Aelement electronics, wire-free SVN Mifare / DESFire white reader, satin stainless trim, antracite control/battery cover, 1 3/8" - 1 3/4" thick standard door, 5/8" <= b < 1 3/16" decentration, 8mm spindle | 1 |  | 1 Year | 357 | 0.15 | 303.45
32107 | Salto | AE90IMWA3A8W | Aelement electronics, RF wireless Mifare / DESFire white reader, satin stainless trim, antracite control/battery cover, 1 3/8" - 1 3/4" thick standard door, 5/8" <= b < 1 3/16" decentration, 8mm spindle | 1 |  | 1 Year | 482.45 | 0.15 | 410.0825
32108 | Salto | AE90IMWA4A8- | Aelement electronics, wire-free SVN Mifare / DESFire white reader, satin stainless trim, antracite control/battery cover, 1 3/4" - 2 1/4" thick door, 3/4" <= b < 1 3/16" decentration, 8mm spindle | 1 |  | 1 Year | 357 | 0.15 | 303.45
32109 | Salto | AE90IMWA4A8W | Aelement electronics, RF wireless Mifare / DESFire white reader, satin stainless trim, antracite control/battery cover, 1 3/4" - 2 1/4" thick door, 3/4" <= b < 1 3/16" decentration, 8mm spindle | 1 |  | 1 Year | 482.45 | 0.15 | 410.0825
32110 | Salto | AE90IMWC3A8- | Aelement electronics, wire-free SVN Mifare / DESFire white reader, satin stainless trim, gold control/battery cover, 1 3/8" - 1 3/4" thick standard door, 5/8" <= b < 1 3/16" decentration, 8mm spindle | 1 |  | 1 Year | 357 | 0.15 | 303.45
32111 | Salto | AE90IMWC3A8W | Aelement electronics, RF wireless Mifare / DESFire white reader, satin stainless trim, gold control/battery cover, 1 3/8" - 1 3/4" thick standard door, 5/8" <= b < 1 3/16" decentration, 8mm spindle | 1 |  | 1 Year | 482.45 | 0.15 | 410.0825
32112 | Salto | AE90IMWC4A8- | Aelement electronics, wire-free SVN Mifare / DESFire white reader, satin stainless trim, gold control/battery cover, 1 3/4" - 2 1/4" thick door, 3/4" <= b < 1 3/16" decentration, 8mm spindle | 1 |  | 1 Year | 357 | 0.15 | 303.45
32113 | Salto | AE90IMWC4A8W | Aelement electronics, RF wireless Mifare / DESFire white reader, satin stainless trim, gold control/battery cover, 1 3/4" - 2 1/4" thick door, 3/4" <= b < 1 3/16" decentration, 8mm spindle | 1 |  | 1 Year | 482.45 | 0.15 | 410.0825
32114 | Salto | AE90IMWG3A8- | Aelement electronics, wire-free SVN Mifare / DESFire white reader, satin stainless trim, light grey control/battery holder, 1 3/8" - 1 3/4" thick standard door, 5/8" <= b < 1 3/16" decentration, 8mm spindle | 1 |  | 1 Year | 357 | 0.15 | 303.45
32115 | Salto | AE90IMWG3A8W | Aelement electronics, RF wireless Mifare / DESFire white reader, satin stainless trim, light grey control/battery holder, 1 3/8" - 1 3/4" thick standard door, 5/8" <= b < 1 3/16" decentration, 8mm spindle | 1 |  | 1 Year | 482.45 | 0.15 | 410.0825
32116 | Salto | AE90IMWG4A8- | Aelement electronics, wire-free SVN Mifare / DESFire white reader, satin stainless trim, light grey control/battery holder, 1 3/4" - 2 1/4" thick door, 3/4" <= b < 1 3/16" decentration, 8mm spindle | 1 |  | 1 Year | 357 | 0.15 | 303.45
32117 | Salto | AE90IMWG4A8W | Aelement electronics, RF wireless Mifare / DESFire white reader, satin stainless trim, light grey control/battery holder, 1 3/4" - 2 1/4" thick door, 3/4" <= b < 1 3/16" decentration, 8mm spindle | 1 |  | 1 Year | 482.45 | 0.15 | 410.0825
32118 | Salto | AE90IMWI3A8- | Aelement electronics, wire-free SVN Mifare / DESFire white reader, satin stainless trim, Ion blue control/battery cover, 1 3/8" - 1 3/4" thick standard door, 5/8" <= b < 1 3/16" decentration, 8mm spindle | 1 |  | 1 Year | 357 | 0.15 | 303.45
32119 | Salto | AE90IMWI3A8W | Aelement electronics, RF wireless Mifare / DESFire white reader, satin stainless trim, Ion blue control/battery cover, 1 3/8" - 1 3/4" thick standard door, 5/8" <= b < 1 3/16" decentration, 8mm spindle | 1 |  | 1 Year | 482.45 | 0.15 | 410.0825
32120 | Salto | AE90IMWI4A8- | Aelement electronics, wire-free SVN Mifare / DESFire white reader, satin stainless trim, Ion blue control/battery cover, 1 3/4" - 2 1/4" thick door, 3/4" <= b < 1 3/16" decentration, 8mm spindle | 1 |  | 1 Year | 357 | 0.15 | 303.45
32121 | Salto | AE90IMWI4A8W | Aelement electronics, RF wireless Mifare / DESFire white reader, satin stainless trim, Ion blue control/battery cover, 1 3/4" - 2 1/4" thick door, 3/4" <= b < 1 3/16" decentration, 8mm spindle | 1 |  | 1 Year | 482.45 | 0.15 | 410.0825
32122 | Salto | AE90IPBA3A8- | Aelement electronics, wire-free SVN Mifare / DESFire black reader, bright stainless steel trim, antracite control/battery cover, 1 3/8" - 1 3/4" thick standard door, 5/8" <= b < 1 3/16" decentration, 8mm spindle | 1 |  | 1 Year | 379.45 | 0.15 | 322.5325
32123 | Salto | AE90IPBA3A8W | Aelement electronics, RF wireless Mifare / DESFire black reader, bright stainless steel trim, antracite control/battery cover, 1 3/8" - 1 3/4" thick standard door, 5/8" <= b < 1 3/16" decentration, 8mm spindle | 1 |  | 1 Year | 504.9 | 0.15 | 429.165
32124 | Salto | AE90IPBA4A8- | Aelement electronics, wire-free SVN Mifare / DESFire black reader, bright stainless steel trim, antracite control/battery cover, 1 3/4" - 2 1/4" thick door, 3/4" <= b < 1 3/16" decentration, 8mm spindle | 1 |  | 1 Year | 379.45 | 0.15 | 322.5325
32125 | Salto | AE90IPBA4A8W | Aelement electronics, RF wireless Mifare / DESFire black reader, bright stainless steel trim, antracite control/battery cover, 1 3/4" - 2 1/4" thick door, 3/4" <= b < 1 3/16" decentration, 8mm spindle | 1 |  | 1 Year | 504.9 | 0.15 | 429.165
32126 | Salto | AE90IPBC3A8- | Aelement electronics, wire-free SVN Mifare / DESFire black reader, bright stainless steel trim, gold control/battery cover, 1 3/8" - 1 3/4" thick standard door, 5/8" <= b < 1 3/16" decentration, 8mm spindle | 1 |  | 1 Year | 379.45 | 0.15 | 322.5325
32127 | Salto | AE90IPBC3A8W | Aelement electronics, RF wireless Mifare / DESFire black reader, bright stainless steel trim, gold control/battery cover, 1 3/8" - 1 3/4" thick standard door, 5/8" <= b < 1 3/16" decentration, 8mm spindle | 1 |  | 1 Year | 504.9 | 0.15 | 429.165
32128 | Salto | AE90IPBC4A8- | Aelement electronics, wire-free SVN Mifare / DESFire black reader, bright stainless steel trim, gold control/battery cover, 1 3/4" - 2 1/4" thick door, 3/4" <= b < 1 3/16" decentration, 8mm spindle | 1 |  | 1 Year | 379.45 | 0.15 | 322.5325
32129 | Salto | AE90IPBC4A8W | Aelement electronics, RF wireless Mifare / DESFire black reader, bright stainless steel trim, gold control/battery cover, 1 3/4" - 2 1/4" thick door, 3/4" <= b < 1 3/16" decentration, 8mm spindle | 1 |  | 1 Year | 504.9 | 0.15 | 429.165
32130 | Salto | AE90IPBG3A8- | Aelement electronics, wire-free SVN Mifare / DESFire black reader, bright stainless steel trim, light grey control/battery holder, 1 3/8" - 1 3/4" thick standard door, 5/8" <= b < 1 3/16" decentration, 8mm spindle | 1 |  | 1 Year | 379.45 | 0.15 | 322.5325
32131 | Salto | AE90IPBG3A8W | Aelement electronics, RF wireless Mifare / DESFire black reader, bright stainless steel trim, light grey control/battery holder, 1 3/8" - 1 3/4" thick standard door, 5/8" <= b < 1 3/16" decentration, 8mm spindle | 1 |  | 1 Year | 504.9 | 0.15 | 429.165
32132 | Salto | AE90IPBG4A8- | Aelement electronics, wire-free SVN Mifare / DESFire black reader, bright stainless steel trim, light grey control/battery holder, 1 3/4" - 2 1/4" thick door, 3/4" <= b < 1 3/16" decentration, 8mm spindle | 1 |  | 1 Year | 379.45 | 0.15 | 322.5325
32133 | Salto | AE90IPBG4A8W | Aelement electronics, RF wireless Mifare / DESFire black reader, bright stainless steel trim, light grey control/battery holder, 1 3/4" - 2 1/4" thick door, 3/4" <= b < 1 3/16" decentration, 8mm spindle | 1 |  | 1 Year | 504.9 | 0.15 | 429.165
32134 | Salto | AE90IPBI3A8- | Aelement electronics, wire-free SVN Mifare / DESFire black reader, bright stainless steel trim, Ion blue control/battery cover, 1 3/8" - 1 3/4" thick standard door, 5/8" <= b < 1 3/16" decentration, 8mm spindle | 1 |  | 1 Year | 379.45 | 0.15 | 322.5325
32135 | Salto | AE90IPBI3A8W | Aelement electronics, RF wireless Mifare / DESFire black reader, bright stainless steel trim, Ion blue control/battery cover, 1 3/8" - 1 3/4" thick standard door, 5/8" <= b < 1 3/16" decentration, 8mm spindle | 1 |  | 1 Year | 504.9 | 0.15 | 429.165
32136 | Salto | AE90IPBI4A8- | Aelement electronics, wire-free SVN Mifare / DESFire black reader, bright stainless steel trim, Ion blue control/battery cover, 1 3/4" - 2 1/4" thick door, 3/4" <= b < 1 3/16" decentration, 8mm spindle | 1 |  | 1 Year | 379.45 | 0.15 | 322.5325
32137 | Salto | AE90IPBI4A8W | Aelement electronics, RF wireless Mifare / DESFire black reader, bright stainless steel trim, Ion blue control/battery cover, 1 3/4" - 2 1/4" thick door, 3/4" <= b < 1 3/16" decentration, 8mm spindle | 1 |  | 1 Year | 504.9 | 0.15 | 429.165
32138 | Salto | AE90IPWA3A8- | Aelement electronics, wire-free SVN Mifare / DESFire white reader, bright stainless steel trim, antracite control/battery cover, 1 3/8" - 1 3/4" thick standard door, 5/8" <= b < 1 3/16" decentration, 8mm spindle | 1 |  | 1 Year | 379.45 | 0.15 | 322.5325
32139 | Salto | AE90IPWA3A8W | Aelement electronics, RF wireless Mifare / DESFire white reader, bright stainless steel trim, antracite control/battery cover, 1 3/8" - 1 3/4" thick standard door, 5/8" <= b < 1 3/16" decentration, 8mm spindle | 1 |  | 1 Year | 504.9 | 0.15 | 429.165
32140 | Salto | AE90IPWA4A8- | Aelement electronics, wire-free SVN Mifare / DESFire white reader, bright stainless steel trim, antracite control/battery cover, 1 3/4" - 2 1/4" thick door, 3/4" <= b < 1 3/16" decentration, 8mm spindle | 1 |  | 1 Year | 379.45 | 0.15 | 322.5325
32141 | Salto | AE90IPWA4A8W | Aelement electronics, RF wireless Mifare / DESFire white reader, bright stainless steel trim, antracite control/battery cover, 1 3/4" - 2 1/4" thick door, 3/4" <= b < 1 3/16" decentration, 8mm spindle | 1 |  | 1 Year | 504.9 | 0.15 | 429.165
32142 | Salto | AE90IPWC3A8- | Aelement electronics, wire-free SVN Mifare / DESFire white reader, bright stainless steel trim, gold control/battery cover, 1 3/8" - 1 3/4" thick standard door, 5/8" <= b < 1 3/16" decentration, 8mm spindle | 1 |  | 1 Year | 379.45 | 0.15 | 322.5325
32143 | Salto | AE90IPWC3A8W | Aelement electronics, RF wireless Mifare / DESFire white reader, bright stainless steel trim, gold control/battery cover, 1 3/8" - 1 3/4" thick standard door, 5/8" <= b < 1 3/16" decentration, 8mm spindle | 1 |  | 1 Year | 504.9 | 0.15 | 429.165
32144 | Salto | AE90IPWC4A8- | Aelement electronics, wire-free SVN Mifare / DESFire white reader, bright stainless steel trim, gold control/battery cover, 1 3/4" - 2 1/4" thick door, 3/4" <= b < 1 3/16" decentration, 8mm spindle | 1 |  | 1 Year | 379.45 | 0.15 | 322.5325
32145 | Salto | AE90IPWC4A8W | Aelement electronics, RF wireless Mifare / DESFire white reader, bright stainless steel trim, gold control/battery cover, 1 3/4" - 2 1/4" thick door, 3/4" <= b < 1 3/16" decentration, 8mm spindle | 1 |  | 1 Year | 504.9 | 0.15 | 429.165
32146 | Salto | AE90IPWG3A8- | Aelement electronics, wire-free SVN Mifare / DESFire white reader, bright stainless steel trim, light grey control/battery holder, 1 3/8" - 1 3/4" thick standard door, 5/8" <= b < 1 3/16" decentration, 8mm spindle | 1 |  | 1 Year | 379.45 | 0.15 | 322.5325
32147 | Salto | AE90IPWG3A8W | Aelement electronics, RF wireless Mifare / DESFire white reader, bright stainless steel trim, light grey control/battery holder, 1 3/8" - 1 3/4" thick standard door, 5/8" <= b < 1 3/16" decentration, 8mm spindle | 1 |  | 1 Year | 504.9 | 0.15 | 429.165
32148 | Salto | AE90IPWG4A8- | Aelement electronics, wire-free SVN Mifare / DESFire white reader, bright stainless steel trim, light grey control/battery holder, 1 3/4" - 2 1/4" thick door, 3/4" <= b < 1 3/16" decentration, 8mm spindle | 1 |  | 1 Year | 379.45 | 0.15 | 322.5325
32149 | Salto | AE90IPWG4A8W | Aelement electronics, RF wireless Mifare / DESFire white reader, bright stainless steel trim, light grey control/battery holder, 1 3/4" - 2 1/4" thick door, 3/4" <= b < 1 3/16" decentration, 8mm spindle | 1 |  | 1 Year | 504.9 | 0.15 | 429.165
32150 | Salto | AE90IPWI3A8- | Aelement electronics, wire-free SVN Mifare / DESFire white reader, bright stainless steel trim, Ion blue control/battery cover, 1 3/8" - 1 3/4" thick standard door, 5/8" <= b < 1 3/16" decentration, 8mm spindle | 1 |  | 1 Year | 379.45 | 0.15 | 322.5325
32151 | Salto | AE90IPWI3A8W | Aelement electronics, RF wireless Mifare / DESFire white reader, bright stainless steel trim, Ion blue control/battery cover, 1 3/8" - 1 3/4" thick standard door, 5/8" <= b < 1 3/16" decentration, 8mm spindle | 1 |  | 1 Year | 504.9 | 0.15 | 429.165
32152 | Salto | AE90IPWI4A8- | Aelement electronics, wire-free SVN Mifare / DESFire white reader, bright stainless steel trim, Ion blue control/battery cover, 1 3/4" - 2 1/4" thick door, 3/4" <= b < 1 3/16" decentration, 8mm spindle | 1 |  | 1 Year | 379.45 | 0.15 | 322.5325
32153 | Salto | AE90IPWI4A8W | Aelement electronics, RF wireless Mifare / DESFire white reader, bright stainless steel trim, Ion blue control/battery cover, 1 3/4" - 2 1/4" thick door, 3/4" <= b < 1 3/16" decentration, 8mm spindle | 1 |  | 1 Year | 504.9 | 0.15 | 429.165
32154 | Salto | AE90NEBA3A8- | Aelement electronics, wire-free SVN Mifare / DESFire black reader, black trim, antracite control/battery cover, 1 3/8" - 1 3/4" thick standard door, 5/8" <= b < 1 3/16" decentration, 8mm spindle | 1 |  | 1 Year | 379.45 | 0.15 | 322.5325
32155 | Salto | AE90NEBA3A8W | Aelement electronics, RF wireless Mifare / DESFire black reader, black trim, antracite control/battery cover, 1 3/8" - 1 3/4" thick standard door, 5/8" <= b < 1 3/16" decentration, 8mm spindle | 1 |  | 1 Year | 504.9 | 0.15 | 429.165
32156 | Salto | AE90NEBA4A8- | Aelement electronics, wire-free SVN Mifare / DESFire black reader, black trim, antracite control/battery cover, 1 3/4" - 2 1/4" thick door, 3/4" <= b < 1 3/16" decentration, 8mm spindle | 1 |  | 1 Year | 379.45 | 0.15 | 322.5325
32157 | Salto | AE90NEBA4A8W | Aelement electronics, RF wireless Mifare / DESFire black reader, black trim, antracite control/battery cover, 1 3/4" - 2 1/4" thick door, 3/4" <= b < 1 3/16" decentration, 8mm spindle | 1 |  | 1 Year | 504.9 | 0.15 | 429.165
32158 | Salto | AE90NEBC3A8- | Aelement electronics, wire-free SVN Mifare / DESFire black reader, black trim, gold control/battery cover, 1 3/8" - 1 3/4" thick standard door, 5/8" <= b < 1 3/16" decentration, 8mm spindle | 1 |  | 1 Year | 379.45 | 0.15 | 322.5325
32159 | Salto | AE90NEBC3A8W | Aelement electronics, RF wireless Mifare / DESFire black reader, black trim, gold control/battery cover, 1 3/8" - 1 3/4" thick standard door, 5/8" <= b < 1 3/16" decentration, 8mm spindle | 1 |  | 1 Year | 504.9 | 0.15 | 429.165
32160 | Salto | AE90NEBC4A8- | Aelement electronics, wire-free SVN Mifare / DESFire black reader, black trim, gold control/battery cover, 1 3/4" - 2 1/4" thick door, 3/4" <= b < 1 3/16" decentration, 8mm spindle | 1 |  | 1 Year | 379.45 | 0.15 | 322.5325
32161 | Salto | AE90NEBC4A8W | Aelement electronics, RF wireless Mifare / DESFire black reader, black trim, gold control/battery cover, 1 3/4" - 2 1/4" thick door, 3/4" <= b < 1 3/16" decentration, 8mm spindle | 1 |  | 1 Year | 504.9 | 0.15 | 429.165
32162 | Salto | AE90NEBG3A8- | Aelement electronics, wire-free SVN Mifare / DESFire black reader, black trim, light grey control/battery holder, 1 3/8" - 1 3/4" thick standard door, 5/8" <= b < 1 3/16" decentration, 8mm spindle | 1 |  | 1 Year | 379.45 | 0.15 | 322.5325
32163 | Salto | AE90NEBG3A8W | Aelement electronics, RF wireless Mifare / DESFire black reader, black trim, light grey control/battery holder, 1 3/8" - 1 3/4" thick standard door, 5/8" <= b < 1 3/16" decentration, 8mm spindle | 1 |  | 1 Year | 504.9 | 0.15 | 429.165
32164 | Salto | AE90NEBG4A8- | Aelement electronics, wire-free SVN Mifare / DESFire black reader, black trim, light grey control/battery holder, 1 3/4" - 2 1/4" thick door, 3/4" <= b < 1 3/16" decentration, 8mm spindle | 1 |  | 1 Year | 379.45 | 0.15 | 322.5325
32165 | Salto | AE90NEBG4A8W | Aelement electronics, RF wireless Mifare / DESFire black reader, black trim, light grey control/battery holder, 1 3/4" - 2 1/4" thick door, 3/4" <= b < 1 3/16" decentration, 8mm spindle | 1 |  | 1 Year | 504.9 | 0.15 | 429.165
32166 | Salto | AE90NEBI3A8- | Aelement electronics, wire-free SVN Mifare / DESFire black reader, black trim, Ion blue control/battery cover, 1 3/8" - 1 3/4" thick standard door, 5/8" <= b < 1 3/16" decentration, 8mm spindle | 1 |  | 1 Year | 379.45 | 0.15 | 322.5325
32167 | Salto | AE90NEBI3A8W | Aelement electronics, RF wireless Mifare / DESFire black reader, black trim, Ion blue control/battery cover, 1 3/8" - 1 3/4" thick standard door, 5/8" <= b < 1 3/16" decentration, 8mm spindle | 1 |  | 1 Year | 504.9 | 0.15 | 429.165
32168 | Salto | AE90NEBI4A8- | Aelement electronics, wire-free SVN Mifare / DESFire black reader, black trim, Ion blue control/battery cover, 1 3/4" - 2 1/4" thick door, 3/4" <= b < 1 3/16" decentration, 8mm spindle | 1 |  | 1 Year | 379.45 | 0.15 | 322.5325
32169 | Salto | AE90NEBI4A8W | Aelement electronics, RF wireless Mifare / DESFire black reader, black trim, Ion blue control/battery cover, 1 3/4" - 2 1/4" thick door, 3/4" <= b < 1 3/16" decentration, 8mm spindle | 1 |  | 1 Year | 504.9 | 0.15 | 429.165
32170 | Salto | AE90NEWA3A8- | Aelement electronics, wire-free SVN Mifare / DESFire white reader, black trim, antracite control/battery cover, 1 3/8" - 1 3/4" thick standard door, 5/8" <= b < 1 3/16" decentration, 8mm spindle | 1 |  | 1 Year | 379.45 | 0.15 | 322.5325
32171 | Salto | AE90NEWA3A8W | Aelement electronics, RF wireless Mifare / DESFire white reader, black trim, antracite control/battery cover, 1 3/8" - 1 3/4" thick standard door, 5/8" <= b < 1 3/16" decentration, 8mm spindle | 1 |  | 1 Year | 504.9 | 0.15 | 429.165
32172 | Salto | AE90NEWA4A8- | Aelement electronics, wire-free SVN Mifare / DESFire white reader, black trim, antracite control/battery cover, 1 3/4" - 2 1/4" thick door, 3/4" <= b < 1 3/16" decentration, 8mm spindle | 1 |  | 1 Year | 379.45 | 0.15 | 322.5325
32173 | Salto | AE90NEWA4A8W | Aelement electronics, RF wireless Mifare / DESFire white reader, black trim, antracite control/battery cover, 1 3/4" - 2 1/4" thick door, 3/4" <= b < 1 3/16" decentration, 8mm spindle | 1 |  | 1 Year | 504.9 | 0.15 | 429.165
32174 | Salto | AE90NEWC3A8- | Aelement electronics, wire-free SVN Mifare / DESFire white reader, black trim, gold control/battery cover, 1 3/8" - 1 3/4" thick standard door, 5/8" <= b < 1 3/16" decentration, 8mm spindle | 1 |  | 1 Year | 379.45 | 0.15 | 322.5325
32175 | Salto | AE90NEWC3A8W | Aelement electronics, RF wireless Mifare / DESFire white reader, black trim, gold control/battery cover, 1 3/8" - 1 3/4" thick standard door, 5/8" <= b < 1 3/16" decentration, 8mm spindle | 1 |  | 1 Year | 504.9 | 0.15 | 429.165
32176 | Salto | AE90NEWC4A8- | Aelement electronics, wire-free SVN Mifare / DESFire white reader, black trim, gold control/battery cover, 1 3/4" - 2 1/4" thick door, 3/4" <= b < 1 3/16" decentration, 8mm spindle | 1 |  | 1 Year | 379.45 | 0.15 | 322.5325
32177 | Salto | AE90NEWC4A8W | Aelement electronics, RF wireless Mifare / DESFire white reader, black trim, gold control/battery cover, 1 3/4" - 2 1/4" thick door, 3/4" <= b < 1 3/16" decentration, 8mm spindle | 1 |  | 1 Year | 504.9 | 0.15 | 429.165
32178 | Salto | AE90NEWG3A8- | Aelement electronics, wire-free SVN Mifare / DESFire white reader, black trim, light grey control/battery holder, 1 3/8" - 1 3/4" thick standard door, 5/8" <= b < 1 3/16" decentration, 8mm spindle | 1 |  | 1 Year | 379.45 | 0.15 | 322.5325
32179 | Salto | AE90NEWG3A8W | Aelement electronics, RF wireless Mifare / DESFire white reader, black trim, light grey control/battery holder, 1 3/8" - 1 3/4" thick standard door, 5/8" <= b < 1 3/16" decentration, 8mm spindle | 1 |  | 1 Year | 504.9 | 0.15 | 429.165
32180 | Salto | AE90NEWG4A8- | Aelement electronics, wire-free SVN Mifare / DESFire white reader, black trim, light grey control/battery holder, 1 3/4" - 2 1/4" thick door, 3/4" <= b < 1 3/16" decentration, 8mm spindle | 1 |  | 1 Year | 379.45 | 0.15 | 322.5325
32181 | Salto | AE90NEWG4A8W | Aelement electronics, RF wireless Mifare / DESFire white reader, black trim, light grey control/battery holder, 1 3/4" - 2 1/4" thick door, 3/4" <= b < 1 3/16" decentration, 8mm spindle | 1 |  | 1 Year | 504.9 | 0.15 | 429.165
32182 | Salto | AE90NEWI3A8- | Aelement electronics, wire-free SVN Mifare / DESFire white reader, black trim, Ion blue control/battery cover, 1 3/8" - 1 3/4" thick standard door, 5/8" <= b < 1 3/16" decentration, 8mm spindle | 1 |  | 1 Year | 379.45 | 0.15 | 322.5325
32183 | Salto | AE90NEWI3A8W | Aelement electronics, RF wireless Mifare / DESFire white reader, black trim, Ion blue control/battery cover, 1 3/8" - 1 3/4" thick standard door, 5/8" <= b < 1 3/16" decentration, 8mm spindle | 1 |  | 1 Year | 504.9 | 0.15 | 429.165
32184 | Salto | AE90NEWI4A8- | Aelement electronics, wire-free SVN Mifare / DESFire white reader, black trim, Ion blue control/battery cover, 1 3/4" - 2 1/4" thick door, 3/4" <= b < 1 3/16" decentration, 8mm spindle | 1 |  | 1 Year | 379.45 | 0.15 | 322.5325
32185 | Salto | AE90NEWI4A8W | Aelement electronics, RF wireless Mifare / DESFire white reader, black trim, Ion blue control/battery cover, 1 3/4" - 2 1/4" thick door, 3/4" <= b < 1 3/16" decentration, 8mm spindle | 1 |  | 1 Year | 504.9 | 0.15 | 429.165
32186 | Salto | AE90PMBA3A8- | Aelement electronics, wire-free SVN Mifare / DESFire black reader, satin brass trim, antracite control/battery cover, 1 3/8" - 1 3/4" thick standard door, 5/8" <= b < 1 3/16" decentration, 8mm spindle | 1 |  | 1 Year | 357 | 0.15 | 303.45
32187 | Salto | AE90PMBA3A8W | Aelement electronics, RF wireless Mifare / DESFire black reader, satin brass trim, antracite control/battery cover, 1 3/8" - 1 3/4" thick standard door, 5/8" <= b < 1 3/16" decentration, 8mm spindle | 1 |  | 1 Year | 482.45 | 0.15 | 410.0825
32188 | Salto | AE90PMBA4A8- | Aelement electronics, wire-free SVN Mifare / DESFire black reader, satin brass trim, antracite control/battery cover, 1 3/4" - 2 1/4" thick door, 3/4" <= b < 1 3/16" decentration, 8mm spindle | 1 |  | 1 Year | 357 | 0.15 | 303.45
32189 | Salto | AE90PMBA4A8W | Aelement electronics, RF wireless Mifare / DESFire black reader, satin brass trim, antracite control/battery cover, 1 3/4" - 2 1/4" thick door, 3/4" <= b < 1 3/16" decentration, 8mm spindle | 1 |  | 1 Year | 482.45 | 0.15 | 410.0825
32190 | Salto | AE90PMBC3A8- | Aelement electronics, wire-free SVN Mifare / DESFire black reader, satin brass trim, gold control/battery cover, 1 3/8" - 1 3/4" thick standard door, 5/8" <= b < 1 3/16" decentration, 8mm spindle | 1 |  | 1 Year | 357 | 0.15 | 303.45
32191 | Salto | AE90PMBC3A8W | Aelement electronics, RF wireless Mifare / DESFire black reader, satin brass trim, gold control/battery cover, 1 3/8" - 1 3/4" thick standard door, 5/8" <= b < 1 3/16" decentration, 8mm spindle | 1 |  | 1 Year | 482.45 | 0.15 | 410.0825
32192 | Salto | AE90PMBC4A8- | Aelement electronics, wire-free SVN Mifare / DESFire black reader, satin brass trim, gold control/battery cover, 1 3/4" - 2 1/4" thick door, 3/4" <= b < 1 3/16" decentration, 8mm spindle | 1 |  | 1 Year | 357 | 0.15 | 303.45
32193 | Salto | AE90PMBC4A8W | Aelement electronics, RF wireless Mifare / DESFire black reader, satin brass trim, gold control/battery cover, 1 3/4" - 2 1/4" thick door, 3/4" <= b < 1 3/16" decentration, 8mm spindle | 1 |  | 1 Year | 482.45 | 0.15 | 410.0825
32194 | Salto | AE90PMBG3A8- | Aelement electronics, wire-free SVN Mifare / DESFire black reader, satin brass trim, light grey control/battery holder, 1 3/8" - 1 3/4" thick standard door, 5/8" <= b < 1 3/16" decentration, 8mm spindle | 1 |  | 1 Year | 357 | 0.15 | 303.45
32195 | Salto | AE90PMBG3A8W | Aelement electronics, RF wireless Mifare / DESFire black reader, satin brass trim, light grey control/battery holder, 1 3/8" - 1 3/4" thick standard door, 5/8" <= b < 1 3/16" decentration, 8mm spindle | 1 |  | 1 Year | 482.45 | 0.15 | 410.0825
32196 | Salto | AE90PMBG4A8- | Aelement electronics, wire-free SVN Mifare / DESFire black reader, satin brass trim, light grey control/battery holder, 1 3/4" - 2 1/4" thick door, 3/4" <= b < 1 3/16" decentration, 8mm spindle | 1 |  | 1 Year | 357 | 0.15 | 303.45
32197 | Salto | AE90PMBG4A8W | Aelement electronics, RF wireless Mifare / DESFire black reader, satin brass trim, light grey control/battery holder, 1 3/4" - 2 1/4" thick door, 3/4" <= b < 1 3/16" decentration, 8mm spindle | 1 |  | 1 Year | 482.45 | 0.15 | 410.0825
32198 | Salto | AE90PMBI3A8- | Aelement electronics, wire-free SVN Mifare / DESFire black reader, satin brass trim, Ion blue control/battery cover, 1 3/8" - 1 3/4" thick standard door, 5/8" <= b < 1 3/16" decentration, 8mm spindle | 1 |  | 1 Year | 357 | 0.15 | 303.45
32199 | Salto | AE90PMBI3A8W | Aelement electronics, RF wireless Mifare / DESFire black reader, satin brass trim, Ion blue control/battery cover, 1 3/8" - 1 3/4" thick standard door, 5/8" <= b < 1 3/16" decentration, 8mm spindle | 1 |  | 1 Year | 482.45 | 0.15 | 410.0825
32200 | Salto | AE90PMBI4A8- | Aelement electronics, wire-free SVN Mifare / DESFire black reader, satin brass trim, Ion blue control/battery cover, 1 3/4" - 2 1/4" thick door, 3/4" <= b < 1 3/16" decentration, 8mm spindle | 1 |  | 1 Year | 357 | 0.15 | 303.45
32201 | Salto | AE90PMBI4A8W | Aelement electronics, RF wireless Mifare / DESFire black reader, satin brass trim, Ion blue control/battery cover, 1 3/4" - 2 1/4" thick door, 3/4" <= b < 1 3/16" decentration, 8mm spindle | 1 |  | 1 Year | 482.45 | 0.15 | 410.0825
32202 | Salto | AE90PMWA3A8- | Aelement electronics, wire-free SVN Mifare / DESFire white reader, satin brass trim, antracite control/battery cover, 1 3/8" - 1 3/4" thick standard door, 5/8" <= b < 1 3/16" decentration, 8mm spindle | 1 |  | 1 Year | 357 | 0.15 | 303.45
32203 | Salto | AE90PMWA3A8W | Aelement electronics, RF wireless Mifare / DESFire white reader, satin brass trim, antracite control/battery cover, 1 3/8" - 1 3/4" thick standard door, 5/8" <= b < 1 3/16" decentration, 8mm spindle | 1 |  | 1 Year | 482.45 | 0.15 | 410.0825
32204 | Salto | AE90PMWA4A8- | Aelement electronics, wire-free SVN Mifare / DESFire white reader, satin brass trim, antracite control/battery cover, 1 3/4" - 2 1/4" thick door, 3/4" <= b < 1 3/16" decentration, 8mm spindle | 1 |  | 1 Year | 357 | 0.15 | 303.45
32205 | Salto | AE90PMWA4A8W | Aelement electronics, RF wireless Mifare / DESFire white reader, satin brass trim, antracite control/battery cover, 1 3/4" - 2 1/4" thick door, 3/4" <= b < 1 3/16" decentration, 8mm spindle | 1 |  | 1 Year | 482.45 | 0.15 | 410.0825
32206 | Salto | AE90PMWC3A8- | Aelement electronics, wire-free SVN Mifare / DESFire white reader, satin brass trim, gold control/battery cover, 1 3/8" - 1 3/4" thick standard door, 5/8" <= b < 1 3/16" decentration, 8mm spindle | 1 |  | 1 Year | 357 | 0.15 | 303.45
32207 | Salto | AE90PMWC3A8W | Aelement electronics, RF wireless Mifare / DESFire white reader, satin brass trim, gold control/battery cover, 1 3/8" - 1 3/4" thick standard door, 5/8" <= b < 1 3/16" decentration, 8mm spindle | 1 |  | 1 Year | 482.45 | 0.15 | 410.0825
32208 | Salto | AE90PMWC4A8- | Aelement electronics, wire-free SVN Mifare / DESFire white reader, satin brass trim, gold control/battery cover, 1 3/4" - 2 1/4" thick door, 3/4" <= b < 1 3/16" decentration, 8mm spindle | 1 |  | 1 Year | 357 | 0.15 | 303.45
32209 | Salto | AE90PMWC4A8W | Aelement electronics, RF wireless Mifare / DESFire white reader, satin brass trim, gold control/battery cover, 1 3/4" - 2 1/4" thick door, 3/4" <= b < 1 3/16" decentration, 8mm spindle | 1 |  | 1 Year | 482.45 | 0.15 | 410.0825
32210 | Salto | AE90PMWG3A8- | Aelement electronics, wire-free SVN Mifare / DESFire white reader, satin brass trim, light grey control/battery holder, 1 3/8" - 1 3/4" thick standard door, 5/8" <= b < 1 3/16" decentration, 8mm spindle | 1 |  | 1 Year | 357 | 0.15 | 303.45
32211 | Salto | AE90PMWG3A8W | Aelement electronics, RF wireless Mifare / DESFire white reader, satin brass trim, light grey control/battery holder, 1 3/8" - 1 3/4" thick standard door, 5/8" <= b < 1 3/16" decentration, 8mm spindle | 1 |  | 1 Year | 482.45 | 0.15 | 410.0825
32212 | Salto | AE90PMWG4A8- | Aelement electronics, wire-free SVN Mifare / DESFire white reader, satin brass trim, light grey control/battery holder, 1 3/4" - 2 1/4" thick door, 3/4" <= b < 1 3/16" decentration, 8mm spindle | 1 |  | 1 Year | 357 | 0.15 | 303.45
32213 | Salto | AE90PMWG4A8W | Aelement electronics, RF wireless Mifare / DESFire white reader, satin brass trim, light grey control/battery holder, 1 3/4" - 2 1/4" thick door, 3/4" <= b < 1 3/16" decentration, 8mm spindle | 1 |  | 1 Year | 482.45 | 0.15 | 410.0825
32214 | Salto | AE90PMWI3A8- | Aelement electronics, wire-free SVN Mifare / DESFire white reader, satin brass trim, Ion blue control/battery cover, 1 3/8" - 1 3/4" thick standard door, 5/8" <= b < 1 3/16" decentration, 8mm spindle | 1 |  | 1 Year | 357 | 0.15 | 303.45
32215 | Salto | AE90PMWI3A8W | Aelement electronics, RF wireless Mifare / DESFire white reader, satin brass trim, Ion blue control/battery cover, 1 3/8" - 1 3/4" thick standard door, 5/8" <= b < 1 3/16" decentration, 8mm spindle | 1 |  | 1 Year | 482.45 | 0.15 | 410.0825
32216 | Salto | AE90PMWI4A8- | Aelement electronics, wire-free SVN Mifare / DESFire white reader, satin brass trim, Ion blue control/battery cover, 1 3/4" - 2 1/4" thick door, 3/4" <= b < 1 3/16" decentration, 8mm spindle | 1 |  | 1 Year | 357 | 0.15 | 303.45
32217 | Salto | AE90PMWI4A8W | Aelement electronics, RF wireless Mifare / DESFire white reader, satin brass trim, Ion blue control/battery cover, 1 3/4" - 2 1/4" thick door, 3/4" <= b < 1 3/16" decentration, 8mm spindle | 1 |  | 1 Year | 482.45 | 0.15 | 410.0825
32218 | Salto | AE90PPBA3A8- | Aelement electronics, wire-free SVN Mifare / DESFire black reader, bright brass trim, antracite control/battery cover, 1 3/8" - 1 3/4" thick standard door, 5/8" <= b < 1 3/16" decentration, 8mm spindle | 1 |  | 1 Year | 379.45 | 0.15 | 322.5325
32219 | Salto | AE90PPBA3A8W | Aelement electronics, RF wireless Mifare / DESFire black reader, bright brass trim, antracite control/battery cover, 1 3/8" - 1 3/4" thick standard door, 5/8" <= b < 1 3/16" decentration, 8mm spindle | 1 |  | 1 Year | 504.9 | 0.15 | 429.165
32220 | Salto | AE90PPBA4A8- | Aelement electronics, wire-free SVN Mifare / DESFire black reader, bright brass trim, antracite control/battery cover, 1 3/4" - 2 1/4" thick door, 3/4" <= b < 1 3/16" decentration, 8mm spindle | 1 |  | 1 Year | 379.45 | 0.15 | 322.5325
32221 | Salto | AE90PPBA4A8W | Aelement electronics, RF wireless Mifare / DESFire black reader, bright brass trim, antracite control/battery cover, 1 3/4" - 2 1/4" thick door, 3/4" <= b < 1 3/16" decentration, 8mm spindle | 1 |  | 1 Year | 504.9 | 0.15 | 429.165
32222 | Salto | AE90PPBC3A8- | Aelement electronics, wire-free SVN Mifare / DESFire black reader, bright brass trim, gold control/battery cover, 1 3/8" - 1 3/4" thick standard door, 5/8" <= b < 1 3/16" decentration, 8mm spindle | 1 |  | 1 Year | 379.45 | 0.15 | 322.5325
32223 | Salto | AE90PPBC3A8W | Aelement electronics, RF wireless Mifare / DESFire black reader, bright brass trim, gold control/battery cover, 1 3/8" - 1 3/4" thick standard door, 5/8" <= b < 1 3/16" decentration, 8mm spindle | 1 |  | 1 Year | 504.9 | 0.15 | 429.165
32224 | Salto | AE90PPBC4A8- | Aelement electronics, wire-free SVN Mifare / DESFire black reader, bright brass trim, gold control/battery cover, 1 3/4" - 2 1/4" thick door, 3/4" <= b < 1 3/16" decentration, 8mm spindle | 1 |  | 1 Year | 379.45 | 0.15 | 322.5325
32225 | Salto | AE90PPBC4A8W | Aelement electronics, RF wireless Mifare / DESFire black reader, bright brass trim, gold control/battery cover, 1 3/4" - 2 1/4" thick door, 3/4" <= b < 1 3/16" decentration, 8mm spindle | 1 |  | 1 Year | 504.9 | 0.15 | 429.165
32226 | Salto | AE90PPBG3A8- | Aelement electronics, wire-free SVN Mifare / DESFire black reader, bright brass trim, light grey control/battery holder, 1 3/8" - 1 3/4" thick standard door, 5/8" <= b < 1 3/16" decentration, 8mm spindle | 1 |  | 1 Year | 379.45 | 0.15 | 322.5325
32227 | Salto | AE90PPBG3A8W | Aelement electronics, RF wireless Mifare / DESFire black reader, bright brass trim, light grey control/battery holder, 1 3/8" - 1 3/4" thick standard door, 5/8" <= b < 1 3/16" decentration, 8mm spindle | 1 |  | 1 Year | 504.9 | 0.15 | 429.165
32228 | Salto | AE90PPBG4A8- | Aelement electronics, wire-free SVN Mifare / DESFire black reader, bright brass trim, light grey control/battery holder, 1 3/4" - 2 1/4" thick door, 3/4" <= b < 1 3/16" decentration, 8mm spindle | 1 |  | 1 Year | 379.45 | 0.15 | 322.5325
32229 | Salto | AE90PPBG4A8W | Aelement electronics, RF wireless Mifare / DESFire black reader, bright brass trim, light grey control/battery holder, 1 3/4" - 2 1/4" thick door, 3/4" <= b < 1 3/16" decentration, 8mm spindle | 1 |  | 1 Year | 504.9 | 0.15 | 429.165
32230 | Salto | AE90PPBI3A8- | Aelement electronics, wire-free SVN Mifare / DESFire black reader, bright brass trim, Ion blue control/battery cover, 1 3/8" - 1 3/4" thick standard door, 5/8" <= b < 1 3/16" decentration, 8mm spindle | 1 |  | 1 Year | 379.45 | 0.15 | 322.5325
32231 | Salto | AE90PPBI3A8W | Aelement electronics, RF wireless Mifare / DESFire black reader, bright brass trim, Ion blue control/battery cover, 1 3/8" - 1 3/4" thick standard door, 5/8" <= b < 1 3/16" decentration, 8mm spindle | 1 |  | 1 Year | 504.9 | 0.15 | 429.165
32232 | Salto | AE90PPBI4A8- | Aelement electronics, wire-free SVN Mifare / DESFire black reader, bright brass trim, Ion blue control/battery cover, 1 3/4" - 2 1/4" thick door, 3/4" <= b < 1 3/16" decentration, 8mm spindle | 1 |  | 1 Year | 379.45 | 0.15 | 322.5325
32233 | Salto | AE90PPBI4A8W | Aelement electronics, RF wireless Mifare / DESFire black reader, bright brass trim, Ion blue control/battery cover, 1 3/4" - 2 1/4" thick door, 3/4" <= b < 1 3/16" decentration, 8mm spindle | 1 |  | 1 Year | 504.9 | 0.15 | 429.165
32234 | Salto | AE90PPWA3A8- | Aelement electronics, wire-free SVN Mifare / DESFire white reader, bright brass trim, antracite control/battery cover, 1 3/8" - 1 3/4" thick standard door, 5/8" <= b < 1 3/16" decentration, 8mm spindle | 1 |  | 1 Year | 379.45 | 0.15 | 322.5325
32235 | Salto | AE90PPWA3A8W | Aelement electronics, RF wireless Mifare / DESFire white reader, bright brass trim, antracite control/battery cover, 1 3/8" - 1 3/4" thick standard door, 5/8" <= b < 1 3/16" decentration, 8mm spindle | 1 |  | 1 Year | 504.9 | 0.15 | 429.165
32236 | Salto | AE90PPWA4A8- | Aelement electronics, wire-free SVN Mifare / DESFire white reader, bright brass trim, antracite control/battery cover, 1 3/4" - 2 1/4" thick door, 3/4" <= b < 1 3/16" decentration, 8mm spindle | 1 |  | 1 Year | 379.45 | 0.15 | 322.5325
32237 | Salto | AE90PPWA4A8W | Aelement electronics, RF wireless Mifare / DESFire white reader, bright brass trim, antracite control/battery cover, 1 3/4" - 2 1/4" thick door, 3/4" <= b < 1 3/16" decentration, 8mm spindle | 1 |  | 1 Year | 504.9 | 0.15 | 429.165
32238 | Salto | AE90PPWC3A8- | Aelement electronics, wire-free SVN Mifare / DESFire white reader, bright brass trim, gold control/battery cover, 1 3/8" - 1 3/4" thick standard door, 5/8" <= b < 1 3/16" decentration, 8mm spindle | 1 |  | 1 Year | 379.45 | 0.15 | 322.5325
32239 | Salto | AE90PPWC3A8W | Aelement electronics, RF wireless Mifare / DESFire white reader, bright brass trim, gold control/battery cover, 1 3/8" - 1 3/4" thick standard door, 5/8" <= b < 1 3/16" decentration, 8mm spindle | 1 |  | 1 Year | 504.9 | 0.15 | 429.165
32240 | Salto | AE90PPWC4A8- | Aelement electronics, wire-free SVN Mifare / DESFire white reader, bright brass trim, gold control/battery cover, 1 3/4" - 2 1/4" thick door, 3/4" <= b < 1 3/16" decentration, 8mm spindle | 1 |  | 1 Year | 379.45 | 0.15 | 322.5325
32241 | Salto | AE90PPWC4A8W | Aelement electronics, RF wireless Mifare / DESFire white reader, bright brass trim, gold control/battery cover, 1 3/4" - 2 1/4" thick door, 3/4" <= b < 1 3/16" decentration, 8mm spindle | 1 |  | 1 Year | 504.9 | 0.15 | 429.165
32242 | Salto | AE90PPWG3A8- | Aelement electronics, wire-free SVN Mifare / DESFire white reader, bright brass trim, light grey control/battery holder, 1 3/8" - 1 3/4" thick standard door, 5/8" <= b < 1 3/16" decentration, 8mm spindle | 1 |  | 1 Year | 379.45 | 0.15 | 322.5325
32243 | Salto | AE90PPWG3A8W | Aelement electronics, RF wireless Mifare / DESFire white reader, bright brass trim, light grey control/battery holder, 1 3/8" - 1 3/4" thick standard door, 5/8" <= b < 1 3/16" decentration, 8mm spindle | 1 |  | 1 Year | 504.9 | 0.15 | 429.165
32244 | Salto | AE90PPWG4A8- | Aelement electronics, wire-free SVN Mifare / DESFire white reader, bright brass trim, light grey control/battery holder, 1 3/4" - 2 1/4" thick door, 3/4" <= b < 1 3/16" decentration, 8mm spindle | 1 |  | 1 Year | 379.45 | 0.15 | 322.5325
32245 | Salto | AE90PPWG4A8W | Aelement electronics, RF wireless Mifare / DESFire white reader, bright brass trim, light grey control/battery holder, 1 3/4" - 2 1/4" thick door, 3/4" <= b < 1 3/16" decentration, 8mm spindle | 1 |  | 1 Year | 504.9 | 0.15 | 429.165
32246 | Salto | AE90PPWI3A8- | Aelement electronics, wire-free SVN Mifare / DESFire white reader, bright brass trim, Ion blue control/battery cover, 1 3/8" - 1 3/4" thick standard door, 5/8" <= b < 1 3/16" decentration, 8mm spindle | 1 |  | 1 Year | 379.45 | 0.15 | 322.5325
32247 | Salto | AE90PPWI3A8W | Aelement electronics, RF wireless Mifare / DESFire white reader, bright brass trim, Ion blue control/battery cover, 1 3/8" - 1 3/4" thick standard door, 5/8" <= b < 1 3/16" decentration, 8mm spindle | 1 |  | 1 Year | 504.9 | 0.15 | 429.165
32248 | Salto | AE90PPWI4A8- | Aelement electronics, wire-free SVN Mifare / DESFire white reader, bright brass trim, Ion blue control/battery cover, 1 3/4" - 2 1/4" thick door, 3/4" <= b < 1 3/16" decentration, 8mm spindle | 1 |  | 1 Year | 379.45 | 0.15 | 322.5325
32249 | Salto | AE90PPWI4A8W | Aelement electronics, RF wireless Mifare / DESFire white reader, bright brass trim, Ion blue control/battery cover, 1 3/4" - 2 1/4" thick door, 3/4" <= b < 1 3/16" decentration, 8mm spindle | 1 |  | 1 Year | 504.9 | 0.15 | 429.165
32250 | Salto | AE91IABA3A8- | Aelement electronics, wire-free SVN Mifare / DESFire black reader, antique brass trim, antracite control/battery cover, 1 3/8" - 1 3/4" thick standard door, 5/8" <= b < 1 3/16" decentration, 8mm spindle | 1 |  | 1 Year | 386.6 | 0.15 | 328.61
32251 | Salto | AE91IABA3A8W | Aelement electronics, RF wireless Mifare / DESFire black reader, antique brass trim, antracite control/battery cover, 1 3/8" - 1 3/4" thick standard door, 5/8" <= b < 1 3/16" decentration, 8mm spindle | 1 |  | 1 Year | 514.1 | 0.15 | 436.985
32252 | Salto | AE91IABA4A8- | Aelement electronics, wire-free SVN Mifare / DESFire black reader, antique brass trim, antracite control/battery cover, 1 3/4" - 2 1/4" thick door, 3/4" <= b < 1 3/16" decentration, 8mm spindle | 1 |  | 1 Year | 386.6 | 0.15 | 328.61
32253 | Salto | AE91IABA4A8W | Aelement electronics, RF wireless Mifare / DESFire black reader, antique brass trim, antracite control/battery cover, 1 3/4" - 2 1/4" thick door, 3/4" <= b < 1 3/16" decentration, 8mm spindle | 1 |  | 1 Year | 514.1 | 0.15 | 436.985
32254 | Salto | AE91IABC3A8- | Aelement electronics, wire-free SVN Mifare / DESFire black reader, antique brass trim, gold control/battery cover, 1 3/8" - 1 3/4" thick standard door, 5/8" <= b < 1 3/16" decentration, 8mm spindle | 1 |  | 1 Year | 386.6 | 0.15 | 328.61
32255 | Salto | AE91IABC3A8W | Aelement electronics, RF wireless Mifare / DESFire black reader, antique brass trim, gold control/battery cover, 1 3/8" - 1 3/4" thick standard door, 5/8" <= b < 1 3/16" decentration, 8mm spindle | 1 |  | 1 Year | 514.1 | 0.15 | 436.985
32256 | Salto | AE91IABC4A8- | Aelement electronics, wire-free SVN Mifare / DESFire black reader, antique brass trim, gold control/battery cover, 1 3/4" - 2 1/4" thick door, 3/4" <= b < 1 3/16" decentration, 8mm spindle | 1 |  | 1 Year | 386.6 | 0.15 | 328.61
32257 | Salto | AE91IABC4A8W | Aelement electronics, RF wireless Mifare / DESFire black reader, antique brass trim, gold control/battery cover, 1 3/4" - 2 1/4" thick door, 3/4" <= b < 1 3/16" decentration, 8mm spindle | 1 |  | 1 Year | 514.1 | 0.15 | 436.985
32258 | Salto | AE91IABG3A8- | Aelement electronics, wire-free SVN Mifare / DESFire black reader, antique brass trim, light grey control/battery holder, 1 3/8" - 1 3/4" thick standard door, 5/8" <= b < 1 3/16" decentration, 8mm spindle | 1 |  | 1 Year | 386.6 | 0.15 | 328.61
32259 | Salto | AE91IABG3A8W | Aelement electronics, RF wireless Mifare / DESFire black reader, antique brass trim, light grey control/battery holder, 1 3/8" - 1 3/4" thick standard door, 5/8" <= b < 1 3/16" decentration, 8mm spindle | 1 |  | 1 Year | 514.1 | 0.15 | 436.985
32260 | Salto | AE91IABG4A8- | Aelement electronics, wire-free SVN Mifare / DESFire black reader, antique brass trim, light grey control/battery holder, 1 3/4" - 2 1/4" thick door, 3/4" <= b < 1 3/16" decentration, 8mm spindle | 1 |  | 1 Year | 386.6 | 0.15 | 328.61
32261 | Salto | AE91IABG4A8W | Aelement electronics, RF wireless Mifare / DESFire black reader, antique brass trim, light grey control/battery holder, 1 3/4" - 2 1/4" thick door, 3/4" <= b < 1 3/16" decentration, 8mm spindle | 1 |  | 1 Year | 514.1 | 0.15 | 436.985
32262 | Salto | AE91IABI3A8- | Aelement electronics, wire-free SVN Mifare / DESFire black reader, antique brass trim, Ion blue control/battery cover, 1 3/8" - 1 3/4" thick standard door, 5/8" <= b < 1 3/16" decentration, 8mm spindle | 1 |  | 1 Year | 386.6 | 0.15 | 328.61
32263 | Salto | AE91IABI3A8W | Aelement electronics, RF wireless Mifare / DESFire black reader, antique brass trim, Ion blue control/battery cover, 1 3/8" - 1 3/4" thick standard door, 5/8" <= b < 1 3/16" decentration, 8mm spindle | 1 |  | 1 Year | 514.1 | 0.15 | 436.985
32264 | Salto | AE91IABI4A8- | Aelement electronics, wire-free SVN Mifare / DESFire black reader, antique brass trim, Ion blue control/battery cover, 1 3/4" - 2 1/4" thick door, 3/4" <= b < 1 3/16" decentration, 8mm spindle | 1 |  | 1 Year | 386.6 | 0.15 | 328.61
32265 | Salto | AE91IABI4A8W | Aelement electronics, RF wireless Mifare / DESFire black reader, antique brass trim, Ion blue control/battery cover, 1 3/4" - 2 1/4" thick door, 3/4" <= b < 1 3/16" decentration, 8mm spindle | 1 |  | 1 Year | 514.1 | 0.15 | 436.985
32266 | Salto | AE91IAWA3A8- | Aelement electronics, wire-free SVN Mifare / DESFire white reader, antique brass trim, antracite control/battery cover, 1 3/8" - 1 3/4" thick standard door, 5/8" <= b < 1 3/16" decentration, 8mm spindle | 1 |  | 1 Year | 386.6 | 0.15 | 328.61
32267 | Salto | AE91IAWA3A8W | Aelement electronics, RF wireless Mifare / DESFire white reader, antique brass trim, antracite control/battery cover, 1 3/8" - 1 3/4" thick standard door, 5/8" <= b < 1 3/16" decentration, 8mm spindle | 1 |  | 1 Year | 514.1 | 0.15 | 436.985
32268 | Salto | AE91IAWA4A8- | Aelement electronics, wire-free SVN Mifare / DESFire white reader, antique brass trim, antracite control/battery cover, 1 3/4" - 2 1/4" thick door, 3/4" <= b < 1 3/16" decentration, 8mm spindle | 1 |  | 1 Year | 386.6 | 0.15 | 328.61
32269 | Salto | AE91IAWA4A8W | Aelement electronics, RF wireless Mifare / DESFire white reader, antique brass trim, antracite control/battery cover, 1 3/4" - 2 1/4" thick door, 3/4" <= b < 1 3/16" decentration, 8mm spindle | 1 |  | 1 Year | 514.1 | 0.15 | 436.985
32270 | Salto | AE91IAWC3A8- | Aelement electronics, wire-free SVN Mifare / DESFire white reader, antique brass trim, gold control/battery cover, 1 3/8" - 1 3/4" thick standard door, 5/8" <= b < 1 3/16" decentration, 8mm spindle | 1 |  | 1 Year | 386.6 | 0.15 | 328.61
32271 | Salto | AE91IAWC3A8W | Aelement electronics, RF wireless Mifare / DESFire white reader, antique brass trim, gold control/battery cover, 1 3/8" - 1 3/4" thick standard door, 5/8" <= b < 1 3/16" decentration, 8mm spindle | 1 |  | 1 Year | 514.1 | 0.15 | 436.985
32272 | Salto | AE91IAWC4A8- | Aelement electronics, wire-free SVN Mifare / DESFire white reader, antique brass trim, gold control/battery cover, 1 3/4" - 2 1/4" thick door, 3/4" <= b < 1 3/16" decentration, 8mm spindle | 1 |  | 1 Year | 386.6 | 0.15 | 328.61
32273 | Salto | AE91IAWC4A8W | Aelement electronics, RF wireless Mifare / DESFire white reader, antique brass trim, gold control/battery cover, 1 3/4" - 2 1/4" thick door, 3/4" <= b < 1 3/16" decentration, 8mm spindle | 1 |  | 1 Year | 514.1 | 0.15 | 436.985
32274 | Salto | AE91IAWG3A8- | Aelement electronics, wire-free SVN Mifare / DESFire white reader, antique brass trim, light grey control/battery holder, 1 3/8" - 1 3/4" thick standard door, 5/8" <= b < 1 3/16" decentration, 8mm spindle | 1 |  | 1 Year | 386.6 | 0.15 | 328.61
32275 | Salto | AE91IAWG3A8W | Aelement electronics, RF wireless Mifare / DESFire white reader, antique brass trim, light grey control/battery holder, 1 3/8" - 1 3/4" thick standard door, 5/8" <= b < 1 3/16" decentration, 8mm spindle | 1 |  | 1 Year | 514.1 | 0.15 | 436.985
32276 | Salto | AE91IAWG4A8- | Aelement electronics, wire-free SVN Mifare / DESFire white reader, antique brass trim, light grey control/battery holder, 1 3/4" - 2 1/4" thick door, 3/4" <= b < 1 3/16" decentration, 8mm spindle | 1 |  | 1 Year | 386.6 | 0.15 | 328.61
32277 | Salto | AE91IAWG4A8W | Aelement electronics, RF wireless Mifare / DESFire white reader, antique brass trim, light grey control/battery holder, 1 3/4" - 2 1/4" thick door, 3/4" <= b < 1 3/16" decentration, 8mm spindle | 1 |  | 1 Year | 514.1 | 0.15 | 436.985
32278 | Salto | AE91IAWI3A8- | Aelement electronics, wire-free SVN Mifare / DESFire white reader, antique brass trim, Ion blue control/battery cover, 1 3/8" - 1 3/4" thick standard door, 5/8" <= b < 1 3/16" decentration, 8mm spindle | 1 |  | 1 Year | 386.6 | 0.15 | 328.61
32279 | Salto | AE91IAWI3A8W | Aelement electronics, RF wireless Mifare / DESFire white reader, antique brass trim, Ion blue control/battery cover, 1 3/8" - 1 3/4" thick standard door, 5/8" <= b < 1 3/16" decentration, 8mm spindle | 1 |  | 1 Year | 514.1 | 0.15 | 436.985
32280 | Salto | AE91IAWI4A8- | Aelement electronics, wire-free SVN Mifare / DESFire white reader, antique brass trim, Ion blue control/battery cover, 1 3/4" - 2 1/4" thick door, 3/4" <= b < 1 3/16" decentration, 8mm spindle | 1 |  | 1 Year | 386.6 | 0.15 | 328.61
32281 | Salto | AE91IAWI4A8W | Aelement electronics, RF wireless Mifare / DESFire white reader, antique brass trim, Ion blue control/battery cover, 1 3/4" - 2 1/4" thick door, 3/4" <= b < 1 3/16" decentration, 8mm spindle | 1 |  | 1 Year | 514.1 | 0.15 | 436.985
32282 | Salto | AE91IMBA3A8- | Aelement electronics, wire-free SVN Mifare / DESFire black reader, satin stainless trim, antracite control/battery cover, 1 3/8" - 1 3/4" thick standard door, 5/8" <= b < 1 3/16" decentration, 8mm spindle | 1 |  | 1 Year | 367.2 | 0.15 | 312.12
32283 | Salto | AE91IMBA3A8W | Aelement electronics, RF wireless Mifare / DESFire black reader, satin stainless trim, antracite control/battery cover, 1 3/8" - 1 3/4" thick standard door, 5/8" <= b < 1 3/16" decentration, 8mm spindle | 1 |  | 1 Year | 494.7 | 0.15 | 420.495
32284 | Salto | AE91IMBA4A8- | Aelement electronics, wire-free SVN Mifare / DESFire black reader, satin stainless trim, antracite control/battery cover, 1 3/4" - 2 1/4" thick door, 3/4" <= b < 1 3/16" decentration, 8mm spindle | 1 |  | 1 Year | 367.2 | 0.15 | 312.12
32285 | Salto | AE91IMBA4A8W | Aelement electronics, RF wireless Mifare / DESFire black reader, satin stainless trim, antracite control/battery cover, 1 3/4" - 2 1/4" thick door, 3/4" <= b < 1 3/16" decentration, 8mm spindle | 1 |  | 1 Year | 494.7 | 0.15 | 420.495
32286 | Salto | AE91IMBC3A8- | Aelement electronics, wire-free SVN Mifare / DESFire black reader, satin stainless trim, gold control/battery cover, 1 3/8" - 1 3/4" thick standard door, 5/8" <= b < 1 3/16" decentration, 8mm spindle | 1 |  | 1 Year | 367.2 | 0.15 | 312.12
32287 | Salto | AE91IMBC3A8W | Aelement electronics, RF wireless Mifare / DESFire black reader, satin stainless trim, gold control/battery cover, 1 3/8" - 1 3/4" thick standard door, 5/8" <= b < 1 3/16" decentration, 8mm spindle | 1 |  | 1 Year | 494.7 | 0.15 | 420.495
32288 | Salto | AE91IMBC4A8- | Aelement electronics, wire-free SVN Mifare / DESFire black reader, satin stainless trim, gold control/battery cover, 1 3/4" - 2 1/4" thick door, 3/4" <= b < 1 3/16" decentration, 8mm spindle | 1 |  | 1 Year | 367.2 | 0.15 | 312.12
32289 | Salto | AE91IMBC4A8W | Aelement electronics, RF wireless Mifare / DESFire black reader, satin stainless trim, gold control/battery cover, 1 3/4" - 2 1/4" thick door, 3/4" <= b < 1 3/16" decentration, 8mm spindle | 1 |  | 1 Year | 494.7 | 0.15 | 420.495
32290 | Salto | AE91IMBG3A8- | Aelement electronics, wire-free SVN Mifare / DESFire black reader, satin stainless trim, light grey control/battery holder, 1 3/8" - 1 3/4" thick standard door, 5/8" <= b < 1 3/16" decentration, 8mm spindle | 1 |  | 1 Year | 367.2 | 0.15 | 312.12
32291 | Salto | AE91IMBG3A8W | Aelement electronics, RF wireless Mifare / DESFire black reader, satin stainless trim, light grey control/battery holder, 1 3/8" - 1 3/4" thick standard door, 5/8" <= b < 1 3/16" decentration, 8mm spindle | 1 |  | 1 Year | 494.7 | 0.15 | 420.495
32292 | Salto | AE91IMBG4A8- | Aelement electronics, wire-free SVN Mifare / DESFire black reader, satin stainless trim, light grey control/battery holder, 1 3/4" - 2 1/4" thick door, 3/4" <= b < 1 3/16" decentration, 8mm spindle | 1 |  | 1 Year | 367.2 | 0.15 | 312.12
32293 | Salto | AE91IMBG4A8W | Aelement electronics, RF wireless Mifare / DESFire black reader, satin stainless trim, light grey control/battery holder, 1 3/4" - 2 1/4" thick door, 3/4" <= b < 1 3/16" decentration, 8mm spindle | 1 |  | 1 Year | 494.7 | 0.15 | 420.495
32294 | Salto | AE91IMBI3A8- | Aelement electronics, wire-free SVN Mifare / DESFire black reader, satin stainless trim, Ion blue control/battery cover, 1 3/8" - 1 3/4" thick standard door, 5/8" <= b < 1 3/16" decentration, 8mm spindle | 1 |  | 1 Year | 367.2 | 0.15 | 312.12
32295 | Salto | AE91IMBI3A8W | Aelement electronics, RF wireless Mifare / DESFire black reader, satin stainless trim, Ion blue control/battery cover, 1 3/8" - 1 3/4" thick standard door, 5/8" <= b < 1 3/16" decentration, 8mm spindle | 1 |  | 1 Year | 494.7 | 0.15 | 420.495
32296 | Salto | AE91IMBI4A8- | Aelement electronics, wire-free SVN Mifare / DESFire black reader, satin stainless trim, Ion blue control/battery cover, 1 3/4" - 2 1/4" thick door, 3/4" <= b < 1 3/16" decentration, 8mm spindle | 1 |  | 1 Year | 367.2 | 0.15 | 312.12
32297 | Salto | AE91IMBI4A8W | Aelement electronics, RF wireless Mifare / DESFire black reader, satin stainless trim, Ion blue control/battery cover, 1 3/4" - 2 1/4" thick door, 3/4" <= b < 1 3/16" decentration, 8mm spindle | 1 |  | 1 Year | 494.7 | 0.15 | 420.495
32298 | Salto | AE91IMWA3A8- | Aelement electronics, wire-free SVN Mifare / DESFire white reader, satin stainless trim, antracite control/battery cover, 1 3/8" - 1 3/4" thick standard door, 5/8" <= b < 1 3/16" decentration, 8mm spindle | 1 |  | 1 Year | 367.2 | 0.15 | 312.12
32299 | Salto | AE91IMWA3A8W | Aelement electronics, RF wireless Mifare / DESFire white reader, satin stainless trim, antracite control/battery cover, 1 3/8" - 1 3/4" thick standard door, 5/8" <= b < 1 3/16" decentration, 8mm spindle | 1 |  | 1 Year | 494.7 | 0.15 | 420.495
32300 | Salto | AE91IMWA4A8- | Aelement electronics, wire-free SVN Mifare / DESFire white reader, satin stainless trim, antracite control/battery cover, 1 3/4" - 2 1/4" thick door, 3/4" <= b < 1 3/16" decentration, 8mm spindle | 1 |  | 1 Year | 367.2 | 0.15 | 312.12
32301 | Salto | AE91IMWA4A8W | Aelement electronics, RF wireless Mifare / DESFire white reader, satin stainless trim, antracite control/battery cover, 1 3/4" - 2 1/4" thick door, 3/4" <= b < 1 3/16" decentration, 8mm spindle | 1 |  | 1 Year | 494.7 | 0.15 | 420.495
32302 | Salto | AE91IMWC3A8- | Aelement electronics, wire-free SVN Mifare / DESFire white reader, satin stainless trim, gold control/battery cover, 1 3/8" - 1 3/4" thick standard door, 5/8" <= b < 1 3/16" decentration, 8mm spindle | 1 |  | 1 Year | 367.2 | 0.15 | 312.12
32303 | Salto | AE91IMWC3A8W | Aelement electronics, RF wireless Mifare / DESFire white reader, satin stainless trim, gold control/battery cover, 1 3/8" - 1 3/4" thick standard door, 5/8" <= b < 1 3/16" decentration, 8mm spindle | 1 |  | 1 Year | 494.7 | 0.15 | 420.495
32304 | Salto | AE91IMWC4A8- | Aelement electronics, wire-free SVN Mifare / DESFire white reader, satin stainless trim, gold control/battery cover, 1 3/4" - 2 1/4" thick door, 3/4" <= b < 1 3/16" decentration, 8mm spindle | 1 |  | 1 Year | 367.2 | 0.15 | 312.12
32305 | Salto | AE91IMWC4A8W | Aelement electronics, RF wireless Mifare / DESFire white reader, satin stainless trim, gold control/battery cover, 1 3/4" - 2 1/4" thick door, 3/4" <= b < 1 3/16" decentration, 8mm spindle | 1 |  | 1 Year | 494.7 | 0.15 | 420.495
32306 | Salto | AE91IMWG3A8- | Aelement electronics, wire-free SVN Mifare / DESFire white reader, satin stainless trim, light grey control/battery holder, 1 3/8" - 1 3/4" thick standard door, 5/8" <= b < 1 3/16" decentration, 8mm spindle | 1 |  | 1 Year | 367.2 | 0.15 | 312.12
32307 | Salto | AE91IMWG3A8W | Aelement electronics, RF wireless Mifare / DESFire white reader, satin stainless trim, light grey control/battery holder, 1 3/8" - 1 3/4" thick standard door, 5/8" <= b < 1 3/16" decentration, 8mm spindle | 1 |  | 1 Year | 494.7 | 0.15 | 420.495
32308 | Salto | AE91IMWG4A8- | Aelement electronics, wire-free SVN Mifare / DESFire white reader, satin stainless trim, light grey control/battery holder, 1 3/4" - 2 1/4" thick door, 3/4" <= b < 1 3/16" decentration, 8mm spindle | 1 |  | 1 Year | 367.2 | 0.15 | 312.12
32309 | Salto | AE91IMWG4A8W | Aelement electronics, RF wireless Mifare / DESFire white reader, satin stainless trim, light grey control/battery holder, 1 3/4" - 2 1/4" thick door, 3/4" <= b < 1 3/16" decentration, 8mm spindle | 1 |  | 1 Year | 494.7 | 0.15 | 420.495
32310 | Salto | AE91IMWI3A8- | Aelement electronics, wire-free SVN Mifare / DESFire white reader, satin stainless trim, Ion blue control/battery cover, 1 3/8" - 1 3/4" thick standard door, 5/8" <= b < 1 3/16" decentration, 8mm spindle | 1 |  | 1 Year | 367.2 | 0.15 | 312.12
32311 | Salto | AE91IMWI3A8W | Aelement electronics, RF wireless Mifare / DESFire white reader, satin stainless trim, Ion blue control/battery cover, 1 3/8" - 1 3/4" thick standard door, 5/8" <= b < 1 3/16" decentration, 8mm spindle | 1 |  | 1 Year | 494.7 | 0.15 | 420.495
32312 | Salto | AE91IMWI4A8- | Aelement electronics, wire-free SVN Mifare / DESFire white reader, satin stainless trim, Ion blue control/battery cover, 1 3/4" - 2 1/4" thick door, 3/4" <= b < 1 3/16" decentration, 8mm spindle | 1 |  | 1 Year | 367.2 | 0.15 | 312.12
32313 | Salto | AE91IMWI4A8W | Aelement electronics, RF wireless Mifare / DESFire white reader, satin stainless trim, Ion blue control/battery cover, 1 3/4" - 2 1/4" thick door, 3/4" <= b < 1 3/16" decentration, 8mm spindle | 1 |  | 1 Year | 494.7 | 0.15 | 420.495
32314 | Salto | AE91IPBA3A8- | Aelement electronics, wire-free SVN Mifare / DESFire black reader, bright stainless steel trim, antracite control/battery cover, 1 3/8" - 1 3/4" thick standard door, 5/8" <= b < 1 3/16" decentration, 8mm spindle | 1 |  | 1 Year | 389.65 | 0.15 | 331.2025
32315 | Salto | AE91IPBA3A8W | Aelement electronics, RF wireless Mifare / DESFire black reader, bright stainless steel trim, antracite control/battery cover, 1 3/8" - 1 3/4" thick standard door, 5/8" <= b < 1 3/16" decentration, 8mm spindle | 1 |  | 1 Year | 517.15 | 0.15 | 439.5775
32316 | Salto | AE91IPBA4A8- | Aelement electronics, wire-free SVN Mifare / DESFire black reader, bright stainless steel trim, antracite control/battery cover, 1 3/4" - 2 1/4" thick door, 3/4" <= b < 1 3/16" decentration, 8mm spindle | 1 |  | 1 Year | 389.65 | 0.15 | 331.2025
32317 | Salto | AE91IPBA4A8W | Aelement electronics, RF wireless Mifare / DESFire black reader, bright stainless steel trim, antracite control/battery cover, 1 3/4" - 2 1/4" thick door, 3/4" <= b < 1 3/16" decentration, 8mm spindle | 1 |  | 1 Year | 517.15 | 0.15 | 439.5775
32318 | Salto | AE91IPBC3A8- | Aelement electronics, wire-free SVN Mifare / DESFire black reader, bright stainless steel trim, gold control/battery cover, 1 3/8" - 1 3/4" thick standard door, 5/8" <= b < 1 3/16" decentration, 8mm spindle | 1 |  | 1 Year | 389.65 | 0.15 | 331.2025
32319 | Salto | AE91IPBC3A8W | Aelement electronics, RF wireless Mifare / DESFire black reader, bright stainless steel trim, gold control/battery cover, 1 3/8" - 1 3/4" thick standard door, 5/8" <= b < 1 3/16" decentration, 8mm spindle | 1 |  | 1 Year | 517.15 | 0.15 | 439.5775
32320 | Salto | AE91IPBC4A8- | Aelement electronics, wire-free SVN Mifare / DESFire black reader, bright stainless steel trim, gold control/battery cover, 1 3/4" - 2 1/4" thick door, 3/4" <= b < 1 3/16" decentration, 8mm spindle | 1 |  | 1 Year | 389.65 | 0.15 | 331.2025
32321 | Salto | AE91IPBC4A8W | Aelement electronics, RF wireless Mifare / DESFire black reader, bright stainless steel trim, gold control/battery cover, 1 3/4" - 2 1/4" thick door, 3/4" <= b < 1 3/16" decentration, 8mm spindle | 1 |  | 1 Year | 517.15 | 0.15 | 439.5775
32322 | Salto | AE91IPBG3A8- | Aelement electronics, wire-free SVN Mifare / DESFire black reader, bright stainless steel trim, light grey control/battery holder, 1 3/8" - 1 3/4" thick standard door, 5/8" <= b < 1 3/16" decentration, 8mm spindle | 1 |  | 1 Year | 389.65 | 0.15 | 331.2025
32323 | Salto | AE91IPBG3A8W | Aelement electronics, RF wireless Mifare / DESFire black reader, bright stainless steel trim, light grey control/battery holder, 1 3/8" - 1 3/4" thick standard door, 5/8" <= b < 1 3/16" decentration, 8mm spindle | 1 |  | 1 Year | 517.15 | 0.15 | 439.5775
32324 | Salto | AE91IPBG4A8- | Aelement electronics, wire-free SVN Mifare / DESFire black reader, bright stainless steel trim, light grey control/battery holder, 1 3/4" - 2 1/4" thick door, 3/4" <= b < 1 3/16" decentration, 8mm spindle | 1 |  | 1 Year | 389.65 | 0.15 | 331.2025
32325 | Salto | AE91IPBG4A8W | Aelement electronics, RF wireless Mifare / DESFire black reader, bright stainless steel trim, light grey control/battery holder, 1 3/4" - 2 1/4" thick door, 3/4" <= b < 1 3/16" decentration, 8mm spindle | 1 |  | 1 Year | 517.15 | 0.15 | 439.5775
32326 | Salto | AE91IPBI3A8- | Aelement electronics, wire-free SVN Mifare / DESFire black reader, bright stainless steel trim, Ion blue control/battery cover, 1 3/8" - 1 3/4" thick standard door, 5/8" <= b < 1 3/16" decentration, 8mm spindle | 1 |  | 1 Year | 389.65 | 0.15 | 331.2025
32327 | Salto | AE91IPBI3A8W | Aelement electronics, RF wireless Mifare / DESFire black reader, bright stainless steel trim, Ion blue control/battery cover, 1 3/8" - 1 3/4" thick standard door, 5/8" <= b < 1 3/16" decentration, 8mm spindle | 1 |  | 1 Year | 517.15 | 0.15 | 439.5775
32328 | Salto | AE91IPBI4A8- | Aelement electronics, wire-free SVN Mifare / DESFire black reader, bright stainless steel trim, Ion blue control/battery cover, 1 3/4" - 2 1/4" thick door, 3/4" <= b < 1 3/16" decentration, 8mm spindle | 1 |  | 1 Year | 389.65 | 0.15 | 331.2025
32329 | Salto | AE91IPBI4A8W | Aelement electronics, RF wireless Mifare / DESFire black reader, bright stainless steel trim, Ion blue control/battery cover, 1 3/4" - 2 1/4" thick door, 3/4" <= b < 1 3/16" decentration, 8mm spindle | 1 |  | 1 Year | 517.15 | 0.15 | 439.5775
32330 | Salto | AE91IPWA3A8- | Aelement electronics, wire-free SVN Mifare / DESFire white reader, bright stainless steel trim, antracite control/battery cover, 1 3/8" - 1 3/4" thick standard door, 5/8" <= b < 1 3/16" decentration, 8mm spindle | 1 |  | 1 Year | 389.65 | 0.15 | 331.2025
32331 | Salto | AE91IPWA3A8W | Aelement electronics, RF wireless Mifare / DESFire white reader, bright stainless steel trim, antracite control/battery cover, 1 3/8" - 1 3/4" thick standard door, 5/8" <= b < 1 3/16" decentration, 8mm spindle | 1 |  | 1 Year | 517.15 | 0.15 | 439.5775
32332 | Salto | AE91IPWA4A8- | Aelement electronics, wire-free SVN Mifare / DESFire white reader, bright stainless steel trim, antracite control/battery cover, 1 3/4" - 2 1/4" thick door, 3/4" <= b < 1 3/16" decentration, 8mm spindle | 1 |  | 1 Year | 389.65 | 0.15 | 331.2025
32333 | Salto | AE91IPWA4A8W | Aelement electronics, RF wireless Mifare / DESFire white reader, bright stainless steel trim, antracite control/battery cover, 1 3/4" - 2 1/4" thick door, 3/4" <= b < 1 3/16" decentration, 8mm spindle | 1 |  | 1 Year | 517.15 | 0.15 | 439.5775
32334 | Salto | AE91IPWC3A8- | Aelement electronics, wire-free SVN Mifare / DESFire white reader, bright stainless steel trim, gold control/battery cover, 1 3/8" - 1 3/4" thick standard door, 5/8" <= b < 1 3/16" decentration, 8mm spindle | 1 |  | 1 Year | 389.65 | 0.15 | 331.2025
32335 | Salto | AE91IPWC3A8W | Aelement electronics, RF wireless Mifare / DESFire white reader, bright stainless steel trim, gold control/battery cover, 1 3/8" - 1 3/4" thick standard door, 5/8" <= b < 1 3/16" decentration, 8mm spindle | 1 |  | 1 Year | 517.15 | 0.15 | 439.5775
32336 | Salto | AE91IPWC4A8- | Aelement electronics, wire-free SVN Mifare / DESFire white reader, bright stainless steel trim, gold control/battery cover, 1 3/4" - 2 1/4" thick door, 3/4" <= b < 1 3/16" decentration, 8mm spindle | 1 |  | 1 Year | 389.65 | 0.15 | 331.2025
32337 | Salto | AE91IPWC4A8W | Aelement electronics, RF wireless Mifare / DESFire white reader, bright stainless steel trim, gold control/battery cover, 1 3/4" - 2 1/4" thick door, 3/4" <= b < 1 3/16" decentration, 8mm spindle | 1 |  | 1 Year | 517.15 | 0.15 | 439.5775
32338 | Salto | AE91IPWG3A8- | Aelement electronics, wire-free SVN Mifare / DESFire white reader, bright stainless steel trim, light grey control/battery holder, 1 3/8" - 1 3/4" thick standard door, 5/8" <= b < 1 3/16" decentration, 8mm spindle | 1 |  | 1 Year | 389.65 | 0.15 | 331.2025
32339 | Salto | AE91IPWG3A8W | Aelement electronics, RF wireless Mifare / DESFire white reader, bright stainless steel trim, light grey control/battery holder, 1 3/8" - 1 3/4" thick standard door, 5/8" <= b < 1 3/16" decentration, 8mm spindle | 1 |  | 1 Year | 517.15 | 0.15 | 439.5775
32340 | Salto | AE91IPWG4A8- | Aelement electronics, wire-free SVN Mifare / DESFire white reader, bright stainless steel trim, light grey control/battery holder, 1 3/4" - 2 1/4" thick door, 3/4" <= b < 1 3/16" decentration, 8mm spindle | 1 |  | 1 Year | 389.65 | 0.15 | 331.2025
32341 | Salto | AE91IPWG4A8W | Aelement electronics, RF wireless Mifare / DESFire white reader, bright stainless steel trim, light grey control/battery holder, 1 3/4" - 2 1/4" thick door, 3/4" <= b < 1 3/16" decentration, 8mm spindle | 1 |  | 1 Year | 517.15 | 0.15 | 439.5775
32342 | Salto | AE91IPWI3A8- | Aelement electronics, wire-free SVN Mifare / DESFire white reader, bright stainless steel trim, Ion blue control/battery cover, 1 3/8" - 1 3/4" thick standard door, 5/8" <= b < 1 3/16" decentration, 8mm spindle | 1 |  | 1 Year | 389.65 | 0.15 | 331.2025
32343 | Salto | AE91IPWI3A8W | Aelement electronics, RF wireless Mifare / DESFire white reader, bright stainless steel trim, Ion blue control/battery cover, 1 3/8" - 1 3/4" thick standard door, 5/8" <= b < 1 3/16" decentration, 8mm spindle | 1 |  | 1 Year | 517.15 | 0.15 | 439.5775
32344 | Salto | AE91IPWI4A8- | Aelement electronics, wire-free SVN Mifare / DESFire white reader, bright stainless steel trim, Ion blue control/battery cover, 1 3/4" - 2 1/4" thick door, 3/4" <= b < 1 3/16" decentration, 8mm spindle | 1 |  | 1 Year | 389.65 | 0.15 | 331.2025
32345 | Salto | AE91IPWI4A8W | Aelement electronics, RF wireless Mifare / DESFire white reader, bright stainless steel trim, Ion blue control/battery cover, 1 3/4" - 2 1/4" thick door, 3/4" <= b < 1 3/16" decentration, 8mm spindle | 1 |  | 1 Year | 517.15 | 0.15 | 439.5775
32346 | Salto | AE91NEBA3A8- | Aelement electronics, wire-free SVN Mifare / DESFire black reader, black trim, antracite control/battery cover, 1 3/8" - 1 3/4" thick standard door, 5/8" <= b < 1 3/16" decentration, 8mm spindle | 1 |  | 1 Year | 389.65 | 0.15 | 331.2025
32347 | Salto | AE91NEBA3A8W | Aelement electronics, RF wireless Mifare / DESFire black reader, black trim, antracite control/battery cover, 1 3/8" - 1 3/4" thick standard door, 5/8" <= b < 1 3/16" decentration, 8mm spindle | 1 |  | 1 Year | 517.15 | 0.15 | 439.5775
32348 | Salto | AE91NEBA4A8- | Aelement electronics, wire-free SVN Mifare / DESFire black reader, black trim, antracite control/battery cover, 1 3/4" - 2 1/4" thick door, 3/4" <= b < 1 3/16" decentration, 8mm spindle | 1 |  | 1 Year | 389.65 | 0.15 | 331.2025
32349 | Salto | AE91NEBA4A8W | Aelement electronics, RF wireless Mifare / DESFire black reader, black trim, antracite control/battery cover, 1 3/4" - 2 1/4" thick door, 3/4" <= b < 1 3/16" decentration, 8mm spindle | 1 |  | 1 Year | 517.15 | 0.15 | 439.5775
32350 | Salto | AE91NEBC3A8- | Aelement electronics, wire-free SVN Mifare / DESFire black reader, black trim, gold control/battery cover, 1 3/8" - 1 3/4" thick standard door, 5/8" <= b < 1 3/16" decentration, 8mm spindle | 1 |  | 1 Year | 389.65 | 0.15 | 331.2025
32351 | Salto | AE91NEBC3A8W | Aelement electronics, RF wireless Mifare / DESFire black reader, black trim, gold control/battery cover, 1 3/8" - 1 3/4" thick standard door, 5/8" <= b < 1 3/16" decentration, 8mm spindle | 1 |  | 1 Year | 517.15 | 0.15 | 439.5775
32352 | Salto | AE91NEBC4A8- | Aelement electronics, wire-free SVN Mifare / DESFire black reader, black trim, gold control/battery cover, 1 3/4" - 2 1/4" thick door, 3/4" <= b < 1 3/16" decentration, 8mm spindle | 1 |  | 1 Year | 389.65 | 0.15 | 331.2025
32353 | Salto | AE91NEBC4A8W | Aelement electronics, RF wireless Mifare / DESFire black reader, black trim, gold control/battery cover, 1 3/4" - 2 1/4" thick door, 3/4" <= b < 1 3/16" decentration, 8mm spindle | 1 |  | 1 Year | 517.15 | 0.15 | 439.5775
32354 | Salto | AE91NEBG3A8- | Aelement electronics, wire-free SVN Mifare / DESFire black reader, black trim, light grey control/battery holder, 1 3/8" - 1 3/4" thick standard door, 5/8" <= b < 1 3/16" decentration, 8mm spindle | 1 |  | 1 Year | 389.65 | 0.15 | 331.2025
32355 | Salto | AE91NEBG3A8W | Aelement electronics, RF wireless Mifare / DESFire black reader, black trim, light grey control/battery holder, 1 3/8" - 1 3/4" thick standard door, 5/8" <= b < 1 3/16" decentration, 8mm spindle | 1 |  | 1 Year | 517.15 | 0.15 | 439.5775
32356 | Salto | AE91NEBG4A8- | Aelement electronics, wire-free SVN Mifare / DESFire black reader, black trim, light grey control/battery holder, 1 3/4" - 2 1/4" thick door, 3/4" <= b < 1 3/16" decentration, 8mm spindle | 1 |  | 1 Year | 389.65 | 0.15 | 331.2025
32357 | Salto | AE91NEBG4A8W | Aelement electronics, RF wireless Mifare / DESFire black reader, black trim, light grey control/battery holder, 1 3/4" - 2 1/4" thick door, 3/4" <= b < 1 3/16" decentration, 8mm spindle | 1 |  | 1 Year | 517.15 | 0.15 | 439.5775
32358 | Salto | AE91NEBI3A8- | Aelement electronics, wire-free SVN Mifare / DESFire black reader, black trim, Ion blue control/battery cover, 1 3/8" - 1 3/4" thick standard door, 5/8" <= b < 1 3/16" decentration, 8mm spindle | 1 |  | 1 Year | 389.65 | 0.15 | 331.2025
32359 | Salto | AE91NEBI3A8W | Aelement electronics, RF wireless Mifare / DESFire black reader, black trim, Ion blue control/battery cover, 1 3/8" - 1 3/4" thick standard door, 5/8" <= b < 1 3/16" decentration, 8mm spindle | 1 |  | 1 Year | 517.15 | 0.15 | 439.5775
32360 | Salto | AE91NEBI4A8- | Aelement electronics, wire-free SVN Mifare / DESFire black reader, black trim, Ion blue control/battery cover, 1 3/4" - 2 1/4" thick door, 3/4" <= b < 1 3/16" decentration, 8mm spindle | 1 |  | 1 Year | 389.65 | 0.15 | 331.2025
32361 | Salto | AE91NEBI4A8W | Aelement electronics, RF wireless Mifare / DESFire black reader, black trim, Ion blue control/battery cover, 1 3/4" - 2 1/4" thick door, 3/4" <= b < 1 3/16" decentration, 8mm spindle | 1 |  | 1 Year | 517.15 | 0.15 | 439.5775
32362 | Salto | AE91NEWA3A8- | Aelement electronics, wire-free SVN Mifare / DESFire white reader, black trim, antracite control/battery cover, 1 3/8" - 1 3/4" thick standard door, 5/8" <= b < 1 3/16" decentration, 8mm spindle | 1 |  | 1 Year | 389.65 | 0.15 | 331.2025
32363 | Salto | AE91NEWA3A8W | Aelement electronics, RF wireless Mifare / DESFire white reader, black trim, antracite control/battery cover, 1 3/8" - 1 3/4" thick standard door, 5/8" <= b < 1 3/16" decentration, 8mm spindle | 1 |  | 1 Year | 517.15 | 0.15 | 439.5775
32364 | Salto | AE91NEWA4A8- | Aelement electronics, wire-free SVN Mifare / DESFire white reader, black trim, antracite control/battery cover, 1 3/4" - 2 1/4" thick door, 3/4" <= b < 1 3/16" decentration, 8mm spindle | 1 |  | 1 Year | 389.65 | 0.15 | 331.2025
32365 | Salto | AE91NEWA4A8W | Aelement electronics, RF wireless Mifare / DESFire white reader, black trim, antracite control/battery cover, 1 3/4" - 2 1/4" thick door, 3/4" <= b < 1 3/16" decentration, 8mm spindle | 1 |  | 1 Year | 517.15 | 0.15 | 439.5775
32366 | Salto | AE91NEWC3A8- | Aelement electronics, wire-free SVN Mifare / DESFire white reader, black trim, gold control/battery cover, 1 3/8" - 1 3/4" thick standard door, 5/8" <= b < 1 3/16" decentration, 8mm spindle | 1 |  | 1 Year | 389.65 | 0.15 | 331.2025
32367 | Salto | AE91NEWC3A8W | Aelement electronics, RF wireless Mifare / DESFire white reader, black trim, gold control/battery cover, 1 3/8" - 1 3/4" thick standard door, 5/8" <= b < 1 3/16" decentration, 8mm spindle | 1 |  | 1 Year | 517.15 | 0.15 | 439.5775
32368 | Salto | AE91NEWC4A8- | Aelement electronics, wire-free SVN Mifare / DESFire white reader, black trim, gold control/battery cover, 1 3/4" - 2 1/4" thick door, 3/4" <= b < 1 3/16" decentration, 8mm spindle | 1 |  | 1 Year | 389.65 | 0.15 | 331.2025
32369 | Salto | AE91NEWC4A8W | Aelement electronics, RF wireless Mifare / DESFire white reader, black trim, gold control/battery cover, 1 3/4" - 2 1/4" thick door, 3/4" <= b < 1 3/16" decentration, 8mm spindle | 1 |  | 1 Year | 517.15 | 0.15 | 439.5775
32370 | Salto | AE91NEWG3A8- | Aelement electronics, wire-free SVN Mifare / DESFire white reader, black trim, light grey control/battery holder, 1 3/8" - 1 3/4" thick standard door, 5/8" <= b < 1 3/16" decentration, 8mm spindle | 1 |  | 1 Year | 389.65 | 0.15 | 331.2025
32371 | Salto | AE91NEWG3A8W | Aelement electronics, RF wireless Mifare / DESFire white reader, black trim, light grey control/battery holder, 1 3/8" - 1 3/4" thick standard door, 5/8" <= b < 1 3/16" decentration, 8mm spindle | 1 |  | 1 Year | 517.15 | 0.15 | 439.5775
32372 | Salto | AE91NEWG4A8- | Aelement electronics, wire-free SVN Mifare / DESFire white reader, black trim, light grey control/battery holder, 1 3/4" - 2 1/4" thick door, 3/4" <= b < 1 3/16" decentration, 8mm spindle | 1 |  | 1 Year | 389.65 | 0.15 | 331.2025
32373 | Salto | AE91NEWG4A8W | Aelement electronics, RF wireless Mifare / DESFire white reader, black trim, light grey control/battery holder, 1 3/4" - 2 1/4" thick door, 3/4" <= b < 1 3/16" decentration, 8mm spindle | 1 |  | 1 Year | 517.15 | 0.15 | 439.5775
32374 | Salto | AE91NEWI3A8- | Aelement electronics, wire-free SVN Mifare / DESFire white reader, black trim, Ion blue control/battery cover, 1 3/8" - 1 3/4" thick standard door, 5/8" <= b < 1 3/16" decentration, 8mm spindle | 1 |  | 1 Year | 389.65 | 0.15 | 331.2025
32375 | Salto | AE91NEWI3A8W | Aelement electronics, RF wireless Mifare / DESFire white reader, black trim, Ion blue control/battery cover, 1 3/8" - 1 3/4" thick standard door, 5/8" <= b < 1 3/16" decentration, 8mm spindle | 1 |  | 1 Year | 517.15 | 0.15 | 439.5775
32376 | Salto | AE91NEWI4A8- | Aelement electronics, wire-free SVN Mifare / DESFire white reader, black trim, Ion blue control/battery cover, 1 3/4" - 2 1/4" thick door, 3/4" <= b < 1 3/16" decentration, 8mm spindle | 1 |  | 1 Year | 389.65 | 0.15 | 331.2025
32377 | Salto | AE91NEWI4A8W | Aelement electronics, RF wireless Mifare / DESFire white reader, black trim, Ion blue control/battery cover, 1 3/4" - 2 1/4" thick door, 3/4" <= b < 1 3/16" decentration, 8mm spindle | 1 |  | 1 Year | 517.15 | 0.15 | 439.5775
32378 | Salto | AE91PMBA3A8- | Aelement electronics, wire-free SVN Mifare / DESFire black reader, satin brass trim, antracite control/battery cover, 1 3/8" - 1 3/4" thick standard door, 5/8" <= b < 1 3/16" decentration, 8mm spindle | 1 |  | 1 Year | 367.2 | 0.15 | 312.12
32379 | Salto | AE91PMBA3A8W | Aelement electronics, RF wireless Mifare / DESFire black reader, satin brass trim, antracite control/battery cover, 1 3/8" - 1 3/4" thick standard door, 5/8" <= b < 1 3/16" decentration, 8mm spindle | 1 |  | 1 Year | 494.7 | 0.15 | 420.495
32380 | Salto | AE91PMBA4A8- | Aelement electronics, wire-free SVN Mifare / DESFire black reader, satin brass trim, antracite control/battery cover, 1 3/4" - 2 1/4" thick door, 3/4" <= b < 1 3/16" decentration, 8mm spindle | 1 |  | 1 Year | 367.2 | 0.15 | 312.12
32381 | Salto | AE91PMBA4A8W | Aelement electronics, RF wireless Mifare / DESFire black reader, satin brass trim, antracite control/battery cover, 1 3/4" - 2 1/4" thick door, 3/4" <= b < 1 3/16" decentration, 8mm spindle | 1 |  | 1 Year | 494.7 | 0.15 | 420.495
32382 | Salto | AE91PMBC3A8- | Aelement electronics, wire-free SVN Mifare / DESFire black reader, satin brass trim, gold control/battery cover, 1 3/8" - 1 3/4" thick standard door, 5/8" <= b < 1 3/16" decentration, 8mm spindle | 1 |  | 1 Year | 367.2 | 0.15 | 312.12
32383 | Salto | AE91PMBC3A8W | Aelement electronics, RF wireless Mifare / DESFire black reader, satin brass trim, gold control/battery cover, 1 3/8" - 1 3/4" thick standard door, 5/8" <= b < 1 3/16" decentration, 8mm spindle | 1 |  | 1 Year | 494.7 | 0.15 | 420.495
32384 | Salto | AE91PMBC4A8- | Aelement electronics, wire-free SVN Mifare / DESFire black reader, satin brass trim, gold control/battery cover, 1 3/4" - 2 1/4" thick door, 3/4" <= b < 1 3/16" decentration, 8mm spindle | 1 |  | 1 Year | 367.2 | 0.15 | 312.12
32385 | Salto | AE91PMBC4A8W | Aelement electronics, RF wireless Mifare / DESFire black reader, satin brass trim, gold control/battery cover, 1 3/4" - 2 1/4" thick door, 3/4" <= b < 1 3/16" decentration, 8mm spindle | 1 |  | 1 Year | 494.7 | 0.15 | 420.495
32386 | Salto | AE91PMBG3A8- | Aelement electronics, wire-free SVN Mifare / DESFire black reader, satin brass trim, light grey control/battery holder, 1 3/8" - 1 3/4" thick standard door, 5/8" <= b < 1 3/16" decentration, 8mm spindle | 1 |  | 1 Year | 367.2 | 0.15 | 312.12
32387 | Salto | AE91PMBG3A8W | Aelement electronics, RF wireless Mifare / DESFire black reader, satin brass trim, light grey control/battery holder, 1 3/8" - 1 3/4" thick standard door, 5/8" <= b < 1 3/16" decentration, 8mm spindle | 1 |  | 1 Year | 494.7 | 0.15 | 420.495
32388 | Salto | AE91PMBG4A8- | Aelement electronics, wire-free SVN Mifare / DESFire black reader, satin brass trim, light grey control/battery holder, 1 3/4" - 2 1/4" thick door, 3/4" <= b < 1 3/16" decentration, 8mm spindle | 1 |  | 1 Year | 367.2 | 0.15 | 312.12
32389 | Salto | AE91PMBG4A8W | Aelement electronics, RF wireless Mifare / DESFire black reader, satin brass trim, light grey control/battery holder, 1 3/4" - 2 1/4" thick door, 3/4" <= b < 1 3/16" decentration, 8mm spindle | 1 |  | 1 Year | 494.7 | 0.15 | 420.495
32390 | Salto | AE91PMBI3A8- | Aelement electronics, wire-free SVN Mifare / DESFire black reader, satin brass trim, Ion blue control/battery cover, 1 3/8" - 1 3/4" thick standard door, 5/8" <= b < 1 3/16" decentration, 8mm spindle | 1 |  | 1 Year | 367.2 | 0.15 | 312.12
32391 | Salto | AE91PMBI3A8W | Aelement electronics, RF wireless Mifare / DESFire black reader, satin brass trim, Ion blue control/battery cover, 1 3/8" - 1 3/4" thick standard door, 5/8" <= b < 1 3/16" decentration, 8mm spindle | 1 |  | 1 Year | 494.7 | 0.15 | 420.495
32392 | Salto | AE91PMBI4A8- | Aelement electronics, wire-free SVN Mifare / DESFire black reader, satin brass trim, Ion blue control/battery cover, 1 3/4" - 2 1/4" thick door, 3/4" <= b < 1 3/16" decentration, 8mm spindle | 1 |  | 1 Year | 367.2 | 0.15 | 312.12
32393 | Salto | AE91PMBI4A8W | Aelement electronics, RF wireless Mifare / DESFire black reader, satin brass trim, Ion blue control/battery cover, 1 3/4" - 2 1/4" thick door, 3/4" <= b < 1 3/16" decentration, 8mm spindle | 1 |  | 1 Year | 494.7 | 0.15 | 420.495
32394 | Salto | AE91PMWA3A8- | Aelement electronics, wire-free SVN Mifare / DESFire white reader, satin brass trim, antracite control/battery cover, 1 3/8" - 1 3/4" thick standard door, 5/8" <= b < 1 3/16" decentration, 8mm spindle | 1 |  | 1 Year | 367.2 | 0.15 | 312.12
32395 | Salto | AE91PMWA3A8W | Aelement electronics, RF wireless Mifare / DESFire white reader, satin brass trim, antracite control/battery cover, 1 3/8" - 1 3/4" thick standard door, 5/8" <= b < 1 3/16" decentration, 8mm spindle | 1 |  | 1 Year | 494.7 | 0.15 | 420.495
32396 | Salto | AE91PMWA4A8- | Aelement electronics, wire-free SVN Mifare / DESFire white reader, satin brass trim, antracite control/battery cover, 1 3/4" - 2 1/4" thick door, 3/4" <= b < 1 3/16" decentration, 8mm spindle | 1 |  | 1 Year | 367.2 | 0.15 | 312.12
32397 | Salto | AE91PMWA4A8W | Aelement electronics, RF wireless Mifare / DESFire white reader, satin brass trim, antracite control/battery cover, 1 3/4" - 2 1/4" thick door, 3/4" <= b < 1 3/16" decentration, 8mm spindle | 1 |  | 1 Year | 494.7 | 0.15 | 420.495
32398 | Salto | AE91PMWC3A8- | Aelement electronics, wire-free SVN Mifare / DESFire white reader, satin brass trim, gold control/battery cover, 1 3/8" - 1 3/4" thick standard door, 5/8" <= b < 1 3/16" decentration, 8mm spindle | 1 |  | 1 Year | 367.2 | 0.15 | 312.12
32399 | Salto | AE91PMWC3A8W | Aelement electronics, RF wireless Mifare / DESFire white reader, satin brass trim, gold control/battery cover, 1 3/8" - 1 3/4" thick standard door, 5/8" <= b < 1 3/16" decentration, 8mm spindle | 1 |  | 1 Year | 494.7 | 0.15 | 420.495
32400 | Salto | AE91PMWC4A8- | Aelement electronics, wire-free SVN Mifare / DESFire white reader, satin brass trim, gold control/battery cover, 1 3/4" - 2 1/4" thick door, 3/4" <= b < 1 3/16" decentration, 8mm spindle | 1 |  | 1 Year | 367.2 | 0.15 | 312.12
32401 | Salto | AE91PMWC4A8W | Aelement electronics, RF wireless Mifare / DESFire white reader, satin brass trim, gold control/battery cover, 1 3/4" - 2 1/4" thick door, 3/4" <= b < 1 3/16" decentration, 8mm spindle | 1 |  | 1 Year | 494.7 | 0.15 | 420.495
32402 | Salto | AE91PMWG3A8- | Aelement electronics, wire-free SVN Mifare / DESFire white reader, satin brass trim, light grey control/battery holder, 1 3/8" - 1 3/4" thick standard door, 5/8" <= b < 1 3/16" decentration, 8mm spindle | 1 |  | 1 Year | 367.2 | 0.15 | 312.12
32403 | Salto | AE91PMWG3A8W | Aelement electronics, RF wireless Mifare / DESFire white reader, satin brass trim, light grey control/battery holder, 1 3/8" - 1 3/4" thick standard door, 5/8" <= b < 1 3/16" decentration, 8mm spindle | 1 |  | 1 Year | 494.7 | 0.15 | 420.495
32404 | Salto | AE91PMWG4A8- | Aelement electronics, wire-free SVN Mifare / DESFire white reader, satin brass trim, light grey control/battery holder, 1 3/4" - 2 1/4" thick door, 3/4" <= b < 1 3/16" decentration, 8mm spindle | 1 |  | 1 Year | 367.2 | 0.15 | 312.12
32405 | Salto | AE91PMWG4A8W | Aelement electronics, RF wireless Mifare / DESFire white reader, satin brass trim, light grey control/battery holder, 1 3/4" - 2 1/4" thick door, 3/4" <= b < 1 3/16" decentration, 8mm spindle | 1 |  | 1 Year | 494.7 | 0.15 | 420.495
32406 | Salto | AE91PMWI3A8- | Aelement electronics, wire-free SVN Mifare / DESFire white reader, satin brass trim, Ion blue control/battery cover, 1 3/8" - 1 3/4" thick standard door, 5/8" <= b < 1 3/16" decentration, 8mm spindle | 1 |  | 1 Year | 367.2 | 0.15 | 312.12
32407 | Salto | AE91PMWI3A8W | Aelement electronics, RF wireless Mifare / DESFire white reader, satin brass trim, Ion blue control/battery cover, 1 3/8" - 1 3/4" thick standard door, 5/8" <= b < 1 3/16" decentration, 8mm spindle | 1 |  | 1 Year | 494.7 | 0.15 | 420.495
32408 | Salto | AE91PMWI4A8- | Aelement electronics, wire-free SVN Mifare / DESFire white reader, satin brass trim, Ion blue control/battery cover, 1 3/4" - 2 1/4" thick door, 3/4" <= b < 1 3/16" decentration, 8mm spindle | 1 |  | 1 Year | 367.2 | 0.15 | 312.12
32409 | Salto | AE91PMWI4A8W | Aelement electronics, RF wireless Mifare / DESFire white reader, satin brass trim, Ion blue control/battery cover, 1 3/4" - 2 1/4" thick door, 3/4" <= b < 1 3/16" decentration, 8mm spindle | 1 |  | 1 Year | 494.7 | 0.15 | 420.495
32410 | Salto | AE91PPBA3A8- | Aelement electronics, wire-free SVN Mifare / DESFire black reader, bright brass trim, antracite control/battery cover, 1 3/8" - 1 3/4" thick standard door, 5/8" <= b < 1 3/16" decentration, 8mm spindle | 1 |  | 1 Year | 389.65 | 0.15 | 331.2025
32411 | Salto | AE91PPBA3A8W | Aelement electronics, RF wireless Mifare / DESFire black reader, bright brass trim, antracite control/battery cover, 1 3/8" - 1 3/4" thick standard door, 5/8" <= b < 1 3/16" decentration, 8mm spindle | 1 |  | 1 Year | 517.15 | 0.15 | 439.5775
32412 | Salto | AE91PPBA4A8- | Aelement electronics, wire-free SVN Mifare / DESFire black reader, bright brass trim, antracite control/battery cover, 1 3/4" - 2 1/4" thick door, 3/4" <= b < 1 3/16" decentration, 8mm spindle | 1 |  | 1 Year | 389.65 | 0.15 | 331.2025
32413 | Salto | AE91PPBA4A8W | Aelement electronics, RF wireless Mifare / DESFire black reader, bright brass trim, antracite control/battery cover, 1 3/4" - 2 1/4" thick door, 3/4" <= b < 1 3/16" decentration, 8mm spindle | 1 |  | 1 Year | 517.15 | 0.15 | 439.5775
32414 | Salto | AE91PPBC3A8- | Aelement electronics, wire-free SVN Mifare / DESFire black reader, bright brass trim, gold control/battery cover, 1 3/8" - 1 3/4" thick standard door, 5/8" <= b < 1 3/16" decentration, 8mm spindle | 1 |  | 1 Year | 389.65 | 0.15 | 331.2025
32415 | Salto | AE91PPBC3A8W | Aelement electronics, RF wireless Mifare / DESFire black reader, bright brass trim, gold control/battery cover, 1 3/8" - 1 3/4" thick standard door, 5/8" <= b < 1 3/16" decentration, 8mm spindle | 1 |  | 1 Year | 517.15 | 0.15 | 439.5775
32416 | Salto | AE91PPBC4A8- | Aelement electronics, wire-free SVN Mifare / DESFire black reader, bright brass trim, gold control/battery cover, 1 3/4" - 2 1/4" thick door, 3/4" <= b < 1 3/16" decentration, 8mm spindle | 1 |  | 1 Year | 389.65 | 0.15 | 331.2025
32417 | Salto | AE91PPBC4A8W | Aelement electronics, RF wireless Mifare / DESFire black reader, bright brass trim, gold control/battery cover, 1 3/4" - 2 1/4" thick door, 3/4" <= b < 1 3/16" decentration, 8mm spindle | 1 |  | 1 Year | 517.15 | 0.15 | 439.5775
32418 | Salto | AE91PPBG3A8- | Aelement electronics, wire-free SVN Mifare / DESFire black reader, bright brass trim, light grey control/battery holder, 1 3/8" - 1 3/4" thick standard door, 5/8" <= b < 1 3/16" decentration, 8mm spindle | 1 |  | 1 Year | 389.65 | 0.15 | 331.2025
32419 | Salto | AE91PPBG3A8W | Aelement electronics, RF wireless Mifare / DESFire black reader, bright brass trim, light grey control/battery holder, 1 3/8" - 1 3/4" thick standard door, 5/8" <= b < 1 3/16" decentration, 8mm spindle | 1 |  | 1 Year | 517.15 | 0.15 | 439.5775
32420 | Salto | AE91PPBG4A8- | Aelement electronics, wire-free SVN Mifare / DESFire black reader, bright brass trim, light grey control/battery holder, 1 3/4" - 2 1/4" thick door, 3/4" <= b < 1 3/16" decentration, 8mm spindle | 1 |  | 1 Year | 389.65 | 0.15 | 331.2025
32421 | Salto | AE91PPBG4A8W | Aelement electronics, RF wireless Mifare / DESFire black reader, bright brass trim, light grey control/battery holder, 1 3/4" - 2 1/4" thick door, 3/4" <= b < 1 3/16" decentration, 8mm spindle | 1 |  | 1 Year | 517.15 | 0.15 | 439.5775
32422 | Salto | AE91PPBI3A8- | Aelement electronics, wire-free SVN Mifare / DESFire black reader, bright brass trim, Ion blue control/battery cover, 1 3/8" - 1 3/4" thick standard door, 5/8" <= b < 1 3/16" decentration, 8mm spindle | 1 |  | 1 Year | 389.65 | 0.15 | 331.2025
32423 | Salto | AE91PPBI3A8W | Aelement electronics, RF wireless Mifare / DESFire black reader, bright brass trim, Ion blue control/battery cover, 1 3/8" - 1 3/4" thick standard door, 5/8" <= b < 1 3/16" decentration, 8mm spindle | 1 |  | 1 Year | 517.15 | 0.15 | 439.5775
32424 | Salto | AE91PPBI4A8- | Aelement electronics, wire-free SVN Mifare / DESFire black reader, bright brass trim, Ion blue control/battery cover, 1 3/4" - 2 1/4" thick door, 3/4" <= b < 1 3/16" decentration, 8mm spindle | 1 |  | 1 Year | 389.65 | 0.15 | 331.2025
32425 | Salto | AE91PPBI4A8W | Aelement electronics, RF wireless Mifare / DESFire black reader, bright brass trim, Ion blue control/battery cover, 1 3/4" - 2 1/4" thick door, 3/4" <= b < 1 3/16" decentration, 8mm spindle | 1 |  | 1 Year | 517.15 | 0.15 | 439.5775
32426 | Salto | AE91PPWA3A8- | Aelement electronics, wire-free SVN Mifare / DESFire white reader, bright brass trim, antracite control/battery cover, 1 3/8" - 1 3/4" thick standard door, 5/8" <= b < 1 3/16" decentration, 8mm spindle | 1 |  | 1 Year | 389.65 | 0.15 | 331.2025
32427 | Salto | AE91PPWA3A8W | Aelement electronics, RF wireless Mifare / DESFire white reader, bright brass trim, antracite control/battery cover, 1 3/8" - 1 3/4" thick standard door, 5/8" <= b < 1 3/16" decentration, 8mm spindle | 1 |  | 1 Year | 517.15 | 0.15 | 439.5775
32428 | Salto | AE91PPWA4A8- | Aelement electronics, wire-free SVN Mifare / DESFire white reader, bright brass trim, antracite control/battery cover, 1 3/4" - 2 1/4" thick door, 3/4" <= b < 1 3/16" decentration, 8mm spindle | 1 |  | 1 Year | 389.65 | 0.15 | 331.2025
32429 | Salto | AE91PPWA4A8W | Aelement electronics, RF wireless Mifare / DESFire white reader, bright brass trim, antracite control/battery cover, 1 3/4" - 2 1/4" thick door, 3/4" <= b < 1 3/16" decentration, 8mm spindle | 1 |  | 1 Year | 517.15 | 0.15 | 439.5775
32430 | Salto | AE91PPWC3A8- | Aelement electronics, wire-free SVN Mifare / DESFire white reader, bright brass trim, gold control/battery cover, 1 3/8" - 1 3/4" thick standard door, 5/8" <= b < 1 3/16" decentration, 8mm spindle | 1 |  | 1 Year | 389.65 | 0.15 | 331.2025
32431 | Salto | AE91PPWC3A8W | Aelement electronics, RF wireless Mifare / DESFire white reader, bright brass trim, gold control/battery cover, 1 3/8" - 1 3/4" thick standard door, 5/8" <= b < 1 3/16" decentration, 8mm spindle | 1 |  | 1 Year | 517.15 | 0.15 | 439.5775
32432 | Salto | AE91PPWC4A8- | Aelement electronics, wire-free SVN Mifare / DESFire white reader, bright brass trim, gold control/battery cover, 1 3/4" - 2 1/4" thick door, 3/4" <= b < 1 3/16" decentration, 8mm spindle | 1 |  | 1 Year | 389.65 | 0.15 | 331.2025
32433 | Salto | AE91PPWC4A8W | Aelement electronics, RF wireless Mifare / DESFire white reader, bright brass trim, gold control/battery cover, 1 3/4" - 2 1/4" thick door, 3/4" <= b < 1 3/16" decentration, 8mm spindle | 1 |  | 1 Year | 517.15 | 0.15 | 439.5775
32434 | Salto | AE91PPWG3A8- | Aelement electronics, wire-free SVN Mifare / DESFire white reader, bright brass trim, light grey control/battery holder, 1 3/8" - 1 3/4" thick standard door, 5/8" <= b < 1 3/16" decentration, 8mm spindle | 1 |  | 1 Year | 389.65 | 0.15 | 331.2025
32435 | Salto | AE91PPWG3A8W | Aelement electronics, RF wireless Mifare / DESFire white reader, bright brass trim, light grey control/battery holder, 1 3/8" - 1 3/4" thick standard door, 5/8" <= b < 1 3/16" decentration, 8mm spindle | 1 |  | 1 Year | 517.15 | 0.15 | 439.5775
32436 | Salto | AE91PPWG4A8- | Aelement electronics, wire-free SVN Mifare / DESFire white reader, bright brass trim, light grey control/battery holder, 1 3/4" - 2 1/4" thick door, 3/4" <= b < 1 3/16" decentration, 8mm spindle | 1 |  | 1 Year | 389.65 | 0.15 | 331.2025
32437 | Salto | AE91PPWG4A8W | Aelement electronics, RF wireless Mifare / DESFire white reader, bright brass trim, light grey control/battery holder, 1 3/4" - 2 1/4" thick door, 3/4" <= b < 1 3/16" decentration, 8mm spindle | 1 |  | 1 Year | 517.15 | 0.15 | 439.5775
32438 | Salto | AE91PPWI3A8- | Aelement electronics, wire-free SVN Mifare / DESFire white reader, bright brass trim, Ion blue control/battery cover, 1 3/8" - 1 3/4" thick standard door, 5/8" <= b < 1 3/16" decentration, 8mm spindle | 1 |  | 1 Year | 389.65 | 0.15 | 331.2025
32439 | Salto | AE91PPWI3A8W | Aelement electronics, RF wireless Mifare / DESFire white reader, bright brass trim, Ion blue control/battery cover, 1 3/8" - 1 3/4" thick standard door, 5/8" <= b < 1 3/16" decentration, 8mm spindle | 1 |  | 1 Year | 517.15 | 0.15 | 439.5775
32440 | Salto | AE91PPWI4A8- | Aelement electronics, wire-free SVN Mifare / DESFire white reader, bright brass trim, Ion blue control/battery cover, 1 3/4" - 2 1/4" thick door, 3/4" <= b < 1 3/16" decentration, 8mm spindle | 1 |  | 1 Year | 389.65 | 0.15 | 331.2025
32441 | Salto | AE91PPWI4A8W | Aelement electronics, RF wireless Mifare / DESFire white reader, bright brass trim, Ion blue control/battery cover, 1 3/4" - 2 1/4" thick door, 3/4" <= b < 1 3/16" decentration, 8mm spindle | 1 |  | 1 Year | 517.15 | 0.15 | 439.5775
32442 | Salto | AEB0IABA3A8- | Aelement electronics, wire-free SVN BLE / Mifare /DESfire black reader, antique brass trim, antracite control/battery cover, 1 3/8" - 1 3/4" thick standard door, 5/8" <= b < 1 3/16" decentration, 8mm spindle | 1 |  | 1 Year | 411.1 | 0.15 | 349.435
32443 | Salto | AEB0IABA4A8- | Aelement electronics, wire-free SVN BLE / Mifare /DESfire black reader, antique brass trim, antracite control/battery cover, 1 3/4" - 2 1/4" thick door, 3/4" <= b < 1 3/16" decentration, 8mm spindle | 1 |  | 1 Year | 411.1 | 0.15 | 349.435
32444 | Salto | AEB0IABC3A8- | Aelement electronics, wire-free SVN BLE / Mifare /DESfire black reader, antique brass trim, gold control/battery cover, 1 3/8" - 1 3/4" thick standard door, 5/8" <= b < 1 3/16" decentration, 8mm spindle | 1 |  | 1 Year | 411.1 | 0.15 | 349.435
32445 | Salto | AEB0IABC4A8- | Aelement electronics, wire-free SVN BLE / Mifare /DESfire black reader, antique brass trim, gold control/battery cover, 1 3/4" - 2 1/4" thick door, 3/4" <= b < 1 3/16" decentration, 8mm spindle | 1 |  | 1 Year | 411.1 | 0.15 | 349.435
32446 | Salto | AEB0IABG3A8- | Aelement electronics, wire-free SVN BLE / Mifare /DESfire black reader, antique brass trim, light grey control/battery holder, 1 3/8" - 1 3/4" thick standard door, 5/8" <= b < 1 3/16" decentration, 8mm spindle | 1 |  | 1 Year | 411.1 | 0.15 | 349.435
32447 | Salto | AEB0IABG4A8- | Aelement electronics, wire-free SVN BLE / Mifare /DESfire black reader, antique brass trim, light grey control/battery holder, 1 3/4" - 2 1/4" thick door, 3/4" <= b < 1 3/16" decentration, 8mm spindle | 1 |  | 1 Year | 411.1 | 0.15 | 349.435
32448 | Salto | AEB0IABI3A8- | Aelement electronics, wire-free SVN BLE / Mifare /DESfire black reader, antique brass trim, Ion blue control/battery cover, 1 3/8" - 1 3/4" thick standard door, 5/8" <= b < 1 3/16" decentration, 8mm spindle | 1 |  | 1 Year | 411.1 | 0.15 | 349.435
32449 | Salto | AEB0IABI4A8- | Aelement electronics, wire-free SVN BLE / Mifare /DESfire black reader, antique brass trim, Ion blue control/battery cover, 1 3/4" - 2 1/4" thick door, 3/4" <= b < 1 3/16" decentration, 8mm spindle | 1 |  | 1 Year | 411.1 | 0.15 | 349.435
32450 | Salto | AEB0IAWA3A8- | Aelement electronics, wire-free SVN BLE / Mifare /DESfire white reader, antique brass trim, antracite control/battery cover, 1 3/8" - 1 3/4" thick standard door, 5/8" <= b < 1 3/16" decentration, 8mm spindle | 1 |  | 1 Year | 411.1 | 0.15 | 349.435
32451 | Salto | AEB0IAWA4A8- | Aelement electronics, wire-free SVN BLE / Mifare /DESfire white reader, antique brass trim, antracite control/battery cover, 1 3/4" - 2 1/4" thick door, 3/4" <= b < 1 3/16" decentration, 8mm spindle | 1 |  | 1 Year | 411.1 | 0.15 | 349.435
32452 | Salto | AEB0IAWC3A8- | Aelement electronics, wire-free SVN BLE / Mifare /DESfire white reader, antique brass trim, gold control/battery cover, 1 3/8" - 1 3/4" thick standard door, 5/8" <= b < 1 3/16" decentration, 8mm spindle | 1 |  | 1 Year | 411.1 | 0.15 | 349.435
32453 | Salto | AEB0IAWC4A8- | Aelement electronics, wire-free SVN BLE / Mifare /DESfire white reader, antique brass trim, gold control/battery cover, 1 3/4" - 2 1/4" thick door, 3/4" <= b < 1 3/16" decentration, 8mm spindle | 1 |  | 1 Year | 411.1 | 0.15 | 349.435
32454 | Salto | AEB0IAWG3A8- | Aelement electronics, wire-free SVN BLE / Mifare /DESfire white reader, antique brass trim, light grey control/battery holder, 1 3/8" - 1 3/4" thick standard door, 5/8" <= b < 1 3/16" decentration, 8mm spindle | 1 |  | 1 Year | 411.1 | 0.15 | 349.435
32455 | Salto | AEB0IAWG4A8- | Aelement electronics, wire-free SVN BLE / Mifare /DESfire white reader, antique brass trim, light grey control/battery holder, 1 3/4" - 2 1/4" thick door, 3/4" <= b < 1 3/16" decentration, 8mm spindle | 1 |  | 1 Year | 411.1 | 0.15 | 349.435
32456 | Salto | AEB0IAWI3A8- | Aelement electronics, wire-free SVN BLE / Mifare /DESfire white reader, antique brass trim, Ion blue control/battery cover, 1 3/8" - 1 3/4" thick standard door, 5/8" <= b < 1 3/16" decentration, 8mm spindle | 1 |  | 1 Year | 411.1 | 0.15 | 349.435
32457 | Salto | AEB0IAWI4A8- | Aelement electronics, wire-free SVN BLE / Mifare /DESfire white reader, antique brass trim, Ion blue control/battery cover, 1 3/4" - 2 1/4" thick door, 3/4" <= b < 1 3/16" decentration, 8mm spindle | 1 |  | 1 Year | 411.1 | 0.15 | 349.435
32458 | Salto | AEB0IMBA3A8- | Aelement electronics, wire-free SVN BLE / Mifare /DESfire black reader, satin stainless trim, antracite control/battery cover, 1 3/8" - 1 3/4" thick standard door, 5/8" <= b < 1 3/16" decentration, 8mm spindle | 1 |  | 1 Year | 391.7 | 0.15 | 332.945
32459 | Salto | AEB0IMBA4A8- | Aelement electronics, wire-free SVN BLE / Mifare /DESfire black reader, satin stainless trim, antracite control/battery cover, 1 3/4" - 2 1/4" thick door, 3/4" <= b < 1 3/16" decentration, 8mm spindle | 1 |  | 1 Year | 391.7 | 0.15 | 332.945
32460 | Salto | AEB0IMBC3A8- | Aelement electronics, wire-free SVN BLE / Mifare /DESfire black reader, satin stainless trim, gold control/battery cover, 1 3/8" - 1 3/4" thick standard door, 5/8" <= b < 1 3/16" decentration, 8mm spindle | 1 |  | 1 Year | 391.7 | 0.15 | 332.945
32461 | Salto | AEB0IMBC4A8- | Aelement electronics, wire-free SVN BLE / Mifare /DESfire black reader, satin stainless trim, gold control/battery cover, 1 3/4" - 2 1/4" thick door, 3/4" <= b < 1 3/16" decentration, 8mm spindle | 1 |  | 1 Year | 391.7 | 0.15 | 332.945
32462 | Salto | AEB0IMBG3A8- | Aelement electronics, wire-free SVN BLE / Mifare /DESfire black reader, satin stainless trim, light grey control/battery holder, 1 3/8" - 1 3/4" thick standard door, 5/8" <= b < 1 3/16" decentration, 8mm spindle | 1 |  | 1 Year | 391.7 | 0.15 | 332.945
32463 | Salto | AEB0IMBG4A8- | Aelement electronics, wire-free SVN BLE / Mifare /DESfire black reader, satin stainless trim, light grey control/battery holder, 1 3/4" - 2 1/4" thick door, 3/4" <= b < 1 3/16" decentration, 8mm spindle | 1 |  | 1 Year | 391.7 | 0.15 | 332.945
32464 | Salto | AEB0IMBI3A8- | Aelement electronics, wire-free SVN BLE / Mifare /DESfire black reader, satin stainless trim, Ion blue control/battery cover, 1 3/8" - 1 3/4" thick standard door, 5/8" <= b < 1 3/16" decentration, 8mm spindle | 1 |  | 1 Year | 391.7 | 0.15 | 332.945
32465 | Salto | AEB0IMBI4A8- | Aelement electronics, wire-free SVN BLE / Mifare /DESfire black reader, satin stainless trim, Ion blue control/battery cover, 1 3/4" - 2 1/4" thick door, 3/4" <= b < 1 3/16" decentration, 8mm spindle | 1 |  | 1 Year | 391.7 | 0.15 | 332.945
32466 | Salto | AEB0IMWA3A8- | Aelement electronics, wire-free SVN BLE / Mifare /DESfire white reader, satin stainless trim, antracite control/battery cover, 1 3/8" - 1 3/4" thick standard door, 5/8" <= b < 1 3/16" decentration, 8mm spindle | 1 |  | 1 Year | 391.7 | 0.15 | 332.945
32467 | Salto | AEB0IMWA4A8- | Aelement electronics, wire-free SVN BLE / Mifare /DESfire white reader, satin stainless trim, antracite control/battery cover, 1 3/4" - 2 1/4" thick door, 3/4" <= b < 1 3/16" decentration, 8mm spindle | 1 |  | 1 Year | 391.7 | 0.15 | 332.945
32468 | Salto | AEB0IMWC3A8- | Aelement electronics, wire-free SVN BLE / Mifare /DESfire white reader, satin stainless trim, gold control/battery cover, 1 3/8" - 1 3/4" thick standard door, 5/8" <= b < 1 3/16" decentration, 8mm spindle | 1 |  | 1 Year | 391.7 | 0.15 | 332.945
32469 | Salto | AEB0IMWC4A8- | Aelement electronics, wire-free SVN BLE / Mifare /DESfire white reader, satin stainless trim, gold control/battery cover, 1 3/4" - 2 1/4" thick door, 3/4" <= b < 1 3/16" decentration, 8mm spindle | 1 |  | 1 Year | 391.7 | 0.15 | 332.945
32470 | Salto | AEB0IMWG3A8- | Aelement electronics, wire-free SVN BLE / Mifare /DESfire white reader, satin stainless trim, light grey control/battery holder, 1 3/8" - 1 3/4" thick standard door, 5/8" <= b < 1 3/16" decentration, 8mm spindle | 1 |  | 1 Year | 391.7 | 0.15 | 332.945
32471 | Salto | AEB0IMWG4A8- | Aelement electronics, wire-free SVN BLE / Mifare /DESfire white reader, satin stainless trim, light grey control/battery holder, 1 3/4" - 2 1/4" thick door, 3/4" <= b < 1 3/16" decentration, 8mm spindle | 1 |  | 1 Year | 391.7 | 0.15 | 332.945
32472 | Salto | AEB0IMWI3A8- | Aelement electronics, wire-free SVN BLE / Mifare /DESfire white reader, satin stainless trim, Ion blue control/battery cover, 1 3/8" - 1 3/4" thick standard door, 5/8" <= b < 1 3/16" decentration, 8mm spindle | 1 |  | 1 Year | 391.7 | 0.15 | 332.945
32473 | Salto | AEB0IMWI4A8- | Aelement electronics, wire-free SVN BLE / Mifare /DESfire white reader, satin stainless trim, Ion blue control/battery cover, 1 3/4" - 2 1/4" thick door, 3/4" <= b < 1 3/16" decentration, 8mm spindle | 1 |  | 1 Year | 391.7 | 0.15 | 332.945
32474 | Salto | AEB0IPBA3A8- | Aelement electronics, wire-free SVN BLE / Mifare /DESfire black reader, bright stainless steel trim, antracite control/battery cover, 1 3/8" - 1 3/4" thick standard door, 5/8" <= b < 1 3/16" decentration, 8mm spindle | 1 |  | 1 Year | 414.15 | 0.15 | 352.0275
32475 | Salto | AEB0IPBA4A8- | Aelement electronics, wire-free SVN BLE / Mifare /DESfire black reader, bright stainless steel trim, antracite control/battery cover, 1 3/4" - 2 1/4" thick door, 3/4" <= b < 1 3/16" decentration, 8mm spindle | 1 |  | 1 Year | 414.15 | 0.15 | 352.0275
32476 | Salto | AEB0IPBC3A8- | Aelement electronics, wire-free SVN BLE / Mifare /DESfire black reader, bright stainless steel trim, gold control/battery cover, 1 3/8" - 1 3/4" thick standard door, 5/8" <= b < 1 3/16" decentration, 8mm spindle | 1 |  | 1 Year | 414.15 | 0.15 | 352.0275
32477 | Salto | AEB0IPBC4A8- | Aelement electronics, wire-free SVN BLE / Mifare /DESfire black reader, bright stainless steel trim, gold control/battery cover, 1 3/4" - 2 1/4" thick door, 3/4" <= b < 1 3/16" decentration, 8mm spindle | 1 |  | 1 Year | 414.15 | 0.15 | 352.0275
32478 | Salto | AEB0IPBG3A8- | Aelement electronics, wire-free SVN BLE / Mifare /DESfire black reader, bright stainless steel trim, light grey control/battery holder, 1 3/8" - 1 3/4" thick standard door, 5/8" <= b < 1 3/16" decentration, 8mm spindle | 1 |  | 1 Year | 414.15 | 0.15 | 352.0275
32479 | Salto | AEB0IPBG4A8- | Aelement electronics, wire-free SVN BLE / Mifare /DESfire black reader, bright stainless steel trim, light grey control/battery holder, 1 3/4" - 2 1/4" thick door, 3/4" <= b < 1 3/16" decentration, 8mm spindle | 1 |  | 1 Year | 414.15 | 0.15 | 352.0275
32480 | Salto | AEB0IPBI3A8- | Aelement electronics, wire-free SVN BLE / Mifare /DESfire black reader, bright stainless steel trim, Ion blue control/battery cover, 1 3/8" - 1 3/4" thick standard door, 5/8" <= b < 1 3/16" decentration, 8mm spindle | 1 |  | 1 Year | 414.15 | 0.15 | 352.0275
32481 | Salto | AEB0IPBI4A8- | Aelement electronics, wire-free SVN BLE / Mifare /DESfire black reader, bright stainless steel trim, Ion blue control/battery cover, 1 3/4" - 2 1/4" thick door, 3/4" <= b < 1 3/16" decentration, 8mm spindle | 1 |  | 1 Year | 414.15 | 0.15 | 352.0275
32482 | Salto | AEB0IPWA3A8- | Aelement electronics, wire-free SVN BLE / Mifare /DESfire white reader, bright stainless steel trim, antracite control/battery cover, 1 3/8" - 1 3/4" thick standard door, 5/8" <= b < 1 3/16" decentration, 8mm spindle | 1 |  | 1 Year | 414.15 | 0.15 | 352.0275
32483 | Salto | AEB0IPWA4A8- | Aelement electronics, wire-free SVN BLE / Mifare /DESfire white reader, bright stainless steel trim, antracite control/battery cover, 1 3/4" - 2 1/4" thick door, 3/4" <= b < 1 3/16" decentration, 8mm spindle | 1 |  | 1 Year | 414.15 | 0.15 | 352.0275
32484 | Salto | AEB0IPWC3A8- | Aelement electronics, wire-free SVN BLE / Mifare /DESfire white reader, bright stainless steel trim, gold control/battery cover, 1 3/8" - 1 3/4" thick standard door, 5/8" <= b < 1 3/16" decentration, 8mm spindle | 1 |  | 1 Year | 414.15 | 0.15 | 352.0275
32485 | Salto | AEB0IPWC4A8- | Aelement electronics, wire-free SVN BLE / Mifare /DESfire white reader, bright stainless steel trim, gold control/battery cover, 1 3/4" - 2 1/4" thick door, 3/4" <= b < 1 3/16" decentration, 8mm spindle | 1 |  | 1 Year | 414.15 | 0.15 | 352.0275
32486 | Salto | AEB0IPWG3A8- | Aelement electronics, wire-free SVN BLE / Mifare /DESfire white reader, bright stainless steel trim, light grey control/battery holder, 1 3/8" - 1 3/4" thick standard door, 5/8" <= b < 1 3/16" decentration, 8mm spindle | 1 |  | 1 Year | 414.15 | 0.15 | 352.0275
32487 | Salto | AEB0IPWG4A8- | Aelement electronics, wire-free SVN BLE / Mifare /DESfire white reader, bright stainless steel trim, light grey control/battery holder, 1 3/4" - 2 1/4" thick door, 3/4" <= b < 1 3/16" decentration, 8mm spindle | 1 |  | 1 Year | 414.15 | 0.15 | 352.0275
32488 | Salto | AEB0IPWI3A8- | Aelement electronics, wire-free SVN BLE / Mifare /DESfire white reader, bright stainless steel trim, Ion blue control/battery cover, 1 3/8" - 1 3/4" thick standard door, 5/8" <= b < 1 3/16" decentration, 8mm spindle | 1 |  | 1 Year | 414.15 | 0.15 | 352.0275
32489 | Salto | AEB0IPWI4A8- | Aelement electronics, wire-free SVN BLE / Mifare /DESfire white reader, bright stainless steel trim, Ion blue control/battery cover, 1 3/4" - 2 1/4" thick door, 3/4" <= b < 1 3/16" decentration, 8mm spindle | 1 |  | 1 Year | 414.15 | 0.15 | 352.0275
32490 | Salto | AEB0NEBA3A8- | Aelement electronics, wire-free SVN BLE / Mifare /DESfire black reader, black trim, antracite control/battery cover, 1 3/8" - 1 3/4" thick standard door, 5/8" <= b < 1 3/16" decentration, 8mm spindle | 1 |  | 1 Year | 414.15 | 0.15 | 352.0275
32491 | Salto | AEB0NEBA4A8- | Aelement electronics, wire-free SVN BLE / Mifare /DESfire black reader, black trim, antracite control/battery cover, 1 3/4" - 2 1/4" thick door, 3/4" <= b < 1 3/16" decentration, 8mm spindle | 1 |  | 1 Year | 414.15 | 0.15 | 352.0275
32492 | Salto | AEB0NEBC3A8- | Aelement electronics, wire-free SVN BLE / Mifare /DESfire black reader, black trim, gold control/battery cover, 1 3/8" - 1 3/4" thick standard door, 5/8" <= b < 1 3/16" decentration, 8mm spindle | 1 |  | 1 Year | 414.15 | 0.15 | 352.0275
32493 | Salto | AEB0NEBC4A8- | Aelement electronics, wire-free SVN BLE / Mifare /DESfire black reader, black trim, gold control/battery cover, 1 3/4" - 2 1/4" thick door, 3/4" <= b < 1 3/16" decentration, 8mm spindle | 1 |  | 1 Year | 414.15 | 0.15 | 352.0275
32494 | Salto | AEB0NEBG3A8- | Aelement electronics, wire-free SVN BLE / Mifare /DESfire black reader, black trim, light grey control/battery holder, 1 3/8" - 1 3/4" thick standard door, 5/8" <= b < 1 3/16" decentration, 8mm spindle | 1 |  | 1 Year | 414.15 | 0.15 | 352.0275
32495 | Salto | AEB0NEBG4A8- | Aelement electronics, wire-free SVN BLE / Mifare /DESfire black reader, black trim, light grey control/battery holder, 1 3/4" - 2 1/4" thick door, 3/4" <= b < 1 3/16" decentration, 8mm spindle | 1 |  | 1 Year | 414.15 | 0.15 | 352.0275
32496 | Salto | AEB0NEBI3A8- | Aelement electronics, wire-free SVN BLE / Mifare /DESfire black reader, black trim, Ion blue control/battery cover, 1 3/8" - 1 3/4" thick standard door, 5/8" <= b < 1 3/16" decentration, 8mm spindle | 1 |  | 1 Year | 414.15 | 0.15 | 352.0275
32497 | Salto | AEB0NEBI4A8- | Aelement electronics, wire-free SVN BLE / Mifare /DESfire black reader, black trim, Ion blue control/battery cover, 1 3/4" - 2 1/4" thick door, 3/4" <= b < 1 3/16" decentration, 8mm spindle | 1 |  | 1 Year | 414.15 | 0.15 | 352.0275
32498 | Salto | AEB0NEWA3A8- | Aelement electronics, wire-free SVN BLE / Mifare /DESfire white reader, black trim, antracite control/battery cover, 1 3/8" - 1 3/4" thick standard door, 5/8" <= b < 1 3/16" decentration, 8mm spindle | 1 |  | 1 Year | 414.15 | 0.15 | 352.0275
32499 | Salto | AEB0NEWA4A8- | Aelement electronics, wire-free SVN BLE / Mifare /DESfire white reader, black trim, antracite control/battery cover, 1 3/4" - 2 1/4" thick door, 3/4" <= b < 1 3/16" decentration, 8mm spindle | 1 |  | 1 Year | 414.15 | 0.15 | 352.0275
32500 | Salto | AEB0NEWC3A8- | Aelement electronics, wire-free SVN BLE / Mifare /DESfire white reader, black trim, gold control/battery cover, 1 3/8" - 1 3/4" thick standard door, 5/8" <= b < 1 3/16" decentration, 8mm spindle | 1 |  | 1 Year | 414.15 | 0.15 | 352.0275
32501 | Salto | AEB0NEWC4A8- | Aelement electronics, wire-free SVN BLE / Mifare /DESfire white reader, black trim, gold control/battery cover, 1 3/4" - 2 1/4" thick door, 3/4" <= b < 1 3/16" decentration, 8mm spindle | 1 |  | 1 Year | 414.15 | 0.15 | 352.0275
32502 | Salto | AEB0NEWG3A8- | Aelement electronics, wire-free SVN BLE / Mifare /DESfire white reader, black trim, light grey control/battery holder, 1 3/8" - 1 3/4" thick standard door, 5/8" <= b < 1 3/16" decentration, 8mm spindle | 1 |  | 1 Year | 414.15 | 0.15 | 352.0275
32503 | Salto | AEB0NEWG4A8- | Aelement electronics, wire-free SVN BLE / Mifare /DESfire white reader, black trim, light grey control/battery holder, 1 3/4" - 2 1/4" thick door, 3/4" <= b < 1 3/16" decentration, 8mm spindle | 1 |  | 1 Year | 414.15 | 0.15 | 352.0275
32504 | Salto | AEB0NEWI3A8- | Aelement electronics, wire-free SVN BLE / Mifare /DESfire white reader, black trim, Ion blue control/battery cover, 1 3/8" - 1 3/4" thick standard door, 5/8" <= b < 1 3/16" decentration, 8mm spindle | 1 |  | 1 Year | 414.15 | 0.15 | 352.0275
32505 | Salto | AEB0NEWI4A8- | Aelement electronics, wire-free SVN BLE / Mifare /DESfire white reader, black trim, Ion blue control/battery cover, 1 3/4" - 2 1/4" thick door, 3/4" <= b < 1 3/16" decentration, 8mm spindle | 1 |  | 1 Year | 414.15 | 0.15 | 352.0275
32506 | Salto | AEB0PMBA3A8- | Aelement electronics, wire-free SVN BLE / Mifare /DESfire black reader, satin brass trim, antracite control/battery cover, 1 3/8" - 1 3/4" thick standard door, 5/8" <= b < 1 3/16" decentration, 8mm spindle | 1 |  | 1 Year | 391.7 | 0.15 | 332.945
32507 | Salto | AEB0PMBA4A8- | Aelement electronics, wire-free SVN BLE / Mifare /DESfire black reader, satin brass trim, antracite control/battery cover, 1 3/4" - 2 1/4" thick door, 3/4" <= b < 1 3/16" decentration, 8mm spindle | 1 |  | 1 Year | 391.7 | 0.15 | 332.945
32508 | Salto | AEB0PMBC3A8- | Aelement electronics, wire-free SVN BLE / Mifare /DESfire black reader, satin brass trim, gold control/battery cover, 1 3/8" - 1 3/4" thick standard door, 5/8" <= b < 1 3/16" decentration, 8mm spindle | 1 |  | 1 Year | 391.7 | 0.15 | 332.945
32509 | Salto | AEB0PMBC4A8- | Aelement electronics, wire-free SVN BLE / Mifare /DESfire black reader, satin brass trim, gold control/battery cover, 1 3/4" - 2 1/4" thick door, 3/4" <= b < 1 3/16" decentration, 8mm spindle | 1 |  | 1 Year | 391.7 | 0.15 | 332.945
32510 | Salto | AEB0PMBG3A8- | Aelement electronics, wire-free SVN BLE / Mifare /DESfire black reader, satin brass trim, light grey control/battery holder, 1 3/8" - 1 3/4" thick standard door, 5/8" <= b < 1 3/16" decentration, 8mm spindle | 1 |  | 1 Year | 391.7 | 0.15 | 332.945
32511 | Salto | AEB0PMBG4A8- | Aelement electronics, wire-free SVN BLE / Mifare /DESfire black reader, satin brass trim, light grey control/battery holder, 1 3/4" - 2 1/4" thick door, 3/4" <= b < 1 3/16" decentration, 8mm spindle | 1 |  | 1 Year | 391.7 | 0.15 | 332.945
32512 | Salto | AEB0PMBI3A8- | Aelement electronics, wire-free SVN BLE / Mifare /DESfire black reader, satin brass trim, Ion blue control/battery cover, 1 3/8" - 1 3/4" thick standard door, 5/8" <= b < 1 3/16" decentration, 8mm spindle | 1 |  | 1 Year | 391.7 | 0.15 | 332.945
32513 | Salto | AEB0PMBI4A8- | Aelement electronics, wire-free SVN BLE / Mifare /DESfire black reader, satin brass trim, Ion blue control/battery cover, 1 3/4" - 2 1/4" thick door, 3/4" <= b < 1 3/16" decentration, 8mm spindle | 1 |  | 1 Year | 391.7 | 0.15 | 332.945
32514 | Salto | AEB0PMWA3A8- | Aelement electronics, wire-free SVN BLE / Mifare /DESfire white reader, satin brass trim, antracite control/battery cover, 1 3/8" - 1 3/4" thick standard door, 5/8" <= b < 1 3/16" decentration, 8mm spindle | 1 |  | 1 Year | 391.7 | 0.15 | 332.945
32515 | Salto | AEB0PMWA4A8- | Aelement electronics, wire-free SVN BLE / Mifare /DESfire white reader, satin brass trim, antracite control/battery cover, 1 3/4" - 2 1/4" thick door, 3/4" <= b < 1 3/16" decentration, 8mm spindle | 1 |  | 1 Year | 391.7 | 0.15 | 332.945
32516 | Salto | AEB0PMWC3A8- | Aelement electronics, wire-free SVN BLE / Mifare /DESfire white reader, satin brass trim, gold control/battery cover, 1 3/8" - 1 3/4" thick standard door, 5/8" <= b < 1 3/16" decentration, 8mm spindle | 1 |  | 1 Year | 391.7 | 0.15 | 332.945
32517 | Salto | AEB0PMWC4A8- | Aelement electronics, wire-free SVN BLE / Mifare /DESfire white reader, satin brass trim, gold control/battery cover, 1 3/4" - 2 1/4" thick door, 3/4" <= b < 1 3/16" decentration, 8mm spindle | 1 |  | 1 Year | 391.7 | 0.15 | 332.945
32518 | Salto | AEB0PMWG3A8- | Aelement electronics, wire-free SVN BLE / Mifare /DESfire white reader, satin brass trim, light grey control/battery holder, 1 3/8" - 1 3/4" thick standard door, 5/8" <= b < 1 3/16" decentration, 8mm spindle | 1 |  | 1 Year | 391.7 | 0.15 | 332.945
32519 | Salto | AEB0PMWG4A8- | Aelement electronics, wire-free SVN BLE / Mifare /DESfire white reader, satin brass trim, light grey control/battery holder, 1 3/4" - 2 1/4" thick door, 3/4" <= b < 1 3/16" decentration, 8mm spindle | 1 |  | 1 Year | 391.7 | 0.15 | 332.945
32520 | Salto | AEB0PMWI3A8- | Aelement electronics, wire-free SVN BLE / Mifare /DESfire white reader, satin brass trim, Ion blue control/battery cover, 1 3/8" - 1 3/4" thick standard door, 5/8" <= b < 1 3/16" decentration, 8mm spindle | 1 |  | 1 Year | 391.7 | 0.15 | 332.945
32521 | Salto | AEB0PMWI4A8- | Aelement electronics, wire-free SVN BLE / Mifare /DESfire white reader, satin brass trim, Ion blue control/battery cover, 1 3/4" - 2 1/4" thick door, 3/4" <= b < 1 3/16" decentration, 8mm spindle | 1 |  | 1 Year | 391.7 | 0.15 | 332.945
32522 | Salto | AEB0PPBA3A8- | Aelement electronics, wire-free SVN BLE / Mifare /DESfire black reader, bright brass trim, antracite control/battery cover, 1 3/8" - 1 3/4" thick standard door, 5/8" <= b < 1 3/16" decentration, 8mm spindle | 1 |  | 1 Year | 414.15 | 0.15 | 352.0275
32523 | Salto | AEB0PPBA4A8- | Aelement electronics, wire-free SVN BLE / Mifare /DESfire black reader, bright brass trim, antracite control/battery cover, 1 3/4" - 2 1/4" thick door, 3/4" <= b < 1 3/16" decentration, 8mm spindle | 1 |  | 1 Year | 414.15 | 0.15 | 352.0275
32524 | Salto | AEB0PPBC3A8- | Aelement electronics, wire-free SVN BLE / Mifare /DESfire black reader, bright brass trim, gold control/battery cover, 1 3/8" - 1 3/4" thick standard door, 5/8" <= b < 1 3/16" decentration, 8mm spindle | 1 |  | 1 Year | 414.15 | 0.15 | 352.0275
32525 | Salto | AEB0PPBC4A8- | Aelement electronics, wire-free SVN BLE / Mifare /DESfire black reader, bright brass trim, gold control/battery cover, 1 3/4" - 2 1/4" thick door, 3/4" <= b < 1 3/16" decentration, 8mm spindle | 1 |  | 1 Year | 414.15 | 0.15 | 352.0275
32526 | Salto | AEB0PPBG3A8- | Aelement electronics, wire-free SVN BLE / Mifare /DESfire black reader, bright brass trim, light grey control/battery holder, 1 3/8" - 1 3/4" thick standard door, 5/8" <= b < 1 3/16" decentration, 8mm spindle | 1 |  | 1 Year | 414.15 | 0.15 | 352.0275
32527 | Salto | AEB0PPBG4A8- | Aelement electronics, wire-free SVN BLE / Mifare /DESfire black reader, bright brass trim, light grey control/battery holder, 1 3/4" - 2 1/4" thick door, 3/4" <= b < 1 3/16" decentration, 8mm spindle | 1 |  | 1 Year | 414.15 | 0.15 | 352.0275
32528 | Salto | AEB0PPBI3A8- | Aelement electronics, wire-free SVN BLE / Mifare /DESfire black reader, bright brass trim, Ion blue control/battery cover, 1 3/8" - 1 3/4" thick standard door, 5/8" <= b < 1 3/16" decentration, 8mm spindle | 1 |  | 1 Year | 414.15 | 0.15 | 352.0275
32529 | Salto | AEB0PPBI4A8- | Aelement electronics, wire-free SVN BLE / Mifare /DESfire black reader, bright brass trim, Ion blue control/battery cover, 1 3/4" - 2 1/4" thick door, 3/4" <= b < 1 3/16" decentration, 8mm spindle | 1 |  | 1 Year | 414.15 | 0.15 | 352.0275
32530 | Salto | AEB0PPWA3A8- | Aelement electronics, wire-free SVN BLE / Mifare /DESfire white reader, bright brass trim, antracite control/battery cover, 1 3/8" - 1 3/4" thick standard door, 5/8" <= b < 1 3/16" decentration, 8mm spindle | 1 |  | 1 Year | 414.15 | 0.15 | 352.0275
32531 | Salto | AEB0PPWA4A8- | Aelement electronics, wire-free SVN BLE / Mifare /DESfire white reader, bright brass trim, antracite control/battery cover, 1 3/4" - 2 1/4" thick door, 3/4" <= b < 1 3/16" decentration, 8mm spindle | 1 |  | 1 Year | 414.15 | 0.15 | 352.0275
32532 | Salto | AEB0PPWC3A8- | Aelement electronics, wire-free SVN BLE / Mifare /DESfire white reader, bright brass trim, gold control/battery cover, 1 3/8" - 1 3/4" thick standard door, 5/8" <= b < 1 3/16" decentration, 8mm spindle | 1 |  | 1 Year | 414.15 | 0.15 | 352.0275
32533 | Salto | AEB0PPWC4A8- | Aelement electronics, wire-free SVN BLE / Mifare /DESfire white reader, bright brass trim, gold control/battery cover, 1 3/4" - 2 1/4" thick door, 3/4" <= b < 1 3/16" decentration, 8mm spindle | 1 |  | 1 Year | 414.15 | 0.15 | 352.0275
32534 | Salto | AEB0PPWG3A8- | Aelement electronics, wire-free SVN BLE / Mifare /DESfire white reader, bright brass trim, light grey control/battery holder, 1 3/8" - 1 3/4" thick standard door, 5/8" <= b < 1 3/16" decentration, 8mm spindle | 1 |  | 1 Year | 414.15 | 0.15 | 352.0275
32535 | Salto | AEB0PPWG4A8- | Aelement electronics, wire-free SVN BLE / Mifare /DESfire white reader, bright brass trim, light grey control/battery holder, 1 3/4" - 2 1/4" thick door, 3/4" <= b < 1 3/16" decentration, 8mm spindle | 1 |  | 1 Year | 414.15 | 0.15 | 352.0275
32536 | Salto | AEB0PPWI3A8- | Aelement electronics, wire-free SVN BLE / Mifare /DESfire white reader, bright brass trim, Ion blue control/battery cover, 1 3/8" - 1 3/4" thick standard door, 5/8" <= b < 1 3/16" decentration, 8mm spindle | 1 |  | 1 Year | 414.15 | 0.15 | 352.0275
32537 | Salto | AEB0PPWI4A8- | Aelement electronics, wire-free SVN BLE / Mifare /DESfire white reader, bright brass trim, Ion blue control/battery cover, 1 3/4" - 2 1/4" thick door, 3/4" <= b < 1 3/16" decentration, 8mm spindle | 1 |  | 1 Year | 414.15 | 0.15 | 352.0275
32538 | Salto | AEB1IABA3A8- | Aelement electronics, wire-free SVN BLE / Mifare /DESfire black reader, antique brass trim, antracite control/battery cover, 1 3/8" - 1 3/4" thick standard door, 5/8" <= b < 1 3/16" decentration, 8mm spindle | 1 |  | 1 Year | 421.3 | 0.15 | 358.105
32539 | Salto | AEB1IABA4A8- | Aelement electronics, wire-free SVN BLE / Mifare /DESfire black reader, antique brass trim, antracite control/battery cover, 1 3/4" - 2 1/4" thick door, 3/4" <= b < 1 3/16" decentration, 8mm spindle | 1 |  | 1 Year | 421.3 | 0.15 | 358.105
32540 | Salto | AEB1IABC3A8- | Aelement electronics, wire-free SVN BLE / Mifare /DESfire black reader, antique brass trim, gold control/battery cover, 1 3/8" - 1 3/4" thick standard door, 5/8" <= b < 1 3/16" decentration, 8mm spindle | 1 |  | 1 Year | 421.3 | 0.15 | 358.105
32541 | Salto | AEB1IABC4A8- | Aelement electronics, wire-free SVN BLE / Mifare /DESfire black reader, antique brass trim, gold control/battery cover, 1 3/4" - 2 1/4" thick door, 3/4" <= b < 1 3/16" decentration, 8mm spindle | 1 |  | 1 Year | 421.3 | 0.15 | 358.105
32542 | Salto | AEB1IABG3A8- | Aelement electronics, wire-free SVN BLE / Mifare /DESfire black reader, antique brass trim, light grey control/battery holder, 1 3/8" - 1 3/4" thick standard door, 5/8" <= b < 1 3/16" decentration, 8mm spindle | 1 |  | 1 Year | 421.3 | 0.15 | 358.105
32543 | Salto | AEB1IABG4A8- | Aelement electronics, wire-free SVN BLE / Mifare /DESfire black reader, antique brass trim, light grey control/battery holder, 1 3/4" - 2 1/4" thick door, 3/4" <= b < 1 3/16" decentration, 8mm spindle | 1 |  | 1 Year | 421.3 | 0.15 | 358.105
32544 | Salto | AEB1IABI3A8- | Aelement electronics, wire-free SVN BLE / Mifare /DESfire black reader, antique brass trim, Ion blue control/battery cover, 1 3/8" - 1 3/4" thick standard door, 5/8" <= b < 1 3/16" decentration, 8mm spindle | 1 |  | 1 Year | 421.3 | 0.15 | 358.105
32545 | Salto | AEB1IABI4A8- | Aelement electronics, wire-free SVN BLE / Mifare /DESfire black reader, antique brass trim, Ion blue control/battery cover, 1 3/4" - 2 1/4" thick door, 3/4" <= b < 1 3/16" decentration, 8mm spindle | 1 |  | 1 Year | 421.3 | 0.15 | 358.105
32546 | Salto | AEB1IAWA3A8- | Aelement electronics, wire-free SVN BLE / Mifare /DESfire white reader, antique brass trim, antracite control/battery cover, 1 3/8" - 1 3/4" thick standard door, 5/8" <= b < 1 3/16" decentration, 8mm spindle | 1 |  | 1 Year | 421.3 | 0.15 | 358.105
32547 | Salto | AEB1IAWA4A8- | Aelement electronics, wire-free SVN BLE / Mifare /DESfire white reader, antique brass trim, antracite control/battery cover, 1 3/4" - 2 1/4" thick door, 3/4" <= b < 1 3/16" decentration, 8mm spindle | 1 |  | 1 Year | 421.3 | 0.15 | 358.105
32548 | Salto | AEB1IAWC3A8- | Aelement electronics, wire-free SVN BLE / Mifare /DESfire white reader, antique brass trim, gold control/battery cover, 1 3/8" - 1 3/4" thick standard door, 5/8" <= b < 1 3/16" decentration, 8mm spindle | 1 |  | 1 Year | 421.3 | 0.15 | 358.105
32549 | Salto | AEB1IAWC4A8- | Aelement electronics, wire-free SVN BLE / Mifare /DESfire white reader, antique brass trim, gold control/battery cover, 1 3/4" - 2 1/4" thick door, 3/4" <= b < 1 3/16" decentration, 8mm spindle | 1 |  | 1 Year | 421.3 | 0.15 | 358.105
32550 | Salto | AEB1IAWG3A8- | Aelement electronics, wire-free SVN BLE / Mifare /DESfire white reader, antique brass trim, light grey control/battery holder, 1 3/8" - 1 3/4" thick standard door, 5/8" <= b < 1 3/16" decentration, 8mm spindle | 1 |  | 1 Year | 421.3 | 0.15 | 358.105
32551 | Salto | AEB1IAWG4A8- | Aelement electronics, wire-free SVN BLE / Mifare /DESfire white reader, antique brass trim, light grey control/battery holder, 1 3/4" - 2 1/4" thick door, 3/4" <= b < 1 3/16" decentration, 8mm spindle | 1 |  | 1 Year | 421.3 | 0.15 | 358.105
32552 | Salto | AEB1IAWI3A8- | Aelement electronics, wire-free SVN BLE / Mifare /DESfire white reader, antique brass trim, Ion blue control/battery cover, 1 3/8" - 1 3/4" thick standard door, 5/8" <= b < 1 3/16" decentration, 8mm spindle | 1 |  | 1 Year | 421.3 | 0.15 | 358.105
32553 | Salto | AEB1IAWI4A8- | Aelement electronics, wire-free SVN BLE / Mifare /DESfire white reader, antique brass trim, Ion blue control/battery cover, 1 3/4" - 2 1/4" thick door, 3/4" <= b < 1 3/16" decentration, 8mm spindle | 1 |  | 1 Year | 421.3 | 0.15 | 358.105
32554 | Salto | AEB1IMBA3A8- | Aelement electronics, wire-free SVN BLE / Mifare /DESfire black reader, satin stainless trim, antracite control/battery cover, 1 3/8" - 1 3/4" thick standard door, 5/8" <= b < 1 3/16" decentration, 8mm spindle | 1 |  | 1 Year | 401.9 | 0.15 | 341.615
32555 | Salto | AEB1IMBA4A8- | Aelement electronics, wire-free SVN BLE / Mifare /DESfire black reader, satin stainless trim, antracite control/battery cover, 1 3/4" - 2 1/4" thick door, 3/4" <= b < 1 3/16" decentration, 8mm spindle | 1 |  | 1 Year | 401.9 | 0.15 | 341.615
32556 | Salto | AEB1IMBC3A8- | Aelement electronics, wire-free SVN BLE / Mifare /DESfire black reader, satin stainless trim, gold control/battery cover, 1 3/8" - 1 3/4" thick standard door, 5/8" <= b < 1 3/16" decentration, 8mm spindle | 1 |  | 1 Year | 401.9 | 0.15 | 341.615
32557 | Salto | AEB1IMBC4A8- | Aelement electronics, wire-free SVN BLE / Mifare /DESfire black reader, satin stainless trim, gold control/battery cover, 1 3/4" - 2 1/4" thick door, 3/4" <= b < 1 3/16" decentration, 8mm spindle | 1 |  | 1 Year | 401.9 | 0.15 | 341.615
32558 | Salto | AEB1IMBG3A8- | Aelement electronics, wire-free SVN BLE / Mifare /DESfire black reader, satin stainless trim, light grey control/battery holder, 1 3/8" - 1 3/4" thick standard door, 5/8" <= b < 1 3/16" decentration, 8mm spindle | 1 |  | 1 Year | 401.9 | 0.15 | 341.615
32559 | Salto | AEB1IMBG4A8- | Aelement electronics, wire-free SVN BLE / Mifare /DESfire black reader, satin stainless trim, light grey control/battery holder, 1 3/4" - 2 1/4" thick door, 3/4" <= b < 1 3/16" decentration, 8mm spindle | 1 |  | 1 Year | 401.9 | 0.15 | 341.615
32560 | Salto | AEB1IMBI3A8- | Aelement electronics, wire-free SVN BLE / Mifare /DESfire black reader, satin stainless trim, Ion blue control/battery cover, 1 3/8" - 1 3/4" thick standard door, 5/8" <= b < 1 3/16" decentration, 8mm spindle | 1 |  | 1 Year | 401.9 | 0.15 | 341.615
32561 | Salto | AEB1IMBI4A8- | Aelement electronics, wire-free SVN BLE / Mifare /DESfire black reader, satin stainless trim, Ion blue control/battery cover, 1 3/4" - 2 1/4" thick door, 3/4" <= b < 1 3/16" decentration, 8mm spindle | 1 |  | 1 Year | 401.9 | 0.15 | 341.615
32562 | Salto | AEB1IMWA3A8- | Aelement electronics, wire-free SVN BLE / Mifare /DESfire white reader, satin stainless trim, antracite control/battery cover, 1 3/8" - 1 3/4" thick standard door, 5/8" <= b < 1 3/16" decentration, 8mm spindle | 1 |  | 1 Year | 401.9 | 0.15 | 341.615
32563 | Salto | AEB1IMWA4A8- | Aelement electronics, wire-free SVN BLE / Mifare /DESfire white reader, satin stainless trim, antracite control/battery cover, 1 3/4" - 2 1/4" thick door, 3/4" <= b < 1 3/16" decentration, 8mm spindle | 1 |  | 1 Year | 401.9 | 0.15 | 341.615
32564 | Salto | AEB1IMWC3A8- | Aelement electronics, wire-free SVN BLE / Mifare /DESfire white reader, satin stainless trim, gold control/battery cover, 1 3/8" - 1 3/4" thick standard door, 5/8" <= b < 1 3/16" decentration, 8mm spindle | 1 |  | 1 Year | 401.9 | 0.15 | 341.615
32565 | Salto | AEB1IMWC4A8- | Aelement electronics, wire-free SVN BLE / Mifare /DESfire white reader, satin stainless trim, gold control/battery cover, 1 3/4" - 2 1/4" thick door, 3/4" <= b < 1 3/16" decentration, 8mm spindle | 1 |  | 1 Year | 401.9 | 0.15 | 341.615
32566 | Salto | AEB1IMWG3A8- | Aelement electronics, wire-free SVN BLE / Mifare /DESfire white reader, satin stainless trim, light grey control/battery holder, 1 3/8" - 1 3/4" thick standard door, 5/8" <= b < 1 3/16" decentration, 8mm spindle | 1 |  | 1 Year | 401.9 | 0.15 | 341.615
32567 | Salto | AEB1IMWG4A8- | Aelement electronics, wire-free SVN BLE / Mifare /DESfire white reader, satin stainless trim, light grey control/battery holder, 1 3/4" - 2 1/4" thick door, 3/4" <= b < 1 3/16" decentration, 8mm spindle | 1 |  | 1 Year | 401.9 | 0.15 | 341.615
32568 | Salto | AEB1IMWI3A8- | Aelement electronics, wire-free SVN BLE / Mifare /DESfire white reader, satin stainless trim, Ion blue control/battery cover, 1 3/8" - 1 3/4" thick standard door, 5/8" <= b < 1 3/16" decentration, 8mm spindle | 1 |  | 1 Year | 401.9 | 0.15 | 341.615
32569 | Salto | AEB1IMWI4A8- | Aelement electronics, wire-free SVN BLE / Mifare /DESfire white reader, satin stainless trim, Ion blue control/battery cover, 1 3/4" - 2 1/4" thick door, 3/4" <= b < 1 3/16" decentration, 8mm spindle | 1 |  | 1 Year | 401.9 | 0.15 | 341.615
32570 | Salto | AEB1IPBA3A8- | Aelement electronics, wire-free SVN BLE / Mifare /DESfire black reader, bright stainless steel trim, antracite control/battery cover, 1 3/8" - 1 3/4" thick standard door, 5/8" <= b < 1 3/16" decentration, 8mm spindle | 1 |  | 1 Year | 424.35 | 0.15 | 360.6975
32571 | Salto | AEB1IPBA4A8- | Aelement electronics, wire-free SVN BLE / Mifare /DESfire black reader, bright stainless steel trim, antracite control/battery cover, 1 3/4" - 2 1/4" thick door, 3/4" <= b < 1 3/16" decentration, 8mm spindle | 1 |  | 1 Year | 424.35 | 0.15 | 360.6975
32572 | Salto | AEB1IPBC3A8- | Aelement electronics, wire-free SVN BLE / Mifare /DESfire black reader, bright stainless steel trim, gold control/battery cover, 1 3/8" - 1 3/4" thick standard door, 5/8" <= b < 1 3/16" decentration, 8mm spindle | 1 |  | 1 Year | 424.35 | 0.15 | 360.6975
32573 | Salto | AEB1IPBC4A8- | Aelement electronics, wire-free SVN BLE / Mifare /DESfire black reader, bright stainless steel trim, gold control/battery cover, 1 3/4" - 2 1/4" thick door, 3/4" <= b < 1 3/16" decentration, 8mm spindle | 1 |  | 1 Year | 424.35 | 0.15 | 360.6975
32574 | Salto | AEB1IPBG3A8- | Aelement electronics, wire-free SVN BLE / Mifare /DESfire black reader, bright stainless steel trim, light grey control/battery holder, 1 3/8" - 1 3/4" thick standard door, 5/8" <= b < 1 3/16" decentration, 8mm spindle | 1 |  | 1 Year | 424.35 | 0.15 | 360.6975
32575 | Salto | AEB1IPBG4A8- | Aelement electronics, wire-free SVN BLE / Mifare /DESfire black reader, bright stainless steel trim, light grey control/battery holder, 1 3/4" - 2 1/4" thick door, 3/4" <= b < 1 3/16" decentration, 8mm spindle | 1 |  | 1 Year | 424.35 | 0.15 | 360.6975
32576 | Salto | AEB1IPBI3A8- | Aelement electronics, wire-free SVN BLE / Mifare /DESfire black reader, bright stainless steel trim, Ion blue control/battery cover, 1 3/8" - 1 3/4" thick standard door, 5/8" <= b < 1 3/16" decentration, 8mm spindle | 1 |  | 1 Year | 424.35 | 0.15 | 360.6975
32577 | Salto | AEB1IPBI4A8- | Aelement electronics, wire-free SVN BLE / Mifare /DESfire black reader, bright stainless steel trim, Ion blue control/battery cover, 1 3/4" - 2 1/4" thick door, 3/4" <= b < 1 3/16" decentration, 8mm spindle | 1 |  | 1 Year | 424.35 | 0.15 | 360.6975
32578 | Salto | AEB1IPWA3A8- | Aelement electronics, wire-free SVN BLE / Mifare /DESfire white reader, bright stainless steel trim, antracite control/battery cover, 1 3/8" - 1 3/4" thick standard door, 5/8" <= b < 1 3/16" decentration, 8mm spindle | 1 |  | 1 Year | 424.35 | 0.15 | 360.6975
32579 | Salto | AEB1IPWA4A8- | Aelement electronics, wire-free SVN BLE / Mifare /DESfire white reader, bright stainless steel trim, antracite control/battery cover, 1 3/4" - 2 1/4" thick door, 3/4" <= b < 1 3/16" decentration, 8mm spindle | 1 |  | 1 Year | 424.35 | 0.15 | 360.6975
32580 | Salto | AEB1IPWC3A8- | Aelement electronics, wire-free SVN BLE / Mifare /DESfire white reader, bright stainless steel trim, gold control/battery cover, 1 3/8" - 1 3/4" thick standard door, 5/8" <= b < 1 3/16" decentration, 8mm spindle | 1 |  | 1 Year | 424.35 | 0.15 | 360.6975
32581 | Salto | AEB1IPWC4A8- | Aelement electronics, wire-free SVN BLE / Mifare /DESfire white reader, bright stainless steel trim, gold control/battery cover, 1 3/4" - 2 1/4" thick door, 3/4" <= b < 1 3/16" decentration, 8mm spindle | 1 |  | 1 Year | 424.35 | 0.15 | 360.6975
32582 | Salto | AEB1IPWG3A8- | Aelement electronics, wire-free SVN BLE / Mifare /DESfire white reader, bright stainless steel trim, light grey control/battery holder, 1 3/8" - 1 3/4" thick standard door, 5/8" <= b < 1 3/16" decentration, 8mm spindle | 1 |  | 1 Year | 424.35 | 0.15 | 360.6975
32583 | Salto | AEB1IPWG4A8- | Aelement electronics, wire-free SVN BLE / Mifare /DESfire white reader, bright stainless steel trim, light grey control/battery holder, 1 3/4" - 2 1/4" thick door, 3/4" <= b < 1 3/16" decentration, 8mm spindle | 1 |  | 1 Year | 424.35 | 0.15 | 360.6975
32584 | Salto | AEB1IPWI3A8- | Aelement electronics, wire-free SVN BLE / Mifare /DESfire white reader, bright stainless steel trim, Ion blue control/battery cover, 1 3/8" - 1 3/4" thick standard door, 5/8" <= b < 1 3/16" decentration, 8mm spindle | 1 |  | 1 Year | 424.35 | 0.15 | 360.6975
32585 | Salto | AEB1IPWI4A8- | Aelement electronics, wire-free SVN BLE / Mifare /DESfire white reader, bright stainless steel trim, Ion blue control/battery cover, 1 3/4" - 2 1/4" thick door, 3/4" <= b < 1 3/16" decentration, 8mm spindle | 1 |  | 1 Year | 424.35 | 0.15 | 360.6975
32586 | Salto | AEB1NEBA3A8- | Aelement electronics, wire-free SVN BLE / Mifare /DESfire black reader, black trim, antracite control/battery cover, 1 3/8" - 1 3/4" thick standard door, 5/8" <= b < 1 3/16" decentration, 8mm spindle | 1 |  | 1 Year | 424.35 | 0.15 | 360.6975
32587 | Salto | AEB1NEBA4A8- | Aelement electronics, wire-free SVN BLE / Mifare /DESfire black reader, black trim, antracite control/battery cover, 1 3/4" - 2 1/4" thick door, 3/4" <= b < 1 3/16" decentration, 8mm spindle | 1 |  | 1 Year | 424.35 | 0.15 | 360.6975
32588 | Salto | AEB1NEBC3A8- | Aelement electronics, wire-free SVN BLE / Mifare /DESfire black reader, black trim, gold control/battery cover, 1 3/8" - 1 3/4" thick standard door, 5/8" <= b < 1 3/16" decentration, 8mm spindle | 1 |  | 1 Year | 424.35 | 0.15 | 360.6975
32589 | Salto | AEB1NEBC4A8- | Aelement electronics, wire-free SVN BLE / Mifare /DESfire black reader, black trim, gold control/battery cover, 1 3/4" - 2 1/4" thick door, 3/4" <= b < 1 3/16" decentration, 8mm spindle | 1 |  | 1 Year | 424.35 | 0.15 | 360.6975
32590 | Salto | AEB1NEBG3A8- | Aelement electronics, wire-free SVN BLE / Mifare /DESfire black reader, black trim, light grey control/battery holder, 1 3/8" - 1 3/4" thick standard door, 5/8" <= b < 1 3/16" decentration, 8mm spindle | 1 |  | 1 Year | 424.35 | 0.15 | 360.6975
32591 | Salto | AEB1NEBG4A8- | Aelement electronics, wire-free SVN BLE / Mifare /DESfire black reader, black trim, light grey control/battery holder, 1 3/4" - 2 1/4" thick door, 3/4" <= b < 1 3/16" decentration, 8mm spindle | 1 |  | 1 Year | 424.35 | 0.15 | 360.6975
32592 | Salto | AEB1NEBI3A8- | Aelement electronics, wire-free SVN BLE / Mifare /DESfire black reader, black trim, Ion blue control/battery cover, 1 3/8" - 1 3/4" thick standard door, 5/8" <= b < 1 3/16" decentration, 8mm spindle | 1 |  | 1 Year | 424.35 | 0.15 | 360.6975
32593 | Salto | AEB1NEBI4A8- | Aelement electronics, wire-free SVN BLE / Mifare /DESfire black reader, black trim, Ion blue control/battery cover, 1 3/4" - 2 1/4" thick door, 3/4" <= b < 1 3/16" decentration, 8mm spindle | 1 |  | 1 Year | 424.35 | 0.15 | 360.6975
32594 | Salto | AEB1NEWA3A8- | Aelement electronics, wire-free SVN BLE / Mifare /DESfire white reader, black trim, antracite control/battery cover, 1 3/8" - 1 3/4" thick standard door, 5/8" <= b < 1 3/16" decentration, 8mm spindle | 1 |  | 1 Year | 424.35 | 0.15 | 360.6975
32595 | Salto | AEB1NEWA4A8- | Aelement electronics, wire-free SVN BLE / Mifare /DESfire white reader, black trim, antracite control/battery cover, 1 3/4" - 2 1/4" thick door, 3/4" <= b < 1 3/16" decentration, 8mm spindle | 1 |  | 1 Year | 424.35 | 0.15 | 360.6975
32596 | Salto | AEB1NEWC3A8- | Aelement electronics, wire-free SVN BLE / Mifare /DESfire white reader, black trim, gold control/battery cover, 1 3/8" - 1 3/4" thick standard door, 5/8" <= b < 1 3/16" decentration, 8mm spindle | 1 |  | 1 Year | 424.35 | 0.15 | 360.6975
32597 | Salto | AEB1NEWC4A8- | Aelement electronics, wire-free SVN BLE / Mifare /DESfire white reader, black trim, gold control/battery cover, 1 3/4" - 2 1/4" thick door, 3/4" <= b < 1 3/16" decentration, 8mm spindle | 1 |  | 1 Year | 424.35 | 0.15 | 360.6975
32598 | Salto | AEB1NEWG3A8- | Aelement electronics, wire-free SVN BLE / Mifare /DESfire white reader, black trim, light grey control/battery holder, 1 3/8" - 1 3/4" thick standard door, 5/8" <= b < 1 3/16" decentration, 8mm spindle | 1 |  | 1 Year | 424.35 | 0.15 | 360.6975
32599 | Salto | AEB1NEWG4A8- | Aelement electronics, wire-free SVN BLE / Mifare /DESfire white reader, black trim, light grey control/battery holder, 1 3/4" - 2 1/4" thick door, 3/4" <= b < 1 3/16" decentration, 8mm spindle | 1 |  | 1 Year | 424.35 | 0.15 | 360.6975
32600 | Salto | AEB1NEWI3A8- | Aelement electronics, wire-free SVN BLE / Mifare /DESfire white reader, black trim, Ion blue control/battery cover, 1 3/8" - 1 3/4" thick standard door, 5/8" <= b < 1 3/16" decentration, 8mm spindle | 1 |  | 1 Year | 424.35 | 0.15 | 360.6975
32601 | Salto | AEB1NEWI4A8- | Aelement electronics, wire-free SVN BLE / Mifare /DESfire white reader, black trim, Ion blue control/battery cover, 1 3/4" - 2 1/4" thick door, 3/4" <= b < 1 3/16" decentration, 8mm spindle | 1 |  | 1 Year | 424.35 | 0.15 | 360.6975
32602 | Salto | AEB1PMBA3A8- | Aelement electronics, wire-free SVN BLE / Mifare /DESfire black reader, satin brass trim, antracite control/battery cover, 1 3/8" - 1 3/4" thick standard door, 5/8" <= b < 1 3/16" decentration, 8mm spindle | 1 |  | 1 Year | 401.9 | 0.15 | 341.615
32603 | Salto | AEB1PMBA4A8- | Aelement electronics, wire-free SVN BLE / Mifare /DESfire black reader, satin brass trim, antracite control/battery cover, 1 3/4" - 2 1/4" thick door, 3/4" <= b < 1 3/16" decentration, 8mm spindle | 1 |  | 1 Year | 401.9 | 0.15 | 341.615
32604 | Salto | AEB1PMBC3A8- | Aelement electronics, wire-free SVN BLE / Mifare /DESfire black reader, satin brass trim, gold control/battery cover, 1 3/8" - 1 3/4" thick standard door, 5/8" <= b < 1 3/16" decentration, 8mm spindle | 1 |  | 1 Year | 401.9 | 0.15 | 341.615
32605 | Salto | AEB1PMBC4A8- | Aelement electronics, wire-free SVN BLE / Mifare /DESfire black reader, satin brass trim, gold control/battery cover, 1 3/4" - 2 1/4" thick door, 3/4" <= b < 1 3/16" decentration, 8mm spindle | 1 |  | 1 Year | 401.9 | 0.15 | 341.615
32606 | Salto | AEB1PMBG3A8- | Aelement electronics, wire-free SVN BLE / Mifare /DESfire black reader, satin brass trim, light grey control/battery holder, 1 3/8" - 1 3/4" thick standard door, 5/8" <= b < 1 3/16" decentration, 8mm spindle | 1 |  | 1 Year | 401.9 | 0.15 | 341.615
32607 | Salto | AEB1PMBG4A8- | Aelement electronics, wire-free SVN BLE / Mifare /DESfire black reader, satin brass trim, light grey control/battery holder, 1 3/4" - 2 1/4" thick door, 3/4" <= b < 1 3/16" decentration, 8mm spindle | 1 |  | 1 Year | 401.9 | 0.15 | 341.615
32608 | Salto | AEB1PMBI3A8- | Aelement electronics, wire-free SVN BLE / Mifare /DESfire black reader, satin brass trim, Ion blue control/battery cover, 1 3/8" - 1 3/4" thick standard door, 5/8" <= b < 1 3/16" decentration, 8mm spindle | 1 |  | 1 Year | 401.9 | 0.15 | 341.615
32609 | Salto | AEB1PMBI4A8- | Aelement electronics, wire-free SVN BLE / Mifare /DESfire black reader, satin brass trim, Ion blue control/battery cover, 1 3/4" - 2 1/4" thick door, 3/4" <= b < 1 3/16" decentration, 8mm spindle | 1 |  | 1 Year | 401.9 | 0.15 | 341.615
32610 | Salto | AEB1PMWA3A8- | Aelement electronics, wire-free SVN BLE / Mifare /DESfire white reader, satin brass trim, antracite control/battery cover, 1 3/8" - 1 3/4" thick standard door, 5/8" <= b < 1 3/16" decentration, 8mm spindle | 1 |  | 1 Year | 401.9 | 0.15 | 341.615
32611 | Salto | AEB1PMWA4A8- | Aelement electronics, wire-free SVN BLE / Mifare /DESfire white reader, satin brass trim, antracite control/battery cover, 1 3/4" - 2 1/4" thick door, 3/4" <= b < 1 3/16" decentration, 8mm spindle | 1 |  | 1 Year | 401.9 | 0.15 | 341.615
32612 | Salto | AEB1PMWC3A8- | Aelement electronics, wire-free SVN BLE / Mifare /DESfire white reader, satin brass trim, gold control/battery cover, 1 3/8" - 1 3/4" thick standard door, 5/8" <= b < 1 3/16" decentration, 8mm spindle | 1 |  | 1 Year | 401.9 | 0.15 | 341.615
32613 | Salto | AEB1PMWC4A8- | Aelement electronics, wire-free SVN BLE / Mifare /DESfire white reader, satin brass trim, gold control/battery cover, 1 3/4" - 2 1/4" thick door, 3/4" <= b < 1 3/16" decentration, 8mm spindle | 1 |  | 1 Year | 401.9 | 0.15 | 341.615
32614 | Salto | AEB1PMWG3A8- | Aelement electronics, wire-free SVN BLE / Mifare /DESfire white reader, satin brass trim, light grey control/battery holder, 1 3/8" - 1 3/4" thick standard door, 5/8" <= b < 1 3/16" decentration, 8mm spindle | 1 |  | 1 Year | 401.9 | 0.15 | 341.615
32615 | Salto | AEB1PMWG4A8- | Aelement electronics, wire-free SVN BLE / Mifare /DESfire white reader, satin brass trim, light grey control/battery holder, 1 3/4" - 2 1/4" thick door, 3/4" <= b < 1 3/16" decentration, 8mm spindle | 1 |  | 1 Year | 401.9 | 0.15 | 341.615
32616 | Salto | AEB1PMWI3A8- | Aelement electronics, wire-free SVN BLE / Mifare /DESfire white reader, satin brass trim, Ion blue control/battery cover, 1 3/8" - 1 3/4" thick standard door, 5/8" <= b < 1 3/16" decentration, 8mm spindle | 1 |  | 1 Year | 401.9 | 0.15 | 341.615
32617 | Salto | AEB1PMWI4A8- | Aelement electronics, wire-free SVN BLE / Mifare /DESfire white reader, satin brass trim, Ion blue control/battery cover, 1 3/4" - 2 1/4" thick door, 3/4" <= b < 1 3/16" decentration, 8mm spindle | 1 |  | 1 Year | 401.9 | 0.15 | 341.615
32618 | Salto | AEB1PPBA3A8- | Aelement electronics, wire-free SVN BLE / Mifare /DESfire black reader, bright brass trim, antracite control/battery cover, 1 3/8" - 1 3/4" thick standard door, 5/8" <= b < 1 3/16" decentration, 8mm spindle | 1 |  | 1 Year | 424.35 | 0.15 | 360.6975
32619 | Salto | AEB1PPBA4A8- | Aelement electronics, wire-free SVN BLE / Mifare /DESfire black reader, bright brass trim, antracite control/battery cover, 1 3/4" - 2 1/4" thick door, 3/4" <= b < 1 3/16" decentration, 8mm spindle | 1 |  | 1 Year | 424.35 | 0.15 | 360.6975
32620 | Salto | AEB1PPBC3A8- | Aelement electronics, wire-free SVN BLE / Mifare /DESfire black reader, bright brass trim, gold control/battery cover, 1 3/8" - 1 3/4" thick standard door, 5/8" <= b < 1 3/16" decentration, 8mm spindle | 1 |  | 1 Year | 424.35 | 0.15 | 360.6975
32621 | Salto | AEB1PPBC4A8- | Aelement electronics, wire-free SVN BLE / Mifare /DESfire black reader, bright brass trim, gold control/battery cover, 1 3/4" - 2 1/4" thick door, 3/4" <= b < 1 3/16" decentration, 8mm spindle | 1 |  | 1 Year | 424.35 | 0.15 | 360.6975
32622 | Salto | AEB1PPBG3A8- | Aelement electronics, wire-free SVN BLE / Mifare /DESfire black reader, bright brass trim, light grey control/battery holder, 1 3/8" - 1 3/4" thick standard door, 5/8" <= b < 1 3/16" decentration, 8mm spindle | 1 |  | 1 Year | 424.35 | 0.15 | 360.6975
32623 | Salto | AEB1PPBG4A8- | Aelement electronics, wire-free SVN BLE / Mifare /DESfire black reader, bright brass trim, light grey control/battery holder, 1 3/4" - 2 1/4" thick door, 3/4" <= b < 1 3/16" decentration, 8mm spindle | 1 |  | 1 Year | 424.35 | 0.15 | 360.6975
32624 | Salto | AEB1PPBI3A8- | Aelement electronics, wire-free SVN BLE / Mifare /DESfire black reader, bright brass trim, Ion blue control/battery cover, 1 3/8" - 1 3/4" thick standard door, 5/8" <= b < 1 3/16" decentration, 8mm spindle | 1 |  | 1 Year | 424.35 | 0.15 | 360.6975
32625 | Salto | AEB1PPBI4A8- | Aelement electronics, wire-free SVN BLE / Mifare /DESfire black reader, bright brass trim, Ion blue control/battery cover, 1 3/4" - 2 1/4" thick door, 3/4" <= b < 1 3/16" decentration, 8mm spindle | 1 |  | 1 Year | 424.35 | 0.15 | 360.6975
32626 | Salto | AEB1PPWA3A8- | Aelement electronics, wire-free SVN BLE / Mifare /DESfire white reader, bright brass trim, antracite control/battery cover, 1 3/8" - 1 3/4" thick standard door, 5/8" <= b < 1 3/16" decentration, 8mm spindle | 1 |  | 1 Year | 424.35 | 0.15 | 360.6975
32627 | Salto | AEB1PPWA4A8- | Aelement electronics, wire-free SVN BLE / Mifare /DESfire white reader, bright brass trim, antracite control/battery cover, 1 3/4" - 2 1/4" thick door, 3/4" <= b < 1 3/16" decentration, 8mm spindle | 1 |  | 1 Year | 424.35 | 0.15 | 360.6975
32628 | Salto | AEB1PPWC3A8- | Aelement electronics, wire-free SVN BLE / Mifare /DESfire white reader, bright brass trim, gold control/battery cover, 1 3/8" - 1 3/4" thick standard door, 5/8" <= b < 1 3/16" decentration, 8mm spindle | 1 |  | 1 Year | 424.35 | 0.15 | 360.6975
32629 | Salto | AEB1PPWC4A8- | Aelement electronics, wire-free SVN BLE / Mifare /DESfire white reader, bright brass trim, gold control/battery cover, 1 3/4" - 2 1/4" thick door, 3/4" <= b < 1 3/16" decentration, 8mm spindle | 1 |  | 1 Year | 424.35 | 0.15 | 360.6975
32630 | Salto | AEB1PPWG3A8- | Aelement electronics, wire-free SVN BLE / Mifare /DESfire white reader, bright brass trim, light grey control/battery holder, 1 3/8" - 1 3/4" thick standard door, 5/8" <= b < 1 3/16" decentration, 8mm spindle | 1 |  | 1 Year | 424.35 | 0.15 | 360.6975
32631 | Salto | AEB1PPWG4A8- | Aelement electronics, wire-free SVN BLE / Mifare /DESfire white reader, bright brass trim, light grey control/battery holder, 1 3/4" - 2 1/4" thick door, 3/4" <= b < 1 3/16" decentration, 8mm spindle | 1 |  | 1 Year | 424.35 | 0.15 | 360.6975
32632 | Salto | AEB1PPWI3A8- | Aelement electronics, wire-free SVN BLE / Mifare /DESfire white reader, bright brass trim, Ion blue control/battery cover, 1 3/8" - 1 3/4" thick standard door, 5/8" <= b < 1 3/16" decentration, 8mm spindle | 1 |  | 1 Year | 424.35 | 0.15 | 360.6975
32633 | Salto | AEB1PPWI4A8- | Aelement electronics, wire-free SVN BLE / Mifare /DESfire white reader, bright brass trim, Ion blue control/battery cover, 1 3/4" - 2 1/4" thick door, 3/4" <= b < 1 3/16" decentration, 8mm spindle | 1 |  | 1 Year | 424.35 | 0.15 | 360.6975
32634 | Salto | R3C2RIM080- | Robodue style handle set, Luxury line by Colombo, ANSI, satin stainless steel finish, without thumbturn, no handing, reversible | 1 |  | 1 Year | 156 | 0.15 | 132.6
32635 | Salto | R3C2RIM081- | Robodue style handle set, Luxury line by Colombo, ANSI, satin stainless steel finish, with thumbturn, no handing, reversible | 1 |  | 1 Year | 156 | 0.15 | 132.6
32636 | Salto | R3C2RIP080- | Robodue style handle set, Luxury line by Colombo, ANSI, polished stainless steel finish, without thumbturn, no handing, reversible | 1 |  | 1 Year | 156 | 0.15 | 132.6
32637 | Salto | R3C2RIP081- | Robodue style handle set, Luxury line by Colombo, ANSI, polished stainless steel finish, with thumbturn, no handing, reversible | 1 |  | 1 Year | 156 | 0.15 | 132.6
32638 | Salto | R3C2RPP080- | Robodue style handle set, Luxury line by Colombo, ANSI, PVD polished brass finish, without thumbturn, no handing, reversible | 1 |  | 1 Year | 156 | 0.15 | 132.6
32639 | Salto | R3C2RPP081- | Robodue style handle set, Luxury line by Colombo, ANSI, PVD polished brass finish, with thumbturn, no handing, reversible | 1 |  | 1 Year | 156 | 0.15 | 132.6
32640 | Salto | R3C3RIM080- | Robotre style handle set, Luxury line by Colombo, ANSI, satin stainless steel finish, without thumbturn, no handing, reversible | 1 |  | 1 Year | 156 | 0.15 | 132.6
32641 | Salto | R3C3RIM081- | Robotre style handle set, Luxury line by Colombo, ANSI, satin stainless steel finish, with thumbturn, no handing, reversible | 1 |  | 1 Year | 156 | 0.15 | 132.6
32642 | Salto | R3C3RIP080- | Robotre style handle set, Luxury line by Colombo, ANSI, polished stainless steel finish, without thumbturn, no handing, reversible | 1 |  | 1 Year | 156 | 0.15 | 132.6
32643 | Salto | R3C3RIP081- | Robotre style handle set, Luxury line by Colombo, ANSI, polished stainless steel finish, with thumbturn, no handing, reversible | 1 |  | 1 Year | 156 | 0.15 | 132.6
32644 | Salto | R3C3RPP080- | Robotre style handle set, Luxury line by Colombo, ANSI, PVD polished brass finish, without thumbturn, no handing, reversible | 1 |  | 1 Year | 156 | 0.15 | 132.6
32645 | Salto | R3C3RPP081- | Robotre style handle set, Luxury line by Colombo, ANSI, PVD polished brass finish, with thumbturn, no handing, reversible | 1 |  | 1 Year | 156 | 0.15 | 132.6
32646 | Salto | R3C4RIM080- | Roboquattro style handle set, Luxury line by Colombo, ANSI, satin stainless steel finish, without thumbturn, no handing, reversible | 1 |  | 1 Year | 156 | 0.15 | 132.6
32647 | Salto | R3C4RIM081- | Roboquattro style handle set, Luxury line by Colombo, ANSI, satin stainless steel finish, with thumbturn, no handing, reversible | 1 |  | 1 Year | 156 | 0.15 | 132.6
32648 | Salto | R3C4RIP080- | Roboquattro style handle set, Luxury line by Colombo, ANSI, polished stainless steel finish, without thumbturn, no handing, reversible | 1 |  | 1 Year | 156 | 0.15 | 132.6
32649 | Salto | R3C4RIP081- | Roboquattro style handle set, Luxury line by Colombo, ANSI, polished stainless steel finish, with thumbturn, no handing, reversible | 1 |  | 1 Year | 156 | 0.15 | 132.6
32650 | Salto | R3C4RPP080- | Roboquattro style handle set, Luxury line by Colombo, ANSI, PVD polished brass finish, without thumbturn, no handing, reversible | 1 |  | 1 Year | 156 | 0.15 | 132.6
32651 | Salto | R3C4RPP081- | Roboquattro style handle set, Luxury line by Colombo, ANSI, PVD polished brass finish, with thumbturn, no handing, reversible | 1 |  | 1 Year | 156 | 0.15 | 132.6
32652 | Salto | R3C5RIM080- | Elle style handle set, Luxury line by Colombo, ANSI, satin stainless steel finish, without thumbturn, no handing, reversible | 1 |  | 1 Year | 156 | 0.15 | 132.6
32653 | Salto | R3C5RIM081- | Elle style handle set, Luxury line by Colombo, ANSI, satin stainless steel finish, with thumbturn, no handing, reversible | 1 |  | 1 Year | 156 | 0.15 | 132.6
32654 | Salto | R3C5RIP080- | Elle style handle set, Luxury line by Colombo, ANSI, polished stainless steel finish, without thumbturn, no handing, reversible | 1 |  | 1 Year | 156 | 0.15 | 132.6
32655 | Salto | R3C5RIP081- | Elle style handle set, Luxury line by Colombo, ANSI, polished stainless steel finish, with thumbturn, no handing, reversible | 1 |  | 1 Year | 156 | 0.15 | 132.6
32656 | Salto | R3C5RPP080- | Elle style handle set, Luxury line by Colombo, ANSI, PVD polished brass finish, without thumbturn, no handing, reversible | 1 |  | 1 Year | 156 | 0.15 | 132.6
32657 | Salto | R3C5RPP081- | Elle style handle set, Luxury line by Colombo, ANSI, PVD polished brass finish, with thumbturn, no handing, reversible | 1 |  | 1 Year | 156 | 0.15 | 132.6
32658 | Salto | R3C7RIM080- | Mach style handle set, Luxury line by Colombo, ANSI, satin stainless steel finish, without thumbturn, no handing, reversible | 1 |  | 1 Year | 156 | 0.15 | 132.6
32659 | Salto | R3C7RIM081- | Mach style handle set, Luxury line by Colombo, ANSI, satin stainless steel finish, with thumbturn, no handing, reversible | 1 |  | 1 Year | 156 | 0.15 | 132.6
32660 | Salto | R3C7RIP080- | Mach style handle set, Luxury line by Colombo, ANSI, polished stainless steel finish, without thumbturn, no handing, reversible | 1 |  | 1 Year | 156 | 0.15 | 132.6
32661 | Salto | R3C7RIP081- | Mach style handle set, Luxury line by Colombo, ANSI, polished stainless steel finish, with thumbturn, no handing, reversible | 1 |  | 1 Year | 156 | 0.15 | 132.6
32662 | Salto | R3C7RPP080- | Mach style handle set, Luxury line by Colombo, ANSI, PVD polished brass finish, without thumbturn, no handing, reversible | 1 |  | 1 Year | 156 | 0.15 | 132.6
32663 | Salto | R3C7RPP081- | Mach style handle set, Luxury line by Colombo, ANSI, PVD polished brass finish, with thumbturn, no handing, reversible | 1 |  | 1 Year | 156 | 0.15 | 132.6
32664 | Salto | R3SGRIM080- | Gibraltar style "G" handle set, Premium line by Salto, ANSI, satin stainless steel finish, without thumbturn, no handing, reversible | 1 |  | 1 Year | 124 | 0.15 | 105.4
32665 | Salto | R3SGRIM081- | Gibraltar style "G" handle set, Premium line by Salto, ANSI, satin stainless steel finish, with thumbturn, no handing, reversible | 1 |  | 1 Year | 124 | 0.15 | 105.4
32666 | Salto | R3SGRPM080- | Gibraltar style "G" handle set, Premium line by Salto, ANSI, PVD satin brass finish, without thumbturn, no handing, reversible | 1 |  | 1 Year | 124 | 0.15 | 105.4
32667 | Salto | R3SGRPM081- | Gibraltar style "G" handle set, Premium line by Salto, ANSI, PVD satin brass finish, with thumbturn, no handing, reversible | 1 |  | 1 Year | 124 | 0.15 | 105.4
32668 | Salto | R3SJRIM080- | Jakarta style "J" handle set, Premium line by Salto, ANSI, satin stainless steel finish, without thumbturn, no handing, reversible | 1 |  | 1 Year | 139 | 0.15 | 118.15
32669 | Salto | R3SJRIM081- | Jakarta style "J" handle set, Premium line by Salto, ANSI, satin stainless steel finish, with thumbturn, no handing, reversible | 1 |  | 1 Year | 139 | 0.15 | 118.15
32670 | Salto | R3SJRNE080- | Jakarta style "J" handle set, Premium line by Salto, ANSI, chromium black finish, without thumbturn, no handing, reversible | 1 |  | 1 Year | 139 | 0.15 | 118.15
32671 | Salto | R3SJRNE081- | Jakarta style "J" handle set, Premium line by Salto, ANSI, chromium black finish, with thumbturn, no handing, reversible | 1 |  | 1 Year | 139 | 0.15 | 118.15
32672 | Salto | R3SJRPM080- | Jakarta style "J" handle set, Premium line by Salto, ANSI, PVD satin brass finish, without thumbturn, no handing, reversible | 1 |  | 1 Year | 139 | 0.15 | 118.15
32673 | Salto | R3SJRPM081- | Jakarta style "J" handle set, Premium line by Salto, ANSI, PVD satin brass finish, with thumbturn, no handing, reversible | 1 |  | 1 Year | 139 | 0.15 | 118.15
32674 | Salto | R3SKRCP080L | Kingston style "K" handle set, Premium line by Salto, ANSI, polished chromium finish, without thumbturn, left handed | 1 |  | 1 Year | 139 | 0.15 | 118.15
32675 | Salto | R3SKRCP080R | Kingston style "K" handle set, Premium line by Salto, ANSI, polished chromium finish, without thumbturn, right handed | 1 |  | 1 Year | 139 | 0.15 | 118.15
32676 | Salto | R3SKRCP081L | Kingston style "K" handle set, Premium line by Salto, ANSI, polished chromium finish, with thumbturn, left handed | 1 |  | 1 Year | 139 | 0.15 | 118.15
32677 | Salto | R3SKRCP081R | Kingston style "K" handle set, Premium line by Salto, ANSI, polished chromium finish, with thumbturn, right handed | 1 |  | 1 Year | 139 | 0.15 | 118.15
32678 | Salto | R3SKRIM080L | Kingston style "K" handle set, Premium line by Salto, ANSI, satin stainless steel finish, without thumbturn, left handed | 1 |  | 1 Year | 139 | 0.15 | 118.15
32679 | Salto | R3SKRIM080R | Kingston style "K" handle set, Premium line by Salto, ANSI, satin stainless steel finish, without thumbturn, right handed | 1 |  | 1 Year | 139 | 0.15 | 118.15
32680 | Salto | R3SKRIM081L | Kingston style "K" handle set, Premium line by Salto, ANSI, satin stainless steel finish, with thumbturn, left handed | 1 |  | 1 Year | 139 | 0.15 | 118.15
32681 | Salto | R3SKRIM081R | Kingston style "K" handle set, Premium line by Salto, ANSI, satin stainless steel finish, with thumbturn, right handed | 1 |  | 1 Year | 139 | 0.15 | 118.15
32682 | Salto | R3SKRPP080L | Kingston style "K" handle set, Premium line by Salto, ANSI, PVD polished brass finish, without thumbturn, left handed | 1 |  | 1 Year | 139 | 0.15 | 118.15
32683 | Salto | R3SKRPP080R | Kingston style "K" handle set, Premium line by Salto, ANSI, PVD polished brass finish, without thumbturn, right handed | 1 |  | 1 Year | 139 | 0.15 | 118.15
32684 | Salto | R3SKRPP081L | Kingston style "K" handle set, Premium line by Salto, ANSI, PVD polished brass finish, with thumbturn, left handed | 1 |  | 1 Year | 139 | 0.15 | 118.15
32685 | Salto | R3SKRPP081R | Kingston style "K" handle set, Premium line by Salto, ANSI, PVD polished brass finish, with thumbturn, right handed | 1 |  | 1 Year | 139 | 0.15 | 118.15
32686 | Salto | R3SLRIM080- | London style "L" handle set, Standard line by Salto, ANSI, satin stainless steel finish, without thumbturn, no handing, reversible | 1 |  | 1 Year | 124 | 0.15 | 105.4
32687 | Salto | R3SLRIM081- | London style "L" handle set, Standard line by Salto, ANSI, satin stainless steel finish, with thumbturn, no handing, reversible | 1 |  | 1 Year | 124 | 0.15 | 105.4
32688 | Salto | R3SLRIP080- | London style "L" handle set, Standard line by Salto, ANSI, polished stainless steel finish, without thumbturn, no handing, reversible | 1 |  | 1 Year | 124 | 0.15 | 105.4
32689 | Salto | R3SLRIP081- | London style "L" handle set, Standard line by Salto, ANSI, polished stainless steel finish, with thumbturn, no handing, reversible | 1 |  | 1 Year | 124 | 0.15 | 105.4
32690 | Salto | R3SLRNE080- | London style "L" handle set, Standard line by Salto, ANSI, chromium black finish, without thumbturn, no handing, reversible | 1 |  | 1 Year | 124 | 0.15 | 105.4
32691 | Salto | R3SLRNE081- | London style "L" handle set, Standard line by Salto, ANSI, chromium black finish, with thumbturn, no handing, reversible | 1 |  | 1 Year | 124 | 0.15 | 105.4
32692 | Salto | R3SLRPM080- | London style "L" handle set, Standard line by Salto, ANSI, PVD satin brass finish, without thumbturn, no handing, reversible | 1 |  | 1 Year | 124 | 0.15 | 105.4
32693 | Salto | R3SLRPM081- | London style "L" handle set, Standard line by Salto, ANSI, PVD satin brass finish, with thumbturn, no handing, reversible | 1 |  | 1 Year | 124 | 0.15 | 105.4
32694 | Salto | R3SLRPP080- | London style "L" handle set, Standard line by Salto, ANSI, PVD polished brass finish, without thumbturn, no handing, reversible | 1 |  | 1 Year | 124 | 0.15 | 105.4
32695 | Salto | R3SLRPP081- | London style "L" handle set, Standard line by Salto, ANSI, PVD polished brass finish, with thumbturn, no handing, reversible | 1 |  | 1 Year | 124 | 0.15 | 105.4
32696 | Salto | R3SNRIM080- | New York style "N" handle set, Standard line by Salto, ANSI, satin stainless steel finish, without thumbturn, no handing, reversible | 1 |  | 1 Year | 124 | 0.15 | 105.4
32697 | Salto | R3SNRIM081- | New York style "N" handle set, Standard line by Salto, ANSI, satin stainless steel finish, with thumbturn, no handing, reversible | 1 |  | 1 Year | 124 | 0.15 | 105.4
32698 | Salto | R3SNRPM080- | New York style "N" handle set, Standard line by Salto, ANSI, PVD satin brass finish, without thumbturn, no handing, reversible | 1 |  | 1 Year | 124 | 0.15 | 105.4
32699 | Salto | R3SNRPM081- | New York style "N" handle set, Standard line by Salto, ANSI, PVD satin brass finish, with thumbturn, no handing, reversible | 1 |  | 1 Year | 124 | 0.15 | 105.4
32700 | Salto | R3SORIM080L | Ottawa style "O" handle set, Premium line by Salto, ANSI, satin stainless steel finish, without thumbturn, left handed | 1 |  | 1 Year | 139 | 0.15 | 118.15
32701 | Salto | R3SORIM080R | Ottawa style "O" handle set, Premium line by Salto, ANSI, satin stainless steel finish, without thumbturn, right handed | 1 |  | 1 Year | 139 | 0.15 | 118.15
32702 | Salto | R3SORIM081L | Ottawa style "O" handle set, Premium line by Salto, ANSI, satin stainless steel finish, with thumbturn, left handed | 1 |  | 1 Year | 139 | 0.15 | 118.15
32703 | Salto | R3SORIM081R | Ottawa style "O" handle set, Premium line by Salto, ANSI, satin stainless steel finish, with thumbturn, right handed | 1 |  | 1 Year | 139 | 0.15 | 118.15
32704 | Salto | R3SORIP080L | Ottawa style "O" handle set, Premium line by Salto, ANSI, polished stainless steel finish, without thumbturn, left handed | 1 |  | 1 Year | 139 | 0.15 | 118.15
32705 | Salto | R3SORIP080R | Ottawa style "O" handle set, Premium line by Salto, ANSI, polished stainless steel finish, without thumbturn, right handed | 1 |  | 1 Year | 139 | 0.15 | 118.15
32706 | Salto | R3SORIP081L | Ottawa style "O" handle set, Premium line by Salto, ANSI, polished stainless steel finish, with thumbturn, left handed | 1 |  | 1 Year | 139 | 0.15 | 118.15
32707 | Salto | R3SORIP081R | Ottawa style "O" handle set, Premium line by Salto, ANSI, polished stainless steel finish, with thumbturn, right handed | 1 |  | 1 Year | 139 | 0.15 | 118.15
32708 | Salto | R3SORNE080L | Ottawa style "O" handle set, Premium line by Salto, ANSI, chromium black finish, without thumbturn, left handed | 1 |  | 1 Year | 139 | 0.15 | 118.15
32709 | Salto | R3SORNE080R | Ottawa style "O" handle set, Premium line by Salto, ANSI, chromium black finish, without thumbturn, right handed | 1 |  | 1 Year | 139 | 0.15 | 118.15
32710 | Salto | R3SORNE081L | Ottawa style "O" handle set, Premium line by Salto, ANSI, chromium black finish, with thumbturn, left handed | 1 |  | 1 Year | 139 | 0.15 | 118.15
32711 | Salto | R3SORNE081R | Ottawa style "O" handle set, Premium line by Salto, ANSI, chromium black finish, with thumbturn, right handed | 1 |  | 1 Year | 139 | 0.15 | 118.15
32712 | Salto | R3SORPM080L | Ottawa style "O" handle set, Premium line by Salto, ANSI, PVD satin brass finish, without thumbturn, left handed | 1 |  | 1 Year | 139 | 0.15 | 118.15
32713 | Salto | R3SORPM080R | Ottawa style "O" handle set, Premium line by Salto, ANSI, PVD satin brass finish, without thumbturn, right handed | 1 |  | 1 Year | 139 | 0.15 | 118.15
32714 | Salto | R3SORPM081L | Ottawa style "O" handle set, Premium line by Salto, ANSI, PVD satin brass finish, with thumbturn, left handed | 1 |  | 1 Year | 139 | 0.15 | 118.15
32715 | Salto | R3SORPM081R | Ottawa style "O" handle set, Premium line by Salto, ANSI, PVD satin brass finish, with thumbturn, right handed | 1 |  | 1 Year | 139 | 0.15 | 118.15
32716 | Salto | R3SORPP080L | Ottawa style "O" handle set, Premium line by Salto, ANSI, PVD polished brass finish, without thumbturn, left handed | 1 |  | 1 Year | 139 | 0.15 | 118.15
32717 | Salto | R3SORPP080R | Ottawa style "O" handle set, Premium line by Salto, ANSI, PVD polished brass finish, without thumbturn, right handed | 1 |  | 1 Year | 139 | 0.15 | 118.15
32718 | Salto | R3SORPP081L | Ottawa style "O" handle set, Premium line by Salto, ANSI, PVD polished brass finish, with thumbturn, left handed | 1 |  | 1 Year | 139 | 0.15 | 118.15
32719 | Salto | R3SORPP081R | Ottawa style "O" handle set, Premium line by Salto, ANSI, PVD polished brass finish, with thumbturn, right handed | 1 |  | 1 Year | 139 | 0.15 | 118.15
32720 | Salto | R3SURIM080- | Utrecht style "U" handle set, Standard line by Salto, ANSI, satin stainless steel finish, without thumbturn, no handing, reversible | 1 |  | 1 Year | 124 | 0.15 | 105.4
32721 | Salto | R3SURIM081- | Utrecht style "U" handle set, Standard line by Salto, ANSI, satin stainless steel finish, with thumbturn, no handing, reversible | 1 |  | 1 Year | 124 | 0.15 | 105.4
32722 | Salto | R3SURIP080- | Utrecht style "U" handle set, Standard line by Salto, ANSI, polished stainless steel finish, without thumbturn, no handing, reversible | 1 |  | 1 Year | 124 | 0.15 | 105.4
32723 | Salto | R3SURIP081- | Utrecht style "U" handle set, Standard line by Salto, ANSI, polished stainless steel finish, with thumbturn, no handing, reversible | 1 |  | 1 Year | 124 | 0.15 | 105.4
32724 | Salto | R3SURNE080- | Utrecht style "U" handle set, Standard line by Salto, ANSI, chromium black finish, without thumbturn, no handing, reversible | 1 |  | 1 Year | 124 | 0.15 | 105.4
32725 | Salto | R3SURNE081- | Utrecht style "U" handle set, Standard line by Salto, ANSI, chromium black finish, with thumbturn, no handing, reversible | 1 |  | 1 Year | 124 | 0.15 | 105.4
32726 | Salto | R3SURPM080- | Utrecht style "U" handle set, Standard line by Salto, ANSI, PVD satin brass finish, without thumbturn, no handing, reversible | 1 |  | 1 Year | 124 | 0.15 | 105.4
32727 | Salto | R3SURPM081- | Utrecht style "U" handle set, Standard line by Salto, ANSI, PVD satin brass finish, with thumbturn, no handing, reversible | 1 |  | 1 Year | 124 | 0.15 | 105.4
32728 | Salto | R3SURPP080- | Utrecht style "U" handle set, Standard line by Salto, ANSI, PVD polished brass finish, without thumbturn, no handing, reversible | 1 |  | 1 Year | 124 | 0.15 | 105.4
32729 | Salto | R3SURPP081- | Utrecht style "U" handle set, Standard line by Salto, ANSI, PVD polished brass finish, with thumbturn, no handing, reversible | 1 |  | 1 Year | 124 | 0.15 | 105.4
32730 | Salto | R3SWRIM080- | Washington style "W" handle set, Standard line by Salto, ANSI, satin stainless steel finish, without thumbturn, no handing, reversible | 1 |  | 1 Year | 124 | 0.15 | 105.4
32731 | Salto | R3SWRIM081- | Washington style "W" handle set, Standard line by Salto, ANSI, satin stainless steel finish, with thumbturn, no handing, reversible | 1 |  | 1 Year | 124 | 0.15 | 105.4
32732 | Salto | R3SWRIP080- | Washington style "W" handle set, Standard line by Salto, ANSI, polished stainless steel finish, without thumbturn, no handing, reversible | 1 |  | 1 Year | 124 | 0.15 | 105.4
32733 | Salto | R3SWRIP081- | Washington style "W" handle set, Standard line by Salto, ANSI, polished stainless steel finish, with thumbturn, no handing, reversible | 1 |  | 1 Year | 124 | 0.15 | 105.4
32734 | Salto | R3SWRNE080- | Washington style "W" handle set, Standard line by Salto, ANSI, chromium black finish, without thumbturn, no handing, reversible | 1 |  | 1 Year | 124 | 0.15 | 105.4
32735 | Salto | R3SWRNE081- | Washington style "W" handle set, Standard line by Salto, ANSI, chromium black finish, with thumbturn, no handing, reversible | 1 |  | 1 Year | 124 | 0.15 | 105.4
32736 | Salto | R3SWRPM080- | Washington style "W" handle set, Standard line by Salto, ANSI, PVD satin brass finish, without thumbturn, no handing, reversible | 1 |  | 1 Year | 124 | 0.15 | 105.4
32737 | Salto | R3SWRPM081- | Washington style "W" handle set, Standard line by Salto, ANSI, PVD satin brass finish, with thumbturn, no handing, reversible | 1 |  | 1 Year | 124 | 0.15 | 105.4
32738 | Salto | R3SWRPP080- | Washington style "W" handle set, Standard line by Salto, ANSI, PVD polished brass finish, without thumbturn, no handing, reversible | 1 |  | 1 Year | 124 | 0.15 | 105.4
32739 | Salto | R3SWRPP081- | Washington style "W" handle set, Standard line by Salto, ANSI, PVD polished brass finish, with thumbturn, no handing, reversible | 1 |  | 1 Year | 124 | 0.15 | 105.4
32740 | Salto | E06002GDIM00LH- | Glass Mount DIN wire-free SVN passage complementary escutcheon, Robodue Luxury Lever (Colombo by Salto), left handed, satin stainless finish | 1 |  | 1 Year | 1125.05 | 0.15 | 956.2925
32741 | Salto | E06002GDIM00LR- | Glass Mount DIN wire-free SVN passage complementary escutcheon, Robodue Luxury Lever (Colombo by Salto), left hand reverse, satin stainless finish | 1 |  | 1 Year | 1125.05 | 0.15 | 956.2925
32742 | Salto | E06002GDIM00RH- | Glass Mount DIN wire-free SVN passage complementary escutcheon, Robodue Luxury Lever (Colombo by Salto), right handed, satin stainless finish | 1 |  | 1 Year | 1125.05 | 0.15 | 956.2925
32743 | Salto | E06002GDIM00RR- | Glass Mount DIN wire-free SVN passage complementary escutcheon, Robodue Luxury Lever (Colombo by Salto), right hand reverse, satin stainless finish | 1 |  | 1 Year | 1125.05 | 0.15 | 956.2925
32744 | Salto | E06003GDIM00LH- | Glass Mount DIN wire-free SVN passage complementary escutcheon, Robotre Luxury Lever (Colombo by Salto), left handed, satin stainless finish | 1 |  | 1 Year | 1125.05 | 0.15 | 956.2925
32745 | Salto | E06003GDIM00LR- | Glass Mount DIN wire-free SVN passage complementary escutcheon, Robotre Luxury Lever (Colombo by Salto), left hand reverse, satin stainless finish | 1 |  | 1 Year | 1125.05 | 0.15 | 956.2925
32746 | Salto | E06003GDIM00RH- | Glass Mount DIN wire-free SVN passage complementary escutcheon, Robotre Luxury Lever (Colombo by Salto), right handed, satin stainless finish | 1 |  | 1 Year | 1125.05 | 0.15 | 956.2925
32747 | Salto | E06003GDIM00RR- | Glass Mount DIN wire-free SVN passage complementary escutcheon, Robotre Luxury Lever (Colombo by Salto), right hand reverse, satin stainless finish | 1 |  | 1 Year | 1125.05 | 0.15 | 956.2925
32748 | Salto | E06004GDIM00LH- | Glass Mount DIN wire-free SVN passage complementary escutcheon, Roboquattro Luxury Lever (Colombo by Salto), left handed, satin stainless finish | 1 |  | 1 Year | 1125.05 | 0.15 | 956.2925
32749 | Salto | E06004GDIM00LR- | Glass Mount DIN wire-free SVN passage complementary escutcheon, Roboquattro Luxury Lever (Colombo by Salto), left hand reverse, satin stainless finish | 1 |  | 1 Year | 1125.05 | 0.15 | 956.2925
32750 | Salto | E06004GDIM00RH- | Glass Mount DIN wire-free SVN passage complementary escutcheon, Roboquattro Luxury Lever (Colombo by Salto), right handed, satin stainless finish | 1 |  | 1 Year | 1125.05 | 0.15 | 956.2925
32751 | Salto | E06004GDIM00RR- | Glass Mount DIN wire-free SVN passage complementary escutcheon, Roboquattro Luxury Lever (Colombo by Salto), right hand reverse, satin stainless finish | 1 |  | 1 Year | 1125.05 | 0.15 | 956.2925
32752 | Salto | E06007GDIM00LH- | Glass Mount DIN wire-free SVN passage complementary escutcheon, Mach Luxury Lever (Colombo by Salto), left handed, satin stainless finish | 1 |  | 1 Year | 1125.05 | 0.15 | 956.2925
32753 | Salto | E06007GDIM00LR- | Glass Mount DIN wire-free SVN passage complementary escutcheon, Mach Luxury Lever (Colombo by Salto), left hand reverse, satin stainless finish | 1 |  | 1 Year | 1125.05 | 0.15 | 956.2925
32754 | Salto | E06007GDIM00RH- | Glass Mount DIN wire-free SVN passage complementary escutcheon, Mach Luxury Lever (Colombo by Salto), right handed, satin stainless finish | 1 |  | 1 Year | 1125.05 | 0.15 | 956.2925
32755 | Salto | E06007GDIM00RR- | Glass Mount DIN wire-free SVN passage complementary escutcheon, Mach Luxury Lever (Colombo by Salto), right hand reverse, satin stainless finish | 1 |  | 1 Year | 1125.05 | 0.15 | 956.2925
32756 | Salto | E0600JGDIM00LH- | Glass Mount DIN wire-free SVN passage complementary escutcheon, J Premium Lever, left handed, satin stainless finish | 1 |  | 1 Year | 1089.35 | 0.15 | 925.9475
32757 | Salto | E0600JGDIM00LR- | Glass Mount DIN wire-free SVN passage complementary escutcheon, J Premium Lever, left hand reverse, satin stainless finish | 1 |  | 1 Year | 1089.35 | 0.15 | 925.9475
32758 | Salto | E0600JGDIM00RH- | Glass Mount DIN wire-free SVN passage complementary escutcheon, J Premium Lever, right handed, satin stainless finish | 1 |  | 1 Year | 1089.35 | 0.15 | 925.9475
32759 | Salto | E0600JGDIM00RR- | Glass Mount DIN wire-free SVN passage complementary escutcheon, J Premium Lever, right hand reverse, satin stainless finish | 1 |  | 1 Year | 1089.35 | 0.15 | 925.9475
32760 | Salto | E0600KGDIM00LH- | Glass Mount DIN wire-free SVN passage complementary escutcheon, K Premium Lever, left handed, satin stainless finish | 1 |  | 1 Year | 1089.35 | 0.15 | 925.9475
32761 | Salto | E0600KGDIM00LR- | Glass Mount DIN wire-free SVN passage complementary escutcheon, K Premium Lever, left hand reverse, satin stainless finish | 1 |  | 1 Year | 1089.35 | 0.15 | 925.9475
32762 | Salto | E0600KGDIM00RH- | Glass Mount DIN wire-free SVN passage complementary escutcheon, K Premium Lever, right handed, satin stainless finish | 1 |  | 1 Year | 1089.35 | 0.15 | 925.9475
32763 | Salto | E0600KGDIM00RR- | Glass Mount DIN wire-free SVN passage complementary escutcheon, K Premium Lever, right hand reverse, satin stainless finish | 1 |  | 1 Year | 1089.35 | 0.15 | 925.9475
32764 | Salto | E0600LGDIM00LH- | Glass Mount DIN wire-free SVN passage complementary escutcheon, L style lever, left handed, satin stainless finish | 1 |  | 1 Year | 1079.15 | 0.15 | 917.2775
32765 | Salto | E0600LGDIM00LR- | Glass Mount DIN wire-free SVN passage complementary escutcheon, L style lever, left hand reverse, satin stainless finish | 1 |  | 1 Year | 1079.15 | 0.15 | 917.2775
32766 | Salto | E0600LGDIM00RH- | Glass Mount DIN wire-free SVN passage complementary escutcheon, L style lever, right handed, satin stainless finish | 1 |  | 1 Year | 1079.15 | 0.15 | 917.2775
32767 | Salto | E0600LGDIM00RR- | Glass Mount DIN wire-free SVN passage complementary escutcheon, L style lever, right hand reverse, satin stainless finish | 1 |  | 1 Year | 1079.15 | 0.15 | 917.2775
32768 | Salto | E0600UGDIM00LH- | Glass Mount DIN wire-free SVN passage complementary escutcheon, U style lever, left handed, satin stainless finish | 1 |  | 1 Year | 1079.15 | 0.15 | 917.2775
32769 | Salto | E0600UGDIM00LR- | Glass Mount DIN wire-free SVN passage complementary escutcheon, U style lever, left hand reverse, satin stainless finish | 1 |  | 1 Year | 1079.15 | 0.15 | 917.2775
32770 | Salto | E0600UGDIM00RH- | Glass Mount DIN wire-free SVN passage complementary escutcheon, U style lever, right handed, satin stainless finish | 1 |  | 1 Year | 1079.15 | 0.15 | 917.2775
32771 | Salto | E0600UGDIM00RR- | Glass Mount DIN wire-free SVN passage complementary escutcheon, U style lever, right hand reverse, satin stainless finish | 1 |  | 1 Year | 1079.15 | 0.15 | 917.2775
32772 | Salto | E0600WGDIM00LH- | Glass Mount DIN wire-free SVN passage complementary escutcheon, W style lever, left handed, satin stainless finish | 1 |  | 1 Year | 1079.15 | 0.15 | 917.2775
32773 | Salto | E0600WGDIM00LR- | Glass Mount DIN wire-free SVN passage complementary escutcheon, W style lever, left hand reverse, satin stainless finish | 1 |  | 1 Year | 1079.15 | 0.15 | 917.2775
32774 | Salto | E0600WGDIM00RH- | Glass Mount DIN wire-free SVN passage complementary escutcheon, W style lever, right handed, satin stainless finish | 1 |  | 1 Year | 1079.15 | 0.15 | 917.2775
32775 | Salto | E0600WGDIM00RR- | Glass Mount DIN wire-free SVN passage complementary escutcheon, W style lever, right hand reverse, satin stainless finish | 1 |  | 1 Year | 1079.15 | 0.15 | 917.2775
32776 | Salto | E96502GDIM00LH- | Glass Mount DIN wire-free SVN Mifare / DESFire standard escutcheon, Robodue Luxury Lever (Colombo by Salto), left handed, satin stainless finish | 1 |  | 1 Year | 1221.95 | 0.15 | 1038.6575
32777 | Salto | E96502GDIM00LHC | Glass Mount DIN RF wireless upgradeable SVN Mifare / DESFire standard escutcheon, Robodue Luxury Lever (Colombo by Salto), left handed, satin stainless finish | 1 |  | 1 Year | 1320.9 | 0.15 | 1122.765
32778 | Salto | E96502GDIM00LHW | Glass Mount DIN RF wireless SVN Mifare / DESFire standard escutcheon, Robodue Luxury Lever (Colombo by Salto), left handed, satin stainless finish | 1 |  | 1 Year | 1545.3 | 0.15 | 1313.505
32779 | Salto | E96502GDIM00LR- | Glass Mount DIN wire-free SVN Mifare / DESFire standard escutcheon, Robodue Luxury Lever (Colombo by Salto), left hand reverse, satin stainless finish | 1 |  | 1 Year | 1221.95 | 0.15 | 1038.6575
32780 | Salto | E96502GDIM00LRC | Glass Mount DIN RF wireless upgradeable SVN Mifare / DESFire standard escutcheon, Robodue Luxury Lever (Colombo by Salto), left hand reverse, satin stainless finish | 1 |  | 1 Year | 1320.9 | 0.15 | 1122.765
32781 | Salto | E96502GDIM00LRW | Glass Mount DIN RF wireless SVN Mifare / DESFire standard escutcheon, Robodue Luxury Lever (Colombo by Salto), left hand reverse, satin stainless finish | 1 |  | 1 Year | 1545.3 | 0.15 | 1313.505
32782 | Salto | E96502GDIM00RH- | Glass Mount DIN wire-free SVN Mifare / DESFire standard escutcheon, Robodue Luxury Lever (Colombo by Salto), right handed, satin stainless finish | 1 |  | 1 Year | 1221.95 | 0.15 | 1038.6575
32783 | Salto | E96502GDIM00RHC | Glass Mount DIN RF wireless upgradeable SVN Mifare / DESFire standard escutcheon, Robodue Luxury Lever (Colombo by Salto), right handed, satin stainless finish | 1 |  | 1 Year | 1320.9 | 0.15 | 1122.765
32784 | Salto | E96502GDIM00RHW | Glass Mount DIN RF wireless SVN Mifare / DESFire standard escutcheon, Robodue Luxury Lever (Colombo by Salto), right handed, satin stainless finish | 1 |  | 1 Year | 1545.3 | 0.15 | 1313.505
32785 | Salto | E96502GDIM00RR- | Glass Mount DIN wire-free SVN Mifare / DESFire standard escutcheon, Robodue Luxury Lever (Colombo by Salto), right hand reverse, satin stainless finish | 1 |  | 1 Year | 1221.95 | 0.15 | 1038.6575
32786 | Salto | E96502GDIM00RRC | Glass Mount DIN RF wireless upgradeable SVN Mifare / DESFire standard escutcheon, Robodue Luxury Lever (Colombo by Salto), right hand reverse, satin stainless finish | 1 |  | 1 Year | 1320.9 | 0.15 | 1122.765
32787 | Salto | E96502GDIM00RRW | Glass Mount DIN RF wireless SVN Mifare / DESFire standard escutcheon, Robodue Luxury Lever (Colombo by Salto), right hand reverse, satin stainless finish | 1 |  | 1 Year | 1545.3 | 0.15 | 1313.505
32788 | Salto | E96503GDIM00LH- | Glass Mount DIN wire-free SVN Mifare / DESFire standard escutcheon, Robotre Luxury Lever (Colombo by Salto), left handed, satin stainless finish | 1 |  | 1 Year | 1221.95 | 0.15 | 1038.6575
32789 | Salto | E96503GDIM00LHC | Glass Mount DIN RF wireless upgradeable SVN Mifare / DESFire standard escutcheon, Robotre Luxury Lever (Colombo by Salto), left handed, satin stainless finish | 1 |  | 1 Year | 1320.9 | 0.15 | 1122.765
32790 | Salto | E96503GDIM00LHW | Glass Mount DIN RF wireless SVN Mifare / DESFire standard escutcheon, Robotre Luxury Lever (Colombo by Salto), left handed, satin stainless finish | 1 |  | 1 Year | 1545.3 | 0.15 | 1313.505
32791 | Salto | E96503GDIM00LR- | Glass Mount DIN wire-free SVN Mifare / DESFire standard escutcheon, Robotre Luxury Lever (Colombo by Salto), left hand reverse, satin stainless finish | 1 |  | 1 Year | 1221.95 | 0.15 | 1038.6575
32792 | Salto | E96503GDIM00LRC | Glass Mount DIN RF wireless upgradeable SVN Mifare / DESFire standard escutcheon, Robotre Luxury Lever (Colombo by Salto), left hand reverse, satin stainless finish | 1 |  | 1 Year | 1320.9 | 0.15 | 1122.765
32793 | Salto | E96503GDIM00LRW | Glass Mount DIN RF wireless SVN Mifare / DESFire standard escutcheon, Robotre Luxury Lever (Colombo by Salto), left hand reverse, satin stainless finish | 1 |  | 1 Year | 1545.3 | 0.15 | 1313.505
32794 | Salto | E96503GDIM00RH- | Glass Mount DIN wire-free SVN Mifare / DESFire standard escutcheon, Robotre Luxury Lever (Colombo by Salto), right handed, satin stainless finish | 1 |  | 1 Year | 1221.95 | 0.15 | 1038.6575
32795 | Salto | E96503GDIM00RHC | Glass Mount DIN RF wireless upgradeable SVN Mifare / DESFire standard escutcheon, Robotre Luxury Lever (Colombo by Salto), right handed, satin stainless finish | 1 |  | 1 Year | 1320.9 | 0.15 | 1122.765
32796 | Salto | E96503GDIM00RHW | Glass Mount DIN RF wireless SVN Mifare / DESFire standard escutcheon, Robotre Luxury Lever (Colombo by Salto), right handed, satin stainless finish | 1 |  | 1 Year | 1545.3 | 0.15 | 1313.505
32797 | Salto | E96503GDIM00RR- | Glass Mount DIN wire-free SVN Mifare / DESFire standard escutcheon, Robotre Luxury Lever (Colombo by Salto), right hand reverse, satin stainless finish | 1 |  | 1 Year | 1221.95 | 0.15 | 1038.6575
32798 | Salto | E96503GDIM00RRC | Glass Mount DIN RF wireless upgradeable SVN Mifare / DESFire standard escutcheon, Robotre Luxury Lever (Colombo by Salto), right hand reverse, satin stainless finish | 1 |  | 1 Year | 1320.9 | 0.15 | 1122.765
32799 | Salto | E96503GDIM00RRW | Glass Mount DIN RF wireless SVN Mifare / DESFire standard escutcheon, Robotre Luxury Lever (Colombo by Salto), right hand reverse, satin stainless finish | 1 |  | 1 Year | 1545.3 | 0.15 | 1313.505
32800 | Salto | E96504GDIM00LH- | Glass Mount DIN wire-free SVN Mifare / DESFire standard escutcheon, Roboquattro Luxury Lever (Colombo by Salto), left handed, satin stainless finish | 1 |  | 1 Year | 1221.95 | 0.15 | 1038.6575
32801 | Salto | E96504GDIM00LHC | Glass Mount DIN RF wireless upgradeable SVN Mifare / DESFire standard escutcheon, Roboquattro Luxury Lever (Colombo by Salto), left handed, satin stainless finish | 1 |  | 1 Year | 1320.9 | 0.15 | 1122.765
32802 | Salto | E96504GDIM00LHW | Glass Mount DIN RF wireless SVN Mifare / DESFire standard escutcheon, Roboquattro Luxury Lever (Colombo by Salto), left handed, satin stainless finish | 1 |  | 1 Year | 1545.3 | 0.15 | 1313.505
32803 | Salto | E96504GDIM00LR- | Glass Mount DIN wire-free SVN Mifare / DESFire standard escutcheon, Roboquattro Luxury Lever (Colombo by Salto), left hand reverse, satin stainless finish | 1 |  | 1 Year | 1221.95 | 0.15 | 1038.6575
32804 | Salto | E96504GDIM00LRC | Glass Mount DIN RF wireless upgradeable SVN Mifare / DESFire standard escutcheon, Roboquattro Luxury Lever (Colombo by Salto), left hand reverse, satin stainless finish | 1 |  | 1 Year | 1320.9 | 0.15 | 1122.765
32805 | Salto | E96504GDIM00LRW | Glass Mount DIN RF wireless SVN Mifare / DESFire standard escutcheon, Roboquattro Luxury Lever (Colombo by Salto), left hand reverse, satin stainless finish | 1 |  | 1 Year | 1545.3 | 0.15 | 1313.505
32806 | Salto | E96504GDIM00RH- | Glass Mount DIN wire-free SVN Mifare / DESFire standard escutcheon, Roboquattro Luxury Lever (Colombo by Salto), right handed, satin stainless finish | 1 |  | 1 Year | 1221.95 | 0.15 | 1038.6575
32807 | Salto | E96504GDIM00RHC | Glass Mount DIN RF wireless upgradeable SVN Mifare / DESFire standard escutcheon, Roboquattro Luxury Lever (Colombo by Salto), right handed, satin stainless finish | 1 |  | 1 Year | 1320.9 | 0.15 | 1122.765
32808 | Salto | E96504GDIM00RHW | Glass Mount DIN RF wireless SVN Mifare / DESFire standard escutcheon, Roboquattro Luxury Lever (Colombo by Salto), right handed, satin stainless finish | 1 |  | 1 Year | 1545.3 | 0.15 | 1313.505
32809 | Salto | E96504GDIM00RR- | Glass Mount DIN wire-free SVN Mifare / DESFire standard escutcheon, Roboquattro Luxury Lever (Colombo by Salto), right hand reverse, satin stainless finish | 1 |  | 1 Year | 1221.95 | 0.15 | 1038.6575
32810 | Salto | E96504GDIM00RRC | Glass Mount DIN RF wireless upgradeable SVN Mifare / DESFire standard escutcheon, Roboquattro Luxury Lever (Colombo by Salto), right hand reverse, satin stainless finish | 1 |  | 1 Year | 1320.9 | 0.15 | 1122.765
32811 | Salto | E96504GDIM00RRW | Glass Mount DIN RF wireless SVN Mifare / DESFire standard escutcheon, Roboquattro Luxury Lever (Colombo by Salto), right hand reverse, satin stainless finish | 1 |  | 1 Year | 1545.3 | 0.15 | 1313.505
32812 | Salto | E96507GDIM00LH- | Glass Mount DIN wire-free SVN Mifare / DESFire standard escutcheon, Mach Luxury Lever (Colombo by Salto), left handed, satin stainless finish | 1 |  | 1 Year | 1221.95 | 0.15 | 1038.6575
32813 | Salto | E96507GDIM00LHC | Glass Mount DIN RF wireless upgradeable SVN Mifare / DESFire standard escutcheon, Mach Luxury Lever (Colombo by Salto), left handed, satin stainless finish | 1 |  | 1 Year | 1320.9 | 0.15 | 1122.765
32814 | Salto | E96507GDIM00LHW | Glass Mount DIN RF wireless SVN Mifare / DESFire standard escutcheon, Mach Luxury Lever (Colombo by Salto), left handed, satin stainless finish | 1 |  | 1 Year | 1545.3 | 0.15 | 1313.505
32815 | Salto | E96507GDIM00LR- | Glass Mount DIN wire-free SVN Mifare / DESFire standard escutcheon, Mach Luxury Lever (Colombo by Salto), left hand reverse, satin stainless finish | 1 |  | 1 Year | 1221.95 | 0.15 | 1038.6575
32816 | Salto | E96507GDIM00LRC | Glass Mount DIN RF wireless upgradeable SVN Mifare / DESFire standard escutcheon, Mach Luxury Lever (Colombo by Salto), left hand reverse, satin stainless finish | 1 |  | 1 Year | 1320.9 | 0.15 | 1122.765
32817 | Salto | E96507GDIM00LRW | Glass Mount DIN RF wireless SVN Mifare / DESFire standard escutcheon, Mach Luxury Lever (Colombo by Salto), left hand reverse, satin stainless finish | 1 |  | 1 Year | 1545.3 | 0.15 | 1313.505
32818 | Salto | E96507GDIM00RH- | Glass Mount DIN wire-free SVN Mifare / DESFire standard escutcheon, Mach Luxury Lever (Colombo by Salto), right handed, satin stainless finish | 1 |  | 1 Year | 1221.95 | 0.15 | 1038.6575
32819 | Salto | E96507GDIM00RHC | Glass Mount DIN RF wireless upgradeable SVN Mifare / DESFire standard escutcheon, Mach Luxury Lever (Colombo by Salto), right handed, satin stainless finish | 1 |  | 1 Year | 1320.9 | 0.15 | 1122.765
32820 | Salto | E96507GDIM00RHW | Glass Mount DIN RF wireless SVN Mifare / DESFire standard escutcheon, Mach Luxury Lever (Colombo by Salto), right handed, satin stainless finish | 1 |  | 1 Year | 1545.3 | 0.15 | 1313.505
32821 | Salto | E96507GDIM00RR- | Glass Mount DIN wire-free SVN Mifare / DESFire standard escutcheon, Mach Luxury Lever (Colombo by Salto), right hand reverse, satin stainless finish | 1 |  | 1 Year | 1221.95 | 0.15 | 1038.6575
32822 | Salto | E96507GDIM00RRC | Glass Mount DIN RF wireless upgradeable SVN Mifare / DESFire standard escutcheon, Mach Luxury Lever (Colombo by Salto), right hand reverse, satin stainless finish | 1 |  | 1 Year | 1320.9 | 0.15 | 1122.765
32823 | Salto | E96507GDIM00RRW | Glass Mount DIN RF wireless SVN Mifare / DESFire standard escutcheon, Mach Luxury Lever (Colombo by Salto), right hand reverse, satin stainless finish | 1 |  | 1 Year | 1545.3 | 0.15 | 1313.505
32824 | Salto | E9650JGDIM00LH- | Glass Mount DIN wire-free SVN Mifare / DESFire standard escutcheon, J Premium Lever, left handed, satin stainless finish | 1 |  | 1 Year | 1186.25 | 0.15 | 1008.3125
32825 | Salto | E9650JGDIM00LHC | Glass Mount DIN RF wireless upgradeable SVN Mifare / DESFire standard escutcheon, J Premium Lever, left handed, satin stainless finish | 1 |  | 1 Year | 1285.2 | 0.15 | 1092.42
32826 | Salto | E9650JGDIM00LHW | Glass Mount DIN RF wireless SVN Mifare / DESFire standard escutcheon, J Premium Lever, left handed, satin stainless finish | 1 |  | 1 Year | 1509.6 | 0.15 | 1283.16
32827 | Salto | E9650JGDIM00LR- | Glass Mount DIN wire-free SVN Mifare / DESFire standard escutcheon, J Premium Lever, left hand reverse, satin stainless finish | 1 |  | 1 Year | 1186.25 | 0.15 | 1008.3125
32828 | Salto | E9650JGDIM00LRC | Glass Mount DIN RF wireless upgradeable SVN Mifare / DESFire standard escutcheon, J Premium Lever, left hand reverse, satin stainless finish | 1 |  | 1 Year | 1285.2 | 0.15 | 1092.42
32829 | Salto | E9650JGDIM00LRW | Glass Mount DIN RF wireless SVN Mifare / DESFire standard escutcheon, J Premium Lever, left hand reverse, satin stainless finish | 1 |  | 1 Year | 1509.6 | 0.15 | 1283.16
32830 | Salto | E9650JGDIM00RH- | Glass Mount DIN wire-free SVN Mifare / DESFire standard escutcheon, J Premium Lever, right handed, satin stainless finish | 1 |  | 1 Year | 1186.25 | 0.15 | 1008.3125
32831 | Salto | E9650JGDIM00RHC | Glass Mount DIN RF wireless upgradeable SVN Mifare / DESFire standard escutcheon, J Premium Lever, right handed, satin stainless finish | 1 |  | 1 Year | 1285.2 | 0.15 | 1092.42
32832 | Salto | E9650JGDIM00RHW | Glass Mount DIN RF wireless SVN Mifare / DESFire standard escutcheon, J Premium Lever, right handed, satin stainless finish | 1 |  | 1 Year | 1509.6 | 0.15 | 1283.16
32833 | Salto | E9650JGDIM00RR- | Glass Mount DIN wire-free SVN Mifare / DESFire standard escutcheon, J Premium Lever, right hand reverse, satin stainless finish | 1 |  | 1 Year | 1186.25 | 0.15 | 1008.3125
32834 | Salto | E9650JGDIM00RRC | Glass Mount DIN RF wireless upgradeable SVN Mifare / DESFire standard escutcheon, J Premium Lever, right hand reverse, satin stainless finish | 1 |  | 1 Year | 1285.2 | 0.15 | 1092.42
32835 | Salto | E9650JGDIM00RRW | Glass Mount DIN RF wireless SVN Mifare / DESFire standard escutcheon, J Premium Lever, right hand reverse, satin stainless finish | 1 |  | 1 Year | 1509.6 | 0.15 | 1283.16
32836 | Salto | E9650KGDIM00LH- | Glass Mount DIN wire-free SVN Mifare / DESFire standard escutcheon, K Premium Lever, left handed, satin stainless finish | 1 |  | 1 Year | 1186.25 | 0.15 | 1008.3125
32837 | Salto | E9650KGDIM00LHC | Glass Mount DIN RF wireless upgradeable SVN Mifare / DESFire standard escutcheon, K Premium Lever, left handed, satin stainless finish | 1 |  | 1 Year | 1285.2 | 0.15 | 1092.42
32838 | Salto | E9650KGDIM00LHW | Glass Mount DIN RF wireless SVN Mifare / DESFire standard escutcheon, K Premium Lever, left handed, satin stainless finish | 1 |  | 1 Year | 1509.6 | 0.15 | 1283.16
32839 | Salto | E9650KGDIM00LR- | Glass Mount DIN wire-free SVN Mifare / DESFire standard escutcheon, K Premium Lever, left hand reverse, satin stainless finish | 1 |  | 1 Year | 1186.25 | 0.15 | 1008.3125
32840 | Salto | E9650KGDIM00LRC | Glass Mount DIN RF wireless upgradeable SVN Mifare / DESFire standard escutcheon, K Premium Lever, left hand reverse, satin stainless finish | 1 |  | 1 Year | 1285.2 | 0.15 | 1092.42
32841 | Salto | E9650KGDIM00LRW | Glass Mount DIN RF wireless SVN Mifare / DESFire standard escutcheon, K Premium Lever, left hand reverse, satin stainless finish | 1 |  | 1 Year | 1509.6 | 0.15 | 1283.16
32842 | Salto | E9650KGDIM00RH- | Glass Mount DIN wire-free SVN Mifare / DESFire standard escutcheon, K Premium Lever, right handed, satin stainless finish | 1 |  | 1 Year | 1186.25 | 0.15 | 1008.3125
32843 | Salto | E9650KGDIM00RHC | Glass Mount DIN RF wireless upgradeable SVN Mifare / DESFire standard escutcheon, K Premium Lever, right handed, satin stainless finish | 1 |  | 1 Year | 1285.2 | 0.15 | 1092.42
32844 | Salto | E9650KGDIM00RHW | Glass Mount DIN RF wireless SVN Mifare / DESFire standard escutcheon, K Premium Lever, right handed, satin stainless finish | 1 |  | 1 Year | 1509.6 | 0.15 | 1283.16
32845 | Salto | E9650KGDIM00RR- | Glass Mount DIN wire-free SVN Mifare / DESFire standard escutcheon, K Premium Lever, right hand reverse, satin stainless finish | 1 |  | 1 Year | 1186.25 | 0.15 | 1008.3125
32846 | Salto | E9650KGDIM00RRC | Glass Mount DIN RF wireless upgradeable SVN Mifare / DESFire standard escutcheon, K Premium Lever, right hand reverse, satin stainless finish | 1 |  | 1 Year | 1285.2 | 0.15 | 1092.42
32847 | Salto | E9650KGDIM00RRW | Glass Mount DIN RF wireless SVN Mifare / DESFire standard escutcheon, K Premium Lever, right hand reverse, satin stainless finish | 1 |  | 1 Year | 1509.6 | 0.15 | 1283.16
32848 | Salto | E9650LGDIM00LH- | Glass Mount DIN wire-free SVN Mifare / DESFire standard escutcheon, L style lever, left handed, satin stainless finish | 1 |  | 1 Year | 1176.05 | 0.15 | 999.6425
32849 | Salto | E9650LGDIM00LHC | Glass Mount DIN RF wireless upgradeable SVN Mifare / DESFire standard escutcheon, L style lever, left handed, satin stainless finish | 1 |  | 1 Year | 1275 | 0.15 | 1083.75
32850 | Salto | E9650LGDIM00LHW | Glass Mount DIN RF wireless SVN Mifare / DESFire standard escutcheon, L style lever, left handed, satin stainless finish | 1 |  | 1 Year | 1499.4 | 0.15 | 1274.49
32851 | Salto | E9650LGDIM00LR- | Glass Mount DIN wire-free SVN Mifare / DESFire standard escutcheon, L style lever, left hand reverse, satin stainless finish | 1 |  | 1 Year | 1176.05 | 0.15 | 999.6425
32852 | Salto | E9650LGDIM00LRC | Glass Mount DIN RF wireless upgradeable SVN Mifare / DESFire standard escutcheon, L style lever, left hand reverse, satin stainless finish | 1 |  | 1 Year | 1275 | 0.15 | 1083.75
32853 | Salto | E9650LGDIM00LRW | Glass Mount DIN RF wireless SVN Mifare / DESFire standard escutcheon, L style lever, left hand reverse, satin stainless finish | 1 |  | 1 Year | 1499.4 | 0.15 | 1274.49
32854 | Salto | E9650LGDIM00RH- | Glass Mount DIN wire-free SVN Mifare / DESFire standard escutcheon, L style lever, right handed, satin stainless finish | 1 |  | 1 Year | 1176.05 | 0.15 | 999.6425
32855 | Salto | E9650LGDIM00RHC | Glass Mount DIN RF wireless upgradeable SVN Mifare / DESFire standard escutcheon, L style lever, right handed, satin stainless finish | 1 |  | 1 Year | 1275 | 0.15 | 1083.75
32856 | Salto | E9650LGDIM00RHW | Glass Mount DIN RF wireless SVN Mifare / DESFire standard escutcheon, L style lever, right handed, satin stainless finish | 1 |  | 1 Year | 1499.4 | 0.15 | 1274.49
32857 | Salto | E9650LGDIM00RR- | Glass Mount DIN wire-free SVN Mifare / DESFire standard escutcheon, L style lever, right hand reverse, satin stainless finish | 1 |  | 1 Year | 1176.05 | 0.15 | 999.6425
32858 | Salto | E9650LGDIM00RRC | Glass Mount DIN RF wireless upgradeable SVN Mifare / DESFire standard escutcheon, L style lever, right hand reverse, satin stainless finish | 1 |  | 1 Year | 1275 | 0.15 | 1083.75
32859 | Salto | E9650LGDIM00RRW | Glass Mount DIN RF wireless SVN Mifare / DESFire standard escutcheon, L style lever, right hand reverse, satin stainless finish | 1 |  | 1 Year | 1499.4 | 0.15 | 1274.49
32860 | Salto | E9650UGDIM00LH- | Glass Mount DIN wire-free SVN Mifare / DESFire standard escutcheon, U style lever, left handed, satin stainless finish | 1 |  | 1 Year | 1176.05 | 0.15 | 999.6425
32861 | Salto | E9650UGDIM00LHC | Glass Mount DIN RF wireless upgradeable SVN Mifare / DESFire standard escutcheon, U style lever, left handed, satin stainless finish | 1 |  | 1 Year | 1275 | 0.15 | 1083.75
32862 | Salto | E9650UGDIM00LHW | Glass Mount DIN RF wireless SVN Mifare / DESFire standard escutcheon, U style lever, left handed, satin stainless finish | 1 |  | 1 Year | 1499.4 | 0.15 | 1274.49
32863 | Salto | E9650UGDIM00LR- | Glass Mount DIN wire-free SVN Mifare / DESFire standard escutcheon, U style lever, left hand reverse, satin stainless finish | 1 |  | 1 Year | 1176.05 | 0.15 | 999.6425
32864 | Salto | E9650UGDIM00LRC | Glass Mount DIN RF wireless upgradeable SVN Mifare / DESFire standard escutcheon, U style lever, left hand reverse, satin stainless finish | 1 |  | 1 Year | 1275 | 0.15 | 1083.75
32865 | Salto | E9650UGDIM00LRW | Glass Mount DIN RF wireless SVN Mifare / DESFire standard escutcheon, U style lever, left hand reverse, satin stainless finish | 1 |  | 1 Year | 1499.4 | 0.15 | 1274.49
32866 | Salto | E9650UGDIM00RH- | Glass Mount DIN wire-free SVN Mifare / DESFire standard escutcheon, U style lever, right handed, satin stainless finish | 1 |  | 1 Year | 1176.05 | 0.15 | 999.6425
32867 | Salto | E9650UGDIM00RHC | Glass Mount DIN RF wireless upgradeable SVN Mifare / DESFire standard escutcheon, U style lever, right handed, satin stainless finish | 1 |  | 1 Year | 1275 | 0.15 | 1083.75
32868 | Salto | E9650UGDIM00RHW | Glass Mount DIN RF wireless SVN Mifare / DESFire standard escutcheon, U style lever, right handed, satin stainless finish | 1 |  | 1 Year | 1499.4 | 0.15 | 1274.49
32869 | Salto | E9650UGDIM00RR- | Glass Mount DIN wire-free SVN Mifare / DESFire standard escutcheon, U style lever, right hand reverse, satin stainless finish | 1 |  | 1 Year | 1176.05 | 0.15 | 999.6425
32870 | Salto | E9650UGDIM00RRC | Glass Mount DIN RF wireless upgradeable SVN Mifare / DESFire standard escutcheon, U style lever, right hand reverse, satin stainless finish | 1 |  | 1 Year | 1275 | 0.15 | 1083.75
32871 | Salto | E9650UGDIM00RRW | Glass Mount DIN RF wireless SVN Mifare / DESFire standard escutcheon, U style lever, right hand reverse, satin stainless finish | 1 |  | 1 Year | 1499.4 | 0.15 | 1274.49
32872 | Salto | E9650WGDIM00LH- | Glass Mount DIN wire-free SVN Mifare / DESFire standard escutcheon, W style lever, left handed, satin stainless finish | 1 |  | 1 Year | 1176.05 | 0.15 | 999.6425
32873 | Salto | E9650WGDIM00LHC | Glass Mount DIN RF wireless upgradeable SVN Mifare / DESFire standard escutcheon, W style lever, left handed, satin stainless finish | 1 |  | 1 Year | 1275 | 0.15 | 1083.75
32874 | Salto | E9650WGDIM00LHW | Glass Mount DIN RF wireless SVN Mifare / DESFire standard escutcheon, W style lever, left handed, satin stainless finish | 1 |  | 1 Year | 1499.4 | 0.15 | 1274.49
32875 | Salto | E9650WGDIM00LR- | Glass Mount DIN wire-free SVN Mifare / DESFire standard escutcheon, W style lever, left hand reverse, satin stainless finish | 1 |  | 1 Year | 1176.05 | 0.15 | 999.6425
32876 | Salto | E9650WGDIM00LRC | Glass Mount DIN RF wireless upgradeable SVN Mifare / DESFire standard escutcheon, W style lever, left hand reverse, satin stainless finish | 1 |  | 1 Year | 1275 | 0.15 | 1083.75
32877 | Salto | E9650WGDIM00LRW | Glass Mount DIN RF wireless SVN Mifare / DESFire standard escutcheon, W style lever, left hand reverse, satin stainless finish | 1 |  | 1 Year | 1499.4 | 0.15 | 1274.49
32878 | Salto | E9650WGDIM00RH- | Glass Mount DIN wire-free SVN Mifare / DESFire standard escutcheon, W style lever, right handed, satin stainless finish | 1 |  | 1 Year | 1176.05 | 0.15 | 999.6425
32879 | Salto | E9650WGDIM00RHC | Glass Mount DIN RF wireless upgradeable SVN Mifare / DESFire standard escutcheon, W style lever, right handed, satin stainless finish | 1 |  | 1 Year | 1275 | 0.15 | 1083.75
32880 | Salto | E9650WGDIM00RHW | Glass Mount DIN RF wireless SVN Mifare / DESFire standard escutcheon, W style lever, right handed, satin stainless finish | 1 |  | 1 Year | 1499.4 | 0.15 | 1274.49
32881 | Salto | E9650WGDIM00RR- | Glass Mount DIN wire-free SVN Mifare / DESFire standard escutcheon, W style lever, right hand reverse, satin stainless finish | 1 |  | 1 Year | 1176.05 | 0.15 | 999.6425
32882 | Salto | E9650WGDIM00RRC | Glass Mount DIN RF wireless upgradeable SVN Mifare / DESFire standard escutcheon, W style lever, right hand reverse, satin stainless finish | 1 |  | 1 Year | 1275 | 0.15 | 1083.75
32883 | Salto | E9650WGDIM00RRW | Glass Mount DIN RF wireless SVN Mifare / DESFire standard escutcheon, W style lever, right hand reverse, satin stainless finish | 1 |  | 1 Year | 1499.4 | 0.15 | 1274.49
32884 | Salto | EB6502GDIM00LH- | Glass Mount DIN wire-free SVN BLE / Mifare / DESFire standard escutcheon, Robodue Luxury Lever (Colombo by Salto), left handed, satin stainless finish | 1 |  | 1 Year | 1256.35 | 0.15 | 1067.8975
32885 | Salto | EB6502GDIM00LHC | Glass Mount DIN RF wireless upgradeable SVN BLE / Mifare / DESFire standard escutcheon, Robodue Luxury Lever (Colombo by Salto), left handed, satin stainless finish | 1 |  | 1 Year | 1355.3 | 0.15 | 1152.005
32886 | Salto | EB6502GDIM00LHW | Glass Mount DIN RF wireless SVN BLE / Mifare / DESFire standard escutcheon, Robodue Luxury Lever (Colombo by Salto), left handed, satin stainless finish | 1 |  | 1 Year | 1579.7 | 0.15 | 1342.745
32887 | Salto | EB6502GDIM00LR- | Glass Mount DIN wire-free SVN BLE / Mifare / DESFire standard escutcheon, Robodue Luxury Lever (Colombo by Salto), left hand reverse, satin stainless finish | 1 |  | 1 Year | 1256.35 | 0.15 | 1067.8975
32888 | Salto | EB6502GDIM00LRC | Glass Mount DIN RF wireless upgradeable SVN BLE / Mifare / DESFire standard escutcheon, Robodue Luxury Lever (Colombo by Salto), left hand reverse, satin stainless finish | 1 |  | 1 Year | 1355.3 | 0.15 | 1152.005
32889 | Salto | EB6502GDIM00LRW | Glass Mount DIN RF wireless SVN BLE / Mifare / DESFire standard escutcheon, Robodue Luxury Lever (Colombo by Salto), left hand reverse, satin stainless finish | 1 |  | 1 Year | 1579.7 | 0.15 | 1342.745
32890 | Salto | EB6502GDIM00RH- | Glass Mount DIN wire-free SVN BLE / Mifare / DESFire standard escutcheon, Robodue Luxury Lever (Colombo by Salto), right handed, satin stainless finish | 1 |  | 1 Year | 1256.35 | 0.15 | 1067.8975
32891 | Salto | EB6502GDIM00RHC | Glass Mount DIN RF wireless upgradeable SVN BLE / Mifare / DESFire standard escutcheon, Robodue Luxury Lever (Colombo by Salto), right handed, satin stainless finish | 1 |  | 1 Year | 1355.3 | 0.15 | 1152.005
32892 | Salto | EB6502GDIM00RHW | Glass Mount DIN RF wireless SVN BLE / Mifare / DESFire standard escutcheon, Robodue Luxury Lever (Colombo by Salto), right handed, satin stainless finish | 1 |  | 1 Year | 1579.7 | 0.15 | 1342.745
32893 | Salto | EB6502GDIM00RR- | Glass Mount DIN wire-free SVN BLE / Mifare / DESFire standard escutcheon, Robodue Luxury Lever (Colombo by Salto), right hand reverse, satin stainless finish | 1 |  | 1 Year | 1256.35 | 0.15 | 1067.8975
32894 | Salto | EB6502GDIM00RRC | Glass Mount DIN RF wireless upgradeable SVN BLE / Mifare / DESFire standard escutcheon, Robodue Luxury Lever (Colombo by Salto), right hand reverse, satin stainless finish | 1 |  | 1 Year | 1355.3 | 0.15 | 1152.005
32895 | Salto | EB6502GDIM00RRW | Glass Mount DIN RF wireless SVN BLE / Mifare / DESFire standard escutcheon, Robodue Luxury Lever (Colombo by Salto), right hand reverse, satin stainless finish | 1 |  | 1 Year | 1579.7 | 0.15 | 1342.745
32896 | Salto | EB6503GDIM00LH- | Glass Mount DIN wire-free SVN BLE / Mifare / DESFire standard escutcheon, Robotre Luxury Lever (Colombo by Salto), left handed, satin stainless finish | 1 |  | 1 Year | 1256.35 | 0.15 | 1067.8975
32897 | Salto | EB6503GDIM00LHC | Glass Mount DIN RF wireless upgradeable SVN BLE / Mifare / DESFire standard escutcheon, Robotre Luxury Lever (Colombo by Salto), left handed, satin stainless finish | 1 |  | 1 Year | 1355.3 | 0.15 | 1152.005
32898 | Salto | EB6503GDIM00LHW | Glass Mount DIN RF wireless SVN BLE / Mifare / DESFire standard escutcheon, Robotre Luxury Lever (Colombo by Salto), left handed, satin stainless finish | 1 |  | 1 Year | 1579.7 | 0.15 | 1342.745
32899 | Salto | EB6503GDIM00LR- | Glass Mount DIN wire-free SVN BLE / Mifare / DESFire standard escutcheon, Robotre Luxury Lever (Colombo by Salto), left hand reverse, satin stainless finish | 1 |  | 1 Year | 1256.35 | 0.15 | 1067.8975
32900 | Salto | EB6503GDIM00LRC | Glass Mount DIN RF wireless upgradeable SVN BLE / Mifare / DESFire standard escutcheon, Robotre Luxury Lever (Colombo by Salto), left hand reverse, satin stainless finish | 1 |  | 1 Year | 1355.3 | 0.15 | 1152.005
32901 | Salto | EB6503GDIM00LRW | Glass Mount DIN RF wireless SVN BLE / Mifare / DESFire standard escutcheon, Robotre Luxury Lever (Colombo by Salto), left hand reverse, satin stainless finish | 1 |  | 1 Year | 1579.7 | 0.15 | 1342.745
32902 | Salto | EB6503GDIM00RH- | Glass Mount DIN wire-free SVN BLE / Mifare / DESFire standard escutcheon, Robotre Luxury Lever (Colombo by Salto), right handed, satin stainless finish | 1 |  | 1 Year | 1256.35 | 0.15 | 1067.8975
32903 | Salto | EB6503GDIM00RHC | Glass Mount DIN RF wireless upgradeable SVN BLE / Mifare / DESFire standard escutcheon, Robotre Luxury Lever (Colombo by Salto), right handed, satin stainless finish | 1 |  | 1 Year | 1355.3 | 0.15 | 1152.005
32904 | Salto | EB6503GDIM00RHW | Glass Mount DIN RF wireless SVN BLE / Mifare / DESFire standard escutcheon, Robotre Luxury Lever (Colombo by Salto), right handed, satin stainless finish | 1 |  | 1 Year | 1579.7 | 0.15 | 1342.745
32905 | Salto | EB6503GDIM00RR- | Glass Mount DIN wire-free SVN BLE / Mifare / DESFire standard escutcheon, Robotre Luxury Lever (Colombo by Salto), right hand reverse, satin stainless finish | 1 |  | 1 Year | 1256.35 | 0.15 | 1067.8975
32906 | Salto | EB6503GDIM00RRC | Glass Mount DIN RF wireless upgradeable SVN BLE / Mifare / DESFire standard escutcheon, Robotre Luxury Lever (Colombo by Salto), right hand reverse, satin stainless finish | 1 |  | 1 Year | 1355.3 | 0.15 | 1152.005
32907 | Salto | EB6503GDIM00RRW | Glass Mount DIN RF wireless SVN BLE / Mifare / DESFire standard escutcheon, Robotre Luxury Lever (Colombo by Salto), right hand reverse, satin stainless finish | 1 |  | 1 Year | 1579.7 | 0.15 | 1342.745
32908 | Salto | EB6504GDIM00LH- | Glass Mount DIN wire-free SVN BLE / Mifare / DESFire standard escutcheon, Roboquattro Luxury Lever (Colombo by Salto), left handed, satin stainless finish | 1 |  | 1 Year | 1256.35 | 0.15 | 1067.8975
32909 | Salto | EB6504GDIM00LHC | Glass Mount DIN RF wireless upgradeable SVN BLE / Mifare / DESFire standard escutcheon, Roboquattro Luxury Lever (Colombo by Salto), left handed, satin stainless finish | 1 |  | 1 Year | 1355.3 | 0.15 | 1152.005
32910 | Salto | EB6504GDIM00LHW | Glass Mount DIN RF wireless SVN BLE / Mifare / DESFire standard escutcheon, Roboquattro Luxury Lever (Colombo by Salto), left handed, satin stainless finish | 1 |  | 1 Year | 1579.7 | 0.15 | 1342.745
32911 | Salto | EB6504GDIM00LR- | Glass Mount DIN wire-free SVN BLE / Mifare / DESFire standard escutcheon, Roboquattro Luxury Lever (Colombo by Salto), left hand reverse, satin stainless finish | 1 |  | 1 Year | 1256.35 | 0.15 | 1067.8975
32912 | Salto | EB6504GDIM00LRC | Glass Mount DIN RF wireless upgradeable SVN BLE / Mifare / DESFire standard escutcheon, Roboquattro Luxury Lever (Colombo by Salto), left hand reverse, satin stainless finish | 1 |  | 1 Year | 1355.3 | 0.15 | 1152.005
32913 | Salto | EB6504GDIM00LRW | Glass Mount DIN RF wireless SVN BLE / Mifare / DESFire standard escutcheon, Roboquattro Luxury Lever (Colombo by Salto), left hand reverse, satin stainless finish | 1 |  | 1 Year | 1579.7 | 0.15 | 1342.745
32914 | Salto | EB6504GDIM00RH- | Glass Mount DIN wire-free SVN BLE / Mifare / DESFire standard escutcheon, Roboquattro Luxury Lever (Colombo by Salto), right handed, satin stainless finish | 1 |  | 1 Year | 1256.35 | 0.15 | 1067.8975
32915 | Salto | EB6504GDIM00RHC | Glass Mount DIN RF wireless upgradeable SVN BLE / Mifare / DESFire standard escutcheon, Roboquattro Luxury Lever (Colombo by Salto), right handed, satin stainless finish | 1 |  | 1 Year | 1355.3 | 0.15 | 1152.005
32916 | Salto | EB6504GDIM00RHW | Glass Mount DIN RF wireless SVN BLE / Mifare / DESFire standard escutcheon, Roboquattro Luxury Lever (Colombo by Salto), right handed, satin stainless finish | 1 |  | 1 Year | 1579.7 | 0.15 | 1342.745
32917 | Salto | EB6504GDIM00RR- | Glass Mount DIN wire-free SVN BLE / Mifare / DESFire standard escutcheon, Roboquattro Luxury Lever (Colombo by Salto), right hand reverse, satin stainless finish | 1 |  | 1 Year | 1256.35 | 0.15 | 1067.8975
32918 | Salto | EB6504GDIM00RRC | Glass Mount DIN RF wireless upgradeable SVN BLE / Mifare / DESFire standard escutcheon, Roboquattro Luxury Lever (Colombo by Salto), right hand reverse, satin stainless finish | 1 |  | 1 Year | 1355.3 | 0.15 | 1152.005
32919 | Salto | EB6504GDIM00RRW | Glass Mount DIN RF wireless SVN BLE / Mifare / DESFire standard escutcheon, Roboquattro Luxury Lever (Colombo by Salto), right hand reverse, satin stainless finish | 1 |  | 1 Year | 1579.7 | 0.15 | 1342.745
32920 | Salto | EB6507GDIM00LH- | Glass Mount DIN wire-free SVN BLE / Mifare / DESFire standard escutcheon, Mach Luxury Lever (Colombo by Salto), left handed, satin stainless finish | 1 |  | 1 Year | 1256.35 | 0.15 | 1067.8975
32921 | Salto | EB6507GDIM00LHC | Glass Mount DIN RF wireless upgradeable SVN BLE / Mifare / DESFire standard escutcheon, Mach Luxury Lever (Colombo by Salto), left handed, satin stainless finish | 1 |  | 1 Year | 1355.3 | 0.15 | 1152.005
32922 | Salto | EB6507GDIM00LHW | Glass Mount DIN RF wireless SVN BLE / Mifare / DESFire standard escutcheon, Mach Luxury Lever (Colombo by Salto), left handed, satin stainless finish | 1 |  | 1 Year | 1579.7 | 0.15 | 1342.745
32923 | Salto | EB6507GDIM00LR- | Glass Mount DIN wire-free SVN BLE / Mifare / DESFire standard escutcheon, Mach Luxury Lever (Colombo by Salto), left hand reverse, satin stainless finish | 1 |  | 1 Year | 1256.35 | 0.15 | 1067.8975
32924 | Salto | EB6507GDIM00LRC | Glass Mount DIN RF wireless upgradeable SVN BLE / Mifare / DESFire standard escutcheon, Mach Luxury Lever (Colombo by Salto), left hand reverse, satin stainless finish | 1 |  | 1 Year | 1355.3 | 0.15 | 1152.005
32925 | Salto | EB6507GDIM00LRW | Glass Mount DIN RF wireless SVN BLE / Mifare / DESFire standard escutcheon, Mach Luxury Lever (Colombo by Salto), left hand reverse, satin stainless finish | 1 |  | 1 Year | 1579.7 | 0.15 | 1342.745
32926 | Salto | EB6507GDIM00RH- | Glass Mount DIN wire-free SVN BLE / Mifare / DESFire standard escutcheon, Mach Luxury Lever (Colombo by Salto), right handed, satin stainless finish | 1 |  | 1 Year | 1256.35 | 0.15 | 1067.8975
32927 | Salto | EB6507GDIM00RHC | Glass Mount DIN RF wireless upgradeable SVN BLE / Mifare / DESFire standard escutcheon, Mach Luxury Lever (Colombo by Salto), right handed, satin stainless finish | 1 |  | 1 Year | 1355.3 | 0.15 | 1152.005
32928 | Salto | EB6507GDIM00RHW | Glass Mount DIN RF wireless SVN BLE / Mifare / DESFire standard escutcheon, Mach Luxury Lever (Colombo by Salto), right handed, satin stainless finish | 1 |  | 1 Year | 1579.7 | 0.15 | 1342.745
32929 | Salto | EB6507GDIM00RR- | Glass Mount DIN wire-free SVN BLE / Mifare / DESFire standard escutcheon, Mach Luxury Lever (Colombo by Salto), right hand reverse, satin stainless finish | 1 |  | 1 Year | 1256.35 | 0.15 | 1067.8975
32930 | Salto | EB6507GDIM00RRC | Glass Mount DIN RF wireless upgradeable SVN BLE / Mifare / DESFire standard escutcheon, Mach Luxury Lever (Colombo by Salto), right hand reverse, satin stainless finish | 1 |  | 1 Year | 1355.3 | 0.15 | 1152.005
32931 | Salto | EB6507GDIM00RRW | Glass Mount DIN RF wireless SVN BLE / Mifare / DESFire standard escutcheon, Mach Luxury Lever (Colombo by Salto), right hand reverse, satin stainless finish | 1 |  | 1 Year | 1579.7 | 0.15 | 1342.745
32932 | Salto | EB650JGDIM00LH- | Glass Mount DIN wire-free SVN BLE / Mifare / DESFire standard escutcheon, J Premium Lever, left handed, satin stainless finish | 1 |  | 1 Year | 1220.65 | 0.15 | 1037.5525
32933 | Salto | EB650JGDIM00LHC | Glass Mount DIN RF wireless upgradeable SVN BLE / Mifare / DESFire standard escutcheon, J Premium Lever, left handed, satin stainless finish | 1 |  | 1 Year | 1319.6 | 0.15 | 1121.66
32934 | Salto | EB650JGDIM00LHW | Glass Mount DIN RF wireless SVN BLE / Mifare / DESFire standard escutcheon, J Premium Lever, left handed, satin stainless finish | 1 |  | 1 Year | 1544 | 0.15 | 1312.4
32935 | Salto | EB650JGDIM00LR- | Glass Mount DIN wire-free SVN BLE / Mifare / DESFire standard escutcheon, J Premium Lever, left hand reverse, satin stainless finish | 1 |  | 1 Year | 1220.65 | 0.15 | 1037.5525
32936 | Salto | EB650JGDIM00LRC | Glass Mount DIN RF wireless upgradeable SVN BLE / Mifare / DESFire standard escutcheon, J Premium Lever, left hand reverse, satin stainless finish | 1 |  | 1 Year | 1319.6 | 0.15 | 1121.66
32937 | Salto | EB650JGDIM00LRW | Glass Mount DIN RF wireless SVN BLE / Mifare / DESFire standard escutcheon, J Premium Lever, left hand reverse, satin stainless finish | 1 |  | 1 Year | 1544 | 0.15 | 1312.4
32938 | Salto | EB650JGDIM00RH- | Glass Mount DIN wire-free SVN BLE / Mifare / DESFire standard escutcheon, J Premium Lever, right handed, satin stainless finish | 1 |  | 1 Year | 1220.65 | 0.15 | 1037.5525
32939 | Salto | EB650JGDIM00RHC | Glass Mount DIN RF wireless upgradeable SVN BLE / Mifare / DESFire standard escutcheon, J Premium Lever, right handed, satin stainless finish | 1 |  | 1 Year | 1319.6 | 0.15 | 1121.66
32940 | Salto | EB650JGDIM00RHW | Glass Mount DIN RF wireless SVN BLE / Mifare / DESFire standard escutcheon, J Premium Lever, right handed, satin stainless finish | 1 |  | 1 Year | 1544 | 0.15 | 1312.4
32941 | Salto | EB650JGDIM00RR- | Glass Mount DIN wire-free SVN BLE / Mifare / DESFire standard escutcheon, J Premium Lever, right hand reverse, satin stainless finish | 1 |  | 1 Year | 1220.65 | 0.15 | 1037.5525
32942 | Salto | EB650JGDIM00RRC | Glass Mount DIN RF wireless upgradeable SVN BLE / Mifare / DESFire standard escutcheon, J Premium Lever, right hand reverse, satin stainless finish | 1 |  | 1 Year | 1319.6 | 0.15 | 1121.66
32943 | Salto | EB650JGDIM00RRW | Glass Mount DIN RF wireless SVN BLE / Mifare / DESFire standard escutcheon, J Premium Lever, right hand reverse, satin stainless finish | 1 |  | 1 Year | 1544 | 0.15 | 1312.4
32944 | Salto | EB650KGDIM00LH- | Glass Mount DIN wire-free SVN BLE / Mifare / DESFire standard escutcheon, K Premium Lever, left handed, satin stainless finish | 1 |  | 1 Year | 1220.65 | 0.15 | 1037.5525
32945 | Salto | EB650KGDIM00LHC | Glass Mount DIN RF wireless upgradeable SVN BLE / Mifare / DESFire standard escutcheon, K Premium Lever, left handed, satin stainless finish | 1 |  | 1 Year | 1319.6 | 0.15 | 1121.66
32946 | Salto | EB650KGDIM00LHW | Glass Mount DIN RF wireless SVN BLE / Mifare / DESFire standard escutcheon, K Premium Lever, left handed, satin stainless finish | 1 |  | 1 Year | 1544 | 0.15 | 1312.4
32947 | Salto | EB650KGDIM00LR- | Glass Mount DIN wire-free SVN BLE / Mifare / DESFire standard escutcheon, K Premium Lever, left hand reverse, satin stainless finish | 1 |  | 1 Year | 1220.65 | 0.15 | 1037.5525
32948 | Salto | EB650KGDIM00LRC | Glass Mount DIN RF wireless upgradeable SVN BLE / Mifare / DESFire standard escutcheon, K Premium Lever, left hand reverse, satin stainless finish | 1 |  | 1 Year | 1319.6 | 0.15 | 1121.66
32949 | Salto | EB650KGDIM00LRW | Glass Mount DIN RF wireless SVN BLE / Mifare / DESFire standard escutcheon, K Premium Lever, left hand reverse, satin stainless finish | 1 |  | 1 Year | 1544 | 0.15 | 1312.4
32950 | Salto | EB650KGDIM00RH- | Glass Mount DIN wire-free SVN BLE / Mifare / DESFire standard escutcheon, K Premium Lever, right handed, satin stainless finish | 1 |  | 1 Year | 1220.65 | 0.15 | 1037.5525
32951 | Salto | EB650KGDIM00RHC | Glass Mount DIN RF wireless upgradeable SVN BLE / Mifare / DESFire standard escutcheon, K Premium Lever, right handed, satin stainless finish | 1 |  | 1 Year | 1319.6 | 0.15 | 1121.66
32952 | Salto | EB650KGDIM00RHW | Glass Mount DIN RF wireless SVN BLE / Mifare / DESFire standard escutcheon, K Premium Lever, right handed, satin stainless finish | 1 |  | 1 Year | 1544 | 0.15 | 1312.4
32953 | Salto | EB650KGDIM00RR- | Glass Mount DIN wire-free SVN BLE / Mifare / DESFire standard escutcheon, K Premium Lever, right hand reverse, satin stainless finish | 1 |  | 1 Year | 1220.65 | 0.15 | 1037.5525
32954 | Salto | EB650KGDIM00RRC | Glass Mount DIN RF wireless upgradeable SVN BLE / Mifare / DESFire standard escutcheon, K Premium Lever, right hand reverse, satin stainless finish | 1 |  | 1 Year | 1319.6 | 0.15 | 1121.66
32955 | Salto | EB650KGDIM00RRW | Glass Mount DIN RF wireless SVN BLE / Mifare / DESFire standard escutcheon, K Premium Lever, right hand reverse, satin stainless finish | 1 |  | 1 Year | 1544 | 0.15 | 1312.4
32956 | Salto | EB650LGDIM00LH- | Glass Mount DIN wire-free SVN BLE / Mifare / DESFire standard escutcheon, L style lever, left handed, satin stainless finish | 1 |  | 1 Year | 1210.45 | 0.15 | 1028.8825
32957 | Salto | EB650LGDIM00LHC | Glass Mount DIN RF wireless upgradeable SVN BLE / Mifare / DESFire standard escutcheon, L style lever, left handed, satin stainless finish | 1 |  | 1 Year | 1309.4 | 0.15 | 1112.99
32958 | Salto | EB650LGDIM00LHW | Glass Mount DIN RF wireless SVN BLE / Mifare / DESFire standard escutcheon, L style lever, left handed, satin stainless finish | 1 |  | 1 Year | 1533.8 | 0.15 | 1303.73
32959 | Salto | EB650LGDIM00LR- | Glass Mount DIN wire-free SVN BLE / Mifare / DESFire standard escutcheon, L style lever, left hand reverse, satin stainless finish | 1 |  | 1 Year | 1210.45 | 0.15 | 1028.8825
32960 | Salto | EB650LGDIM00LRC | Glass Mount DIN RF wireless upgradeable SVN BLE / Mifare / DESFire standard escutcheon, L style lever, left hand reverse, satin stainless finish | 1 |  | 1 Year | 1309.4 | 0.15 | 1112.99
32961 | Salto | EB650LGDIM00LRW | Glass Mount DIN RF wireless SVN BLE / Mifare / DESFire standard escutcheon, L style lever, left hand reverse, satin stainless finish | 1 |  | 1 Year | 1533.8 | 0.15 | 1303.73
32962 | Salto | EB650LGDIM00RH- | Glass Mount DIN wire-free SVN BLE / Mifare / DESFire standard escutcheon, L style lever, right handed, satin stainless finish | 1 |  | 1 Year | 1210.45 | 0.15 | 1028.8825
32963 | Salto | EB650LGDIM00RHC | Glass Mount DIN RF wireless upgradeable SVN BLE / Mifare / DESFire standard escutcheon, L style lever, right handed, satin stainless finish | 1 |  | 1 Year | 1309.4 | 0.15 | 1112.99
32964 | Salto | EB650LGDIM00RHW | Glass Mount DIN RF wireless SVN BLE / Mifare / DESFire standard escutcheon, L style lever, right handed, satin stainless finish | 1 |  | 1 Year | 1533.8 | 0.15 | 1303.73
32965 | Salto | EB650LGDIM00RR- | Glass Mount DIN wire-free SVN BLE / Mifare / DESFire standard escutcheon, L style lever, right hand reverse, satin stainless finish | 1 |  | 1 Year | 1210.45 | 0.15 | 1028.8825
32966 | Salto | EB650LGDIM00RRC | Glass Mount DIN RF wireless upgradeable SVN BLE / Mifare / DESFire standard escutcheon, L style lever, right hand reverse, satin stainless finish | 1 |  | 1 Year | 1309.4 | 0.15 | 1112.99
32967 | Salto | EB650LGDIM00RRW | Glass Mount DIN RF wireless SVN BLE / Mifare / DESFire standard escutcheon, L style lever, right hand reverse, satin stainless finish | 1 |  | 1 Year | 1533.8 | 0.15 | 1303.73
32968 | Salto | EB650UGDIM00LH- | Glass Mount DIN wire-free SVN BLE / Mifare / DESFire standard escutcheon, U style lever, left handed, satin stainless finish | 1 |  | 1 Year | 1210.45 | 0.15 | 1028.8825
32969 | Salto | EB650UGDIM00LHC | Glass Mount DIN RF wireless upgradeable SVN BLE / Mifare / DESFire standard escutcheon, U style lever, left handed, satin stainless finish | 1 |  | 1 Year | 1309.4 | 0.15 | 1112.99
32970 | Salto | EB650UGDIM00LHW | Glass Mount DIN RF wireless SVN BLE / Mifare / DESFire standard escutcheon, U style lever, left handed, satin stainless finish | 1 |  | 1 Year | 1533.8 | 0.15 | 1303.73
32971 | Salto | EB650UGDIM00LR- | Glass Mount DIN wire-free SVN BLE / Mifare / DESFire standard escutcheon, U style lever, left hand reverse, satin stainless finish | 1 |  | 1 Year | 1210.45 | 0.15 | 1028.8825
32972 | Salto | EB650UGDIM00LRC | Glass Mount DIN RF wireless upgradeable SVN BLE / Mifare / DESFire standard escutcheon, U style lever, left hand reverse, satin stainless finish | 1 |  | 1 Year | 1309.4 | 0.15 | 1112.99
32973 | Salto | EB650UGDIM00LRW | Glass Mount DIN RF wireless SVN BLE / Mifare / DESFire standard escutcheon, U style lever, left hand reverse, satin stainless finish | 1 |  | 1 Year | 1533.8 | 0.15 | 1303.73
32974 | Salto | EB650UGDIM00RH- | Glass Mount DIN wire-free SVN BLE / Mifare / DESFire standard escutcheon, U style lever, right handed, satin stainless finish | 1 |  | 1 Year | 1210.45 | 0.15 | 1028.8825
32975 | Salto | EB650UGDIM00RHC | Glass Mount DIN RF wireless upgradeable SVN BLE / Mifare / DESFire standard escutcheon, U style lever, right handed, satin stainless finish | 1 |  | 1 Year | 1309.4 | 0.15 | 1112.99
32976 | Salto | EB650UGDIM00RHW | Glass Mount DIN RF wireless SVN BLE / Mifare / DESFire standard escutcheon, U style lever, right handed, satin stainless finish | 1 |  | 1 Year | 1533.8 | 0.15 | 1303.73
32977 | Salto | EB650UGDIM00RR- | Glass Mount DIN wire-free SVN BLE / Mifare / DESFire standard escutcheon, U style lever, right hand reverse, satin stainless finish | 1 |  | 1 Year | 1210.45 | 0.15 | 1028.8825
32978 | Salto | EB650UGDIM00RRC | Glass Mount DIN RF wireless upgradeable SVN BLE / Mifare / DESFire standard escutcheon, U style lever, right hand reverse, satin stainless finish | 1 |  | 1 Year | 1309.4 | 0.15 | 1112.99
32979 | Salto | EB650UGDIM00RRW | Glass Mount DIN RF wireless SVN BLE / Mifare / DESFire standard escutcheon, U style lever, right hand reverse, satin stainless finish | 1 |  | 1 Year | 1533.8 | 0.15 | 1303.73
32980 | Salto | EB650WGDIM00LH- | Glass Mount DIN wire-free SVN BLE / Mifare / DESFire standard escutcheon, W style lever, left handed, satin stainless finish | 1 |  | 1 Year | 1210.45 | 0.15 | 1028.8825
32981 | Salto | EB650WGDIM00LHC | Glass Mount DIN RF wireless upgradeable SVN BLE / Mifare / DESFire standard escutcheon, W style lever, left handed, satin stainless finish | 1 |  | 1 Year | 1309.4 | 0.15 | 1112.99
32982 | Salto | EB650WGDIM00LHW | Glass Mount DIN RF wireless SVN BLE / Mifare / DESFire standard escutcheon, W style lever, left handed, satin stainless finish | 1 |  | 1 Year | 1533.8 | 0.15 | 1303.73
32983 | Salto | EB650WGDIM00LR- | Glass Mount DIN wire-free SVN BLE / Mifare / DESFire standard escutcheon, W style lever, left hand reverse, satin stainless finish | 1 |  | 1 Year | 1210.45 | 0.15 | 1028.8825
32984 | Salto | EB650WGDIM00LRC | Glass Mount DIN RF wireless upgradeable SVN BLE / Mifare / DESFire standard escutcheon, W style lever, left hand reverse, satin stainless finish | 1 |  | 1 Year | 1309.4 | 0.15 | 1112.99
32985 | Salto | EB650WGDIM00LRW | Glass Mount DIN RF wireless SVN BLE / Mifare / DESFire standard escutcheon, W style lever, left hand reverse, satin stainless finish | 1 |  | 1 Year | 1533.8 | 0.15 | 1303.73
32986 | Salto | EB650WGDIM00RH- | Glass Mount DIN wire-free SVN BLE / Mifare / DESFire standard escutcheon, W style lever, right handed, satin stainless finish | 1 |  | 1 Year | 1210.45 | 0.15 | 1028.8825
32987 | Salto | EB650WGDIM00RHC | Glass Mount DIN RF wireless upgradeable SVN BLE / Mifare / DESFire standard escutcheon, W style lever, right handed, satin stainless finish | 1 |  | 1 Year | 1309.4 | 0.15 | 1112.99
32988 | Salto | EB650WGDIM00RHW | Glass Mount DIN RF wireless SVN BLE / Mifare / DESFire standard escutcheon, W style lever, right handed, satin stainless finish | 1 |  | 1 Year | 1533.8 | 0.15 | 1303.73
32989 | Salto | EB650WGDIM00RR- | Glass Mount DIN wire-free SVN BLE / Mifare / DESFire standard escutcheon, W style lever, right hand reverse, satin stainless finish | 1 |  | 1 Year | 1210.45 | 0.15 | 1028.8825
32990 | Salto | EB650WGDIM00RRC | Glass Mount DIN RF wireless upgradeable SVN BLE / Mifare / DESFire standard escutcheon, W style lever, right hand reverse, satin stainless finish | 1 |  | 1 Year | 1309.4 | 0.15 | 1112.99
32991 | Salto | EB650WGDIM00RRW | Glass Mount DIN RF wireless SVN BLE / Mifare / DESFire standard escutcheon, W style lever, right hand reverse, satin stainless finish | 1 |  | 1 Year | 1533.8 | 0.15 | 1303.73
32992 | Salto | CEGDLHIM | Strike Plate for frameless glass doors fitted with Salto Glass Door Escutcheons, left hand operation, uses DIN 18101 prep, satin stainless finish | 1 |  | 1 Year | 321.3 | 0.15 | 273.105
32993 | Salto | CEGDRHIM | Strike Plate for frameless glass doors fitted with Salto Glass Door Escutcheons, right hand operation, uses DIN 18101 prep, satin stainless finish | 1 |  | 1 Year | 321.3 | 0.15 | 273.105
32994 | Salto | CEGDLRIM | Strike Plate for frameless glass doors fitted with Salto Glass Door Escutcheons, left hand reverse operation, uses DIN 18101 prep, satin stainless finish | 1 |  | 1 Year | 321.3 | 0.15 | 273.105
32995 | Salto | CEGDRRIM | Strike Plate for frameless glass doors fitted with Salto Glass Door Escutcheons, right hand reverse operation, uses DIN 18101 prep, satin stainless finish | 1 |  | 1 Year | 321.3 | 0.15 | 273.105
32996 | Salto | A9650200IMH8--- | XS4 ANSI electronic wire-free SVN Mifare / DESFire half escutcheon, Columbo Robodue premium series lever, unhanded, satin stainless finish, for use with KPB adapter | 1 |  | 1 Year | 753.7 | 0.15 | 640.645
32997 | Salto | A9650200IMH8-W- | XS4 ANSI electronic RF wireless SVN Mifare / DESFire half escutcheon, Columbo Robodue premium series lever, unhanded, satin stainless finish, for use with KPB adapter | 1 |  | 1 Year | 845.7 | 0.15 | 718.845
32998 | Salto | A9650200IMP7--- | XS4 ANSI electronic wire-free SVN Mifare / DESFire half escutcheon for use w/ concealed vertical rods, Columbo Robodue premium series lever, unhanded, satin stainless finish, for use with KPB adapter | 1 |  | 1 Year | 753.7 | 0.15 | 640.645
32999 | Salto | A9650200IMP7-W- | XS4 ANSI electronic RF wireless SVN Mifare / DESFire half escutcheon for use w/ concealed vertical rods, Columbo Robodue premium series lever, unhanded, satin stainless finish, for use with KPB adapter | 1 |  | 1 Year | 845.7 | 0.15 | 718.845
33000 | Salto | A9650200IMP8--- | XS4 ANSI electronic wire-free SVN Mifare / DESFire half escutcheon for use w/ concealed vertical rods, Columbo Robodue premium series lever, unhanded, satin stainless finish, for use with KPB adapter | 1 |  | 1 Year | 753.7 | 0.15 | 640.645
33001 | Salto | A9650200IMP8-W- | XS4 ANSI electronic RF wireless SVN Mifare / DESFire half escutcheon for use w/ concealed vertical rods, Columbo Robodue premium series lever, unhanded, satin stainless finish, for use with KPB adapter | 1 |  | 1 Year | 845.7 | 0.15 | 718.845
33002 | Salto | A9650200IPH8--- | XS4 ANSI electronic wire-free SVN Mifare / DESFire half escutcheon, Columbo Robodue premium series lever, unhanded, bright stainless steel finish, for use with KPB adapter | 1 |  | 1 Year | 770 | 0.15 | 654.5
33003 | Salto | A9650200IPH8-W- | XS4 ANSI electronic RF wireless SVN Mifare / DESFire half escutcheon, Columbo Robodue premium series lever, unhanded, bright stainless steel finish, for use with KPB adapter | 1 |  | 1 Year | 862 | 0.15 | 732.7
33004 | Salto | A9650200IPP7--- | XS4 ANSI electronic wire-free SVN Mifare / DESFire half escutcheon for use w/ concealed vertical rods, Columbo Robodue premium series lever, unhanded, bright stainless steel finish, for use with KPB adapter | 1 |  | 1 Year | 770 | 0.15 | 654.5
33005 | Salto | A9650200IPP7-W- | XS4 ANSI electronic RF wireless SVN Mifare / DESFire half escutcheon for use w/ concealed vertical rods, Columbo Robodue premium series lever, unhanded, bright stainless steel finish, for use with KPB adapter | 1 |  | 1 Year | 862 | 0.15 | 732.7
33006 | Salto | A9650200IPP8--- | XS4 ANSI electronic wire-free SVN Mifare / DESFire half escutcheon for use w/ concealed vertical rods, Columbo Robodue premium series lever, unhanded, bright stainless steel finish, for use with KPB adapter | 1 |  | 1 Year | 770 | 0.15 | 654.5
33007 | Salto | A9650200IPP8-W- | XS4 ANSI electronic RF wireless SVN Mifare / DESFire half escutcheon for use w/ concealed vertical rods, Columbo Robodue premium series lever, unhanded, bright stainless steel finish, for use with KPB adapter | 1 |  | 1 Year | 862 | 0.15 | 732.7
33008 | Salto | A9650200PPH8--- | XS4 ANSI electronic wire-free SVN Mifare / DESFire half escutcheon, Columbo Robodue premium series lever, unhanded, bright brass finish, for use with KPB adapter | 1 |  | 1 Year | 770 | 0.15 | 654.5
33009 | Salto | A9650200PPH8-W- | XS4 ANSI electronic RF wireless SVN Mifare / DESFire half escutcheon, Columbo Robodue premium series lever, unhanded, bright brass finish, for use with KPB adapter | 1 |  | 1 Year | 862 | 0.15 | 732.7
33010 | Salto | A9650200PPP7--- | XS4 ANSI electronic wire-free SVN Mifare / DESFire half escutcheon for use w/ concealed vertical rods, Columbo Robodue premium series lever, unhanded, bright brass finish, for use with KPB adapter | 1 |  | 1 Year | 770 | 0.15 | 654.5
33011 | Salto | A9650200PPP7-W- | XS4 ANSI electronic RF wireless SVN Mifare / DESFire half escutcheon for use w/ concealed vertical rods, Columbo Robodue premium series lever, unhanded, bright brass finish, for use with KPB adapter | 1 |  | 1 Year | 862 | 0.15 | 732.7
33012 | Salto | A9650200PPP8--- | XS4 ANSI electronic wire-free SVN Mifare / DESFire half escutcheon for use w/ concealed vertical rods, Columbo Robodue premium series lever, unhanded, bright brass finish, for use with KPB adapter | 1 |  | 1 Year | 770 | 0.15 | 654.5
33013 | Salto | A9650200PPP8-W- | XS4 ANSI electronic RF wireless SVN Mifare / DESFire half escutcheon for use w/ concealed vertical rods, Columbo Robodue premium series lever, unhanded, bright brass finish, for use with KPB adapter | 1 |  | 1 Year | 862 | 0.15 | 732.7
33014 | Salto | A9650300IMH8--- | XS4 ANSI electronic wire-free SVN Mifare / DESFire half escutcheon, Columbo Robotre premium series lever, unhanded, satin stainless finish, for use with KPB adapter | 1 |  | 1 Year | 753.7 | 0.15 | 640.645
33015 | Salto | A9650300IMH8-W- | XS4 ANSI electronic RF wireless SVN Mifare / DESFire half escutcheon, Columbo Robotre premium series lever, unhanded, satin stainless finish, for use with KPB adapter | 1 |  | 1 Year | 845.7 | 0.15 | 718.845
33016 | Salto | A9650300IMP7--- | XS4 ANSI electronic wire-free SVN Mifare / DESFire half escutcheon for use w/ concealed vertical rods, Columbo Robotre premium series lever, unhanded, satin stainless finish, for use with KPB adapter | 1 |  | 1 Year | 753.7 | 0.15 | 640.645
33017 | Salto | A9650300IMP7-W- | XS4 ANSI electronic RF wireless SVN Mifare / DESFire half escutcheon for use w/ concealed vertical rods, Columbo Robotre premium series lever, unhanded, satin stainless finish, for use with KPB adapter | 1 |  | 1 Year | 845.7 | 0.15 | 718.845
33018 | Salto | A9650300IMP8--- | XS4 ANSI electronic wire-free SVN Mifare / DESFire half escutcheon for use w/ concealed vertical rods, Columbo Robotre premium series lever, unhanded, satin stainless finish, for use with KPB adapter | 1 |  | 1 Year | 753.7 | 0.15 | 640.645
33019 | Salto | A9650300IMP8-W- | XS4 ANSI electronic RF wireless SVN Mifare / DESFire half escutcheon for use w/ concealed vertical rods, Columbo Robotre premium series lever, unhanded, satin stainless finish, for use with KPB adapter | 1 |  | 1 Year | 845.7 | 0.15 | 718.845
33020 | Salto | A9650300IPH8--- | XS4 ANSI electronic wire-free SVN Mifare / DESFire half escutcheon, Columbo Robotre premium series lever, unhanded, bright stainless steel finish, for use with KPB adapter | 1 |  | 1 Year | 770 | 0.15 | 654.5
33021 | Salto | A9650300IPH8-W- | XS4 ANSI electronic RF wireless SVN Mifare / DESFire half escutcheon, Columbo Robotre premium series lever, unhanded, bright stainless steel finish, for use with KPB adapter | 1 |  | 1 Year | 862 | 0.15 | 732.7
33022 | Salto | A9650300IPP7--- | XS4 ANSI electronic wire-free SVN Mifare / DESFire half escutcheon for use w/ concealed vertical rods, Columbo Robotre premium series lever, unhanded, bright stainless steel finish, for use with KPB adapter | 1 |  | 1 Year | 770 | 0.15 | 654.5
33023 | Salto | A9650300IPP7-W- | XS4 ANSI electronic RF wireless SVN Mifare / DESFire half escutcheon for use w/ concealed vertical rods, Columbo Robotre premium series lever, unhanded, bright stainless steel finish, for use with KPB adapter | 1 |  | 1 Year | 862 | 0.15 | 732.7
33024 | Salto | A9650300IPP8--- | XS4 ANSI electronic wire-free SVN Mifare / DESFire half escutcheon for use w/ concealed vertical rods, Columbo Robotre premium series lever, unhanded, bright stainless steel finish, for use with KPB adapter | 1 |  | 1 Year | 770 | 0.15 | 654.5
33025 | Salto | A9650300IPP8-W- | XS4 ANSI electronic RF wireless SVN Mifare / DESFire half escutcheon for use w/ concealed vertical rods, Columbo Robotre premium series lever, unhanded, bright stainless steel finish, for use with KPB adapter | 1 |  | 1 Year | 862 | 0.15 | 732.7
33026 | Salto | A9650300PPH8--- | XS4 ANSI electronic wire-free SVN Mifare / DESFire half escutcheon, Columbo Robotre premium series lever, unhanded, bright brass finish, for use with KPB adapter | 1 |  | 1 Year | 770 | 0.15 | 654.5
33027 | Salto | A9650300PPH8-W- | XS4 ANSI electronic RF wireless SVN Mifare / DESFire half escutcheon, Columbo Robotre premium series lever, unhanded, bright brass finish, for use with KPB adapter | 1 |  | 1 Year | 862 | 0.15 | 732.7
33028 | Salto | A9650300PPP7--- | XS4 ANSI electronic wire-free SVN Mifare / DESFire half escutcheon for use w/ concealed vertical rods, Columbo Robotre premium series lever, unhanded, bright brass finish, for use with KPB adapter | 1 |  | 1 Year | 770 | 0.15 | 654.5
33029 | Salto | A9650300PPP7-W- | XS4 ANSI electronic RF wireless SVN Mifare / DESFire half escutcheon for use w/ concealed vertical rods, Columbo Robotre premium series lever, unhanded, bright brass finish, for use with KPB adapter | 1 |  | 1 Year | 862 | 0.15 | 732.7
33030 | Salto | A9650300PPP8--- | XS4 ANSI electronic wire-free SVN Mifare / DESFire half escutcheon for use w/ concealed vertical rods, Columbo Robotre premium series lever, unhanded, bright brass finish, for use with KPB adapter | 1 |  | 1 Year | 770 | 0.15 | 654.5
33031 | Salto | A9650300PPP8-W- | XS4 ANSI electronic RF wireless SVN Mifare / DESFire half escutcheon for use w/ concealed vertical rods, Columbo Robotre premium series lever, unhanded, bright brass finish, for use with KPB adapter | 1 |  | 1 Year | 862 | 0.15 | 732.7
33032 | Salto | A9650400IMH8--- | XS4 ANSI electronic wire-free SVN Mifare / DESFire half escutcheon, Columbo Roboquattro premium series lever, unhanded, satin stainless finish, for use with KPB adapter | 1 |  | 1 Year | 753.7 | 0.15 | 640.645
33033 | Salto | A9650400IMH8-W- | XS4 ANSI electronic RF wireless SVN Mifare / DESFire half escutcheon, Columbo Roboquattro premium series lever, unhanded, satin stainless finish, for use with KPB adapter | 1 |  | 1 Year | 845.7 | 0.15 | 718.845
33034 | Salto | A9650400IMP7--- | XS4 ANSI electronic wire-free SVN Mifare / DESFire half escutcheon for use w/ concealed vertical rods, Columbo Roboquattro premium series lever, unhanded, satin stainless finish, for use with KPB adapter | 1 |  | 1 Year | 753.7 | 0.15 | 640.645
33035 | Salto | A9650400IMP7-W- | XS4 ANSI electronic RF wireless SVN Mifare / DESFire half escutcheon for use w/ concealed vertical rods, Columbo Roboquattro premium series lever, unhanded, satin stainless finish, for use with KPB adapter | 1 |  | 1 Year | 845.7 | 0.15 | 718.845
33036 | Salto | A9650400IMP8--- | XS4 ANSI electronic wire-free SVN Mifare / DESFire half escutcheon for use w/ concealed vertical rods, Columbo Roboquattro premium series lever, unhanded, satin stainless finish, for use with KPB adapter | 1 |  | 1 Year | 753.7 | 0.15 | 640.645
33037 | Salto | A9650400IMP8-W- | XS4 ANSI electronic RF wireless SVN Mifare / DESFire half escutcheon for use w/ concealed vertical rods, Columbo Roboquattro premium series lever, unhanded, satin stainless finish, for use with KPB adapter | 1 |  | 1 Year | 845.7 | 0.15 | 718.845
33038 | Salto | A9650400IPH8--- | XS4 ANSI electronic wire-free SVN Mifare / DESFire half escutcheon, Columbo Roboquattro premium series lever, unhanded, bright stainless steel finish, for use with KPB adapter | 1 |  | 1 Year | 770 | 0.15 | 654.5
33039 | Salto | A9650400IPH8-W- | XS4 ANSI electronic RF wireless SVN Mifare / DESFire half escutcheon, Columbo Roboquattro premium series lever, unhanded, bright stainless steel finish, for use with KPB adapter | 1 |  | 1 Year | 862 | 0.15 | 732.7
33040 | Salto | A9650400IPP7--- | XS4 ANSI electronic wire-free SVN Mifare / DESFire half escutcheon for use w/ concealed vertical rods, Columbo Roboquattro premium series lever, unhanded, bright stainless steel finish, for use with KPB adapter | 1 |  | 1 Year | 770 | 0.15 | 654.5
33041 | Salto | A9650400IPP7-W- | XS4 ANSI electronic RF wireless SVN Mifare / DESFire half escutcheon for use w/ concealed vertical rods, Columbo Roboquattro premium series lever, unhanded, bright stainless steel finish, for use with KPB adapter | 1 |  | 1 Year | 862 | 0.15 | 732.7
33042 | Salto | A9650400IPP8--- | XS4 ANSI electronic wire-free SVN Mifare / DESFire half escutcheon for use w/ concealed vertical rods, Columbo Roboquattro premium series lever, unhanded, bright stainless steel finish, for use with KPB adapter | 1 |  | 1 Year | 770 | 0.15 | 654.5
33043 | Salto | A9650400IPP8-W- | XS4 ANSI electronic RF wireless SVN Mifare / DESFire half escutcheon for use w/ concealed vertical rods, Columbo Roboquattro premium series lever, unhanded, bright stainless steel finish, for use with KPB adapter | 1 |  | 1 Year | 862 | 0.15 | 732.7
33044 | Salto | A9650400PPH8--- | XS4 ANSI electronic wire-free SVN Mifare / DESFire half escutcheon, Columbo Roboquattro premium series lever, unhanded, bright brass finish, for use with KPB adapter | 1 |  | 1 Year | 770 | 0.15 | 654.5
33045 | Salto | A9650400PPH8-W- | XS4 ANSI electronic RF wireless SVN Mifare / DESFire half escutcheon, Columbo Roboquattro premium series lever, unhanded, bright brass finish, for use with KPB adapter | 1 |  | 1 Year | 862 | 0.15 | 732.7
33046 | Salto | A9650400PPP7--- | XS4 ANSI electronic wire-free SVN Mifare / DESFire half escutcheon for use w/ concealed vertical rods, Columbo Roboquattro premium series lever, unhanded, bright brass finish, for use with KPB adapter | 1 |  | 1 Year | 770 | 0.15 | 654.5
33047 | Salto | A9650400PPP7-W- | XS4 ANSI electronic RF wireless SVN Mifare / DESFire half escutcheon for use w/ concealed vertical rods, Columbo Roboquattro premium series lever, unhanded, bright brass finish, for use with KPB adapter | 1 |  | 1 Year | 862 | 0.15 | 732.7
33048 | Salto | A9650400PPP8--- | XS4 ANSI electronic wire-free SVN Mifare / DESFire half escutcheon for use w/ concealed vertical rods, Columbo Roboquattro premium series lever, unhanded, bright brass finish, for use with KPB adapter | 1 |  | 1 Year | 770 | 0.15 | 654.5
33049 | Salto | A9650400PPP8-W- | XS4 ANSI electronic RF wireless SVN Mifare / DESFire half escutcheon for use w/ concealed vertical rods, Columbo Roboquattro premium series lever, unhanded, bright brass finish, for use with KPB adapter | 1 |  | 1 Year | 862 | 0.15 | 732.7
33050 | Salto | A9650700IMH8--- | XS4 ANSI electronic wire-free SVN Mifare / DESFire half escutcheon, Columbo Mach premium series lever, unhanded, satin stainless finish, for use with KPB adapter | 1 |  | 1 Year | 753.7 | 0.15 | 640.645
33051 | Salto | A9650700IMH8-W- | XS4 ANSI electronic RF wireless SVN Mifare / DESFire half escutcheon, Columbo Mach premium series lever, unhanded, satin stainless finish, for use with KPB adapter | 1 |  | 1 Year | 845.7 | 0.15 | 718.845
33052 | Salto | A9650700IMP7--- | XS4 ANSI electronic wire-free SVN Mifare / DESFire half escutcheon for use w/ concealed vertical rods, Columbo Mach premium series lever, unhanded, satin stainless finish, for use with KPB adapter | 1 |  | 1 Year | 753.7 | 0.15 | 640.645
33053 | Salto | A9650700IMP7-W- | XS4 ANSI electronic RF wireless SVN Mifare / DESFire half escutcheon for use w/ concealed vertical rods, Columbo Mach premium series lever, unhanded, satin stainless finish, for use with KPB adapter | 1 |  | 1 Year | 845.7 | 0.15 | 718.845
33054 | Salto | A9650700IMP8--- | XS4 ANSI electronic wire-free SVN Mifare / DESFire half escutcheon for use w/ concealed vertical rods, Columbo Mach premium series lever, unhanded, satin stainless finish, for use with KPB adapter | 1 |  | 1 Year | 753.7 | 0.15 | 640.645
33055 | Salto | A9650700IMP8-W- | XS4 ANSI electronic RF wireless SVN Mifare / DESFire half escutcheon for use w/ concealed vertical rods, Columbo Mach premium series lever, unhanded, satin stainless finish, for use with KPB adapter | 1 |  | 1 Year | 845.7 | 0.15 | 718.845
33056 | Salto | A9650700IPH8--- | XS4 ANSI electronic wire-free SVN Mifare / DESFire half escutcheon, Columbo Mach premium series lever, unhanded, bright stainless steel finish, for use with KPB adapter | 1 |  | 1 Year | 770 | 0.15 | 654.5
33057 | Salto | A9650700IPH8-W- | XS4 ANSI electronic RF wireless SVN Mifare / DESFire half escutcheon, Columbo Mach premium series lever, unhanded, bright stainless steel finish, for use with KPB adapter | 1 |  | 1 Year | 862 | 0.15 | 732.7
33058 | Salto | A9650700IPP7--- | XS4 ANSI electronic wire-free SVN Mifare / DESFire half escutcheon for use w/ concealed vertical rods, Columbo Mach premium series lever, unhanded, bright stainless steel finish, for use with KPB adapter | 1 |  | 1 Year | 770 | 0.15 | 654.5
33059 | Salto | A9650700IPP7-W- | XS4 ANSI electronic RF wireless SVN Mifare / DESFire half escutcheon for use w/ concealed vertical rods, Columbo Mach premium series lever, unhanded, bright stainless steel finish, for use with KPB adapter | 1 |  | 1 Year | 862 | 0.15 | 732.7
33060 | Salto | A9650700IPP8--- | XS4 ANSI electronic wire-free SVN Mifare / DESFire half escutcheon for use w/ concealed vertical rods, Columbo Mach premium series lever, unhanded, bright stainless steel finish, for use with KPB adapter | 1 |  | 1 Year | 770 | 0.15 | 654.5
33061 | Salto | A9650700IPP8-W- | XS4 ANSI electronic RF wireless SVN Mifare / DESFire half escutcheon for use w/ concealed vertical rods, Columbo Mach premium series lever, unhanded, bright stainless steel finish, for use with KPB adapter | 1 |  | 1 Year | 862 | 0.15 | 732.7
33062 | Salto | A9650700PPH8--- | XS4 ANSI electronic wire-free SVN Mifare / DESFire half escutcheon, Columbo Mach premium series lever, unhanded, bright brass finish, for use with KPB adapter | 1 |  | 1 Year | 770 | 0.15 | 654.5
33063 | Salto | A9650700PPH8-W- | XS4 ANSI electronic RF wireless SVN Mifare / DESFire half escutcheon, Columbo Mach premium series lever, unhanded, bright brass finish, for use with KPB adapter | 1 |  | 1 Year | 862 | 0.15 | 732.7
33064 | Salto | A9650700PPP7--- | XS4 ANSI electronic wire-free SVN Mifare / DESFire half escutcheon for use w/ concealed vertical rods, Columbo Mach premium series lever, unhanded, bright brass finish, for use with KPB adapter | 1 |  | 1 Year | 770 | 0.15 | 654.5
33065 | Salto | A9650700PPP7-W- | XS4 ANSI electronic RF wireless SVN Mifare / DESFire half escutcheon for use w/ concealed vertical rods, Columbo Mach premium series lever, unhanded, bright brass finish, for use with KPB adapter | 1 |  | 1 Year | 862 | 0.15 | 732.7
33066 | Salto | A9650700PPP8--- | XS4 ANSI electronic wire-free SVN Mifare / DESFire half escutcheon for use w/ concealed vertical rods, Columbo Mach premium series lever, unhanded, bright brass finish, for use with KPB adapter | 1 |  | 1 Year | 770 | 0.15 | 654.5
33067 | Salto | A9650700PPP8-W- | XS4 ANSI electronic RF wireless SVN Mifare / DESFire half escutcheon for use w/ concealed vertical rods, Columbo Mach premium series lever, unhanded, bright brass finish, for use with KPB adapter | 1 |  | 1 Year | 862 | 0.15 | 732.7
33068 | Salto | A9650A00BCH8--- | XS4 ANSI electronic wire-free SVN Mifare / DESFire half escutcheon, A lever, unhanded, BioCote antimicrobial finish, for use with KPB adapter | 1 |  | 1 Year | 759.8 | 0.15 | 645.83
33069 | Salto | A9650A00BCH8-W- | XS4 ANSI electronic RF wireless SVN Mifare / DESFire half escutcheon, A lever, unhanded, BioCote antimicrobial finish, for use with KPB adapter | 1 |  | 1 Year | 851.8 | 0.15 | 724.03
33070 | Salto | A9650A00BCP7--- | XS4 ANSI electronic wire-free SVN Mifare / DESFire half escutcheon for use w/ concealed vertical rods, A lever, unhanded, BioCote antimicrobial finish, for use with KPB adapter | 1 |  | 1 Year | 759.8 | 0.15 | 645.83
33071 | Salto | A9650A00BCP7-W- | XS4 ANSI electronic RF wireless SVN Mifare / DESFire half escutcheon for use w/ concealed vertical rods, A lever, unhanded, BioCote antimicrobial finish, for use with KPB adapter | 1 |  | 1 Year | 851.8 | 0.15 | 724.03
33072 | Salto | A9650A00BCP8--- | XS4 ANSI electronic wire-free SVN Mifare / DESFire half escutcheon for use w/ concealed vertical rods, A lever, unhanded, BioCote antimicrobial finish, for use with KPB adapter | 1 |  | 1 Year | 759.8 | 0.15 | 645.83
33073 | Salto | A9650A00BCP8-W- | XS4 ANSI electronic RF wireless SVN Mifare / DESFire half escutcheon for use w/ concealed vertical rods, A lever, unhanded, BioCote antimicrobial finish, for use with KPB adapter | 1 |  | 1 Year | 851.8 | 0.15 | 724.03
33074 | Salto | A9650A00IAH8--- | XS4 ANSI electronic wire-free SVN Mifare / DESFire half escutcheon, A lever, unhanded, antique brass finish, for use with KPB adapter | 1 |  | 1 Year | 759.8 | 0.15 | 645.83
33075 | Salto | A9650A00IAH8-W- | XS4 ANSI electronic RF wireless SVN Mifare / DESFire half escutcheon, A lever, unhanded, antique brass finish, for use with KPB adapter | 1 |  | 1 Year | 851.8 | 0.15 | 724.03
33076 | Salto | A9650A00IAP7--- | XS4 ANSI electronic wire-free SVN Mifare / DESFire half escutcheon for use w/ concealed vertical rods, A lever, unhanded, antique brass finish, for use with KPB adapter | 1 |  | 1 Year | 759.8 | 0.15 | 645.83
33077 | Salto | A9650A00IAP7-W- | XS4 ANSI electronic RF wireless SVN Mifare / DESFire half escutcheon for use w/ concealed vertical rods, A lever, unhanded, antique brass finish, for use with KPB adapter | 1 |  | 1 Year | 851.8 | 0.15 | 724.03
33078 | Salto | A9650A00IAP8--- | XS4 ANSI electronic wire-free SVN Mifare / DESFire half escutcheon for use w/ concealed vertical rods, A lever, unhanded, antique brass finish, for use with KPB adapter | 1 |  | 1 Year | 759.8 | 0.15 | 645.83
33079 | Salto | A9650A00IAP8-W- | XS4 ANSI electronic RF wireless SVN Mifare / DESFire half escutcheon for use w/ concealed vertical rods, A lever, unhanded, antique brass finish, for use with KPB adapter | 1 |  | 1 Year | 851.8 | 0.15 | 724.03
33080 | Salto | A9650A00IMH8--- | XS4 ANSI electronic wire-free SVN Mifare / DESFire half escutcheon, A lever, unhanded, satin stainless finish, for use with KPB adapter | 1 |  | 1 Year | 707.8 | 0.15 | 601.63
33081 | Salto | A9650A00IMH8-W- | XS4 ANSI electronic RF wireless SVN Mifare / DESFire half escutcheon, A lever, unhanded, satin stainless finish, for use with KPB adapter | 1 |  | 1 Year | 799.8 | 0.15 | 679.83
33082 | Salto | A9650A00IMP7--- | XS4 ANSI electronic wire-free SVN Mifare / DESFire half escutcheon for use w/ concealed vertical rods, A lever, unhanded, satin stainless finish, for use with KPB adapter | 1 |  | 1 Year | 707.8 | 0.15 | 601.63
33083 | Salto | A9650A00IMP7-W- | XS4 ANSI electronic RF wireless SVN Mifare / DESFire half escutcheon for use w/ concealed vertical rods, A lever, unhanded, satin stainless finish, for use with KPB adapter | 1 |  | 1 Year | 799.8 | 0.15 | 679.83
33084 | Salto | A9650A00IMP8--- | XS4 ANSI electronic wire-free SVN Mifare / DESFire half escutcheon for use w/ concealed vertical rods, A lever, unhanded, satin stainless finish, for use with KPB adapter | 1 |  | 1 Year | 707.8 | 0.15 | 601.63
33085 | Salto | A9650A00IMP8-W- | XS4 ANSI electronic RF wireless SVN Mifare / DESFire half escutcheon for use w/ concealed vertical rods, A lever, unhanded, satin stainless finish, for use with KPB adapter | 1 |  | 1 Year | 799.8 | 0.15 | 679.83
33086 | Salto | A9650A00IPH8--- | XS4 ANSI electronic wire-free SVN Mifare / DESFire half escutcheon, A lever, unhanded, bright stainless steel finish, for use with KPB adapter | 1 |  | 1 Year | 724.1 | 0.15 | 615.485
33087 | Salto | A9650A00IPH8-W- | XS4 ANSI electronic RF wireless SVN Mifare / DESFire half escutcheon, A lever, unhanded, bright stainless steel finish, for use with KPB adapter | 1 |  | 1 Year | 816.1 | 0.15 | 693.685
33088 | Salto | A9650A00IPP7--- | XS4 ANSI electronic wire-free SVN Mifare / DESFire half escutcheon for use w/ concealed vertical rods, A lever, unhanded, bright stainless steel finish, for use with KPB adapter | 1 |  | 1 Year | 724.1 | 0.15 | 615.485
33089 | Salto | A9650A00IPP7-W- | XS4 ANSI electronic RF wireless SVN Mifare / DESFire half escutcheon for use w/ concealed vertical rods, A lever, unhanded, bright stainless steel finish, for use with KPB adapter | 1 |  | 1 Year | 816.1 | 0.15 | 693.685
33090 | Salto | A9650A00IPP8--- | XS4 ANSI electronic wire-free SVN Mifare / DESFire half escutcheon for use w/ concealed vertical rods, A lever, unhanded, bright stainless steel finish, for use with KPB adapter | 1 |  | 1 Year | 724.1 | 0.15 | 615.485
33091 | Salto | A9650A00IPP8-W- | XS4 ANSI electronic RF wireless SVN Mifare / DESFire half escutcheon for use w/ concealed vertical rods, A lever, unhanded, bright stainless steel finish, for use with KPB adapter | 1 |  | 1 Year | 816.1 | 0.15 | 693.685
33092 | Salto | A9650A00NEH8--- | XS4 ANSI electronic wire-free SVN Mifare / DESFire half escutcheon, A lever, unhanded, black chromium finish, for use with KPB adapter | 1 |  | 1 Year | 742.5 | 0.15 | 631.125
33093 | Salto | A9650A00NEH8-W- | XS4 ANSI electronic RF wireless SVN Mifare / DESFire half escutcheon, A lever, unhanded, black chromium finish, for use with KPB adapter | 1 |  | 1 Year | 834.5 | 0.15 | 709.325
33094 | Salto | A9650A00NEP7--- | XS4 ANSI electronic wire-free SVN Mifare / DESFire half escutcheon for use w/ concealed vertical rods, A lever, unhanded, black chromium finish, for use with KPB adapter | 1 |  | 1 Year | 742.5 | 0.15 | 631.125
33095 | Salto | A9650A00NEP7-W- | XS4 ANSI electronic RF wireless SVN Mifare / DESFire half escutcheon for use w/ concealed vertical rods, A lever, unhanded, black chromium finish, for use with KPB adapter | 1 |  | 1 Year | 834.5 | 0.15 | 709.325
33096 | Salto | A9650A00NEP8--- | XS4 ANSI electronic wire-free SVN Mifare / DESFire half escutcheon for use w/ concealed vertical rods, A lever, unhanded, black chromium finish, for use with KPB adapter | 1 |  | 1 Year | 742.5 | 0.15 | 631.125
33097 | Salto | A9650A00NEP8-W- | XS4 ANSI electronic RF wireless SVN Mifare / DESFire half escutcheon for use w/ concealed vertical rods, A lever, unhanded, black chromium finish, for use with KPB adapter | 1 |  | 1 Year | 834.5 | 0.15 | 709.325
33098 | Salto | A9650A00PMH8--- | XS4 ANSI electronic wire-free SVN Mifare / DESFire half escutcheon, A lever, unhanded, satin brass finish, for use with KPB adapter | 1 |  | 1 Year | 707.8 | 0.15 | 601.63
33099 | Salto | A9650A00PMH8-W- | XS4 ANSI electronic RF wireless SVN Mifare / DESFire half escutcheon, A lever, unhanded, satin brass finish, for use with KPB adapter | 1 |  | 1 Year | 799.8 | 0.15 | 679.83
33100 | Salto | A9650A00PMP7--- | XS4 ANSI electronic wire-free SVN Mifare / DESFire half escutcheon for use w/ concealed vertical rods, A lever, unhanded, satin brass finish, for use with KPB adapter | 1 |  | 1 Year | 707.8 | 0.15 | 601.63
33101 | Salto | A9650A00PMP7-W- | XS4 ANSI electronic RF wireless SVN Mifare / DESFire half escutcheon for use w/ concealed vertical rods, A lever, unhanded, satin brass finish, for use with KPB adapter | 1 |  | 1 Year | 799.8 | 0.15 | 679.83
33102 | Salto | A9650A00PMP8--- | XS4 ANSI electronic wire-free SVN Mifare / DESFire half escutcheon for use w/ concealed vertical rods, A lever, unhanded, satin brass finish, for use with KPB adapter | 1 |  | 1 Year | 707.8 | 0.15 | 601.63
33103 | Salto | A9650A00PMP8-W- | XS4 ANSI electronic RF wireless SVN Mifare / DESFire half escutcheon for use w/ concealed vertical rods, A lever, unhanded, satin brass finish, for use with KPB adapter | 1 |  | 1 Year | 799.8 | 0.15 | 679.83
33104 | Salto | A9650A00PPH8--- | XS4 ANSI electronic wire-free SVN Mifare / DESFire half escutcheon, A lever, unhanded, bright brass finish, for use with KPB adapter | 1 |  | 1 Year | 724.1 | 0.15 | 615.485
33105 | Salto | A9650A00PPH8-W- | XS4 ANSI electronic RF wireless SVN Mifare / DESFire half escutcheon, A lever, unhanded, bright brass finish, for use with KPB adapter | 1 |  | 1 Year | 816.1 | 0.15 | 693.685
33106 | Salto | A9650A00PPP7--- | XS4 ANSI electronic wire-free SVN Mifare / DESFire half escutcheon for use w/ concealed vertical rods, A lever, unhanded, bright brass finish, for use with KPB adapter | 1 |  | 1 Year | 724.1 | 0.15 | 615.485
33107 | Salto | A9650A00PPP7-W- | XS4 ANSI electronic RF wireless SVN Mifare / DESFire half escutcheon for use w/ concealed vertical rods, A lever, unhanded, bright brass finish, for use with KPB adapter | 1 |  | 1 Year | 816.1 | 0.15 | 693.685
33108 | Salto | A9650A00PPP8--- | XS4 ANSI electronic wire-free SVN Mifare / DESFire half escutcheon for use w/ concealed vertical rods, A lever, unhanded, bright brass finish, for use with KPB adapter | 1 |  | 1 Year | 724.1 | 0.15 | 615.485
33109 | Salto | A9650A00PPP8-W- | XS4 ANSI electronic RF wireless SVN Mifare / DESFire half escutcheon for use w/ concealed vertical rods, A lever, unhanded, bright brass finish, for use with KPB adapter | 1 |  | 1 Year | 816.1 | 0.15 | 693.685
33110 | Salto | A9650G00BCH8--- | XS4 ANSI electronic wire-free SVN Mifare / DESFire half escutcheon, G lever, unhanded, BioCote antimicrobial finish, for use with KPB adapter | 1 |  | 1 Year | 759.8 | 0.15 | 645.83
33111 | Salto | A9650G00BCH8-W- | XS4 ANSI electronic RF wireless SVN Mifare / DESFire half escutcheon, G lever, unhanded, BioCote antimicrobial finish, for use with KPB adapter | 1 |  | 1 Year | 851.8 | 0.15 | 724.03
33112 | Salto | A9650G00BCP7--- | XS4 ANSI electronic wire-free SVN Mifare / DESFire half escutcheon for use w/ concealed vertical rods, G lever, unhanded, BioCote antimicrobial finish, for use with KPB adapter | 1 |  | 1 Year | 759.8 | 0.15 | 645.83
33113 | Salto | A9650G00BCP7-W- | XS4 ANSI electronic RF wireless SVN Mifare / DESFire half escutcheon for use w/ concealed vertical rods, G lever, unhanded, BioCote antimicrobial finish, for use with KPB adapter | 1 |  | 1 Year | 851.8 | 0.15 | 724.03
33114 | Salto | A9650G00BCP8--- | XS4 ANSI electronic wire-free SVN Mifare / DESFire half escutcheon for use w/ concealed vertical rods, G lever, unhanded, BioCote antimicrobial finish, for use with KPB adapter | 1 |  | 1 Year | 759.8 | 0.15 | 645.83
33115 | Salto | A9650G00BCP8-W- | XS4 ANSI electronic RF wireless SVN Mifare / DESFire half escutcheon for use w/ concealed vertical rods, G lever, unhanded, BioCote antimicrobial finish, for use with KPB adapter | 1 |  | 1 Year | 851.8 | 0.15 | 724.03
33116 | Salto | A9650G00IMH8--- | XS4 ANSI electronic wire-free SVN Mifare / DESFire half escutcheon, G lever, unhanded, satin stainless finish, for use with KPB adapter | 1 |  | 1 Year | 707.8 | 0.15 | 601.63
33117 | Salto | A9650G00IMH8-W- | XS4 ANSI electronic RF wireless SVN Mifare / DESFire half escutcheon, G lever, unhanded, satin stainless finish, for use with KPB adapter | 1 |  | 1 Year | 799.8 | 0.15 | 679.83
33118 | Salto | A9650G00IMP7--- | XS4 ANSI electronic wire-free SVN Mifare / DESFire half escutcheon for use w/ concealed vertical rods, G lever, unhanded, satin stainless finish, for use with KPB adapter | 1 |  | 1 Year | 707.8 | 0.15 | 601.63
33119 | Salto | A9650G00IMP7-W- | XS4 ANSI electronic RF wireless SVN Mifare / DESFire half escutcheon for use w/ concealed vertical rods, G lever, unhanded, satin stainless finish, for use with KPB adapter | 1 |  | 1 Year | 799.8 | 0.15 | 679.83
33120 | Salto | A9650G00IMP8--- | XS4 ANSI electronic wire-free SVN Mifare / DESFire half escutcheon for use w/ concealed vertical rods, G lever, unhanded, satin stainless finish, for use with KPB adapter | 1 |  | 1 Year | 707.8 | 0.15 | 601.63
33121 | Salto | A9650G00IMP8-W- | XS4 ANSI electronic RF wireless SVN Mifare / DESFire half escutcheon for use w/ concealed vertical rods, G lever, unhanded, satin stainless finish, for use with KPB adapter | 1 |  | 1 Year | 799.8 | 0.15 | 679.83
33122 | Salto | A9650G00PMH8--- | XS4 ANSI electronic wire-free SVN Mifare / DESFire half escutcheon, G lever, unhanded, satin brass finish, for use with KPB adapter | 1 |  | 1 Year | 707.8 | 0.15 | 601.63
33123 | Salto | A9650G00PMH8-W- | XS4 ANSI electronic RF wireless SVN Mifare / DESFire half escutcheon, G lever, unhanded, satin brass finish, for use with KPB adapter | 1 |  | 1 Year | 799.8 | 0.15 | 679.83
33124 | Salto | A9650G00PMP7--- | XS4 ANSI electronic wire-free SVN Mifare / DESFire half escutcheon for use w/ concealed vertical rods, G lever, unhanded, satin brass finish, for use with KPB adapter | 1 |  | 1 Year | 707.8 | 0.15 | 601.63
33125 | Salto | A9650G00PMP7-W- | XS4 ANSI electronic RF wireless SVN Mifare / DESFire half escutcheon for use w/ concealed vertical rods, G lever, unhanded, satin brass finish, for use with KPB adapter | 1 |  | 1 Year | 799.8 | 0.15 | 679.83
33126 | Salto | A9650G00PMP8--- | XS4 ANSI electronic wire-free SVN Mifare / DESFire half escutcheon for use w/ concealed vertical rods, G lever, unhanded, satin brass finish, for use with KPB adapter | 1 |  | 1 Year | 707.8 | 0.15 | 601.63
33127 | Salto | A9650G00PMP8-W- | XS4 ANSI electronic RF wireless SVN Mifare / DESFire half escutcheon for use w/ concealed vertical rods, G lever, unhanded, satin brass finish, for use with KPB adapter | 1 |  | 1 Year | 799.8 | 0.15 | 679.83
33128 | Salto | A9650J00BCH8--- | XS4 ANSI electronic wire-free SVN Mifare / DESFire half escutcheon, J lever, unhanded, BioCote antimicrobial finish, for use with KPB adapter | 1 |  | 1 Year | 770 | 0.15 | 654.5
33129 | Salto | A9650J00BCH8-W- | XS4 ANSI electronic RF wireless SVN Mifare / DESFire half escutcheon, J lever, unhanded, BioCote antimicrobial finish, for use with KPB adapter | 1 |  | 1 Year | 862 | 0.15 | 732.7
33130 | Salto | A9650J00BCP7--- | XS4 ANSI electronic wire-free SVN Mifare / DESFire half escutcheon for use w/ concealed vertical rods, J lever, unhanded, BioCote antimicrobial finish, for use with KPB adapter | 1 |  | 1 Year | 770 | 0.15 | 654.5
33131 | Salto | A9650J00BCP7-W- | XS4 ANSI electronic RF wireless SVN Mifare / DESFire half escutcheon for use w/ concealed vertical rods, J lever, unhanded, BioCote antimicrobial finish, for use with KPB adapter | 1 |  | 1 Year | 862 | 0.15 | 732.7
33132 | Salto | A9650J00BCP8--- | XS4 ANSI electronic wire-free SVN Mifare / DESFire half escutcheon for use w/ concealed vertical rods, J lever, unhanded, BioCote antimicrobial finish, for use with KPB adapter | 1 |  | 1 Year | 770 | 0.15 | 654.5
33133 | Salto | A9650J00BCP8-W- | XS4 ANSI electronic RF wireless SVN Mifare / DESFire half escutcheon for use w/ concealed vertical rods, J lever, unhanded, BioCote antimicrobial finish, for use with KPB adapter | 1 |  | 1 Year | 862 | 0.15 | 732.7
33134 | Salto | A9650J00IAH8--- | XS4 ANSI electronic wire-free SVN Mifare / DESFire half escutcheon, J lever, unhanded, antique brass finish, for use with KPB adapter | 1 |  | 1 Year | 770 | 0.15 | 654.5
33135 | Salto | A9650J00IAH8-W- | XS4 ANSI electronic RF wireless SVN Mifare / DESFire half escutcheon, J lever, unhanded, antique brass finish, for use with KPB adapter | 1 |  | 1 Year | 862 | 0.15 | 732.7
33136 | Salto | A9650J00IAP7--- | XS4 ANSI electronic wire-free SVN Mifare / DESFire half escutcheon for use w/ concealed vertical rods, J lever, unhanded, antique brass finish, for use with KPB adapter | 1 |  | 1 Year | 770 | 0.15 | 654.5
33137 | Salto | A9650J00IAP7-W- | XS4 ANSI electronic RF wireless SVN Mifare / DESFire half escutcheon for use w/ concealed vertical rods, J lever, unhanded, antique brass finish, for use with KPB adapter | 1 |  | 1 Year | 862 | 0.15 | 732.7
33138 | Salto | A9650J00IAP8--- | XS4 ANSI electronic wire-free SVN Mifare / DESFire half escutcheon for use w/ concealed vertical rods, J lever, unhanded, antique brass finish, for use with KPB adapter | 1 |  | 1 Year | 770 | 0.15 | 654.5
33139 | Salto | A9650J00IAP8-W- | XS4 ANSI electronic RF wireless SVN Mifare / DESFire half escutcheon for use w/ concealed vertical rods, J lever, unhanded, antique brass finish, for use with KPB adapter | 1 |  | 1 Year | 862 | 0.15 | 732.7
33140 | Salto | A9650J00IMH8--- | XS4 ANSI electronic wire-free SVN Mifare / DESFire half escutcheon, J lever, unhanded, satin stainless finish, for use with KPB adapter | 1 |  | 1 Year | 718 | 0.15 | 610.3
33141 | Salto | A9650J00IMH8-W- | XS4 ANSI electronic RF wireless SVN Mifare / DESFire half escutcheon, J lever, unhanded, satin stainless finish, for use with KPB adapter | 1 |  | 1 Year | 810 | 0.15 | 688.5
33142 | Salto | A9650J00IMP7--- | XS4 ANSI electronic wire-free SVN Mifare / DESFire half escutcheon for use w/ concealed vertical rods, J lever, unhanded, satin stainless finish, for use with KPB adapter | 1 |  | 1 Year | 718 | 0.15 | 610.3
33143 | Salto | A9650J00IMP7-W- | XS4 ANSI electronic RF wireless SVN Mifare / DESFire half escutcheon for use w/ concealed vertical rods, J lever, unhanded, satin stainless finish, for use with KPB adapter | 1 |  | 1 Year | 810 | 0.15 | 688.5
33144 | Salto | A9650J00IMP8--- | XS4 ANSI electronic wire-free SVN Mifare / DESFire half escutcheon for use w/ concealed vertical rods, J lever, unhanded, satin stainless finish, for use with KPB adapter | 1 |  | 1 Year | 718 | 0.15 | 610.3
33145 | Salto | A9650J00IMP8-W- | XS4 ANSI electronic RF wireless SVN Mifare / DESFire half escutcheon for use w/ concealed vertical rods, J lever, unhanded, satin stainless finish, for use with KPB adapter | 1 |  | 1 Year | 810 | 0.15 | 688.5
33146 | Salto | A9650J00NEH8--- | XS4 ANSI electronic wire-free SVN Mifare / DESFire half escutcheon, J lever, unhanded, black chromium finish, for use with KPB adapter | 1 |  | 1 Year | 752.7 | 0.15 | 639.795
33147 | Salto | A9650J00NEH8-W- | XS4 ANSI electronic RF wireless SVN Mifare / DESFire half escutcheon, J lever, unhanded, black chromium finish, for use with KPB adapter | 1 |  | 1 Year | 844.7 | 0.15 | 717.995
33148 | Salto | A9650J00NEP7--- | XS4 ANSI electronic wire-free SVN Mifare / DESFire half escutcheon for use w/ concealed vertical rods, J lever, unhanded, black chromium finish, for use with KPB adapter | 1 |  | 1 Year | 752.7 | 0.15 | 639.795
33149 | Salto | A9650J00NEP7-W- | XS4 ANSI electronic RF wireless SVN Mifare / DESFire half escutcheon for use w/ concealed vertical rods, J lever, unhanded, black chromium finish, for use with KPB adapter | 1 |  | 1 Year | 844.7 | 0.15 | 717.995
33150 | Salto | A9650J00NEP8--- | XS4 ANSI electronic wire-free SVN Mifare / DESFire half escutcheon for use w/ concealed vertical rods, J lever, unhanded, black chromium finish, for use with KPB adapter | 1 |  | 1 Year | 752.7 | 0.15 | 639.795
33151 | Salto | A9650J00NEP8-W- | XS4 ANSI electronic RF wireless SVN Mifare / DESFire half escutcheon for use w/ concealed vertical rods, J lever, unhanded, black chromium finish, for use with KPB adapter | 1 |  | 1 Year | 844.7 | 0.15 | 717.995
33152 | Salto | A9650J00PMH8--- | XS4 ANSI electronic wire-free SVN Mifare / DESFire half escutcheon, J lever, unhanded, satin brass finish, for use with KPB adapter | 1 |  | 1 Year | 718 | 0.15 | 610.3
33153 | Salto | A9650J00PMH8-W- | XS4 ANSI electronic RF wireless SVN Mifare / DESFire half escutcheon, J lever, unhanded, satin brass finish, for use with KPB adapter | 1 |  | 1 Year | 810 | 0.15 | 688.5
33154 | Salto | A9650J00PMP7--- | XS4 ANSI electronic wire-free SVN Mifare / DESFire half escutcheon for use w/ concealed vertical rods, J lever, unhanded, satin brass finish, for use with KPB adapter | 1 |  | 1 Year | 718 | 0.15 | 610.3
33155 | Salto | A9650J00PMP7-W- | XS4 ANSI electronic RF wireless SVN Mifare / DESFire half escutcheon for use w/ concealed vertical rods, J lever, unhanded, satin brass finish, for use with KPB adapter | 1 |  | 1 Year | 810 | 0.15 | 688.5
33156 | Salto | A9650J00PMP8--- | XS4 ANSI electronic wire-free SVN Mifare / DESFire half escutcheon for use w/ concealed vertical rods, J lever, unhanded, satin brass finish, for use with KPB adapter | 1 |  | 1 Year | 718 | 0.15 | 610.3
33157 | Salto | A9650J00PMP8-W- | XS4 ANSI electronic RF wireless SVN Mifare / DESFire half escutcheon for use w/ concealed vertical rods, J lever, unhanded, satin brass finish, for use with KPB adapter | 1 |  | 1 Year | 810 | 0.15 | 688.5
33158 | Salto | A9650K00IMH8L-- | XS4 ANSI electronic wire-free SVN Mifare / DESFire half escutcheon, K lever, left handed, satin stainless finish, for use with KPB adapter | 1 |  | 1 Year | 718 | 0.15 | 610.3
33159 | Salto | A9650K00IMH8LW- | XS4 ANSI electronic RF wireless SVN Mifare / DESFire half escutcheon, K lever, left handed, satin stainless finish, for use with KPB adapter | 1 |  | 1 Year | 810 | 0.15 | 688.5
33160 | Salto | A9650K00IMH8R-- | XS4 ANSI electronic wire-free SVN Mifare / DESFire half escutcheon, K lever, right handed, satin stainless finish, for use with KPB adapter | 1 |  | 1 Year | 718 | 0.15 | 610.3
33161 | Salto | A9650K00IMH8RW- | XS4 ANSI electronic RF wireless SVN Mifare / DESFire half escutcheon, K lever, right handed, satin stainless finish, for use with KPB adapter | 1 |  | 1 Year | 810 | 0.15 | 688.5
33162 | Salto | A9650K00IMP7L-- | XS4 ANSI electronic wire-free SVN Mifare / DESFire half escutcheon for use w/ concealed vertical rods, K lever, left handed, satin stainless finish, for use with KPB adapter | 1 |  | 1 Year | 718 | 0.15 | 610.3
33163 | Salto | A9650K00IMP7LW- | XS4 ANSI electronic RF wireless SVN Mifare / DESFire half escutcheon for use w/ concealed vertical rods, K lever, left handed, satin stainless finish, for use with KPB adapter | 1 |  | 1 Year | 810 | 0.15 | 688.5
33164 | Salto | A9650K00IMP7R-- | XS4 ANSI electronic wire-free SVN Mifare / DESFire half escutcheon for use w/ concealed vertical rods, K lever, right handed, satin stainless finish, for use with KPB adapter | 1 |  | 1 Year | 718 | 0.15 | 610.3
33165 | Salto | A9650K00IMP7RW- | XS4 ANSI electronic RF wireless SVN Mifare / DESFire half escutcheon for use w/ concealed vertical rods, K lever, right handed, satin stainless finish, for use with KPB adapter | 1 |  | 1 Year | 810 | 0.15 | 688.5
33166 | Salto | A9650K00IMP8L-- | XS4 ANSI electronic wire-free SVN Mifare / DESFire half escutcheon for use w/ concealed vertical rods, K lever, left handed, satin stainless finish, for use with KPB adapter | 1 |  | 1 Year | 718 | 0.15 | 610.3
33167 | Salto | A9650K00IMP8LW- | XS4 ANSI electronic RF wireless SVN Mifare / DESFire half escutcheon for use w/ concealed vertical rods, K lever, left handed, satin stainless finish, for use with KPB adapter | 1 |  | 1 Year | 810 | 0.15 | 688.5
33168 | Salto | A9650K00IMP8R-- | XS4 ANSI electronic wire-free SVN Mifare / DESFire half escutcheon for use w/ concealed vertical rods, K lever, right handed, satin stainless finish, for use with KPB adapter | 1 |  | 1 Year | 718 | 0.15 | 610.3
33169 | Salto | A9650K00IMP8RW- | XS4 ANSI electronic RF wireless SVN Mifare / DESFire half escutcheon for use w/ concealed vertical rods, K lever, right handed, satin stainless finish, for use with KPB adapter | 1 |  | 1 Year | 810 | 0.15 | 688.5
33170 | Salto | A9650K00IPH8L-- | XS4 ANSI electronic wire-free SVN Mifare / DESFire half escutcheon, K lever, left handed, bright stainless steel finish, for use with KPB adapter | 1 |  | 1 Year | 734.3 | 0.15 | 624.155
33171 | Salto | A9650K00IPH8LW- | XS4 ANSI electronic RF wireless SVN Mifare / DESFire half escutcheon, K lever, left handed, bright stainless steel finish, for use with KPB adapter | 1 |  | 1 Year | 826.3 | 0.15 | 702.355
33172 | Salto | A9650K00IPH8R-- | XS4 ANSI electronic wire-free SVN Mifare / DESFire half escutcheon, K lever, right handed, bright stainless steel finish, for use with KPB adapter | 1 |  | 1 Year | 734.3 | 0.15 | 624.155
33173 | Salto | A9650K00IPH8RW- | XS4 ANSI electronic RF wireless SVN Mifare / DESFire half escutcheon, K lever, right handed, bright stainless steel finish, for use with KPB adapter | 1 |  | 1 Year | 826.3 | 0.15 | 702.355
33174 | Salto | A9650K00IPP7L-- | XS4 ANSI electronic wire-free SVN Mifare / DESFire half escutcheon for use w/ concealed vertical rods, K lever, left handed, bright stainless steel finish, for use with KPB adapter | 1 |  | 1 Year | 734.3 | 0.15 | 624.155
33175 | Salto | A9650K00IPP7LW- | XS4 ANSI electronic RF wireless SVN Mifare / DESFire half escutcheon for use w/ concealed vertical rods, K lever, left handed, bright stainless steel finish, for use with KPB adapter | 1 |  | 1 Year | 826.3 | 0.15 | 702.355
33176 | Salto | A9650K00IPP7R-- | XS4 ANSI electronic wire-free SVN Mifare / DESFire half escutcheon for use w/ concealed vertical rods, K lever, right handed, bright stainless steel finish, for use with KPB adapter | 1 |  | 1 Year | 734.3 | 0.15 | 624.155
33177 | Salto | A9650K00IPP7RW- | XS4 ANSI electronic RF wireless SVN Mifare / DESFire half escutcheon for use w/ concealed vertical rods, K lever, right handed, bright stainless steel finish, for use with KPB adapter | 1 |  | 1 Year | 826.3 | 0.15 | 702.355
33178 | Salto | A9650K00IPP8L-- | XS4 ANSI electronic wire-free SVN Mifare / DESFire half escutcheon for use w/ concealed vertical rods, K lever, left handed, bright stainless steel finish, for use with KPB adapter | 1 |  | 1 Year | 734.3 | 0.15 | 624.155
33179 | Salto | A9650K00IPP8LW- | XS4 ANSI electronic RF wireless SVN Mifare / DESFire half escutcheon for use w/ concealed vertical rods, K lever, left handed, bright stainless steel finish, for use with KPB adapter | 1 |  | 1 Year | 826.3 | 0.15 | 702.355
33180 | Salto | A9650K00IPP8R-- | XS4 ANSI electronic wire-free SVN Mifare / DESFire half escutcheon for use w/ concealed vertical rods, K lever, right handed, bright stainless steel finish, for use with KPB adapter | 1 |  | 1 Year | 734.3 | 0.15 | 624.155
33181 | Salto | A9650K00IPP8RW- | XS4 ANSI electronic RF wireless SVN Mifare / DESFire half escutcheon for use w/ concealed vertical rods, K lever, right handed, bright stainless steel finish, for use with KPB adapter | 1 |  | 1 Year | 826.3 | 0.15 | 702.355
33182 | Salto | A9650K00PPH8L-- | XS4 ANSI electronic wire-free SVN Mifare / DESFire half escutcheon, K lever, left handed, bright brass finish, for use with KPB adapter | 1 |  | 1 Year | 734.3 | 0.15 | 624.155
33183 | Salto | A9650K00PPH8LW- | XS4 ANSI electronic RF wireless SVN Mifare / DESFire half escutcheon, K lever, left handed, bright brass finish, for use with KPB adapter | 1 |  | 1 Year | 826.3 | 0.15 | 702.355
33184 | Salto | A9650K00PPH8R-- | XS4 ANSI electronic wire-free SVN Mifare / DESFire half escutcheon, K lever, right handed, bright brass finish, for use with KPB adapter | 1 |  | 1 Year | 734.3 | 0.15 | 624.155
33185 | Salto | A9650K00PPH8RW- | XS4 ANSI electronic RF wireless SVN Mifare / DESFire half escutcheon, K lever, right handed, bright brass finish, for use with KPB adapter | 1 |  | 1 Year | 826.3 | 0.15 | 702.355
33186 | Salto | A9650K00PPP7L-- | XS4 ANSI electronic wire-free SVN Mifare / DESFire half escutcheon for use w/ concealed vertical rods, K lever, left handed, bright brass finish, for use with KPB adapter | 1 |  | 1 Year | 734.3 | 0.15 | 624.155
33187 | Salto | A9650K00PPP7LW- | XS4 ANSI electronic RF wireless SVN Mifare / DESFire half escutcheon for use w/ concealed vertical rods, K lever, left handed, bright brass finish, for use with KPB adapter | 1 |  | 1 Year | 826.3 | 0.15 | 702.355
33188 | Salto | A9650K00PPP7R-- | XS4 ANSI electronic wire-free SVN Mifare / DESFire half escutcheon for use w/ concealed vertical rods, K lever, right handed, bright brass finish, for use with KPB adapter | 1 |  | 1 Year | 734.3 | 0.15 | 624.155
33189 | Salto | A9650K00PPP7RW- | XS4 ANSI electronic RF wireless SVN Mifare / DESFire half escutcheon for use w/ concealed vertical rods, K lever, right handed, bright brass finish, for use with KPB adapter | 1 |  | 1 Year | 826.3 | 0.15 | 702.355
33190 | Salto | A9650K00PPP8L-- | XS4 ANSI electronic wire-free SVN Mifare / DESFire half escutcheon for use w/ concealed vertical rods, K lever, left handed, bright brass finish, for use with KPB adapter | 1 |  | 1 Year | 734.3 | 0.15 | 624.155
33191 | Salto | A9650K00PPP8LW- | XS4 ANSI electronic RF wireless SVN Mifare / DESFire half escutcheon for use w/ concealed vertical rods, K lever, left handed, bright brass finish, for use with KPB adapter | 1 |  | 1 Year | 826.3 | 0.15 | 702.355
33192 | Salto | A9650K00PPP8R-- | XS4 ANSI electronic wire-free SVN Mifare / DESFire half escutcheon for use w/ concealed vertical rods, K lever, right handed, bright brass finish, for use with KPB adapter | 1 |  | 1 Year | 734.3 | 0.15 | 624.155
33193 | Salto | A9650K00PPP8RW- | XS4 ANSI electronic RF wireless SVN Mifare / DESFire half escutcheon for use w/ concealed vertical rods, K lever, right handed, bright brass finish, for use with KPB adapter | 1 |  | 1 Year | 826.3 | 0.15 | 702.355
33194 | Salto | A9650L00BCH8--- | XS4 ANSI electronic wire-free SVN Mifare / DESFire half escutcheon, L lever, unhanded, BioCote antimicrobial finish, for use with KPB adapter | 1 |  | 1 Year | 759.8 | 0.15 | 645.83
33195 | Salto | A9650L00BCH8-W- | XS4 ANSI electronic RF wireless SVN Mifare / DESFire half escutcheon, L lever, unhanded, BioCote antimicrobial finish, for use with KPB adapter | 1 |  | 1 Year | 851.8 | 0.15 | 724.03
33196 | Salto | A9650L00BCP7--- | XS4 ANSI electronic wire-free SVN Mifare / DESFire half escutcheon for use w/ concealed vertical rods, L lever, unhanded, BioCote antimicrobial finish, for use with KPB adapter | 1 |  | 1 Year | 759.8 | 0.15 | 645.83
33197 | Salto | A9650L00BCP7-W- | XS4 ANSI electronic RF wireless SVN Mifare / DESFire half escutcheon for use w/ concealed vertical rods, L lever, unhanded, BioCote antimicrobial finish, for use with KPB adapter | 1 |  | 1 Year | 851.8 | 0.15 | 724.03
33198 | Salto | A9650L00BCP8--- | XS4 ANSI electronic wire-free SVN Mifare / DESFire half escutcheon for use w/ concealed vertical rods, L lever, unhanded, BioCote antimicrobial finish, for use with KPB adapter | 1 |  | 1 Year | 759.8 | 0.15 | 645.83
33199 | Salto | A9650L00BCP8-W- | XS4 ANSI electronic RF wireless SVN Mifare / DESFire half escutcheon for use w/ concealed vertical rods, L lever, unhanded, BioCote antimicrobial finish, for use with KPB adapter | 1 |  | 1 Year | 851.8 | 0.15 | 724.03
33200 | Salto | A9650L00IAH8--- | XS4 ANSI electronic wire-free SVN Mifare / DESFire half escutcheon, L lever, unhanded, antique brass finish, for use with KPB adapter | 1 |  | 1 Year | 759.8 | 0.15 | 645.83
33201 | Salto | A9650L00IAH8-W- | XS4 ANSI electronic RF wireless SVN Mifare / DESFire half escutcheon, L lever, unhanded, antique brass finish, for use with KPB adapter | 1 |  | 1 Year | 851.8 | 0.15 | 724.03
33202 | Salto | A9650L00IAP7--- | XS4 ANSI electronic wire-free SVN Mifare / DESFire half escutcheon for use w/ concealed vertical rods, L lever, unhanded, antique brass finish, for use with KPB adapter | 1 |  | 1 Year | 759.8 | 0.15 | 645.83
33203 | Salto | A9650L00IAP7-W- | XS4 ANSI electronic RF wireless SVN Mifare / DESFire half escutcheon for use w/ concealed vertical rods, L lever, unhanded, antique brass finish, for use with KPB adapter | 1 |  | 1 Year | 851.8 | 0.15 | 724.03
33204 | Salto | A9650L00IAP8--- | XS4 ANSI electronic wire-free SVN Mifare / DESFire half escutcheon for use w/ concealed vertical rods, L lever, unhanded, antique brass finish, for use with KPB adapter | 1 |  | 1 Year | 759.8 | 0.15 | 645.83
33205 | Salto | A9650L00IAP8-W- | XS4 ANSI electronic RF wireless SVN Mifare / DESFire half escutcheon for use w/ concealed vertical rods, L lever, unhanded, antique brass finish, for use with KPB adapter | 1 |  | 1 Year | 851.8 | 0.15 | 724.03
33206 | Salto | A9650L00IMH8--- | XS4 ANSI electronic wire-free SVN Mifare / DESFire half escutcheon, L lever, unhanded, satin stainless finish, for use with KPB adapter | 1 |  | 1 Year | 707.8 | 0.15 | 601.63
33207 | Salto | A9650L00IMH8-W- | XS4 ANSI electronic RF wireless SVN Mifare / DESFire half escutcheon, L lever, unhanded, satin stainless finish, for use with KPB adapter | 1 |  | 1 Year | 799.8 | 0.15 | 679.83
33208 | Salto | A9650L00IMP7--- | XS4 ANSI electronic wire-free SVN Mifare / DESFire half escutcheon for use w/ concealed vertical rods, L lever, unhanded, satin stainless finish, for use with KPB adapter | 1 |  | 1 Year | 707.8 | 0.15 | 601.63
33209 | Salto | A9650L00IMP7-W- | XS4 ANSI electronic RF wireless SVN Mifare / DESFire half escutcheon for use w/ concealed vertical rods, L lever, unhanded, satin stainless finish, for use with KPB adapter | 1 |  | 1 Year | 799.8 | 0.15 | 679.83
33210 | Salto | A9650L00IMP8--- | XS4 ANSI electronic wire-free SVN Mifare / DESFire half escutcheon for use w/ concealed vertical rods, L lever, unhanded, satin stainless finish, for use with KPB adapter | 1 |  | 1 Year | 707.8 | 0.15 | 601.63
33211 | Salto | A9650L00IMP8-W- | XS4 ANSI electronic RF wireless SVN Mifare / DESFire half escutcheon for use w/ concealed vertical rods, L lever, unhanded, satin stainless finish, for use with KPB adapter | 1 |  | 1 Year | 799.8 | 0.15 | 679.83
33212 | Salto | A9650L00IPH8--- | XS4 ANSI electronic wire-free SVN Mifare / DESFire half escutcheon, L lever, unhanded, bright stainless steel finish, for use with KPB adapter | 1 |  | 1 Year | 724.1 | 0.15 | 615.485
33213 | Salto | A9650L00IPH8-W- | XS4 ANSI electronic RF wireless SVN Mifare / DESFire half escutcheon, L lever, unhanded, bright stainless steel finish, for use with KPB adapter | 1 |  | 1 Year | 816.1 | 0.15 | 693.685
33214 | Salto | A9650L00IPP7--- | XS4 ANSI electronic wire-free SVN Mifare / DESFire half escutcheon for use w/ concealed vertical rods, L lever, unhanded, bright stainless steel finish, for use with KPB adapter | 1 |  | 1 Year | 724.1 | 0.15 | 615.485
33215 | Salto | A9650L00IPP7-W- | XS4 ANSI electronic RF wireless SVN Mifare / DESFire half escutcheon for use w/ concealed vertical rods, L lever, unhanded, bright stainless steel finish, for use with KPB adapter | 1 |  | 1 Year | 816.1 | 0.15 | 693.685
33216 | Salto | A9650L00IPP8--- | XS4 ANSI electronic wire-free SVN Mifare / DESFire half escutcheon for use w/ concealed vertical rods, L lever, unhanded, bright stainless steel finish, for use with KPB adapter | 1 |  | 1 Year | 724.1 | 0.15 | 615.485
33217 | Salto | A9650L00IPP8-W- | XS4 ANSI electronic RF wireless SVN Mifare / DESFire half escutcheon for use w/ concealed vertical rods, L lever, unhanded, bright stainless steel finish, for use with KPB adapter | 1 |  | 1 Year | 816.1 | 0.15 | 693.685
33218 | Salto | A9650L00NEH8--- | XS4 ANSI electronic wire-free SVN Mifare / DESFire half escutcheon, L lever, unhanded, black chromium finish, for use with KPB adapter | 1 |  | 1 Year | 742.5 | 0.15 | 631.125
33219 | Salto | A9650L00NEH8-W- | XS4 ANSI electronic RF wireless SVN Mifare / DESFire half escutcheon, L lever, unhanded, black chromium finish, for use with KPB adapter | 1 |  | 1 Year | 834.5 | 0.15 | 709.325
33220 | Salto | A9650L00NEP7--- | XS4 ANSI electronic wire-free SVN Mifare / DESFire half escutcheon for use w/ concealed vertical rods, L lever, unhanded, black chromium finish, for use with KPB adapter | 1 |  | 1 Year | 742.5 | 0.15 | 631.125
33221 | Salto | A9650L00NEP7-W- | XS4 ANSI electronic RF wireless SVN Mifare / DESFire half escutcheon for use w/ concealed vertical rods, L lever, unhanded, black chromium finish, for use with KPB adapter | 1 |  | 1 Year | 834.5 | 0.15 | 709.325
33222 | Salto | A9650L00NEP8--- | XS4 ANSI electronic wire-free SVN Mifare / DESFire half escutcheon for use w/ concealed vertical rods, L lever, unhanded, black chromium finish, for use with KPB adapter | 1 |  | 1 Year | 742.5 | 0.15 | 631.125
33223 | Salto | A9650L00NEP8-W- | XS4 ANSI electronic RF wireless SVN Mifare / DESFire half escutcheon for use w/ concealed vertical rods, L lever, unhanded, black chromium finish, for use with KPB adapter | 1 |  | 1 Year | 834.5 | 0.15 | 709.325
33224 | Salto | A9650L00PMH8--- | XS4 ANSI electronic wire-free SVN Mifare / DESFire half escutcheon, L lever, unhanded, satin brass finish, for use with KPB adapter | 1 |  | 1 Year | 707.8 | 0.15 | 601.63
33225 | Salto | A9650L00PMH8-W- | XS4 ANSI electronic RF wireless SVN Mifare / DESFire half escutcheon, L lever, unhanded, satin brass finish, for use with KPB adapter | 1 |  | 1 Year | 799.8 | 0.15 | 679.83
33226 | Salto | A9650L00PMP7--- | XS4 ANSI electronic wire-free SVN Mifare / DESFire half escutcheon for use w/ concealed vertical rods, L lever, unhanded, satin brass finish, for use with KPB adapter | 1 |  | 1 Year | 707.8 | 0.15 | 601.63
33227 | Salto | A9650L00PMP7-W- | XS4 ANSI electronic RF wireless SVN Mifare / DESFire half escutcheon for use w/ concealed vertical rods, L lever, unhanded, satin brass finish, for use with KPB adapter | 1 |  | 1 Year | 799.8 | 0.15 | 679.83
33228 | Salto | A9650L00PMP8--- | XS4 ANSI electronic wire-free SVN Mifare / DESFire half escutcheon for use w/ concealed vertical rods, L lever, unhanded, satin brass finish, for use with KPB adapter | 1 |  | 1 Year | 707.8 | 0.15 | 601.63
33229 | Salto | A9650L00PMP8-W- | XS4 ANSI electronic RF wireless SVN Mifare / DESFire half escutcheon for use w/ concealed vertical rods, L lever, unhanded, satin brass finish, for use with KPB adapter | 1 |  | 1 Year | 799.8 | 0.15 | 679.83
33230 | Salto | A9650L00PPH8--- | XS4 ANSI electronic wire-free SVN Mifare / DESFire half escutcheon, L lever, unhanded, bright brass finish, for use with KPB adapter | 1 |  | 1 Year | 724.1 | 0.15 | 615.485
33231 | Salto | A9650L00PPH8-W- | XS4 ANSI electronic RF wireless SVN Mifare / DESFire half escutcheon, L lever, unhanded, bright brass finish, for use with KPB adapter | 1 |  | 1 Year | 816.1 | 0.15 | 693.685
33232 | Salto | A9650L00PPP7--- | XS4 ANSI electronic wire-free SVN Mifare / DESFire half escutcheon for use w/ concealed vertical rods, L lever, unhanded, bright brass finish, for use with KPB adapter | 1 |  | 1 Year | 724.1 | 0.15 | 615.485
33233 | Salto | A9650L00PPP7-W- | XS4 ANSI electronic RF wireless SVN Mifare / DESFire half escutcheon for use w/ concealed vertical rods, L lever, unhanded, bright brass finish, for use with KPB adapter | 1 |  | 1 Year | 816.1 | 0.15 | 693.685
33234 | Salto | A9650L00PPP8--- | XS4 ANSI electronic wire-free SVN Mifare / DESFire half escutcheon for use w/ concealed vertical rods, L lever, unhanded, bright brass finish, for use with KPB adapter | 1 |  | 1 Year | 724.1 | 0.15 | 615.485
33235 | Salto | A9650L00PPP8-W- | XS4 ANSI electronic RF wireless SVN Mifare / DESFire half escutcheon for use w/ concealed vertical rods, L lever, unhanded, bright brass finish, for use with KPB adapter | 1 |  | 1 Year | 816.1 | 0.15 | 693.685
33236 | Salto | A9650N00BCH8--- | XS4 ANSI electronic wire-free SVN Mifare / DESFire half escutcheon, N lever, unhanded, BioCote antimicrobial finish, for use with KPB adapter | 1 |  | 1 Year | 759.8 | 0.15 | 645.83
33237 | Salto | A9650N00BCH8-W- | XS4 ANSI electronic RF wireless SVN Mifare / DESFire half escutcheon, N lever, unhanded, BioCote antimicrobial finish, for use with KPB adapter | 1 |  | 1 Year | 851.8 | 0.15 | 724.03
33238 | Salto | A9650N00BCP7--- | XS4 ANSI electronic wire-free SVN Mifare / DESFire half escutcheon for use w/ concealed vertical rods, N lever, unhanded, BioCote antimicrobial finish, for use with KPB adapter | 1 |  | 1 Year | 759.8 | 0.15 | 645.83
33239 | Salto | A9650N00BCP7-W- | XS4 ANSI electronic RF wireless SVN Mifare / DESFire half escutcheon for use w/ concealed vertical rods, N lever, unhanded, BioCote antimicrobial finish, for use with KPB adapter | 1 |  | 1 Year | 851.8 | 0.15 | 724.03
33240 | Salto | A9650N00BCP8--- | XS4 ANSI electronic wire-free SVN Mifare / DESFire half escutcheon for use w/ concealed vertical rods, N lever, unhanded, BioCote antimicrobial finish, for use with KPB adapter | 1 |  | 1 Year | 759.8 | 0.15 | 645.83
33241 | Salto | A9650N00BCP8-W- | XS4 ANSI electronic RF wireless SVN Mifare / DESFire half escutcheon for use w/ concealed vertical rods, N lever, unhanded, BioCote antimicrobial finish, for use with KPB adapter | 1 |  | 1 Year | 851.8 | 0.15 | 724.03
33242 | Salto | A9650N00IMH8--- | XS4 ANSI electronic wire-free SVN Mifare / DESFire half escutcheon, N lever, unhanded, satin stainless finish, for use with KPB adapter | 1 |  | 1 Year | 707.8 | 0.15 | 601.63
33243 | Salto | A9650N00IMH8--- | XS4 ANSI electronic wire-free SVN Mifare / DESFire half escutcheon, N lever, unhanded, satin stainless finish, for use with KPB adapter | 1 |  | 1 Year | 707.8 | 0.15 | 601.63
33244 | Salto | A9650N00IMH8-W- | XS4 ANSI electronic RF wireless SVN Mifare / DESFire half escutcheon, N lever, unhanded, satin stainless finish, for use with KPB adapter | 1 |  | 1 Year | 799.8 | 0.15 | 679.83
33245 | Salto | A9650N00IMH8-W- | XS4 ANSI electronic RF wireless SVN Mifare / DESFire half escutcheon, N lever, unhanded, satin stainless finish, for use with KPB adapter | 1 |  | 1 Year | 799.8 | 0.15 | 679.83
33246 | Salto | A9650N00IMP7--- | XS4 ANSI electronic wire-free SVN Mifare / DESFire half escutcheon for use w/ concealed vertical rods, N lever, unhanded, satin stainless finish, for use with KPB adapter | 1 |  | 1 Year | 707.8 | 0.15 | 601.63
33247 | Salto | A9650N00IMP7--- | XS4 ANSI electronic wire-free SVN Mifare / DESFire half escutcheon for use w/ concealed vertical rods, N lever, unhanded, satin stainless finish, for use with KPB adapter | 1 |  | 1 Year | 707.8 | 0.15 | 601.63
33248 | Salto | A9650N00IMP7-W- | XS4 ANSI electronic RF wireless SVN Mifare / DESFire half escutcheon for use w/ concealed vertical rods, N lever, unhanded, satin stainless finish, for use with KPB adapter | 1 |  | 1 Year | 799.8 | 0.15 | 679.83
33249 | Salto | A9650N00IMP7-W- | XS4 ANSI electronic RF wireless SVN Mifare / DESFire half escutcheon for use w/ concealed vertical rods, N lever, unhanded, satin stainless finish, for use with KPB adapter | 1 |  | 1 Year | 799.8 | 0.15 | 679.83
33250 | Salto | A9650N00IMP8--- | XS4 ANSI electronic wire-free SVN Mifare / DESFire half escutcheon for use w/ concealed vertical rods, N lever, unhanded, satin stainless finish, for use with KPB adapter | 1 |  | 1 Year | 707.8 | 0.15 | 601.63
33251 | Salto | A9650N00IMP8--- | XS4 ANSI electronic wire-free SVN Mifare / DESFire half escutcheon for use w/ concealed vertical rods, N lever, unhanded, satin stainless finish, for use with KPB adapter | 1 |  | 1 Year | 707.8 | 0.15 | 601.63
33252 | Salto | A9650N00IMP8-W- | XS4 ANSI electronic RF wireless SVN Mifare / DESFire half escutcheon for use w/ concealed vertical rods, N lever, unhanded, satin stainless finish, for use with KPB adapter | 1 |  | 1 Year | 799.8 | 0.15 | 679.83
33253 | Salto | A9650N00IMP8-W- | XS4 ANSI electronic RF wireless SVN Mifare / DESFire half escutcheon for use w/ concealed vertical rods, N lever, unhanded, satin stainless finish, for use with KPB adapter | 1 |  | 1 Year | 799.8 | 0.15 | 679.83
33254 | Salto | A9650N00IPH8--- | XS4 ANSI electronic wire-free SVN Mifare / DESFire half escutcheon, N lever, unhanded, bright stainless steel finish, for use with KPB adapter | 1 |  | 1 Year | 724.1 | 0.15 | 615.485
33255 | Salto | A9650N00IPH8-W- | XS4 ANSI electronic RF wireless SVN Mifare / DESFire half escutcheon, N lever, unhanded, bright stainless steel finish, for use with KPB adapter | 1 |  | 1 Year | 816.1 | 0.15 | 693.685
33256 | Salto | A9650N00IPP7--- | XS4 ANSI electronic wire-free SVN Mifare / DESFire half escutcheon for use w/ concealed vertical rods, N lever, unhanded, bright stainless steel finish, for use with KPB adapter | 1 |  | 1 Year | 724.1 | 0.15 | 615.485
33257 | Salto | A9650N00IPP7-W- | XS4 ANSI electronic RF wireless SVN Mifare / DESFire half escutcheon for use w/ concealed vertical rods, N lever, unhanded, bright stainless steel finish, for use with KPB adapter | 1 |  | 1 Year | 816.1 | 0.15 | 693.685
33258 | Salto | A9650N00IPP8--- | XS4 ANSI electronic wire-free SVN Mifare / DESFire half escutcheon for use w/ concealed vertical rods, N lever, unhanded, bright stainless steel finish, for use with KPB adapter | 1 |  | 1 Year | 724.1 | 0.15 | 615.485
33259 | Salto | A9650N00IPP8-W- | XS4 ANSI electronic RF wireless SVN Mifare / DESFire half escutcheon for use w/ concealed vertical rods, N lever, unhanded, bright stainless steel finish, for use with KPB adapter | 1 |  | 1 Year | 816.1 | 0.15 | 693.685
33260 | Salto | A9650N00PMH8--- | XS4 ANSI electronic wire-free SVN Mifare / DESFire half escutcheon, N lever, unhanded, satin brass finish, for use with KPB adapter | 1 |  | 1 Year | 707.8 | 0.15 | 601.63
33261 | Salto | A9650N00PMH8-W- | XS4 ANSI electronic RF wireless SVN Mifare / DESFire half escutcheon, N lever, unhanded, satin brass finish, for use with KPB adapter | 1 |  | 1 Year | 799.8 | 0.15 | 679.83
33262 | Salto | A9650N00PMP7--- | XS4 ANSI electronic wire-free SVN Mifare / DESFire half escutcheon for use w/ concealed vertical rods, N lever, unhanded, satin brass finish, for use with KPB adapter | 1 |  | 1 Year | 707.8 | 0.15 | 601.63
33263 | Salto | A9650N00PMP7-W- | XS4 ANSI electronic RF wireless SVN Mifare / DESFire half escutcheon for use w/ concealed vertical rods, N lever, unhanded, satin brass finish, for use with KPB adapter | 1 |  | 1 Year | 799.8 | 0.15 | 679.83
33264 | Salto | A9650N00PMP8--- | XS4 ANSI electronic wire-free SVN Mifare / DESFire half escutcheon for use w/ concealed vertical rods, N lever, unhanded, satin brass finish, for use with KPB adapter | 1 |  | 1 Year | 707.8 | 0.15 | 601.63
33265 | Salto | A9650N00PMP8-W- | XS4 ANSI electronic RF wireless SVN Mifare / DESFire half escutcheon for use w/ concealed vertical rods, N lever, unhanded, satin brass finish, for use with KPB adapter | 1 |  | 1 Year | 799.8 | 0.15 | 679.83
33266 | Salto | A9650O00BCH8L-- | XS4 ANSI electronic wire-free SVN Mifare / DESFire half escutcheon, O lever, left handed, BioCote antimicrobial finish, for use with KPB adapter | 1 |  | 1 Year | 770 | 0.15 | 654.5
33267 | Salto | A9650O00BCH8LW- | XS4 ANSI electronic RF wireless SVN Mifare / DESFire half escutcheon, O lever, left handed, BioCote antimicrobial finish, for use with KPB adapter | 1 |  | 1 Year | 862 | 0.15 | 732.7
33268 | Salto | A9650O00BCH8R-- | XS4 ANSI electronic wire-free SVN Mifare / DESFire half escutcheon, O lever, right handed, BioCote antimicrobial finish, for use with KPB adapter | 1 |  | 1 Year | 770 | 0.15 | 654.5
33269 | Salto | A9650O00BCH8RW- | XS4 ANSI electronic RF wireless SVN Mifare / DESFire half escutcheon, O lever, right handed, BioCote antimicrobial finish, for use with KPB adapter | 1 |  | 1 Year | 862 | 0.15 | 732.7
33270 | Salto | A9650O00BCP7L-- | XS4 ANSI electronic wire-free SVN Mifare / DESFire half escutcheon for use w/ concealed vertical rods, O lever, left handed, BioCote antimicrobial finish, for use with KPB adapter | 1 |  | 1 Year | 770 | 0.15 | 654.5
33271 | Salto | A9650O00BCP7LW- | XS4 ANSI electronic RF wireless SVN Mifare / DESFire half escutcheon for use w/ concealed vertical rods, O lever, left handed, BioCote antimicrobial finish, for use with KPB adapter | 1 |  | 1 Year | 862 | 0.15 | 732.7
33272 | Salto | A9650O00BCP7R-- | XS4 ANSI electronic wire-free SVN Mifare / DESFire half escutcheon for use w/ concealed vertical rods, O lever, right handed, BioCote antimicrobial finish, for use with KPB adapter | 1 |  | 1 Year | 770 | 0.15 | 654.5
33273 | Salto | A9650O00BCP7RW- | XS4 ANSI electronic RF wireless SVN Mifare / DESFire half escutcheon for use w/ concealed vertical rods, O lever, right handed, BioCote antimicrobial finish, for use with KPB adapter | 1 |  | 1 Year | 862 | 0.15 | 732.7
33274 | Salto | A9650O00BCP8L-- | XS4 ANSI electronic wire-free SVN Mifare / DESFire half escutcheon for use w/ concealed vertical rods, O lever, left handed, BioCote antimicrobial finish, for use with KPB adapter | 1 |  | 1 Year | 770 | 0.15 | 654.5
33275 | Salto | A9650O00BCP8LW- | XS4 ANSI electronic RF wireless SVN Mifare / DESFire half escutcheon for use w/ concealed vertical rods, O lever, left handed, BioCote antimicrobial finish, for use with KPB adapter | 1 |  | 1 Year | 862 | 0.15 | 732.7
33276 | Salto | A9650O00BCP8R-- | XS4 ANSI electronic wire-free SVN Mifare / DESFire half escutcheon for use w/ concealed vertical rods, O lever, right handed, BioCote antimicrobial finish, for use with KPB adapter | 1 |  | 1 Year | 770 | 0.15 | 654.5
33277 | Salto | A9650O00BCP8RW- | XS4 ANSI electronic RF wireless SVN Mifare / DESFire half escutcheon for use w/ concealed vertical rods, O lever, right handed, BioCote antimicrobial finish, for use with KPB adapter | 1 |  | 1 Year | 862 | 0.15 | 732.7
33278 | Salto | A9650O00IAH8L-- | XS4 ANSI electronic wire-free SVN Mifare / DESFire half escutcheon, O lever, left handed, antique brass finish, for use with KPB adapter | 1 |  | 1 Year | 770 | 0.15 | 654.5
33279 | Salto | A9650O00IAH8LW- | XS4 ANSI electronic RF wireless SVN Mifare / DESFire half escutcheon, O lever, left handed, antique brass finish, for use with KPB adapter | 1 |  | 1 Year | 862 | 0.15 | 732.7
33280 | Salto | A9650O00IAH8R-- | XS4 ANSI electronic wire-free SVN Mifare / DESFire half escutcheon, O lever, right handed, antique brass finish, for use with KPB adapter | 1 |  | 1 Year | 770 | 0.15 | 654.5
33281 | Salto | A9650O00IAH8RW- | XS4 ANSI electronic RF wireless SVN Mifare / DESFire half escutcheon, O lever, right handed, antique brass finish, for use with KPB adapter | 1 |  | 1 Year | 862 | 0.15 | 732.7
33282 | Salto | A9650O00IAP7L-- | XS4 ANSI electronic wire-free SVN Mifare / DESFire half escutcheon for use w/ concealed vertical rods, O lever, left handed, antique brass finish, for use with KPB adapter | 1 |  | 1 Year | 770 | 0.15 | 654.5
33283 | Salto | A9650O00IAP7LW- | XS4 ANSI electronic RF wireless SVN Mifare / DESFire half escutcheon for use w/ concealed vertical rods, O lever, left handed, antique brass finish, for use with KPB adapter | 1 |  | 1 Year | 862 | 0.15 | 732.7
33284 | Salto | A9650O00IAP7R-- | XS4 ANSI electronic wire-free SVN Mifare / DESFire half escutcheon for use w/ concealed vertical rods, O lever, right handed, antique brass finish, for use with KPB adapter | 1 |  | 1 Year | 770 | 0.15 | 654.5
33285 | Salto | A9650O00IAP7RW- | XS4 ANSI electronic RF wireless SVN Mifare / DESFire half escutcheon for use w/ concealed vertical rods, O lever, right handed, antique brass finish, for use with KPB adapter | 1 |  | 1 Year | 862 | 0.15 | 732.7
33286 | Salto | A9650O00IAP8L-- | XS4 ANSI electronic wire-free SVN Mifare / DESFire half escutcheon for use w/ concealed vertical rods, O lever, left handed, antique brass finish, for use with KPB adapter | 1 |  | 1 Year | 770 | 0.15 | 654.5
33287 | Salto | A9650O00IAP8LW- | XS4 ANSI electronic RF wireless SVN Mifare / DESFire half escutcheon for use w/ concealed vertical rods, O lever, left handed, antique brass finish, for use with KPB adapter | 1 |  | 1 Year | 862 | 0.15 | 732.7
33288 | Salto | A9650O00IAP8R-- | XS4 ANSI electronic wire-free SVN Mifare / DESFire half escutcheon for use w/ concealed vertical rods, O lever, right handed, antique brass finish, for use with KPB adapter | 1 |  | 1 Year | 770 | 0.15 | 654.5
33289 | Salto | A9650O00IAP8RW- | XS4 ANSI electronic RF wireless SVN Mifare / DESFire half escutcheon for use w/ concealed vertical rods, O lever, right handed, antique brass finish, for use with KPB adapter | 1 |  | 1 Year | 862 | 0.15 | 732.7
33290 | Salto | A9650O00IMH8L-- | XS4 ANSI electronic wire-free SVN Mifare / DESFire half escutcheon, O lever, left handed, satin stainless finish, for use with KPB adapter | 1 |  | 1 Year | 718 | 0.15 | 610.3
33291 | Salto | A9650O00IMH8LW- | XS4 ANSI electronic RF wireless SVN Mifare / DESFire half escutcheon, O lever, left handed, satin stainless finish, for use with KPB adapter | 1 |  | 1 Year | 810 | 0.15 | 688.5
33292 | Salto | A9650O00IMH8R-- | XS4 ANSI electronic wire-free SVN Mifare / DESFire half escutcheon, O lever, right handed, satin stainless finish, for use with KPB adapter | 1 |  | 1 Year | 718 | 0.15 | 610.3
33293 | Salto | A9650O00IMH8RW- | XS4 ANSI electronic RF wireless SVN Mifare / DESFire half escutcheon, O lever, right handed, satin stainless finish, for use with KPB adapter | 1 |  | 1 Year | 810 | 0.15 | 688.5
33294 | Salto | A9650O00IMP7L-- | XS4 ANSI electronic wire-free SVN Mifare / DESFire half escutcheon for use w/ concealed vertical rods, O lever, left handed, satin stainless finish, for use with KPB adapter | 1 |  | 1 Year | 718 | 0.15 | 610.3
33295 | Salto | A9650O00IMP7LW- | XS4 ANSI electronic RF wireless SVN Mifare / DESFire half escutcheon for use w/ concealed vertical rods, O lever, left handed, satin stainless finish, for use with KPB adapter | 1 |  | 1 Year | 810 | 0.15 | 688.5
33296 | Salto | A9650O00IMP7R-- | XS4 ANSI electronic wire-free SVN Mifare / DESFire half escutcheon for use w/ concealed vertical rods, O lever, right handed, satin stainless finish, for use with KPB adapter | 1 |  | 1 Year | 718 | 0.15 | 610.3
33297 | Salto | A9650O00IMP7RW- | XS4 ANSI electronic RF wireless SVN Mifare / DESFire half escutcheon for use w/ concealed vertical rods, O lever, right handed, satin stainless finish, for use with KPB adapter | 1 |  | 1 Year | 810 | 0.15 | 688.5
33298 | Salto | A9650O00IMP8L-- | XS4 ANSI electronic wire-free SVN Mifare / DESFire half escutcheon for use w/ concealed vertical rods, O lever, left handed, satin stainless finish, for use with KPB adapter | 1 |  | 1 Year | 718 | 0.15 | 610.3
33299 | Salto | A9650O00IMP8LW- | XS4 ANSI electronic RF wireless SVN Mifare / DESFire half escutcheon for use w/ concealed vertical rods, O lever, left handed, satin stainless finish, for use with KPB adapter | 1 |  | 1 Year | 810 | 0.15 | 688.5
33300 | Salto | A9650O00IMP8R-- | XS4 ANSI electronic wire-free SVN Mifare / DESFire half escutcheon for use w/ concealed vertical rods, O lever, right handed, satin stainless finish, for use with KPB adapter | 1 |  | 1 Year | 718 | 0.15 | 610.3
33301 | Salto | A9650O00IMP8RW- | XS4 ANSI electronic RF wireless SVN Mifare / DESFire half escutcheon for use w/ concealed vertical rods, O lever, right handed, satin stainless finish, for use with KPB adapter | 1 |  | 1 Year | 810 | 0.15 | 688.5
33302 | Salto | A9650O00IPH8L-- | XS4 ANSI electronic wire-free SVN Mifare / DESFire half escutcheon, O lever, left handed, bright stainless steel finish, for use with KPB adapter | 1 |  | 1 Year | 734.3 | 0.15 | 624.155
33303 | Salto | A9650O00IPH8LW- | XS4 ANSI electronic RF wireless SVN Mifare / DESFire half escutcheon, O lever, left handed, bright stainless steel finish, for use with KPB adapter | 1 |  | 1 Year | 826.3 | 0.15 | 702.355
33304 | Salto | A9650O00IPH8R-- | XS4 ANSI electronic wire-free SVN Mifare / DESFire half escutcheon, O lever, right handed, bright stainless steel finish, for use with KPB adapter | 1 |  | 1 Year | 734.3 | 0.15 | 624.155
33305 | Salto | A9650O00IPH8RW- | XS4 ANSI electronic RF wireless SVN Mifare / DESFire half escutcheon, O lever, right handed, bright stainless steel finish, for use with KPB adapter | 1 |  | 1 Year | 826.3 | 0.15 | 702.355
33306 | Salto | A9650O00IPP7L-- | XS4 ANSI electronic wire-free SVN Mifare / DESFire half escutcheon for use w/ concealed vertical rods, O lever, left handed, bright stainless steel finish, for use with KPB adapter | 1 |  | 1 Year | 734.3 | 0.15 | 624.155
33307 | Salto | A9650O00IPP7LW- | XS4 ANSI electronic RF wireless SVN Mifare / DESFire half escutcheon for use w/ concealed vertical rods, O lever, left handed, bright stainless steel finish, for use with KPB adapter | 1 |  | 1 Year | 826.3 | 0.15 | 702.355
33308 | Salto | A9650O00IPP7R-- | XS4 ANSI electronic wire-free SVN Mifare / DESFire half escutcheon for use w/ concealed vertical rods, O lever, right handed, bright stainless steel finish, for use with KPB adapter | 1 |  | 1 Year | 734.3 | 0.15 | 624.155
33309 | Salto | A9650O00IPP7RW- | XS4 ANSI electronic RF wireless SVN Mifare / DESFire half escutcheon for use w/ concealed vertical rods, O lever, right handed, bright stainless steel finish, for use with KPB adapter | 1 |  | 1 Year | 826.3 | 0.15 | 702.355
33310 | Salto | A9650O00IPP8L-- | XS4 ANSI electronic wire-free SVN Mifare / DESFire half escutcheon for use w/ concealed vertical rods, O lever, left handed, bright stainless steel finish, for use with KPB adapter | 1 |  | 1 Year | 734.3 | 0.15 | 624.155
33311 | Salto | A9650O00IPP8LW- | XS4 ANSI electronic RF wireless SVN Mifare / DESFire half escutcheon for use w/ concealed vertical rods, O lever, left handed, bright stainless steel finish, for use with KPB adapter | 1 |  | 1 Year | 826.3 | 0.15 | 702.355
33312 | Salto | A9650O00IPP8R-- | XS4 ANSI electronic wire-free SVN Mifare / DESFire half escutcheon for use w/ concealed vertical rods, O lever, right handed, bright stainless steel finish, for use with KPB adapter | 1 |  | 1 Year | 734.3 | 0.15 | 624.155
33313 | Salto | A9650O00IPP8RW- | XS4 ANSI electronic RF wireless SVN Mifare / DESFire half escutcheon for use w/ concealed vertical rods, O lever, right handed, bright stainless steel finish, for use with KPB adapter | 1 |  | 1 Year | 826.3 | 0.15 | 702.355
33314 | Salto | A9650O00NEH8L-- | XS4 ANSI electronic wire-free SVN Mifare / DESFire half escutcheon, O lever, left handed, black chromium finish, for use with KPB adapter | 1 |  | 1 Year | 752.7 | 0.15 | 639.795
33315 | Salto | A9650O00NEH8LW- | XS4 ANSI electronic RF wireless SVN Mifare / DESFire half escutcheon, O lever, left handed, black chromium finish, for use with KPB adapter | 1 |  | 1 Year | 844.7 | 0.15 | 717.995
33316 | Salto | A9650O00NEH8R-- | XS4 ANSI electronic wire-free SVN Mifare / DESFire half escutcheon, O lever, right handed, black chromium finish, for use with KPB adapter | 1 |  | 1 Year | 752.7 | 0.15 | 639.795
33317 | Salto | A9650O00NEH8RW- | XS4 ANSI electronic RF wireless SVN Mifare / DESFire half escutcheon, O lever, right handed, black chromium finish, for use with KPB adapter | 1 |  | 1 Year | 844.7 | 0.15 | 717.995
33318 | Salto | A9650O00NEP7L-- | XS4 ANSI electronic wire-free SVN Mifare / DESFire half escutcheon for use w/ concealed vertical rods, O lever, left handed, black chromium finish, for use with KPB adapter | 1 |  | 1 Year | 752.7 | 0.15 | 639.795
33319 | Salto | A9650O00NEP7LW- | XS4 ANSI electronic RF wireless SVN Mifare / DESFire half escutcheon for use w/ concealed vertical rods, O lever, left handed, black chromium finish, for use with KPB adapter | 1 |  | 1 Year | 844.7 | 0.15 | 717.995
33320 | Salto | A9650O00NEP7R-- | XS4 ANSI electronic wire-free SVN Mifare / DESFire half escutcheon for use w/ concealed vertical rods, O lever, right handed, black chromium finish, for use with KPB adapter | 1 |  | 1 Year | 752.7 | 0.15 | 639.795
33321 | Salto | A9650O00NEP7RW- | XS4 ANSI electronic RF wireless SVN Mifare / DESFire half escutcheon for use w/ concealed vertical rods, O lever, right handed, black chromium finish, for use with KPB adapter | 1 |  | 1 Year | 844.7 | 0.15 | 717.995
33322 | Salto | A9650O00NEP8L-- | XS4 ANSI electronic wire-free SVN Mifare / DESFire half escutcheon for use w/ concealed vertical rods, O lever, left handed, black chromium finish, for use with KPB adapter | 1 |  | 1 Year | 752.7 | 0.15 | 639.795
33323 | Salto | A9650O00NEP8LW- | XS4 ANSI electronic RF wireless SVN Mifare / DESFire half escutcheon for use w/ concealed vertical rods, O lever, left handed, black chromium finish, for use with KPB adapter | 1 |  | 1 Year | 844.7 | 0.15 | 717.995
33324 | Salto | A9650O00NEP8R-- | XS4 ANSI electronic wire-free SVN Mifare / DESFire half escutcheon for use w/ concealed vertical rods, O lever, right handed, black chromium finish, for use with KPB adapter | 1 |  | 1 Year | 752.7 | 0.15 | 639.795
33325 | Salto | A9650O00NEP8RW- | XS4 ANSI electronic RF wireless SVN Mifare / DESFire half escutcheon for use w/ concealed vertical rods, O lever, right handed, black chromium finish, for use with KPB adapter | 1 |  | 1 Year | 844.7 | 0.15 | 717.995
33326 | Salto | A9650O00PMH8L-- | XS4 ANSI electronic wire-free SVN Mifare / DESFire half escutcheon, O lever, left handed, satin brass finish, for use with KPB adapter | 1 |  | 1 Year | 718 | 0.15 | 610.3
33327 | Salto | A9650O00PMH8LW- | XS4 ANSI electronic RF wireless SVN Mifare / DESFire half escutcheon, O lever, left handed, satin brass finish, for use with KPB adapter | 1 |  | 1 Year | 810 | 0.15 | 688.5
33328 | Salto | A9650O00PMH8R-- | XS4 ANSI electronic wire-free SVN Mifare / DESFire half escutcheon, O lever, right handed, satin brass finish, for use with KPB adapter | 1 |  | 1 Year | 718 | 0.15 | 610.3
33329 | Salto | A9650O00PMH8RW- | XS4 ANSI electronic RF wireless SVN Mifare / DESFire half escutcheon, O lever, right handed, satin brass finish, for use with KPB adapter | 1 |  | 1 Year | 810 | 0.15 | 688.5
33330 | Salto | A9650O00PMP7L-- | XS4 ANSI electronic wire-free SVN Mifare / DESFire half escutcheon for use w/ concealed vertical rods, O lever, left handed, satin brass finish, for use with KPB adapter | 1 |  | 1 Year | 718 | 0.15 | 610.3
33331 | Salto | A9650O00PMP7LW- | XS4 ANSI electronic RF wireless SVN Mifare / DESFire half escutcheon for use w/ concealed vertical rods, O lever, left handed, satin brass finish, for use with KPB adapter | 1 |  | 1 Year | 810 | 0.15 | 688.5
33332 | Salto | A9650O00PMP7R-- | XS4 ANSI electronic wire-free SVN Mifare / DESFire half escutcheon for use w/ concealed vertical rods, O lever, right handed, satin brass finish, for use with KPB adapter | 1 |  | 1 Year | 718 | 0.15 | 610.3
33333 | Salto | A9650O00PMP7RW- | XS4 ANSI electronic RF wireless SVN Mifare / DESFire half escutcheon for use w/ concealed vertical rods, O lever, right handed, satin brass finish, for use with KPB adapter | 1 |  | 1 Year | 810 | 0.15 | 688.5
33334 | Salto | A9650O00PMP8L-- | XS4 ANSI electronic wire-free SVN Mifare / DESFire half escutcheon for use w/ concealed vertical rods, O lever, left handed, satin brass finish, for use with KPB adapter | 1 |  | 1 Year | 718 | 0.15 | 610.3
33335 | Salto | A9650O00PMP8LW- | XS4 ANSI electronic RF wireless SVN Mifare / DESFire half escutcheon for use w/ concealed vertical rods, O lever, left handed, satin brass finish, for use with KPB adapter | 1 |  | 1 Year | 810 | 0.15 | 688.5
33336 | Salto | A9650O00PMP8R-- | XS4 ANSI electronic wire-free SVN Mifare / DESFire half escutcheon for use w/ concealed vertical rods, O lever, right handed, satin brass finish, for use with KPB adapter | 1 |  | 1 Year | 718 | 0.15 | 610.3
33337 | Salto | A9650O00PMP8RW- | XS4 ANSI electronic RF wireless SVN Mifare / DESFire half escutcheon for use w/ concealed vertical rods, O lever, right handed, satin brass finish, for use with KPB adapter | 1 |  | 1 Year | 810 | 0.15 | 688.5
33338 | Salto | A9650O00PPH8L-- | XS4 ANSI electronic wire-free SVN Mifare / DESFire half escutcheon, O lever, left handed, bright brass finish, for use with KPB adapter | 1 |  | 1 Year | 734.3 | 0.15 | 624.155
33339 | Salto | A9650O00PPH8LW- | XS4 ANSI electronic RF wireless SVN Mifare / DESFire half escutcheon, O lever, left handed, bright brass finish, for use with KPB adapter | 1 |  | 1 Year | 826.3 | 0.15 | 702.355
33340 | Salto | A9650O00PPH8R-- | XS4 ANSI electronic wire-free SVN Mifare / DESFire half escutcheon, O lever, right handed, bright brass finish, for use with KPB adapter | 1 |  | 1 Year | 734.3 | 0.15 | 624.155
33341 | Salto | A9650O00PPH8RW- | XS4 ANSI electronic RF wireless SVN Mifare / DESFire half escutcheon, O lever, right handed, bright brass finish, for use with KPB adapter | 1 |  | 1 Year | 826.3 | 0.15 | 702.355
33342 | Salto | A9650O00PPP7L-- | XS4 ANSI electronic wire-free SVN Mifare / DESFire half escutcheon for use w/ concealed vertical rods, O lever, left handed, bright brass finish, for use with KPB adapter | 1 |  | 1 Year | 734.3 | 0.15 | 624.155
33343 | Salto | A9650O00PPP7LW- | XS4 ANSI electronic RF wireless SVN Mifare / DESFire half escutcheon for use w/ concealed vertical rods, O lever, left handed, bright brass finish, for use with KPB adapter | 1 |  | 1 Year | 826.3 | 0.15 | 702.355
33344 | Salto | A9650O00PPP7R-- | XS4 ANSI electronic wire-free SVN Mifare / DESFire half escutcheon for use w/ concealed vertical rods, O lever, right handed, bright brass finish, for use with KPB adapter | 1 |  | 1 Year | 734.3 | 0.15 | 624.155
33345 | Salto | A9650O00PPP7RW- | XS4 ANSI electronic RF wireless SVN Mifare / DESFire half escutcheon for use w/ concealed vertical rods, O lever, right handed, bright brass finish, for use with KPB adapter | 1 |  | 1 Year | 826.3 | 0.15 | 702.355
33346 | Salto | A9650O00PPP8L-- | XS4 ANSI electronic wire-free SVN Mifare / DESFire half escutcheon for use w/ concealed vertical rods, O lever, left handed, bright brass finish, for use with KPB adapter | 1 |  | 1 Year | 734.3 | 0.15 | 624.155
33347 | Salto | A9650O00PPP8LW- | XS4 ANSI electronic RF wireless SVN Mifare / DESFire half escutcheon for use w/ concealed vertical rods, O lever, left handed, bright brass finish, for use with KPB adapter | 1 |  | 1 Year | 826.3 | 0.15 | 702.355
33348 | Salto | A9650O00PPP8R-- | XS4 ANSI electronic wire-free SVN Mifare / DESFire half escutcheon for use w/ concealed vertical rods, O lever, right handed, bright brass finish, for use with KPB adapter | 1 |  | 1 Year | 734.3 | 0.15 | 624.155
33349 | Salto | A9650O00PPP8RW- | XS4 ANSI electronic RF wireless SVN Mifare / DESFire half escutcheon for use w/ concealed vertical rods, O lever, right handed, bright brass finish, for use with KPB adapter | 1 |  | 1 Year | 826.3 | 0.15 | 702.355
33350 | Salto | A9650W00BCH8--- | XS4 ANSI electronic wire-free SVN Mifare / DESFire half escutcheon, W lever, unhanded, BioCote antimicrobial finish, for use with KPB adapter | 1 |  | 1 Year | 759.8 | 0.15 | 645.83
33351 | Salto | A9650W00BCH8-W- | XS4 ANSI electronic RF wireless SVN Mifare / DESFire half escutcheon, W lever, unhanded, BioCote antimicrobial finish, for use with KPB adapter | 1 |  | 1 Year | 851.8 | 0.15 | 724.03
33352 | Salto | A9650W00BCP7--- | XS4 ANSI electronic wire-free SVN Mifare / DESFire half escutcheon for use w/ concealed vertical rods, W lever, unhanded, BioCote antimicrobial finish, for use with KPB adapter | 1 |  | 1 Year | 759.8 | 0.15 | 645.83
33353 | Salto | A9650W00BCP7-W- | XS4 ANSI electronic RF wireless SVN Mifare / DESFire half escutcheon for use w/ concealed vertical rods, W lever, unhanded, BioCote antimicrobial finish, for use with KPB adapter | 1 |  | 1 Year | 851.8 | 0.15 | 724.03
33354 | Salto | A9650W00BCP8--- | XS4 ANSI electronic wire-free SVN Mifare / DESFire half escutcheon for use w/ concealed vertical rods, W lever, unhanded, BioCote antimicrobial finish, for use with KPB adapter | 1 |  | 1 Year | 759.8 | 0.15 | 645.83
33355 | Salto | A9650W00BCP8-W- | XS4 ANSI electronic RF wireless SVN Mifare / DESFire half escutcheon for use w/ concealed vertical rods, W lever, unhanded, BioCote antimicrobial finish, for use with KPB adapter | 1 |  | 1 Year | 851.8 | 0.15 | 724.03
33356 | Salto | A9650W00IAH8--- | XS4 ANSI electronic wire-free SVN Mifare / DESFire half escutcheon, W lever, unhanded, antique brass finish, for use with KPB adapter | 1 |  | 1 Year | 759.8 | 0.15 | 645.83
33357 | Salto | A9650W00IAH8-W- | XS4 ANSI electronic RF wireless SVN Mifare / DESFire half escutcheon, W lever, unhanded, antique brass finish, for use with KPB adapter | 1 |  | 1 Year | 851.8 | 0.15 | 724.03
33358 | Salto | A9650W00IAP7--- | XS4 ANSI electronic wire-free SVN Mifare / DESFire half escutcheon for use w/ concealed vertical rods, W lever, unhanded, antique brass finish, for use with KPB adapter | 1 |  | 1 Year | 759.8 | 0.15 | 645.83
33359 | Salto | A9650W00IAP7-W- | XS4 ANSI electronic RF wireless SVN Mifare / DESFire half escutcheon for use w/ concealed vertical rods, W lever, unhanded, antique brass finish, for use with KPB adapter | 1 |  | 1 Year | 851.8 | 0.15 | 724.03
33360 | Salto | A9650W00IAP8--- | XS4 ANSI electronic wire-free SVN Mifare / DESFire half escutcheon for use w/ concealed vertical rods, W lever, unhanded, antique brass finish, for use with KPB adapter | 1 |  | 1 Year | 759.8 | 0.15 | 645.83
33361 | Salto | A9650W00IAP8-W- | XS4 ANSI electronic RF wireless SVN Mifare / DESFire half escutcheon for use w/ concealed vertical rods, W lever, unhanded, antique brass finish, for use with KPB adapter | 1 |  | 1 Year | 851.8 | 0.15 | 724.03
33362 | Salto | A9650W00IMH8--- | XS4 ANSI electronic wire-free SVN Mifare / DESFire half escutcheon, W lever, unhanded, satin stainless finish, for use with KPB adapter | 1 |  | 1 Year | 707.8 | 0.15 | 601.63
33363 | Salto | A9650W00IMH8-W- | XS4 ANSI electronic RF wireless SVN Mifare / DESFire half escutcheon, W lever, unhanded, satin stainless finish, for use with KPB adapter | 1 |  | 1 Year | 799.8 | 0.15 | 679.83
33364 | Salto | A9650W00IMP7--- | XS4 ANSI electronic wire-free SVN Mifare / DESFire half escutcheon for use w/ concealed vertical rods, W lever, unhanded, satin stainless finish, for use with KPB adapter | 1 |  | 1 Year | 707.8 | 0.15 | 601.63
33365 | Salto | A9650W00IMP7-W- | XS4 ANSI electronic RF wireless SVN Mifare / DESFire half escutcheon for use w/ concealed vertical rods, W lever, unhanded, satin stainless finish, for use with KPB adapter | 1 |  | 1 Year | 799.8 | 0.15 | 679.83
33366 | Salto | A9650W00IMP8--- | XS4 ANSI electronic wire-free SVN Mifare / DESFire half escutcheon for use w/ concealed vertical rods, W lever, unhanded, satin stainless finish, for use with KPB adapter | 1 |  | 1 Year | 707.8 | 0.15 | 601.63
33367 | Salto | A9650W00IMP8-W- | XS4 ANSI electronic RF wireless SVN Mifare / DESFire half escutcheon for use w/ concealed vertical rods, W lever, unhanded, satin stainless finish, for use with KPB adapter | 1 |  | 1 Year | 799.8 | 0.15 | 679.83
33368 | Salto | A9650W00IPH8--- | XS4 ANSI electronic wire-free SVN Mifare / DESFire half escutcheon, W lever, unhanded, bright stainless steel finish, for use with KPB adapter | 1 |  | 1 Year | 724.1 | 0.15 | 615.485
33369 | Salto | A9650W00IPH8-W- | XS4 ANSI electronic RF wireless SVN Mifare / DESFire half escutcheon, W lever, unhanded, bright stainless steel finish, for use with KPB adapter | 1 |  | 1 Year | 816.1 | 0.15 | 693.685
33370 | Salto | A9650W00IPP7--- | XS4 ANSI electronic wire-free SVN Mifare / DESFire half escutcheon for use w/ concealed vertical rods, W lever, unhanded, bright stainless steel finish, for use with KPB adapter | 1 |  | 1 Year | 724.1 | 0.15 | 615.485
33371 | Salto | A9650W00IPP7-W- | XS4 ANSI electronic RF wireless SVN Mifare / DESFire half escutcheon for use w/ concealed vertical rods, W lever, unhanded, bright stainless steel finish, for use with KPB adapter | 1 |  | 1 Year | 816.1 | 0.15 | 693.685
33372 | Salto | A9650W00IPP8--- | XS4 ANSI electronic wire-free SVN Mifare / DESFire half escutcheon for use w/ concealed vertical rods, W lever, unhanded, bright stainless steel finish, for use with KPB adapter | 1 |  | 1 Year | 724.1 | 0.15 | 615.485
33373 | Salto | A9650W00IPP8-W- | XS4 ANSI electronic RF wireless SVN Mifare / DESFire half escutcheon for use w/ concealed vertical rods, W lever, unhanded, bright stainless steel finish, for use with KPB adapter | 1 |  | 1 Year | 816.1 | 0.15 | 693.685
33374 | Salto | A9650W00NEH8--- | XS4 ANSI electronic wire-free SVN Mifare / DESFire half escutcheon, W lever, unhanded, black chromium finish, for use with KPB adapter | 1 |  | 1 Year | 742.5 | 0.15 | 631.125
33375 | Salto | A9650W00NEH8-W- | XS4 ANSI electronic RF wireless SVN Mifare / DESFire half escutcheon, W lever, unhanded, black chromium finish, for use with KPB adapter | 1 |  | 1 Year | 834.5 | 0.15 | 709.325
33376 | Salto | A9650W00NEP7--- | XS4 ANSI electronic wire-free SVN Mifare / DESFire half escutcheon for use w/ concealed vertical rods, W lever, unhanded, black chromium finish, for use with KPB adapter | 1 |  | 1 Year | 742.5 | 0.15 | 631.125
33377 | Salto | A9650W00NEP7-W- | XS4 ANSI electronic RF wireless SVN Mifare / DESFire half escutcheon for use w/ concealed vertical rods, W lever, unhanded, black chromium finish, for use with KPB adapter | 1 |  | 1 Year | 834.5 | 0.15 | 709.325
33378 | Salto | A9650W00NEP8--- | XS4 ANSI electronic wire-free SVN Mifare / DESFire half escutcheon for use w/ concealed vertical rods, W lever, unhanded, black chromium finish, for use with KPB adapter | 1 |  | 1 Year | 742.5 | 0.15 | 631.125
33379 | Salto | A9650W00NEP8-W- | XS4 ANSI electronic RF wireless SVN Mifare / DESFire half escutcheon for use w/ concealed vertical rods, W lever, unhanded, black chromium finish, for use with KPB adapter | 1 |  | 1 Year | 834.5 | 0.15 | 709.325
33380 | Salto | A9650W00PMH8--- | XS4 ANSI electronic wire-free SVN Mifare / DESFire half escutcheon, W lever, unhanded, satin brass finish, for use with KPB adapter | 1 |  | 1 Year | 707.8 | 0.15 | 601.63
33381 | Salto | A9650W00PMH8-W- | XS4 ANSI electronic RF wireless SVN Mifare / DESFire half escutcheon, W lever, unhanded, satin brass finish, for use with KPB adapter | 1 |  | 1 Year | 799.8 | 0.15 | 679.83
33382 | Salto | A9650W00PMP7--- | XS4 ANSI electronic wire-free SVN Mifare / DESFire half escutcheon for use w/ concealed vertical rods, W lever, unhanded, satin brass finish, for use with KPB adapter | 1 |  | 1 Year | 707.8 | 0.15 | 601.63
33383 | Salto | A9650W00PMP7-W- | XS4 ANSI electronic RF wireless SVN Mifare / DESFire half escutcheon for use w/ concealed vertical rods, W lever, unhanded, satin brass finish, for use with KPB adapter | 1 |  | 1 Year | 799.8 | 0.15 | 679.83
33384 | Salto | A9650W00PMP8--- | XS4 ANSI electronic wire-free SVN Mifare / DESFire half escutcheon for use w/ concealed vertical rods, W lever, unhanded, satin brass finish, for use with KPB adapter | 1 |  | 1 Year | 707.8 | 0.15 | 601.63
33385 | Salto | A9650W00PMP8-W- | XS4 ANSI electronic RF wireless SVN Mifare / DESFire half escutcheon for use w/ concealed vertical rods, W lever, unhanded, satin brass finish, for use with KPB adapter | 1 |  | 1 Year | 799.8 | 0.15 | 679.83
33386 | Salto | A9650W00PPH8--- | XS4 ANSI electronic wire-free SVN Mifare / DESFire half escutcheon, W lever, unhanded, bright brass finish, for use with KPB adapter | 1 |  | 1 Year | 724.1 | 0.15 | 615.485
33387 | Salto | A9650W00PPH8-W- | XS4 ANSI electronic RF wireless SVN Mifare / DESFire half escutcheon, W lever, unhanded, bright brass finish, for use with KPB adapter | 1 |  | 1 Year | 816.1 | 0.15 | 693.685
33388 | Salto | A9650W00PPP7--- | XS4 ANSI electronic wire-free SVN Mifare / DESFire half escutcheon for use w/ concealed vertical rods, W lever, unhanded, bright brass finish, for use with KPB adapter | 1 |  | 1 Year | 724.1 | 0.15 | 615.485
33389 | Salto | A9650W00PPP7-W- | XS4 ANSI electronic RF wireless SVN Mifare / DESFire half escutcheon for use w/ concealed vertical rods, W lever, unhanded, bright brass finish, for use with KPB adapter | 1 |  | 1 Year | 816.1 | 0.15 | 693.685
33390 | Salto | A9650W00PPP8--- | XS4 ANSI electronic wire-free SVN Mifare / DESFire half escutcheon for use w/ concealed vertical rods, W lever, unhanded, bright brass finish, for use with KPB adapter | 1 |  | 1 Year | 724.1 | 0.15 | 615.485
33391 | Salto | A9650W00PPP8-W- | XS4 ANSI electronic RF wireless SVN Mifare / DESFire half escutcheon for use w/ concealed vertical rods, W lever, unhanded, bright brass finish, for use with KPB adapter | 1 |  | 1 Year | 816.1 | 0.15 | 693.685
33392 | Salto | A9660200IMH8--- | XS4 ANSI electronic wire-free SVN Mifare / DESFire w/ key override, half escutcheon, Columbo Robodue premium series lever, unhanded, satin stainless finish, for use with KPB adapter | 1 |  | 1 Year | 753.7 | 0.15 | 640.645
33393 | Salto | A9660200IMH8-W- | XS4 ANSI electronic RF wireless SVN Mifare / DESFire w/ key override, half escutcheon, Columbo Robodue premium series lever, unhanded, satin stainless finish, for use with KPB adapter | 1 |  | 1 Year | 845.7 | 0.15 | 718.845
33394 | Salto | A9660200IMP7--- | XS4 ANSI electronic wire-free SVN Mifare / DESFire w/ key override, half escutcheon for use w/ concealed vertical rods, Columbo Robodue premium series lever, unhanded, satin stainless finish, for use with KPB adapter | 1 |  | 1 Year | 753.7 | 0.15 | 640.645
33395 | Salto | A9660200IMP7-W- | XS4 ANSI electronic RF wireless SVN Mifare / DESFire w/ key override, half escutcheon for use w/ concealed vertical rods, Columbo Robodue premium series lever, unhanded, satin stainless finish, for use with KPB adapter | 1 |  | 1 Year | 845.7 | 0.15 | 718.845
33396 | Salto | A9660200IMP8--- | XS4 ANSI electronic wire-free SVN Mifare / DESFire w/ key override, half escutcheon for use w/ concealed vertical rods, Columbo Robodue premium series lever, unhanded, satin stainless finish, for use with KPB adapter | 1 |  | 1 Year | 753.7 | 0.15 | 640.645
33397 | Salto | A9660200IMP8-W- | XS4 ANSI electronic RF wireless SVN Mifare / DESFire w/ key override, half escutcheon for use w/ concealed vertical rods, Columbo Robodue premium series lever, unhanded, satin stainless finish, for use with KPB adapter | 1 |  | 1 Year | 845.7 | 0.15 | 718.845
33398 | Salto | A9660200IPH8--- | XS4 ANSI electronic wire-free SVN Mifare / DESFire w/ key override, half escutcheon, Columbo Robodue premium series lever, unhanded, bright stainless steel finish, for use with KPB adapter | 1 |  | 1 Year | 770 | 0.15 | 654.5
33399 | Salto | A9660200IPH8-W- | XS4 ANSI electronic RF wireless SVN Mifare / DESFire w/ key override, half escutcheon, Columbo Robodue premium series lever, unhanded, bright stainless steel finish, for use with KPB adapter | 1 |  | 1 Year | 862 | 0.15 | 732.7
33400 | Salto | A9660200IPP7--- | XS4 ANSI electronic wire-free SVN Mifare / DESFire w/ key override, half escutcheon for use w/ concealed vertical rods, Columbo Robodue premium series lever, unhanded, bright stainless steel finish, for use with KPB adapter | 1 |  | 1 Year | 770 | 0.15 | 654.5
33401 | Salto | A9660200IPP7-W- | XS4 ANSI electronic RF wireless SVN Mifare / DESFire w/ key override, half escutcheon for use w/ concealed vertical rods, Columbo Robodue premium series lever, unhanded, bright stainless steel finish, for use with KPB adapter | 1 |  | 1 Year | 862 | 0.15 | 732.7
33402 | Salto | A9660200IPP8--- | XS4 ANSI electronic wire-free SVN Mifare / DESFire w/ key override, half escutcheon for use w/ concealed vertical rods, Columbo Robodue premium series lever, unhanded, bright stainless steel finish, for use with KPB adapter | 1 |  | 1 Year | 770 | 0.15 | 654.5
33403 | Salto | A9660200IPP8-W- | XS4 ANSI electronic RF wireless SVN Mifare / DESFire w/ key override, half escutcheon for use w/ concealed vertical rods, Columbo Robodue premium series lever, unhanded, bright stainless steel finish, for use with KPB adapter | 1 |  | 1 Year | 862 | 0.15 | 732.7
33404 | Salto | A9660200PPH8--- | XS4 ANSI electronic wire-free SVN Mifare / DESFire w/ key override, half escutcheon, Columbo Robodue premium series lever, unhanded, bright brass finish, for use with KPB adapter | 1 |  | 1 Year | 770 | 0.15 | 654.5
33405 | Salto | A9660200PPH8-W- | XS4 ANSI electronic RF wireless SVN Mifare / DESFire w/ key override, half escutcheon, Columbo Robodue premium series lever, unhanded, bright brass finish, for use with KPB adapter | 1 |  | 1 Year | 862 | 0.15 | 732.7
33406 | Salto | A9660200PPP7--- | XS4 ANSI electronic wire-free SVN Mifare / DESFire w/ key override, half escutcheon for use w/ concealed vertical rods, Columbo Robodue premium series lever, unhanded, bright brass finish, for use with KPB adapter | 1 |  | 1 Year | 770 | 0.15 | 654.5
33407 | Salto | A9660200PPP7-W- | XS4 ANSI electronic RF wireless SVN Mifare / DESFire w/ key override, half escutcheon for use w/ concealed vertical rods, Columbo Robodue premium series lever, unhanded, bright brass finish, for use with KPB adapter | 1 |  | 1 Year | 862 | 0.15 | 732.7
33408 | Salto | A9660200PPP8--- | XS4 ANSI electronic wire-free SVN Mifare / DESFire w/ key override, half escutcheon for use w/ concealed vertical rods, Columbo Robodue premium series lever, unhanded, bright brass finish, for use with KPB adapter | 1 |  | 1 Year | 770 | 0.15 | 654.5
33409 | Salto | A9660200PPP8-W- | XS4 ANSI electronic RF wireless SVN Mifare / DESFire w/ key override, half escutcheon for use w/ concealed vertical rods, Columbo Robodue premium series lever, unhanded, bright brass finish, for use with KPB adapter | 1 |  | 1 Year | 862 | 0.15 | 732.7
33410 | Salto | A9660300IMH8--- | XS4 ANSI electronic wire-free SVN Mifare / DESFire w/ key override, half escutcheon, Columbo Robotre premium series lever, unhanded, satin stainless finish, for use with KPB adapter | 1 |  | 1 Year | 753.7 | 0.15 | 640.645
33411 | Salto | A9660300IMH8-W- | XS4 ANSI electronic RF wireless SVN Mifare / DESFire w/ key override, half escutcheon, Columbo Robotre premium series lever, unhanded, satin stainless finish, for use with KPB adapter | 1 |  | 1 Year | 845.7 | 0.15 | 718.845
33412 | Salto | A9660300IMP7--- | XS4 ANSI electronic wire-free SVN Mifare / DESFire w/ key override, half escutcheon for use w/ concealed vertical rods, Columbo Robotre premium series lever, unhanded, satin stainless finish, for use with KPB adapter | 1 |  | 1 Year | 753.7 | 0.15 | 640.645
33413 | Salto | A9660300IMP7-W- | XS4 ANSI electronic RF wireless SVN Mifare / DESFire w/ key override, half escutcheon for use w/ concealed vertical rods, Columbo Robotre premium series lever, unhanded, satin stainless finish, for use with KPB adapter | 1 |  | 1 Year | 845.7 | 0.15 | 718.845
33414 | Salto | A9660300IMP8--- | XS4 ANSI electronic wire-free SVN Mifare / DESFire w/ key override, half escutcheon for use w/ concealed vertical rods, Columbo Robotre premium series lever, unhanded, satin stainless finish, for use with KPB adapter | 1 |  | 1 Year | 753.7 | 0.15 | 640.645
33415 | Salto | A9660300IMP8-W- | XS4 ANSI electronic RF wireless SVN Mifare / DESFire w/ key override, half escutcheon for use w/ concealed vertical rods, Columbo Robotre premium series lever, unhanded, satin stainless finish, for use with KPB adapter | 1 |  | 1 Year | 845.7 | 0.15 | 718.845
33416 | Salto | A9660300IPH8--- | XS4 ANSI electronic wire-free SVN Mifare / DESFire w/ key override, half escutcheon, Columbo Robotre premium series lever, unhanded, bright stainless steel finish, for use with KPB adapter | 1 |  | 1 Year | 770 | 0.15 | 654.5
33417 | Salto | A9660300IPH8-W- | XS4 ANSI electronic RF wireless SVN Mifare / DESFire w/ key override, half escutcheon, Columbo Robotre premium series lever, unhanded, bright stainless steel finish, for use with KPB adapter | 1 |  | 1 Year | 862 | 0.15 | 732.7
33418 | Salto | A9660300IPP7--- | XS4 ANSI electronic wire-free SVN Mifare / DESFire w/ key override, half escutcheon for use w/ concealed vertical rods, Columbo Robotre premium series lever, unhanded, bright stainless steel finish, for use with KPB adapter | 1 |  | 1 Year | 770 | 0.15 | 654.5
33419 | Salto | A9660300IPP7-W- | XS4 ANSI electronic RF wireless SVN Mifare / DESFire w/ key override, half escutcheon for use w/ concealed vertical rods, Columbo Robotre premium series lever, unhanded, bright stainless steel finish, for use with KPB adapter | 1 |  | 1 Year | 862 | 0.15 | 732.7
33420 | Salto | A9660300IPP8--- | XS4 ANSI electronic wire-free SVN Mifare / DESFire w/ key override, half escutcheon for use w/ concealed vertical rods, Columbo Robotre premium series lever, unhanded, bright stainless steel finish, for use with KPB adapter | 1 |  | 1 Year | 770 | 0.15 | 654.5
33421 | Salto | A9660300IPP8-W- | XS4 ANSI electronic RF wireless SVN Mifare / DESFire w/ key override, half escutcheon for use w/ concealed vertical rods, Columbo Robotre premium series lever, unhanded, bright stainless steel finish, for use with KPB adapter | 1 |  | 1 Year | 862 | 0.15 | 732.7
33422 | Salto | A9660300PPH8--- | XS4 ANSI electronic wire-free SVN Mifare / DESFire w/ key override, half escutcheon, Columbo Robotre premium series lever, unhanded, bright brass finish, for use with KPB adapter | 1 |  | 1 Year | 770 | 0.15 | 654.5
33423 | Salto | A9660300PPH8-W- | XS4 ANSI electronic RF wireless SVN Mifare / DESFire w/ key override, half escutcheon, Columbo Robotre premium series lever, unhanded, bright brass finish, for use with KPB adapter | 1 |  | 1 Year | 862 | 0.15 | 732.7
33424 | Salto | A9660300PPP7--- | XS4 ANSI electronic wire-free SVN Mifare / DESFire w/ key override, half escutcheon for use w/ concealed vertical rods, Columbo Robotre premium series lever, unhanded, bright brass finish, for use with KPB adapter | 1 |  | 1 Year | 770 | 0.15 | 654.5
33425 | Salto | A9660300PPP7-W- | XS4 ANSI electronic RF wireless SVN Mifare / DESFire w/ key override, half escutcheon for use w/ concealed vertical rods, Columbo Robotre premium series lever, unhanded, bright brass finish, for use with KPB adapter | 1 |  | 1 Year | 862 | 0.15 | 732.7
33426 | Salto | A9660300PPP8--- | XS4 ANSI electronic wire-free SVN Mifare / DESFire w/ key override, half escutcheon for use w/ concealed vertical rods, Columbo Robotre premium series lever, unhanded, bright brass finish, for use with KPB adapter | 1 |  | 1 Year | 770 | 0.15 | 654.5
33427 | Salto | A9660300PPP8-W- | XS4 ANSI electronic RF wireless SVN Mifare / DESFire w/ key override, half escutcheon for use w/ concealed vertical rods, Columbo Robotre premium series lever, unhanded, bright brass finish, for use with KPB adapter | 1 |  | 1 Year | 862 | 0.15 | 732.7
33428 | Salto | A9660400IMH8--- | XS4 ANSI electronic wire-free SVN Mifare / DESFire w/ key override, half escutcheon, Columbo Roboquattro premium series lever, unhanded, satin stainless finish, for use with KPB adapter | 1 |  | 1 Year | 753.7 | 0.15 | 640.645
33429 | Salto | A9660400IMH8-W- | XS4 ANSI electronic RF wireless SVN Mifare / DESFire w/ key override, half escutcheon, Columbo Roboquattro premium series lever, unhanded, satin stainless finish, for use with KPB adapter | 1 |  | 1 Year | 845.7 | 0.15 | 718.845
33430 | Salto | A9660400IMP7--- | XS4 ANSI electronic wire-free SVN Mifare / DESFire w/ key override, half escutcheon for use w/ concealed vertical rods, Columbo Roboquattro premium series lever, unhanded, satin stainless finish, for use with KPB adapter | 1 |  | 1 Year | 753.7 | 0.15 | 640.645
33431 | Salto | A9660400IMP7-W- | XS4 ANSI electronic RF wireless SVN Mifare / DESFire w/ key override, half escutcheon for use w/ concealed vertical rods, Columbo Roboquattro premium series lever, unhanded, satin stainless finish, for use with KPB adapter | 1 |  | 1 Year | 845.7 | 0.15 | 718.845
33432 | Salto | A9660400IMP8--- | XS4 ANSI electronic wire-free SVN Mifare / DESFire w/ key override, half escutcheon for use w/ concealed vertical rods, Columbo Roboquattro premium series lever, unhanded, satin stainless finish, for use with KPB adapter | 1 |  | 1 Year | 753.7 | 0.15 | 640.645
33433 | Salto | A9660400IMP8-W- | XS4 ANSI electronic RF wireless SVN Mifare / DESFire w/ key override, half escutcheon for use w/ concealed vertical rods, Columbo Roboquattro premium series lever, unhanded, satin stainless finish, for use with KPB adapter | 1 |  | 1 Year | 845.7 | 0.15 | 718.845
33434 | Salto | A9660400IPH8--- | XS4 ANSI electronic wire-free SVN Mifare / DESFire w/ key override, half escutcheon, Columbo Roboquattro premium series lever, unhanded, bright stainless steel finish, for use with KPB adapter | 1 |  | 1 Year | 770 | 0.15 | 654.5
33435 | Salto | A9660400IPH8-W- | XS4 ANSI electronic RF wireless SVN Mifare / DESFire w/ key override, half escutcheon, Columbo Roboquattro premium series lever, unhanded, bright stainless steel finish, for use with KPB adapter | 1 |  | 1 Year | 862 | 0.15 | 732.7
33436 | Salto | A9660400IPP7--- | XS4 ANSI electronic wire-free SVN Mifare / DESFire w/ key override, half escutcheon for use w/ concealed vertical rods, Columbo Roboquattro premium series lever, unhanded, bright stainless steel finish, for use with KPB adapter | 1 |  | 1 Year | 770 | 0.15 | 654.5
33437 | Salto | A9660400IPP7-W- | XS4 ANSI electronic RF wireless SVN Mifare / DESFire w/ key override, half escutcheon for use w/ concealed vertical rods, Columbo Roboquattro premium series lever, unhanded, bright stainless steel finish, for use with KPB adapter | 1 |  | 1 Year | 862 | 0.15 | 732.7
33438 | Salto | A9660400IPP8--- | XS4 ANSI electronic wire-free SVN Mifare / DESFire w/ key override, half escutcheon for use w/ concealed vertical rods, Columbo Roboquattro premium series lever, unhanded, bright stainless steel finish, for use with KPB adapter | 1 |  | 1 Year | 770 | 0.15 | 654.5
33439 | Salto | A9660400IPP8-W- | XS4 ANSI electronic RF wireless SVN Mifare / DESFire w/ key override, half escutcheon for use w/ concealed vertical rods, Columbo Roboquattro premium series lever, unhanded, bright stainless steel finish, for use with KPB adapter | 1 |  | 1 Year | 862 | 0.15 | 732.7
33440 | Salto | A9660400PPH8--- | XS4 ANSI electronic wire-free SVN Mifare / DESFire w/ key override, half escutcheon, Columbo Roboquattro premium series lever, unhanded, bright brass finish, for use with KPB adapter | 1 |  | 1 Year | 770 | 0.15 | 654.5
33441 | Salto | A9660400PPH8-W- | XS4 ANSI electronic RF wireless SVN Mifare / DESFire w/ key override, half escutcheon, Columbo Roboquattro premium series lever, unhanded, bright brass finish, for use with KPB adapter | 1 |  | 1 Year | 862 | 0.15 | 732.7
33442 | Salto | A9660400PPP7--- | XS4 ANSI electronic wire-free SVN Mifare / DESFire w/ key override, half escutcheon for use w/ concealed vertical rods, Columbo Roboquattro premium series lever, unhanded, bright brass finish, for use with KPB adapter | 1 |  | 1 Year | 770 | 0.15 | 654.5
33443 | Salto | A9660400PPP7-W- | XS4 ANSI electronic RF wireless SVN Mifare / DESFire w/ key override, half escutcheon for use w/ concealed vertical rods, Columbo Roboquattro premium series lever, unhanded, bright brass finish, for use with KPB adapter | 1 |  | 1 Year | 862 | 0.15 | 732.7
33444 | Salto | A9660400PPP8--- | XS4 ANSI electronic wire-free SVN Mifare / DESFire w/ key override, half escutcheon for use w/ concealed vertical rods, Columbo Roboquattro premium series lever, unhanded, bright brass finish, for use with KPB adapter | 1 |  | 1 Year | 770 | 0.15 | 654.5
33445 | Salto | A9660400PPP8-W- | XS4 ANSI electronic RF wireless SVN Mifare / DESFire w/ key override, half escutcheon for use w/ concealed vertical rods, Columbo Roboquattro premium series lever, unhanded, bright brass finish, for use with KPB adapter | 1 |  | 1 Year | 862 | 0.15 | 732.7
33446 | Salto | A9660700IMH8--- | XS4 ANSI electronic wire-free SVN Mifare / DESFire w/ key override, half escutcheon, Columbo Mach premium series lever, unhanded, satin stainless finish, for use with KPB adapter | 1 |  | 1 Year | 753.7 | 0.15 | 640.645
33447 | Salto | A9660700IMH8-W- | XS4 ANSI electronic RF wireless SVN Mifare / DESFire w/ key override, half escutcheon, Columbo Mach premium series lever, unhanded, satin stainless finish, for use with KPB adapter | 1 |  | 1 Year | 845.7 | 0.15 | 718.845
33448 | Salto | A9660700IMP7--- | XS4 ANSI electronic wire-free SVN Mifare / DESFire w/ key override, half escutcheon for use w/ concealed vertical rods, Columbo Mach premium series lever, unhanded, satin stainless finish, for use with KPB adapter | 1 |  | 1 Year | 753.7 | 0.15 | 640.645
33449 | Salto | A9660700IMP7-W- | XS4 ANSI electronic RF wireless SVN Mifare / DESFire w/ key override, half escutcheon for use w/ concealed vertical rods, Columbo Mach premium series lever, unhanded, satin stainless finish, for use with KPB adapter | 1 |  | 1 Year | 845.7 | 0.15 | 718.845
33450 | Salto | A9660700IMP8--- | XS4 ANSI electronic wire-free SVN Mifare / DESFire w/ key override, half escutcheon for use w/ concealed vertical rods, Columbo Mach premium series lever, unhanded, satin stainless finish, for use with KPB adapter | 1 |  | 1 Year | 753.7 | 0.15 | 640.645
33451 | Salto | A9660700IMP8-W- | XS4 ANSI electronic RF wireless SVN Mifare / DESFire w/ key override, half escutcheon for use w/ concealed vertical rods, Columbo Mach premium series lever, unhanded, satin stainless finish, for use with KPB adapter | 1 |  | 1 Year | 845.7 | 0.15 | 718.845
33452 | Salto | A9660700IPH8--- | XS4 ANSI electronic wire-free SVN Mifare / DESFire w/ key override, half escutcheon, Columbo Mach premium series lever, unhanded, bright stainless steel finish, for use with KPB adapter | 1 |  | 1 Year | 770 | 0.15 | 654.5
33453 | Salto | A9660700IPH8-W- | XS4 ANSI electronic RF wireless SVN Mifare / DESFire w/ key override, half escutcheon, Columbo Mach premium series lever, unhanded, bright stainless steel finish, for use with KPB adapter | 1 |  | 1 Year | 862 | 0.15 | 732.7
33454 | Salto | A9660700IPP7--- | XS4 ANSI electronic wire-free SVN Mifare / DESFire w/ key override, half escutcheon for use w/ concealed vertical rods, Columbo Mach premium series lever, unhanded, bright stainless steel finish, for use with KPB adapter | 1 |  | 1 Year | 770 | 0.15 | 654.5
33455 | Salto | A9660700IPP7-W- | XS4 ANSI electronic RF wireless SVN Mifare / DESFire w/ key override, half escutcheon for use w/ concealed vertical rods, Columbo Mach premium series lever, unhanded, bright stainless steel finish, for use with KPB adapter | 1 |  | 1 Year | 862 | 0.15 | 732.7
33456 | Salto | A9660700IPP8--- | XS4 ANSI electronic wire-free SVN Mifare / DESFire w/ key override, half escutcheon for use w/ concealed vertical rods, Columbo Mach premium series lever, unhanded, bright stainless steel finish, for use with KPB adapter | 1 |  | 1 Year | 770 | 0.15 | 654.5
33457 | Salto | A9660700IPP8-W- | XS4 ANSI electronic RF wireless SVN Mifare / DESFire w/ key override, half escutcheon for use w/ concealed vertical rods, Columbo Mach premium series lever, unhanded, bright stainless steel finish, for use with KPB adapter | 1 |  | 1 Year | 862 | 0.15 | 732.7
33458 | Salto | A9660700PPH8--- | XS4 ANSI electronic wire-free SVN Mifare / DESFire w/ key override, half escutcheon, Columbo Mach premium series lever, unhanded, bright brass finish, for use with KPB adapter | 1 |  | 1 Year | 770 | 0.15 | 654.5
33459 | Salto | A9660700PPH8-W- | XS4 ANSI electronic RF wireless SVN Mifare / DESFire w/ key override, half escutcheon, Columbo Mach premium series lever, unhanded, bright brass finish, for use with KPB adapter | 1 |  | 1 Year | 862 | 0.15 | 732.7
33460 | Salto | A9660700PPP7--- | XS4 ANSI electronic wire-free SVN Mifare / DESFire w/ key override, half escutcheon for use w/ concealed vertical rods, Columbo Mach premium series lever, unhanded, bright brass finish, for use with KPB adapter | 1 |  | 1 Year | 770 | 0.15 | 654.5
33461 | Salto | A9660700PPP7-W- | XS4 ANSI electronic RF wireless SVN Mifare / DESFire w/ key override, half escutcheon for use w/ concealed vertical rods, Columbo Mach premium series lever, unhanded, bright brass finish, for use with KPB adapter | 1 |  | 1 Year | 862 | 0.15 | 732.7
33462 | Salto | A9660700PPP8--- | XS4 ANSI electronic wire-free SVN Mifare / DESFire w/ key override, half escutcheon for use w/ concealed vertical rods, Columbo Mach premium series lever, unhanded, bright brass finish, for use with KPB adapter | 1 |  | 1 Year | 770 | 0.15 | 654.5
33463 | Salto | A9660700PPP8-W- | XS4 ANSI electronic RF wireless SVN Mifare / DESFire w/ key override, half escutcheon for use w/ concealed vertical rods, Columbo Mach premium series lever, unhanded, bright brass finish, for use with KPB adapter | 1 |  | 1 Year | 862 | 0.15 | 732.7
33464 | Salto | A9660A00BCH8--- | XS4 ANSI electronic wire-free SVN Mifare / DESFire w/ key override, half escutcheon, A lever, unhanded, BioCote antimicrobial finish, for use with KPB adapter | 1 |  | 1 Year | 759.8 | 0.15 | 645.83
33465 | Salto | A9660A00BCH8-W- | XS4 ANSI electronic RF wireless SVN Mifare / DESFire w/ key override, half escutcheon, A lever, unhanded, BioCote antimicrobial finish, for use with KPB adapter | 1 |  | 1 Year | 851.8 | 0.15 | 724.03
33466 | Salto | A9660A00BCP7--- | XS4 ANSI electronic wire-free SVN Mifare / DESFire w/ key override, half escutcheon for use w/ concealed vertical rods, A lever, unhanded, BioCote antimicrobial finish, for use with KPB adapter | 1 |  | 1 Year | 759.8 | 0.15 | 645.83
33467 | Salto | A9660A00BCP7-W- | XS4 ANSI electronic RF wireless SVN Mifare / DESFire w/ key override, half escutcheon for use w/ concealed vertical rods, A lever, unhanded, BioCote antimicrobial finish, for use with KPB adapter | 1 |  | 1 Year | 851.8 | 0.15 | 724.03
33468 | Salto | A9660A00BCP8--- | XS4 ANSI electronic wire-free SVN Mifare / DESFire w/ key override, half escutcheon for use w/ concealed vertical rods, A lever, unhanded, BioCote antimicrobial finish, for use with KPB adapter | 1 |  | 1 Year | 759.8 | 0.15 | 645.83
33469 | Salto | A9660A00BCP8-W- | XS4 ANSI electronic RF wireless SVN Mifare / DESFire w/ key override, half escutcheon for use w/ concealed vertical rods, A lever, unhanded, BioCote antimicrobial finish, for use with KPB adapter | 1 |  | 1 Year | 851.8 | 0.15 | 724.03
33470 | Salto | A9660A00IAH8--- | XS4 ANSI electronic wire-free SVN Mifare / DESFire w/ key override, half escutcheon, A lever, unhanded, antique brass finish, for use with KPB adapter | 1 |  | 1 Year | 759.8 | 0.15 | 645.83
33471 | Salto | A9660A00IAH8-W- | XS4 ANSI electronic RF wireless SVN Mifare / DESFire w/ key override, half escutcheon, A lever, unhanded, antique brass finish, for use with KPB adapter | 1 |  | 1 Year | 851.8 | 0.15 | 724.03
33472 | Salto | A9660A00IAP7--- | XS4 ANSI electronic wire-free SVN Mifare / DESFire w/ key override, half escutcheon for use w/ concealed vertical rods, A lever, unhanded, antique brass finish, for use with KPB adapter | 1 |  | 1 Year | 759.8 | 0.15 | 645.83
33473 | Salto | A9660A00IAP7-W- | XS4 ANSI electronic RF wireless SVN Mifare / DESFire w/ key override, half escutcheon for use w/ concealed vertical rods, A lever, unhanded, antique brass finish, for use with KPB adapter | 1 |  | 1 Year | 851.8 | 0.15 | 724.03
33474 | Salto | A9660A00IAP8--- | XS4 ANSI electronic wire-free SVN Mifare / DESFire w/ key override, half escutcheon for use w/ concealed vertical rods, A lever, unhanded, antique brass finish, for use with KPB adapter | 1 |  | 1 Year | 759.8 | 0.15 | 645.83
33475 | Salto | A9660A00IAP8-W- | XS4 ANSI electronic RF wireless SVN Mifare / DESFire w/ key override, half escutcheon for use w/ concealed vertical rods, A lever, unhanded, antique brass finish, for use with KPB adapter | 1 |  | 1 Year | 851.8 | 0.15 | 724.03
33476 | Salto | A9660A00IMH8--- | XS4 ANSI electronic wire-free SVN Mifare / DESFire w/ key override, half escutcheon, A lever, unhanded, satin stainless finish, for use with KPB adapter | 1 |  | 1 Year | 707.8 | 0.15 | 601.63
33477 | Salto | A9660A00IMH8-W- | XS4 ANSI electronic RF wireless SVN Mifare / DESFire w/ key override, half escutcheon, A lever, unhanded, satin stainless finish, for use with KPB adapter | 1 |  | 1 Year | 799.8 | 0.15 | 679.83
33478 | Salto | A9660A00IMP7--- | XS4 ANSI electronic wire-free SVN Mifare / DESFire w/ key override, half escutcheon for use w/ concealed vertical rods, A lever, unhanded, satin stainless finish, for use with KPB adapter | 1 |  | 1 Year | 707.8 | 0.15 | 601.63
33479 | Salto | A9660A00IMP7-W- | XS4 ANSI electronic RF wireless SVN Mifare / DESFire w/ key override, half escutcheon for use w/ concealed vertical rods, A lever, unhanded, satin stainless finish, for use with KPB adapter | 1 |  | 1 Year | 799.8 | 0.15 | 679.83
33480 | Salto | A9660A00IMP8--- | XS4 ANSI electronic wire-free SVN Mifare / DESFire w/ key override, half escutcheon for use w/ concealed vertical rods, A lever, unhanded, satin stainless finish, for use with KPB adapter | 1 |  | 1 Year | 707.8 | 0.15 | 601.63
33481 | Salto | A9660A00IMP8-W- | XS4 ANSI electronic RF wireless SVN Mifare / DESFire w/ key override, half escutcheon for use w/ concealed vertical rods, A lever, unhanded, satin stainless finish, for use with KPB adapter | 1 |  | 1 Year | 799.8 | 0.15 | 679.83
33482 | Salto | A9660A00IPH8--- | XS4 ANSI electronic wire-free SVN Mifare / DESFire w/ key override, half escutcheon, A lever, unhanded, bright stainless steel finish, for use with KPB adapter | 1 |  | 1 Year | 724.1 | 0.15 | 615.485
33483 | Salto | A9660A00IPH8-W- | XS4 ANSI electronic RF wireless SVN Mifare / DESFire w/ key override, half escutcheon, A lever, unhanded, bright stainless steel finish, for use with KPB adapter | 1 |  | 1 Year | 816.1 | 0.15 | 693.685
33484 | Salto | A9660A00IPP7--- | XS4 ANSI electronic wire-free SVN Mifare / DESFire w/ key override, half escutcheon for use w/ concealed vertical rods, A lever, unhanded, bright stainless steel finish, for use with KPB adapter | 1 |  | 1 Year | 724.1 | 0.15 | 615.485
33485 | Salto | A9660A00IPP7-W- | XS4 ANSI electronic RF wireless SVN Mifare / DESFire w/ key override, half escutcheon for use w/ concealed vertical rods, A lever, unhanded, bright stainless steel finish, for use with KPB adapter | 1 |  | 1 Year | 816.1 | 0.15 | 693.685
33486 | Salto | A9660A00IPP8--- | XS4 ANSI electronic wire-free SVN Mifare / DESFire w/ key override, half escutcheon for use w/ concealed vertical rods, A lever, unhanded, bright stainless steel finish, for use with KPB adapter | 1 |  | 1 Year | 724.1 | 0.15 | 615.485
33487 | Salto | A9660A00IPP8-W- | XS4 ANSI electronic RF wireless SVN Mifare / DESFire w/ key override, half escutcheon for use w/ concealed vertical rods, A lever, unhanded, bright stainless steel finish, for use with KPB adapter | 1 |  | 1 Year | 816.1 | 0.15 | 693.685
33488 | Salto | A9660A00NEH8--- | XS4 ANSI electronic wire-free SVN Mifare / DESFire w/ key override, half escutcheon, A lever, unhanded, black chromium finish, for use with KPB adapter | 1 |  | 1 Year | 742.5 | 0.15 | 631.125
33489 | Salto | A9660A00NEH8-W- | XS4 ANSI electronic RF wireless SVN Mifare / DESFire w/ key override, half escutcheon, A lever, unhanded, black chromium finish, for use with KPB adapter | 1 |  | 1 Year | 834.5 | 0.15 | 709.325
33490 | Salto | A9660A00NEP7--- | XS4 ANSI electronic wire-free SVN Mifare / DESFire w/ key override, half escutcheon for use w/ concealed vertical rods, A lever, unhanded, black chromium finish, for use with KPB adapter | 1 |  | 1 Year | 742.5 | 0.15 | 631.125
33491 | Salto | A9660A00NEP7-W- | XS4 ANSI electronic RF wireless SVN Mifare / DESFire w/ key override, half escutcheon for use w/ concealed vertical rods, A lever, unhanded, black chromium finish, for use with KPB adapter | 1 |  | 1 Year | 834.5 | 0.15 | 709.325
33492 | Salto | A9660A00NEP8--- | XS4 ANSI electronic wire-free SVN Mifare / DESFire w/ key override, half escutcheon for use w/ concealed vertical rods, A lever, unhanded, black chromium finish, for use with KPB adapter | 1 |  | 1 Year | 742.5 | 0.15 | 631.125
33493 | Salto | A9660A00NEP8-W- | XS4 ANSI electronic RF wireless SVN Mifare / DESFire w/ key override, half escutcheon for use w/ concealed vertical rods, A lever, unhanded, black chromium finish, for use with KPB adapter | 1 |  | 1 Year | 834.5 | 0.15 | 709.325
33494 | Salto | A9660A00PMH8--- | XS4 ANSI electronic wire-free SVN Mifare / DESFire w/ key override, half escutcheon, A lever, unhanded, satin brass finish, for use with KPB adapter | 1 |  | 1 Year | 707.8 | 0.15 | 601.63
33495 | Salto | A9660A00PMH8-W- | XS4 ANSI electronic RF wireless SVN Mifare / DESFire w/ key override, half escutcheon, A lever, unhanded, satin brass finish, for use with KPB adapter | 1 |  | 1 Year | 799.8 | 0.15 | 679.83
33496 | Salto | A9660A00PMP7--- | XS4 ANSI electronic wire-free SVN Mifare / DESFire w/ key override, half escutcheon for use w/ concealed vertical rods, A lever, unhanded, satin brass finish, for use with KPB adapter | 1 |  | 1 Year | 707.8 | 0.15 | 601.63
33497 | Salto | A9660A00PMP7-W- | XS4 ANSI electronic RF wireless SVN Mifare / DESFire w/ key override, half escutcheon for use w/ concealed vertical rods, A lever, unhanded, satin brass finish, for use with KPB adapter | 1 |  | 1 Year | 799.8 | 0.15 | 679.83
33498 | Salto | A9660A00PMP8--- | XS4 ANSI electronic wire-free SVN Mifare / DESFire w/ key override, half escutcheon for use w/ concealed vertical rods, A lever, unhanded, satin brass finish, for use with KPB adapter | 1 |  | 1 Year | 707.8 | 0.15 | 601.63
33499 | Salto | A9660A00PMP8-W- | XS4 ANSI electronic RF wireless SVN Mifare / DESFire w/ key override, half escutcheon for use w/ concealed vertical rods, A lever, unhanded, satin brass finish, for use with KPB adapter | 1 |  | 1 Year | 799.8 | 0.15 | 679.83
33500 | Salto | A9660A00PPH8--- | XS4 ANSI electronic wire-free SVN Mifare / DESFire w/ key override, half escutcheon, A lever, unhanded, bright brass finish, for use with KPB adapter | 1 |  | 1 Year | 724.1 | 0.15 | 615.485
33501 | Salto | A9660A00PPH8-W- | XS4 ANSI electronic RF wireless SVN Mifare / DESFire w/ key override, half escutcheon, A lever, unhanded, bright brass finish, for use with KPB adapter | 1 |  | 1 Year | 816.1 | 0.15 | 693.685
33502 | Salto | A9660A00PPP7--- | XS4 ANSI electronic wire-free SVN Mifare / DESFire w/ key override, half escutcheon for use w/ concealed vertical rods, A lever, unhanded, bright brass finish, for use with KPB adapter | 1 |  | 1 Year | 724.1 | 0.15 | 615.485
33503 | Salto | A9660A00PPP7-W- | XS4 ANSI electronic RF wireless SVN Mifare / DESFire w/ key override, half escutcheon for use w/ concealed vertical rods, A lever, unhanded, bright brass finish, for use with KPB adapter | 1 |  | 1 Year | 816.1 | 0.15 | 693.685
33504 | Salto | A9660A00PPP8--- | XS4 ANSI electronic wire-free SVN Mifare / DESFire w/ key override, half escutcheon for use w/ concealed vertical rods, A lever, unhanded, bright brass finish, for use with KPB adapter | 1 |  | 1 Year | 724.1 | 0.15 | 615.485
33505 | Salto | A9660A00PPP8-W- | XS4 ANSI electronic RF wireless SVN Mifare / DESFire w/ key override, half escutcheon for use w/ concealed vertical rods, A lever, unhanded, bright brass finish, for use with KPB adapter | 1 |  | 1 Year | 816.1 | 0.15 | 693.685
33506 | Salto | A9660G00BCH8--- | XS4 ANSI electronic wire-free SVN Mifare / DESFire w/ key override, half escutcheon, G lever, unhanded, BioCote antimicrobial finish, for use with KPB adapter | 1 |  | 1 Year | 759.8 | 0.15 | 645.83
33507 | Salto | A9660G00BCH8-W- | XS4 ANSI electronic RF wireless SVN Mifare / DESFire w/ key override, half escutcheon, G lever, unhanded, BioCote antimicrobial finish, for use with KPB adapter | 1 |  | 1 Year | 851.8 | 0.15 | 724.03
33508 | Salto | A9660G00BCP7--- | XS4 ANSI electronic wire-free SVN Mifare / DESFire w/ key override, half escutcheon for use w/ concealed vertical rods, G lever, unhanded, BioCote antimicrobial finish, for use with KPB adapter | 1 |  | 1 Year | 759.8 | 0.15 | 645.83
33509 | Salto | A9660G00BCP7-W- | XS4 ANSI electronic RF wireless SVN Mifare / DESFire w/ key override, half escutcheon for use w/ concealed vertical rods, G lever, unhanded, BioCote antimicrobial finish, for use with KPB adapter | 1 |  | 1 Year | 851.8 | 0.15 | 724.03
33510 | Salto | A9660G00BCP8--- | XS4 ANSI electronic wire-free SVN Mifare / DESFire w/ key override, half escutcheon for use w/ concealed vertical rods, G lever, unhanded, BioCote antimicrobial finish, for use with KPB adapter | 1 |  | 1 Year | 759.8 | 0.15 | 645.83
33511 | Salto | A9660G00BCP8-W- | XS4 ANSI electronic RF wireless SVN Mifare / DESFire w/ key override, half escutcheon for use w/ concealed vertical rods, G lever, unhanded, BioCote antimicrobial finish, for use with KPB adapter | 1 |  | 1 Year | 851.8 | 0.15 | 724.03
33512 | Salto | A9660G00IMH8--- | XS4 ANSI electronic wire-free SVN Mifare / DESFire w/ key override, half escutcheon, G lever, unhanded, satin stainless finish, for use with KPB adapter | 1 |  | 1 Year | 707.8 | 0.15 | 601.63
33513 | Salto | A9660G00IMH8-W- | XS4 ANSI electronic RF wireless SVN Mifare / DESFire w/ key override, half escutcheon, G lever, unhanded, satin stainless finish, for use with KPB adapter | 1 |  | 1 Year | 799.8 | 0.15 | 679.83
33514 | Salto | A9660G00IMP7--- | XS4 ANSI electronic wire-free SVN Mifare / DESFire w/ key override, half escutcheon for use w/ concealed vertical rods, G lever, unhanded, satin stainless finish, for use with KPB adapter | 1 |  | 1 Year | 707.8 | 0.15 | 601.63
33515 | Salto | A9660G00IMP7-W- | XS4 ANSI electronic RF wireless SVN Mifare / DESFire w/ key override, half escutcheon for use w/ concealed vertical rods, G lever, unhanded, satin stainless finish, for use with KPB adapter | 1 |  | 1 Year | 799.8 | 0.15 | 679.83
33516 | Salto | A9660G00IMP8--- | XS4 ANSI electronic wire-free SVN Mifare / DESFire w/ key override, half escutcheon for use w/ concealed vertical rods, G lever, unhanded, satin stainless finish, for use with KPB adapter | 1 |  | 1 Year | 707.8 | 0.15 | 601.63
33517 | Salto | A9660G00IMP8-W- | XS4 ANSI electronic RF wireless SVN Mifare / DESFire w/ key override, half escutcheon for use w/ concealed vertical rods, G lever, unhanded, satin stainless finish, for use with KPB adapter | 1 |  | 1 Year | 799.8 | 0.15 | 679.83
33518 | Salto | A9660G00PMH8--- | XS4 ANSI electronic wire-free SVN Mifare / DESFire w/ key override, half escutcheon, G lever, unhanded, satin brass finish, for use with KPB adapter | 1 |  | 1 Year | 707.8 | 0.15 | 601.63
33519 | Salto | A9660G00PMH8-W- | XS4 ANSI electronic RF wireless SVN Mifare / DESFire w/ key override, half escutcheon, G lever, unhanded, satin brass finish, for use with KPB adapter | 1 |  | 1 Year | 799.8 | 0.15 | 679.83
33520 | Salto | A9660G00PMP7--- | XS4 ANSI electronic wire-free SVN Mifare / DESFire w/ key override, half escutcheon for use w/ concealed vertical rods, G lever, unhanded, satin brass finish, for use with KPB adapter | 1 |  | 1 Year | 707.8 | 0.15 | 601.63
33521 | Salto | A9660G00PMP7-W- | XS4 ANSI electronic RF wireless SVN Mifare / DESFire w/ key override, half escutcheon for use w/ concealed vertical rods, G lever, unhanded, satin brass finish, for use with KPB adapter | 1 |  | 1 Year | 799.8 | 0.15 | 679.83
33522 | Salto | A9660G00PMP8--- | XS4 ANSI electronic wire-free SVN Mifare / DESFire w/ key override, half escutcheon for use w/ concealed vertical rods, G lever, unhanded, satin brass finish, for use with KPB adapter | 1 |  | 1 Year | 707.8 | 0.15 | 601.63
33523 | Salto | A9660G00PMP8-W- | XS4 ANSI electronic RF wireless SVN Mifare / DESFire w/ key override, half escutcheon for use w/ concealed vertical rods, G lever, unhanded, satin brass finish, for use with KPB adapter | 1 |  | 1 Year | 799.8 | 0.15 | 679.83
33524 | Salto | A9660J00BCH8--- | XS4 ANSI electronic wire-free SVN Mifare / DESFire w/ key override, half escutcheon, J lever, unhanded, BioCote antimicrobial finish, for use with KPB adapter | 1 |  | 1 Year | 770 | 0.15 | 654.5
33525 | Salto | A9660J00BCH8-W- | XS4 ANSI electronic RF wireless SVN Mifare / DESFire w/ key override, half escutcheon, J lever, unhanded, BioCote antimicrobial finish, for use with KPB adapter | 1 |  | 1 Year | 862 | 0.15 | 732.7
33526 | Salto | A9660J00BCP7--- | XS4 ANSI electronic wire-free SVN Mifare / DESFire w/ key override, half escutcheon for use w/ concealed vertical rods, J lever, unhanded, BioCote antimicrobial finish, for use with KPB adapter | 1 |  | 1 Year | 770 | 0.15 | 654.5
33527 | Salto | A9660J00BCP7-W- | XS4 ANSI electronic RF wireless SVN Mifare / DESFire w/ key override, half escutcheon for use w/ concealed vertical rods, J lever, unhanded, BioCote antimicrobial finish, for use with KPB adapter | 1 |  | 1 Year | 862 | 0.15 | 732.7
33528 | Salto | A9660J00BCP8--- | XS4 ANSI electronic wire-free SVN Mifare / DESFire w/ key override, half escutcheon for use w/ concealed vertical rods, J lever, unhanded, BioCote antimicrobial finish, for use with KPB adapter | 1 |  | 1 Year | 770 | 0.15 | 654.5
33529 | Salto | A9660J00BCP8-W- | XS4 ANSI electronic RF wireless SVN Mifare / DESFire w/ key override, half escutcheon for use w/ concealed vertical rods, J lever, unhanded, BioCote antimicrobial finish, for use with KPB adapter | 1 |  | 1 Year | 862 | 0.15 | 732.7
33530 | Salto | A9660J00IAH8--- | XS4 ANSI electronic wire-free SVN Mifare / DESFire w/ key override, half escutcheon, J lever, unhanded, antique brass finish, for use with KPB adapter | 1 |  | 1 Year | 770 | 0.15 | 654.5
33531 | Salto | A9660J00IAH8-W- | XS4 ANSI electronic RF wireless SVN Mifare / DESFire w/ key override, half escutcheon, J lever, unhanded, antique brass finish, for use with KPB adapter | 1 |  | 1 Year | 862 | 0.15 | 732.7
33532 | Salto | A9660J00IAP7--- | XS4 ANSI electronic wire-free SVN Mifare / DESFire w/ key override, half escutcheon for use w/ concealed vertical rods, J lever, unhanded, antique brass finish, for use with KPB adapter | 1 |  | 1 Year | 770 | 0.15 | 654.5
33533 | Salto | A9660J00IAP7-W- | XS4 ANSI electronic RF wireless SVN Mifare / DESFire w/ key override, half escutcheon for use w/ concealed vertical rods, J lever, unhanded, antique brass finish, for use with KPB adapter | 1 |  | 1 Year | 862 | 0.15 | 732.7
33534 | Salto | A9660J00IAP8--- | XS4 ANSI electronic wire-free SVN Mifare / DESFire w/ key override, half escutcheon for use w/ concealed vertical rods, J lever, unhanded, antique brass finish, for use with KPB adapter | 1 |  | 1 Year | 770 | 0.15 | 654.5
33535 | Salto | A9660J00IAP8-W- | XS4 ANSI electronic RF wireless SVN Mifare / DESFire w/ key override, half escutcheon for use w/ concealed vertical rods, J lever, unhanded, antique brass finish, for use with KPB adapter | 1 |  | 1 Year | 862 | 0.15 | 732.7
33536 | Salto | A9660J00IMH8--- | XS4 ANSI electronic wire-free SVN Mifare / DESFire w/ key override, half escutcheon, J lever, unhanded, satin stainless finish, for use with KPB adapter | 1 |  | 1 Year | 718 | 0.15 | 610.3
33537 | Salto | A9660J00IMH8-W- | XS4 ANSI electronic RF wireless SVN Mifare / DESFire w/ key override, half escutcheon, J lever, unhanded, satin stainless finish, for use with KPB adapter | 1 |  | 1 Year | 810 | 0.15 | 688.5
33538 | Salto | A9660J00IMP7--- | XS4 ANSI electronic wire-free SVN Mifare / DESFire w/ key override, half escutcheon for use w/ concealed vertical rods, J lever, unhanded, satin stainless finish, for use with KPB adapter | 1 |  | 1 Year | 718 | 0.15 | 610.3
33539 | Salto | A9660J00IMP7-W- | XS4 ANSI electronic RF wireless SVN Mifare / DESFire w/ key override, half escutcheon for use w/ concealed vertical rods, J lever, unhanded, satin stainless finish, for use with KPB adapter | 1 |  | 1 Year | 810 | 0.15 | 688.5
33540 | Salto | A9660J00IMP8--- | XS4 ANSI electronic wire-free SVN Mifare / DESFire w/ key override, half escutcheon for use w/ concealed vertical rods, J lever, unhanded, satin stainless finish, for use with KPB adapter | 1 |  | 1 Year | 718 | 0.15 | 610.3
33541 | Salto | A9660J00IMP8-W- | XS4 ANSI electronic RF wireless SVN Mifare / DESFire w/ key override, half escutcheon for use w/ concealed vertical rods, J lever, unhanded, satin stainless finish, for use with KPB adapter | 1 |  | 1 Year | 810 | 0.15 | 688.5
33542 | Salto | A9660J00NEH8--- | XS4 ANSI electronic wire-free SVN Mifare / DESFire w/ key override, half escutcheon, J lever, unhanded, black chromium finish, for use with KPB adapter | 1 |  | 1 Year | 752.7 | 0.15 | 639.795
33543 | Salto | A9660J00NEH8-W- | XS4 ANSI electronic RF wireless SVN Mifare / DESFire w/ key override, half escutcheon, J lever, unhanded, black chromium finish, for use with KPB adapter | 1 |  | 1 Year | 844.7 | 0.15 | 717.995
33544 | Salto | A9660J00NEP7--- | XS4 ANSI electronic wire-free SVN Mifare / DESFire w/ key override, half escutcheon for use w/ concealed vertical rods, J lever, unhanded, black chromium finish, for use with KPB adapter | 1 |  | 1 Year | 752.7 | 0.15 | 639.795
33545 | Salto | A9660J00NEP7-W- | XS4 ANSI electronic RF wireless SVN Mifare / DESFire w/ key override, half escutcheon for use w/ concealed vertical rods, J lever, unhanded, black chromium finish, for use with KPB adapter | 1 |  | 1 Year | 844.7 | 0.15 | 717.995
33546 | Salto | A9660J00NEP8--- | XS4 ANSI electronic wire-free SVN Mifare / DESFire w/ key override, half escutcheon for use w/ concealed vertical rods, J lever, unhanded, black chromium finish, for use with KPB adapter | 1 |  | 1 Year | 752.7 | 0.15 | 639.795
33547 | Salto | A9660J00NEP8-W- | XS4 ANSI electronic RF wireless SVN Mifare / DESFire w/ key override, half escutcheon for use w/ concealed vertical rods, J lever, unhanded, black chromium finish, for use with KPB adapter | 1 |  | 1 Year | 844.7 | 0.15 | 717.995
33548 | Salto | A9660J00PMH8--- | XS4 ANSI electronic wire-free SVN Mifare / DESFire w/ key override, half escutcheon, J lever, unhanded, satin brass finish, for use with KPB adapter | 1 |  | 1 Year | 718 | 0.15 | 610.3
33549 | Salto | A9660J00PMH8-W- | XS4 ANSI electronic RF wireless SVN Mifare / DESFire w/ key override, half escutcheon, J lever, unhanded, satin brass finish, for use with KPB adapter | 1 |  | 1 Year | 810 | 0.15 | 688.5
33550 | Salto | A9660J00PMP7--- | XS4 ANSI electronic wire-free SVN Mifare / DESFire w/ key override, half escutcheon for use w/ concealed vertical rods, J lever, unhanded, satin brass finish, for use with KPB adapter | 1 |  | 1 Year | 718 | 0.15 | 610.3
33551 | Salto | A9660J00PMP7-W- | XS4 ANSI electronic RF wireless SVN Mifare / DESFire w/ key override, half escutcheon for use w/ concealed vertical rods, J lever, unhanded, satin brass finish, for use with KPB adapter | 1 |  | 1 Year | 810 | 0.15 | 688.5
33552 | Salto | A9660J00PMP8--- | XS4 ANSI electronic wire-free SVN Mifare / DESFire w/ key override, half escutcheon for use w/ concealed vertical rods, J lever, unhanded, satin brass finish, for use with KPB adapter | 1 |  | 1 Year | 718 | 0.15 | 610.3
33553 | Salto | A9660J00PMP8-W- | XS4 ANSI electronic RF wireless SVN Mifare / DESFire w/ key override, half escutcheon for use w/ concealed vertical rods, J lever, unhanded, satin brass finish, for use with KPB adapter | 1 |  | 1 Year | 810 | 0.15 | 688.5
33554 | Salto | A9660K00IMH8L-- | XS4 ANSI electronic wire-free SVN Mifare / DESFire w/ key override, half escutcheon, K lever, left handed, satin stainless finish, for use with KPB adapter | 1 |  | 1 Year | 718 | 0.15 | 610.3
33555 | Salto | A9660K00IMH8LW- | XS4 ANSI electronic RF wireless SVN Mifare / DESFire w/ key override, half escutcheon, K lever, left handed, satin stainless finish, for use with KPB adapter | 1 |  | 1 Year | 810 | 0.15 | 688.5
33556 | Salto | A9660K00IMH8R-- | XS4 ANSI electronic wire-free SVN Mifare / DESFire w/ key override, half escutcheon, K lever, right handed, satin stainless finish, for use with KPB adapter | 1 |  | 1 Year | 718 | 0.15 | 610.3
33557 | Salto | A9660K00IMH8RW- | XS4 ANSI electronic RF wireless SVN Mifare / DESFire w/ key override, half escutcheon, K lever, right handed, satin stainless finish, for use with KPB adapter | 1 |  | 1 Year | 810 | 0.15 | 688.5
33558 | Salto | A9660K00IMP7L-- | XS4 ANSI electronic wire-free SVN Mifare / DESFire w/ key override, half escutcheon for use w/ concealed vertical rods, K lever, left handed, satin stainless finish, for use with KPB adapter | 1 |  | 1 Year | 718 | 0.15 | 610.3
33559 | Salto | A9660K00IMP7LW- | XS4 ANSI electronic RF wireless SVN Mifare / DESFire w/ key override, half escutcheon for use w/ concealed vertical rods, K lever, left handed, satin stainless finish, for use with KPB adapter | 1 |  | 1 Year | 810 | 0.15 | 688.5
33560 | Salto | A9660K00IMP7R-- | XS4 ANSI electronic wire-free SVN Mifare / DESFire w/ key override, half escutcheon for use w/ concealed vertical rods, K lever, right handed, satin stainless finish, for use with KPB adapter | 1 |  | 1 Year | 718 | 0.15 | 610.3
33561 | Salto | A9660K00IMP7RW- | XS4 ANSI electronic RF wireless SVN Mifare / DESFire w/ key override, half escutcheon for use w/ concealed vertical rods, K lever, right handed, satin stainless finish, for use with KPB adapter | 1 |  | 1 Year | 810 | 0.15 | 688.5
33562 | Salto | A9660K00IMP8L-- | XS4 ANSI electronic wire-free SVN Mifare / DESFire w/ key override, half escutcheon for use w/ concealed vertical rods, K lever, left handed, satin stainless finish, for use with KPB adapter | 1 |  | 1 Year | 718 | 0.15 | 610.3
33563 | Salto | A9660K00IMP8LW- | XS4 ANSI electronic RF wireless SVN Mifare / DESFire w/ key override, half escutcheon for use w/ concealed vertical rods, K lever, left handed, satin stainless finish, for use with KPB adapter | 1 |  | 1 Year | 810 | 0.15 | 688.5
33564 | Salto | A9660K00IMP8R-- | XS4 ANSI electronic wire-free SVN Mifare / DESFire w/ key override, half escutcheon for use w/ concealed vertical rods, K lever, right handed, satin stainless finish, for use with KPB adapter | 1 |  | 1 Year | 718 | 0.15 | 610.3
33565 | Salto | A9660K00IMP8RW- | XS4 ANSI electronic RF wireless SVN Mifare / DESFire w/ key override, half escutcheon for use w/ concealed vertical rods, K lever, right handed, satin stainless finish, for use with KPB adapter | 1 |  | 1 Year | 810 | 0.15 | 688.5
33566 | Salto | A9660K00IPH8L-- | XS4 ANSI electronic wire-free SVN Mifare / DESFire w/ key override, half escutcheon, K lever, left handed, bright stainless steel finish, for use with KPB adapter | 1 |  | 1 Year | 734.3 | 0.15 | 624.155
33567 | Salto | A9660K00IPH8LW- | XS4 ANSI electronic RF wireless SVN Mifare / DESFire w/ key override, half escutcheon, K lever, left handed, bright stainless steel finish, for use with KPB adapter | 1 |  | 1 Year | 826.3 | 0.15 | 702.355
33568 | Salto | A9660K00IPH8R-- | XS4 ANSI electronic wire-free SVN Mifare / DESFire w/ key override, half escutcheon, K lever, right handed, bright stainless steel finish, for use with KPB adapter | 1 |  | 1 Year | 734.3 | 0.15 | 624.155
33569 | Salto | A9660K00IPH8RW- | XS4 ANSI electronic RF wireless SVN Mifare / DESFire w/ key override, half escutcheon, K lever, right handed, bright stainless steel finish, for use with KPB adapter | 1 |  | 1 Year | 826.3 | 0.15 | 702.355
33570 | Salto | A9660K00IPP7L-- | XS4 ANSI electronic wire-free SVN Mifare / DESFire w/ key override, half escutcheon for use w/ concealed vertical rods, K lever, left handed, bright stainless steel finish, for use with KPB adapter | 1 |  | 1 Year | 734.3 | 0.15 | 624.155
33571 | Salto | A9660K00IPP7LW- | XS4 ANSI electronic RF wireless SVN Mifare / DESFire w/ key override, half escutcheon for use w/ concealed vertical rods, K lever, left handed, bright stainless steel finish, for use with KPB adapter | 1 |  | 1 Year | 826.3 | 0.15 | 702.355
33572 | Salto | A9660K00IPP7R-- | XS4 ANSI electronic wire-free SVN Mifare / DESFire w/ key override, half escutcheon for use w/ concealed vertical rods, K lever, right handed, bright stainless steel finish, for use with KPB adapter | 1 |  | 1 Year | 734.3 | 0.15 | 624.155
33573 | Salto | A9660K00IPP7RW- | XS4 ANSI electronic RF wireless SVN Mifare / DESFire w/ key override, half escutcheon for use w/ concealed vertical rods, K lever, right handed, bright stainless steel finish, for use with KPB adapter | 1 |  | 1 Year | 826.3 | 0.15 | 702.355
33574 | Salto | A9660K00IPP8L-- | XS4 ANSI electronic wire-free SVN Mifare / DESFire w/ key override, half escutcheon for use w/ concealed vertical rods, K lever, left handed, bright stainless steel finish, for use with KPB adapter | 1 |  | 1 Year | 734.3 | 0.15 | 624.155
33575 | Salto | A9660K00IPP8LW- | XS4 ANSI electronic RF wireless SVN Mifare / DESFire w/ key override, half escutcheon for use w/ concealed vertical rods, K lever, left handed, bright stainless steel finish, for use with KPB adapter | 1 |  | 1 Year | 826.3 | 0.15 | 702.355
33576 | Salto | A9660K00IPP8R-- | XS4 ANSI electronic wire-free SVN Mifare / DESFire w/ key override, half escutcheon for use w/ concealed vertical rods, K lever, right handed, bright stainless steel finish, for use with KPB adapter | 1 |  | 1 Year | 734.3 | 0.15 | 624.155
33577 | Salto | A9660K00IPP8RW- | XS4 ANSI electronic RF wireless SVN Mifare / DESFire w/ key override, half escutcheon for use w/ concealed vertical rods, K lever, right handed, bright stainless steel finish, for use with KPB adapter | 1 |  | 1 Year | 826.3 | 0.15 | 702.355
33578 | Salto | A9660K00PPH8L-- | XS4 ANSI electronic wire-free SVN Mifare / DESFire w/ key override, half escutcheon, K lever, left handed, bright brass finish, for use with KPB adapter | 1 |  | 1 Year | 734.3 | 0.15 | 624.155
33579 | Salto | A9660K00PPH8LW- | XS4 ANSI electronic RF wireless SVN Mifare / DESFire w/ key override, half escutcheon, K lever, left handed, bright brass finish, for use with KPB adapter | 1 |  | 1 Year | 826.3 | 0.15 | 702.355
33580 | Salto | A9660K00PPH8R-- | XS4 ANSI electronic wire-free SVN Mifare / DESFire w/ key override, half escutcheon, K lever, right handed, bright brass finish, for use with KPB adapter | 1 |  | 1 Year | 734.3 | 0.15 | 624.155
33581 | Salto | A9660K00PPH8RW- | XS4 ANSI electronic RF wireless SVN Mifare / DESFire w/ key override, half escutcheon, K lever, right handed, bright brass finish, for use with KPB adapter | 1 |  | 1 Year | 826.3 | 0.15 | 702.355
33582 | Salto | A9660K00PPP7L-- | XS4 ANSI electronic wire-free SVN Mifare / DESFire w/ key override, half escutcheon for use w/ concealed vertical rods, K lever, left handed, bright brass finish, for use with KPB adapter | 1 |  | 1 Year | 734.3 | 0.15 | 624.155
33583 | Salto | A9660K00PPP7LW- | XS4 ANSI electronic RF wireless SVN Mifare / DESFire w/ key override, half escutcheon for use w/ concealed vertical rods, K lever, left handed, bright brass finish, for use with KPB adapter | 1 |  | 1 Year | 826.3 | 0.15 | 702.355
33584 | Salto | A9660K00PPP7R-- | XS4 ANSI electronic wire-free SVN Mifare / DESFire w/ key override, half escutcheon for use w/ concealed vertical rods, K lever, right handed, bright brass finish, for use with KPB adapter | 1 |  | 1 Year | 734.3 | 0.15 | 624.155
33585 | Salto | A9660K00PPP7RW- | XS4 ANSI electronic RF wireless SVN Mifare / DESFire w/ key override, half escutcheon for use w/ concealed vertical rods, K lever, right handed, bright brass finish, for use with KPB adapter | 1 |  | 1 Year | 826.3 | 0.15 | 702.355
33586 | Salto | A9660K00PPP8L-- | XS4 ANSI electronic wire-free SVN Mifare / DESFire w/ key override, half escutcheon for use w/ concealed vertical rods, K lever, left handed, bright brass finish, for use with KPB adapter | 1 |  | 1 Year | 734.3 | 0.15 | 624.155
33587 | Salto | A9660K00PPP8LW- | XS4 ANSI electronic RF wireless SVN Mifare / DESFire w/ key override, half escutcheon for use w/ concealed vertical rods, K lever, left handed, bright brass finish, for use with KPB adapter | 1 |  | 1 Year | 826.3 | 0.15 | 702.355
33588 | Salto | A9660K00PPP8R-- | XS4 ANSI electronic wire-free SVN Mifare / DESFire w/ key override, half escutcheon for use w/ concealed vertical rods, K lever, right handed, bright brass finish, for use with KPB adapter | 1 |  | 1 Year | 734.3 | 0.15 | 624.155
33589 | Salto | A9660K00PPP8RW- | XS4 ANSI electronic RF wireless SVN Mifare / DESFire w/ key override, half escutcheon for use w/ concealed vertical rods, K lever, right handed, bright brass finish, for use with KPB adapter | 1 |  | 1 Year | 826.3 | 0.15 | 702.355
33590 | Salto | A9660L00BCH8--- | XS4 ANSI electronic wire-free SVN Mifare / DESFire w/ key override, half escutcheon, L lever, unhanded, BioCote antimicrobial finish, for use with KPB adapter | 1 |  | 1 Year | 759.8 | 0.15 | 645.83
33591 | Salto | A9660L00BCH8-W- | XS4 ANSI electronic RF wireless SVN Mifare / DESFire w/ key override, half escutcheon, L lever, unhanded, BioCote antimicrobial finish, for use with KPB adapter | 1 |  | 1 Year | 851.8 | 0.15 | 724.03
33592 | Salto | A9660L00BCP7--- | XS4 ANSI electronic wire-free SVN Mifare / DESFire w/ key override, half escutcheon for use w/ concealed vertical rods, L lever, unhanded, BioCote antimicrobial finish, for use with KPB adapter | 1 |  | 1 Year | 759.8 | 0.15 | 645.83
33593 | Salto | A9660L00BCP7-W- | XS4 ANSI electronic RF wireless SVN Mifare / DESFire w/ key override, half escutcheon for use w/ concealed vertical rods, L lever, unhanded, BioCote antimicrobial finish, for use with KPB adapter | 1 |  | 1 Year | 851.8 | 0.15 | 724.03
33594 | Salto | A9660L00BCP8--- | XS4 ANSI electronic wire-free SVN Mifare / DESFire w/ key override, half escutcheon for use w/ concealed vertical rods, L lever, unhanded, BioCote antimicrobial finish, for use with KPB adapter | 1 |  | 1 Year | 759.8 | 0.15 | 645.83
33595 | Salto | A9660L00BCP8-W- | XS4 ANSI electronic RF wireless SVN Mifare / DESFire w/ key override, half escutcheon for use w/ concealed vertical rods, L lever, unhanded, BioCote antimicrobial finish, for use with KPB adapter | 1 |  | 1 Year | 851.8 | 0.15 | 724.03
33596 | Salto | A9660L00IAH8--- | XS4 ANSI electronic wire-free SVN Mifare / DESFire w/ key override, half escutcheon, L lever, unhanded, antique brass finish, for use with KPB adapter | 1 |  | 1 Year | 759.8 | 0.15 | 645.83
33597 | Salto | A9660L00IAH8-W- | XS4 ANSI electronic RF wireless SVN Mifare / DESFire w/ key override, half escutcheon, L lever, unhanded, antique brass finish, for use with KPB adapter | 1 |  | 1 Year | 851.8 | 0.15 | 724.03
33598 | Salto | A9660L00IAP7--- | XS4 ANSI electronic wire-free SVN Mifare / DESFire w/ key override, half escutcheon for use w/ concealed vertical rods, L lever, unhanded, antique brass finish, for use with KPB adapter | 1 |  | 1 Year | 759.8 | 0.15 | 645.83
33599 | Salto | A9660L00IAP7-W- | XS4 ANSI electronic RF wireless SVN Mifare / DESFire w/ key override, half escutcheon for use w/ concealed vertical rods, L lever, unhanded, antique brass finish, for use with KPB adapter | 1 |  | 1 Year | 851.8 | 0.15 | 724.03
33600 | Salto | A9660L00IAP8--- | XS4 ANSI electronic wire-free SVN Mifare / DESFire w/ key override, half escutcheon for use w/ concealed vertical rods, L lever, unhanded, antique brass finish, for use with KPB adapter | 1 |  | 1 Year | 759.8 | 0.15 | 645.83
33601 | Salto | A9660L00IAP8-W- | XS4 ANSI electronic RF wireless SVN Mifare / DESFire w/ key override, half escutcheon for use w/ concealed vertical rods, L lever, unhanded, antique brass finish, for use with KPB adapter | 1 |  | 1 Year | 851.8 | 0.15 | 724.03
33602 | Salto | A9660L00IMH8--- | XS4 ANSI electronic wire-free SVN Mifare / DESFire w/ key override, half escutcheon, L lever, unhanded, satin stainless finish, for use with KPB adapter | 1 |  | 1 Year | 707.8 | 0.15 | 601.63
33603 | Salto | A9660L00IMH8-W- | XS4 ANSI electronic RF wireless SVN Mifare / DESFire w/ key override, half escutcheon, L lever, unhanded, satin stainless finish, for use with KPB adapter | 1 |  | 1 Year | 799.8 | 0.15 | 679.83
33604 | Salto | A9660L00IMP7--- | XS4 ANSI electronic wire-free SVN Mifare / DESFire w/ key override, half escutcheon for use w/ concealed vertical rods, L lever, unhanded, satin stainless finish, for use with KPB adapter | 1 |  | 1 Year | 707.8 | 0.15 | 601.63
33605 | Salto | A9660L00IMP7-W- | XS4 ANSI electronic RF wireless SVN Mifare / DESFire w/ key override, half escutcheon for use w/ concealed vertical rods, L lever, unhanded, satin stainless finish, for use with KPB adapter | 1 |  | 1 Year | 799.8 | 0.15 | 679.83
33606 | Salto | A9660L00IMP8--- | XS4 ANSI electronic wire-free SVN Mifare / DESFire w/ key override, half escutcheon for use w/ concealed vertical rods, L lever, unhanded, satin stainless finish, for use with KPB adapter | 1 |  | 1 Year | 707.8 | 0.15 | 601.63
33607 | Salto | A9660L00IMP8-W- | XS4 ANSI electronic RF wireless SVN Mifare / DESFire w/ key override, half escutcheon for use w/ concealed vertical rods, L lever, unhanded, satin stainless finish, for use with KPB adapter | 1 |  | 1 Year | 799.8 | 0.15 | 679.83
33608 | Salto | A9660L00IPH8--- | XS4 ANSI electronic wire-free SVN Mifare / DESFire w/ key override, half escutcheon, L lever, unhanded, bright stainless steel finish, for use with KPB adapter | 1 |  | 1 Year | 724.1 | 0.15 | 615.485
33609 | Salto | A9660L00IPH8-W- | XS4 ANSI electronic RF wireless SVN Mifare / DESFire w/ key override, half escutcheon, L lever, unhanded, bright stainless steel finish, for use with KPB adapter | 1 |  | 1 Year | 816.1 | 0.15 | 693.685
33610 | Salto | A9660L00IPP7--- | XS4 ANSI electronic wire-free SVN Mifare / DESFire w/ key override, half escutcheon for use w/ concealed vertical rods, L lever, unhanded, bright stainless steel finish, for use with KPB adapter | 1 |  | 1 Year | 724.1 | 0.15 | 615.485
33611 | Salto | A9660L00IPP7-W- | XS4 ANSI electronic RF wireless SVN Mifare / DESFire w/ key override, half escutcheon for use w/ concealed vertical rods, L lever, unhanded, bright stainless steel finish, for use with KPB adapter | 1 |  | 1 Year | 816.1 | 0.15 | 693.685
33612 | Salto | A9660L00IPP8--- | XS4 ANSI electronic wire-free SVN Mifare / DESFire w/ key override, half escutcheon for use w/ concealed vertical rods, L lever, unhanded, bright stainless steel finish, for use with KPB adapter | 1 |  | 1 Year | 724.1 | 0.15 | 615.485
33613 | Salto | A9660L00IPP8-W- | XS4 ANSI electronic RF wireless SVN Mifare / DESFire w/ key override, half escutcheon for use w/ concealed vertical rods, L lever, unhanded, bright stainless steel finish, for use with KPB adapter | 1 |  | 1 Year | 816.1 | 0.15 | 693.685
33614 | Salto | A9660L00NEH8--- | XS4 ANSI electronic wire-free SVN Mifare / DESFire w/ key override, half escutcheon, L lever, unhanded, black chromium finish, for use with KPB adapter | 1 |  | 1 Year | 742.5 | 0.15 | 631.125
33615 | Salto | A9660L00NEH8-W- | XS4 ANSI electronic RF wireless SVN Mifare / DESFire w/ key override, half escutcheon, L lever, unhanded, black chromium finish, for use with KPB adapter | 1 |  | 1 Year | 834.5 | 0.15 | 709.325
33616 | Salto | A9660L00NEP7--- | XS4 ANSI electronic wire-free SVN Mifare / DESFire w/ key override, half escutcheon for use w/ concealed vertical rods, L lever, unhanded, black chromium finish, for use with KPB adapter | 1 |  | 1 Year | 742.5 | 0.15 | 631.125
33617 | Salto | A9660L00NEP7-W- | XS4 ANSI electronic RF wireless SVN Mifare / DESFire w/ key override, half escutcheon for use w/ concealed vertical rods, L lever, unhanded, black chromium finish, for use with KPB adapter | 1 |  | 1 Year | 834.5 | 0.15 | 709.325
33618 | Salto | A9660L00NEP8--- | XS4 ANSI electronic wire-free SVN Mifare / DESFire w/ key override, half escutcheon for use w/ concealed vertical rods, L lever, unhanded, black chromium finish, for use with KPB adapter | 1 |  | 1 Year | 742.5 | 0.15 | 631.125
33619 | Salto | A9660L00NEP8-W- | XS4 ANSI electronic RF wireless SVN Mifare / DESFire w/ key override, half escutcheon for use w/ concealed vertical rods, L lever, unhanded, black chromium finish, for use with KPB adapter | 1 |  | 1 Year | 834.5 | 0.15 | 709.325
33620 | Salto | A9660L00PMH8--- | XS4 ANSI electronic wire-free SVN Mifare / DESFire w/ key override, half escutcheon, L lever, unhanded, satin brass finish, for use with KPB adapter | 1 |  | 1 Year | 707.8 | 0.15 | 601.63
33621 | Salto | A9660L00PMH8-W- | XS4 ANSI electronic RF wireless SVN Mifare / DESFire w/ key override, half escutcheon, L lever, unhanded, satin brass finish, for use with KPB adapter | 1 |  | 1 Year | 799.8 | 0.15 | 679.83
33622 | Salto | A9660L00PMP7--- | XS4 ANSI electronic wire-free SVN Mifare / DESFire w/ key override, half escutcheon for use w/ concealed vertical rods, L lever, unhanded, satin brass finish, for use with KPB adapter | 1 |  | 1 Year | 707.8 | 0.15 | 601.63
33623 | Salto | A9660L00PMP7-W- | XS4 ANSI electronic RF wireless SVN Mifare / DESFire w/ key override, half escutcheon for use w/ concealed vertical rods, L lever, unhanded, satin brass finish, for use with KPB adapter | 1 |  | 1 Year | 799.8 | 0.15 | 679.83
33624 | Salto | A9660L00PMP8--- | XS4 ANSI electronic wire-free SVN Mifare / DESFire w/ key override, half escutcheon for use w/ concealed vertical rods, L lever, unhanded, satin brass finish, for use with KPB adapter | 1 |  | 1 Year | 707.8 | 0.15 | 601.63
33625 | Salto | A9660L00PMP8-W- | XS4 ANSI electronic RF wireless SVN Mifare / DESFire w/ key override, half escutcheon for use w/ concealed vertical rods, L lever, unhanded, satin brass finish, for use with KPB adapter | 1 |  | 1 Year | 799.8 | 0.15 | 679.83
33626 | Salto | A9660L00PPH8--- | XS4 ANSI electronic wire-free SVN Mifare / DESFire w/ key override, half escutcheon, L lever, unhanded, bright brass finish, for use with KPB adapter | 1 |  | 1 Year | 724.1 | 0.15 | 615.485
33627 | Salto | A9660L00PPH8-W- | XS4 ANSI electronic RF wireless SVN Mifare / DESFire w/ key override, half escutcheon, L lever, unhanded, bright brass finish, for use with KPB adapter | 1 |  | 1 Year | 816.1 | 0.15 | 693.685
33628 | Salto | A9660L00PPP7--- | XS4 ANSI electronic wire-free SVN Mifare / DESFire w/ key override, half escutcheon for use w/ concealed vertical rods, L lever, unhanded, bright brass finish, for use with KPB adapter | 1 |  | 1 Year | 724.1 | 0.15 | 615.485
33629 | Salto | A9660L00PPP7-W- | XS4 ANSI electronic RF wireless SVN Mifare / DESFire w/ key override, half escutcheon for use w/ concealed vertical rods, L lever, unhanded, bright brass finish, for use with KPB adapter | 1 |  | 1 Year | 816.1 | 0.15 | 693.685
33630 | Salto | A9660L00PPP8--- | XS4 ANSI electronic wire-free SVN Mifare / DESFire w/ key override, half escutcheon for use w/ concealed vertical rods, L lever, unhanded, bright brass finish, for use with KPB adapter | 1 |  | 1 Year | 724.1 | 0.15 | 615.485
33631 | Salto | A9660L00PPP8-W- | XS4 ANSI electronic RF wireless SVN Mifare / DESFire w/ key override, half escutcheon for use w/ concealed vertical rods, L lever, unhanded, bright brass finish, for use with KPB adapter | 1 |  | 1 Year | 816.1 | 0.15 | 693.685
33632 | Salto | A9660N00BCH8--- | XS4 ANSI electronic wire-free SVN Mifare / DESFire w/ key override, half escutcheon, N lever, unhanded, BioCote antimicrobial finish, for use with KPB adapter | 1 |  | 1 Year | 759.8 | 0.15 | 645.83
33633 | Salto | A9660N00BCH8-W- | XS4 ANSI electronic RF wireless SVN Mifare / DESFire w/ key override, half escutcheon, N lever, unhanded, BioCote antimicrobial finish, for use with KPB adapter | 1 |  | 1 Year | 851.8 | 0.15 | 724.03
33634 | Salto | A9660N00BCP7--- | XS4 ANSI electronic wire-free SVN Mifare / DESFire w/ key override, half escutcheon for use w/ concealed vertical rods, N lever, unhanded, BioCote antimicrobial finish, for use with KPB adapter | 1 |  | 1 Year | 759.8 | 0.15 | 645.83
33635 | Salto | A9660N00BCP7-W- | XS4 ANSI electronic RF wireless SVN Mifare / DESFire w/ key override, half escutcheon for use w/ concealed vertical rods, N lever, unhanded, BioCote antimicrobial finish, for use with KPB adapter | 1 |  | 1 Year | 851.8 | 0.15 | 724.03
33636 | Salto | A9660N00BCP8--- | XS4 ANSI electronic wire-free SVN Mifare / DESFire w/ key override, half escutcheon for use w/ concealed vertical rods, N lever, unhanded, BioCote antimicrobial finish, for use with KPB adapter | 1 |  | 1 Year | 759.8 | 0.15 | 645.83
33637 | Salto | A9660N00BCP8-W- | XS4 ANSI electronic RF wireless SVN Mifare / DESFire w/ key override, half escutcheon for use w/ concealed vertical rods, N lever, unhanded, BioCote antimicrobial finish, for use with KPB adapter | 1 |  | 1 Year | 851.8 | 0.15 | 724.03
33638 | Salto | A9660N00IMH8--- | XS4 ANSI electronic wire-free SVN Mifare / DESFire w/ key override, half escutcheon, N lever, unhanded, satin stainless finish, for use with KPB adapter | 1 |  | 1 Year | 707.8 | 0.15 | 601.63
33639 | Salto | A9660N00IMH8--- | XS4 ANSI electronic wire-free SVN Mifare / DESFire w/ key override, half escutcheon, N lever, unhanded, satin stainless finish, for use with KPB adapter | 1 |  | 1 Year | 707.8 | 0.15 | 601.63
33640 | Salto | A9660N00IMH8-W- | XS4 ANSI electronic RF wireless SVN Mifare / DESFire w/ key override, half escutcheon, N lever, unhanded, satin stainless finish, for use with KPB adapter | 1 |  | 1 Year | 799.8 | 0.15 | 679.83
33641 | Salto | A9660N00IMH8-W- | XS4 ANSI electronic RF wireless SVN Mifare / DESFire w/ key override, half escutcheon, N lever, unhanded, satin stainless finish, for use with KPB adapter | 1 |  | 1 Year | 799.8 | 0.15 | 679.83
33642 | Salto | A9660N00IMP7--- | XS4 ANSI electronic wire-free SVN Mifare / DESFire w/ key override, half escutcheon for use w/ concealed vertical rods, N lever, unhanded, satin stainless finish, for use with KPB adapter | 1 |  | 1 Year | 707.8 | 0.15 | 601.63
33643 | Salto | A9660N00IMP7--- | XS4 ANSI electronic wire-free SVN Mifare / DESFire w/ key override, half escutcheon for use w/ concealed vertical rods, N lever, unhanded, satin stainless finish, for use with KPB adapter | 1 |  | 1 Year | 707.8 | 0.15 | 601.63
33644 | Salto | A9660N00IMP7-W- | XS4 ANSI electronic RF wireless SVN Mifare / DESFire w/ key override, half escutcheon for use w/ concealed vertical rods, N lever, unhanded, satin stainless finish, for use with KPB adapter | 1 |  | 1 Year | 799.8 | 0.15 | 679.83
33645 | Salto | A9660N00IMP7-W- | XS4 ANSI electronic RF wireless SVN Mifare / DESFire w/ key override, half escutcheon for use w/ concealed vertical rods, N lever, unhanded, satin stainless finish, for use with KPB adapter | 1 |  | 1 Year | 799.8 | 0.15 | 679.83
33646 | Salto | A9660N00IMP8--- | XS4 ANSI electronic wire-free SVN Mifare / DESFire w/ key override, half escutcheon for use w/ concealed vertical rods, N lever, unhanded, satin stainless finish, for use with KPB adapter | 1 |  | 1 Year | 707.8 | 0.15 | 601.63
33647 | Salto | A9660N00IMP8--- | XS4 ANSI electronic wire-free SVN Mifare / DESFire w/ key override, half escutcheon for use w/ concealed vertical rods, N lever, unhanded, satin stainless finish, for use with KPB adapter | 1 |  | 1 Year | 707.8 | 0.15 | 601.63
33648 | Salto | A9660N00IMP8-W- | XS4 ANSI electronic RF wireless SVN Mifare / DESFire w/ key override, half escutcheon for use w/ concealed vertical rods, N lever, unhanded, satin stainless finish, for use with KPB adapter | 1 |  | 1 Year | 799.8 | 0.15 | 679.83
33649 | Salto | A9660N00IMP8-W- | XS4 ANSI electronic RF wireless SVN Mifare / DESFire w/ key override, half escutcheon for use w/ concealed vertical rods, N lever, unhanded, satin stainless finish, for use with KPB adapter | 1 |  | 1 Year | 799.8 | 0.15 | 679.83
33650 | Salto | A9660N00IPH8--- | XS4 ANSI electronic wire-free SVN Mifare / DESFire w/ key override, half escutcheon, N lever, unhanded, bright stainless steel finish, for use with KPB adapter | 1 |  | 1 Year | 724.1 | 0.15 | 615.485
33651 | Salto | A9660N00IPH8-W- | XS4 ANSI electronic RF wireless SVN Mifare / DESFire w/ key override, half escutcheon, N lever, unhanded, bright stainless steel finish, for use with KPB adapter | 1 |  | 1 Year | 816.1 | 0.15 | 693.685
33652 | Salto | A9660N00IPP7--- | XS4 ANSI electronic wire-free SVN Mifare / DESFire w/ key override, half escutcheon for use w/ concealed vertical rods, N lever, unhanded, bright stainless steel finish, for use with KPB adapter | 1 |  | 1 Year | 724.1 | 0.15 | 615.485
33653 | Salto | A9660N00IPP7-W- | XS4 ANSI electronic RF wireless SVN Mifare / DESFire w/ key override, half escutcheon for use w/ concealed vertical rods, N lever, unhanded, bright stainless steel finish, for use with KPB adapter | 1 |  | 1 Year | 816.1 | 0.15 | 693.685
33654 | Salto | A9660N00IPP8--- | XS4 ANSI electronic wire-free SVN Mifare / DESFire w/ key override, half escutcheon for use w/ concealed vertical rods, N lever, unhanded, bright stainless steel finish, for use with KPB adapter | 1 |  | 1 Year | 724.1 | 0.15 | 615.485
33655 | Salto | A9660N00IPP8-W- | XS4 ANSI electronic RF wireless SVN Mifare / DESFire w/ key override, half escutcheon for use w/ concealed vertical rods, N lever, unhanded, bright stainless steel finish, for use with KPB adapter | 1 |  | 1 Year | 816.1 | 0.15 | 693.685
33656 | Salto | A9660N00PMH8--- | XS4 ANSI electronic wire-free SVN Mifare / DESFire w/ key override, half escutcheon, N lever, unhanded, satin brass finish, for use with KPB adapter | 1 |  | 1 Year | 707.8 | 0.15 | 601.63
33657 | Salto | A9660N00PMH8-W- | XS4 ANSI electronic RF wireless SVN Mifare / DESFire w/ key override, half escutcheon, N lever, unhanded, satin brass finish, for use with KPB adapter | 1 |  | 1 Year | 799.8 | 0.15 | 679.83
33658 | Salto | A9660N00PMP7--- | XS4 ANSI electronic wire-free SVN Mifare / DESFire w/ key override, half escutcheon for use w/ concealed vertical rods, N lever, unhanded, satin brass finish, for use with KPB adapter | 1 |  | 1 Year | 707.8 | 0.15 | 601.63
33659 | Salto | A9660N00PMP7-W- | XS4 ANSI electronic RF wireless SVN Mifare / DESFire w/ key override, half escutcheon for use w/ concealed vertical rods, N lever, unhanded, satin brass finish, for use with KPB adapter | 1 |  | 1 Year | 799.8 | 0.15 | 679.83
33660 | Salto | A9660N00PMP8--- | XS4 ANSI electronic wire-free SVN Mifare / DESFire w/ key override, half escutcheon for use w/ concealed vertical rods, N lever, unhanded, satin brass finish, for use with KPB adapter | 1 |  | 1 Year | 707.8 | 0.15 | 601.63
33661 | Salto | A9660N00PMP8-W- | XS4 ANSI electronic RF wireless SVN Mifare / DESFire w/ key override, half escutcheon for use w/ concealed vertical rods, N lever, unhanded, satin brass finish, for use with KPB adapter | 1 |  | 1 Year | 799.8 | 0.15 | 679.83
33662 | Salto | A9660O00BCH8L-- | XS4 ANSI electronic wire-free SVN Mifare / DESFire w/ key override, half escutcheon, O lever, left handed, BioCote antimicrobial finish, for use with KPB adapter | 1 |  | 1 Year | 770 | 0.15 | 654.5
33663 | Salto | A9660O00BCH8LW- | XS4 ANSI electronic RF wireless SVN Mifare / DESFire w/ key override, half escutcheon, O lever, left handed, BioCote antimicrobial finish, for use with KPB adapter | 1 |  | 1 Year | 862 | 0.15 | 732.7
33664 | Salto | A9660O00BCH8R-- | XS4 ANSI electronic wire-free SVN Mifare / DESFire w/ key override, half escutcheon, O lever, right handed, BioCote antimicrobial finish, for use with KPB adapter | 1 |  | 1 Year | 770 | 0.15 | 654.5
33665 | Salto | A9660O00BCH8RW- | XS4 ANSI electronic RF wireless SVN Mifare / DESFire w/ key override, half escutcheon, O lever, right handed, BioCote antimicrobial finish, for use with KPB adapter | 1 |  | 1 Year | 862 | 0.15 | 732.7
33666 | Salto | A9660O00BCP7L-- | XS4 ANSI electronic wire-free SVN Mifare / DESFire w/ key override, half escutcheon for use w/ concealed vertical rods, O lever, left handed, BioCote antimicrobial finish, for use with KPB adapter | 1 |  | 1 Year | 770 | 0.15 | 654.5
33667 | Salto | A9660O00BCP7LW- | XS4 ANSI electronic RF wireless SVN Mifare / DESFire w/ key override, half escutcheon for use w/ concealed vertical rods, O lever, left handed, BioCote antimicrobial finish, for use with KPB adapter | 1 |  | 1 Year | 862 | 0.15 | 732.7
33668 | Salto | A9660O00BCP7R-- | XS4 ANSI electronic wire-free SVN Mifare / DESFire w/ key override, half escutcheon for use w/ concealed vertical rods, O lever, right handed, BioCote antimicrobial finish, for use with KPB adapter | 1 |  | 1 Year | 770 | 0.15 | 654.5
33669 | Salto | A9660O00BCP7RW- | XS4 ANSI electronic RF wireless SVN Mifare / DESFire w/ key override, half escutcheon for use w/ concealed vertical rods, O lever, right handed, BioCote antimicrobial finish, for use with KPB adapter | 1 |  | 1 Year | 862 | 0.15 | 732.7
33670 | Salto | A9660O00BCP8L-- | XS4 ANSI electronic wire-free SVN Mifare / DESFire w/ key override, half escutcheon for use w/ concealed vertical rods, O lever, left handed, BioCote antimicrobial finish, for use with KPB adapter | 1 |  | 1 Year | 770 | 0.15 | 654.5
33671 | Salto | A9660O00BCP8LW- | XS4 ANSI electronic RF wireless SVN Mifare / DESFire w/ key override, half escutcheon for use w/ concealed vertical rods, O lever, left handed, BioCote antimicrobial finish, for use with KPB adapter | 1 |  | 1 Year | 862 | 0.15 | 732.7
33672 | Salto | A9660O00BCP8R-- | XS4 ANSI electronic wire-free SVN Mifare / DESFire w/ key override, half escutcheon for use w/ concealed vertical rods, O lever, right handed, BioCote antimicrobial finish, for use with KPB adapter | 1 |  | 1 Year | 770 | 0.15 | 654.5
33673 | Salto | A9660O00BCP8RW- | XS4 ANSI electronic RF wireless SVN Mifare / DESFire w/ key override, half escutcheon for use w/ concealed vertical rods, O lever, right handed, BioCote antimicrobial finish, for use with KPB adapter | 1 |  | 1 Year | 862 | 0.15 | 732.7
33674 | Salto | A9660O00IAH8L-- | XS4 ANSI electronic wire-free SVN Mifare / DESFire w/ key override, half escutcheon, O lever, left handed, antique brass finish, for use with KPB adapter | 1 |  | 1 Year | 770 | 0.15 | 654.5
33675 | Salto | A9660O00IAH8LW- | XS4 ANSI electronic RF wireless SVN Mifare / DESFire w/ key override, half escutcheon, O lever, left handed, antique brass finish, for use with KPB adapter | 1 |  | 1 Year | 862 | 0.15 | 732.7
33676 | Salto | A9660O00IAH8R-- | XS4 ANSI electronic wire-free SVN Mifare / DESFire w/ key override, half escutcheon, O lever, right handed, antique brass finish, for use with KPB adapter | 1 |  | 1 Year | 770 | 0.15 | 654.5
33677 | Salto | A9660O00IAH8RW- | XS4 ANSI electronic RF wireless SVN Mifare / DESFire w/ key override, half escutcheon, O lever, right handed, antique brass finish, for use with KPB adapter | 1 |  | 1 Year | 862 | 0.15 | 732.7
33678 | Salto | A9660O00IAP7L-- | XS4 ANSI electronic wire-free SVN Mifare / DESFire w/ key override, half escutcheon for use w/ concealed vertical rods, O lever, left handed, antique brass finish, for use with KPB adapter | 1 |  | 1 Year | 770 | 0.15 | 654.5
33679 | Salto | A9660O00IAP7LW- | XS4 ANSI electronic RF wireless SVN Mifare / DESFire w/ key override, half escutcheon for use w/ concealed vertical rods, O lever, left handed, antique brass finish, for use with KPB adapter | 1 |  | 1 Year | 862 | 0.15 | 732.7
33680 | Salto | A9660O00IAP7R-- | XS4 ANSI electronic wire-free SVN Mifare / DESFire w/ key override, half escutcheon for use w/ concealed vertical rods, O lever, right handed, antique brass finish, for use with KPB adapter | 1 |  | 1 Year | 770 | 0.15 | 654.5
33681 | Salto | A9660O00IAP7RW- | XS4 ANSI electronic RF wireless SVN Mifare / DESFire w/ key override, half escutcheon for use w/ concealed vertical rods, O lever, right handed, antique brass finish, for use with KPB adapter | 1 |  | 1 Year | 862 | 0.15 | 732.7
33682 | Salto | A9660O00IAP8L-- | XS4 ANSI electronic wire-free SVN Mifare / DESFire w/ key override, half escutcheon for use w/ concealed vertical rods, O lever, left handed, antique brass finish, for use with KPB adapter | 1 |  | 1 Year | 770 | 0.15 | 654.5
33683 | Salto | A9660O00IAP8LW- | XS4 ANSI electronic RF wireless SVN Mifare / DESFire w/ key override, half escutcheon for use w/ concealed vertical rods, O lever, left handed, antique brass finish, for use with KPB adapter | 1 |  | 1 Year | 862 | 0.15 | 732.7
33684 | Salto | A9660O00IAP8R-- | XS4 ANSI electronic wire-free SVN Mifare / DESFire w/ key override, half escutcheon for use w/ concealed vertical rods, O lever, right handed, antique brass finish, for use with KPB adapter | 1 |  | 1 Year | 770 | 0.15 | 654.5
33685 | Salto | A9660O00IAP8RW- | XS4 ANSI electronic RF wireless SVN Mifare / DESFire w/ key override, half escutcheon for use w/ concealed vertical rods, O lever, right handed, antique brass finish, for use with KPB adapter | 1 |  | 1 Year | 862 | 0.15 | 732.7
33686 | Salto | A9660O00IMH8L-- | XS4 ANSI electronic wire-free SVN Mifare / DESFire w/ key override, half escutcheon, O lever, left handed, satin stainless finish, for use with KPB adapter | 1 |  | 1 Year | 718 | 0.15 | 610.3
33687 | Salto | A9660O00IMH8LW- | XS4 ANSI electronic RF wireless SVN Mifare / DESFire w/ key override, half escutcheon, O lever, left handed, satin stainless finish, for use with KPB adapter | 1 |  | 1 Year | 810 | 0.15 | 688.5
33688 | Salto | A9660O00IMH8R-- | XS4 ANSI electronic wire-free SVN Mifare / DESFire w/ key override, half escutcheon, O lever, right handed, satin stainless finish, for use with KPB adapter | 1 |  | 1 Year | 718 | 0.15 | 610.3
33689 | Salto | A9660O00IMH8RW- | XS4 ANSI electronic RF wireless SVN Mifare / DESFire w/ key override, half escutcheon, O lever, right handed, satin stainless finish, for use with KPB adapter | 1 |  | 1 Year | 810 | 0.15 | 688.5
33690 | Salto | A9660O00IMP7L-- | XS4 ANSI electronic wire-free SVN Mifare / DESFire w/ key override, half escutcheon for use w/ concealed vertical rods, O lever, left handed, satin stainless finish, for use with KPB adapter | 1 |  | 1 Year | 718 | 0.15 | 610.3
33691 | Salto | A9660O00IMP7LW- | XS4 ANSI electronic RF wireless SVN Mifare / DESFire w/ key override, half escutcheon for use w/ concealed vertical rods, O lever, left handed, satin stainless finish, for use with KPB adapter | 1 |  | 1 Year | 810 | 0.15 | 688.5
33692 | Salto | A9660O00IMP7R-- | XS4 ANSI electronic wire-free SVN Mifare / DESFire w/ key override, half escutcheon for use w/ concealed vertical rods, O lever, right handed, satin stainless finish, for use with KPB adapter | 1 |  | 1 Year | 718 | 0.15 | 610.3
33693 | Salto | A9660O00IMP7RW- | XS4 ANSI electronic RF wireless SVN Mifare / DESFire w/ key override, half escutcheon for use w/ concealed vertical rods, O lever, right handed, satin stainless finish, for use with KPB adapter | 1 |  | 1 Year | 810 | 0.15 | 688.5
33694 | Salto | A9660O00IMP8L-- | XS4 ANSI electronic wire-free SVN Mifare / DESFire w/ key override, half escutcheon for use w/ concealed vertical rods, O lever, left handed, satin stainless finish, for use with KPB adapter | 1 |  | 1 Year | 718 | 0.15 | 610.3
33695 | Salto | A9660O00IMP8LW- | XS4 ANSI electronic RF wireless SVN Mifare / DESFire w/ key override, half escutcheon for use w/ concealed vertical rods, O lever, left handed, satin stainless finish, for use with KPB adapter | 1 |  | 1 Year | 810 | 0.15 | 688.5
33696 | Salto | A9660O00IMP8R-- | XS4 ANSI electronic wire-free SVN Mifare / DESFire w/ key override, half escutcheon for use w/ concealed vertical rods, O lever, right handed, satin stainless finish, for use with KPB adapter | 1 |  | 1 Year | 718 | 0.15 | 610.3
33697 | Salto | A9660O00IMP8RW- | XS4 ANSI electronic RF wireless SVN Mifare / DESFire w/ key override, half escutcheon for use w/ concealed vertical rods, O lever, right handed, satin stainless finish, for use with KPB adapter | 1 |  | 1 Year | 810 | 0.15 | 688.5
33698 | Salto | A9660O00IPH8L-- | XS4 ANSI electronic wire-free SVN Mifare / DESFire w/ key override, half escutcheon, O lever, left handed, bright stainless steel finish, for use with KPB adapter | 1 |  | 1 Year | 734.3 | 0.15 | 624.155
33699 | Salto | A9660O00IPH8LW- | XS4 ANSI electronic RF wireless SVN Mifare / DESFire w/ key override, half escutcheon, O lever, left handed, bright stainless steel finish, for use with KPB adapter | 1 |  | 1 Year | 826.3 | 0.15 | 702.355
33700 | Salto | A9660O00IPH8R-- | XS4 ANSI electronic wire-free SVN Mifare / DESFire w/ key override, half escutcheon, O lever, right handed, bright stainless steel finish, for use with KPB adapter | 1 |  | 1 Year | 734.3 | 0.15 | 624.155
33701 | Salto | A9660O00IPH8RW- | XS4 ANSI electronic RF wireless SVN Mifare / DESFire w/ key override, half escutcheon, O lever, right handed, bright stainless steel finish, for use with KPB adapter | 1 |  | 1 Year | 826.3 | 0.15 | 702.355
33702 | Salto | A9660O00IPP7L-- | XS4 ANSI electronic wire-free SVN Mifare / DESFire w/ key override, half escutcheon for use w/ concealed vertical rods, O lever, left handed, bright stainless steel finish, for use with KPB adapter | 1 |  | 1 Year | 734.3 | 0.15 | 624.155
33703 | Salto | A9660O00IPP7LW- | XS4 ANSI electronic RF wireless SVN Mifare / DESFire w/ key override, half escutcheon for use w/ concealed vertical rods, O lever, left handed, bright stainless steel finish, for use with KPB adapter | 1 |  | 1 Year | 826.3 | 0.15 | 702.355
33704 | Salto | A9660O00IPP7R-- | XS4 ANSI electronic wire-free SVN Mifare / DESFire w/ key override, half escutcheon for use w/ concealed vertical rods, O lever, right handed, bright stainless steel finish, for use with KPB adapter | 1 |  | 1 Year | 734.3 | 0.15 | 624.155
33705 | Salto | A9660O00IPP7RW- | XS4 ANSI electronic RF wireless SVN Mifare / DESFire w/ key override, half escutcheon for use w/ concealed vertical rods, O lever, right handed, bright stainless steel finish, for use with KPB adapter | 1 |  | 1 Year | 826.3 | 0.15 | 702.355
33706 | Salto | A9660O00IPP8L-- | XS4 ANSI electronic wire-free SVN Mifare / DESFire w/ key override, half escutcheon for use w/ concealed vertical rods, O lever, left handed, bright stainless steel finish, for use with KPB adapter | 1 |  | 1 Year | 734.3 | 0.15 | 624.155
33707 | Salto | A9660O00IPP8LW- | XS4 ANSI electronic RF wireless SVN Mifare / DESFire w/ key override, half escutcheon for use w/ concealed vertical rods, O lever, left handed, bright stainless steel finish, for use with KPB adapter | 1 |  | 1 Year | 826.3 | 0.15 | 702.355
33708 | Salto | A9660O00IPP8R-- | XS4 ANSI electronic wire-free SVN Mifare / DESFire w/ key override, half escutcheon for use w/ concealed vertical rods, O lever, right handed, bright stainless steel finish, for use with KPB adapter | 1 |  | 1 Year | 734.3 | 0.15 | 624.155
33709 | Salto | A9660O00IPP8RW- | XS4 ANSI electronic RF wireless SVN Mifare / DESFire w/ key override, half escutcheon for use w/ concealed vertical rods, O lever, right handed, bright stainless steel finish, for use with KPB adapter | 1 |  | 1 Year | 826.3 | 0.15 | 702.355
33710 | Salto | A9660O00NEH8L-- | XS4 ANSI electronic wire-free SVN Mifare / DESFire w/ key override, half escutcheon, O lever, left handed, black chromium finish, for use with KPB adapter | 1 |  | 1 Year | 752.7 | 0.15 | 639.795
33711 | Salto | A9660O00NEH8LW- | XS4 ANSI electronic RF wireless SVN Mifare / DESFire w/ key override, half escutcheon, O lever, left handed, black chromium finish, for use with KPB adapter | 1 |  | 1 Year | 844.7 | 0.15 | 717.995
33712 | Salto | A9660O00NEH8R-- | XS4 ANSI electronic wire-free SVN Mifare / DESFire w/ key override, half escutcheon, O lever, right handed, black chromium finish, for use with KPB adapter | 1 |  | 1 Year | 752.7 | 0.15 | 639.795
33713 | Salto | A9660O00NEH8RW- | XS4 ANSI electronic RF wireless SVN Mifare / DESFire w/ key override, half escutcheon, O lever, right handed, black chromium finish, for use with KPB adapter | 1 |  | 1 Year | 844.7 | 0.15 | 717.995
33714 | Salto | A9660O00NEP7L-- | XS4 ANSI electronic wire-free SVN Mifare / DESFire w/ key override, half escutcheon for use w/ concealed vertical rods, O lever, left handed, black chromium finish, for use with KPB adapter | 1 |  | 1 Year | 752.7 | 0.15 | 639.795
33715 | Salto | A9660O00NEP7LW- | XS4 ANSI electronic RF wireless SVN Mifare / DESFire w/ key override, half escutcheon for use w/ concealed vertical rods, O lever, left handed, black chromium finish, for use with KPB adapter | 1 |  | 1 Year | 844.7 | 0.15 | 717.995
33716 | Salto | A9660O00NEP7R-- | XS4 ANSI electronic wire-free SVN Mifare / DESFire w/ key override, half escutcheon for use w/ concealed vertical rods, O lever, right handed, black chromium finish, for use with KPB adapter | 1 |  | 1 Year | 752.7 | 0.15 | 639.795
33717 | Salto | A9660O00NEP7RW- | XS4 ANSI electronic RF wireless SVN Mifare / DESFire w/ key override, half escutcheon for use w/ concealed vertical rods, O lever, right handed, black chromium finish, for use with KPB adapter | 1 |  | 1 Year | 844.7 | 0.15 | 717.995
33718 | Salto | A9660O00NEP8L-- | XS4 ANSI electronic wire-free SVN Mifare / DESFire w/ key override, half escutcheon for use w/ concealed vertical rods, O lever, left handed, black chromium finish, for use with KPB adapter | 1 |  | 1 Year | 752.7 | 0.15 | 639.795
33719 | Salto | A9660O00NEP8LW- | XS4 ANSI electronic RF wireless SVN Mifare / DESFire w/ key override, half escutcheon for use w/ concealed vertical rods, O lever, left handed, black chromium finish, for use with KPB adapter | 1 |  | 1 Year | 844.7 | 0.15 | 717.995
33720 | Salto | A9660O00NEP8R-- | XS4 ANSI electronic wire-free SVN Mifare / DESFire w/ key override, half escutcheon for use w/ concealed vertical rods, O lever, right handed, black chromium finish, for use with KPB adapter | 1 |  | 1 Year | 752.7 | 0.15 | 639.795
33721 | Salto | A9660O00NEP8RW- | XS4 ANSI electronic RF wireless SVN Mifare / DESFire w/ key override, half escutcheon for use w/ concealed vertical rods, O lever, right handed, black chromium finish, for use with KPB adapter | 1 |  | 1 Year | 844.7 | 0.15 | 717.995
33722 | Salto | A9660O00PMH8L-- | XS4 ANSI electronic wire-free SVN Mifare / DESFire w/ key override, half escutcheon, O lever, left handed, satin brass finish, for use with KPB adapter | 1 |  | 1 Year | 718 | 0.15 | 610.3
33723 | Salto | A9660O00PMH8LW- | XS4 ANSI electronic RF wireless SVN Mifare / DESFire w/ key override, half escutcheon, O lever, left handed, satin brass finish, for use with KPB adapter | 1 |  | 1 Year | 810 | 0.15 | 688.5
33724 | Salto | A9660O00PMH8R-- | XS4 ANSI electronic wire-free SVN Mifare / DESFire w/ key override, half escutcheon, O lever, right handed, satin brass finish, for use with KPB adapter | 1 |  | 1 Year | 718 | 0.15 | 610.3
33725 | Salto | A9660O00PMH8RW- | XS4 ANSI electronic RF wireless SVN Mifare / DESFire w/ key override, half escutcheon, O lever, right handed, satin brass finish, for use with KPB adapter | 1 |  | 1 Year | 810 | 0.15 | 688.5
33726 | Salto | A9660O00PMP7L-- | XS4 ANSI electronic wire-free SVN Mifare / DESFire w/ key override, half escutcheon for use w/ concealed vertical rods, O lever, left handed, satin brass finish, for use with KPB adapter | 1 |  | 1 Year | 718 | 0.15 | 610.3
33727 | Salto | A9660O00PMP7LW- | XS4 ANSI electronic RF wireless SVN Mifare / DESFire w/ key override, half escutcheon for use w/ concealed vertical rods, O lever, left handed, satin brass finish, for use with KPB adapter | 1 |  | 1 Year | 810 | 0.15 | 688.5
33728 | Salto | A9660O00PMP7R-- | XS4 ANSI electronic wire-free SVN Mifare / DESFire w/ key override, half escutcheon for use w/ concealed vertical rods, O lever, right handed, satin brass finish, for use with KPB adapter | 1 |  | 1 Year | 718 | 0.15 | 610.3
33729 | Salto | A9660O00PMP7RW- | XS4 ANSI electronic RF wireless SVN Mifare / DESFire w/ key override, half escutcheon for use w/ concealed vertical rods, O lever, right handed, satin brass finish, for use with KPB adapter | 1 |  | 1 Year | 810 | 0.15 | 688.5
33730 | Salto | A9660O00PMP8L-- | XS4 ANSI electronic wire-free SVN Mifare / DESFire w/ key override, half escutcheon for use w/ concealed vertical rods, O lever, left handed, satin brass finish, for use with KPB adapter | 1 |  | 1 Year | 718 | 0.15 | 610.3
33731 | Salto | A9660O00PMP8LW- | XS4 ANSI electronic RF wireless SVN Mifare / DESFire w/ key override, half escutcheon for use w/ concealed vertical rods, O lever, left handed, satin brass finish, for use with KPB adapter | 1 |  | 1 Year | 810 | 0.15 | 688.5
33732 | Salto | A9660O00PMP8R-- | XS4 ANSI electronic wire-free SVN Mifare / DESFire w/ key override, half escutcheon for use w/ concealed vertical rods, O lever, right handed, satin brass finish, for use with KPB adapter | 1 |  | 1 Year | 718 | 0.15 | 610.3
33733 | Salto | A9660O00PMP8RW- | XS4 ANSI electronic RF wireless SVN Mifare / DESFire w/ key override, half escutcheon for use w/ concealed vertical rods, O lever, right handed, satin brass finish, for use with KPB adapter | 1 |  | 1 Year | 810 | 0.15 | 688.5
33734 | Salto | A9660O00PPH8L-- | XS4 ANSI electronic wire-free SVN Mifare / DESFire w/ key override, half escutcheon, O lever, left handed, bright brass finish, for use with KPB adapter | 1 |  | 1 Year | 734.3 | 0.15 | 624.155
33735 | Salto | A9660O00PPH8LW- | XS4 ANSI electronic RF wireless SVN Mifare / DESFire w/ key override, half escutcheon, O lever, left handed, bright brass finish, for use with KPB adapter | 1 |  | 1 Year | 826.3 | 0.15 | 702.355
33736 | Salto | A9660O00PPH8R-- | XS4 ANSI electronic wire-free SVN Mifare / DESFire w/ key override, half escutcheon, O lever, right handed, bright brass finish, for use with KPB adapter | 1 |  | 1 Year | 734.3 | 0.15 | 624.155
33737 | Salto | A9660O00PPH8RW- | XS4 ANSI electronic RF wireless SVN Mifare / DESFire w/ key override, half escutcheon, O lever, right handed, bright brass finish, for use with KPB adapter | 1 |  | 1 Year | 826.3 | 0.15 | 702.355
33738 | Salto | A9660O00PPP7L-- | XS4 ANSI electronic wire-free SVN Mifare / DESFire w/ key override, half escutcheon for use w/ concealed vertical rods, O lever, left handed, bright brass finish, for use with KPB adapter | 1 |  | 1 Year | 734.3 | 0.15 | 624.155
33739 | Salto | A9660O00PPP7LW- | XS4 ANSI electronic RF wireless SVN Mifare / DESFire w/ key override, half escutcheon for use w/ concealed vertical rods, O lever, left handed, bright brass finish, for use with KPB adapter | 1 |  | 1 Year | 826.3 | 0.15 | 702.355
33740 | Salto | A9660O00PPP7R-- | XS4 ANSI electronic wire-free SVN Mifare / DESFire w/ key override, half escutcheon for use w/ concealed vertical rods, O lever, right handed, bright brass finish, for use with KPB adapter | 1 |  | 1 Year | 734.3 | 0.15 | 624.155
33741 | Salto | A9660O00PPP7RW- | XS4 ANSI electronic RF wireless SVN Mifare / DESFire w/ key override, half escutcheon for use w/ concealed vertical rods, O lever, right handed, bright brass finish, for use with KPB adapter | 1 |  | 1 Year | 826.3 | 0.15 | 702.355
33742 | Salto | A9660O00PPP8L-- | XS4 ANSI electronic wire-free SVN Mifare / DESFire w/ key override, half escutcheon for use w/ concealed vertical rods, O lever, left handed, bright brass finish, for use with KPB adapter | 1 |  | 1 Year | 734.3 | 0.15 | 624.155
33743 | Salto | A9660O00PPP8LW- | XS4 ANSI electronic RF wireless SVN Mifare / DESFire w/ key override, half escutcheon for use w/ concealed vertical rods, O lever, left handed, bright brass finish, for use with KPB adapter | 1 |  | 1 Year | 826.3 | 0.15 | 702.355
33744 | Salto | A9660O00PPP8R-- | XS4 ANSI electronic wire-free SVN Mifare / DESFire w/ key override, half escutcheon for use w/ concealed vertical rods, O lever, right handed, bright brass finish, for use with KPB adapter | 1 |  | 1 Year | 734.3 | 0.15 | 624.155
33745 | Salto | A9660O00PPP8RW- | XS4 ANSI electronic RF wireless SVN Mifare / DESFire w/ key override, half escutcheon for use w/ concealed vertical rods, O lever, right handed, bright brass finish, for use with KPB adapter | 1 |  | 1 Year | 826.3 | 0.15 | 702.355
33746 | Salto | A9660W00BCH8--- | XS4 ANSI electronic wire-free SVN Mifare / DESFire w/ key override, half escutcheon, W lever, unhanded, BioCote antimicrobial finish, for use with KPB adapter | 1 |  | 1 Year | 759.8 | 0.15 | 645.83
33747 | Salto | A9660W00BCH8-W- | XS4 ANSI electronic RF wireless SVN Mifare / DESFire w/ key override, half escutcheon, W lever, unhanded, BioCote antimicrobial finish, for use with KPB adapter | 1 |  | 1 Year | 851.8 | 0.15 | 724.03
33748 | Salto | A9660W00BCP7--- | XS4 ANSI electronic wire-free SVN Mifare / DESFire w/ key override, half escutcheon for use w/ concealed vertical rods, W lever, unhanded, BioCote antimicrobial finish, for use with KPB adapter | 1 |  | 1 Year | 759.8 | 0.15 | 645.83
33749 | Salto | A9660W00BCP7-W- | XS4 ANSI electronic RF wireless SVN Mifare / DESFire w/ key override, half escutcheon for use w/ concealed vertical rods, W lever, unhanded, BioCote antimicrobial finish, for use with KPB adapter | 1 |  | 1 Year | 851.8 | 0.15 | 724.03
33750 | Salto | A9660W00BCP8--- | XS4 ANSI electronic wire-free SVN Mifare / DESFire w/ key override, half escutcheon for use w/ concealed vertical rods, W lever, unhanded, BioCote antimicrobial finish, for use with KPB adapter | 1 |  | 1 Year | 759.8 | 0.15 | 645.83
33751 | Salto | A9660W00BCP8-W- | XS4 ANSI electronic RF wireless SVN Mifare / DESFire w/ key override, half escutcheon for use w/ concealed vertical rods, W lever, unhanded, BioCote antimicrobial finish, for use with KPB adapter | 1 |  | 1 Year | 851.8 | 0.15 | 724.03
33752 | Salto | A9660W00IAH8--- | XS4 ANSI electronic wire-free SVN Mifare / DESFire w/ key override, half escutcheon, W lever, unhanded, antique brass finish, for use with KPB adapter | 1 |  | 1 Year | 759.8 | 0.15 | 645.83
33753 | Salto | A9660W00IAH8-W- | XS4 ANSI electronic RF wireless SVN Mifare / DESFire w/ key override, half escutcheon, W lever, unhanded, antique brass finish, for use with KPB adapter | 1 |  | 1 Year | 851.8 | 0.15 | 724.03
33754 | Salto | A9660W00IAP7--- | XS4 ANSI electronic wire-free SVN Mifare / DESFire w/ key override, half escutcheon for use w/ concealed vertical rods, W lever, unhanded, antique brass finish, for use with KPB adapter | 1 |  | 1 Year | 759.8 | 0.15 | 645.83
33755 | Salto | A9660W00IAP7-W- | XS4 ANSI electronic RF wireless SVN Mifare / DESFire w/ key override, half escutcheon for use w/ concealed vertical rods, W lever, unhanded, antique brass finish, for use with KPB adapter | 1 |  | 1 Year | 851.8 | 0.15 | 724.03
33756 | Salto | A9660W00IAP8--- | XS4 ANSI electronic wire-free SVN Mifare / DESFire w/ key override, half escutcheon for use w/ concealed vertical rods, W lever, unhanded, antique brass finish, for use with KPB adapter | 1 |  | 1 Year | 759.8 | 0.15 | 645.83
33757 | Salto | A9660W00IAP8-W- | XS4 ANSI electronic RF wireless SVN Mifare / DESFire w/ key override, half escutcheon for use w/ concealed vertical rods, W lever, unhanded, antique brass finish, for use with KPB adapter | 1 |  | 1 Year | 851.8 | 0.15 | 724.03
33758 | Salto | A9660W00IMH8--- | XS4 ANSI electronic wire-free SVN Mifare / DESFire w/ key override, half escutcheon, W lever, unhanded, satin stainless finish, for use with KPB adapter | 1 |  | 1 Year | 707.8 | 0.15 | 601.63
33759 | Salto | A9660W00IMH8-W- | XS4 ANSI electronic RF wireless SVN Mifare / DESFire w/ key override, half escutcheon, W lever, unhanded, satin stainless finish, for use with KPB adapter | 1 |  | 1 Year | 799.8 | 0.15 | 679.83
33760 | Salto | A9660W00IMP7--- | XS4 ANSI electronic wire-free SVN Mifare / DESFire w/ key override, half escutcheon for use w/ concealed vertical rods, W lever, unhanded, satin stainless finish, for use with KPB adapter | 1 |  | 1 Year | 707.8 | 0.15 | 601.63
33761 | Salto | A9660W00IMP7-W- | XS4 ANSI electronic RF wireless SVN Mifare / DESFire w/ key override, half escutcheon for use w/ concealed vertical rods, W lever, unhanded, satin stainless finish, for use with KPB adapter | 1 |  | 1 Year | 799.8 | 0.15 | 679.83
33762 | Salto | A9660W00IMP8--- | XS4 ANSI electronic wire-free SVN Mifare / DESFire w/ key override, half escutcheon for use w/ concealed vertical rods, W lever, unhanded, satin stainless finish, for use with KPB adapter | 1 |  | 1 Year | 707.8 | 0.15 | 601.63
33763 | Salto | A9660W00IMP8-W- | XS4 ANSI electronic RF wireless SVN Mifare / DESFire w/ key override, half escutcheon for use w/ concealed vertical rods, W lever, unhanded, satin stainless finish, for use with KPB adapter | 1 |  | 1 Year | 799.8 | 0.15 | 679.83
33764 | Salto | A9660W00IPH8--- | XS4 ANSI electronic wire-free SVN Mifare / DESFire w/ key override, half escutcheon, W lever, unhanded, bright stainless steel finish, for use with KPB adapter | 1 |  | 1 Year | 724.1 | 0.15 | 615.485
33765 | Salto | A9660W00IPH8-W- | XS4 ANSI electronic RF wireless SVN Mifare / DESFire w/ key override, half escutcheon, W lever, unhanded, bright stainless steel finish, for use with KPB adapter | 1 |  | 1 Year | 816.1 | 0.15 | 693.685
33766 | Salto | A9660W00IPP7--- | XS4 ANSI electronic wire-free SVN Mifare / DESFire w/ key override, half escutcheon for use w/ concealed vertical rods, W lever, unhanded, bright stainless steel finish, for use with KPB adapter | 1 |  | 1 Year | 724.1 | 0.15 | 615.485
33767 | Salto | A9660W00IPP7-W- | XS4 ANSI electronic RF wireless SVN Mifare / DESFire w/ key override, half escutcheon for use w/ concealed vertical rods, W lever, unhanded, bright stainless steel finish, for use with KPB adapter | 1 |  | 1 Year | 816.1 | 0.15 | 693.685
33768 | Salto | A9660W00IPP8--- | XS4 ANSI electronic wire-free SVN Mifare / DESFire w/ key override, half escutcheon for use w/ concealed vertical rods, W lever, unhanded, bright stainless steel finish, for use with KPB adapter | 1 |  | 1 Year | 724.1 | 0.15 | 615.485
33769 | Salto | A9660W00IPP8-W- | XS4 ANSI electronic RF wireless SVN Mifare / DESFire w/ key override, half escutcheon for use w/ concealed vertical rods, W lever, unhanded, bright stainless steel finish, for use with KPB adapter | 1 |  | 1 Year | 816.1 | 0.15 | 693.685
33770 | Salto | A9660W00NEH8--- | XS4 ANSI electronic wire-free SVN Mifare / DESFire w/ key override, half escutcheon, W lever, unhanded, black chromium finish, for use with KPB adapter | 1 |  | 1 Year | 742.5 | 0.15 | 631.125
33771 | Salto | A9660W00NEH8-W- | XS4 ANSI electronic RF wireless SVN Mifare / DESFire w/ key override, half escutcheon, W lever, unhanded, black chromium finish, for use with KPB adapter | 1 |  | 1 Year | 834.5 | 0.15 | 709.325
33772 | Salto | A9660W00NEP7--- | XS4 ANSI electronic wire-free SVN Mifare / DESFire w/ key override, half escutcheon for use w/ concealed vertical rods, W lever, unhanded, black chromium finish, for use with KPB adapter | 1 |  | 1 Year | 742.5 | 0.15 | 631.125
33773 | Salto | A9660W00NEP7-W- | XS4 ANSI electronic RF wireless SVN Mifare / DESFire w/ key override, half escutcheon for use w/ concealed vertical rods, W lever, unhanded, black chromium finish, for use with KPB adapter | 1 |  | 1 Year | 834.5 | 0.15 | 709.325
33774 | Salto | A9660W00NEP8--- | XS4 ANSI electronic wire-free SVN Mifare / DESFire w/ key override, half escutcheon for use w/ concealed vertical rods, W lever, unhanded, black chromium finish, for use with KPB adapter | 1 |  | 1 Year | 742.5 | 0.15 | 631.125
33775 | Salto | A9660W00NEP8-W- | XS4 ANSI electronic RF wireless SVN Mifare / DESFire w/ key override, half escutcheon for use w/ concealed vertical rods, W lever, unhanded, black chromium finish, for use with KPB adapter | 1 |  | 1 Year | 834.5 | 0.15 | 709.325
33776 | Salto | A9660W00PMH8--- | XS4 ANSI electronic wire-free SVN Mifare / DESFire w/ key override, half escutcheon, W lever, unhanded, satin brass finish, for use with KPB adapter | 1 |  | 1 Year | 707.8 | 0.15 | 601.63
33777 | Salto | A9660W00PMH8-W- | XS4 ANSI electronic RF wireless SVN Mifare / DESFire w/ key override, half escutcheon, W lever, unhanded, satin brass finish, for use with KPB adapter | 1 |  | 1 Year | 799.8 | 0.15 | 679.83
33778 | Salto | A9660W00PMP7--- | XS4 ANSI electronic wire-free SVN Mifare / DESFire w/ key override, half escutcheon for use w/ concealed vertical rods, W lever, unhanded, satin brass finish, for use with KPB adapter | 1 |  | 1 Year | 707.8 | 0.15 | 601.63
33779 | Salto | A9660W00PMP7-W- | XS4 ANSI electronic RF wireless SVN Mifare / DESFire w/ key override, half escutcheon for use w/ concealed vertical rods, W lever, unhanded, satin brass finish, for use with KPB adapter | 1 |  | 1 Year | 799.8 | 0.15 | 679.83
33780 | Salto | A9660W00PMP8--- | XS4 ANSI electronic wire-free SVN Mifare / DESFire w/ key override, half escutcheon for use w/ concealed vertical rods, W lever, unhanded, satin brass finish, for use with KPB adapter | 1 |  | 1 Year | 707.8 | 0.15 | 601.63
33781 | Salto | A9660W00PMP8-W- | XS4 ANSI electronic RF wireless SVN Mifare / DESFire w/ key override, half escutcheon for use w/ concealed vertical rods, W lever, unhanded, satin brass finish, for use with KPB adapter | 1 |  | 1 Year | 799.8 | 0.15 | 679.83
33782 | Salto | A9660W00PPH8--- | XS4 ANSI electronic wire-free SVN Mifare / DESFire w/ key override, half escutcheon, W lever, unhanded, bright brass finish, for use with KPB adapter | 1 |  | 1 Year | 724.1 | 0.15 | 615.485
33783 | Salto | A9660W00PPH8-W- | XS4 ANSI electronic RF wireless SVN Mifare / DESFire w/ key override, half escutcheon, W lever, unhanded, bright brass finish, for use with KPB adapter | 1 |  | 1 Year | 816.1 | 0.15 | 693.685
33784 | Salto | A9660W00PPP7--- | XS4 ANSI electronic wire-free SVN Mifare / DESFire w/ key override, half escutcheon for use w/ concealed vertical rods, W lever, unhanded, bright brass finish, for use with KPB adapter | 1 |  | 1 Year | 724.1 | 0.15 | 615.485
33785 | Salto | A9660W00PPP7-W- | XS4 ANSI electronic RF wireless SVN Mifare / DESFire w/ key override, half escutcheon for use w/ concealed vertical rods, W lever, unhanded, bright brass finish, for use with KPB adapter | 1 |  | 1 Year | 816.1 | 0.15 | 693.685
33786 | Salto | A9660W00PPP8--- | XS4 ANSI electronic wire-free SVN Mifare / DESFire w/ key override, half escutcheon for use w/ concealed vertical rods, W lever, unhanded, bright brass finish, for use with KPB adapter | 1 |  | 1 Year | 724.1 | 0.15 | 615.485
33787 | Salto | A9660W00PPP8-W- | XS4 ANSI electronic RF wireless SVN Mifare / DESFire w/ key override, half escutcheon for use w/ concealed vertical rods, W lever, unhanded, bright brass finish, for use with KPB adapter | 1 |  | 1 Year | 816.1 | 0.15 | 693.685
33788 | Salto | AB650200IMH8--- | XS4 ANSI electronic wire-free SVN BLE / Mifare / DESFire half escutcheon, Columbo Robodue premium series lever, unhanded, satin stainless finish, for use with KPB adapter | 1 |  | 1 Year | 792.7 | 0.15 | 673.795
33789 | Salto | AB650200IMH8--K | XS4 ANSI electronic wire-free SVN BLE / Mifare / DESFire half escutcheon, with keypad, Columbo Robodue premium series lever, unhanded, satin stainless finish, for use with KPB adapter | 1 |  | 1 Year | 855.55 | 0.15 | 727.2175
33790 | Salto | AB650200IMH8-W- | XS4 ANSI electronic RF wireless SVN BLE / Mifare / DESFire half escutcheon, Columbo Robodue premium series lever, unhanded, satin stainless finish, for use with KPB adapter | 1 |  | 1 Year | 884.7 | 0.15 | 751.995
33791 | Salto | AB650200IMH8-WK | XS4 ANSI electronic RF wireless SVN BLE / Mifare / DESFire half escutcheon, with keypad, Columbo Robodue premium series lever, unhanded, satin stainless finish, for use with KPB adapter | 1 |  | 1 Year | 1040.75 | 0.15 | 884.6375
33792 | Salto | AB650200IMP7--- | XS4 ANSI electronic wire-free SVN BLE / Mifare / DESFire half escutcheon for use w/ concealed vertical rods, Columbo Robodue premium series lever, unhanded, satin stainless finish, for use with KPB adapter | 1 |  | 1 Year | 792.7 | 0.15 | 673.795
33793 | Salto | AB650200IMP7--K | XS4 ANSI electronic wire-free SVN BLE / Mifare / DESFire half escutcheon for use w/ concealed vertical rods, with keypad, Columbo Robodue premium series lever, unhanded, satin stainless finish, for use with KPB adapter | 1 |  | 1 Year | 855.55 | 0.15 | 727.2175
33794 | Salto | AB650200IMP7-W- | XS4 ANSI electronic RF wireless SVN BLE / Mifare / DESFire half escutcheon for use w/ concealed vertical rods, Columbo Robodue premium series lever, unhanded, satin stainless finish, for use with KPB adapter | 1 |  | 1 Year | 884.7 | 0.15 | 751.995
33795 | Salto | AB650200IMP7-WK | XS4 ANSI electronic RF wireless SVN BLE / Mifare / DESFire half escutcheon for use w/ concealed vertical rods, with keypad, Columbo Robodue premium series lever, unhanded, satin stainless finish, for use with KPB adapter | 1 |  | 1 Year | 1040.75 | 0.15 | 884.6375
33796 | Salto | AB650200IMP8--- | XS4 ANSI electronic wire-free SVN BLE / Mifare / DESFire half escutcheon for use w/ concealed vertical rods, Columbo Robodue premium series lever, unhanded, satin stainless finish, for use with KPB adapter | 1 |  | 1 Year | 792.7 | 0.15 | 673.795
33797 | Salto | AB650200IMP8--K | XS4 ANSI electronic wire-free SVN BLE / Mifare / DESFire half escutcheon for use w/ concealed vertical rods, with keypad, Columbo Robodue premium series lever, unhanded, satin stainless finish, for use with KPB adapter | 1 |  | 1 Year | 855.55 | 0.15 | 727.2175
33798 | Salto | AB650200IMP8-W- | XS4 ANSI electronic RF wireless SVN BLE / Mifare / DESFire half escutcheon for use w/ concealed vertical rods, Columbo Robodue premium series lever, unhanded, satin stainless finish, for use with KPB adapter | 1 |  | 1 Year | 884.7 | 0.15 | 751.995
33799 | Salto | AB650200IMP8-WK | XS4 ANSI electronic RF wireless SVN BLE / Mifare / DESFire half escutcheon for use w/ concealed vertical rods, with keypad, Columbo Robodue premium series lever, unhanded, satin stainless finish, for use with KPB adapter | 1 |  | 1 Year | 1040.75 | 0.15 | 884.6375
33800 | Salto | AB650200IPH8--- | XS4 ANSI electronic wire-free SVN BLE / Mifare / DESFire half escutcheon, Columbo Robodue premium series lever, unhanded, bright stainless steel finish, for use with KPB adapter | 1 |  | 1 Year | 809 | 0.15 | 687.65
33801 | Salto | AB650200IPH8--K | XS4 ANSI electronic wire-free SVN BLE / Mifare / DESFire half escutcheon, with keypad, Columbo Robodue premium series lever, unhanded, bright stainless steel finish, for use with KPB adapter | 1 |  | 1 Year | 871.85 | 0.15 | 741.0725
33802 | Salto | AB650200IPH8-W- | XS4 ANSI electronic RF wireless SVN BLE / Mifare / DESFire half escutcheon, Columbo Robodue premium series lever, unhanded, bright stainless steel finish, for use with KPB adapter | 1 |  | 1 Year | 901 | 0.15 | 765.85
33803 | Salto | AB650200IPH8-WK | XS4 ANSI electronic RF wireless SVN BLE / Mifare / DESFire half escutcheon, with keypad, Columbo Robodue premium series lever, unhanded, bright stainless steel finish, for use with KPB adapter | 1 |  | 1 Year | 1057.05 | 0.15 | 898.4925
33804 | Salto | AB650200IPP7--- | XS4 ANSI electronic wire-free SVN BLE / Mifare / DESFire half escutcheon for use w/ concealed vertical rods, Columbo Robodue premium series lever, unhanded, bright stainless steel finish, for use with KPB adapter | 1 |  | 1 Year | 809 | 0.15 | 687.65
33805 | Salto | AB650200IPP7--K | XS4 ANSI electronic wire-free SVN BLE / Mifare / DESFire half escutcheon for use w/ concealed vertical rods, with keypad, Columbo Robodue premium series lever, unhanded, bright stainless steel finish, for use with KPB adapter | 1 |  | 1 Year | 871.85 | 0.15 | 741.0725
33806 | Salto | AB650200IPP7-W- | XS4 ANSI electronic RF wireless SVN BLE / Mifare / DESFire half escutcheon for use w/ concealed vertical rods, Columbo Robodue premium series lever, unhanded, bright stainless steel finish, for use with KPB adapter | 1 |  | 1 Year | 901 | 0.15 | 765.85
33807 | Salto | AB650200IPP7-WK | XS4 ANSI electronic RF wireless SVN BLE / Mifare / DESFire half escutcheon for use w/ concealed vertical rods, with keypad, Columbo Robodue premium series lever, unhanded, bright stainless steel finish, for use with KPB adapter | 1 |  | 1 Year | 1057.05 | 0.15 | 898.4925
33808 | Salto | AB650200IPP8--- | XS4 ANSI electronic wire-free SVN BLE / Mifare / DESFire half escutcheon for use w/ concealed vertical rods, Columbo Robodue premium series lever, unhanded, bright stainless steel finish, for use with KPB adapter | 1 |  | 1 Year | 809 | 0.15 | 687.65
33809 | Salto | AB650200IPP8--K | XS4 ANSI electronic wire-free SVN BLE / Mifare / DESFire half escutcheon for use w/ concealed vertical rods, with keypad, Columbo Robodue premium series lever, unhanded, bright stainless steel finish, for use with KPB adapter | 1 |  | 1 Year | 871.85 | 0.15 | 741.0725
33810 | Salto | AB650200IPP8-W- | XS4 ANSI electronic RF wireless SVN BLE / Mifare / DESFire half escutcheon for use w/ concealed vertical rods, Columbo Robodue premium series lever, unhanded, bright stainless steel finish, for use with KPB adapter | 1 |  | 1 Year | 901 | 0.15 | 765.85
33811 | Salto | AB650200IPP8-WK | XS4 ANSI electronic RF wireless SVN BLE / Mifare / DESFire half escutcheon for use w/ concealed vertical rods, with keypad, Columbo Robodue premium series lever, unhanded, bright stainless steel finish, for use with KPB adapter | 1 |  | 1 Year | 1057.05 | 0.15 | 898.4925
33812 | Salto | AB650200PPH8--- | XS4 ANSI electronic wire-free SVN BLE / Mifare / DESFire half escutcheon, Columbo Robodue premium series lever, unhanded, bright brass finish, for use with KPB adapter | 1 |  | 1 Year | 809 | 0.15 | 687.65
33813 | Salto | AB650200PPH8--K | XS4 ANSI electronic wire-free SVN BLE / Mifare / DESFire half escutcheon, with keypad, Columbo Robodue premium series lever, unhanded, bright brass finish, for use with KPB adapter | 1 |  | 1 Year | 871.85 | 0.15 | 741.0725
33814 | Salto | AB650200PPH8-W- | XS4 ANSI electronic RF wireless SVN BLE / Mifare / DESFire half escutcheon, Columbo Robodue premium series lever, unhanded, bright brass finish, for use with KPB adapter | 1 |  | 1 Year | 901 | 0.15 | 765.85
33815 | Salto | AB650200PPH8-WK | XS4 ANSI electronic RF wireless SVN BLE / Mifare / DESFire half escutcheon, with keypad, Columbo Robodue premium series lever, unhanded, bright brass finish, for use with KPB adapter | 1 |  | 1 Year | 1057.05 | 0.15 | 898.4925
33816 | Salto | AB650200PPP7--- | XS4 ANSI electronic wire-free SVN BLE / Mifare / DESFire half escutcheon for use w/ concealed vertical rods, Columbo Robodue premium series lever, unhanded, bright brass finish, for use with KPB adapter | 1 |  | 1 Year | 809 | 0.15 | 687.65
33817 | Salto | AB650200PPP7--K | XS4 ANSI electronic wire-free SVN BLE / Mifare / DESFire half escutcheon for use w/ concealed vertical rods, with keypad, Columbo Robodue premium series lever, unhanded, bright brass finish, for use with KPB adapter | 1 |  | 1 Year | 871.85 | 0.15 | 741.0725
33818 | Salto | AB650200PPP7-W- | XS4 ANSI electronic RF wireless SVN BLE / Mifare / DESFire half escutcheon for use w/ concealed vertical rods, Columbo Robodue premium series lever, unhanded, bright brass finish, for use with KPB adapter | 1 |  | 1 Year | 901 | 0.15 | 765.85
33819 | Salto | AB650200PPP7-WK | XS4 ANSI electronic RF wireless SVN BLE / Mifare / DESFire half escutcheon for use w/ concealed vertical rods, with keypad, Columbo Robodue premium series lever, unhanded, bright brass finish, for use with KPB adapter | 1 |  | 1 Year | 1057.05 | 0.15 | 898.4925
33820 | Salto | AB650200PPP8--- | XS4 ANSI electronic wire-free SVN BLE / Mifare / DESFire half escutcheon for use w/ concealed vertical rods, Columbo Robodue premium series lever, unhanded, bright brass finish, for use with KPB adapter | 1 |  | 1 Year | 809 | 0.15 | 687.65
33821 | Salto | AB650200PPP8--K | XS4 ANSI electronic wire-free SVN BLE / Mifare / DESFire half escutcheon for use w/ concealed vertical rods, with keypad, Columbo Robodue premium series lever, unhanded, bright brass finish, for use with KPB adapter | 1 |  | 1 Year | 871.85 | 0.15 | 741.0725
33822 | Salto | AB650200PPP8-W- | XS4 ANSI electronic RF wireless SVN BLE / Mifare / DESFire half escutcheon for use w/ concealed vertical rods, Columbo Robodue premium series lever, unhanded, bright brass finish, for use with KPB adapter | 1 |  | 1 Year | 901 | 0.15 | 765.85
33823 | Salto | AB650200PPP8-WK | XS4 ANSI electronic RF wireless SVN BLE / Mifare / DESFire half escutcheon for use w/ concealed vertical rods, with keypad, Columbo Robodue premium series lever, unhanded, bright brass finish, for use with KPB adapter | 1 |  | 1 Year | 1057.05 | 0.15 | 898.4925
33824 | Salto | AB650300IMH8--- | XS4 ANSI electronic wire-free SVN BLE / Mifare / DESFire half escutcheon, Columbo Robotre premium series lever, unhanded, satin stainless finish, for use with KPB adapter | 1 |  | 1 Year | 792.7 | 0.15 | 673.795
33825 | Salto | AB650300IMH8--K | XS4 ANSI electronic wire-free SVN BLE / Mifare / DESFire half escutcheon, with keypad, Columbo Robotre premium series lever, unhanded, satin stainless finish, for use with KPB adapter | 1 |  | 1 Year | 855.55 | 0.15 | 727.2175
33826 | Salto | AB650300IMH8-W- | XS4 ANSI electronic RF wireless SVN BLE / Mifare / DESFire half escutcheon, Columbo Robotre premium series lever, unhanded, satin stainless finish, for use with KPB adapter | 1 |  | 1 Year | 884.7 | 0.15 | 751.995
33827 | Salto | AB650300IMH8-WK | XS4 ANSI electronic RF wireless SVN BLE / Mifare / DESFire half escutcheon, with keypad, Columbo Robotre premium series lever, unhanded, satin stainless finish, for use with KPB adapter | 1 |  | 1 Year | 1040.75 | 0.15 | 884.6375
33828 | Salto | AB650300IMP7--- | XS4 ANSI electronic wire-free SVN BLE / Mifare / DESFire half escutcheon for use w/ concealed vertical rods, Columbo Robotre premium series lever, unhanded, satin stainless finish, for use with KPB adapter | 1 |  | 1 Year | 792.7 | 0.15 | 673.795
33829 | Salto | AB650300IMP7--K | XS4 ANSI electronic wire-free SVN BLE / Mifare / DESFire half escutcheon for use w/ concealed vertical rods, with keypad, Columbo Robotre premium series lever, unhanded, satin stainless finish, for use with KPB adapter | 1 |  | 1 Year | 855.55 | 0.15 | 727.2175
33830 | Salto | AB650300IMP7-W- | XS4 ANSI electronic RF wireless SVN BLE / Mifare / DESFire half escutcheon for use w/ concealed vertical rods, Columbo Robotre premium series lever, unhanded, satin stainless finish, for use with KPB adapter | 1 |  | 1 Year | 884.7 | 0.15 | 751.995
33831 | Salto | AB650300IMP7-WK | XS4 ANSI electronic RF wireless SVN BLE / Mifare / DESFire half escutcheon for use w/ concealed vertical rods, with keypad, Columbo Robotre premium series lever, unhanded, satin stainless finish, for use with KPB adapter | 1 |  | 1 Year | 1040.75 | 0.15 | 884.6375
33832 | Salto | AB650300IMP8--- | XS4 ANSI electronic wire-free SVN BLE / Mifare / DESFire half escutcheon for use w/ concealed vertical rods, Columbo Robotre premium series lever, unhanded, satin stainless finish, for use with KPB adapter | 1 |  | 1 Year | 792.7 | 0.15 | 673.795
33833 | Salto | AB650300IMP8--K | XS4 ANSI electronic wire-free SVN BLE / Mifare / DESFire half escutcheon for use w/ concealed vertical rods, with keypad, Columbo Robotre premium series lever, unhanded, satin stainless finish, for use with KPB adapter | 1 |  | 1 Year | 855.55 | 0.15 | 727.2175
33834 | Salto | AB650300IMP8-W- | XS4 ANSI electronic RF wireless SVN BLE / Mifare / DESFire half escutcheon for use w/ concealed vertical rods, Columbo Robotre premium series lever, unhanded, satin stainless finish, for use with KPB adapter | 1 |  | 1 Year | 884.7 | 0.15 | 751.995
33835 | Salto | AB650300IMP8-WK | XS4 ANSI electronic RF wireless SVN BLE / Mifare / DESFire half escutcheon for use w/ concealed vertical rods, with keypad, Columbo Robotre premium series lever, unhanded, satin stainless finish, for use with KPB adapter | 1 |  | 1 Year | 1040.75 | 0.15 | 884.6375
33836 | Salto | AB650300IPH8--- | XS4 ANSI electronic wire-free SVN BLE / Mifare / DESFire half escutcheon, Columbo Robotre premium series lever, unhanded, bright stainless steel finish, for use with KPB adapter | 1 |  | 1 Year | 809 | 0.15 | 687.65
33837 | Salto | AB650300IPH8--K | XS4 ANSI electronic wire-free SVN BLE / Mifare / DESFire half escutcheon, with keypad, Columbo Robotre premium series lever, unhanded, bright stainless steel finish, for use with KPB adapter | 1 |  | 1 Year | 871.85 | 0.15 | 741.0725
33838 | Salto | AB650300IPH8-W- | XS4 ANSI electronic RF wireless SVN BLE / Mifare / DESFire half escutcheon, Columbo Robotre premium series lever, unhanded, bright stainless steel finish, for use with KPB adapter | 1 |  | 1 Year | 901 | 0.15 | 765.85
33839 | Salto | AB650300IPH8-WK | XS4 ANSI electronic RF wireless SVN BLE / Mifare / DESFire half escutcheon, with keypad, Columbo Robotre premium series lever, unhanded, bright stainless steel finish, for use with KPB adapter | 1 |  | 1 Year | 1057.05 | 0.15 | 898.4925
33840 | Salto | AB650300IPP7--- | XS4 ANSI electronic wire-free SVN BLE / Mifare / DESFire half escutcheon for use w/ concealed vertical rods, Columbo Robotre premium series lever, unhanded, bright stainless steel finish, for use with KPB adapter | 1 |  | 1 Year | 809 | 0.15 | 687.65
33841 | Salto | AB650300IPP7--K | XS4 ANSI electronic wire-free SVN BLE / Mifare / DESFire half escutcheon for use w/ concealed vertical rods, with keypad, Columbo Robotre premium series lever, unhanded, bright stainless steel finish, for use with KPB adapter | 1 |  | 1 Year | 871.85 | 0.15 | 741.0725
33842 | Salto | AB650300IPP7-W- | XS4 ANSI electronic RF wireless SVN BLE / Mifare / DESFire half escutcheon for use w/ concealed vertical rods, Columbo Robotre premium series lever, unhanded, bright stainless steel finish, for use with KPB adapter | 1 |  | 1 Year | 901 | 0.15 | 765.85
33843 | Salto | AB650300IPP7-WK | XS4 ANSI electronic RF wireless SVN BLE / Mifare / DESFire half escutcheon for use w/ concealed vertical rods, with keypad, Columbo Robotre premium series lever, unhanded, bright stainless steel finish, for use with KPB adapter | 1 |  | 1 Year | 1057.05 | 0.15 | 898.4925
33844 | Salto | AB650300IPP8--- | XS4 ANSI electronic wire-free SVN BLE / Mifare / DESFire half escutcheon for use w/ concealed vertical rods, Columbo Robotre premium series lever, unhanded, bright stainless steel finish, for use with KPB adapter | 1 |  | 1 Year | 809 | 0.15 | 687.65
33845 | Salto | AB650300IPP8--K | XS4 ANSI electronic wire-free SVN BLE / Mifare / DESFire half escutcheon for use w/ concealed vertical rods, with keypad, Columbo Robotre premium series lever, unhanded, bright stainless steel finish, for use with KPB adapter | 1 |  | 1 Year | 871.85 | 0.15 | 741.0725
33846 | Salto | AB650300IPP8-W- | XS4 ANSI electronic RF wireless SVN BLE / Mifare / DESFire half escutcheon for use w/ concealed vertical rods, Columbo Robotre premium series lever, unhanded, bright stainless steel finish, for use with KPB adapter | 1 |  | 1 Year | 901 | 0.15 | 765.85
33847 | Salto | AB650300IPP8-WK | XS4 ANSI electronic RF wireless SVN BLE / Mifare / DESFire half escutcheon for use w/ concealed vertical rods, with keypad, Columbo Robotre premium series lever, unhanded, bright stainless steel finish, for use with KPB adapter | 1 |  | 1 Year | 1057.05 | 0.15 | 898.4925
33848 | Salto | AB650300PPH8--- | XS4 ANSI electronic wire-free SVN BLE / Mifare / DESFire half escutcheon, Columbo Robotre premium series lever, unhanded, bright brass finish, for use with KPB adapter | 1 |  | 1 Year | 809 | 0.15 | 687.65
33849 | Salto | AB650300PPH8--K | XS4 ANSI electronic wire-free SVN BLE / Mifare / DESFire half escutcheon, with keypad, Columbo Robotre premium series lever, unhanded, bright brass finish, for use with KPB adapter | 1 |  | 1 Year | 871.85 | 0.15 | 741.0725
33850 | Salto | AB650300PPH8-W- | XS4 ANSI electronic RF wireless SVN BLE / Mifare / DESFire half escutcheon, Columbo Robotre premium series lever, unhanded, bright brass finish, for use with KPB adapter | 1 |  | 1 Year | 901 | 0.15 | 765.85
33851 | Salto | AB650300PPH8-WK | XS4 ANSI electronic RF wireless SVN BLE / Mifare / DESFire half escutcheon, with keypad, Columbo Robotre premium series lever, unhanded, bright brass finish, for use with KPB adapter | 1 |  | 1 Year | 1057.05 | 0.15 | 898.4925
33852 | Salto | AB650300PPP7--- | XS4 ANSI electronic wire-free SVN BLE / Mifare / DESFire half escutcheon for use w/ concealed vertical rods, Columbo Robotre premium series lever, unhanded, bright brass finish, for use with KPB adapter | 1 |  | 1 Year | 809 | 0.15 | 687.65
33853 | Salto | AB650300PPP7--K | XS4 ANSI electronic wire-free SVN BLE / Mifare / DESFire half escutcheon for use w/ concealed vertical rods, with keypad, Columbo Robotre premium series lever, unhanded, bright brass finish, for use with KPB adapter | 1 |  | 1 Year | 871.85 | 0.15 | 741.0725
33854 | Salto | AB650300PPP7-W- | XS4 ANSI electronic RF wireless SVN BLE / Mifare / DESFire half escutcheon for use w/ concealed vertical rods, Columbo Robotre premium series lever, unhanded, bright brass finish, for use with KPB adapter | 1 |  | 1 Year | 901 | 0.15 | 765.85
33855 | Salto | AB650300PPP7-WK | XS4 ANSI electronic RF wireless SVN BLE / Mifare / DESFire half escutcheon for use w/ concealed vertical rods, with keypad, Columbo Robotre premium series lever, unhanded, bright brass finish, for use with KPB adapter | 1 |  | 1 Year | 1057.05 | 0.15 | 898.4925
33856 | Salto | AB650300PPP8--- | XS4 ANSI electronic wire-free SVN BLE / Mifare / DESFire half escutcheon for use w/ concealed vertical rods, Columbo Robotre premium series lever, unhanded, bright brass finish, for use with KPB adapter | 1 |  | 1 Year | 809 | 0.15 | 687.65
33857 | Salto | AB650300PPP8--K | XS4 ANSI electronic wire-free SVN BLE / Mifare / DESFire half escutcheon for use w/ concealed vertical rods, with keypad, Columbo Robotre premium series lever, unhanded, bright brass finish, for use with KPB adapter | 1 |  | 1 Year | 871.85 | 0.15 | 741.0725
33858 | Salto | AB650300PPP8-W- | XS4 ANSI electronic RF wireless SVN BLE / Mifare / DESFire half escutcheon for use w/ concealed vertical rods, Columbo Robotre premium series lever, unhanded, bright brass finish, for use with KPB adapter | 1 |  | 1 Year | 901 | 0.15 | 765.85
33859 | Salto | AB650300PPP8-WK | XS4 ANSI electronic RF wireless SVN BLE / Mifare / DESFire half escutcheon for use w/ concealed vertical rods, with keypad, Columbo Robotre premium series lever, unhanded, bright brass finish, for use with KPB adapter | 1 |  | 1 Year | 1057.05 | 0.15 | 898.4925
33860 | Salto | AB650400IMH8--- | XS4 ANSI electronic wire-free SVN BLE / Mifare / DESFire half escutcheon, Columbo Roboquattro premium series lever, unhanded, satin stainless finish, for use with KPB adapter | 1 |  | 1 Year | 792.7 | 0.15 | 673.795
33861 | Salto | AB650400IMH8--K | XS4 ANSI electronic wire-free SVN BLE / Mifare / DESFire half escutcheon, with keypad, Columbo Roboquattro premium series lever, unhanded, satin stainless finish, for use with KPB adapter | 1 |  | 1 Year | 855.55 | 0.15 | 727.2175
33862 | Salto | AB650400IMH8-W- | XS4 ANSI electronic RF wireless SVN BLE / Mifare / DESFire half escutcheon, Columbo Roboquattro premium series lever, unhanded, satin stainless finish, for use with KPB adapter | 1 |  | 1 Year | 884.7 | 0.15 | 751.995
33863 | Salto | AB650400IMH8-WK | XS4 ANSI electronic RF wireless SVN BLE / Mifare / DESFire half escutcheon, with keypad, Columbo Roboquattro premium series lever, unhanded, satin stainless finish, for use with KPB adapter | 1 |  | 1 Year | 1040.75 | 0.15 | 884.6375
33864 | Salto | AB650400IMP7--- | XS4 ANSI electronic wire-free SVN BLE / Mifare / DESFire half escutcheon for use w/ concealed vertical rods, Columbo Roboquattro premium series lever, unhanded, satin stainless finish, for use with KPB adapter | 1 |  | 1 Year | 792.7 | 0.15 | 673.795
33865 | Salto | AB650400IMP7--K | XS4 ANSI electronic wire-free SVN BLE / Mifare / DESFire half escutcheon for use w/ concealed vertical rods, with keypad, Columbo Roboquattro premium series lever, unhanded, satin stainless finish, for use with KPB adapter | 1 |  | 1 Year | 855.55 | 0.15 | 727.2175
33866 | Salto | AB650400IMP7-W- | XS4 ANSI electronic RF wireless SVN BLE / Mifare / DESFire half escutcheon for use w/ concealed vertical rods, Columbo Roboquattro premium series lever, unhanded, satin stainless finish, for use with KPB adapter | 1 |  | 1 Year | 884.7 | 0.15 | 751.995
33867 | Salto | AB650400IMP7-WK | XS4 ANSI electronic RF wireless SVN BLE / Mifare / DESFire half escutcheon for use w/ concealed vertical rods, with keypad, Columbo Roboquattro premium series lever, unhanded, satin stainless finish, for use with KPB adapter | 1 |  | 1 Year | 1040.75 | 0.15 | 884.6375
33868 | Salto | AB650400IMP8--- | XS4 ANSI electronic wire-free SVN BLE / Mifare / DESFire half escutcheon for use w/ concealed vertical rods, Columbo Roboquattro premium series lever, unhanded, satin stainless finish, for use with KPB adapter | 1 |  | 1 Year | 792.7 | 0.15 | 673.795
33869 | Salto | AB650400IMP8--K | XS4 ANSI electronic wire-free SVN BLE / Mifare / DESFire half escutcheon for use w/ concealed vertical rods, with keypad, Columbo Roboquattro premium series lever, unhanded, satin stainless finish, for use with KPB adapter | 1 |  | 1 Year | 855.55 | 0.15 | 727.2175
33870 | Salto | AB650400IMP8-W- | XS4 ANSI electronic RF wireless SVN BLE / Mifare / DESFire half escutcheon for use w/ concealed vertical rods, Columbo Roboquattro premium series lever, unhanded, satin stainless finish, for use with KPB adapter | 1 |  | 1 Year | 884.7 | 0.15 | 751.995
33871 | Salto | AB650400IMP8-WK | XS4 ANSI electronic RF wireless SVN BLE / Mifare / DESFire half escutcheon for use w/ concealed vertical rods, with keypad, Columbo Roboquattro premium series lever, unhanded, satin stainless finish, for use with KPB adapter | 1 |  | 1 Year | 1040.75 | 0.15 | 884.6375
33872 | Salto | AB650400IPH8--- | XS4 ANSI electronic wire-free SVN BLE / Mifare / DESFire half escutcheon, Columbo Roboquattro premium series lever, unhanded, bright stainless steel finish, for use with KPB adapter | 1 |  | 1 Year | 809 | 0.15 | 687.65
33873 | Salto | AB650400IPH8--K | XS4 ANSI electronic wire-free SVN BLE / Mifare / DESFire half escutcheon, with keypad, Columbo Roboquattro premium series lever, unhanded, bright stainless steel finish, for use with KPB adapter | 1 |  | 1 Year | 871.85 | 0.15 | 741.0725
33874 | Salto | AB650400IPH8-W- | XS4 ANSI electronic RF wireless SVN BLE / Mifare / DESFire half escutcheon, Columbo Roboquattro premium series lever, unhanded, bright stainless steel finish, for use with KPB adapter | 1 |  | 1 Year | 901 | 0.15 | 765.85
33875 | Salto | AB650400IPH8-WK | XS4 ANSI electronic RF wireless SVN BLE / Mifare / DESFire half escutcheon, with keypad, Columbo Roboquattro premium series lever, unhanded, bright stainless steel finish, for use with KPB adapter | 1 |  | 1 Year | 1057.05 | 0.15 | 898.4925
33876 | Salto | AB650400IPP7--- | XS4 ANSI electronic wire-free SVN BLE / Mifare / DESFire half escutcheon for use w/ concealed vertical rods, Columbo Roboquattro premium series lever, unhanded, bright stainless steel finish, for use with KPB adapter | 1 |  | 1 Year | 809 | 0.15 | 687.65
33877 | Salto | AB650400IPP7--K | XS4 ANSI electronic wire-free SVN BLE / Mifare / DESFire half escutcheon for use w/ concealed vertical rods, with keypad, Columbo Roboquattro premium series lever, unhanded, bright stainless steel finish, for use with KPB adapter | 1 |  | 1 Year | 871.85 | 0.15 | 741.0725
33878 | Salto | AB650400IPP7-W- | XS4 ANSI electronic RF wireless SVN BLE / Mifare / DESFire half escutcheon for use w/ concealed vertical rods, Columbo Roboquattro premium series lever, unhanded, bright stainless steel finish, for use with KPB adapter | 1 |  | 1 Year | 901 | 0.15 | 765.85
33879 | Salto | AB650400IPP7-WK | XS4 ANSI electronic RF wireless SVN BLE / Mifare / DESFire half escutcheon for use w/ concealed vertical rods, with keypad, Columbo Roboquattro premium series lever, unhanded, bright stainless steel finish, for use with KPB adapter | 1 |  | 1 Year | 1057.05 | 0.15 | 898.4925
33880 | Salto | AB650400IPP8--- | XS4 ANSI electronic wire-free SVN BLE / Mifare / DESFire half escutcheon for use w/ concealed vertical rods, Columbo Roboquattro premium series lever, unhanded, bright stainless steel finish, for use with KPB adapter | 1 |  | 1 Year | 809 | 0.15 | 687.65
33881 | Salto | AB650400IPP8--K | XS4 ANSI electronic wire-free SVN BLE / Mifare / DESFire half escutcheon for use w/ concealed vertical rods, with keypad, Columbo Roboquattro premium series lever, unhanded, bright stainless steel finish, for use with KPB adapter | 1 |  | 1 Year | 871.85 | 0.15 | 741.0725
33882 | Salto | AB650400IPP8-W- | XS4 ANSI electronic RF wireless SVN BLE / Mifare / DESFire half escutcheon for use w/ concealed vertical rods, Columbo Roboquattro premium series lever, unhanded, bright stainless steel finish, for use with KPB adapter | 1 |  | 1 Year | 901 | 0.15 | 765.85
33883 | Salto | AB650400IPP8-WK | XS4 ANSI electronic RF wireless SVN BLE / Mifare / DESFire half escutcheon for use w/ concealed vertical rods, with keypad, Columbo Roboquattro premium series lever, unhanded, bright stainless steel finish, for use with KPB adapter | 1 |  | 1 Year | 1057.05 | 0.15 | 898.4925
33884 | Salto | AB650400PPH8--- | XS4 ANSI electronic wire-free SVN BLE / Mifare / DESFire half escutcheon, Columbo Roboquattro premium series lever, unhanded, bright brass finish, for use with KPB adapter | 1 |  | 1 Year | 809 | 0.15 | 687.65
33885 | Salto | AB650400PPH8--K | XS4 ANSI electronic wire-free SVN BLE / Mifare / DESFire half escutcheon, with keypad, Columbo Roboquattro premium series lever, unhanded, bright brass finish, for use with KPB adapter | 1 |  | 1 Year | 871.85 | 0.15 | 741.0725
33886 | Salto | AB650400PPH8-W- | XS4 ANSI electronic RF wireless SVN BLE / Mifare / DESFire half escutcheon, Columbo Roboquattro premium series lever, unhanded, bright brass finish, for use with KPB adapter | 1 |  | 1 Year | 901 | 0.15 | 765.85
33887 | Salto | AB650400PPH8-WK | XS4 ANSI electronic RF wireless SVN BLE / Mifare / DESFire half escutcheon, with keypad, Columbo Roboquattro premium series lever, unhanded, bright brass finish, for use with KPB adapter | 1 |  | 1 Year | 1057.05 | 0.15 | 898.4925
33888 | Salto | AB650400PPP7--- | XS4 ANSI electronic wire-free SVN BLE / Mifare / DESFire half escutcheon for use w/ concealed vertical rods, Columbo Roboquattro premium series lever, unhanded, bright brass finish, for use with KPB adapter | 1 |  | 1 Year | 809 | 0.15 | 687.65
33889 | Salto | AB650400PPP7--K | XS4 ANSI electronic wire-free SVN BLE / Mifare / DESFire half escutcheon for use w/ concealed vertical rods, with keypad, Columbo Roboquattro premium series lever, unhanded, bright brass finish, for use with KPB adapter | 1 |  | 1 Year | 871.85 | 0.15 | 741.0725
33890 | Salto | AB650400PPP7-W- | XS4 ANSI electronic RF wireless SVN BLE / Mifare / DESFire half escutcheon for use w/ concealed vertical rods, Columbo Roboquattro premium series lever, unhanded, bright brass finish, for use with KPB adapter | 1 |  | 1 Year | 901 | 0.15 | 765.85
33891 | Salto | AB650400PPP7-WK | XS4 ANSI electronic RF wireless SVN BLE / Mifare / DESFire half escutcheon for use w/ concealed vertical rods, with keypad, Columbo Roboquattro premium series lever, unhanded, bright brass finish, for use with KPB adapter | 1 |  | 1 Year | 1057.05 | 0.15 | 898.4925
33892 | Salto | AB650400PPP8--- | XS4 ANSI electronic wire-free SVN BLE / Mifare / DESFire half escutcheon for use w/ concealed vertical rods, Columbo Roboquattro premium series lever, unhanded, bright brass finish, for use with KPB adapter | 1 |  | 1 Year | 809 | 0.15 | 687.65
33893 | Salto | AB650400PPP8--K | XS4 ANSI electronic wire-free SVN BLE / Mifare / DESFire half escutcheon for use w/ concealed vertical rods, with keypad, Columbo Roboquattro premium series lever, unhanded, bright brass finish, for use with KPB adapter | 1 |  | 1 Year | 871.85 | 0.15 | 741.0725
33894 | Salto | AB650400PPP8-W- | XS4 ANSI electronic RF wireless SVN BLE / Mifare / DESFire half escutcheon for use w/ concealed vertical rods, Columbo Roboquattro premium series lever, unhanded, bright brass finish, for use with KPB adapter | 1 |  | 1 Year | 901 | 0.15 | 765.85
33895 | Salto | AB650400PPP8-WK | XS4 ANSI electronic RF wireless SVN BLE / Mifare / DESFire half escutcheon for use w/ concealed vertical rods, with keypad, Columbo Roboquattro premium series lever, unhanded, bright brass finish, for use with KPB adapter | 1 |  | 1 Year | 1057.05 | 0.15 | 898.4925
33896 | Salto | AB650700IMH8--- | XS4 ANSI electronic wire-free SVN BLE / Mifare / DESFire half escutcheon, Columbo Mach premium series lever, unhanded, satin stainless finish, for use with KPB adapter | 1 |  | 1 Year | 792.7 | 0.15 | 673.795
33897 | Salto | AB650700IMH8--K | XS4 ANSI electronic wire-free SVN BLE / Mifare / DESFire half escutcheon, with keypad, Columbo Mach premium series lever, unhanded, satin stainless finish, for use with KPB adapter | 1 |  | 1 Year | 855.55 | 0.15 | 727.2175
33898 | Salto | AB650700IMH8-W- | XS4 ANSI electronic RF wireless SVN BLE / Mifare / DESFire half escutcheon, Columbo Mach premium series lever, unhanded, satin stainless finish, for use with KPB adapter | 1 |  | 1 Year | 884.7 | 0.15 | 751.995
33899 | Salto | AB650700IMH8-WK | XS4 ANSI electronic RF wireless SVN BLE / Mifare / DESFire half escutcheon, with keypad, Columbo Mach premium series lever, unhanded, satin stainless finish, for use with KPB adapter | 1 |  | 1 Year | 1040.75 | 0.15 | 884.6375
33900 | Salto | AB650700IMP7--- | XS4 ANSI electronic wire-free SVN BLE / Mifare / DESFire half escutcheon for use w/ concealed vertical rods, Columbo Mach premium series lever, unhanded, satin stainless finish, for use with KPB adapter | 1 |  | 1 Year | 792.7 | 0.15 | 673.795
33901 | Salto | AB650700IMP7--K | XS4 ANSI electronic wire-free SVN BLE / Mifare / DESFire half escutcheon for use w/ concealed vertical rods, with keypad, Columbo Mach premium series lever, unhanded, satin stainless finish, for use with KPB adapter | 1 |  | 1 Year | 855.55 | 0.15 | 727.2175
33902 | Salto | AB650700IMP7-W- | XS4 ANSI electronic RF wireless SVN BLE / Mifare / DESFire half escutcheon for use w/ concealed vertical rods, Columbo Mach premium series lever, unhanded, satin stainless finish, for use with KPB adapter | 1 |  | 1 Year | 884.7 | 0.15 | 751.995
33903 | Salto | AB650700IMP7-WK | XS4 ANSI electronic RF wireless SVN BLE / Mifare / DESFire half escutcheon for use w/ concealed vertical rods, with keypad, Columbo Mach premium series lever, unhanded, satin stainless finish, for use with KPB adapter | 1 |  | 1 Year | 1040.75 | 0.15 | 884.6375
33904 | Salto | AB650700IMP8--- | XS4 ANSI electronic wire-free SVN BLE / Mifare / DESFire half escutcheon for use w/ concealed vertical rods, Columbo Mach premium series lever, unhanded, satin stainless finish, for use with KPB adapter | 1 |  | 1 Year | 792.7 | 0.15 | 673.795
33905 | Salto | AB650700IMP8--K | XS4 ANSI electronic wire-free SVN BLE / Mifare / DESFire half escutcheon for use w/ concealed vertical rods, with keypad, Columbo Mach premium series lever, unhanded, satin stainless finish, for use with KPB adapter | 1 |  | 1 Year | 855.55 | 0.15 | 727.2175
33906 | Salto | AB650700IMP8-W- | XS4 ANSI electronic RF wireless SVN BLE / Mifare / DESFire half escutcheon for use w/ concealed vertical rods, Columbo Mach premium series lever, unhanded, satin stainless finish, for use with KPB adapter | 1 |  | 1 Year | 884.7 | 0.15 | 751.995
33907 | Salto | AB650700IMP8-WK | XS4 ANSI electronic RF wireless SVN BLE / Mifare / DESFire half escutcheon for use w/ concealed vertical rods, with keypad, Columbo Mach premium series lever, unhanded, satin stainless finish, for use with KPB adapter | 1 |  | 1 Year | 1040.75 | 0.15 | 884.6375
33908 | Salto | AB650700IPH8--- | XS4 ANSI electronic wire-free SVN BLE / Mifare / DESFire half escutcheon, Columbo Mach premium series lever, unhanded, bright stainless steel finish, for use with KPB adapter | 1 |  | 1 Year | 809 | 0.15 | 687.65
33909 | Salto | AB650700IPH8--K | XS4 ANSI electronic wire-free SVN BLE / Mifare / DESFire half escutcheon, with keypad, Columbo Mach premium series lever, unhanded, bright stainless steel finish, for use with KPB adapter | 1 |  | 1 Year | 871.85 | 0.15 | 741.0725
33910 | Salto | AB650700IPH8-W- | XS4 ANSI electronic RF wireless SVN BLE / Mifare / DESFire half escutcheon, Columbo Mach premium series lever, unhanded, bright stainless steel finish, for use with KPB adapter | 1 |  | 1 Year | 901 | 0.15 | 765.85
33911 | Salto | AB650700IPH8-WK | XS4 ANSI electronic RF wireless SVN BLE / Mifare / DESFire half escutcheon, with keypad, Columbo Mach premium series lever, unhanded, bright stainless steel finish, for use with KPB adapter | 1 |  | 1 Year | 1057.05 | 0.15 | 898.4925
33912 | Salto | AB650700IPP7--- | XS4 ANSI electronic wire-free SVN BLE / Mifare / DESFire half escutcheon for use w/ concealed vertical rods, Columbo Mach premium series lever, unhanded, bright stainless steel finish, for use with KPB adapter | 1 |  | 1 Year | 809 | 0.15 | 687.65
33913 | Salto | AB650700IPP7--K | XS4 ANSI electronic wire-free SVN BLE / Mifare / DESFire half escutcheon for use w/ concealed vertical rods, with keypad, Columbo Mach premium series lever, unhanded, bright stainless steel finish, for use with KPB adapter | 1 |  | 1 Year | 871.85 | 0.15 | 741.0725
33914 | Salto | AB650700IPP7-W- | XS4 ANSI electronic RF wireless SVN BLE / Mifare / DESFire half escutcheon for use w/ concealed vertical rods, Columbo Mach premium series lever, unhanded, bright stainless steel finish, for use with KPB adapter | 1 |  | 1 Year | 901 | 0.15 | 765.85
33915 | Salto | AB650700IPP7-WK | XS4 ANSI electronic RF wireless SVN BLE / Mifare / DESFire half escutcheon for use w/ concealed vertical rods, with keypad, Columbo Mach premium series lever, unhanded, bright stainless steel finish, for use with KPB adapter | 1 |  | 1 Year | 1057.05 | 0.15 | 898.4925
33916 | Salto | AB650700IPP8--- | XS4 ANSI electronic wire-free SVN BLE / Mifare / DESFire half escutcheon for use w/ concealed vertical rods, Columbo Mach premium series lever, unhanded, bright stainless steel finish, for use with KPB adapter | 1 |  | 1 Year | 809 | 0.15 | 687.65
33917 | Salto | AB650700IPP8--K | XS4 ANSI electronic wire-free SVN BLE / Mifare / DESFire half escutcheon for use w/ concealed vertical rods, with keypad, Columbo Mach premium series lever, unhanded, bright stainless steel finish, for use with KPB adapter | 1 |  | 1 Year | 871.85 | 0.15 | 741.0725
33918 | Salto | AB650700IPP8-W- | XS4 ANSI electronic RF wireless SVN BLE / Mifare / DESFire half escutcheon for use w/ concealed vertical rods, Columbo Mach premium series lever, unhanded, bright stainless steel finish, for use with KPB adapter | 1 |  | 1 Year | 901 | 0.15 | 765.85
33919 | Salto | AB650700IPP8-WK | XS4 ANSI electronic RF wireless SVN BLE / Mifare / DESFire half escutcheon for use w/ concealed vertical rods, with keypad, Columbo Mach premium series lever, unhanded, bright stainless steel finish, for use with KPB adapter | 1 |  | 1 Year | 1057.05 | 0.15 | 898.4925
33920 | Salto | AB650700PPH8--- | XS4 ANSI electronic wire-free SVN BLE / Mifare / DESFire half escutcheon, Columbo Mach premium series lever, unhanded, bright brass finish, for use with KPB adapter | 1 |  | 1 Year | 809 | 0.15 | 687.65
33921 | Salto | AB650700PPH8--K | XS4 ANSI electronic wire-free SVN BLE / Mifare / DESFire half escutcheon, with keypad, Columbo Mach premium series lever, unhanded, bright brass finish, for use with KPB adapter | 1 |  | 1 Year | 871.85 | 0.15 | 741.0725
33922 | Salto | AB650700PPH8-W- | XS4 ANSI electronic RF wireless SVN BLE / Mifare / DESFire half escutcheon, Columbo Mach premium series lever, unhanded, bright brass finish, for use with KPB adapter | 1 |  | 1 Year | 901 | 0.15 | 765.85
33923 | Salto | AB650700PPH8-WK | XS4 ANSI electronic RF wireless SVN BLE / Mifare / DESFire half escutcheon, with keypad, Columbo Mach premium series lever, unhanded, bright brass finish, for use with KPB adapter | 1 |  | 1 Year | 1057.05 | 0.15 | 898.4925
33924 | Salto | AB650700PPP7--- | XS4 ANSI electronic wire-free SVN BLE / Mifare / DESFire half escutcheon for use w/ concealed vertical rods, Columbo Mach premium series lever, unhanded, bright brass finish, for use with KPB adapter | 1 |  | 1 Year | 809 | 0.15 | 687.65
33925 | Salto | AB650700PPP7--K | XS4 ANSI electronic wire-free SVN BLE / Mifare / DESFire half escutcheon for use w/ concealed vertical rods, with keypad, Columbo Mach premium series lever, unhanded, bright brass finish, for use with KPB adapter | 1 |  | 1 Year | 871.85 | 0.15 | 741.0725
33926 | Salto | AB650700PPP7-W- | XS4 ANSI electronic RF wireless SVN BLE / Mifare / DESFire half escutcheon for use w/ concealed vertical rods, Columbo Mach premium series lever, unhanded, bright brass finish, for use with KPB adapter | 1 |  | 1 Year | 901 | 0.15 | 765.85
33927 | Salto | AB650700PPP7-WK | XS4 ANSI electronic RF wireless SVN BLE / Mifare / DESFire half escutcheon for use w/ concealed vertical rods, with keypad, Columbo Mach premium series lever, unhanded, bright brass finish, for use with KPB adapter | 1 |  | 1 Year | 1057.05 | 0.15 | 898.4925
33928 | Salto | AB650700PPP8--- | XS4 ANSI electronic wire-free SVN BLE / Mifare / DESFire half escutcheon for use w/ concealed vertical rods, Columbo Mach premium series lever, unhanded, bright brass finish, for use with KPB adapter | 1 |  | 1 Year | 809 | 0.15 | 687.65
33929 | Salto | AB650700PPP8--K | XS4 ANSI electronic wire-free SVN BLE / Mifare / DESFire half escutcheon for use w/ concealed vertical rods, with keypad, Columbo Mach premium series lever, unhanded, bright brass finish, for use with KPB adapter | 1 |  | 1 Year | 871.85 | 0.15 | 741.0725
33930 | Salto | AB650700PPP8-W- | XS4 ANSI electronic RF wireless SVN BLE / Mifare / DESFire half escutcheon for use w/ concealed vertical rods, Columbo Mach premium series lever, unhanded, bright brass finish, for use with KPB adapter | 1 |  | 1 Year | 901 | 0.15 | 765.85
33931 | Salto | AB650700PPP8-WK | XS4 ANSI electronic RF wireless SVN BLE / Mifare / DESFire half escutcheon for use w/ concealed vertical rods, with keypad, Columbo Mach premium series lever, unhanded, bright brass finish, for use with KPB adapter | 1 |  | 1 Year | 1057.05 | 0.15 | 898.4925
33932 | Salto | AB650A00BCH8--- | XS4 ANSI electronic wire-free SVN BLE / Mifare / DESFire half escutcheon, A lever, unhanded, BioCote antimicrobial finish, for use with KPB adapter | 1 |  | 1 Year | 798.8 | 0.15 | 678.98
33933 | Salto | AB650A00BCH8--K | XS4 ANSI electronic wire-free SVN BLE / Mifare / DESFire half escutcheon, with keypad, A lever, unhanded, BioCote antimicrobial finish, for use with KPB adapter | 1 |  | 1 Year | 861.65 | 0.15 | 732.4025
33934 | Salto | AB650A00BCH8-W- | XS4 ANSI electronic RF wireless SVN BLE / Mifare / DESFire half escutcheon, A lever, unhanded, BioCote antimicrobial finish, for use with KPB adapter | 1 |  | 1 Year | 890.8 | 0.15 | 757.18
33935 | Salto | AB650A00BCH8-WK | XS4 ANSI electronic RF wireless SVN BLE / Mifare / DESFire half escutcheon, with keypad, A lever, unhanded, BioCote antimicrobial finish, for use with KPB adapter | 1 |  | 1 Year | 1046.85 | 0.15 | 889.8225
33936 | Salto | AB650A00BCP7--- | XS4 ANSI electronic wire-free SVN BLE / Mifare / DESFire half escutcheon for use w/ concealed vertical rods, A lever, unhanded, BioCote antimicrobial finish, for use with KPB adapter | 1 |  | 1 Year | 798.8 | 0.15 | 678.98
33937 | Salto | AB650A00BCP7--K | XS4 ANSI electronic wire-free SVN BLE / Mifare / DESFire half escutcheon for use w/ concealed vertical rods, with keypad, A lever, unhanded, BioCote antimicrobial finish, for use with KPB adapter | 1 |  | 1 Year | 861.65 | 0.15 | 732.4025
33938 | Salto | AB650A00BCP7-W- | XS4 ANSI electronic RF wireless SVN BLE / Mifare / DESFire half escutcheon for use w/ concealed vertical rods, A lever, unhanded, BioCote antimicrobial finish, for use with KPB adapter | 1 |  | 1 Year | 890.8 | 0.15 | 757.18
33939 | Salto | AB650A00BCP7-WK | XS4 ANSI electronic RF wireless SVN BLE / Mifare / DESFire half escutcheon for use w/ concealed vertical rods, with keypad, A lever, unhanded, BioCote antimicrobial finish, for use with KPB adapter | 1 |  | 1 Year | 1046.85 | 0.15 | 889.8225
33940 | Salto | AB650A00BCP8--- | XS4 ANSI electronic wire-free SVN BLE / Mifare / DESFire half escutcheon for use w/ concealed vertical rods, A lever, unhanded, BioCote antimicrobial finish, for use with KPB adapter | 1 |  | 1 Year | 798.8 | 0.15 | 678.98
33941 | Salto | AB650A00BCP8--K | XS4 ANSI electronic wire-free SVN BLE / Mifare / DESFire half escutcheon for use w/ concealed vertical rods, with keypad, A lever, unhanded, BioCote antimicrobial finish, for use with KPB adapter | 1 |  | 1 Year | 861.65 | 0.15 | 732.4025
33942 | Salto | AB650A00BCP8-W- | XS4 ANSI electronic RF wireless SVN BLE / Mifare / DESFire half escutcheon for use w/ concealed vertical rods, A lever, unhanded, BioCote antimicrobial finish, for use with KPB adapter | 1 |  | 1 Year | 890.8 | 0.15 | 757.18
33943 | Salto | AB650A00BCP8-WK | XS4 ANSI electronic RF wireless SVN BLE / Mifare / DESFire half escutcheon for use w/ concealed vertical rods, with keypad, A lever, unhanded, BioCote antimicrobial finish, for use with KPB adapter | 1 |  | 1 Year | 1046.85 | 0.15 | 889.8225
33944 | Salto | AB650A00IAH8--- | XS4 ANSI electronic wire-free SVN BLE / Mifare / DESFire half escutcheon, A lever, unhanded, antique brass finish, for use with KPB adapter | 1 |  | 1 Year | 798.8 | 0.15 | 678.98
33945 | Salto | AB650A00IAH8--K | XS4 ANSI electronic wire-free SVN BLE / Mifare / DESFire half escutcheon, with keypad, A lever, unhanded, antique brass finish, for use with KPB adapter | 1 |  | 1 Year | 861.65 | 0.15 | 732.4025
33946 | Salto | AB650A00IAH8-W- | XS4 ANSI electronic RF wireless SVN BLE / Mifare / DESFire half escutcheon, A lever, unhanded, antique brass finish, for use with KPB adapter | 1 |  | 1 Year | 890.8 | 0.15 | 757.18
33947 | Salto | AB650A00IAH8-WK | XS4 ANSI electronic RF wireless SVN BLE / Mifare / DESFire half escutcheon, with keypad, A lever, unhanded, antique brass finish, for use with KPB adapter | 1 |  | 1 Year | 1046.85 | 0.15 | 889.8225
33948 | Salto | AB650A00IAP7--- | XS4 ANSI electronic wire-free SVN BLE / Mifare / DESFire half escutcheon for use w/ concealed vertical rods, A lever, unhanded, antique brass finish, for use with KPB adapter | 1 |  | 1 Year | 798.8 | 0.15 | 678.98
33949 | Salto | AB650A00IAP7--K | XS4 ANSI electronic wire-free SVN BLE / Mifare / DESFire half escutcheon for use w/ concealed vertical rods, with keypad, A lever, unhanded, antique brass finish, for use with KPB adapter | 1 |  | 1 Year | 861.65 | 0.15 | 732.4025
33950 | Salto | AB650A00IAP7-W- | XS4 ANSI electronic RF wireless SVN BLE / Mifare / DESFire half escutcheon for use w/ concealed vertical rods, A lever, unhanded, antique brass finish, for use with KPB adapter | 1 |  | 1 Year | 890.8 | 0.15 | 757.18
33951 | Salto | AB650A00IAP7-WK | XS4 ANSI electronic RF wireless SVN BLE / Mifare / DESFire half escutcheon for use w/ concealed vertical rods, with keypad, A lever, unhanded, antique brass finish, for use with KPB adapter | 1 |  | 1 Year | 1046.85 | 0.15 | 889.8225
33952 | Salto | AB650A00IAP8--- | XS4 ANSI electronic wire-free SVN BLE / Mifare / DESFire half escutcheon for use w/ concealed vertical rods, A lever, unhanded, antique brass finish, for use with KPB adapter | 1 |  | 1 Year | 798.8 | 0.15 | 678.98
33953 | Salto | AB650A00IAP8--K | XS4 ANSI electronic wire-free SVN BLE / Mifare / DESFire half escutcheon for use w/ concealed vertical rods, with keypad, A lever, unhanded, antique brass finish, for use with KPB adapter | 1 |  | 1 Year | 861.65 | 0.15 | 732.4025
33954 | Salto | AB650A00IAP8-W- | XS4 ANSI electronic RF wireless SVN BLE / Mifare / DESFire half escutcheon for use w/ concealed vertical rods, A lever, unhanded, antique brass finish, for use with KPB adapter | 1 |  | 1 Year | 890.8 | 0.15 | 757.18
33955 | Salto | AB650A00IAP8-WK | XS4 ANSI electronic RF wireless SVN BLE / Mifare / DESFire half escutcheon for use w/ concealed vertical rods, with keypad, A lever, unhanded, antique brass finish, for use with KPB adapter | 1 |  | 1 Year | 1046.85 | 0.15 | 889.8225
33956 | Salto | AB650A00IMH8--- | XS4 ANSI electronic wire-free SVN BLE / Mifare / DESFire half escutcheon, A lever, unhanded, satin stainless finish, for use with KPB adapter | 1 |  | 1 Year | 746.8 | 0.15 | 634.78
33957 | Salto | AB650A00IMH8--K | XS4 ANSI electronic wire-free SVN BLE / Mifare / DESFire half escutcheon, with keypad, A lever, unhanded, satin stainless finish, for use with KPB adapter | 1 |  | 1 Year | 809.65 | 0.15 | 688.2025
33958 | Salto | AB650A00IMH8-W- | XS4 ANSI electronic RF wireless SVN BLE / Mifare / DESFire half escutcheon, A lever, unhanded, satin stainless finish, for use with KPB adapter | 1 |  | 1 Year | 838.8 | 0.15 | 712.98
33959 | Salto | AB650A00IMH8-WK | XS4 ANSI electronic RF wireless SVN BLE / Mifare / DESFire half escutcheon, with keypad, A lever, unhanded, satin stainless finish, for use with KPB adapter | 1 |  | 1 Year | 994.85 | 0.15 | 845.6225
33960 | Salto | AB650A00IMP7--- | XS4 ANSI electronic wire-free SVN BLE / Mifare / DESFire half escutcheon for use w/ concealed vertical rods, A lever, unhanded, satin stainless finish, for use with KPB adapter | 1 |  | 1 Year | 746.8 | 0.15 | 634.78
33961 | Salto | AB650A00IMP7--K | XS4 ANSI electronic wire-free SVN BLE / Mifare / DESFire half escutcheon for use w/ concealed vertical rods, with keypad, A lever, unhanded, satin stainless finish, for use with KPB adapter | 1 |  | 1 Year | 809.65 | 0.15 | 688.2025
33962 | Salto | AB650A00IMP7-W- | XS4 ANSI electronic RF wireless SVN BLE / Mifare / DESFire half escutcheon for use w/ concealed vertical rods, A lever, unhanded, satin stainless finish, for use with KPB adapter | 1 |  | 1 Year | 838.8 | 0.15 | 712.98
33963 | Salto | AB650A00IMP7-WK | XS4 ANSI electronic RF wireless SVN BLE / Mifare / DESFire half escutcheon for use w/ concealed vertical rods, with keypad, A lever, unhanded, satin stainless finish, for use with KPB adapter | 1 |  | 1 Year | 994.85 | 0.15 | 845.6225
33964 | Salto | AB650A00IMP8--- | XS4 ANSI electronic wire-free SVN BLE / Mifare / DESFire half escutcheon for use w/ concealed vertical rods, A lever, unhanded, satin stainless finish, for use with KPB adapter | 1 |  | 1 Year | 746.8 | 0.15 | 634.78
33965 | Salto | AB650A00IMP8--K | XS4 ANSI electronic wire-free SVN BLE / Mifare / DESFire half escutcheon for use w/ concealed vertical rods, with keypad, A lever, unhanded, satin stainless finish, for use with KPB adapter | 1 |  | 1 Year | 809.65 | 0.15 | 688.2025
33966 | Salto | AB650A00IMP8-W- | XS4 ANSI electronic RF wireless SVN BLE / Mifare / DESFire half escutcheon for use w/ concealed vertical rods, A lever, unhanded, satin stainless finish, for use with KPB adapter | 1 |  | 1 Year | 838.8 | 0.15 | 712.98
33967 | Salto | AB650A00IMP8-WK | XS4 ANSI electronic RF wireless SVN BLE / Mifare / DESFire half escutcheon for use w/ concealed vertical rods, with keypad, A lever, unhanded, satin stainless finish, for use with KPB adapter | 1 |  | 1 Year | 994.85 | 0.15 | 845.6225
33968 | Salto | AB650A00IPH8--- | XS4 ANSI electronic wire-free SVN BLE / Mifare / DESFire half escutcheon, A lever, unhanded, bright stainless steel finish, for use with KPB adapter | 1 |  | 1 Year | 763.1 | 0.15 | 648.635
33969 | Salto | AB650A00IPH8--K | XS4 ANSI electronic wire-free SVN BLE / Mifare / DESFire half escutcheon, with keypad, A lever, unhanded, bright stainless steel finish, for use with KPB adapter | 1 |  | 1 Year | 825.95 | 0.15 | 702.0575
33970 | Salto | AB650A00IPH8-W- | XS4 ANSI electronic RF wireless SVN BLE / Mifare / DESFire half escutcheon, A lever, unhanded, bright stainless steel finish, for use with KPB adapter | 1 |  | 1 Year | 855.1 | 0.15 | 726.835
33971 | Salto | AB650A00IPH8-WK | XS4 ANSI electronic RF wireless SVN BLE / Mifare / DESFire half escutcheon, with keypad, A lever, unhanded, bright stainless steel finish, for use with KPB adapter | 1 |  | 1 Year | 1011.15 | 0.15 | 859.4775
33972 | Salto | AB650A00IPP7--- | XS4 ANSI electronic wire-free SVN BLE / Mifare / DESFire half escutcheon for use w/ concealed vertical rods, A lever, unhanded, bright stainless steel finish, for use with KPB adapter | 1 |  | 1 Year | 763.1 | 0.15 | 648.635
33973 | Salto | AB650A00IPP7--K | XS4 ANSI electronic wire-free SVN BLE / Mifare / DESFire half escutcheon for use w/ concealed vertical rods, with keypad, A lever, unhanded, bright stainless steel finish, for use with KPB adapter | 1 |  | 1 Year | 825.95 | 0.15 | 702.0575
33974 | Salto | AB650A00IPP7-W- | XS4 ANSI electronic RF wireless SVN BLE / Mifare / DESFire half escutcheon for use w/ concealed vertical rods, A lever, unhanded, bright stainless steel finish, for use with KPB adapter | 1 |  | 1 Year | 855.1 | 0.15 | 726.835
33975 | Salto | AB650A00IPP7-WK | XS4 ANSI electronic RF wireless SVN BLE / Mifare / DESFire half escutcheon for use w/ concealed vertical rods, with keypad, A lever, unhanded, bright stainless steel finish, for use with KPB adapter | 1 |  | 1 Year | 1011.15 | 0.15 | 859.4775
33976 | Salto | AB650A00IPP8--- | XS4 ANSI electronic wire-free SVN BLE / Mifare / DESFire half escutcheon for use w/ concealed vertical rods, A lever, unhanded, bright stainless steel finish, for use with KPB adapter | 1 |  | 1 Year | 763.1 | 0.15 | 648.635
33977 | Salto | AB650A00IPP8--K | XS4 ANSI electronic wire-free SVN BLE / Mifare / DESFire half escutcheon for use w/ concealed vertical rods, with keypad, A lever, unhanded, bright stainless steel finish, for use with KPB adapter | 1 |  | 1 Year | 825.95 | 0.15 | 702.0575
33978 | Salto | AB650A00IPP8-W- | XS4 ANSI electronic RF wireless SVN BLE / Mifare / DESFire half escutcheon for use w/ concealed vertical rods, A lever, unhanded, bright stainless steel finish, for use with KPB adapter | 1 |  | 1 Year | 855.1 | 0.15 | 726.835
33979 | Salto | AB650A00IPP8-WK | XS4 ANSI electronic RF wireless SVN BLE / Mifare / DESFire half escutcheon for use w/ concealed vertical rods, with keypad, A lever, unhanded, bright stainless steel finish, for use with KPB adapter | 1 |  | 1 Year | 1011.15 | 0.15 | 859.4775
33980 | Salto | AB650A00NEH8--- | XS4 ANSI electronic wire-free SVN BLE / Mifare / DESFire half escutcheon, A lever, unhanded, black chromium finish, for use with KPB adapter | 1 |  | 1 Year | 781.5 | 0.15 | 664.275
33981 | Salto | AB650A00NEH8--K | XS4 ANSI electronic wire-free SVN BLE / Mifare / DESFire half escutcheon, with keypad, A lever, unhanded, black chromium finish, for use with KPB adapter | 1 |  | 1 Year | 844.35 | 0.15 | 717.6975
33982 | Salto | AB650A00NEH8-W- | XS4 ANSI electronic RF wireless SVN BLE / Mifare / DESFire half escutcheon, A lever, unhanded, black chromium finish, for use with KPB adapter | 1 |  | 1 Year | 873.5 | 0.15 | 742.475
33983 | Salto | AB650A00NEH8-WK | XS4 ANSI electronic RF wireless SVN BLE / Mifare / DESFire half escutcheon, with keypad, A lever, unhanded, black chromium finish, for use with KPB adapter | 1 |  | 1 Year | 1029.55 | 0.15 | 875.1175
33984 | Salto | AB650A00NEP7--- | XS4 ANSI electronic wire-free SVN BLE / Mifare / DESFire half escutcheon for use w/ concealed vertical rods, A lever, unhanded, black chromium finish, for use with KPB adapter | 1 |  | 1 Year | 781.5 | 0.15 | 664.275
33985 | Salto | AB650A00NEP7--K | XS4 ANSI electronic wire-free SVN BLE / Mifare / DESFire half escutcheon for use w/ concealed vertical rods, with keypad, A lever, unhanded, black chromium finish, for use with KPB adapter | 1 |  | 1 Year | 844.35 | 0.15 | 717.6975
33986 | Salto | AB650A00NEP7-W- | XS4 ANSI electronic RF wireless SVN BLE / Mifare / DESFire half escutcheon for use w/ concealed vertical rods, A lever, unhanded, black chromium finish, for use with KPB adapter | 1 |  | 1 Year | 873.5 | 0.15 | 742.475
33987 | Salto | AB650A00NEP7-WK | XS4 ANSI electronic RF wireless SVN BLE / Mifare / DESFire half escutcheon for use w/ concealed vertical rods, with keypad, A lever, unhanded, black chromium finish, for use with KPB adapter | 1 |  | 1 Year | 1029.55 | 0.15 | 875.1175
33988 | Salto | AB650A00NEP8--- | XS4 ANSI electronic wire-free SVN BLE / Mifare / DESFire half escutcheon for use w/ concealed vertical rods, A lever, unhanded, black chromium finish, for use with KPB adapter | 1 |  | 1 Year | 781.5 | 0.15 | 664.275
33989 | Salto | AB650A00NEP8--K | XS4 ANSI electronic wire-free SVN BLE / Mifare / DESFire half escutcheon for use w/ concealed vertical rods, with keypad, A lever, unhanded, black chromium finish, for use with KPB adapter | 1 |  | 1 Year | 844.35 | 0.15 | 717.6975
33990 | Salto | AB650A00NEP8-W- | XS4 ANSI electronic RF wireless SVN BLE / Mifare / DESFire half escutcheon for use w/ concealed vertical rods, A lever, unhanded, black chromium finish, for use with KPB adapter | 1 |  | 1 Year | 873.5 | 0.15 | 742.475
33991 | Salto | AB650A00NEP8-WK | XS4 ANSI electronic RF wireless SVN BLE / Mifare / DESFire half escutcheon for use w/ concealed vertical rods, with keypad, A lever, unhanded, black chromium finish, for use with KPB adapter | 1 |  | 1 Year | 1029.55 | 0.15 | 875.1175
33992 | Salto | AB650A00PMH8--- | XS4 ANSI electronic wire-free SVN BLE / Mifare / DESFire half escutcheon, A lever, unhanded, satin brass finish, for use with KPB adapter | 1 |  | 1 Year | 746.8 | 0.15 | 634.78
33993 | Salto | AB650A00PMH8--K | XS4 ANSI electronic wire-free SVN BLE / Mifare / DESFire half escutcheon, with keypad, A lever, unhanded, satin brass finish, for use with KPB adapter | 1 |  | 1 Year | 809.65 | 0.15 | 688.2025
33994 | Salto | AB650A00PMH8-W- | XS4 ANSI electronic RF wireless SVN BLE / Mifare / DESFire half escutcheon, A lever, unhanded, satin brass finish, for use with KPB adapter | 1 |  | 1 Year | 838.8 | 0.15 | 712.98
33995 | Salto | AB650A00PMH8-WK | XS4 ANSI electronic RF wireless SVN BLE / Mifare / DESFire half escutcheon, with keypad, A lever, unhanded, satin brass finish, for use with KPB adapter | 1 |  | 1 Year | 994.85 | 0.15 | 845.6225
33996 | Salto | AB650A00PMP7--- | XS4 ANSI electronic wire-free SVN BLE / Mifare / DESFire half escutcheon for use w/ concealed vertical rods, A lever, unhanded, satin brass finish, for use with KPB adapter | 1 |  | 1 Year | 746.8 | 0.15 | 634.78
33997 | Salto | AB650A00PMP7--K | XS4 ANSI electronic wire-free SVN BLE / Mifare / DESFire half escutcheon for use w/ concealed vertical rods, with keypad, A lever, unhanded, satin brass finish, for use with KPB adapter | 1 |  | 1 Year | 809.65 | 0.15 | 688.2025
33998 | Salto | AB650A00PMP7-W- | XS4 ANSI electronic RF wireless SVN BLE / Mifare / DESFire half escutcheon for use w/ concealed vertical rods, A lever, unhanded, satin brass finish, for use with KPB adapter | 1 |  | 1 Year | 838.8 | 0.15 | 712.98
33999 | Salto | AB650A00PMP7-WK | XS4 ANSI electronic RF wireless SVN BLE / Mifare / DESFire half escutcheon for use w/ concealed vertical rods, with keypad, A lever, unhanded, satin brass finish, for use with KPB adapter | 1 |  | 1 Year | 994.85 | 0.15 | 845.6225
34000 | Salto | AB650A00PMP8--- | XS4 ANSI electronic wire-free SVN BLE / Mifare / DESFire half escutcheon for use w/ concealed vertical rods, A lever, unhanded, satin brass finish, for use with KPB adapter | 1 |  | 1 Year | 746.8 | 0.15 | 634.78
34001 | Salto | AB650A00PMP8--K | XS4 ANSI electronic wire-free SVN BLE / Mifare / DESFire half escutcheon for use w/ concealed vertical rods, with keypad, A lever, unhanded, satin brass finish, for use with KPB adapter | 1 |  | 1 Year | 809.65 | 0.15 | 688.2025
34002 | Salto | AB650A00PMP8-W- | XS4 ANSI electronic RF wireless SVN BLE / Mifare / DESFire half escutcheon for use w/ concealed vertical rods, A lever, unhanded, satin brass finish, for use with KPB adapter | 1 |  | 1 Year | 838.8 | 0.15 | 712.98
34003 | Salto | AB650A00PMP8-WK | XS4 ANSI electronic RF wireless SVN BLE / Mifare / DESFire half escutcheon for use w/ concealed vertical rods, with keypad, A lever, unhanded, satin brass finish, for use with KPB adapter | 1 |  | 1 Year | 994.85 | 0.15 | 845.6225
34004 | Salto | AB650A00PPH8--- | XS4 ANSI electronic wire-free SVN BLE / Mifare / DESFire half escutcheon, A lever, unhanded, bright brass finish, for use with KPB adapter | 1 |  | 1 Year | 763.1 | 0.15 | 648.635
34005 | Salto | AB650A00PPH8--K | XS4 ANSI electronic wire-free SVN BLE / Mifare / DESFire half escutcheon, with keypad, A lever, unhanded, bright brass finish, for use with KPB adapter | 1 |  | 1 Year | 825.95 | 0.15 | 702.0575
34006 | Salto | AB650A00PPH8-W- | XS4 ANSI electronic RF wireless SVN BLE / Mifare / DESFire half escutcheon, A lever, unhanded, bright brass finish, for use with KPB adapter | 1 |  | 1 Year | 855.1 | 0.15 | 726.835
34007 | Salto | AB650A00PPH8-WK | XS4 ANSI electronic RF wireless SVN BLE / Mifare / DESFire half escutcheon, with keypad, A lever, unhanded, bright brass finish, for use with KPB adapter | 1 |  | 1 Year | 1011.15 | 0.15 | 859.4775
34008 | Salto | AB650A00PPP7--- | XS4 ANSI electronic wire-free SVN BLE / Mifare / DESFire half escutcheon for use w/ concealed vertical rods, A lever, unhanded, bright brass finish, for use with KPB adapter | 1 |  | 1 Year | 763.1 | 0.15 | 648.635
34009 | Salto | AB650A00PPP7--K | XS4 ANSI electronic wire-free SVN BLE / Mifare / DESFire half escutcheon for use w/ concealed vertical rods, with keypad, A lever, unhanded, bright brass finish, for use with KPB adapter | 1 |  | 1 Year | 825.95 | 0.15 | 702.0575
34010 | Salto | AB650A00PPP7-W- | XS4 ANSI electronic RF wireless SVN BLE / Mifare / DESFire half escutcheon for use w/ concealed vertical rods, A lever, unhanded, bright brass finish, for use with KPB adapter | 1 |  | 1 Year | 855.1 | 0.15 | 726.835
34011 | Salto | AB650A00PPP7-WK | XS4 ANSI electronic RF wireless SVN BLE / Mifare / DESFire half escutcheon for use w/ concealed vertical rods, with keypad, A lever, unhanded, bright brass finish, for use with KPB adapter | 1 |  | 1 Year | 1011.15 | 0.15 | 859.4775
34012 | Salto | AB650A00PPP8--- | XS4 ANSI electronic wire-free SVN BLE / Mifare / DESFire half escutcheon for use w/ concealed vertical rods, A lever, unhanded, bright brass finish, for use with KPB adapter | 1 |  | 1 Year | 763.1 | 0.15 | 648.635
34013 | Salto | AB650A00PPP8--K | XS4 ANSI electronic wire-free SVN BLE / Mifare / DESFire half escutcheon for use w/ concealed vertical rods, with keypad, A lever, unhanded, bright brass finish, for use with KPB adapter | 1 |  | 1 Year | 825.95 | 0.15 | 702.0575
34014 | Salto | AB650A00PPP8-W- | XS4 ANSI electronic RF wireless SVN BLE / Mifare / DESFire half escutcheon for use w/ concealed vertical rods, A lever, unhanded, bright brass finish, for use with KPB adapter | 1 |  | 1 Year | 855.1 | 0.15 | 726.835
34015 | Salto | AB650A00PPP8-WK | XS4 ANSI electronic RF wireless SVN BLE / Mifare / DESFire half escutcheon for use w/ concealed vertical rods, with keypad, A lever, unhanded, bright brass finish, for use with KPB adapter | 1 |  | 1 Year | 1011.15 | 0.15 | 859.4775
34016 | Salto | AB650G00BCH8--- | XS4 ANSI electronic wire-free SVN BLE / Mifare / DESFire half escutcheon, G lever, unhanded, BioCote antimicrobial finish, for use with KPB adapter | 1 |  | 1 Year | 798.8 | 0.15 | 678.98
34017 | Salto | AB650G00BCH8--K | XS4 ANSI electronic wire-free SVN BLE / Mifare / DESFire half escutcheon, with keypad, G lever, unhanded, BioCote antimicrobial finish, for use with KPB adapter | 1 |  | 1 Year | 861.65 | 0.15 | 732.4025
34018 | Salto | AB650G00BCH8-W- | XS4 ANSI electronic RF wireless SVN BLE / Mifare / DESFire half escutcheon, G lever, unhanded, BioCote antimicrobial finish, for use with KPB adapter | 1 |  | 1 Year | 890.8 | 0.15 | 757.18
34019 | Salto | AB650G00BCH8-WK | XS4 ANSI electronic RF wireless SVN BLE / Mifare / DESFire half escutcheon, with keypad, G lever, unhanded, BioCote antimicrobial finish, for use with KPB adapter | 1 |  | 1 Year | 1046.85 | 0.15 | 889.8225
34020 | Salto | AB650G00BCP7--- | XS4 ANSI electronic wire-free SVN BLE / Mifare / DESFire half escutcheon for use w/ concealed vertical rods, G lever, unhanded, BioCote antimicrobial finish, for use with KPB adapter | 1 |  | 1 Year | 798.8 | 0.15 | 678.98
34021 | Salto | AB650G00BCP7--K | XS4 ANSI electronic wire-free SVN BLE / Mifare / DESFire half escutcheon for use w/ concealed vertical rods, with keypad, G lever, unhanded, BioCote antimicrobial finish, for use with KPB adapter | 1 |  | 1 Year | 861.65 | 0.15 | 732.4025
34022 | Salto | AB650G00BCP7-W- | XS4 ANSI electronic RF wireless SVN BLE / Mifare / DESFire half escutcheon for use w/ concealed vertical rods, G lever, unhanded, BioCote antimicrobial finish, for use with KPB adapter | 1 |  | 1 Year | 890.8 | 0.15 | 757.18
34023 | Salto | AB650G00BCP7-WK | XS4 ANSI electronic RF wireless SVN BLE / Mifare / DESFire half escutcheon for use w/ concealed vertical rods, with keypad, G lever, unhanded, BioCote antimicrobial finish, for use with KPB adapter | 1 |  | 1 Year | 1046.85 | 0.15 | 889.8225
34024 | Salto | AB650G00BCP8--- | XS4 ANSI electronic wire-free SVN BLE / Mifare / DESFire half escutcheon for use w/ concealed vertical rods, G lever, unhanded, BioCote antimicrobial finish, for use with KPB adapter | 1 |  | 1 Year | 798.8 | 0.15 | 678.98
34025 | Salto | AB650G00BCP8--K | XS4 ANSI electronic wire-free SVN BLE / Mifare / DESFire half escutcheon for use w/ concealed vertical rods, with keypad, G lever, unhanded, BioCote antimicrobial finish, for use with KPB adapter | 1 |  | 1 Year | 861.65 | 0.15 | 732.4025
34026 | Salto | AB650G00BCP8-W- | XS4 ANSI electronic RF wireless SVN BLE / Mifare / DESFire half escutcheon for use w/ concealed vertical rods, G lever, unhanded, BioCote antimicrobial finish, for use with KPB adapter | 1 |  | 1 Year | 890.8 | 0.15 | 757.18
34027 | Salto | AB650G00BCP8-WK | XS4 ANSI electronic RF wireless SVN BLE / Mifare / DESFire half escutcheon for use w/ concealed vertical rods, with keypad, G lever, unhanded, BioCote antimicrobial finish, for use with KPB adapter | 1 |  | 1 Year | 1046.85 | 0.15 | 889.8225
34028 | Salto | AB650G00IMH8--- | XS4 ANSI electronic wire-free SVN BLE / Mifare / DESFire half escutcheon, G lever, unhanded, satin stainless finish, for use with KPB adapter | 1 |  | 1 Year | 746.8 | 0.15 | 634.78
34029 | Salto | AB650G00IMH8--K | XS4 ANSI electronic wire-free SVN BLE / Mifare / DESFire half escutcheon, with keypad, G lever, unhanded, satin stainless finish, for use with KPB adapter | 1 |  | 1 Year | 809.65 | 0.15 | 688.2025
34030 | Salto | AB650G00IMH8-W- | XS4 ANSI electronic RF wireless SVN BLE / Mifare / DESFire half escutcheon, G lever, unhanded, satin stainless finish, for use with KPB adapter | 1 |  | 1 Year | 838.8 | 0.15 | 712.98
34031 | Salto | AB650G00IMH8-WK | XS4 ANSI electronic RF wireless SVN BLE / Mifare / DESFire half escutcheon, with keypad, G lever, unhanded, satin stainless finish, for use with KPB adapter | 1 |  | 1 Year | 994.85 | 0.15 | 845.6225
34032 | Salto | AB650G00IMP7--- | XS4 ANSI electronic wire-free SVN BLE / Mifare / DESFire half escutcheon for use w/ concealed vertical rods, G lever, unhanded, satin stainless finish, for use with KPB adapter | 1 |  | 1 Year | 746.8 | 0.15 | 634.78
34033 | Salto | AB650G00IMP7--K | XS4 ANSI electronic wire-free SVN BLE / Mifare / DESFire half escutcheon for use w/ concealed vertical rods, with keypad, G lever, unhanded, satin stainless finish, for use with KPB adapter | 1 |  | 1 Year | 809.65 | 0.15 | 688.2025
34034 | Salto | AB650G00IMP7-W- | XS4 ANSI electronic RF wireless SVN BLE / Mifare / DESFire half escutcheon for use w/ concealed vertical rods, G lever, unhanded, satin stainless finish, for use with KPB adapter | 1 |  | 1 Year | 838.8 | 0.15 | 712.98
34035 | Salto | AB650G00IMP7-WK | XS4 ANSI electronic RF wireless SVN BLE / Mifare / DESFire half escutcheon for use w/ concealed vertical rods, with keypad, G lever, unhanded, satin stainless finish, for use with KPB adapter | 1 |  | 1 Year | 994.85 | 0.15 | 845.6225
34036 | Salto | AB650G00IMP8--- | XS4 ANSI electronic wire-free SVN BLE / Mifare / DESFire half escutcheon for use w/ concealed vertical rods, G lever, unhanded, satin stainless finish, for use with KPB adapter | 1 |  | 1 Year | 746.8 | 0.15 | 634.78
34037 | Salto | AB650G00IMP8--K | XS4 ANSI electronic wire-free SVN BLE / Mifare / DESFire half escutcheon for use w/ concealed vertical rods, with keypad, G lever, unhanded, satin stainless finish, for use with KPB adapter | 1 |  | 1 Year | 809.65 | 0.15 | 688.2025
34038 | Salto | AB650G00IMP8-W- | XS4 ANSI electronic RF wireless SVN BLE / Mifare / DESFire half escutcheon for use w/ concealed vertical rods, G lever, unhanded, satin stainless finish, for use with KPB adapter | 1 |  | 1 Year | 838.8 | 0.15 | 712.98
34039 | Salto | AB650G00IMP8-WK | XS4 ANSI electronic RF wireless SVN BLE / Mifare / DESFire half escutcheon for use w/ concealed vertical rods, with keypad, G lever, unhanded, satin stainless finish, for use with KPB adapter | 1 |  | 1 Year | 994.85 | 0.15 | 845.6225
34040 | Salto | AB650G00PMH8--- | XS4 ANSI electronic wire-free SVN BLE / Mifare / DESFire half escutcheon, G lever, unhanded, satin brass finish, for use with KPB adapter | 1 |  | 1 Year | 746.8 | 0.15 | 634.78
34041 | Salto | AB650G00PMH8--K | XS4 ANSI electronic wire-free SVN BLE / Mifare / DESFire half escutcheon, with keypad, G lever, unhanded, satin brass finish, for use with KPB adapter | 1 |  | 1 Year | 809.65 | 0.15 | 688.2025
34042 | Salto | AB650G00PMH8-W- | XS4 ANSI electronic RF wireless SVN BLE / Mifare / DESFire half escutcheon, G lever, unhanded, satin brass finish, for use with KPB adapter | 1 |  | 1 Year | 838.8 | 0.15 | 712.98
34043 | Salto | AB650G00PMH8-WK | XS4 ANSI electronic RF wireless SVN BLE / Mifare / DESFire half escutcheon, with keypad, G lever, unhanded, satin brass finish, for use with KPB adapter | 1 |  | 1 Year | 994.85 | 0.15 | 845.6225
34044 | Salto | AB650G00PMP7--- | XS4 ANSI electronic wire-free SVN BLE / Mifare / DESFire half escutcheon for use w/ concealed vertical rods, G lever, unhanded, satin brass finish, for use with KPB adapter | 1 |  | 1 Year | 746.8 | 0.15 | 634.78
34045 | Salto | AB650G00PMP7--K | XS4 ANSI electronic wire-free SVN BLE / Mifare / DESFire half escutcheon for use w/ concealed vertical rods, with keypad, G lever, unhanded, satin brass finish, for use with KPB adapter | 1 |  | 1 Year | 809.65 | 0.15 | 688.2025
34046 | Salto | AB650G00PMP7-W- | XS4 ANSI electronic RF wireless SVN BLE / Mifare / DESFire half escutcheon for use w/ concealed vertical rods, G lever, unhanded, satin brass finish, for use with KPB adapter | 1 |  | 1 Year | 838.8 | 0.15 | 712.98
34047 | Salto | AB650G00PMP7-WK | XS4 ANSI electronic RF wireless SVN BLE / Mifare / DESFire half escutcheon for use w/ concealed vertical rods, with keypad, G lever, unhanded, satin brass finish, for use with KPB adapter | 1 |  | 1 Year | 994.85 | 0.15 | 845.6225
34048 | Salto | AB650G00PMP8--- | XS4 ANSI electronic wire-free SVN BLE / Mifare / DESFire half escutcheon for use w/ concealed vertical rods, G lever, unhanded, satin brass finish, for use with KPB adapter | 1 |  | 1 Year | 746.8 | 0.15 | 634.78
34049 | Salto | AB650G00PMP8--K | XS4 ANSI electronic wire-free SVN BLE / Mifare / DESFire half escutcheon for use w/ concealed vertical rods, with keypad, G lever, unhanded, satin brass finish, for use with KPB adapter | 1 |  | 1 Year | 809.65 | 0.15 | 688.2025
34050 | Salto | AB650G00PMP8-W- | XS4 ANSI electronic RF wireless SVN BLE / Mifare / DESFire half escutcheon for use w/ concealed vertical rods, G lever, unhanded, satin brass finish, for use with KPB adapter | 1 |  | 1 Year | 838.8 | 0.15 | 712.98
34051 | Salto | AB650G00PMP8-WK | XS4 ANSI electronic RF wireless SVN BLE / Mifare / DESFire half escutcheon for use w/ concealed vertical rods, with keypad, G lever, unhanded, satin brass finish, for use with KPB adapter | 1 |  | 1 Year | 994.85 | 0.15 | 845.6225
34052 | Salto | AB650J00BCH8--- | XS4 ANSI electronic wire-free SVN BLE / Mifare / DESFire half escutcheon, J lever, unhanded, BioCote antimicrobial finish, for use with KPB adapter | 1 |  | 1 Year | 809 | 0.15 | 687.65
34053 | Salto | AB650J00BCH8--K | XS4 ANSI electronic wire-free SVN BLE / Mifare / DESFire half escutcheon, with keypad, J lever, unhanded, BioCote antimicrobial finish, for use with KPB adapter | 1 |  | 1 Year | 871.85 | 0.15 | 741.0725
34054 | Salto | AB650J00BCH8-W- | XS4 ANSI electronic RF wireless SVN BLE / Mifare / DESFire half escutcheon, J lever, unhanded, BioCote antimicrobial finish, for use with KPB adapter | 1 |  | 1 Year | 901 | 0.15 | 765.85
34055 | Salto | AB650J00BCH8-WK | XS4 ANSI electronic RF wireless SVN BLE / Mifare / DESFire half escutcheon, with keypad, J lever, unhanded, BioCote antimicrobial finish, for use with KPB adapter | 1 |  | 1 Year | 1057.05 | 0.15 | 898.4925
34056 | Salto | AB650J00BCP7--- | XS4 ANSI electronic wire-free SVN BLE / Mifare / DESFire half escutcheon for use w/ concealed vertical rods, J lever, unhanded, BioCote antimicrobial finish, for use with KPB adapter | 1 |  | 1 Year | 809 | 0.15 | 687.65
34057 | Salto | AB650J00BCP7--K | XS4 ANSI electronic wire-free SVN BLE / Mifare / DESFire half escutcheon for use w/ concealed vertical rods, with keypad, J lever, unhanded, BioCote antimicrobial finish, for use with KPB adapter | 1 |  | 1 Year | 871.85 | 0.15 | 741.0725
34058 | Salto | AB650J00BCP7-W- | XS4 ANSI electronic RF wireless SVN BLE / Mifare / DESFire half escutcheon for use w/ concealed vertical rods, J lever, unhanded, BioCote antimicrobial finish, for use with KPB adapter | 1 |  | 1 Year | 901 | 0.15 | 765.85
34059 | Salto | AB650J00BCP7-WK | XS4 ANSI electronic RF wireless SVN BLE / Mifare / DESFire half escutcheon for use w/ concealed vertical rods, with keypad, J lever, unhanded, BioCote antimicrobial finish, for use with KPB adapter | 1 |  | 1 Year | 1057.05 | 0.15 | 898.4925
34060 | Salto | AB650J00BCP8--- | XS4 ANSI electronic wire-free SVN BLE / Mifare / DESFire half escutcheon for use w/ concealed vertical rods, J lever, unhanded, BioCote antimicrobial finish, for use with KPB adapter | 1 |  | 1 Year | 809 | 0.15 | 687.65
34061 | Salto | AB650J00BCP8--K | XS4 ANSI electronic wire-free SVN BLE / Mifare / DESFire half escutcheon for use w/ concealed vertical rods, with keypad, J lever, unhanded, BioCote antimicrobial finish, for use with KPB adapter | 1 |  | 1 Year | 871.85 | 0.15 | 741.0725
34062 | Salto | AB650J00BCP8-W- | XS4 ANSI electronic RF wireless SVN BLE / Mifare / DESFire half escutcheon for use w/ concealed vertical rods, J lever, unhanded, BioCote antimicrobial finish, for use with KPB adapter | 1 |  | 1 Year | 901 | 0.15 | 765.85
34063 | Salto | AB650J00BCP8-WK | XS4 ANSI electronic RF wireless SVN BLE / Mifare / DESFire half escutcheon for use w/ concealed vertical rods, with keypad, J lever, unhanded, BioCote antimicrobial finish, for use with KPB adapter | 1 |  | 1 Year | 1057.05 | 0.15 | 898.4925
34064 | Salto | AB650J00IAH8--- | XS4 ANSI electronic wire-free SVN BLE / Mifare / DESFire half escutcheon, J lever, unhanded, antique brass finish, for use with KPB adapter | 1 |  | 1 Year | 809 | 0.15 | 687.65
34065 | Salto | AB650J00IAH8--K | XS4 ANSI electronic wire-free SVN BLE / Mifare / DESFire half escutcheon, with keypad, J lever, unhanded, antique brass finish, for use with KPB adapter | 1 |  | 1 Year | 871.85 | 0.15 | 741.0725
34066 | Salto | AB650J00IAH8-W- | XS4 ANSI electronic RF wireless SVN BLE / Mifare / DESFire half escutcheon, J lever, unhanded, antique brass finish, for use with KPB adapter | 1 |  | 1 Year | 901 | 0.15 | 765.85
34067 | Salto | AB650J00IAH8-WK | XS4 ANSI electronic RF wireless SVN BLE / Mifare / DESFire half escutcheon, with keypad, J lever, unhanded, antique brass finish, for use with KPB adapter | 1 |  | 1 Year | 1057.05 | 0.15 | 898.4925
34068 | Salto | AB650J00IAP7--- | XS4 ANSI electronic wire-free SVN BLE / Mifare / DESFire half escutcheon for use w/ concealed vertical rods, J lever, unhanded, antique brass finish, for use with KPB adapter | 1 |  | 1 Year | 809 | 0.15 | 687.65
34069 | Salto | AB650J00IAP7--K | XS4 ANSI electronic wire-free SVN BLE / Mifare / DESFire half escutcheon for use w/ concealed vertical rods, with keypad, J lever, unhanded, antique brass finish, for use with KPB adapter | 1 |  | 1 Year | 871.85 | 0.15 | 741.0725
34070 | Salto | AB650J00IAP7-W- | XS4 ANSI electronic RF wireless SVN BLE / Mifare / DESFire half escutcheon for use w/ concealed vertical rods, J lever, unhanded, antique brass finish, for use with KPB adapter | 1 |  | 1 Year | 901 | 0.15 | 765.85
34071 | Salto | AB650J00IAP7-WK | XS4 ANSI electronic RF wireless SVN BLE / Mifare / DESFire half escutcheon for use w/ concealed vertical rods, with keypad, J lever, unhanded, antique brass finish, for use with KPB adapter | 1 |  | 1 Year | 1057.05 | 0.15 | 898.4925
34072 | Salto | AB650J00IAP8--- | XS4 ANSI electronic wire-free SVN BLE / Mifare / DESFire half escutcheon for use w/ concealed vertical rods, J lever, unhanded, antique brass finish, for use with KPB adapter | 1 |  | 1 Year | 809 | 0.15 | 687.65
34073 | Salto | AB650J00IAP8--K | XS4 ANSI electronic wire-free SVN BLE / Mifare / DESFire half escutcheon for use w/ concealed vertical rods, with keypad, J lever, unhanded, antique brass finish, for use with KPB adapter | 1 |  | 1 Year | 871.85 | 0.15 | 741.0725
34074 | Salto | AB650J00IAP8-W- | XS4 ANSI electronic RF wireless SVN BLE / Mifare / DESFire half escutcheon for use w/ concealed vertical rods, J lever, unhanded, antique brass finish, for use with KPB adapter | 1 |  | 1 Year | 901 | 0.15 | 765.85
34075 | Salto | AB650J00IAP8-WK | XS4 ANSI electronic RF wireless SVN BLE / Mifare / DESFire half escutcheon for use w/ concealed vertical rods, with keypad, J lever, unhanded, antique brass finish, for use with KPB adapter | 1 |  | 1 Year | 1057.05 | 0.15 | 898.4925
34076 | Salto | AB650J00IMH8--- | XS4 ANSI electronic wire-free SVN BLE / Mifare / DESFire half escutcheon, J lever, unhanded, satin stainless finish, for use with KPB adapter | 1 |  | 1 Year | 757 | 0.15 | 643.45
34077 | Salto | AB650J00IMH8--K | XS4 ANSI electronic wire-free SVN BLE / Mifare / DESFire half escutcheon, with keypad, J lever, unhanded, satin stainless finish, for use with KPB adapter | 1 |  | 1 Year | 819.85 | 0.15 | 696.8725
34078 | Salto | AB650J00IMH8-W- | XS4 ANSI electronic RF wireless SVN BLE / Mifare / DESFire half escutcheon, J lever, unhanded, satin stainless finish, for use with KPB adapter | 1 |  | 1 Year | 849 | 0.15 | 721.65
34079 | Salto | AB650J00IMH8-WK | XS4 ANSI electronic RF wireless SVN BLE / Mifare / DESFire half escutcheon, with keypad, J lever, unhanded, satin stainless finish, for use with KPB adapter | 1 |  | 1 Year | 1005.05 | 0.15 | 854.2925
34080 | Salto | AB650J00IMP7--- | XS4 ANSI electronic wire-free SVN BLE / Mifare / DESFire half escutcheon for use w/ concealed vertical rods, J lever, unhanded, satin stainless finish, for use with KPB adapter | 1 |  | 1 Year | 757 | 0.15 | 643.45
34081 | Salto | AB650J00IMP7--K | XS4 ANSI electronic wire-free SVN BLE / Mifare / DESFire half escutcheon for use w/ concealed vertical rods, with keypad, J lever, unhanded, satin stainless finish, for use with KPB adapter | 1 |  | 1 Year | 819.85 | 0.15 | 696.8725
34082 | Salto | AB650J00IMP7-W- | XS4 ANSI electronic RF wireless SVN BLE / Mifare / DESFire half escutcheon for use w/ concealed vertical rods, J lever, unhanded, satin stainless finish, for use with KPB adapter | 1 |  | 1 Year | 849 | 0.15 | 721.65
34083 | Salto | AB650J00IMP7-WK | XS4 ANSI electronic RF wireless SVN BLE / Mifare / DESFire half escutcheon for use w/ concealed vertical rods, with keypad, J lever, unhanded, satin stainless finish, for use with KPB adapter | 1 |  | 1 Year | 1005.05 | 0.15 | 854.2925
34084 | Salto | AB650J00IMP8--- | XS4 ANSI electronic wire-free SVN BLE / Mifare / DESFire half escutcheon for use w/ concealed vertical rods, J lever, unhanded, satin stainless finish, for use with KPB adapter | 1 |  | 1 Year | 757 | 0.15 | 643.45
34085 | Salto | AB650J00IMP8--K | XS4 ANSI electronic wire-free SVN BLE / Mifare / DESFire half escutcheon for use w/ concealed vertical rods, with keypad, J lever, unhanded, satin stainless finish, for use with KPB adapter | 1 |  | 1 Year | 819.85 | 0.15 | 696.8725
34086 | Salto | AB650J00IMP8-W- | XS4 ANSI electronic RF wireless SVN BLE / Mifare / DESFire half escutcheon for use w/ concealed vertical rods, J lever, unhanded, satin stainless finish, for use with KPB adapter | 1 |  | 1 Year | 849 | 0.15 | 721.65
34087 | Salto | AB650J00IMP8-WK | XS4 ANSI electronic RF wireless SVN BLE / Mifare / DESFire half escutcheon for use w/ concealed vertical rods, with keypad, J lever, unhanded, satin stainless finish, for use with KPB adapter | 1 |  | 1 Year | 1005.05 | 0.15 | 854.2925
34088 | Salto | AB650J00NEH8--- | XS4 ANSI electronic wire-free SVN BLE / Mifare / DESFire half escutcheon, J lever, unhanded, black chromium finish, for use with KPB adapter | 1 |  | 1 Year | 791.7 | 0.15 | 672.945
34089 | Salto | AB650J00NEH8--K | XS4 ANSI electronic wire-free SVN BLE / Mifare / DESFire half escutcheon, with keypad, J lever, unhanded, black chromium finish, for use with KPB adapter | 1 |  | 1 Year | 854.55 | 0.15 | 726.3675
34090 | Salto | AB650J00NEH8-W- | XS4 ANSI electronic RF wireless SVN BLE / Mifare / DESFire half escutcheon, J lever, unhanded, black chromium finish, for use with KPB adapter | 1 |  | 1 Year | 883.7 | 0.15 | 751.145
34091 | Salto | AB650J00NEH8-WK | XS4 ANSI electronic RF wireless SVN BLE / Mifare / DESFire half escutcheon, with keypad, J lever, unhanded, black chromium finish, for use with KPB adapter | 1 |  | 1 Year | 1039.75 | 0.15 | 883.7875
34092 | Salto | AB650J00NEP7--- | XS4 ANSI electronic wire-free SVN BLE / Mifare / DESFire half escutcheon for use w/ concealed vertical rods, J lever, unhanded, black chromium finish, for use with KPB adapter | 1 |  | 1 Year | 791.7 | 0.15 | 672.945
34093 | Salto | AB650J00NEP7--K | XS4 ANSI electronic wire-free SVN BLE / Mifare / DESFire half escutcheon for use w/ concealed vertical rods, with keypad, J lever, unhanded, black chromium finish, for use with KPB adapter | 1 |  | 1 Year | 854.55 | 0.15 | 726.3675
34094 | Salto | AB650J00NEP7-W- | XS4 ANSI electronic RF wireless SVN BLE / Mifare / DESFire half escutcheon for use w/ concealed vertical rods, J lever, unhanded, black chromium finish, for use with KPB adapter | 1 |  | 1 Year | 883.7 | 0.15 | 751.145
34095 | Salto | AB650J00NEP7-WK | XS4 ANSI electronic RF wireless SVN BLE / Mifare / DESFire half escutcheon for use w/ concealed vertical rods, with keypad, J lever, unhanded, black chromium finish, for use with KPB adapter | 1 |  | 1 Year | 1039.75 | 0.15 | 883.7875
34096 | Salto | AB650J00NEP8--- | XS4 ANSI electronic wire-free SVN BLE / Mifare / DESFire half escutcheon for use w/ concealed vertical rods, J lever, unhanded, black chromium finish, for use with KPB adapter | 1 |  | 1 Year | 791.7 | 0.15 | 672.945
34097 | Salto | AB650J00NEP8--K | XS4 ANSI electronic wire-free SVN BLE / Mifare / DESFire half escutcheon for use w/ concealed vertical rods, with keypad, J lever, unhanded, black chromium finish, for use with KPB adapter | 1 |  | 1 Year | 854.55 | 0.15 | 726.3675
34098 | Salto | AB650J00NEP8-W- | XS4 ANSI electronic RF wireless SVN BLE / Mifare / DESFire half escutcheon for use w/ concealed vertical rods, J lever, unhanded, black chromium finish, for use with KPB adapter | 1 |  | 1 Year | 883.7 | 0.15 | 751.145
34099 | Salto | AB650J00NEP8-WK | XS4 ANSI electronic RF wireless SVN BLE / Mifare / DESFire half escutcheon for use w/ concealed vertical rods, with keypad, J lever, unhanded, black chromium finish, for use with KPB adapter | 1 |  | 1 Year | 1039.75 | 0.15 | 883.7875
34100 | Salto | AB650J00PMH8--- | XS4 ANSI electronic wire-free SVN BLE / Mifare / DESFire half escutcheon, J lever, unhanded, satin brass finish, for use with KPB adapter | 1 |  | 1 Year | 757 | 0.15 | 643.45
34101 | Salto | AB650J00PMH8--K | XS4 ANSI electronic wire-free SVN BLE / Mifare / DESFire half escutcheon, with keypad, J lever, unhanded, satin brass finish, for use with KPB adapter | 1 |  | 1 Year | 819.85 | 0.15 | 696.8725
34102 | Salto | AB650J00PMH8-W- | XS4 ANSI electronic RF wireless SVN BLE / Mifare / DESFire half escutcheon, J lever, unhanded, satin brass finish, for use with KPB adapter | 1 |  | 1 Year | 849 | 0.15 | 721.65
34103 | Salto | AB650J00PMH8-WK | XS4 ANSI electronic RF wireless SVN BLE / Mifare / DESFire half escutcheon, with keypad, J lever, unhanded, satin brass finish, for use with KPB adapter | 1 |  | 1 Year | 1005.05 | 0.15 | 854.2925
34104 | Salto | AB650J00PMP7--- | XS4 ANSI electronic wire-free SVN BLE / Mifare / DESFire half escutcheon for use w/ concealed vertical rods, J lever, unhanded, satin brass finish, for use with KPB adapter | 1 |  | 1 Year | 757 | 0.15 | 643.45
34105 | Salto | AB650J00PMP7--K | XS4 ANSI electronic wire-free SVN BLE / Mifare / DESFire half escutcheon for use w/ concealed vertical rods, with keypad, J lever, unhanded, satin brass finish, for use with KPB adapter | 1 |  | 1 Year | 819.85 | 0.15 | 696.8725
34106 | Salto | AB650J00PMP7-W- | XS4 ANSI electronic RF wireless SVN BLE / Mifare / DESFire half escutcheon for use w/ concealed vertical rods, J lever, unhanded, satin brass finish, for use with KPB adapter | 1 |  | 1 Year | 849 | 0.15 | 721.65
34107 | Salto | AB650J00PMP7-WK | XS4 ANSI electronic RF wireless SVN BLE / Mifare / DESFire half escutcheon for use w/ concealed vertical rods, with keypad, J lever, unhanded, satin brass finish, for use with KPB adapter | 1 |  | 1 Year | 1005.05 | 0.15 | 854.2925
34108 | Salto | AB650J00PMP8--- | XS4 ANSI electronic wire-free SVN BLE / Mifare / DESFire half escutcheon for use w/ concealed vertical rods, J lever, unhanded, satin brass finish, for use with KPB adapter | 1 |  | 1 Year | 757 | 0.15 | 643.45
34109 | Salto | AB650J00PMP8--K | XS4 ANSI electronic wire-free SVN BLE / Mifare / DESFire half escutcheon for use w/ concealed vertical rods, with keypad, J lever, unhanded, satin brass finish, for use with KPB adapter | 1 |  | 1 Year | 819.85 | 0.15 | 696.8725
34110 | Salto | AB650J00PMP8-W- | XS4 ANSI electronic RF wireless SVN BLE / Mifare / DESFire half escutcheon for use w/ concealed vertical rods, J lever, unhanded, satin brass finish, for use with KPB adapter | 1 |  | 1 Year | 849 | 0.15 | 721.65
34111 | Salto | AB650J00PMP8-WK | XS4 ANSI electronic RF wireless SVN BLE / Mifare / DESFire half escutcheon for use w/ concealed vertical rods, with keypad, J lever, unhanded, satin brass finish, for use with KPB adapter | 1 |  | 1 Year | 1005.05 | 0.15 | 854.2925
34112 | Salto | AB650K00IMH8L-- | XS4 ANSI electronic wire-free SVN BLE / Mifare / DESFire half escutcheon, K lever, left handed, satin stainless finish, for use with KPB adapter | 1 |  | 1 Year | 757 | 0.15 | 643.45
34113 | Salto | AB650K00IMH8L-K | XS4 ANSI electronic wire-free SVN BLE / Mifare / DESFire half escutcheon, with keypad, K lever, left handed, satin stainless finish, for use with KPB adapter | 1 |  | 1 Year | 819.85 | 0.15 | 696.8725
34114 | Salto | AB650K00IMH8LW- | XS4 ANSI electronic RF wireless SVN BLE / Mifare / DESFire half escutcheon, K lever, left handed, satin stainless finish, for use with KPB adapter | 1 |  | 1 Year | 849 | 0.15 | 721.65
34115 | Salto | AB650K00IMH8LWK | XS4 ANSI electronic RF wireless SVN BLE / Mifare / DESFire half escutcheon, with keypad, K lever, left handed, satin stainless finish, for use with KPB adapter | 1 |  | 1 Year | 1005.05 | 0.15 | 854.2925
34116 | Salto | AB650K00IMH8R-- | XS4 ANSI electronic wire-free SVN BLE / Mifare / DESFire half escutcheon, K lever, right handed, satin stainless finish, for use with KPB adapter | 1 |  | 1 Year | 757 | 0.15 | 643.45
34117 | Salto | AB650K00IMH8R-K | XS4 ANSI electronic wire-free SVN BLE / Mifare / DESFire half escutcheon, with keypad, K lever, right handed, satin stainless finish, for use with KPB adapter | 1 |  | 1 Year | 819.85 | 0.15 | 696.8725
34118 | Salto | AB650K00IMH8RW- | XS4 ANSI electronic RF wireless SVN BLE / Mifare / DESFire half escutcheon, K lever, right handed, satin stainless finish, for use with KPB adapter | 1 |  | 1 Year | 849 | 0.15 | 721.65
34119 | Salto | AB650K00IMH8RWK | XS4 ANSI electronic RF wireless SVN BLE / Mifare / DESFire half escutcheon, with keypad, K lever, right handed, satin stainless finish, for use with KPB adapter | 1 |  | 1 Year | 1005.05 | 0.15 | 854.2925
34120 | Salto | AB650K00IMP7L-- | XS4 ANSI electronic wire-free SVN BLE / Mifare / DESFire half escutcheon for use w/ concealed vertical rods, K lever, left handed, satin stainless finish, for use with KPB adapter | 1 |  | 1 Year | 757 | 0.15 | 643.45
34121 | Salto | AB650K00IMP7L-K | XS4 ANSI electronic wire-free SVN BLE / Mifare / DESFire half escutcheon for use w/ concealed vertical rods, with keypad, K lever, left handed, satin stainless finish, for use with KPB adapter | 1 |  | 1 Year | 819.85 | 0.15 | 696.8725
34122 | Salto | AB650K00IMP7LW- | XS4 ANSI electronic RF wireless SVN BLE / Mifare / DESFire half escutcheon for use w/ concealed vertical rods, K lever, left handed, satin stainless finish, for use with KPB adapter | 1 |  | 1 Year | 849 | 0.15 | 721.65
34123 | Salto | AB650K00IMP7LWK | XS4 ANSI electronic RF wireless SVN BLE / Mifare / DESFire half escutcheon for use w/ concealed vertical rods, with keypad, K lever, left handed, satin stainless finish, for use with KPB adapter | 1 |  | 1 Year | 1005.05 | 0.15 | 854.2925
34124 | Salto | AB650K00IMP7R-- | XS4 ANSI electronic wire-free SVN BLE / Mifare / DESFire half escutcheon for use w/ concealed vertical rods, K lever, right handed, satin stainless finish, for use with KPB adapter | 1 |  | 1 Year | 757 | 0.15 | 643.45
34125 | Salto | AB650K00IMP7R-K | XS4 ANSI electronic wire-free SVN BLE / Mifare / DESFire half escutcheon for use w/ concealed vertical rods, with keypad, K lever, right handed, satin stainless finish, for use with KPB adapter | 1 |  | 1 Year | 819.85 | 0.15 | 696.8725
34126 | Salto | AB650K00IMP7RW- | XS4 ANSI electronic RF wireless SVN BLE / Mifare / DESFire half escutcheon for use w/ concealed vertical rods, K lever, right handed, satin stainless finish, for use with KPB adapter | 1 |  | 1 Year | 849 | 0.15 | 721.65
34127 | Salto | AB650K00IMP7RWK | XS4 ANSI electronic RF wireless SVN BLE / Mifare / DESFire half escutcheon for use w/ concealed vertical rods, with keypad, K lever, right handed, satin stainless finish, for use with KPB adapter | 1 |  | 1 Year | 1005.05 | 0.15 | 854.2925
34128 | Salto | AB650K00IMP8L-- | XS4 ANSI electronic wire-free SVN BLE / Mifare / DESFire half escutcheon for use w/ concealed vertical rods, K lever, left handed, satin stainless finish, for use with KPB adapter | 1 |  | 1 Year | 757 | 0.15 | 643.45
34129 | Salto | AB650K00IMP8L-K | XS4 ANSI electronic wire-free SVN BLE / Mifare / DESFire half escutcheon for use w/ concealed vertical rods, with keypad, K lever, left handed, satin stainless finish, for use with KPB adapter | 1 |  | 1 Year | 819.85 | 0.15 | 696.8725
34130 | Salto | AB650K00IMP8LW- | XS4 ANSI electronic RF wireless SVN BLE / Mifare / DESFire half escutcheon for use w/ concealed vertical rods, K lever, left handed, satin stainless finish, for use with KPB adapter | 1 |  | 1 Year | 849 | 0.15 | 721.65
34131 | Salto | AB650K00IMP8LWK | XS4 ANSI electronic RF wireless SVN BLE / Mifare / DESFire half escutcheon for use w/ concealed vertical rods, with keypad, K lever, left handed, satin stainless finish, for use with KPB adapter | 1 |  | 1 Year | 1005.05 | 0.15 | 854.2925
34132 | Salto | AB650K00IMP8R-- | XS4 ANSI electronic wire-free SVN BLE / Mifare / DESFire half escutcheon for use w/ concealed vertical rods, K lever, right handed, satin stainless finish, for use with KPB adapter | 1 |  | 1 Year | 757 | 0.15 | 643.45
34133 | Salto | AB650K00IMP8R-K | XS4 ANSI electronic wire-free SVN BLE / Mifare / DESFire half escutcheon for use w/ concealed vertical rods, with keypad, K lever, right handed, satin stainless finish, for use with KPB adapter | 1 |  | 1 Year | 819.85 | 0.15 | 696.8725
34134 | Salto | AB650K00IMP8RW- | XS4 ANSI electronic RF wireless SVN BLE / Mifare / DESFire half escutcheon for use w/ concealed vertical rods, K lever, right handed, satin stainless finish, for use with KPB adapter | 1 |  | 1 Year | 849 | 0.15 | 721.65
34135 | Salto | AB650K00IMP8RWK | XS4 ANSI electronic RF wireless SVN BLE / Mifare / DESFire half escutcheon for use w/ concealed vertical rods, with keypad, K lever, right handed, satin stainless finish, for use with KPB adapter | 1 |  | 1 Year | 1005.05 | 0.15 | 854.2925
34136 | Salto | AB650K00IPH8L-- | XS4 ANSI electronic wire-free SVN BLE / Mifare / DESFire half escutcheon, K lever, left handed, bright stainless steel finish, for use with KPB adapter | 1 |  | 1 Year | 773.3 | 0.15 | 657.305
34137 | Salto | AB650K00IPH8L-K | XS4 ANSI electronic wire-free SVN BLE / Mifare / DESFire half escutcheon, with keypad, K lever, left handed, bright stainless steel finish, for use with KPB adapter | 1 |  | 1 Year | 836.15 | 0.15 | 710.7275
34138 | Salto | AB650K00IPH8LW- | XS4 ANSI electronic RF wireless SVN BLE / Mifare / DESFire half escutcheon, K lever, left handed, bright stainless steel finish, for use with KPB adapter | 1 |  | 1 Year | 865.3 | 0.15 | 735.505
34139 | Salto | AB650K00IPH8LWK | XS4 ANSI electronic RF wireless SVN BLE / Mifare / DESFire half escutcheon, with keypad, K lever, left handed, bright stainless steel finish, for use with KPB adapter | 1 |  | 1 Year | 1021.35 | 0.15 | 868.1475
34140 | Salto | AB650K00IPH8R-- | XS4 ANSI electronic wire-free SVN BLE / Mifare / DESFire half escutcheon, K lever, right handed, bright stainless steel finish, for use with KPB adapter | 1 |  | 1 Year | 773.3 | 0.15 | 657.305
34141 | Salto | AB650K00IPH8R-K | XS4 ANSI electronic wire-free SVN BLE / Mifare / DESFire half escutcheon, with keypad, K lever, right handed, bright stainless steel finish, for use with KPB adapter | 1 |  | 1 Year | 836.15 | 0.15 | 710.7275
34142 | Salto | AB650K00IPH8RW- | XS4 ANSI electronic RF wireless SVN BLE / Mifare / DESFire half escutcheon, K lever, right handed, bright stainless steel finish, for use with KPB adapter | 1 |  | 1 Year | 865.3 | 0.15 | 735.505
34143 | Salto | AB650K00IPH8RWK | XS4 ANSI electronic RF wireless SVN BLE / Mifare / DESFire half escutcheon, with keypad, K lever, right handed, bright stainless steel finish, for use with KPB adapter | 1 |  | 1 Year | 1021.35 | 0.15 | 868.1475
34144 | Salto | AB650K00IPP7L-- | XS4 ANSI electronic wire-free SVN BLE / Mifare / DESFire half escutcheon for use w/ concealed vertical rods, K lever, left handed, bright stainless steel finish, for use with KPB adapter | 1 |  | 1 Year | 773.3 | 0.15 | 657.305
34145 | Salto | AB650K00IPP7L-K | XS4 ANSI electronic wire-free SVN BLE / Mifare / DESFire half escutcheon for use w/ concealed vertical rods, with keypad, K lever, left handed, bright stainless steel finish, for use with KPB adapter | 1 |  | 1 Year | 836.15 | 0.15 | 710.7275
34146 | Salto | AB650K00IPP7LW- | XS4 ANSI electronic RF wireless SVN BLE / Mifare / DESFire half escutcheon for use w/ concealed vertical rods, K lever, left handed, bright stainless steel finish, for use with KPB adapter | 1 |  | 1 Year | 865.3 | 0.15 | 735.505
34147 | Salto | AB650K00IPP7LWK | XS4 ANSI electronic RF wireless SVN BLE / Mifare / DESFire half escutcheon for use w/ concealed vertical rods, with keypad, K lever, left handed, bright stainless steel finish, for use with KPB adapter | 1 |  | 1 Year | 1021.35 | 0.15 | 868.1475
34148 | Salto | AB650K00IPP7R-- | XS4 ANSI electronic wire-free SVN BLE / Mifare / DESFire half escutcheon for use w/ concealed vertical rods, K lever, right handed, bright stainless steel finish, for use with KPB adapter | 1 |  | 1 Year | 773.3 | 0.15 | 657.305
34149 | Salto | AB650K00IPP7R-K | XS4 ANSI electronic wire-free SVN BLE / Mifare / DESFire half escutcheon for use w/ concealed vertical rods, with keypad, K lever, right handed, bright stainless steel finish, for use with KPB adapter | 1 |  | 1 Year | 836.15 | 0.15 | 710.7275
34150 | Salto | AB650K00IPP7RW- | XS4 ANSI electronic RF wireless SVN BLE / Mifare / DESFire half escutcheon for use w/ concealed vertical rods, K lever, right handed, bright stainless steel finish, for use with KPB adapter | 1 |  | 1 Year | 865.3 | 0.15 | 735.505
34151 | Salto | AB650K00IPP7RWK | XS4 ANSI electronic RF wireless SVN BLE / Mifare / DESFire half escutcheon for use w/ concealed vertical rods, with keypad, K lever, right handed, bright stainless steel finish, for use with KPB adapter | 1 |  | 1 Year | 1021.35 | 0.15 | 868.1475
34152 | Salto | AB650K00IPP8L-- | XS4 ANSI electronic wire-free SVN BLE / Mifare / DESFire half escutcheon for use w/ concealed vertical rods, K lever, left handed, bright stainless steel finish, for use with KPB adapter | 1 |  | 1 Year | 773.3 | 0.15 | 657.305
34153 | Salto | AB650K00IPP8L-K | XS4 ANSI electronic wire-free SVN BLE / Mifare / DESFire half escutcheon for use w/ concealed vertical rods, with keypad, K lever, left handed, bright stainless steel finish, for use with KPB adapter | 1 |  | 1 Year | 836.15 | 0.15 | 710.7275
34154 | Salto | AB650K00IPP8LW- | XS4 ANSI electronic RF wireless SVN BLE / Mifare / DESFire half escutcheon for use w/ concealed vertical rods, K lever, left handed, bright stainless steel finish, for use with KPB adapter | 1 |  | 1 Year | 865.3 | 0.15 | 735.505
34155 | Salto | AB650K00IPP8LWK | XS4 ANSI electronic RF wireless SVN BLE / Mifare / DESFire half escutcheon for use w/ concealed vertical rods, with keypad, K lever, left handed, bright stainless steel finish, for use with KPB adapter | 1 |  | 1 Year | 1021.35 | 0.15 | 868.1475
34156 | Salto | AB650K00IPP8R-- | XS4 ANSI electronic wire-free SVN BLE / Mifare / DESFire half escutcheon for use w/ concealed vertical rods, K lever, right handed, bright stainless steel finish, for use with KPB adapter | 1 |  | 1 Year | 773.3 | 0.15 | 657.305
34157 | Salto | AB650K00IPP8R-K | XS4 ANSI electronic wire-free SVN BLE / Mifare / DESFire half escutcheon for use w/ concealed vertical rods, with keypad, K lever, right handed, bright stainless steel finish, for use with KPB adapter | 1 |  | 1 Year | 836.15 | 0.15 | 710.7275
34158 | Salto | AB650K00IPP8RW- | XS4 ANSI electronic RF wireless SVN BLE / Mifare / DESFire half escutcheon for use w/ concealed vertical rods, K lever, right handed, bright stainless steel finish, for use with KPB adapter | 1 |  | 1 Year | 865.3 | 0.15 | 735.505
34159 | Salto | AB650K00IPP8RWK | XS4 ANSI electronic RF wireless SVN BLE / Mifare / DESFire half escutcheon for use w/ concealed vertical rods, with keypad, K lever, right handed, bright stainless steel finish, for use with KPB adapter | 1 |  | 1 Year | 1021.35 | 0.15 | 868.1475
34160 | Salto | AB650K00PPH8L-- | XS4 ANSI electronic wire-free SVN BLE / Mifare / DESFire half escutcheon, K lever, left handed, bright brass finish, for use with KPB adapter | 1 |  | 1 Year | 773.3 | 0.15 | 657.305
34161 | Salto | AB650K00PPH8L-K | XS4 ANSI electronic wire-free SVN BLE / Mifare / DESFire half escutcheon, with keypad, K lever, left handed, bright brass finish, for use with KPB adapter | 1 |  | 1 Year | 836.15 | 0.15 | 710.7275
34162 | Salto | AB650K00PPH8LW- | XS4 ANSI electronic RF wireless SVN BLE / Mifare / DESFire half escutcheon, K lever, left handed, bright brass finish, for use with KPB adapter | 1 |  | 1 Year | 865.3 | 0.15 | 735.505
34163 | Salto | AB650K00PPH8LWK | XS4 ANSI electronic RF wireless SVN BLE / Mifare / DESFire half escutcheon, with keypad, K lever, left handed, bright brass finish, for use with KPB adapter | 1 |  | 1 Year | 1021.35 | 0.15 | 868.1475
34164 | Salto | AB650K00PPH8R-- | XS4 ANSI electronic wire-free SVN BLE / Mifare / DESFire half escutcheon, K lever, right handed, bright brass finish, for use with KPB adapter | 1 |  | 1 Year | 773.3 | 0.15 | 657.305
34165 | Salto | AB650K00PPH8R-K | XS4 ANSI electronic wire-free SVN BLE / Mifare / DESFire half escutcheon, with keypad, K lever, right handed, bright brass finish, for use with KPB adapter | 1 |  | 1 Year | 836.15 | 0.15 | 710.7275
34166 | Salto | AB650K00PPH8RW- | XS4 ANSI electronic RF wireless SVN BLE / Mifare / DESFire half escutcheon, K lever, right handed, bright brass finish, for use with KPB adapter | 1 |  | 1 Year | 865.3 | 0.15 | 735.505
34167 | Salto | AB650K00PPH8RWK | XS4 ANSI electronic RF wireless SVN BLE / Mifare / DESFire half escutcheon, with keypad, K lever, right handed, bright brass finish, for use with KPB adapter | 1 |  | 1 Year | 1021.35 | 0.15 | 868.1475
34168 | Salto | AB650K00PPP7L-- | XS4 ANSI electronic wire-free SVN BLE / Mifare / DESFire half escutcheon for use w/ concealed vertical rods, K lever, left handed, bright brass finish, for use with KPB adapter | 1 |  | 1 Year | 773.3 | 0.15 | 657.305
34169 | Salto | AB650K00PPP7L-K | XS4 ANSI electronic wire-free SVN BLE / Mifare / DESFire half escutcheon for use w/ concealed vertical rods, with keypad, K lever, left handed, bright brass finish, for use with KPB adapter | 1 |  | 1 Year | 836.15 | 0.15 | 710.7275
34170 | Salto | AB650K00PPP7LW- | XS4 ANSI electronic RF wireless SVN BLE / Mifare / DESFire half escutcheon for use w/ concealed vertical rods, K lever, left handed, bright brass finish, for use with KPB adapter | 1 |  | 1 Year | 865.3 | 0.15 | 735.505
34171 | Salto | AB650K00PPP7LWK | XS4 ANSI electronic RF wireless SVN BLE / Mifare / DESFire half escutcheon for use w/ concealed vertical rods, with keypad, K lever, left handed, bright brass finish, for use with KPB adapter | 1 |  | 1 Year | 1021.35 | 0.15 | 868.1475
34172 | Salto | AB650K00PPP7R-- | XS4 ANSI electronic wire-free SVN BLE / Mifare / DESFire half escutcheon for use w/ concealed vertical rods, K lever, right handed, bright brass finish, for use with KPB adapter | 1 |  | 1 Year | 773.3 | 0.15 | 657.305
34173 | Salto | AB650K00PPP7R-K | XS4 ANSI electronic wire-free SVN BLE / Mifare / DESFire half escutcheon for use w/ concealed vertical rods, with keypad, K lever, right handed, bright brass finish, for use with KPB adapter | 1 |  | 1 Year | 836.15 | 0.15 | 710.7275
34174 | Salto | AB650K00PPP7RW- | XS4 ANSI electronic RF wireless SVN BLE / Mifare / DESFire half escutcheon for use w/ concealed vertical rods, K lever, right handed, bright brass finish, for use with KPB adapter | 1 |  | 1 Year | 865.3 | 0.15 | 735.505
34175 | Salto | AB650K00PPP7RWK | XS4 ANSI electronic RF wireless SVN BLE / Mifare / DESFire half escutcheon for use w/ concealed vertical rods, with keypad, K lever, right handed, bright brass finish, for use with KPB adapter | 1 |  | 1 Year | 1021.35 | 0.15 | 868.1475
34176 | Salto | AB650K00PPP8L-- | XS4 ANSI electronic wire-free SVN BLE / Mifare / DESFire half escutcheon for use w/ concealed vertical rods, K lever, left handed, bright brass finish, for use with KPB adapter | 1 |  | 1 Year | 773.3 | 0.15 | 657.305
34177 | Salto | AB650K00PPP8L-K | XS4 ANSI electronic wire-free SVN BLE / Mifare / DESFire half escutcheon for use w/ concealed vertical rods, with keypad, K lever, left handed, bright brass finish, for use with KPB adapter | 1 |  | 1 Year | 836.15 | 0.15 | 710.7275
34178 | Salto | AB650K00PPP8LW- | XS4 ANSI electronic RF wireless SVN BLE / Mifare / DESFire half escutcheon for use w/ concealed vertical rods, K lever, left handed, bright brass finish, for use with KPB adapter | 1 |  | 1 Year | 865.3 | 0.15 | 735.505
34179 | Salto | AB650K00PPP8LWK | XS4 ANSI electronic RF wireless SVN BLE / Mifare / DESFire half escutcheon for use w/ concealed vertical rods, with keypad, K lever, left handed, bright brass finish, for use with KPB adapter | 1 |  | 1 Year | 1021.35 | 0.15 | 868.1475
34180 | Salto | AB650K00PPP8R-- | XS4 ANSI electronic wire-free SVN BLE / Mifare / DESFire half escutcheon for use w/ concealed vertical rods, K lever, right handed, bright brass finish, for use with KPB adapter | 1 |  | 1 Year | 773.3 | 0.15 | 657.305
34181 | Salto | AB650K00PPP8R-K | XS4 ANSI electronic wire-free SVN BLE / Mifare / DESFire half escutcheon for use w/ concealed vertical rods, with keypad, K lever, right handed, bright brass finish, for use with KPB adapter | 1 |  | 1 Year | 836.15 | 0.15 | 710.7275
34182 | Salto | AB650K00PPP8RW- | XS4 ANSI electronic RF wireless SVN BLE / Mifare / DESFire half escutcheon for use w/ concealed vertical rods, K lever, right handed, bright brass finish, for use with KPB adapter | 1 |  | 1 Year | 865.3 | 0.15 | 735.505
34183 | Salto | AB650K00PPP8RWK | XS4 ANSI electronic RF wireless SVN BLE / Mifare / DESFire half escutcheon for use w/ concealed vertical rods, with keypad, K lever, right handed, bright brass finish, for use with KPB adapter | 1 |  | 1 Year | 1021.35 | 0.15 | 868.1475
34184 | Salto | AB650L00BCH8--- | XS4 ANSI electronic wire-free SVN BLE / Mifare / DESFire half escutcheon, L lever, unhanded, BioCote antimicrobial finish, for use with KPB adapter | 1 |  | 1 Year | 798.8 | 0.15 | 678.98
34185 | Salto | AB650L00BCH8--K | XS4 ANSI electronic wire-free SVN BLE / Mifare / DESFire half escutcheon, with keypad, L lever, unhanded, BioCote antimicrobial finish, for use with KPB adapter | 1 |  | 1 Year | 861.65 | 0.15 | 732.4025
34186 | Salto | AB650L00BCH8-W- | XS4 ANSI electronic RF wireless SVN BLE / Mifare / DESFire half escutcheon, L lever, unhanded, BioCote antimicrobial finish, for use with KPB adapter | 1 |  | 1 Year | 890.8 | 0.15 | 757.18
34187 | Salto | AB650L00BCH8-WK | XS4 ANSI electronic RF wireless SVN BLE / Mifare / DESFire half escutcheon, with keypad, L lever, unhanded, BioCote antimicrobial finish, for use with KPB adapter | 1 |  | 1 Year | 1046.85 | 0.15 | 889.8225
34188 | Salto | AB650L00BCP7--- | XS4 ANSI electronic wire-free SVN BLE / Mifare / DESFire half escutcheon for use w/ concealed vertical rods, L lever, unhanded, BioCote antimicrobial finish, for use with KPB adapter | 1 |  | 1 Year | 798.8 | 0.15 | 678.98
34189 | Salto | AB650L00BCP7--K | XS4 ANSI electronic wire-free SVN BLE / Mifare / DESFire half escutcheon for use w/ concealed vertical rods, with keypad, L lever, unhanded, BioCote antimicrobial finish, for use with KPB adapter | 1 |  | 1 Year | 861.65 | 0.15 | 732.4025
34190 | Salto | AB650L00BCP7-W- | XS4 ANSI electronic RF wireless SVN BLE / Mifare / DESFire half escutcheon for use w/ concealed vertical rods, L lever, unhanded, BioCote antimicrobial finish, for use with KPB adapter | 1 |  | 1 Year | 890.8 | 0.15 | 757.18
34191 | Salto | AB650L00BCP7-WK | XS4 ANSI electronic RF wireless SVN BLE / Mifare / DESFire half escutcheon for use w/ concealed vertical rods, with keypad, L lever, unhanded, BioCote antimicrobial finish, for use with KPB adapter | 1 |  | 1 Year | 1046.85 | 0.15 | 889.8225
34192 | Salto | AB650L00BCP8--- | XS4 ANSI electronic wire-free SVN BLE / Mifare / DESFire half escutcheon for use w/ concealed vertical rods, L lever, unhanded, BioCote antimicrobial finish, for use with KPB adapter | 1 |  | 1 Year | 798.8 | 0.15 | 678.98
34193 | Salto | AB650L00BCP8--K | XS4 ANSI electronic wire-free SVN BLE / Mifare / DESFire half escutcheon for use w/ concealed vertical rods, with keypad, L lever, unhanded, BioCote antimicrobial finish, for use with KPB adapter | 1 |  | 1 Year | 861.65 | 0.15 | 732.4025
34194 | Salto | AB650L00BCP8-W- | XS4 ANSI electronic RF wireless SVN BLE / Mifare / DESFire half escutcheon for use w/ concealed vertical rods, L lever, unhanded, BioCote antimicrobial finish, for use with KPB adapter | 1 |  | 1 Year | 890.8 | 0.15 | 757.18
34195 | Salto | AB650L00BCP8-WK | XS4 ANSI electronic RF wireless SVN BLE / Mifare / DESFire half escutcheon for use w/ concealed vertical rods, with keypad, L lever, unhanded, BioCote antimicrobial finish, for use with KPB adapter | 1 |  | 1 Year | 1046.85 | 0.15 | 889.8225
34196 | Salto | AB650L00IAH8--- | XS4 ANSI electronic wire-free SVN BLE / Mifare / DESFire half escutcheon, L lever, unhanded, antique brass finish, for use with KPB adapter | 1 |  | 1 Year | 798.8 | 0.15 | 678.98
34197 | Salto | AB650L00IAH8--K | XS4 ANSI electronic wire-free SVN BLE / Mifare / DESFire half escutcheon, with keypad, L lever, unhanded, antique brass finish, for use with KPB adapter | 1 |  | 1 Year | 861.65 | 0.15 | 732.4025
34198 | Salto | AB650L00IAH8-W- | XS4 ANSI electronic RF wireless SVN BLE / Mifare / DESFire half escutcheon, L lever, unhanded, antique brass finish, for use with KPB adapter | 1 |  | 1 Year | 890.8 | 0.15 | 757.18
34199 | Salto | AB650L00IAH8-WK | XS4 ANSI electronic RF wireless SVN BLE / Mifare / DESFire half escutcheon, with keypad, L lever, unhanded, antique brass finish, for use with KPB adapter | 1 |  | 1 Year | 1046.85 | 0.15 | 889.8225
34200 | Salto | AB650L00IAP7--- | XS4 ANSI electronic wire-free SVN BLE / Mifare / DESFire half escutcheon for use w/ concealed vertical rods, L lever, unhanded, antique brass finish, for use with KPB adapter | 1 |  | 1 Year | 798.8 | 0.15 | 678.98
34201 | Salto | AB650L00IAP7--K | XS4 ANSI electronic wire-free SVN BLE / Mifare / DESFire half escutcheon for use w/ concealed vertical rods, with keypad, L lever, unhanded, antique brass finish, for use with KPB adapter | 1 |  | 1 Year | 861.65 | 0.15 | 732.4025
34202 | Salto | AB650L00IAP7-W- | XS4 ANSI electronic RF wireless SVN BLE / Mifare / DESFire half escutcheon for use w/ concealed vertical rods, L lever, unhanded, antique brass finish, for use with KPB adapter | 1 |  | 1 Year | 890.8 | 0.15 | 757.18
34203 | Salto | AB650L00IAP7-WK | XS4 ANSI electronic RF wireless SVN BLE / Mifare / DESFire half escutcheon for use w/ concealed vertical rods, with keypad, L lever, unhanded, antique brass finish, for use with KPB adapter | 1 |  | 1 Year | 1046.85 | 0.15 | 889.8225
34204 | Salto | AB650L00IAP8--- | XS4 ANSI electronic wire-free SVN BLE / Mifare / DESFire half escutcheon for use w/ concealed vertical rods, L lever, unhanded, antique brass finish, for use with KPB adapter | 1 |  | 1 Year | 798.8 | 0.15 | 678.98
34205 | Salto | AB650L00IAP8--K | XS4 ANSI electronic wire-free SVN BLE / Mifare / DESFire half escutcheon for use w/ concealed vertical rods, with keypad, L lever, unhanded, antique brass finish, for use with KPB adapter | 1 |  | 1 Year | 861.65 | 0.15 | 732.4025
34206 | Salto | AB650L00IAP8-W- | XS4 ANSI electronic RF wireless SVN BLE / Mifare / DESFire half escutcheon for use w/ concealed vertical rods, L lever, unhanded, antique brass finish, for use with KPB adapter | 1 |  | 1 Year | 890.8 | 0.15 | 757.18
34207 | Salto | AB650L00IAP8-WK | XS4 ANSI electronic RF wireless SVN BLE / Mifare / DESFire half escutcheon for use w/ concealed vertical rods, with keypad, L lever, unhanded, antique brass finish, for use with KPB adapter | 1 |  | 1 Year | 1046.85 | 0.15 | 889.8225
34208 | Salto | AB650L00IMH8--- | XS4 ANSI electronic wire-free SVN BLE / Mifare / DESFire half escutcheon, L lever, unhanded, satin stainless finish, for use with KPB adapter | 1 |  | 1 Year | 746.8 | 0.15 | 634.78
34209 | Salto | AB650L00IMH8--K | XS4 ANSI electronic wire-free SVN BLE / Mifare / DESFire half escutcheon, with keypad, L lever, unhanded, satin stainless finish, for use with KPB adapter | 1 |  | 1 Year | 809.65 | 0.15 | 688.2025
34210 | Salto | AB650L00IMH8-W- | XS4 ANSI electronic RF wireless SVN BLE / Mifare / DESFire half escutcheon, L lever, unhanded, satin stainless finish, for use with KPB adapter | 1 |  | 1 Year | 838.8 | 0.15 | 712.98
34211 | Salto | AB650L00IMH8-WK | XS4 ANSI electronic RF wireless SVN BLE / Mifare / DESFire half escutcheon, with keypad, L lever, unhanded, satin stainless finish, for use with KPB adapter | 1 |  | 1 Year | 994.85 | 0.15 | 845.6225
34212 | Salto | AB650L00IMP7--- | XS4 ANSI electronic wire-free SVN BLE / Mifare / DESFire half escutcheon for use w/ concealed vertical rods, L lever, unhanded, satin stainless finish, for use with KPB adapter | 1 |  | 1 Year | 746.8 | 0.15 | 634.78
34213 | Salto | AB650L00IMP7--K | XS4 ANSI electronic wire-free SVN BLE / Mifare / DESFire half escutcheon for use w/ concealed vertical rods, with keypad, L lever, unhanded, satin stainless finish, for use with KPB adapter | 1 |  | 1 Year | 809.65 | 0.15 | 688.2025
34214 | Salto | AB650L00IMP7-W- | XS4 ANSI electronic RF wireless SVN BLE / Mifare / DESFire half escutcheon for use w/ concealed vertical rods, L lever, unhanded, satin stainless finish, for use with KPB adapter | 1 |  | 1 Year | 838.8 | 0.15 | 712.98
34215 | Salto | AB650L00IMP7-WK | XS4 ANSI electronic RF wireless SVN BLE / Mifare / DESFire half escutcheon for use w/ concealed vertical rods, with keypad, L lever, unhanded, satin stainless finish, for use with KPB adapter | 1 |  | 1 Year | 994.85 | 0.15 | 845.6225
34216 | Salto | AB650L00IMP8--- | XS4 ANSI electronic wire-free SVN BLE / Mifare / DESFire half escutcheon for use w/ concealed vertical rods, L lever, unhanded, satin stainless finish, for use with KPB adapter | 1 |  | 1 Year | 746.8 | 0.15 | 634.78
34217 | Salto | AB650L00IMP8--K | XS4 ANSI electronic wire-free SVN BLE / Mifare / DESFire half escutcheon for use w/ concealed vertical rods, with keypad, L lever, unhanded, satin stainless finish, for use with KPB adapter | 1 |  | 1 Year | 809.65 | 0.15 | 688.2025
34218 | Salto | AB650L00IMP8-W- | XS4 ANSI electronic RF wireless SVN BLE / Mifare / DESFire half escutcheon for use w/ concealed vertical rods, L lever, unhanded, satin stainless finish, for use with KPB adapter | 1 |  | 1 Year | 838.8 | 0.15 | 712.98
34219 | Salto | AB650L00IMP8-WK | XS4 ANSI electronic RF wireless SVN BLE / Mifare / DESFire half escutcheon for use w/ concealed vertical rods, with keypad, L lever, unhanded, satin stainless finish, for use with KPB adapter | 1 |  | 1 Year | 994.85 | 0.15 | 845.6225
34220 | Salto | AB650L00IPH8--- | XS4 ANSI electronic wire-free SVN BLE / Mifare / DESFire half escutcheon, L lever, unhanded, bright stainless steel finish, for use with KPB adapter | 1 |  | 1 Year | 763.1 | 0.15 | 648.635
34221 | Salto | AB650L00IPH8--K | XS4 ANSI electronic wire-free SVN BLE / Mifare / DESFire half escutcheon, with keypad, L lever, unhanded, bright stainless steel finish, for use with KPB adapter | 1 |  | 1 Year | 825.95 | 0.15 | 702.0575
34222 | Salto | AB650L00IPH8-W- | XS4 ANSI electronic RF wireless SVN BLE / Mifare / DESFire half escutcheon, L lever, unhanded, bright stainless steel finish, for use with KPB adapter | 1 |  | 1 Year | 855.1 | 0.15 | 726.835
34223 | Salto | AB650L00IPH8-WK | XS4 ANSI electronic RF wireless SVN BLE / Mifare / DESFire half escutcheon, with keypad, L lever, unhanded, bright stainless steel finish, for use with KPB adapter | 1 |  | 1 Year | 1011.15 | 0.15 | 859.4775
34224 | Salto | AB650L00IPP7--- | XS4 ANSI electronic wire-free SVN BLE / Mifare / DESFire half escutcheon for use w/ concealed vertical rods, L lever, unhanded, bright stainless steel finish, for use with KPB adapter | 1 |  | 1 Year | 763.1 | 0.15 | 648.635
34225 | Salto | AB650L00IPP7--K | XS4 ANSI electronic wire-free SVN BLE / Mifare / DESFire half escutcheon for use w/ concealed vertical rods, with keypad, L lever, unhanded, bright stainless steel finish, for use with KPB adapter | 1 |  | 1 Year | 825.95 | 0.15 | 702.0575
34226 | Salto | AB650L00IPP7-W- | XS4 ANSI electronic RF wireless SVN BLE / Mifare / DESFire half escutcheon for use w/ concealed vertical rods, L lever, unhanded, bright stainless steel finish, for use with KPB adapter | 1 |  | 1 Year | 855.1 | 0.15 | 726.835
34227 | Salto | AB650L00IPP7-WK | XS4 ANSI electronic RF wireless SVN BLE / Mifare / DESFire half escutcheon for use w/ concealed vertical rods, with keypad, L lever, unhanded, bright stainless steel finish, for use with KPB adapter | 1 |  | 1 Year | 1011.15 | 0.15 | 859.4775
34228 | Salto | AB650L00IPP8--- | XS4 ANSI electronic wire-free SVN BLE / Mifare / DESFire half escutcheon for use w/ concealed vertical rods, L lever, unhanded, bright stainless steel finish, for use with KPB adapter | 1 |  | 1 Year | 763.1 | 0.15 | 648.635
34229 | Salto | AB650L00IPP8--K | XS4 ANSI electronic wire-free SVN BLE / Mifare / DESFire half escutcheon for use w/ concealed vertical rods, with keypad, L lever, unhanded, bright stainless steel finish, for use with KPB adapter | 1 |  | 1 Year | 825.95 | 0.15 | 702.0575
34230 | Salto | AB650L00IPP8-W- | XS4 ANSI electronic RF wireless SVN BLE / Mifare / DESFire half escutcheon for use w/ concealed vertical rods, L lever, unhanded, bright stainless steel finish, for use with KPB adapter | 1 |  | 1 Year | 855.1 | 0.15 | 726.835
34231 | Salto | AB650L00IPP8-WK | XS4 ANSI electronic RF wireless SVN BLE / Mifare / DESFire half escutcheon for use w/ concealed vertical rods, with keypad, L lever, unhanded, bright stainless steel finish, for use with KPB adapter | 1 |  | 1 Year | 1011.15 | 0.15 | 859.4775
34232 | Salto | AB650L00NEH8--- | XS4 ANSI electronic wire-free SVN BLE / Mifare / DESFire half escutcheon, L lever, unhanded, black chromium finish, for use with KPB adapter | 1 |  | 1 Year | 781.5 | 0.15 | 664.275
34233 | Salto | AB650L00NEH8--K | XS4 ANSI electronic wire-free SVN BLE / Mifare / DESFire half escutcheon, with keypad, L lever, unhanded, black chromium finish, for use with KPB adapter | 1 |  | 1 Year | 844.35 | 0.15 | 717.6975
34234 | Salto | AB650L00NEH8-W- | XS4 ANSI electronic RF wireless SVN BLE / Mifare / DESFire half escutcheon, L lever, unhanded, black chromium finish, for use with KPB adapter | 1 |  | 1 Year | 873.5 | 0.15 | 742.475
34235 | Salto | AB650L00NEH8-WK | XS4 ANSI electronic RF wireless SVN BLE / Mifare / DESFire half escutcheon, with keypad, L lever, unhanded, black chromium finish, for use with KPB adapter | 1 |  | 1 Year | 1029.55 | 0.15 | 875.1175
34236 | Salto | AB650L00NEP7--- | XS4 ANSI electronic wire-free SVN BLE / Mifare / DESFire half escutcheon for use w/ concealed vertical rods, L lever, unhanded, black chromium finish, for use with KPB adapter | 1 |  | 1 Year | 781.5 | 0.15 | 664.275
34237 | Salto | AB650L00NEP7--K | XS4 ANSI electronic wire-free SVN BLE / Mifare / DESFire half escutcheon for use w/ concealed vertical rods, with keypad, L lever, unhanded, black chromium finish, for use with KPB adapter | 1 |  | 1 Year | 844.35 | 0.15 | 717.6975
34238 | Salto | AB650L00NEP7-W- | XS4 ANSI electronic RF wireless SVN BLE / Mifare / DESFire half escutcheon for use w/ concealed vertical rods, L lever, unhanded, black chromium finish, for use with KPB adapter | 1 |  | 1 Year | 873.5 | 0.15 | 742.475
34239 | Salto | AB650L00NEP7-WK | XS4 ANSI electronic RF wireless SVN BLE / Mifare / DESFire half escutcheon for use w/ concealed vertical rods, with keypad, L lever, unhanded, black chromium finish, for use with KPB adapter | 1 |  | 1 Year | 1029.55 | 0.15 | 875.1175
34240 | Salto | AB650L00NEP8--- | XS4 ANSI electronic wire-free SVN BLE / Mifare / DESFire half escutcheon for use w/ concealed vertical rods, L lever, unhanded, black chromium finish, for use with KPB adapter | 1 |  | 1 Year | 781.5 | 0.15 | 664.275
34241 | Salto | AB650L00NEP8--K | XS4 ANSI electronic wire-free SVN BLE / Mifare / DESFire half escutcheon for use w/ concealed vertical rods, with keypad, L lever, unhanded, black chromium finish, for use with KPB adapter | 1 |  | 1 Year | 844.35 | 0.15 | 717.6975
34242 | Salto | AB650L00NEP8-W- | XS4 ANSI electronic RF wireless SVN BLE / Mifare / DESFire half escutcheon for use w/ concealed vertical rods, L lever, unhanded, black chromium finish, for use with KPB adapter | 1 |  | 1 Year | 873.5 | 0.15 | 742.475
34243 | Salto | AB650L00NEP8-WK | XS4 ANSI electronic RF wireless SVN BLE / Mifare / DESFire half escutcheon for use w/ concealed vertical rods, with keypad, L lever, unhanded, black chromium finish, for use with KPB adapter | 1 |  | 1 Year | 1029.55 | 0.15 | 875.1175
34244 | Salto | AB650L00PMH8--- | XS4 ANSI electronic wire-free SVN BLE / Mifare / DESFire half escutcheon, L lever, unhanded, satin brass finish, for use with KPB adapter | 1 |  | 1 Year | 746.8 | 0.15 | 634.78
34245 | Salto | AB650L00PMH8--K | XS4 ANSI electronic wire-free SVN BLE / Mifare / DESFire half escutcheon, with keypad, L lever, unhanded, satin brass finish, for use with KPB adapter | 1 |  | 1 Year | 809.65 | 0.15 | 688.2025
34246 | Salto | AB650L00PMH8-W- | XS4 ANSI electronic RF wireless SVN BLE / Mifare / DESFire half escutcheon, L lever, unhanded, satin brass finish, for use with KPB adapter | 1 |  | 1 Year | 838.8 | 0.15 | 712.98
34247 | Salto | AB650L00PMH8-WK | XS4 ANSI electronic RF wireless SVN BLE / Mifare / DESFire half escutcheon, with keypad, L lever, unhanded, satin brass finish, for use with KPB adapter | 1 |  | 1 Year | 994.85 | 0.15 | 845.6225
34248 | Salto | AB650L00PMP7--- | XS4 ANSI electronic wire-free SVN BLE / Mifare / DESFire half escutcheon for use w/ concealed vertical rods, L lever, unhanded, satin brass finish, for use with KPB adapter | 1 |  | 1 Year | 746.8 | 0.15 | 634.78
34249 | Salto | AB650L00PMP7--K | XS4 ANSI electronic wire-free SVN BLE / Mifare / DESFire half escutcheon for use w/ concealed vertical rods, with keypad, L lever, unhanded, satin brass finish, for use with KPB adapter | 1 |  | 1 Year | 809.65 | 0.15 | 688.2025
34250 | Salto | AB650L00PMP7-W- | XS4 ANSI electronic RF wireless SVN BLE / Mifare / DESFire half escutcheon for use w/ concealed vertical rods, L lever, unhanded, satin brass finish, for use with KPB adapter | 1 |  | 1 Year | 838.8 | 0.15 | 712.98
34251 | Salto | AB650L00PMP7-WK | XS4 ANSI electronic RF wireless SVN BLE / Mifare / DESFire half escutcheon for use w/ concealed vertical rods, with keypad, L lever, unhanded, satin brass finish, for use with KPB adapter | 1 |  | 1 Year | 994.85 | 0.15 | 845.6225
34252 | Salto | AB650L00PMP8--- | XS4 ANSI electronic wire-free SVN BLE / Mifare / DESFire half escutcheon for use w/ concealed vertical rods, L lever, unhanded, satin brass finish, for use with KPB adapter | 1 |  | 1 Year | 746.8 | 0.15 | 634.78
34253 | Salto | AB650L00PMP8--K | XS4 ANSI electronic wire-free SVN BLE / Mifare / DESFire half escutcheon for use w/ concealed vertical rods, with keypad, L lever, unhanded, satin brass finish, for use with KPB adapter | 1 |  | 1 Year | 809.65 | 0.15 | 688.2025
34254 | Salto | AB650L00PMP8-W- | XS4 ANSI electronic RF wireless SVN BLE / Mifare / DESFire half escutcheon for use w/ concealed vertical rods, L lever, unhanded, satin brass finish, for use with KPB adapter | 1 |  | 1 Year | 838.8 | 0.15 | 712.98
34255 | Salto | AB650L00PMP8-WK | XS4 ANSI electronic RF wireless SVN BLE / Mifare / DESFire half escutcheon for use w/ concealed vertical rods, with keypad, L lever, unhanded, satin brass finish, for use with KPB adapter | 1 |  | 1 Year | 994.85 | 0.15 | 845.6225
34256 | Salto | AB650L00PPH8--- | XS4 ANSI electronic wire-free SVN BLE / Mifare / DESFire half escutcheon, L lever, unhanded, bright brass finish, for use with KPB adapter | 1 |  | 1 Year | 763.1 | 0.15 | 648.635
34257 | Salto | AB650L00PPH8--K | XS4 ANSI electronic wire-free SVN BLE / Mifare / DESFire half escutcheon, with keypad, L lever, unhanded, bright brass finish, for use with KPB adapter | 1 |  | 1 Year | 825.95 | 0.15 | 702.0575
34258 | Salto | AB650L00PPH8-W- | XS4 ANSI electronic RF wireless SVN BLE / Mifare / DESFire half escutcheon, L lever, unhanded, bright brass finish, for use with KPB adapter | 1 |  | 1 Year | 855.1 | 0.15 | 726.835
34259 | Salto | AB650L00PPH8-WK | XS4 ANSI electronic RF wireless SVN BLE / Mifare / DESFire half escutcheon, with keypad, L lever, unhanded, bright brass finish, for use with KPB adapter | 1 |  | 1 Year | 1011.15 | 0.15 | 859.4775
34260 | Salto | AB650L00PPP7--- | XS4 ANSI electronic wire-free SVN BLE / Mifare / DESFire half escutcheon for use w/ concealed vertical rods, L lever, unhanded, bright brass finish, for use with KPB adapter | 1 |  | 1 Year | 763.1 | 0.15 | 648.635
34261 | Salto | AB650L00PPP7--K | XS4 ANSI electronic wire-free SVN BLE / Mifare / DESFire half escutcheon for use w/ concealed vertical rods, with keypad, L lever, unhanded, bright brass finish, for use with KPB adapter | 1 |  | 1 Year | 825.95 | 0.15 | 702.0575
34262 | Salto | AB650L00PPP7-W- | XS4 ANSI electronic RF wireless SVN BLE / Mifare / DESFire half escutcheon for use w/ concealed vertical rods, L lever, unhanded, bright brass finish, for use with KPB adapter | 1 |  | 1 Year | 855.1 | 0.15 | 726.835
34263 | Salto | AB650L00PPP7-WK | XS4 ANSI electronic RF wireless SVN BLE / Mifare / DESFire half escutcheon for use w/ concealed vertical rods, with keypad, L lever, unhanded, bright brass finish, for use with KPB adapter | 1 |  | 1 Year | 1011.15 | 0.15 | 859.4775
34264 | Salto | AB650L00PPP8--- | XS4 ANSI electronic wire-free SVN BLE / Mifare / DESFire half escutcheon for use w/ concealed vertical rods, L lever, unhanded, bright brass finish, for use with KPB adapter | 1 |  | 1 Year | 763.1 | 0.15 | 648.635
34265 | Salto | AB650L00PPP8--K | XS4 ANSI electronic wire-free SVN BLE / Mifare / DESFire half escutcheon for use w/ concealed vertical rods, with keypad, L lever, unhanded, bright brass finish, for use with KPB adapter | 1 |  | 1 Year | 825.95 | 0.15 | 702.0575
34266 | Salto | AB650L00PPP8-W- | XS4 ANSI electronic RF wireless SVN BLE / Mifare / DESFire half escutcheon for use w/ concealed vertical rods, L lever, unhanded, bright brass finish, for use with KPB adapter | 1 |  | 1 Year | 855.1 | 0.15 | 726.835
34267 | Salto | AB650L00PPP8-WK | XS4 ANSI electronic RF wireless SVN BLE / Mifare / DESFire half escutcheon for use w/ concealed vertical rods, with keypad, L lever, unhanded, bright brass finish, for use with KPB adapter | 1 |  | 1 Year | 1011.15 | 0.15 | 859.4775
34268 | Salto | AB650N00BCH8--- | XS4 ANSI electronic wire-free SVN BLE / Mifare / DESFire half escutcheon, N lever, unhanded, BioCote antimicrobial finish, for use with KPB adapter | 1 |  | 1 Year | 798.8 | 0.15 | 678.98
34269 | Salto | AB650N00BCH8--K | XS4 ANSI electronic wire-free SVN BLE / Mifare / DESFire half escutcheon, with keypad, N lever, unhanded, BioCote antimicrobial finish, for use with KPB adapter | 1 |  | 1 Year | 861.65 | 0.15 | 732.4025
34270 | Salto | AB650N00BCH8-W- | XS4 ANSI electronic RF wireless SVN BLE / Mifare / DESFire half escutcheon, N lever, unhanded, BioCote antimicrobial finish, for use with KPB adapter | 1 |  | 1 Year | 890.8 | 0.15 | 757.18
34271 | Salto | AB650N00BCH8-WK | XS4 ANSI electronic RF wireless SVN BLE / Mifare / DESFire half escutcheon, with keypad, N lever, unhanded, BioCote antimicrobial finish, for use with KPB adapter | 1 |  | 1 Year | 1046.85 | 0.15 | 889.8225
34272 | Salto | AB650N00BCP7--- | XS4 ANSI electronic wire-free SVN BLE / Mifare / DESFire half escutcheon for use w/ concealed vertical rods, N lever, unhanded, BioCote antimicrobial finish, for use with KPB adapter | 1 |  | 1 Year | 798.8 | 0.15 | 678.98
34273 | Salto | AB650N00BCP7--K | XS4 ANSI electronic wire-free SVN BLE / Mifare / DESFire half escutcheon for use w/ concealed vertical rods, with keypad, N lever, unhanded, BioCote antimicrobial finish, for use with KPB adapter | 1 |  | 1 Year | 861.65 | 0.15 | 732.4025
34274 | Salto | AB650N00BCP7-W- | XS4 ANSI electronic RF wireless SVN BLE / Mifare / DESFire half escutcheon for use w/ concealed vertical rods, N lever, unhanded, BioCote antimicrobial finish, for use with KPB adapter | 1 |  | 1 Year | 890.8 | 0.15 | 757.18
34275 | Salto | AB650N00BCP7-WK | XS4 ANSI electronic RF wireless SVN BLE / Mifare / DESFire half escutcheon for use w/ concealed vertical rods, with keypad, N lever, unhanded, BioCote antimicrobial finish, for use with KPB adapter | 1 |  | 1 Year | 1046.85 | 0.15 | 889.8225
34276 | Salto | AB650N00BCP8--- | XS4 ANSI electronic wire-free SVN BLE / Mifare / DESFire half escutcheon for use w/ concealed vertical rods, N lever, unhanded, BioCote antimicrobial finish, for use with KPB adapter | 1 |  | 1 Year | 798.8 | 0.15 | 678.98
34277 | Salto | AB650N00BCP8--K | XS4 ANSI electronic wire-free SVN BLE / Mifare / DESFire half escutcheon for use w/ concealed vertical rods, with keypad, N lever, unhanded, BioCote antimicrobial finish, for use with KPB adapter | 1 |  | 1 Year | 861.65 | 0.15 | 732.4025
34278 | Salto | AB650N00BCP8-W- | XS4 ANSI electronic RF wireless SVN BLE / Mifare / DESFire half escutcheon for use w/ concealed vertical rods, N lever, unhanded, BioCote antimicrobial finish, for use with KPB adapter | 1 |  | 1 Year | 890.8 | 0.15 | 757.18
34279 | Salto | AB650N00BCP8-WK | XS4 ANSI electronic RF wireless SVN BLE / Mifare / DESFire half escutcheon for use w/ concealed vertical rods, with keypad, N lever, unhanded, BioCote antimicrobial finish, for use with KPB adapter | 1 |  | 1 Year | 1046.85 | 0.15 | 889.8225
34280 | Salto | AB650N00IMH8--- | XS4 ANSI electronic wire-free SVN BLE / Mifare / DESFire half escutcheon, N lever, unhanded, satin stainless finish, for use with KPB adapter | 1 |  | 1 Year | 746.8 | 0.15 | 634.78
34281 | Salto | AB650N00IMH8--- | XS4 ANSI electronic wire-free SVN BLE / Mifare / DESFire half escutcheon, N lever, unhanded, satin stainless finish, for use with KPB adapter | 1 |  | 1 Year | 746.8 | 0.15 | 634.78
34282 | Salto | AB650N00IMH8--K | XS4 ANSI electronic wire-free SVN BLE / Mifare / DESFire half escutcheon, with keypad, N lever, unhanded, satin stainless finish, for use with KPB adapter | 1 |  | 1 Year | 809.65 | 0.15 | 688.2025
34283 | Salto | AB650N00IMH8--K | XS4 ANSI electronic wire-free SVN BLE / Mifare / DESFire half escutcheon, with keypad, N lever, unhanded, satin stainless finish, for use with KPB adapter | 1 |  | 1 Year | 809.65 | 0.15 | 688.2025
34284 | Salto | AB650N00IMH8-W- | XS4 ANSI electronic RF wireless SVN BLE / Mifare / DESFire half escutcheon, N lever, unhanded, satin stainless finish, for use with KPB adapter | 1 |  | 1 Year | 838.8 | 0.15 | 712.98
34285 | Salto | AB650N00IMH8-W- | XS4 ANSI electronic RF wireless SVN BLE / Mifare / DESFire half escutcheon, N lever, unhanded, satin stainless finish, for use with KPB adapter | 1 |  | 1 Year | 838.8 | 0.15 | 712.98
34286 | Salto | AB650N00IMH8-WK | XS4 ANSI electronic RF wireless SVN BLE / Mifare / DESFire half escutcheon, with keypad, N lever, unhanded, satin stainless finish, for use with KPB adapter | 1 |  | 1 Year | 994.85 | 0.15 | 845.6225
34287 | Salto | AB650N00IMH8-WK | XS4 ANSI electronic RF wireless SVN BLE / Mifare / DESFire half escutcheon, with keypad, N lever, unhanded, satin stainless finish, for use with KPB adapter | 1 |  | 1 Year | 994.85 | 0.15 | 845.6225
34288 | Salto | AB650N00IMP7--- | XS4 ANSI electronic wire-free SVN BLE / Mifare / DESFire half escutcheon for use w/ concealed vertical rods, N lever, unhanded, satin stainless finish, for use with KPB adapter | 1 |  | 1 Year | 746.8 | 0.15 | 634.78
34289 | Salto | AB650N00IMP7--- | XS4 ANSI electronic wire-free SVN BLE / Mifare / DESFire half escutcheon for use w/ concealed vertical rods, N lever, unhanded, satin stainless finish, for use with KPB adapter | 1 |  | 1 Year | 746.8 | 0.15 | 634.78
34290 | Salto | AB650N00IMP7--K | XS4 ANSI electronic wire-free SVN BLE / Mifare / DESFire half escutcheon for use w/ concealed vertical rods, with keypad, N lever, unhanded, satin stainless finish, for use with KPB adapter | 1 |  | 1 Year | 809.65 | 0.15 | 688.2025
34291 | Salto | AB650N00IMP7--K | XS4 ANSI electronic wire-free SVN BLE / Mifare / DESFire half escutcheon for use w/ concealed vertical rods, with keypad, N lever, unhanded, satin stainless finish, for use with KPB adapter | 1 |  | 1 Year | 809.65 | 0.15 | 688.2025
34292 | Salto | AB650N00IMP7-W- | XS4 ANSI electronic RF wireless SVN BLE / Mifare / DESFire half escutcheon for use w/ concealed vertical rods, N lever, unhanded, satin stainless finish, for use with KPB adapter | 1 |  | 1 Year | 838.8 | 0.15 | 712.98
34293 | Salto | AB650N00IMP7-W- | XS4 ANSI electronic RF wireless SVN BLE / Mifare / DESFire half escutcheon for use w/ concealed vertical rods, N lever, unhanded, satin stainless finish, for use with KPB adapter | 1 |  | 1 Year | 838.8 | 0.15 | 712.98
34294 | Salto | AB650N00IMP7-WK | XS4 ANSI electronic RF wireless SVN BLE / Mifare / DESFire half escutcheon for use w/ concealed vertical rods, with keypad, N lever, unhanded, satin stainless finish, for use with KPB adapter | 1 |  | 1 Year | 994.85 | 0.15 | 845.6225
34295 | Salto | AB650N00IMP7-WK | XS4 ANSI electronic RF wireless SVN BLE / Mifare / DESFire half escutcheon for use w/ concealed vertical rods, with keypad, N lever, unhanded, satin stainless finish, for use with KPB adapter | 1 |  | 1 Year | 994.85 | 0.15 | 845.6225
34296 | Salto | AB650N00IMP8--- | XS4 ANSI electronic wire-free SVN BLE / Mifare / DESFire half escutcheon for use w/ concealed vertical rods, N lever, unhanded, satin stainless finish, for use with KPB adapter | 1 |  | 1 Year | 746.8 | 0.15 | 634.78
34297 | Salto | AB650N00IMP8--- | XS4 ANSI electronic wire-free SVN BLE / Mifare / DESFire half escutcheon for use w/ concealed vertical rods, N lever, unhanded, satin stainless finish, for use with KPB adapter | 1 |  | 1 Year | 746.8 | 0.15 | 634.78
34298 | Salto | AB650N00IMP8--K | XS4 ANSI electronic wire-free SVN BLE / Mifare / DESFire half escutcheon for use w/ concealed vertical rods, with keypad, N lever, unhanded, satin stainless finish, for use with KPB adapter | 1 |  | 1 Year | 809.65 | 0.15 | 688.2025
34299 | Salto | AB650N00IMP8--K | XS4 ANSI electronic wire-free SVN BLE / Mifare / DESFire half escutcheon for use w/ concealed vertical rods, with keypad, N lever, unhanded, satin stainless finish, for use with KPB adapter | 1 |  | 1 Year | 809.65 | 0.15 | 688.2025
34300 | Salto | AB650N00IMP8-W- | XS4 ANSI electronic RF wireless SVN BLE / Mifare / DESFire half escutcheon for use w/ concealed vertical rods, N lever, unhanded, satin stainless finish, for use with KPB adapter | 1 |  | 1 Year | 838.8 | 0.15 | 712.98
34301 | Salto | AB650N00IMP8-W- | XS4 ANSI electronic RF wireless SVN BLE / Mifare / DESFire half escutcheon for use w/ concealed vertical rods, N lever, unhanded, satin stainless finish, for use with KPB adapter | 1 |  | 1 Year | 838.8 | 0.15 | 712.98
34302 | Salto | AB650N00IMP8-WK | XS4 ANSI electronic RF wireless SVN BLE / Mifare / DESFire half escutcheon for use w/ concealed vertical rods, with keypad, N lever, unhanded, satin stainless finish, for use with KPB adapter | 1 |  | 1 Year | 994.85 | 0.15 | 845.6225
34303 | Salto | AB650N00IMP8-WK | XS4 ANSI electronic RF wireless SVN BLE / Mifare / DESFire half escutcheon for use w/ concealed vertical rods, with keypad, N lever, unhanded, satin stainless finish, for use with KPB adapter | 1 |  | 1 Year | 994.85 | 0.15 | 845.6225
34304 | Salto | AB650N00IPH8--- | XS4 ANSI electronic wire-free SVN BLE / Mifare / DESFire half escutcheon, N lever, unhanded, bright stainless steel finish, for use with KPB adapter | 1 |  | 1 Year | 763.1 | 0.15 | 648.635
34305 | Salto | AB650N00IPH8--K | XS4 ANSI electronic wire-free SVN BLE / Mifare / DESFire half escutcheon, with keypad, N lever, unhanded, bright stainless steel finish, for use with KPB adapter | 1 |  | 1 Year | 825.95 | 0.15 | 702.0575
34306 | Salto | AB650N00IPH8-W- | XS4 ANSI electronic RF wireless SVN BLE / Mifare / DESFire half escutcheon, N lever, unhanded, bright stainless steel finish, for use with KPB adapter | 1 |  | 1 Year | 855.1 | 0.15 | 726.835
34307 | Salto | AB650N00IPH8-WK | XS4 ANSI electronic RF wireless SVN BLE / Mifare / DESFire half escutcheon, with keypad, N lever, unhanded, bright stainless steel finish, for use with KPB adapter | 1 |  | 1 Year | 1011.15 | 0.15 | 859.4775
34308 | Salto | AB650N00IPP7--- | XS4 ANSI electronic wire-free SVN BLE / Mifare / DESFire half escutcheon for use w/ concealed vertical rods, N lever, unhanded, bright stainless steel finish, for use with KPB adapter | 1 |  | 1 Year | 763.1 | 0.15 | 648.635
34309 | Salto | AB650N00IPP7--K | XS4 ANSI electronic wire-free SVN BLE / Mifare / DESFire half escutcheon for use w/ concealed vertical rods, with keypad, N lever, unhanded, bright stainless steel finish, for use with KPB adapter | 1 |  | 1 Year | 825.95 | 0.15 | 702.0575
34310 | Salto | AB650N00IPP7-W- | XS4 ANSI electronic RF wireless SVN BLE / Mifare / DESFire half escutcheon for use w/ concealed vertical rods, N lever, unhanded, bright stainless steel finish, for use with KPB adapter | 1 |  | 1 Year | 855.1 | 0.15 | 726.835
34311 | Salto | AB650N00IPP7-WK | XS4 ANSI electronic RF wireless SVN BLE / Mifare / DESFire half escutcheon for use w/ concealed vertical rods, with keypad, N lever, unhanded, bright stainless steel finish, for use with KPB adapter | 1 |  | 1 Year | 1011.15 | 0.15 | 859.4775
34312 | Salto | AB650N00IPP8--- | XS4 ANSI electronic wire-free SVN BLE / Mifare / DESFire half escutcheon for use w/ concealed vertical rods, N lever, unhanded, bright stainless steel finish, for use with KPB adapter | 1 |  | 1 Year | 763.1 | 0.15 | 648.635
34313 | Salto | AB650N00IPP8--K | XS4 ANSI electronic wire-free SVN BLE / Mifare / DESFire half escutcheon for use w/ concealed vertical rods, with keypad, N lever, unhanded, bright stainless steel finish, for use with KPB adapter | 1 |  | 1 Year | 825.95 | 0.15 | 702.0575
34314 | Salto | AB650N00IPP8-W- | XS4 ANSI electronic RF wireless SVN BLE / Mifare / DESFire half escutcheon for use w/ concealed vertical rods, N lever, unhanded, bright stainless steel finish, for use with KPB adapter | 1 |  | 1 Year | 855.1 | 0.15 | 726.835
34315 | Salto | AB650N00IPP8-WK | XS4 ANSI electronic RF wireless SVN BLE / Mifare / DESFire half escutcheon for use w/ concealed vertical rods, with keypad, N lever, unhanded, bright stainless steel finish, for use with KPB adapter | 1 |  | 1 Year | 1011.15 | 0.15 | 859.4775
34316 | Salto | AB650N00PMH8--- | XS4 ANSI electronic wire-free SVN BLE / Mifare / DESFire half escutcheon, N lever, unhanded, satin brass finish, for use with KPB adapter | 1 |  | 1 Year | 746.8 | 0.15 | 634.78
34317 | Salto | AB650N00PMH8--K | XS4 ANSI electronic wire-free SVN BLE / Mifare / DESFire half escutcheon, with keypad, N lever, unhanded, satin brass finish, for use with KPB adapter | 1 |  | 1 Year | 809.65 | 0.15 | 688.2025
34318 | Salto | AB650N00PMH8-W- | XS4 ANSI electronic RF wireless SVN BLE / Mifare / DESFire half escutcheon, N lever, unhanded, satin brass finish, for use with KPB adapter | 1 |  | 1 Year | 838.8 | 0.15 | 712.98
34319 | Salto | AB650N00PMH8-WK | XS4 ANSI electronic RF wireless SVN BLE / Mifare / DESFire half escutcheon, with keypad, N lever, unhanded, satin brass finish, for use with KPB adapter | 1 |  | 1 Year | 994.85 | 0.15 | 845.6225
34320 | Salto | AB650N00PMP7--- | XS4 ANSI electronic wire-free SVN BLE / Mifare / DESFire half escutcheon for use w/ concealed vertical rods, N lever, unhanded, satin brass finish, for use with KPB adapter | 1 |  | 1 Year | 746.8 | 0.15 | 634.78
34321 | Salto | AB650N00PMP7--K | XS4 ANSI electronic wire-free SVN BLE / Mifare / DESFire half escutcheon for use w/ concealed vertical rods, with keypad, N lever, unhanded, satin brass finish, for use with KPB adapter | 1 |  | 1 Year | 809.65 | 0.15 | 688.2025
34322 | Salto | AB650N00PMP7-W- | XS4 ANSI electronic RF wireless SVN BLE / Mifare / DESFire half escutcheon for use w/ concealed vertical rods, N lever, unhanded, satin brass finish, for use with KPB adapter | 1 |  | 1 Year | 838.8 | 0.15 | 712.98
34323 | Salto | AB650N00PMP7-WK | XS4 ANSI electronic RF wireless SVN BLE / Mifare / DESFire half escutcheon for use w/ concealed vertical rods, with keypad, N lever, unhanded, satin brass finish, for use with KPB adapter | 1 |  | 1 Year | 994.85 | 0.15 | 845.6225
34324 | Salto | AB650N00PMP8--- | XS4 ANSI electronic wire-free SVN BLE / Mifare / DESFire half escutcheon for use w/ concealed vertical rods, N lever, unhanded, satin brass finish, for use with KPB adapter | 1 |  | 1 Year | 746.8 | 0.15 | 634.78
34325 | Salto | AB650N00PMP8--K | XS4 ANSI electronic wire-free SVN BLE / Mifare / DESFire half escutcheon for use w/ concealed vertical rods, with keypad, N lever, unhanded, satin brass finish, for use with KPB adapter | 1 |  | 1 Year | 809.65 | 0.15 | 688.2025
34326 | Salto | AB650N00PMP8-W- | XS4 ANSI electronic RF wireless SVN BLE / Mifare / DESFire half escutcheon for use w/ concealed vertical rods, N lever, unhanded, satin brass finish, for use with KPB adapter | 1 |  | 1 Year | 838.8 | 0.15 | 712.98
34327 | Salto | AB650N00PMP8-WK | XS4 ANSI electronic RF wireless SVN BLE / Mifare / DESFire half escutcheon for use w/ concealed vertical rods, with keypad, N lever, unhanded, satin brass finish, for use with KPB adapter | 1 |  | 1 Year | 994.85 | 0.15 | 845.6225
34328 | Salto | AB650O00BCH8L-- | XS4 ANSI electronic wire-free SVN BLE / Mifare / DESFire half escutcheon, O lever, left handed, BioCote antimicrobial finish, for use with KPB adapter | 1 |  | 1 Year | 809 | 0.15 | 687.65
34329 | Salto | AB650O00BCH8L-K | XS4 ANSI electronic wire-free SVN BLE / Mifare / DESFire half escutcheon, with keypad, O lever, left handed, BioCote antimicrobial finish, for use with KPB adapter | 1 |  | 1 Year | 871.85 | 0.15 | 741.0725
34330 | Salto | AB650O00BCH8LW- | XS4 ANSI electronic RF wireless SVN BLE / Mifare / DESFire half escutcheon, O lever, left handed, BioCote antimicrobial finish, for use with KPB adapter | 1 |  | 1 Year | 901 | 0.15 | 765.85
34331 | Salto | AB650O00BCH8LWK | XS4 ANSI electronic RF wireless SVN BLE / Mifare / DESFire half escutcheon, with keypad, O lever, left handed, BioCote antimicrobial finish, for use with KPB adapter | 1 |  | 1 Year | 1057.05 | 0.15 | 898.4925
34332 | Salto | AB650O00BCH8R-- | XS4 ANSI electronic wire-free SVN BLE / Mifare / DESFire half escutcheon, O lever, right handed, BioCote antimicrobial finish, for use with KPB adapter | 1 |  | 1 Year | 809 | 0.15 | 687.65
34333 | Salto | AB650O00BCH8R-K | XS4 ANSI electronic wire-free SVN BLE / Mifare / DESFire half escutcheon, with keypad, O lever, right handed, BioCote antimicrobial finish, for use with KPB adapter | 1 |  | 1 Year | 871.85 | 0.15 | 741.0725
34334 | Salto | AB650O00BCH8RW- | XS4 ANSI electronic RF wireless SVN BLE / Mifare / DESFire half escutcheon, O lever, right handed, BioCote antimicrobial finish, for use with KPB adapter | 1 |  | 1 Year | 901 | 0.15 | 765.85
34335 | Salto | AB650O00BCH8RWK | XS4 ANSI electronic RF wireless SVN BLE / Mifare / DESFire half escutcheon, with keypad, O lever, right handed, BioCote antimicrobial finish, for use with KPB adapter | 1 |  | 1 Year | 1057.05 | 0.15 | 898.4925
34336 | Salto | AB650O00BCP7L-- | XS4 ANSI electronic wire-free SVN BLE / Mifare / DESFire half escutcheon for use w/ concealed vertical rods, O lever, left handed, BioCote antimicrobial finish, for use with KPB adapter | 1 |  | 1 Year | 809 | 0.15 | 687.65
34337 | Salto | AB650O00BCP7L-K | XS4 ANSI electronic wire-free SVN BLE / Mifare / DESFire half escutcheon for use w/ concealed vertical rods, with keypad, O lever, left handed, BioCote antimicrobial finish, for use with KPB adapter | 1 |  | 1 Year | 871.85 | 0.15 | 741.0725
34338 | Salto | AB650O00BCP7LW- | XS4 ANSI electronic RF wireless SVN BLE / Mifare / DESFire half escutcheon for use w/ concealed vertical rods, O lever, left handed, BioCote antimicrobial finish, for use with KPB adapter | 1 |  | 1 Year | 901 | 0.15 | 765.85
34339 | Salto | AB650O00BCP7LWK | XS4 ANSI electronic RF wireless SVN BLE / Mifare / DESFire half escutcheon for use w/ concealed vertical rods, with keypad, O lever, left handed, BioCote antimicrobial finish, for use with KPB adapter | 1 |  | 1 Year | 1057.05 | 0.15 | 898.4925
34340 | Salto | AB650O00BCP7R-- | XS4 ANSI electronic wire-free SVN BLE / Mifare / DESFire half escutcheon for use w/ concealed vertical rods, O lever, right handed, BioCote antimicrobial finish, for use with KPB adapter | 1 |  | 1 Year | 809 | 0.15 | 687.65
34341 | Salto | AB650O00BCP7R-K | XS4 ANSI electronic wire-free SVN BLE / Mifare / DESFire half escutcheon for use w/ concealed vertical rods, with keypad, O lever, right handed, BioCote antimicrobial finish, for use with KPB adapter | 1 |  | 1 Year | 871.85 | 0.15 | 741.0725
34342 | Salto | AB650O00BCP7RW- | XS4 ANSI electronic RF wireless SVN BLE / Mifare / DESFire half escutcheon for use w/ concealed vertical rods, O lever, right handed, BioCote antimicrobial finish, for use with KPB adapter | 1 |  | 1 Year | 901 | 0.15 | 765.85
34343 | Salto | AB650O00BCP7RWK | XS4 ANSI electronic RF wireless SVN BLE / Mifare / DESFire half escutcheon for use w/ concealed vertical rods, with keypad, O lever, right handed, BioCote antimicrobial finish, for use with KPB adapter | 1 |  | 1 Year | 1057.05 | 0.15 | 898.4925
34344 | Salto | AB650O00BCP8L-- | XS4 ANSI electronic wire-free SVN BLE / Mifare / DESFire half escutcheon for use w/ concealed vertical rods, O lever, left handed, BioCote antimicrobial finish, for use with KPB adapter | 1 |  | 1 Year | 809 | 0.15 | 687.65
34345 | Salto | AB650O00BCP8L-K | XS4 ANSI electronic wire-free SVN BLE / Mifare / DESFire half escutcheon for use w/ concealed vertical rods, with keypad, O lever, left handed, BioCote antimicrobial finish, for use with KPB adapter | 1 |  | 1 Year | 871.85 | 0.15 | 741.0725
34346 | Salto | AB650O00BCP8LW- | XS4 ANSI electronic RF wireless SVN BLE / Mifare / DESFire half escutcheon for use w/ concealed vertical rods, O lever, left handed, BioCote antimicrobial finish, for use with KPB adapter | 1 |  | 1 Year | 901 | 0.15 | 765.85
34347 | Salto | AB650O00BCP8LWK | XS4 ANSI electronic RF wireless SVN BLE / Mifare / DESFire half escutcheon for use w/ concealed vertical rods, with keypad, O lever, left handed, BioCote antimicrobial finish, for use with KPB adapter | 1 |  | 1 Year | 1057.05 | 0.15 | 898.4925
34348 | Salto | AB650O00BCP8R-- | XS4 ANSI electronic wire-free SVN BLE / Mifare / DESFire half escutcheon for use w/ concealed vertical rods, O lever, right handed, BioCote antimicrobial finish, for use with KPB adapter | 1 |  | 1 Year | 809 | 0.15 | 687.65
34349 | Salto | AB650O00BCP8R-K | XS4 ANSI electronic wire-free SVN BLE / Mifare / DESFire half escutcheon for use w/ concealed vertical rods, with keypad, O lever, right handed, BioCote antimicrobial finish, for use with KPB adapter | 1 |  | 1 Year | 871.85 | 0.15 | 741.0725
34350 | Salto | AB650O00BCP8RW- | XS4 ANSI electronic RF wireless SVN BLE / Mifare / DESFire half escutcheon for use w/ concealed vertical rods, O lever, right handed, BioCote antimicrobial finish, for use with KPB adapter | 1 |  | 1 Year | 901 | 0.15 | 765.85
34351 | Salto | AB650O00BCP8RWK | XS4 ANSI electronic RF wireless SVN BLE / Mifare / DESFire half escutcheon for use w/ concealed vertical rods, with keypad, O lever, right handed, BioCote antimicrobial finish, for use with KPB adapter | 1 |  | 1 Year | 1057.05 | 0.15 | 898.4925
34352 | Salto | AB650O00IAH8L-- | XS4 ANSI electronic wire-free SVN BLE / Mifare / DESFire half escutcheon, O lever, left handed, antique brass finish, for use with KPB adapter | 1 |  | 1 Year | 809 | 0.15 | 687.65
34353 | Salto | AB650O00IAH8L-K | XS4 ANSI electronic wire-free SVN BLE / Mifare / DESFire half escutcheon, with keypad, O lever, left handed, antique brass finish, for use with KPB adapter | 1 |  | 1 Year | 871.85 | 0.15 | 741.0725
34354 | Salto | AB650O00IAH8LW- | XS4 ANSI electronic RF wireless SVN BLE / Mifare / DESFire half escutcheon, O lever, left handed, antique brass finish, for use with KPB adapter | 1 |  | 1 Year | 901 | 0.15 | 765.85
34355 | Salto | AB650O00IAH8LWK | XS4 ANSI electronic RF wireless SVN BLE / Mifare / DESFire half escutcheon, with keypad, O lever, left handed, antique brass finish, for use with KPB adapter | 1 |  | 1 Year | 1057.05 | 0.15 | 898.4925
34356 | Salto | AB650O00IAH8R-- | XS4 ANSI electronic wire-free SVN BLE / Mifare / DESFire half escutcheon, O lever, right handed, antique brass finish, for use with KPB adapter | 1 |  | 1 Year | 809 | 0.15 | 687.65
34357 | Salto | AB650O00IAH8R-K | XS4 ANSI electronic wire-free SVN BLE / Mifare / DESFire half escutcheon, with keypad, O lever, right handed, antique brass finish, for use with KPB adapter | 1 |  | 1 Year | 871.85 | 0.15 | 741.0725
34358 | Salto | AB650O00IAH8RW- | XS4 ANSI electronic RF wireless SVN BLE / Mifare / DESFire half escutcheon, O lever, right handed, antique brass finish, for use with KPB adapter | 1 |  | 1 Year | 901 | 0.15 | 765.85
34359 | Salto | AB650O00IAH8RWK | XS4 ANSI electronic RF wireless SVN BLE / Mifare / DESFire half escutcheon, with keypad, O lever, right handed, antique brass finish, for use with KPB adapter | 1 |  | 1 Year | 1057.05 | 0.15 | 898.4925
34360 | Salto | AB650O00IAP7L-- | XS4 ANSI electronic wire-free SVN BLE / Mifare / DESFire half escutcheon for use w/ concealed vertical rods, O lever, left handed, antique brass finish, for use with KPB adapter | 1 |  | 1 Year | 809 | 0.15 | 687.65
34361 | Salto | AB650O00IAP7L-K | XS4 ANSI electronic wire-free SVN BLE / Mifare / DESFire half escutcheon for use w/ concealed vertical rods, with keypad, O lever, left handed, antique brass finish, for use with KPB adapter | 1 |  | 1 Year | 871.85 | 0.15 | 741.0725
34362 | Salto | AB650O00IAP7LW- | XS4 ANSI electronic RF wireless SVN BLE / Mifare / DESFire half escutcheon for use w/ concealed vertical rods, O lever, left handed, antique brass finish, for use with KPB adapter | 1 |  | 1 Year | 901 | 0.15 | 765.85
34363 | Salto | AB650O00IAP7LWK | XS4 ANSI electronic RF wireless SVN BLE / Mifare / DESFire half escutcheon for use w/ concealed vertical rods, with keypad, O lever, left handed, antique brass finish, for use with KPB adapter | 1 |  | 1 Year | 1057.05 | 0.15 | 898.4925
34364 | Salto | AB650O00IAP7R-- | XS4 ANSI electronic wire-free SVN BLE / Mifare / DESFire half escutcheon for use w/ concealed vertical rods, O lever, right handed, antique brass finish, for use with KPB adapter | 1 |  | 1 Year | 809 | 0.15 | 687.65
34365 | Salto | AB650O00IAP7R-K | XS4 ANSI electronic wire-free SVN BLE / Mifare / DESFire half escutcheon for use w/ concealed vertical rods, with keypad, O lever, right handed, antique brass finish, for use with KPB adapter | 1 |  | 1 Year | 871.85 | 0.15 | 741.0725
34366 | Salto | AB650O00IAP7RW- | XS4 ANSI electronic RF wireless SVN BLE / Mifare / DESFire half escutcheon for use w/ concealed vertical rods, O lever, right handed, antique brass finish, for use with KPB adapter | 1 |  | 1 Year | 901 | 0.15 | 765.85
34367 | Salto | AB650O00IAP7RWK | XS4 ANSI electronic RF wireless SVN BLE / Mifare / DESFire half escutcheon for use w/ concealed vertical rods, with keypad, O lever, right handed, antique brass finish, for use with KPB adapter | 1 |  | 1 Year | 1057.05 | 0.15 | 898.4925
34368 | Salto | AB650O00IAP8L-- | XS4 ANSI electronic wire-free SVN BLE / Mifare / DESFire half escutcheon for use w/ concealed vertical rods, O lever, left handed, antique brass finish, for use with KPB adapter | 1 |  | 1 Year | 809 | 0.15 | 687.65
34369 | Salto | AB650O00IAP8L-K | XS4 ANSI electronic wire-free SVN BLE / Mifare / DESFire half escutcheon for use w/ concealed vertical rods, with keypad, O lever, left handed, antique brass finish, for use with KPB adapter | 1 |  | 1 Year | 871.85 | 0.15 | 741.0725
34370 | Salto | AB650O00IAP8LW- | XS4 ANSI electronic RF wireless SVN BLE / Mifare / DESFire half escutcheon for use w/ concealed vertical rods, O lever, left handed, antique brass finish, for use with KPB adapter | 1 |  | 1 Year | 901 | 0.15 | 765.85
34371 | Salto | AB650O00IAP8LWK | XS4 ANSI electronic RF wireless SVN BLE / Mifare / DESFire half escutcheon for use w/ concealed vertical rods, with keypad, O lever, left handed, antique brass finish, for use with KPB adapter | 1 |  | 1 Year | 1057.05 | 0.15 | 898.4925
34372 | Salto | AB650O00IAP8R-- | XS4 ANSI electronic wire-free SVN BLE / Mifare / DESFire half escutcheon for use w/ concealed vertical rods, O lever, right handed, antique brass finish, for use with KPB adapter | 1 |  | 1 Year | 809 | 0.15 | 687.65
34373 | Salto | AB650O00IAP8R-K | XS4 ANSI electronic wire-free SVN BLE / Mifare / DESFire half escutcheon for use w/ concealed vertical rods, with keypad, O lever, right handed, antique brass finish, for use with KPB adapter | 1 |  | 1 Year | 871.85 | 0.15 | 741.0725
34374 | Salto | AB650O00IAP8RW- | XS4 ANSI electronic RF wireless SVN BLE / Mifare / DESFire half escutcheon for use w/ concealed vertical rods, O lever, right handed, antique brass finish, for use with KPB adapter | 1 |  | 1 Year | 901 | 0.15 | 765.85
34375 | Salto | AB650O00IAP8RWK | XS4 ANSI electronic RF wireless SVN BLE / Mifare / DESFire half escutcheon for use w/ concealed vertical rods, with keypad, O lever, right handed, antique brass finish, for use with KPB adapter | 1 |  | 1 Year | 1057.05 | 0.15 | 898.4925
34376 | Salto | AB650O00IMH8L-- | XS4 ANSI electronic wire-free SVN BLE / Mifare / DESFire half escutcheon, O lever, left handed, satin stainless finish, for use with KPB adapter | 1 |  | 1 Year | 757 | 0.15 | 643.45
34377 | Salto | AB650O00IMH8L-K | XS4 ANSI electronic wire-free SVN BLE / Mifare / DESFire half escutcheon, with keypad, O lever, left handed, satin stainless finish, for use with KPB adapter | 1 |  | 1 Year | 819.85 | 0.15 | 696.8725
34378 | Salto | AB650O00IMH8LW- | XS4 ANSI electronic RF wireless SVN BLE / Mifare / DESFire half escutcheon, O lever, left handed, satin stainless finish, for use with KPB adapter | 1 |  | 1 Year | 849 | 0.15 | 721.65
34379 | Salto | AB650O00IMH8LWK | XS4 ANSI electronic RF wireless SVN BLE / Mifare / DESFire half escutcheon, with keypad, O lever, left handed, satin stainless finish, for use with KPB adapter | 1 |  | 1 Year | 1005.05 | 0.15 | 854.2925
34380 | Salto | AB650O00IMH8R-- | XS4 ANSI electronic wire-free SVN BLE / Mifare / DESFire half escutcheon, O lever, right handed, satin stainless finish, for use with KPB adapter | 1 |  | 1 Year | 757 | 0.15 | 643.45
34381 | Salto | AB650O00IMH8R-K | XS4 ANSI electronic wire-free SVN BLE / Mifare / DESFire half escutcheon, with keypad, O lever, right handed, satin stainless finish, for use with KPB adapter | 1 |  | 1 Year | 819.85 | 0.15 | 696.8725
34382 | Salto | AB650O00IMH8RW- | XS4 ANSI electronic RF wireless SVN BLE / Mifare / DESFire half escutcheon, O lever, right handed, satin stainless finish, for use with KPB adapter | 1 |  | 1 Year | 849 | 0.15 | 721.65
34383 | Salto | AB650O00IMH8RWK | XS4 ANSI electronic RF wireless SVN BLE / Mifare / DESFire half escutcheon, with keypad, O lever, right handed, satin stainless finish, for use with KPB adapter | 1 |  | 1 Year | 1005.05 | 0.15 | 854.2925
34384 | Salto | AB650O00IMP7L-- | XS4 ANSI electronic wire-free SVN BLE / Mifare / DESFire half escutcheon for use w/ concealed vertical rods, O lever, left handed, satin stainless finish, for use with KPB adapter | 1 |  | 1 Year | 757 | 0.15 | 643.45
34385 | Salto | AB650O00IMP7L-K | XS4 ANSI electronic wire-free SVN BLE / Mifare / DESFire half escutcheon for use w/ concealed vertical rods, with keypad, O lever, left handed, satin stainless finish, for use with KPB adapter | 1 |  | 1 Year | 819.85 | 0.15 | 696.8725
34386 | Salto | AB650O00IMP7LW- | XS4 ANSI electronic RF wireless SVN BLE / Mifare / DESFire half escutcheon for use w/ concealed vertical rods, O lever, left handed, satin stainless finish, for use with KPB adapter | 1 |  | 1 Year | 849 | 0.15 | 721.65
34387 | Salto | AB650O00IMP7LWK | XS4 ANSI electronic RF wireless SVN BLE / Mifare / DESFire half escutcheon for use w/ concealed vertical rods, with keypad, O lever, left handed, satin stainless finish, for use with KPB adapter | 1 |  | 1 Year | 1005.05 | 0.15 | 854.2925
34388 | Salto | AB650O00IMP7R-- | XS4 ANSI electronic wire-free SVN BLE / Mifare / DESFire half escutcheon for use w/ concealed vertical rods, O lever, right handed, satin stainless finish, for use with KPB adapter | 1 |  | 1 Year | 757 | 0.15 | 643.45
34389 | Salto | AB650O00IMP7R-K | XS4 ANSI electronic wire-free SVN BLE / Mifare / DESFire half escutcheon for use w/ concealed vertical rods, with keypad, O lever, right handed, satin stainless finish, for use with KPB adapter | 1 |  | 1 Year | 819.85 | 0.15 | 696.8725
34390 | Salto | AB650O00IMP7RW- | XS4 ANSI electronic RF wireless SVN BLE / Mifare / DESFire half escutcheon for use w/ concealed vertical rods, O lever, right handed, satin stainless finish, for use with KPB adapter | 1 |  | 1 Year | 849 | 0.15 | 721.65
34391 | Salto | AB650O00IMP7RWK | XS4 ANSI electronic RF wireless SVN BLE / Mifare / DESFire half escutcheon for use w/ concealed vertical rods, with keypad, O lever, right handed, satin stainless finish, for use with KPB adapter | 1 |  | 1 Year | 1005.05 | 0.15 | 854.2925
34392 | Salto | AB650O00IMP8L-- | XS4 ANSI electronic wire-free SVN BLE / Mifare / DESFire half escutcheon for use w/ concealed vertical rods, O lever, left handed, satin stainless finish, for use with KPB adapter | 1 |  | 1 Year | 757 | 0.15 | 643.45
34393 | Salto | AB650O00IMP8L-K | XS4 ANSI electronic wire-free SVN BLE / Mifare / DESFire half escutcheon for use w/ concealed vertical rods, with keypad, O lever, left handed, satin stainless finish, for use with KPB adapter | 1 |  | 1 Year | 819.85 | 0.15 | 696.8725
34394 | Salto | AB650O00IMP8LW- | XS4 ANSI electronic RF wireless SVN BLE / Mifare / DESFire half escutcheon for use w/ concealed vertical rods, O lever, left handed, satin stainless finish, for use with KPB adapter | 1 |  | 1 Year | 849 | 0.15 | 721.65
34395 | Salto | AB650O00IMP8LWK | XS4 ANSI electronic RF wireless SVN BLE / Mifare / DESFire half escutcheon for use w/ concealed vertical rods, with keypad, O lever, left handed, satin stainless finish, for use with KPB adapter | 1 |  | 1 Year | 1005.05 | 0.15 | 854.2925
34396 | Salto | AB650O00IMP8R-- | XS4 ANSI electronic wire-free SVN BLE / Mifare / DESFire half escutcheon for use w/ concealed vertical rods, O lever, right handed, satin stainless finish, for use with KPB adapter | 1 |  | 1 Year | 757 | 0.15 | 643.45
34397 | Salto | AB650O00IMP8R-K | XS4 ANSI electronic wire-free SVN BLE / Mifare / DESFire half escutcheon for use w/ concealed vertical rods, with keypad, O lever, right handed, satin stainless finish, for use with KPB adapter | 1 |  | 1 Year | 819.85 | 0.15 | 696.8725
34398 | Salto | AB650O00IMP8RW- | XS4 ANSI electronic RF wireless SVN BLE / Mifare / DESFire half escutcheon for use w/ concealed vertical rods, O lever, right handed, satin stainless finish, for use with KPB adapter | 1 |  | 1 Year | 849 | 0.15 | 721.65
34399 | Salto | AB650O00IMP8RWK | XS4 ANSI electronic RF wireless SVN BLE / Mifare / DESFire half escutcheon for use w/ concealed vertical rods, with keypad, O lever, right handed, satin stainless finish, for use with KPB adapter | 1 |  | 1 Year | 1005.05 | 0.15 | 854.2925
34400 | Salto | AB650O00IPH8L-- | XS4 ANSI electronic wire-free SVN BLE / Mifare / DESFire half escutcheon, O lever, left handed, bright stainless steel finish, for use with KPB adapter | 1 |  | 1 Year | 773.3 | 0.15 | 657.305
34401 | Salto | AB650O00IPH8L-K | XS4 ANSI electronic wire-free SVN BLE / Mifare / DESFire half escutcheon, with keypad, O lever, left handed, bright stainless steel finish, for use with KPB adapter | 1 |  | 1 Year | 836.15 | 0.15 | 710.7275
34402 | Salto | AB650O00IPH8LW- | XS4 ANSI electronic RF wireless SVN BLE / Mifare / DESFire half escutcheon, O lever, left handed, bright stainless steel finish, for use with KPB adapter | 1 |  | 1 Year | 865.3 | 0.15 | 735.505
34403 | Salto | AB650O00IPH8LWK | XS4 ANSI electronic RF wireless SVN BLE / Mifare / DESFire half escutcheon, with keypad, O lever, left handed, bright stainless steel finish, for use with KPB adapter | 1 |  | 1 Year | 1021.35 | 0.15 | 868.1475
34404 | Salto | AB650O00IPH8R-- | XS4 ANSI electronic wire-free SVN BLE / Mifare / DESFire half escutcheon, O lever, right handed, bright stainless steel finish, for use with KPB adapter | 1 |  | 1 Year | 773.3 | 0.15 | 657.305
34405 | Salto | AB650O00IPH8R-K | XS4 ANSI electronic wire-free SVN BLE / Mifare / DESFire half escutcheon, with keypad, O lever, right handed, bright stainless steel finish, for use with KPB adapter | 1 |  | 1 Year | 836.15 | 0.15 | 710.7275
34406 | Salto | AB650O00IPH8RW- | XS4 ANSI electronic RF wireless SVN BLE / Mifare / DESFire half escutcheon, O lever, right handed, bright stainless steel finish, for use with KPB adapter | 1 |  | 1 Year | 865.3 | 0.15 | 735.505
34407 | Salto | AB650O00IPH8RWK | XS4 ANSI electronic RF wireless SVN BLE / Mifare / DESFire half escutcheon, with keypad, O lever, right handed, bright stainless steel finish, for use with KPB adapter | 1 |  | 1 Year | 1021.35 | 0.15 | 868.1475
34408 | Salto | AB650O00IPP7L-- | XS4 ANSI electronic wire-free SVN BLE / Mifare / DESFire half escutcheon for use w/ concealed vertical rods, O lever, left handed, bright stainless steel finish, for use with KPB adapter | 1 |  | 1 Year | 773.3 | 0.15 | 657.305
34409 | Salto | AB650O00IPP7L-K | XS4 ANSI electronic wire-free SVN BLE / Mifare / DESFire half escutcheon for use w/ concealed vertical rods, with keypad, O lever, left handed, bright stainless steel finish, for use with KPB adapter | 1 |  | 1 Year | 836.15 | 0.15 | 710.7275
34410 | Salto | AB650O00IPP7LW- | XS4 ANSI electronic RF wireless SVN BLE / Mifare / DESFire half escutcheon for use w/ concealed vertical rods, O lever, left handed, bright stainless steel finish, for use with KPB adapter | 1 |  | 1 Year | 865.3 | 0.15 | 735.505
34411 | Salto | AB650O00IPP7LWK | XS4 ANSI electronic RF wireless SVN BLE / Mifare / DESFire half escutcheon for use w/ concealed vertical rods, with keypad, O lever, left handed, bright stainless steel finish, for use with KPB adapter | 1 |  | 1 Year | 1021.35 | 0.15 | 868.1475
34412 | Salto | AB650O00IPP7R-- | XS4 ANSI electronic wire-free SVN BLE / Mifare / DESFire half escutcheon for use w/ concealed vertical rods, O lever, right handed, bright stainless steel finish, for use with KPB adapter | 1 |  | 1 Year | 773.3 | 0.15 | 657.305
34413 | Salto | AB650O00IPP7R-K | XS4 ANSI electronic wire-free SVN BLE / Mifare / DESFire half escutcheon for use w/ concealed vertical rods, with keypad, O lever, right handed, bright stainless steel finish, for use with KPB adapter | 1 |  | 1 Year | 836.15 | 0.15 | 710.7275
34414 | Salto | AB650O00IPP7RW- | XS4 ANSI electronic RF wireless SVN BLE / Mifare / DESFire half escutcheon for use w/ concealed vertical rods, O lever, right handed, bright stainless steel finish, for use with KPB adapter | 1 |  | 1 Year | 865.3 | 0.15 | 735.505
34415 | Salto | AB650O00IPP7RWK | XS4 ANSI electronic RF wireless SVN BLE / Mifare / DESFire half escutcheon for use w/ concealed vertical rods, with keypad, O lever, right handed, bright stainless steel finish, for use with KPB adapter | 1 |  | 1 Year | 1021.35 | 0.15 | 868.1475
34416 | Salto | AB650O00IPP8L-- | XS4 ANSI electronic wire-free SVN BLE / Mifare / DESFire half escutcheon for use w/ concealed vertical rods, O lever, left handed, bright stainless steel finish, for use with KPB adapter | 1 |  | 1 Year | 773.3 | 0.15 | 657.305
34417 | Salto | AB650O00IPP8L-K | XS4 ANSI electronic wire-free SVN BLE / Mifare / DESFire half escutcheon for use w/ concealed vertical rods, with keypad, O lever, left handed, bright stainless steel finish, for use with KPB adapter | 1 |  | 1 Year | 836.15 | 0.15 | 710.7275
34418 | Salto | AB650O00IPP8LW- | XS4 ANSI electronic RF wireless SVN BLE / Mifare / DESFire half escutcheon for use w/ concealed vertical rods, O lever, left handed, bright stainless steel finish, for use with KPB adapter | 1 |  | 1 Year | 865.3 | 0.15 | 735.505
34419 | Salto | AB650O00IPP8LWK | XS4 ANSI electronic RF wireless SVN BLE / Mifare / DESFire half escutcheon for use w/ concealed vertical rods, with keypad, O lever, left handed, bright stainless steel finish, for use with KPB adapter | 1 |  | 1 Year | 1021.35 | 0.15 | 868.1475
34420 | Salto | AB650O00IPP8R-- | XS4 ANSI electronic wire-free SVN BLE / Mifare / DESFire half escutcheon for use w/ concealed vertical rods, O lever, right handed, bright stainless steel finish, for use with KPB adapter | 1 |  | 1 Year | 773.3 | 0.15 | 657.305
34421 | Salto | AB650O00IPP8R-K | XS4 ANSI electronic wire-free SVN BLE / Mifare / DESFire half escutcheon for use w/ concealed vertical rods, with keypad, O lever, right handed, bright stainless steel finish, for use with KPB adapter | 1 |  | 1 Year | 836.15 | 0.15 | 710.7275
34422 | Salto | AB650O00IPP8RW- | XS4 ANSI electronic RF wireless SVN BLE / Mifare / DESFire half escutcheon for use w/ concealed vertical rods, O lever, right handed, bright stainless steel finish, for use with KPB adapter | 1 |  | 1 Year | 865.3 | 0.15 | 735.505
34423 | Salto | AB650O00IPP8RWK | XS4 ANSI electronic RF wireless SVN BLE / Mifare / DESFire half escutcheon for use w/ concealed vertical rods, with keypad, O lever, right handed, bright stainless steel finish, for use with KPB adapter | 1 |  | 1 Year | 1021.35 | 0.15 | 868.1475
34424 | Salto | AB650O00NEH8L-- | XS4 ANSI electronic wire-free SVN BLE / Mifare / DESFire half escutcheon, O lever, left handed, black chromium finish, for use with KPB adapter | 1 |  | 1 Year | 791.7 | 0.15 | 672.945
34425 | Salto | AB650O00NEH8L-K | XS4 ANSI electronic wire-free SVN BLE / Mifare / DESFire half escutcheon, with keypad, O lever, left handed, black chromium finish, for use with KPB adapter | 1 |  | 1 Year | 854.55 | 0.15 | 726.3675
34426 | Salto | AB650O00NEH8LW- | XS4 ANSI electronic RF wireless SVN BLE / Mifare / DESFire half escutcheon, O lever, left handed, black chromium finish, for use with KPB adapter | 1 |  | 1 Year | 883.7 | 0.15 | 751.145
34427 | Salto | AB650O00NEH8LWK | XS4 ANSI electronic RF wireless SVN BLE / Mifare / DESFire half escutcheon, with keypad, O lever, left handed, black chromium finish, for use with KPB adapter | 1 |  | 1 Year | 1039.75 | 0.15 | 883.7875
34428 | Salto | AB650O00NEH8R-- | XS4 ANSI electronic wire-free SVN BLE / Mifare / DESFire half escutcheon, O lever, right handed, black chromium finish, for use with KPB adapter | 1 |  | 1 Year | 791.7 | 0.15 | 672.945
34429 | Salto | AB650O00NEH8R-K | XS4 ANSI electronic wire-free SVN BLE / Mifare / DESFire half escutcheon, with keypad, O lever, right handed, black chromium finish, for use with KPB adapter | 1 |  | 1 Year | 854.55 | 0.15 | 726.3675
34430 | Salto | AB650O00NEH8RW- | XS4 ANSI electronic RF wireless SVN BLE / Mifare / DESFire half escutcheon, O lever, right handed, black chromium finish, for use with KPB adapter | 1 |  | 1 Year | 883.7 | 0.15 | 751.145
34431 | Salto | AB650O00NEH8RWK | XS4 ANSI electronic RF wireless SVN BLE / Mifare / DESFire half escutcheon, with keypad, O lever, right handed, black chromium finish, for use with KPB adapter | 1 |  | 1 Year | 1039.75 | 0.15 | 883.7875
34432 | Salto | AB650O00NEP7L-- | XS4 ANSI electronic wire-free SVN BLE / Mifare / DESFire half escutcheon for use w/ concealed vertical rods, O lever, left handed, black chromium finish, for use with KPB adapter | 1 |  | 1 Year | 791.7 | 0.15 | 672.945
34433 | Salto | AB650O00NEP7L-K | XS4 ANSI electronic wire-free SVN BLE / Mifare / DESFire half escutcheon for use w/ concealed vertical rods, with keypad, O lever, left handed, black chromium finish, for use with KPB adapter | 1 |  | 1 Year | 854.55 | 0.15 | 726.3675
34434 | Salto | AB650O00NEP7LW- | XS4 ANSI electronic RF wireless SVN BLE / Mifare / DESFire half escutcheon for use w/ concealed vertical rods, O lever, left handed, black chromium finish, for use with KPB adapter | 1 |  | 1 Year | 883.7 | 0.15 | 751.145
34435 | Salto | AB650O00NEP7LWK | XS4 ANSI electronic RF wireless SVN BLE / Mifare / DESFire half escutcheon for use w/ concealed vertical rods, with keypad, O lever, left handed, black chromium finish, for use with KPB adapter | 1 |  | 1 Year | 1039.75 | 0.15 | 883.7875
34436 | Salto | AB650O00NEP7R-- | XS4 ANSI electronic wire-free SVN BLE / Mifare / DESFire half escutcheon for use w/ concealed vertical rods, O lever, right handed, black chromium finish, for use with KPB adapter | 1 |  | 1 Year | 791.7 | 0.15 | 672.945
34437 | Salto | AB650O00NEP7R-K | XS4 ANSI electronic wire-free SVN BLE / Mifare / DESFire half escutcheon for use w/ concealed vertical rods, with keypad, O lever, right handed, black chromium finish, for use with KPB adapter | 1 |  | 1 Year | 854.55 | 0.15 | 726.3675
34438 | Salto | AB650O00NEP7RW- | XS4 ANSI electronic RF wireless SVN BLE / Mifare / DESFire half escutcheon for use w/ concealed vertical rods, O lever, right handed, black chromium finish, for use with KPB adapter | 1 |  | 1 Year | 883.7 | 0.15 | 751.145
34439 | Salto | AB650O00NEP7RWK | XS4 ANSI electronic RF wireless SVN BLE / Mifare / DESFire half escutcheon for use w/ concealed vertical rods, with keypad, O lever, right handed, black chromium finish, for use with KPB adapter | 1 |  | 1 Year | 1039.75 | 0.15 | 883.7875
34440 | Salto | AB650O00NEP8L-- | XS4 ANSI electronic wire-free SVN BLE / Mifare / DESFire half escutcheon for use w/ concealed vertical rods, O lever, left handed, black chromium finish, for use with KPB adapter | 1 |  | 1 Year | 791.7 | 0.15 | 672.945
34441 | Salto | AB650O00NEP8L-K | XS4 ANSI electronic wire-free SVN BLE / Mifare / DESFire half escutcheon for use w/ concealed vertical rods, with keypad, O lever, left handed, black chromium finish, for use with KPB adapter | 1 |  | 1 Year | 854.55 | 0.15 | 726.3675
34442 | Salto | AB650O00NEP8LW- | XS4 ANSI electronic RF wireless SVN BLE / Mifare / DESFire half escutcheon for use w/ concealed vertical rods, O lever, left handed, black chromium finish, for use with KPB adapter | 1 |  | 1 Year | 883.7 | 0.15 | 751.145
34443 | Salto | AB650O00NEP8LWK | XS4 ANSI electronic RF wireless SVN BLE / Mifare / DESFire half escutcheon for use w/ concealed vertical rods, with keypad, O lever, left handed, black chromium finish, for use with KPB adapter | 1 |  | 1 Year | 1039.75 | 0.15 | 883.7875
34444 | Salto | AB650O00NEP8R-- | XS4 ANSI electronic wire-free SVN BLE / Mifare / DESFire half escutcheon for use w/ concealed vertical rods, O lever, right handed, black chromium finish, for use with KPB adapter | 1 |  | 1 Year | 791.7 | 0.15 | 672.945
34445 | Salto | AB650O00NEP8R-K | XS4 ANSI electronic wire-free SVN BLE / Mifare / DESFire half escutcheon for use w/ concealed vertical rods, with keypad, O lever, right handed, black chromium finish, for use with KPB adapter | 1 |  | 1 Year | 854.55 | 0.15 | 726.3675
34446 | Salto | AB650O00NEP8RW- | XS4 ANSI electronic RF wireless SVN BLE / Mifare / DESFire half escutcheon for use w/ concealed vertical rods, O lever, right handed, black chromium finish, for use with KPB adapter | 1 |  | 1 Year | 883.7 | 0.15 | 751.145
34447 | Salto | AB650O00NEP8RWK | XS4 ANSI electronic RF wireless SVN BLE / Mifare / DESFire half escutcheon for use w/ concealed vertical rods, with keypad, O lever, right handed, black chromium finish, for use with KPB adapter | 1 |  | 1 Year | 1039.75 | 0.15 | 883.7875
34448 | Salto | AB650O00PMH8L-- | XS4 ANSI electronic wire-free SVN BLE / Mifare / DESFire half escutcheon, O lever, left handed, satin brass finish, for use with KPB adapter | 1 |  | 1 Year | 757 | 0.15 | 643.45
34449 | Salto | AB650O00PMH8L-K | XS4 ANSI electronic wire-free SVN BLE / Mifare / DESFire half escutcheon, with keypad, O lever, left handed, satin brass finish, for use with KPB adapter | 1 |  | 1 Year | 819.85 | 0.15 | 696.8725
34450 | Salto | AB650O00PMH8LW- | XS4 ANSI electronic RF wireless SVN BLE / Mifare / DESFire half escutcheon, O lever, left handed, satin brass finish, for use with KPB adapter | 1 |  | 1 Year | 849 | 0.15 | 721.65
34451 | Salto | AB650O00PMH8LWK | XS4 ANSI electronic RF wireless SVN BLE / Mifare / DESFire half escutcheon, with keypad, O lever, left handed, satin brass finish, for use with KPB adapter | 1 |  | 1 Year | 1005.05 | 0.15 | 854.2925
34452 | Salto | AB650O00PMH8R-- | XS4 ANSI electronic wire-free SVN BLE / Mifare / DESFire half escutcheon, O lever, right handed, satin brass finish, for use with KPB adapter | 1 |  | 1 Year | 757 | 0.15 | 643.45
34453 | Salto | AB650O00PMH8R-K | XS4 ANSI electronic wire-free SVN BLE / Mifare / DESFire half escutcheon, with keypad, O lever, right handed, satin brass finish, for use with KPB adapter | 1 |  | 1 Year | 819.85 | 0.15 | 696.8725
34454 | Salto | AB650O00PMH8RW- | XS4 ANSI electronic RF wireless SVN BLE / Mifare / DESFire half escutcheon, O lever, right handed, satin brass finish, for use with KPB adapter | 1 |  | 1 Year | 849 | 0.15 | 721.65
34455 | Salto | AB650O00PMH8RWK | XS4 ANSI electronic RF wireless SVN BLE / Mifare / DESFire half escutcheon, with keypad, O lever, right handed, satin brass finish, for use with KPB adapter | 1 |  | 1 Year | 1005.05 | 0.15 | 854.2925
34456 | Salto | AB650O00PMP7L-- | XS4 ANSI electronic wire-free SVN BLE / Mifare / DESFire half escutcheon for use w/ concealed vertical rods, O lever, left handed, satin brass finish, for use with KPB adapter | 1 |  | 1 Year | 757 | 0.15 | 643.45
34457 | Salto | AB650O00PMP7L-K | XS4 ANSI electronic wire-free SVN BLE / Mifare / DESFire half escutcheon for use w/ concealed vertical rods, with keypad, O lever, left handed, satin brass finish, for use with KPB adapter | 1 |  | 1 Year | 819.85 | 0.15 | 696.8725
34458 | Salto | AB650O00PMP7LW- | XS4 ANSI electronic RF wireless SVN BLE / Mifare / DESFire half escutcheon for use w/ concealed vertical rods, O lever, left handed, satin brass finish, for use with KPB adapter | 1 |  | 1 Year | 849 | 0.15 | 721.65
34459 | Salto | AB650O00PMP7LWK | XS4 ANSI electronic RF wireless SVN BLE / Mifare / DESFire half escutcheon for use w/ concealed vertical rods, with keypad, O lever, left handed, satin brass finish, for use with KPB adapter | 1 |  | 1 Year | 1005.05 | 0.15 | 854.2925
34460 | Salto | AB650O00PMP7R-- | XS4 ANSI electronic wire-free SVN BLE / Mifare / DESFire half escutcheon for use w/ concealed vertical rods, O lever, right handed, satin brass finish, for use with KPB adapter | 1 |  | 1 Year | 757 | 0.15 | 643.45
34461 | Salto | AB650O00PMP7R-K | XS4 ANSI electronic wire-free SVN BLE / Mifare / DESFire half escutcheon for use w/ concealed vertical rods, with keypad, O lever, right handed, satin brass finish, for use with KPB adapter | 1 |  | 1 Year | 819.85 | 0.15 | 696.8725
34462 | Salto | AB650O00PMP7RW- | XS4 ANSI electronic RF wireless SVN BLE / Mifare / DESFire half escutcheon for use w/ concealed vertical rods, O lever, right handed, satin brass finish, for use with KPB adapter | 1 |  | 1 Year | 849 | 0.15 | 721.65
34463 | Salto | AB650O00PMP7RWK | XS4 ANSI electronic RF wireless SVN BLE / Mifare / DESFire half escutcheon for use w/ concealed vertical rods, with keypad, O lever, right handed, satin brass finish, for use with KPB adapter | 1 |  | 1 Year | 1005.05 | 0.15 | 854.2925
34464 | Salto | AB650O00PMP8L-- | XS4 ANSI electronic wire-free SVN BLE / Mifare / DESFire half escutcheon for use w/ concealed vertical rods, O lever, left handed, satin brass finish, for use with KPB adapter | 1 |  | 1 Year | 757 | 0.15 | 643.45
34465 | Salto | AB650O00PMP8L-K | XS4 ANSI electronic wire-free SVN BLE / Mifare / DESFire half escutcheon for use w/ concealed vertical rods, with keypad, O lever, left handed, satin brass finish, for use with KPB adapter | 1 |  | 1 Year | 819.85 | 0.15 | 696.8725
34466 | Salto | AB650O00PMP8LW- | XS4 ANSI electronic RF wireless SVN BLE / Mifare / DESFire half escutcheon for use w/ concealed vertical rods, O lever, left handed, satin brass finish, for use with KPB adapter | 1 |  | 1 Year | 849 | 0.15 | 721.65
34467 | Salto | AB650O00PMP8LWK | XS4 ANSI electronic RF wireless SVN BLE / Mifare / DESFire half escutcheon for use w/ concealed vertical rods, with keypad, O lever, left handed, satin brass finish, for use with KPB adapter | 1 |  | 1 Year | 1005.05 | 0.15 | 854.2925
34468 | Salto | AB650O00PMP8R-- | XS4 ANSI electronic wire-free SVN BLE / Mifare / DESFire half escutcheon for use w/ concealed vertical rods, O lever, right handed, satin brass finish, for use with KPB adapter | 1 |  | 1 Year | 757 | 0.15 | 643.45
34469 | Salto | AB650O00PMP8R-K | XS4 ANSI electronic wire-free SVN BLE / Mifare / DESFire half escutcheon for use w/ concealed vertical rods, with keypad, O lever, right handed, satin brass finish, for use with KPB adapter | 1 |  | 1 Year | 819.85 | 0.15 | 696.8725
34470 | Salto | AB650O00PMP8RW- | XS4 ANSI electronic RF wireless SVN BLE / Mifare / DESFire half escutcheon for use w/ concealed vertical rods, O lever, right handed, satin brass finish, for use with KPB adapter | 1 |  | 1 Year | 849 | 0.15 | 721.65
34471 | Salto | AB650O00PMP8RWK | XS4 ANSI electronic RF wireless SVN BLE / Mifare / DESFire half escutcheon for use w/ concealed vertical rods, with keypad, O lever, right handed, satin brass finish, for use with KPB adapter | 1 |  | 1 Year | 1005.05 | 0.15 | 854.2925
34472 | Salto | AB650O00PPH8L-- | XS4 ANSI electronic wire-free SVN BLE / Mifare / DESFire half escutcheon, O lever, left handed, bright brass finish, for use with KPB adapter | 1 |  | 1 Year | 773.3 | 0.15 | 657.305
34473 | Salto | AB650O00PPH8L-K | XS4 ANSI electronic wire-free SVN BLE / Mifare / DESFire half escutcheon, with keypad, O lever, left handed, bright brass finish, for use with KPB adapter | 1 |  | 1 Year | 836.15 | 0.15 | 710.7275
34474 | Salto | AB650O00PPH8LW- | XS4 ANSI electronic RF wireless SVN BLE / Mifare / DESFire half escutcheon, O lever, left handed, bright brass finish, for use with KPB adapter | 1 |  | 1 Year | 865.3 | 0.15 | 735.505
34475 | Salto | AB650O00PPH8LWK | XS4 ANSI electronic RF wireless SVN BLE / Mifare / DESFire half escutcheon, with keypad, O lever, left handed, bright brass finish, for use with KPB adapter | 1 |  | 1 Year | 1021.35 | 0.15 | 868.1475
34476 | Salto | AB650O00PPH8R-- | XS4 ANSI electronic wire-free SVN BLE / Mifare / DESFire half escutcheon, O lever, right handed, bright brass finish, for use with KPB adapter | 1 |  | 1 Year | 773.3 | 0.15 | 657.305
34477 | Salto | AB650O00PPH8R-K | XS4 ANSI electronic wire-free SVN BLE / Mifare / DESFire half escutcheon, with keypad, O lever, right handed, bright brass finish, for use with KPB adapter | 1 |  | 1 Year | 836.15 | 0.15 | 710.7275
34478 | Salto | AB650O00PPH8RW- | XS4 ANSI electronic RF wireless SVN BLE / Mifare / DESFire half escutcheon, O lever, right handed, bright brass finish, for use with KPB adapter | 1 |  | 1 Year | 865.3 | 0.15 | 735.505
34479 | Salto | AB650O00PPH8RWK | XS4 ANSI electronic RF wireless SVN BLE / Mifare / DESFire half escutcheon, with keypad, O lever, right handed, bright brass finish, for use with KPB adapter | 1 |  | 1 Year | 1021.35 | 0.15 | 868.1475
34480 | Salto | AB650O00PPP7L-- | XS4 ANSI electronic wire-free SVN BLE / Mifare / DESFire half escutcheon for use w/ concealed vertical rods, O lever, left handed, bright brass finish, for use with KPB adapter | 1 |  | 1 Year | 773.3 | 0.15 | 657.305
34481 | Salto | AB650O00PPP7L-K | XS4 ANSI electronic wire-free SVN BLE / Mifare / DESFire half escutcheon for use w/ concealed vertical rods, with keypad, O lever, left handed, bright brass finish, for use with KPB adapter | 1 |  | 1 Year | 836.15 | 0.15 | 710.7275
34482 | Salto | AB650O00PPP7LW- | XS4 ANSI electronic RF wireless SVN BLE / Mifare / DESFire half escutcheon for use w/ concealed vertical rods, O lever, left handed, bright brass finish, for use with KPB adapter | 1 |  | 1 Year | 865.3 | 0.15 | 735.505
34483 | Salto | AB650O00PPP7LWK | XS4 ANSI electronic RF wireless SVN BLE / Mifare / DESFire half escutcheon for use w/ concealed vertical rods, with keypad, O lever, left handed, bright brass finish, for use with KPB adapter | 1 |  | 1 Year | 1021.35 | 0.15 | 868.1475
34484 | Salto | AB650O00PPP7R-- | XS4 ANSI electronic wire-free SVN BLE / Mifare / DESFire half escutcheon for use w/ concealed vertical rods, O lever, right handed, bright brass finish, for use with KPB adapter | 1 |  | 1 Year | 773.3 | 0.15 | 657.305
34485 | Salto | AB650O00PPP7R-K | XS4 ANSI electronic wire-free SVN BLE / Mifare / DESFire half escutcheon for use w/ concealed vertical rods, with keypad, O lever, right handed, bright brass finish, for use with KPB adapter | 1 |  | 1 Year | 836.15 | 0.15 | 710.7275
34486 | Salto | AB650O00PPP7RW- | XS4 ANSI electronic RF wireless SVN BLE / Mifare / DESFire half escutcheon for use w/ concealed vertical rods, O lever, right handed, bright brass finish, for use with KPB adapter | 1 |  | 1 Year | 865.3 | 0.15 | 735.505
34487 | Salto | AB650O00PPP7RWK | XS4 ANSI electronic RF wireless SVN BLE / Mifare / DESFire half escutcheon for use w/ concealed vertical rods, with keypad, O lever, right handed, bright brass finish, for use with KPB adapter | 1 |  | 1 Year | 1021.35 | 0.15 | 868.1475
34488 | Salto | AB650O00PPP8L-- | XS4 ANSI electronic wire-free SVN BLE / Mifare / DESFire half escutcheon for use w/ concealed vertical rods, O lever, left handed, bright brass finish, for use with KPB adapter | 1 |  | 1 Year | 773.3 | 0.15 | 657.305
34489 | Salto | AB650O00PPP8L-K | XS4 ANSI electronic wire-free SVN BLE / Mifare / DESFire half escutcheon for use w/ concealed vertical rods, with keypad, O lever, left handed, bright brass finish, for use with KPB adapter | 1 |  | 1 Year | 836.15 | 0.15 | 710.7275
34490 | Salto | AB650O00PPP8LW- | XS4 ANSI electronic RF wireless SVN BLE / Mifare / DESFire half escutcheon for use w/ concealed vertical rods, O lever, left handed, bright brass finish, for use with KPB adapter | 1 |  | 1 Year | 865.3 | 0.15 | 735.505
34491 | Salto | AB650O00PPP8LWK | XS4 ANSI electronic RF wireless SVN BLE / Mifare / DESFire half escutcheon for use w/ concealed vertical rods, with keypad, O lever, left handed, bright brass finish, for use with KPB adapter | 1 |  | 1 Year | 1021.35 | 0.15 | 868.1475
34492 | Salto | AB650O00PPP8R-- | XS4 ANSI electronic wire-free SVN BLE / Mifare / DESFire half escutcheon for use w/ concealed vertical rods, O lever, right handed, bright brass finish, for use with KPB adapter | 1 |  | 1 Year | 773.3 | 0.15 | 657.305
34493 | Salto | AB650O00PPP8R-K | XS4 ANSI electronic wire-free SVN BLE / Mifare / DESFire half escutcheon for use w/ concealed vertical rods, with keypad, O lever, right handed, bright brass finish, for use with KPB adapter | 1 |  | 1 Year | 836.15 | 0.15 | 710.7275
34494 | Salto | AB650O00PPP8RW- | XS4 ANSI electronic RF wireless SVN BLE / Mifare / DESFire half escutcheon for use w/ concealed vertical rods, O lever, right handed, bright brass finish, for use with KPB adapter | 1 |  | 1 Year | 865.3 | 0.15 | 735.505
34495 | Salto | AB650O00PPP8RWK | XS4 ANSI electronic RF wireless SVN BLE / Mifare / DESFire half escutcheon for use w/ concealed vertical rods, with keypad, O lever, right handed, bright brass finish, for use with KPB adapter | 1 |  | 1 Year | 1021.35 | 0.15 | 868.1475
34496 | Salto | AB650W00BCH8--- | XS4 ANSI electronic wire-free SVN BLE / Mifare / DESFire half escutcheon, W lever, unhanded, BioCote antimicrobial finish, for use with KPB adapter | 1 |  | 1 Year | 798.8 | 0.15 | 678.98
34497 | Salto | AB650W00BCH8--K | XS4 ANSI electronic wire-free SVN BLE / Mifare / DESFire half escutcheon, with keypad, W lever, unhanded, BioCote antimicrobial finish, for use with KPB adapter | 1 |  | 1 Year | 861.65 | 0.15 | 732.4025
34498 | Salto | AB650W00BCH8-W- | XS4 ANSI electronic RF wireless SVN BLE / Mifare / DESFire half escutcheon, W lever, unhanded, BioCote antimicrobial finish, for use with KPB adapter | 1 |  | 1 Year | 890.8 | 0.15 | 757.18
34499 | Salto | AB650W00BCH8-WK | XS4 ANSI electronic RF wireless SVN BLE / Mifare / DESFire half escutcheon, with keypad, W lever, unhanded, BioCote antimicrobial finish, for use with KPB adapter | 1 |  | 1 Year | 1046.85 | 0.15 | 889.8225
34500 | Salto | AB650W00BCP7--- | XS4 ANSI electronic wire-free SVN BLE / Mifare / DESFire half escutcheon for use w/ concealed vertical rods, W lever, unhanded, BioCote antimicrobial finish, for use with KPB adapter | 1 |  | 1 Year | 798.8 | 0.15 | 678.98
34501 | Salto | AB650W00BCP7--K | XS4 ANSI electronic wire-free SVN BLE / Mifare / DESFire half escutcheon for use w/ concealed vertical rods, with keypad, W lever, unhanded, BioCote antimicrobial finish, for use with KPB adapter | 1 |  | 1 Year | 861.65 | 0.15 | 732.4025
34502 | Salto | AB650W00BCP7-W- | XS4 ANSI electronic RF wireless SVN BLE / Mifare / DESFire half escutcheon for use w/ concealed vertical rods, W lever, unhanded, BioCote antimicrobial finish, for use with KPB adapter | 1 |  | 1 Year | 890.8 | 0.15 | 757.18
34503 | Salto | AB650W00BCP7-WK | XS4 ANSI electronic RF wireless SVN BLE / Mifare / DESFire half escutcheon for use w/ concealed vertical rods, with keypad, W lever, unhanded, BioCote antimicrobial finish, for use with KPB adapter | 1 |  | 1 Year | 1046.85 | 0.15 | 889.8225
34504 | Salto | AB650W00BCP8--- | XS4 ANSI electronic wire-free SVN BLE / Mifare / DESFire half escutcheon for use w/ concealed vertical rods, W lever, unhanded, BioCote antimicrobial finish, for use with KPB adapter | 1 |  | 1 Year | 798.8 | 0.15 | 678.98
34505 | Salto | AB650W00BCP8--K | XS4 ANSI electronic wire-free SVN BLE / Mifare / DESFire half escutcheon for use w/ concealed vertical rods, with keypad, W lever, unhanded, BioCote antimicrobial finish, for use with KPB adapter | 1 |  | 1 Year | 861.65 | 0.15 | 732.4025
34506 | Salto | AB650W00BCP8-W- | XS4 ANSI electronic RF wireless SVN BLE / Mifare / DESFire half escutcheon for use w/ concealed vertical rods, W lever, unhanded, BioCote antimicrobial finish, for use with KPB adapter | 1 |  | 1 Year | 890.8 | 0.15 | 757.18
34507 | Salto | AB650W00BCP8-WK | XS4 ANSI electronic RF wireless SVN BLE / Mifare / DESFire half escutcheon for use w/ concealed vertical rods, with keypad, W lever, unhanded, BioCote antimicrobial finish, for use with KPB adapter | 1 |  | 1 Year | 1046.85 | 0.15 | 889.8225
34508 | Salto | AB650W00IAH8--- | XS4 ANSI electronic wire-free SVN BLE / Mifare / DESFire half escutcheon, W lever, unhanded, antique brass finish, for use with KPB adapter | 1 |  | 1 Year | 798.8 | 0.15 | 678.98
34509 | Salto | AB650W00IAH8--K | XS4 ANSI electronic wire-free SVN BLE / Mifare / DESFire half escutcheon, with keypad, W lever, unhanded, antique brass finish, for use with KPB adapter | 1 |  | 1 Year | 861.65 | 0.15 | 732.4025
34510 | Salto | AB650W00IAH8-W- | XS4 ANSI electronic RF wireless SVN BLE / Mifare / DESFire half escutcheon, W lever, unhanded, antique brass finish, for use with KPB adapter | 1 |  | 1 Year | 890.8 | 0.15 | 757.18
34511 | Salto | AB650W00IAH8-WK | XS4 ANSI electronic RF wireless SVN BLE / Mifare / DESFire half escutcheon, with keypad, W lever, unhanded, antique brass finish, for use with KPB adapter | 1 |  | 1 Year | 1046.85 | 0.15 | 889.8225
34512 | Salto | AB650W00IAP7--- | XS4 ANSI electronic wire-free SVN BLE / Mifare / DESFire half escutcheon for use w/ concealed vertical rods, W lever, unhanded, antique brass finish, for use with KPB adapter | 1 |  | 1 Year | 798.8 | 0.15 | 678.98
34513 | Salto | AB650W00IAP7--K | XS4 ANSI electronic wire-free SVN BLE / Mifare / DESFire half escutcheon for use w/ concealed vertical rods, with keypad, W lever, unhanded, antique brass finish, for use with KPB adapter | 1 |  | 1 Year | 861.65 | 0.15 | 732.4025
34514 | Salto | AB650W00IAP7-W- | XS4 ANSI electronic RF wireless SVN BLE / Mifare / DESFire half escutcheon for use w/ concealed vertical rods, W lever, unhanded, antique brass finish, for use with KPB adapter | 1 |  | 1 Year | 890.8 | 0.15 | 757.18
34515 | Salto | AB650W00IAP7-WK | XS4 ANSI electronic RF wireless SVN BLE / Mifare / DESFire half escutcheon for use w/ concealed vertical rods, with keypad, W lever, unhanded, antique brass finish, for use with KPB adapter | 1 |  | 1 Year | 1046.85 | 0.15 | 889.8225
34516 | Salto | AB650W00IAP8--- | XS4 ANSI electronic wire-free SVN BLE / Mifare / DESFire half escutcheon for use w/ concealed vertical rods, W lever, unhanded, antique brass finish, for use with KPB adapter | 1 |  | 1 Year | 798.8 | 0.15 | 678.98
34517 | Salto | AB650W00IAP8--K | XS4 ANSI electronic wire-free SVN BLE / Mifare / DESFire half escutcheon for use w/ concealed vertical rods, with keypad, W lever, unhanded, antique brass finish, for use with KPB adapter | 1 |  | 1 Year | 861.65 | 0.15 | 732.4025
34518 | Salto | AB650W00IAP8-W- | XS4 ANSI electronic RF wireless SVN BLE / Mifare / DESFire half escutcheon for use w/ concealed vertical rods, W lever, unhanded, antique brass finish, for use with KPB adapter | 1 |  | 1 Year | 890.8 | 0.15 | 757.18
34519 | Salto | AB650W00IAP8-WK | XS4 ANSI electronic RF wireless SVN BLE / Mifare / DESFire half escutcheon for use w/ concealed vertical rods, with keypad, W lever, unhanded, antique brass finish, for use with KPB adapter | 1 |  | 1 Year | 1046.85 | 0.15 | 889.8225
34520 | Salto | AB650W00IMH8--- | XS4 ANSI electronic wire-free SVN BLE / Mifare / DESFire half escutcheon, W lever, unhanded, satin stainless finish, for use with KPB adapter | 1 |  | 1 Year | 746.8 | 0.15 | 634.78
34521 | Salto | AB650W00IMH8--K | XS4 ANSI electronic wire-free SVN BLE / Mifare / DESFire half escutcheon, with keypad, W lever, unhanded, satin stainless finish, for use with KPB adapter | 1 |  | 1 Year | 809.65 | 0.15 | 688.2025
34522 | Salto | AB650W00IMH8-W- | XS4 ANSI electronic RF wireless SVN BLE / Mifare / DESFire half escutcheon, W lever, unhanded, satin stainless finish, for use with KPB adapter | 1 |  | 1 Year | 838.8 | 0.15 | 712.98
34523 | Salto | AB650W00IMH8-WK | XS4 ANSI electronic RF wireless SVN BLE / Mifare / DESFire half escutcheon, with keypad, W lever, unhanded, satin stainless finish, for use with KPB adapter | 1 |  | 1 Year | 994.85 | 0.15 | 845.6225
34524 | Salto | AB650W00IMP7--- | XS4 ANSI electronic wire-free SVN BLE / Mifare / DESFire half escutcheon for use w/ concealed vertical rods, W lever, unhanded, satin stainless finish, for use with KPB adapter | 1 |  | 1 Year | 746.8 | 0.15 | 634.78
34525 | Salto | AB650W00IMP7--K | XS4 ANSI electronic wire-free SVN BLE / Mifare / DESFire half escutcheon for use w/ concealed vertical rods, with keypad, W lever, unhanded, satin stainless finish, for use with KPB adapter | 1 |  | 1 Year | 809.65 | 0.15 | 688.2025
34526 | Salto | AB650W00IMP7-W- | XS4 ANSI electronic RF wireless SVN BLE / Mifare / DESFire half escutcheon for use w/ concealed vertical rods, W lever, unhanded, satin stainless finish, for use with KPB adapter | 1 |  | 1 Year | 838.8 | 0.15 | 712.98
34527 | Salto | AB650W00IMP7-WK | XS4 ANSI electronic RF wireless SVN BLE / Mifare / DESFire half escutcheon for use w/ concealed vertical rods, with keypad, W lever, unhanded, satin stainless finish, for use with KPB adapter | 1 |  | 1 Year | 994.85 | 0.15 | 845.6225
34528 | Salto | AB650W00IMP8--- | XS4 ANSI electronic wire-free SVN BLE / Mifare / DESFire half escutcheon for use w/ concealed vertical rods, W lever, unhanded, satin stainless finish, for use with KPB adapter | 1 |  | 1 Year | 746.8 | 0.15 | 634.78
34529 | Salto | AB650W00IMP8--K | XS4 ANSI electronic wire-free SVN BLE / Mifare / DESFire half escutcheon for use w/ concealed vertical rods, with keypad, W lever, unhanded, satin stainless finish, for use with KPB adapter | 1 |  | 1 Year | 809.65 | 0.15 | 688.2025
34530 | Salto | AB650W00IMP8-W- | XS4 ANSI electronic RF wireless SVN BLE / Mifare / DESFire half escutcheon for use w/ concealed vertical rods, W lever, unhanded, satin stainless finish, for use with KPB adapter | 1 |  | 1 Year | 838.8 | 0.15 | 712.98
34531 | Salto | AB650W00IMP8-WK | XS4 ANSI electronic RF wireless SVN BLE / Mifare / DESFire half escutcheon for use w/ concealed vertical rods, with keypad, W lever, unhanded, satin stainless finish, for use with KPB adapter | 1 |  | 1 Year | 994.85 | 0.15 | 845.6225
34532 | Salto | AB650W00IPH8--- | XS4 ANSI electronic wire-free SVN BLE / Mifare / DESFire half escutcheon, W lever, unhanded, bright stainless steel finish, for use with KPB adapter | 1 |  | 1 Year | 763.1 | 0.15 | 648.635
34533 | Salto | AB650W00IPH8--K | XS4 ANSI electronic wire-free SVN BLE / Mifare / DESFire half escutcheon, with keypad, W lever, unhanded, bright stainless steel finish, for use with KPB adapter | 1 |  | 1 Year | 825.95 | 0.15 | 702.0575
34534 | Salto | AB650W00IPH8-W- | XS4 ANSI electronic RF wireless SVN BLE / Mifare / DESFire half escutcheon, W lever, unhanded, bright stainless steel finish, for use with KPB adapter | 1 |  | 1 Year | 855.1 | 0.15 | 726.835
34535 | Salto | AB650W00IPH8-WK | XS4 ANSI electronic RF wireless SVN BLE / Mifare / DESFire half escutcheon, with keypad, W lever, unhanded, bright stainless steel finish, for use with KPB adapter | 1 |  | 1 Year | 1011.15 | 0.15 | 859.4775
34536 | Salto | AB650W00IPP7--- | XS4 ANSI electronic wire-free SVN BLE / Mifare / DESFire half escutcheon for use w/ concealed vertical rods, W lever, unhanded, bright stainless steel finish, for use with KPB adapter | 1 |  | 1 Year | 763.1 | 0.15 | 648.635
34537 | Salto | AB650W00IPP7--K | XS4 ANSI electronic wire-free SVN BLE / Mifare / DESFire half escutcheon for use w/ concealed vertical rods, with keypad, W lever, unhanded, bright stainless steel finish, for use with KPB adapter | 1 |  | 1 Year | 825.95 | 0.15 | 702.0575
34538 | Salto | AB650W00IPP7-W- | XS4 ANSI electronic RF wireless SVN BLE / Mifare / DESFire half escutcheon for use w/ concealed vertical rods, W lever, unhanded, bright stainless steel finish, for use with KPB adapter | 1 |  | 1 Year | 855.1 | 0.15 | 726.835
34539 | Salto | AB650W00IPP7-WK | XS4 ANSI electronic RF wireless SVN BLE / Mifare / DESFire half escutcheon for use w/ concealed vertical rods, with keypad, W lever, unhanded, bright stainless steel finish, for use with KPB adapter | 1 |  | 1 Year | 1011.15 | 0.15 | 859.4775
34540 | Salto | AB650W00IPP8--- | XS4 ANSI electronic wire-free SVN BLE / Mifare / DESFire half escutcheon for use w/ concealed vertical rods, W lever, unhanded, bright stainless steel finish, for use with KPB adapter | 1 |  | 1 Year | 763.1 | 0.15 | 648.635
34541 | Salto | AB650W00IPP8--K | XS4 ANSI electronic wire-free SVN BLE / Mifare / DESFire half escutcheon for use w/ concealed vertical rods, with keypad, W lever, unhanded, bright stainless steel finish, for use with KPB adapter | 1 |  | 1 Year | 825.95 | 0.15 | 702.0575
34542 | Salto | AB650W00IPP8-W- | XS4 ANSI electronic RF wireless SVN BLE / Mifare / DESFire half escutcheon for use w/ concealed vertical rods, W lever, unhanded, bright stainless steel finish, for use with KPB adapter | 1 |  | 1 Year | 855.1 | 0.15 | 726.835
34543 | Salto | AB650W00IPP8-WK | XS4 ANSI electronic RF wireless SVN BLE / Mifare / DESFire half escutcheon for use w/ concealed vertical rods, with keypad, W lever, unhanded, bright stainless steel finish, for use with KPB adapter | 1 |  | 1 Year | 1011.15 | 0.15 | 859.4775
34544 | Salto | AB650W00NEH8--- | XS4 ANSI electronic wire-free SVN BLE / Mifare / DESFire half escutcheon, W lever, unhanded, black chromium finish, for use with KPB adapter | 1 |  | 1 Year | 781.5 | 0.15 | 664.275
34545 | Salto | AB650W00NEH8--K | XS4 ANSI electronic wire-free SVN BLE / Mifare / DESFire half escutcheon, with keypad, W lever, unhanded, black chromium finish, for use with KPB adapter | 1 |  | 1 Year | 844.35 | 0.15 | 717.6975
34546 | Salto | AB650W00NEH8-W- | XS4 ANSI electronic RF wireless SVN BLE / Mifare / DESFire half escutcheon, W lever, unhanded, black chromium finish, for use with KPB adapter | 1 |  | 1 Year | 873.5 | 0.15 | 742.475
34547 | Salto | AB650W00NEH8-WK | XS4 ANSI electronic RF wireless SVN BLE / Mifare / DESFire half escutcheon, with keypad, W lever, unhanded, black chromium finish, for use with KPB adapter | 1 |  | 1 Year | 1029.55 | 0.15 | 875.1175
34548 | Salto | AB650W00NEP7--- | XS4 ANSI electronic wire-free SVN BLE / Mifare / DESFire half escutcheon for use w/ concealed vertical rods, W lever, unhanded, black chromium finish, for use with KPB adapter | 1 |  | 1 Year | 781.5 | 0.15 | 664.275
34549 | Salto | AB650W00NEP7--K | XS4 ANSI electronic wire-free SVN BLE / Mifare / DESFire half escutcheon for use w/ concealed vertical rods, with keypad, W lever, unhanded, black chromium finish, for use with KPB adapter | 1 |  | 1 Year | 844.35 | 0.15 | 717.6975
34550 | Salto | AB650W00NEP7-W- | XS4 ANSI electronic RF wireless SVN BLE / Mifare / DESFire half escutcheon for use w/ concealed vertical rods, W lever, unhanded, black chromium finish, for use with KPB adapter | 1 |  | 1 Year | 873.5 | 0.15 | 742.475
34551 | Salto | AB650W00NEP7-WK | XS4 ANSI electronic RF wireless SVN BLE / Mifare / DESFire half escutcheon for use w/ concealed vertical rods, with keypad, W lever, unhanded, black chromium finish, for use with KPB adapter | 1 |  | 1 Year | 1029.55 | 0.15 | 875.1175
34552 | Salto | AB650W00NEP8--- | XS4 ANSI electronic wire-free SVN BLE / Mifare / DESFire half escutcheon for use w/ concealed vertical rods, W lever, unhanded, black chromium finish, for use with KPB adapter | 1 |  | 1 Year | 781.5 | 0.15 | 664.275
34553 | Salto | AB650W00NEP8--K | XS4 ANSI electronic wire-free SVN BLE / Mifare / DESFire half escutcheon for use w/ concealed vertical rods, with keypad, W lever, unhanded, black chromium finish, for use with KPB adapter | 1 |  | 1 Year | 844.35 | 0.15 | 717.6975
34554 | Salto | AB650W00NEP8-W- | XS4 ANSI electronic RF wireless SVN BLE / Mifare / DESFire half escutcheon for use w/ concealed vertical rods, W lever, unhanded, black chromium finish, for use with KPB adapter | 1 |  | 1 Year | 873.5 | 0.15 | 742.475
34555 | Salto | AB650W00NEP8-WK | XS4 ANSI electronic RF wireless SVN BLE / Mifare / DESFire half escutcheon for use w/ concealed vertical rods, with keypad, W lever, unhanded, black chromium finish, for use with KPB adapter | 1 |  | 1 Year | 1029.55 | 0.15 | 875.1175
34556 | Salto | AB650W00PMH8--- | XS4 ANSI electronic wire-free SVN BLE / Mifare / DESFire half escutcheon, W lever, unhanded, satin brass finish, for use with KPB adapter | 1 |  | 1 Year | 746.8 | 0.15 | 634.78
34557 | Salto | AB650W00PMH8--K | XS4 ANSI electronic wire-free SVN BLE / Mifare / DESFire half escutcheon, with keypad, W lever, unhanded, satin brass finish, for use with KPB adapter | 1 |  | 1 Year | 809.65 | 0.15 | 688.2025
34558 | Salto | AB650W00PMH8-W- | XS4 ANSI electronic RF wireless SVN BLE / Mifare / DESFire half escutcheon, W lever, unhanded, satin brass finish, for use with KPB adapter | 1 |  | 1 Year | 838.8 | 0.15 | 712.98
34559 | Salto | AB650W00PMH8-WK | XS4 ANSI electronic RF wireless SVN BLE / Mifare / DESFire half escutcheon, with keypad, W lever, unhanded, satin brass finish, for use with KPB adapter | 1 |  | 1 Year | 994.85 | 0.15 | 845.6225
34560 | Salto | AB650W00PMP7--- | XS4 ANSI electronic wire-free SVN BLE / Mifare / DESFire half escutcheon for use w/ concealed vertical rods, W lever, unhanded, satin brass finish, for use with KPB adapter | 1 |  | 1 Year | 746.8 | 0.15 | 634.78
34561 | Salto | AB650W00PMP7--K | XS4 ANSI electronic wire-free SVN BLE / Mifare / DESFire half escutcheon for use w/ concealed vertical rods, with keypad, W lever, unhanded, satin brass finish, for use with KPB adapter | 1 |  | 1 Year | 809.65 | 0.15 | 688.2025
34562 | Salto | AB650W00PMP7-W- | XS4 ANSI electronic RF wireless SVN BLE / Mifare / DESFire half escutcheon for use w/ concealed vertical rods, W lever, unhanded, satin brass finish, for use with KPB adapter | 1 |  | 1 Year | 838.8 | 0.15 | 712.98
34563 | Salto | AB650W00PMP7-WK | XS4 ANSI electronic RF wireless SVN BLE / Mifare / DESFire half escutcheon for use w/ concealed vertical rods, with keypad, W lever, unhanded, satin brass finish, for use with KPB adapter | 1 |  | 1 Year | 994.85 | 0.15 | 845.6225
34564 | Salto | AB650W00PMP8--- | XS4 ANSI electronic wire-free SVN BLE / Mifare / DESFire half escutcheon for use w/ concealed vertical rods, W lever, unhanded, satin brass finish, for use with KPB adapter | 1 |  | 1 Year | 746.8 | 0.15 | 634.78
34565 | Salto | AB650W00PMP8--K | XS4 ANSI electronic wire-free SVN BLE / Mifare / DESFire half escutcheon for use w/ concealed vertical rods, with keypad, W lever, unhanded, satin brass finish, for use with KPB adapter | 1 |  | 1 Year | 809.65 | 0.15 | 688.2025
34566 | Salto | AB650W00PMP8-W- | XS4 ANSI electronic RF wireless SVN BLE / Mifare / DESFire half escutcheon for use w/ concealed vertical rods, W lever, unhanded, satin brass finish, for use with KPB adapter | 1 |  | 1 Year | 838.8 | 0.15 | 712.98
34567 | Salto | AB650W00PMP8-WK | XS4 ANSI electronic RF wireless SVN BLE / Mifare / DESFire half escutcheon for use w/ concealed vertical rods, with keypad, W lever, unhanded, satin brass finish, for use with KPB adapter | 1 |  | 1 Year | 994.85 | 0.15 | 845.6225
34568 | Salto | AB650W00PPH8--- | XS4 ANSI electronic wire-free SVN BLE / Mifare / DESFire half escutcheon, W lever, unhanded, bright brass finish, for use with KPB adapter | 1 |  | 1 Year | 763.1 | 0.15 | 648.635
34569 | Salto | AB650W00PPH8--K | XS4 ANSI electronic wire-free SVN BLE / Mifare / DESFire half escutcheon, with keypad, W lever, unhanded, bright brass finish, for use with KPB adapter | 1 |  | 1 Year | 825.95 | 0.15 | 702.0575
34570 | Salto | AB650W00PPH8-W- | XS4 ANSI electronic RF wireless SVN BLE / Mifare / DESFire half escutcheon, W lever, unhanded, bright brass finish, for use with KPB adapter | 1 |  | 1 Year | 855.1 | 0.15 | 726.835
34571 | Salto | AB650W00PPH8-WK | XS4 ANSI electronic RF wireless SVN BLE / Mifare / DESFire half escutcheon, with keypad, W lever, unhanded, bright brass finish, for use with KPB adapter | 1 |  | 1 Year | 1011.15 | 0.15 | 859.4775
34572 | Salto | AB650W00PPP7--- | XS4 ANSI electronic wire-free SVN BLE / Mifare / DESFire half escutcheon for use w/ concealed vertical rods, W lever, unhanded, bright brass finish, for use with KPB adapter | 1 |  | 1 Year | 763.1 | 0.15 | 648.635
34573 | Salto | AB650W00PPP7--K | XS4 ANSI electronic wire-free SVN BLE / Mifare / DESFire half escutcheon for use w/ concealed vertical rods, with keypad, W lever, unhanded, bright brass finish, for use with KPB adapter | 1 |  | 1 Year | 825.95 | 0.15 | 702.0575
34574 | Salto | AB650W00PPP7-W- | XS4 ANSI electronic RF wireless SVN BLE / Mifare / DESFire half escutcheon for use w/ concealed vertical rods, W lever, unhanded, bright brass finish, for use with KPB adapter | 1 |  | 1 Year | 855.1 | 0.15 | 726.835
34575 | Salto | AB650W00PPP7-WK | XS4 ANSI electronic RF wireless SVN BLE / Mifare / DESFire half escutcheon for use w/ concealed vertical rods, with keypad, W lever, unhanded, bright brass finish, for use with KPB adapter | 1 |  | 1 Year | 1011.15 | 0.15 | 859.4775
34576 | Salto | AB650W00PPP8--- | XS4 ANSI electronic wire-free SVN BLE / Mifare / DESFire half escutcheon for use w/ concealed vertical rods, W lever, unhanded, bright brass finish, for use with KPB adapter | 1 |  | 1 Year | 763.1 | 0.15 | 648.635
34577 | Salto | AB650W00PPP8--K | XS4 ANSI electronic wire-free SVN BLE / Mifare / DESFire half escutcheon for use w/ concealed vertical rods, with keypad, W lever, unhanded, bright brass finish, for use with KPB adapter | 1 |  | 1 Year | 825.95 | 0.15 | 702.0575
34578 | Salto | AB650W00PPP8-W- | XS4 ANSI electronic RF wireless SVN BLE / Mifare / DESFire half escutcheon for use w/ concealed vertical rods, W lever, unhanded, bright brass finish, for use with KPB adapter | 1 |  | 1 Year | 855.1 | 0.15 | 726.835
34579 | Salto | AB650W00PPP8-WK | XS4 ANSI electronic RF wireless SVN BLE / Mifare / DESFire half escutcheon for use w/ concealed vertical rods, with keypad, W lever, unhanded, bright brass finish, for use with KPB adapter | 1 |  | 1 Year | 1011.15 | 0.15 | 859.4775
34580 | Salto | AB660200IMH8--- | XS4 ANSI electronic wire-free SVN BLE / Mifare / DESFire w/ key override, half escutcheon, Columbo Robodue premium series lever, unhanded, satin stainless finish, for use with KPB adapter | 1 |  | 1 Year | 792.7 | 0.15 | 673.795
34581 | Salto | AB660200IMH8--K | XS4 ANSI electronic wire-free SVN BLE / Mifare / DESFire w/ key override, half escutcheon, with keypad, Columbo Robodue premium series lever, unhanded, satin stainless finish, for use with KPB adapter | 1 |  | 1 Year | 855.55 | 0.15 | 727.2175
34582 | Salto | AB660200IMH8-W- | XS4 ANSI electronic RF wireless SVN BLE / Mifare / DESFire w/ key override, half escutcheon, Columbo Robodue premium series lever, unhanded, satin stainless finish, for use with KPB adapter | 1 |  | 1 Year | 884.7 | 0.15 | 751.995
34583 | Salto | AB660200IMH8-WK | XS4 ANSI electronic RF wireless SVN BLE / Mifare / DESFire w/ key override, half escutcheon, with keypad, Columbo Robodue premium series lever, unhanded, satin stainless finish, for use with KPB adapter | 1 |  | 1 Year | 1040.75 | 0.15 | 884.6375
34584 | Salto | AB660200IMP7--- | XS4 ANSI electronic wire-free SVN BLE / Mifare / DESFire w/ key override, half escutcheon for use w/ concealed vertical rods, Columbo Robodue premium series lever, unhanded, satin stainless finish, for use with KPB adapter | 1 |  | 1 Year | 792.7 | 0.15 | 673.795
34585 | Salto | AB660200IMP7--K | XS4 ANSI electronic wire-free SVN BLE / Mifare / DESFire w/ key override, half escutcheon for use w/ concealed vertical rods, with keypad, Columbo Robodue premium series lever, unhanded, satin stainless finish, for use with KPB adapter | 1 |  | 1 Year | 855.55 | 0.15 | 727.2175
34586 | Salto | AB660200IMP7-W- | XS4 ANSI electronic RF wireless SVN BLE / Mifare / DESFire w/ key override, half escutcheon for use w/ concealed vertical rods, Columbo Robodue premium series lever, unhanded, satin stainless finish, for use with KPB adapter | 1 |  | 1 Year | 884.7 | 0.15 | 751.995
34587 | Salto | AB660200IMP7-WK | XS4 ANSI electronic RF wireless SVN BLE / Mifare / DESFire w/ key override, half escutcheon for use w/ concealed vertical rods, with keypad, Columbo Robodue premium series lever, unhanded, satin stainless finish, for use with KPB adapter | 1 |  | 1 Year | 1040.75 | 0.15 | 884.6375
34588 | Salto | AB660200IMP8--- | XS4 ANSI electronic wire-free SVN BLE / Mifare / DESFire w/ key override, half escutcheon for use w/ concealed vertical rods, Columbo Robodue premium series lever, unhanded, satin stainless finish, for use with KPB adapter | 1 |  | 1 Year | 792.7 | 0.15 | 673.795
34589 | Salto | AB660200IMP8--K | XS4 ANSI electronic wire-free SVN BLE / Mifare / DESFire w/ key override, half escutcheon for use w/ concealed vertical rods, with keypad, Columbo Robodue premium series lever, unhanded, satin stainless finish, for use with KPB adapter | 1 |  | 1 Year | 855.55 | 0.15 | 727.2175
34590 | Salto | AB660200IMP8-W- | XS4 ANSI electronic RF wireless SVN BLE / Mifare / DESFire w/ key override, half escutcheon for use w/ concealed vertical rods, Columbo Robodue premium series lever, unhanded, satin stainless finish, for use with KPB adapter | 1 |  | 1 Year | 884.7 | 0.15 | 751.995
34591 | Salto | AB660200IMP8-WK | XS4 ANSI electronic RF wireless SVN BLE / Mifare / DESFire w/ key override, half escutcheon for use w/ concealed vertical rods, with keypad, Columbo Robodue premium series lever, unhanded, satin stainless finish, for use with KPB adapter | 1 |  | 1 Year | 1040.75 | 0.15 | 884.6375
34592 | Salto | AB660200IPH8--- | XS4 ANSI electronic wire-free SVN BLE / Mifare / DESFire w/ key override, half escutcheon, Columbo Robodue premium series lever, unhanded, bright stainless steel finish, for use with KPB adapter | 1 |  | 1 Year | 809 | 0.15 | 687.65
34593 | Salto | AB660200IPH8--K | XS4 ANSI electronic wire-free SVN BLE / Mifare / DESFire w/ key override, half escutcheon, with keypad, Columbo Robodue premium series lever, unhanded, bright stainless steel finish, for use with KPB adapter | 1 |  | 1 Year | 871.85 | 0.15 | 741.0725
34594 | Salto | AB660200IPH8-W- | XS4 ANSI electronic RF wireless SVN BLE / Mifare / DESFire w/ key override, half escutcheon, Columbo Robodue premium series lever, unhanded, bright stainless steel finish, for use with KPB adapter | 1 |  | 1 Year | 901 | 0.15 | 765.85
34595 | Salto | AB660200IPH8-WK | XS4 ANSI electronic RF wireless SVN BLE / Mifare / DESFire w/ key override, half escutcheon, with keypad, Columbo Robodue premium series lever, unhanded, bright stainless steel finish, for use with KPB adapter | 1 |  | 1 Year | 1057.05 | 0.15 | 898.4925
34596 | Salto | AB660200IPP7--- | XS4 ANSI electronic wire-free SVN BLE / Mifare / DESFire w/ key override, half escutcheon for use w/ concealed vertical rods, Columbo Robodue premium series lever, unhanded, bright stainless steel finish, for use with KPB adapter | 1 |  | 1 Year | 809 | 0.15 | 687.65
34597 | Salto | AB660200IPP7--K | XS4 ANSI electronic wire-free SVN BLE / Mifare / DESFire w/ key override, half escutcheon for use w/ concealed vertical rods, with keypad, Columbo Robodue premium series lever, unhanded, bright stainless steel finish, for use with KPB adapter | 1 |  | 1 Year | 871.85 | 0.15 | 741.0725
34598 | Salto | AB660200IPP7-W- | XS4 ANSI electronic RF wireless SVN BLE / Mifare / DESFire w/ key override, half escutcheon for use w/ concealed vertical rods, Columbo Robodue premium series lever, unhanded, bright stainless steel finish, for use with KPB adapter | 1 |  | 1 Year | 901 | 0.15 | 765.85
34599 | Salto | AB660200IPP7-WK | XS4 ANSI electronic RF wireless SVN BLE / Mifare / DESFire w/ key override, half escutcheon for use w/ concealed vertical rods, with keypad, Columbo Robodue premium series lever, unhanded, bright stainless steel finish, for use with KPB adapter | 1 |  | 1 Year | 1057.05 | 0.15 | 898.4925
34600 | Salto | AB660200IPP8--- | XS4 ANSI electronic wire-free SVN BLE / Mifare / DESFire w/ key override, half escutcheon for use w/ concealed vertical rods, Columbo Robodue premium series lever, unhanded, bright stainless steel finish, for use with KPB adapter | 1 |  | 1 Year | 809 | 0.15 | 687.65
34601 | Salto | AB660200IPP8--K | XS4 ANSI electronic wire-free SVN BLE / Mifare / DESFire w/ key override, half escutcheon for use w/ concealed vertical rods, with keypad, Columbo Robodue premium series lever, unhanded, bright stainless steel finish, for use with KPB adapter | 1 |  | 1 Year | 871.85 | 0.15 | 741.0725
34602 | Salto | AB660200IPP8-W- | XS4 ANSI electronic RF wireless SVN BLE / Mifare / DESFire w/ key override, half escutcheon for use w/ concealed vertical rods, Columbo Robodue premium series lever, unhanded, bright stainless steel finish, for use with KPB adapter | 1 |  | 1 Year | 901 | 0.15 | 765.85
34603 | Salto | AB660200IPP8-WK | XS4 ANSI electronic RF wireless SVN BLE / Mifare / DESFire w/ key override, half escutcheon for use w/ concealed vertical rods, with keypad, Columbo Robodue premium series lever, unhanded, bright stainless steel finish, for use with KPB adapter | 1 |  | 1 Year | 1057.05 | 0.15 | 898.4925
34604 | Salto | AB660200PPH8--- | XS4 ANSI electronic wire-free SVN BLE / Mifare / DESFire w/ key override, half escutcheon, Columbo Robodue premium series lever, unhanded, bright brass finish, for use with KPB adapter | 1 |  | 1 Year | 809 | 0.15 | 687.65
34605 | Salto | AB660200PPH8--K | XS4 ANSI electronic wire-free SVN BLE / Mifare / DESFire w/ key override, half escutcheon, with keypad, Columbo Robodue premium series lever, unhanded, bright brass finish, for use with KPB adapter | 1 |  | 1 Year | 871.85 | 0.15 | 741.0725
34606 | Salto | AB660200PPH8-W- | XS4 ANSI electronic RF wireless SVN BLE / Mifare / DESFire w/ key override, half escutcheon, Columbo Robodue premium series lever, unhanded, bright brass finish, for use with KPB adapter | 1 |  | 1 Year | 901 | 0.15 | 765.85
34607 | Salto | AB660200PPH8-WK | XS4 ANSI electronic RF wireless SVN BLE / Mifare / DESFire w/ key override, half escutcheon, with keypad, Columbo Robodue premium series lever, unhanded, bright brass finish, for use with KPB adapter | 1 |  | 1 Year | 1057.05 | 0.15 | 898.4925
34608 | Salto | AB660200PPP7--- | XS4 ANSI electronic wire-free SVN BLE / Mifare / DESFire w/ key override, half escutcheon for use w/ concealed vertical rods, Columbo Robodue premium series lever, unhanded, bright brass finish, for use with KPB adapter | 1 |  | 1 Year | 809 | 0.15 | 687.65
34609 | Salto | AB660200PPP7--K | XS4 ANSI electronic wire-free SVN BLE / Mifare / DESFire w/ key override, half escutcheon for use w/ concealed vertical rods, with keypad, Columbo Robodue premium series lever, unhanded, bright brass finish, for use with KPB adapter | 1 |  | 1 Year | 871.85 | 0.15 | 741.0725
34610 | Salto | AB660200PPP7-W- | XS4 ANSI electronic RF wireless SVN BLE / Mifare / DESFire w/ key override, half escutcheon for use w/ concealed vertical rods, Columbo Robodue premium series lever, unhanded, bright brass finish, for use with KPB adapter | 1 |  | 1 Year | 901 | 0.15 | 765.85
34611 | Salto | AB660200PPP7-WK | XS4 ANSI electronic RF wireless SVN BLE / Mifare / DESFire w/ key override, half escutcheon for use w/ concealed vertical rods, with keypad, Columbo Robodue premium series lever, unhanded, bright brass finish, for use with KPB adapter | 1 |  | 1 Year | 1057.05 | 0.15 | 898.4925
34612 | Salto | AB660200PPP8--- | XS4 ANSI electronic wire-free SVN BLE / Mifare / DESFire w/ key override, half escutcheon for use w/ concealed vertical rods, Columbo Robodue premium series lever, unhanded, bright brass finish, for use with KPB adapter | 1 |  | 1 Year | 809 | 0.15 | 687.65
34613 | Salto | AB660200PPP8--K | XS4 ANSI electronic wire-free SVN BLE / Mifare / DESFire w/ key override, half escutcheon for use w/ concealed vertical rods, with keypad, Columbo Robodue premium series lever, unhanded, bright brass finish, for use with KPB adapter | 1 |  | 1 Year | 871.85 | 0.15 | 741.0725
34614 | Salto | AB660200PPP8-W- | XS4 ANSI electronic RF wireless SVN BLE / Mifare / DESFire w/ key override, half escutcheon for use w/ concealed vertical rods, Columbo Robodue premium series lever, unhanded, bright brass finish, for use with KPB adapter | 1 |  | 1 Year | 901 | 0.15 | 765.85
34615 | Salto | AB660200PPP8-WK | XS4 ANSI electronic RF wireless SVN BLE / Mifare / DESFire w/ key override, half escutcheon for use w/ concealed vertical rods, with keypad, Columbo Robodue premium series lever, unhanded, bright brass finish, for use with KPB adapter | 1 |  | 1 Year | 1057.05 | 0.15 | 898.4925
34616 | Salto | AB660300IMH8--- | XS4 ANSI electronic wire-free SVN BLE / Mifare / DESFire w/ key override, half escutcheon, Columbo Robotre premium series lever, unhanded, satin stainless finish, for use with KPB adapter | 1 |  | 1 Year | 792.7 | 0.15 | 673.795
34617 | Salto | AB660300IMH8--K | XS4 ANSI electronic wire-free SVN BLE / Mifare / DESFire w/ key override, half escutcheon, with keypad, Columbo Robotre premium series lever, unhanded, satin stainless finish, for use with KPB adapter | 1 |  | 1 Year | 855.55 | 0.15 | 727.2175
34618 | Salto | AB660300IMH8-W- | XS4 ANSI electronic RF wireless SVN BLE / Mifare / DESFire w/ key override, half escutcheon, Columbo Robotre premium series lever, unhanded, satin stainless finish, for use with KPB adapter | 1 |  | 1 Year | 884.7 | 0.15 | 751.995
34619 | Salto | AB660300IMH8-WK | XS4 ANSI electronic RF wireless SVN BLE / Mifare / DESFire w/ key override, half escutcheon, with keypad, Columbo Robotre premium series lever, unhanded, satin stainless finish, for use with KPB adapter | 1 |  | 1 Year | 1040.75 | 0.15 | 884.6375
34620 | Salto | AB660300IMP7--- | XS4 ANSI electronic wire-free SVN BLE / Mifare / DESFire w/ key override, half escutcheon for use w/ concealed vertical rods, Columbo Robotre premium series lever, unhanded, satin stainless finish, for use with KPB adapter | 1 |  | 1 Year | 792.7 | 0.15 | 673.795
34621 | Salto | AB660300IMP7--K | XS4 ANSI electronic wire-free SVN BLE / Mifare / DESFire w/ key override, half escutcheon for use w/ concealed vertical rods, with keypad, Columbo Robotre premium series lever, unhanded, satin stainless finish, for use with KPB adapter | 1 |  | 1 Year | 855.55 | 0.15 | 727.2175
34622 | Salto | AB660300IMP7-W- | XS4 ANSI electronic RF wireless SVN BLE / Mifare / DESFire w/ key override, half escutcheon for use w/ concealed vertical rods, Columbo Robotre premium series lever, unhanded, satin stainless finish, for use with KPB adapter | 1 |  | 1 Year | 884.7 | 0.15 | 751.995
34623 | Salto | AB660300IMP7-WK | XS4 ANSI electronic RF wireless SVN BLE / Mifare / DESFire w/ key override, half escutcheon for use w/ concealed vertical rods, with keypad, Columbo Robotre premium series lever, unhanded, satin stainless finish, for use with KPB adapter | 1 |  | 1 Year | 1040.75 | 0.15 | 884.6375
34624 | Salto | AB660300IMP8--- | XS4 ANSI electronic wire-free SVN BLE / Mifare / DESFire w/ key override, half escutcheon for use w/ concealed vertical rods, Columbo Robotre premium series lever, unhanded, satin stainless finish, for use with KPB adapter | 1 |  | 1 Year | 792.7 | 0.15 | 673.795
34625 | Salto | AB660300IMP8--K | XS4 ANSI electronic wire-free SVN BLE / Mifare / DESFire w/ key override, half escutcheon for use w/ concealed vertical rods, with keypad, Columbo Robotre premium series lever, unhanded, satin stainless finish, for use with KPB adapter | 1 |  | 1 Year | 855.55 | 0.15 | 727.2175
34626 | Salto | AB660300IMP8-W- | XS4 ANSI electronic RF wireless SVN BLE / Mifare / DESFire w/ key override, half escutcheon for use w/ concealed vertical rods, Columbo Robotre premium series lever, unhanded, satin stainless finish, for use with KPB adapter | 1 |  | 1 Year | 884.7 | 0.15 | 751.995
34627 | Salto | AB660300IMP8-WK | XS4 ANSI electronic RF wireless SVN BLE / Mifare / DESFire w/ key override, half escutcheon for use w/ concealed vertical rods, with keypad, Columbo Robotre premium series lever, unhanded, satin stainless finish, for use with KPB adapter | 1 |  | 1 Year | 1040.75 | 0.15 | 884.6375
34628 | Salto | AB660300IPH8--- | XS4 ANSI electronic wire-free SVN BLE / Mifare / DESFire w/ key override, half escutcheon, Columbo Robotre premium series lever, unhanded, bright stainless steel finish, for use with KPB adapter | 1 |  | 1 Year | 809 | 0.15 | 687.65
34629 | Salto | AB660300IPH8--K | XS4 ANSI electronic wire-free SVN BLE / Mifare / DESFire w/ key override, half escutcheon, with keypad, Columbo Robotre premium series lever, unhanded, bright stainless steel finish, for use with KPB adapter | 1 |  | 1 Year | 871.85 | 0.15 | 741.0725
34630 | Salto | AB660300IPH8-W- | XS4 ANSI electronic RF wireless SVN BLE / Mifare / DESFire w/ key override, half escutcheon, Columbo Robotre premium series lever, unhanded, bright stainless steel finish, for use with KPB adapter | 1 |  | 1 Year | 901 | 0.15 | 765.85
34631 | Salto | AB660300IPH8-WK | XS4 ANSI electronic RF wireless SVN BLE / Mifare / DESFire w/ key override, half escutcheon, with keypad, Columbo Robotre premium series lever, unhanded, bright stainless steel finish, for use with KPB adapter | 1 |  | 1 Year | 1057.05 | 0.15 | 898.4925
34632 | Salto | AB660300IPP7--- | XS4 ANSI electronic wire-free SVN BLE / Mifare / DESFire w/ key override, half escutcheon for use w/ concealed vertical rods, Columbo Robotre premium series lever, unhanded, bright stainless steel finish, for use with KPB adapter | 1 |  | 1 Year | 809 | 0.15 | 687.65
34633 | Salto | AB660300IPP7--K | XS4 ANSI electronic wire-free SVN BLE / Mifare / DESFire w/ key override, half escutcheon for use w/ concealed vertical rods, with keypad, Columbo Robotre premium series lever, unhanded, bright stainless steel finish, for use with KPB adapter | 1 |  | 1 Year | 871.85 | 0.15 | 741.0725
34634 | Salto | AB660300IPP7-W- | XS4 ANSI electronic RF wireless SVN BLE / Mifare / DESFire w/ key override, half escutcheon for use w/ concealed vertical rods, Columbo Robotre premium series lever, unhanded, bright stainless steel finish, for use with KPB adapter | 1 |  | 1 Year | 901 | 0.15 | 765.85
34635 | Salto | AB660300IPP7-WK | XS4 ANSI electronic RF wireless SVN BLE / Mifare / DESFire w/ key override, half escutcheon for use w/ concealed vertical rods, with keypad, Columbo Robotre premium series lever, unhanded, bright stainless steel finish, for use with KPB adapter | 1 |  | 1 Year | 1057.05 | 0.15 | 898.4925
34636 | Salto | AB660300IPP8--- | XS4 ANSI electronic wire-free SVN BLE / Mifare / DESFire w/ key override, half escutcheon for use w/ concealed vertical rods, Columbo Robotre premium series lever, unhanded, bright stainless steel finish, for use with KPB adapter | 1 |  | 1 Year | 809 | 0.15 | 687.65
34637 | Salto | AB660300IPP8--K | XS4 ANSI electronic wire-free SVN BLE / Mifare / DESFire w/ key override, half escutcheon for use w/ concealed vertical rods, with keypad, Columbo Robotre premium series lever, unhanded, bright stainless steel finish, for use with KPB adapter | 1 |  | 1 Year | 871.85 | 0.15 | 741.0725
34638 | Salto | AB660300IPP8-W- | XS4 ANSI electronic RF wireless SVN BLE / Mifare / DESFire w/ key override, half escutcheon for use w/ concealed vertical rods, Columbo Robotre premium series lever, unhanded, bright stainless steel finish, for use with KPB adapter | 1 |  | 1 Year | 901 | 0.15 | 765.85
34639 | Salto | AB660300IPP8-WK | XS4 ANSI electronic RF wireless SVN BLE / Mifare / DESFire w/ key override, half escutcheon for use w/ concealed vertical rods, with keypad, Columbo Robotre premium series lever, unhanded, bright stainless steel finish, for use with KPB adapter | 1 |  | 1 Year | 1057.05 | 0.15 | 898.4925
34640 | Salto | AB660300PPH8--- | XS4 ANSI electronic wire-free SVN BLE / Mifare / DESFire w/ key override, half escutcheon, Columbo Robotre premium series lever, unhanded, bright brass finish, for use with KPB adapter | 1 |  | 1 Year | 809 | 0.15 | 687.65
34641 | Salto | AB660300PPH8--K | XS4 ANSI electronic wire-free SVN BLE / Mifare / DESFire w/ key override, half escutcheon, with keypad, Columbo Robotre premium series lever, unhanded, bright brass finish, for use with KPB adapter | 1 |  | 1 Year | 871.85 | 0.15 | 741.0725
34642 | Salto | AB660300PPH8-W- | XS4 ANSI electronic RF wireless SVN BLE / Mifare / DESFire w/ key override, half escutcheon, Columbo Robotre premium series lever, unhanded, bright brass finish, for use with KPB adapter | 1 |  | 1 Year | 901 | 0.15 | 765.85
34643 | Salto | AB660300PPH8-WK | XS4 ANSI electronic RF wireless SVN BLE / Mifare / DESFire w/ key override, half escutcheon, with keypad, Columbo Robotre premium series lever, unhanded, bright brass finish, for use with KPB adapter | 1 |  | 1 Year | 1057.05 | 0.15 | 898.4925
34644 | Salto | AB660300PPP7--- | XS4 ANSI electronic wire-free SVN BLE / Mifare / DESFire w/ key override, half escutcheon for use w/ concealed vertical rods, Columbo Robotre premium series lever, unhanded, bright brass finish, for use with KPB adapter | 1 |  | 1 Year | 809 | 0.15 | 687.65
34645 | Salto | AB660300PPP7--K | XS4 ANSI electronic wire-free SVN BLE / Mifare / DESFire w/ key override, half escutcheon for use w/ concealed vertical rods, with keypad, Columbo Robotre premium series lever, unhanded, bright brass finish, for use with KPB adapter | 1 |  | 1 Year | 871.85 | 0.15 | 741.0725
34646 | Salto | AB660300PPP7-W- | XS4 ANSI electronic RF wireless SVN BLE / Mifare / DESFire w/ key override, half escutcheon for use w/ concealed vertical rods, Columbo Robotre premium series lever, unhanded, bright brass finish, for use with KPB adapter | 1 |  | 1 Year | 901 | 0.15 | 765.85
34647 | Salto | AB660300PPP7-WK | XS4 ANSI electronic RF wireless SVN BLE / Mifare / DESFire w/ key override, half escutcheon for use w/ concealed vertical rods, with keypad, Columbo Robotre premium series lever, unhanded, bright brass finish, for use with KPB adapter | 1 |  | 1 Year | 1057.05 | 0.15 | 898.4925
34648 | Salto | AB660300PPP8--- | XS4 ANSI electronic wire-free SVN BLE / Mifare / DESFire w/ key override, half escutcheon for use w/ concealed vertical rods, Columbo Robotre premium series lever, unhanded, bright brass finish, for use with KPB adapter | 1 |  | 1 Year | 809 | 0.15 | 687.65
34649 | Salto | AB660300PPP8--K | XS4 ANSI electronic wire-free SVN BLE / Mifare / DESFire w/ key override, half escutcheon for use w/ concealed vertical rods, with keypad, Columbo Robotre premium series lever, unhanded, bright brass finish, for use with KPB adapter | 1 |  | 1 Year | 871.85 | 0.15 | 741.0725
34650 | Salto | AB660300PPP8-W- | XS4 ANSI electronic RF wireless SVN BLE / Mifare / DESFire w/ key override, half escutcheon for use w/ concealed vertical rods, Columbo Robotre premium series lever, unhanded, bright brass finish, for use with KPB adapter | 1 |  | 1 Year | 901 | 0.15 | 765.85
34651 | Salto | AB660300PPP8-WK | XS4 ANSI electronic RF wireless SVN BLE / Mifare / DESFire w/ key override, half escutcheon for use w/ concealed vertical rods, with keypad, Columbo Robotre premium series lever, unhanded, bright brass finish, for use with KPB adapter | 1 |  | 1 Year | 1057.05 | 0.15 | 898.4925
34652 | Salto | AB660400IMH8--- | XS4 ANSI electronic wire-free SVN BLE / Mifare / DESFire w/ key override, half escutcheon, Columbo Roboquattro premium series lever, unhanded, satin stainless finish, for use with KPB adapter | 1 |  | 1 Year | 792.7 | 0.15 | 673.795
34653 | Salto | AB660400IMH8--K | XS4 ANSI electronic wire-free SVN BLE / Mifare / DESFire w/ key override, half escutcheon, with keypad, Columbo Roboquattro premium series lever, unhanded, satin stainless finish, for use with KPB adapter | 1 |  | 1 Year | 855.55 | 0.15 | 727.2175
34654 | Salto | AB660400IMH8-W- | XS4 ANSI electronic RF wireless SVN BLE / Mifare / DESFire w/ key override, half escutcheon, Columbo Roboquattro premium series lever, unhanded, satin stainless finish, for use with KPB adapter | 1 |  | 1 Year | 884.7 | 0.15 | 751.995
34655 | Salto | AB660400IMH8-WK | XS4 ANSI electronic RF wireless SVN BLE / Mifare / DESFire w/ key override, half escutcheon, with keypad, Columbo Roboquattro premium series lever, unhanded, satin stainless finish, for use with KPB adapter | 1 |  | 1 Year | 1040.75 | 0.15 | 884.6375
34656 | Salto | AB660400IMP7--- | XS4 ANSI electronic wire-free SVN BLE / Mifare / DESFire w/ key override, half escutcheon for use w/ concealed vertical rods, Columbo Roboquattro premium series lever, unhanded, satin stainless finish, for use with KPB adapter | 1 |  | 1 Year | 792.7 | 0.15 | 673.795
34657 | Salto | AB660400IMP7--K | XS4 ANSI electronic wire-free SVN BLE / Mifare / DESFire w/ key override, half escutcheon for use w/ concealed vertical rods, with keypad, Columbo Roboquattro premium series lever, unhanded, satin stainless finish, for use with KPB adapter | 1 |  | 1 Year | 855.55 | 0.15 | 727.2175
34658 | Salto | AB660400IMP7-W- | XS4 ANSI electronic RF wireless SVN BLE / Mifare / DESFire w/ key override, half escutcheon for use w/ concealed vertical rods, Columbo Roboquattro premium series lever, unhanded, satin stainless finish, for use with KPB adapter | 1 |  | 1 Year | 884.7 | 0.15 | 751.995
34659 | Salto | AB660400IMP7-WK | XS4 ANSI electronic RF wireless SVN BLE / Mifare / DESFire w/ key override, half escutcheon for use w/ concealed vertical rods, with keypad, Columbo Roboquattro premium series lever, unhanded, satin stainless finish, for use with KPB adapter | 1 |  | 1 Year | 1040.75 | 0.15 | 884.6375
34660 | Salto | AB660400IMP8--- | XS4 ANSI electronic wire-free SVN BLE / Mifare / DESFire w/ key override, half escutcheon for use w/ concealed vertical rods, Columbo Roboquattro premium series lever, unhanded, satin stainless finish, for use with KPB adapter | 1 |  | 1 Year | 792.7 | 0.15 | 673.795
34661 | Salto | AB660400IMP8--K | XS4 ANSI electronic wire-free SVN BLE / Mifare / DESFire w/ key override, half escutcheon for use w/ concealed vertical rods, with keypad, Columbo Roboquattro premium series lever, unhanded, satin stainless finish, for use with KPB adapter | 1 |  | 1 Year | 855.55 | 0.15 | 727.2175
34662 | Salto | AB660400IMP8-W- | XS4 ANSI electronic RF wireless SVN BLE / Mifare / DESFire w/ key override, half escutcheon for use w/ concealed vertical rods, Columbo Roboquattro premium series lever, unhanded, satin stainless finish, for use with KPB adapter | 1 |  | 1 Year | 884.7 | 0.15 | 751.995
34663 | Salto | AB660400IMP8-WK | XS4 ANSI electronic RF wireless SVN BLE / Mifare / DESFire w/ key override, half escutcheon for use w/ concealed vertical rods, with keypad, Columbo Roboquattro premium series lever, unhanded, satin stainless finish, for use with KPB adapter | 1 |  | 1 Year | 1040.75 | 0.15 | 884.6375
34664 | Salto | AB660400IPH8--- | XS4 ANSI electronic wire-free SVN BLE / Mifare / DESFire w/ key override, half escutcheon, Columbo Roboquattro premium series lever, unhanded, bright stainless steel finish, for use with KPB adapter | 1 |  | 1 Year | 809 | 0.15 | 687.65
34665 | Salto | AB660400IPH8--K | XS4 ANSI electronic wire-free SVN BLE / Mifare / DESFire w/ key override, half escutcheon, with keypad, Columbo Roboquattro premium series lever, unhanded, bright stainless steel finish, for use with KPB adapter | 1 |  | 1 Year | 871.85 | 0.15 | 741.0725
34666 | Salto | AB660400IPH8-W- | XS4 ANSI electronic RF wireless SVN BLE / Mifare / DESFire w/ key override, half escutcheon, Columbo Roboquattro premium series lever, unhanded, bright stainless steel finish, for use with KPB adapter | 1 |  | 1 Year | 901 | 0.15 | 765.85
34667 | Salto | AB660400IPH8-WK | XS4 ANSI electronic RF wireless SVN BLE / Mifare / DESFire w/ key override, half escutcheon, with keypad, Columbo Roboquattro premium series lever, unhanded, bright stainless steel finish, for use with KPB adapter | 1 |  | 1 Year | 1057.05 | 0.15 | 898.4925
34668 | Salto | AB660400IPP7--- | XS4 ANSI electronic wire-free SVN BLE / Mifare / DESFire w/ key override, half escutcheon for use w/ concealed vertical rods, Columbo Roboquattro premium series lever, unhanded, bright stainless steel finish, for use with KPB adapter | 1 |  | 1 Year | 809 | 0.15 | 687.65
34669 | Salto | AB660400IPP7--K | XS4 ANSI electronic wire-free SVN BLE / Mifare / DESFire w/ key override, half escutcheon for use w/ concealed vertical rods, with keypad, Columbo Roboquattro premium series lever, unhanded, bright stainless steel finish, for use with KPB adapter | 1 |  | 1 Year | 871.85 | 0.15 | 741.0725
34670 | Salto | AB660400IPP7-W- | XS4 ANSI electronic RF wireless SVN BLE / Mifare / DESFire w/ key override, half escutcheon for use w/ concealed vertical rods, Columbo Roboquattro premium series lever, unhanded, bright stainless steel finish, for use with KPB adapter | 1 |  | 1 Year | 901 | 0.15 | 765.85
34671 | Salto | AB660400IPP7-WK | XS4 ANSI electronic RF wireless SVN BLE / Mifare / DESFire w/ key override, half escutcheon for use w/ concealed vertical rods, with keypad, Columbo Roboquattro premium series lever, unhanded, bright stainless steel finish, for use with KPB adapter | 1 |  | 1 Year | 1057.05 | 0.15 | 898.4925
34672 | Salto | AB660400IPP8--- | XS4 ANSI electronic wire-free SVN BLE / Mifare / DESFire w/ key override, half escutcheon for use w/ concealed vertical rods, Columbo Roboquattro premium series lever, unhanded, bright stainless steel finish, for use with KPB adapter | 1 |  | 1 Year | 809 | 0.15 | 687.65
34673 | Salto | AB660400IPP8--K | XS4 ANSI electronic wire-free SVN BLE / Mifare / DESFire w/ key override, half escutcheon for use w/ concealed vertical rods, with keypad, Columbo Roboquattro premium series lever, unhanded, bright stainless steel finish, for use with KPB adapter | 1 |  | 1 Year | 871.85 | 0.15 | 741.0725
34674 | Salto | AB660400IPP8-W- | XS4 ANSI electronic RF wireless SVN BLE / Mifare / DESFire w/ key override, half escutcheon for use w/ concealed vertical rods, Columbo Roboquattro premium series lever, unhanded, bright stainless steel finish, for use with KPB adapter | 1 |  | 1 Year | 901 | 0.15 | 765.85
34675 | Salto | AB660400IPP8-WK | XS4 ANSI electronic RF wireless SVN BLE / Mifare / DESFire w/ key override, half escutcheon for use w/ concealed vertical rods, with keypad, Columbo Roboquattro premium series lever, unhanded, bright stainless steel finish, for use with KPB adapter | 1 |  | 1 Year | 1057.05 | 0.15 | 898.4925
34676 | Salto | AB660400PPH8--- | XS4 ANSI electronic wire-free SVN BLE / Mifare / DESFire w/ key override, half escutcheon, Columbo Roboquattro premium series lever, unhanded, bright brass finish, for use with KPB adapter | 1 |  | 1 Year | 809 | 0.15 | 687.65
34677 | Salto | AB660400PPH8--K | XS4 ANSI electronic wire-free SVN BLE / Mifare / DESFire w/ key override, half escutcheon, with keypad, Columbo Roboquattro premium series lever, unhanded, bright brass finish, for use with KPB adapter | 1 |  | 1 Year | 871.85 | 0.15 | 741.0725
34678 | Salto | AB660400PPH8-W- | XS4 ANSI electronic RF wireless SVN BLE / Mifare / DESFire w/ key override, half escutcheon, Columbo Roboquattro premium series lever, unhanded, bright brass finish, for use with KPB adapter | 1 |  | 1 Year | 901 | 0.15 | 765.85
34679 | Salto | AB660400PPH8-WK | XS4 ANSI electronic RF wireless SVN BLE / Mifare / DESFire w/ key override, half escutcheon, with keypad, Columbo Roboquattro premium series lever, unhanded, bright brass finish, for use with KPB adapter | 1 |  | 1 Year | 1057.05 | 0.15 | 898.4925
34680 | Salto | AB660400PPP7--- | XS4 ANSI electronic wire-free SVN BLE / Mifare / DESFire w/ key override, half escutcheon for use w/ concealed vertical rods, Columbo Roboquattro premium series lever, unhanded, bright brass finish, for use with KPB adapter | 1 |  | 1 Year | 809 | 0.15 | 687.65
34681 | Salto | AB660400PPP7--K | XS4 ANSI electronic wire-free SVN BLE / Mifare / DESFire w/ key override, half escutcheon for use w/ concealed vertical rods, with keypad, Columbo Roboquattro premium series lever, unhanded, bright brass finish, for use with KPB adapter | 1 |  | 1 Year | 871.85 | 0.15 | 741.0725
34682 | Salto | AB660400PPP7-W- | XS4 ANSI electronic RF wireless SVN BLE / Mifare / DESFire w/ key override, half escutcheon for use w/ concealed vertical rods, Columbo Roboquattro premium series lever, unhanded, bright brass finish, for use with KPB adapter | 1 |  | 1 Year | 901 | 0.15 | 765.85
34683 | Salto | AB660400PPP7-WK | XS4 ANSI electronic RF wireless SVN BLE / Mifare / DESFire w/ key override, half escutcheon for use w/ concealed vertical rods, with keypad, Columbo Roboquattro premium series lever, unhanded, bright brass finish, for use with KPB adapter | 1 |  | 1 Year | 1057.05 | 0.15 | 898.4925
34684 | Salto | AB660400PPP8--- | XS4 ANSI electronic wire-free SVN BLE / Mifare / DESFire w/ key override, half escutcheon for use w/ concealed vertical rods, Columbo Roboquattro premium series lever, unhanded, bright brass finish, for use with KPB adapter | 1 |  | 1 Year | 809 | 0.15 | 687.65
34685 | Salto | AB660400PPP8--K | XS4 ANSI electronic wire-free SVN BLE / Mifare / DESFire w/ key override, half escutcheon for use w/ concealed vertical rods, with keypad, Columbo Roboquattro premium series lever, unhanded, bright brass finish, for use with KPB adapter | 1 |  | 1 Year | 871.85 | 0.15 | 741.0725
34686 | Salto | AB660400PPP8-W- | XS4 ANSI electronic RF wireless SVN BLE / Mifare / DESFire w/ key override, half escutcheon for use w/ concealed vertical rods, Columbo Roboquattro premium series lever, unhanded, bright brass finish, for use with KPB adapter | 1 |  | 1 Year | 901 | 0.15 | 765.85
34687 | Salto | AB660400PPP8-WK | XS4 ANSI electronic RF wireless SVN BLE / Mifare / DESFire w/ key override, half escutcheon for use w/ concealed vertical rods, with keypad, Columbo Roboquattro premium series lever, unhanded, bright brass finish, for use with KPB adapter | 1 |  | 1 Year | 1057.05 | 0.15 | 898.4925
34688 | Salto | AB660700IMH8--- | XS4 ANSI electronic wire-free SVN BLE / Mifare / DESFire w/ key override, half escutcheon, Columbo Mach premium series lever, unhanded, satin stainless finish, for use with KPB adapter | 1 |  | 1 Year | 792.7 | 0.15 | 673.795
34689 | Salto | AB660700IMH8--K | XS4 ANSI electronic wire-free SVN BLE / Mifare / DESFire w/ key override, half escutcheon, with keypad, Columbo Mach premium series lever, unhanded, satin stainless finish, for use with KPB adapter | 1 |  | 1 Year | 855.55 | 0.15 | 727.2175
34690 | Salto | AB660700IMH8-W- | XS4 ANSI electronic RF wireless SVN BLE / Mifare / DESFire w/ key override, half escutcheon, Columbo Mach premium series lever, unhanded, satin stainless finish, for use with KPB adapter | 1 |  | 1 Year | 884.7 | 0.15 | 751.995
34691 | Salto | AB660700IMH8-WK | XS4 ANSI electronic RF wireless SVN BLE / Mifare / DESFire w/ key override, half escutcheon, with keypad, Columbo Mach premium series lever, unhanded, satin stainless finish, for use with KPB adapter | 1 |  | 1 Year | 1040.75 | 0.15 | 884.6375
34692 | Salto | AB660700IMP7--- | XS4 ANSI electronic wire-free SVN BLE / Mifare / DESFire w/ key override, half escutcheon for use w/ concealed vertical rods, Columbo Mach premium series lever, unhanded, satin stainless finish, for use with KPB adapter | 1 |  | 1 Year | 792.7 | 0.15 | 673.795
34693 | Salto | AB660700IMP7--K | XS4 ANSI electronic wire-free SVN BLE / Mifare / DESFire w/ key override, half escutcheon for use w/ concealed vertical rods, with keypad, Columbo Mach premium series lever, unhanded, satin stainless finish, for use with KPB adapter | 1 |  | 1 Year | 855.55 | 0.15 | 727.2175
34694 | Salto | AB660700IMP7-W- | XS4 ANSI electronic RF wireless SVN BLE / Mifare / DESFire w/ key override, half escutcheon for use w/ concealed vertical rods, Columbo Mach premium series lever, unhanded, satin stainless finish, for use with KPB adapter | 1 |  | 1 Year | 884.7 | 0.15 | 751.995
34695 | Salto | AB660700IMP7-WK | XS4 ANSI electronic RF wireless SVN BLE / Mifare / DESFire w/ key override, half escutcheon for use w/ concealed vertical rods, with keypad, Columbo Mach premium series lever, unhanded, satin stainless finish, for use with KPB adapter | 1 |  | 1 Year | 1040.75 | 0.15 | 884.6375
34696 | Salto | AB660700IMP8--- | XS4 ANSI electronic wire-free SVN BLE / Mifare / DESFire w/ key override, half escutcheon for use w/ concealed vertical rods, Columbo Mach premium series lever, unhanded, satin stainless finish, for use with KPB adapter | 1 |  | 1 Year | 792.7 | 0.15 | 673.795
34697 | Salto | AB660700IMP8--K | XS4 ANSI electronic wire-free SVN BLE / Mifare / DESFire w/ key override, half escutcheon for use w/ concealed vertical rods, with keypad, Columbo Mach premium series lever, unhanded, satin stainless finish, for use with KPB adapter | 1 |  | 1 Year | 855.55 | 0.15 | 727.2175
34698 | Salto | AB660700IMP8-W- | XS4 ANSI electronic RF wireless SVN BLE / Mifare / DESFire w/ key override, half escutcheon for use w/ concealed vertical rods, Columbo Mach premium series lever, unhanded, satin stainless finish, for use with KPB adapter | 1 |  | 1 Year | 884.7 | 0.15 | 751.995
34699 | Salto | AB660700IMP8-WK | XS4 ANSI electronic RF wireless SVN BLE / Mifare / DESFire w/ key override, half escutcheon for use w/ concealed vertical rods, with keypad, Columbo Mach premium series lever, unhanded, satin stainless finish, for use with KPB adapter | 1 |  | 1 Year | 1040.75 | 0.15 | 884.6375
34700 | Salto | AB660700IPH8--- | XS4 ANSI electronic wire-free SVN BLE / Mifare / DESFire w/ key override, half escutcheon, Columbo Mach premium series lever, unhanded, bright stainless steel finish, for use with KPB adapter | 1 |  | 1 Year | 809 | 0.15 | 687.65
34701 | Salto | AB660700IPH8--K | XS4 ANSI electronic wire-free SVN BLE / Mifare / DESFire w/ key override, half escutcheon, with keypad, Columbo Mach premium series lever, unhanded, bright stainless steel finish, for use with KPB adapter | 1 |  | 1 Year | 871.85 | 0.15 | 741.0725
34702 | Salto | AB660700IPH8-W- | XS4 ANSI electronic RF wireless SVN BLE / Mifare / DESFire w/ key override, half escutcheon, Columbo Mach premium series lever, unhanded, bright stainless steel finish, for use with KPB adapter | 1 |  | 1 Year | 901 | 0.15 | 765.85
34703 | Salto | AB660700IPH8-WK | XS4 ANSI electronic RF wireless SVN BLE / Mifare / DESFire w/ key override, half escutcheon, with keypad, Columbo Mach premium series lever, unhanded, bright stainless steel finish, for use with KPB adapter | 1 |  | 1 Year | 1057.05 | 0.15 | 898.4925
34704 | Salto | AB660700IPP7--- | XS4 ANSI electronic wire-free SVN BLE / Mifare / DESFire w/ key override, half escutcheon for use w/ concealed vertical rods, Columbo Mach premium series lever, unhanded, bright stainless steel finish, for use with KPB adapter | 1 |  | 1 Year | 809 | 0.15 | 687.65
34705 | Salto | AB660700IPP7--K | XS4 ANSI electronic wire-free SVN BLE / Mifare / DESFire w/ key override, half escutcheon for use w/ concealed vertical rods, with keypad, Columbo Mach premium series lever, unhanded, bright stainless steel finish, for use with KPB adapter | 1 |  | 1 Year | 871.85 | 0.15 | 741.0725
34706 | Salto | AB660700IPP7-W- | XS4 ANSI electronic RF wireless SVN BLE / Mifare / DESFire w/ key override, half escutcheon for use w/ concealed vertical rods, Columbo Mach premium series lever, unhanded, bright stainless steel finish, for use with KPB adapter | 1 |  | 1 Year | 901 | 0.15 | 765.85
34707 | Salto | AB660700IPP7-WK | XS4 ANSI electronic RF wireless SVN BLE / Mifare / DESFire w/ key override, half escutcheon for use w/ concealed vertical rods, with keypad, Columbo Mach premium series lever, unhanded, bright stainless steel finish, for use with KPB adapter | 1 |  | 1 Year | 1057.05 | 0.15 | 898.4925
34708 | Salto | AB660700IPP8--- | XS4 ANSI electronic wire-free SVN BLE / Mifare / DESFire w/ key override, half escutcheon for use w/ concealed vertical rods, Columbo Mach premium series lever, unhanded, bright stainless steel finish, for use with KPB adapter | 1 |  | 1 Year | 809 | 0.15 | 687.65
34709 | Salto | AB660700IPP8--K | XS4 ANSI electronic wire-free SVN BLE / Mifare / DESFire w/ key override, half escutcheon for use w/ concealed vertical rods, with keypad, Columbo Mach premium series lever, unhanded, bright stainless steel finish, for use with KPB adapter | 1 |  | 1 Year | 871.85 | 0.15 | 741.0725
34710 | Salto | AB660700IPP8-W- | XS4 ANSI electronic RF wireless SVN BLE / Mifare / DESFire w/ key override, half escutcheon for use w/ concealed vertical rods, Columbo Mach premium series lever, unhanded, bright stainless steel finish, for use with KPB adapter | 1 |  | 1 Year | 901 | 0.15 | 765.85
34711 | Salto | AB660700IPP8-WK | XS4 ANSI electronic RF wireless SVN BLE / Mifare / DESFire w/ key override, half escutcheon for use w/ concealed vertical rods, with keypad, Columbo Mach premium series lever, unhanded, bright stainless steel finish, for use with KPB adapter | 1 |  | 1 Year | 1057.05 | 0.15 | 898.4925
34712 | Salto | AB660700PPH8--- | XS4 ANSI electronic wire-free SVN BLE / Mifare / DESFire w/ key override, half escutcheon, Columbo Mach premium series lever, unhanded, bright brass finish, for use with KPB adapter | 1 |  | 1 Year | 809 | 0.15 | 687.65
34713 | Salto | AB660700PPH8--K | XS4 ANSI electronic wire-free SVN BLE / Mifare / DESFire w/ key override, half escutcheon, with keypad, Columbo Mach premium series lever, unhanded, bright brass finish, for use with KPB adapter | 1 |  | 1 Year | 871.85 | 0.15 | 741.0725
34714 | Salto | AB660700PPH8-W- | XS4 ANSI electronic RF wireless SVN BLE / Mifare / DESFire w/ key override, half escutcheon, Columbo Mach premium series lever, unhanded, bright brass finish, for use with KPB adapter | 1 |  | 1 Year | 901 | 0.15 | 765.85
34715 | Salto | AB660700PPH8-WK | XS4 ANSI electronic RF wireless SVN BLE / Mifare / DESFire w/ key override, half escutcheon, with keypad, Columbo Mach premium series lever, unhanded, bright brass finish, for use with KPB adapter | 1 |  | 1 Year | 1057.05 | 0.15 | 898.4925
34716 | Salto | AB660700PPP7--- | XS4 ANSI electronic wire-free SVN BLE / Mifare / DESFire w/ key override, half escutcheon for use w/ concealed vertical rods, Columbo Mach premium series lever, unhanded, bright brass finish, for use with KPB adapter | 1 |  | 1 Year | 809 | 0.15 | 687.65
34717 | Salto | AB660700PPP7--K | XS4 ANSI electronic wire-free SVN BLE / Mifare / DESFire w/ key override, half escutcheon for use w/ concealed vertical rods, with keypad, Columbo Mach premium series lever, unhanded, bright brass finish, for use with KPB adapter | 1 |  | 1 Year | 871.85 | 0.15 | 741.0725
34718 | Salto | AB660700PPP7-W- | XS4 ANSI electronic RF wireless SVN BLE / Mifare / DESFire w/ key override, half escutcheon for use w/ concealed vertical rods, Columbo Mach premium series lever, unhanded, bright brass finish, for use with KPB adapter | 1 |  | 1 Year | 901 | 0.15 | 765.85
34719 | Salto | AB660700PPP7-WK | XS4 ANSI electronic RF wireless SVN BLE / Mifare / DESFire w/ key override, half escutcheon for use w/ concealed vertical rods, with keypad, Columbo Mach premium series lever, unhanded, bright brass finish, for use with KPB adapter | 1 |  | 1 Year | 1057.05 | 0.15 | 898.4925
34720 | Salto | AB660700PPP8--- | XS4 ANSI electronic wire-free SVN BLE / Mifare / DESFire w/ key override, half escutcheon for use w/ concealed vertical rods, Columbo Mach premium series lever, unhanded, bright brass finish, for use with KPB adapter | 1 |  | 1 Year | 809 | 0.15 | 687.65
34721 | Salto | AB660700PPP8--K | XS4 ANSI electronic wire-free SVN BLE / Mifare / DESFire w/ key override, half escutcheon for use w/ concealed vertical rods, with keypad, Columbo Mach premium series lever, unhanded, bright brass finish, for use with KPB adapter | 1 |  | 1 Year | 871.85 | 0.15 | 741.0725
34722 | Salto | AB660700PPP8-W- | XS4 ANSI electronic RF wireless SVN BLE / Mifare / DESFire w/ key override, half escutcheon for use w/ concealed vertical rods, Columbo Mach premium series lever, unhanded, bright brass finish, for use with KPB adapter | 1 |  | 1 Year | 901 | 0.15 | 765.85
34723 | Salto | AB660700PPP8-WK | XS4 ANSI electronic RF wireless SVN BLE / Mifare / DESFire w/ key override, half escutcheon for use w/ concealed vertical rods, with keypad, Columbo Mach premium series lever, unhanded, bright brass finish, for use with KPB adapter | 1 |  | 1 Year | 1057.05 | 0.15 | 898.4925
34724 | Salto | AB660A00BCH8--- | XS4 ANSI electronic wire-free SVN BLE / Mifare / DESFire w/ key override, half escutcheon, A lever, unhanded, BioCote antimicrobial finish, for use with KPB adapter | 1 |  | 1 Year | 798.8 | 0.15 | 678.98
34725 | Salto | AB660A00BCH8--K | XS4 ANSI electronic wire-free SVN BLE / Mifare / DESFire w/ key override, half escutcheon, with keypad, A lever, unhanded, BioCote antimicrobial finish, for use with KPB adapter | 1 |  | 1 Year | 861.65 | 0.15 | 732.4025
34726 | Salto | AB660A00BCH8-W- | XS4 ANSI electronic RF wireless SVN BLE / Mifare / DESFire w/ key override, half escutcheon, A lever, unhanded, BioCote antimicrobial finish, for use with KPB adapter | 1 |  | 1 Year | 890.8 | 0.15 | 757.18
34727 | Salto | AB660A00BCH8-WK | XS4 ANSI electronic RF wireless SVN BLE / Mifare / DESFire w/ key override, half escutcheon, with keypad, A lever, unhanded, BioCote antimicrobial finish, for use with KPB adapter | 1 |  | 1 Year | 1046.85 | 0.15 | 889.8225
34728 | Salto | AB660A00BCP7--- | XS4 ANSI electronic wire-free SVN BLE / Mifare / DESFire w/ key override, half escutcheon for use w/ concealed vertical rods, A lever, unhanded, BioCote antimicrobial finish, for use with KPB adapter | 1 |  | 1 Year | 798.8 | 0.15 | 678.98
34729 | Salto | AB660A00BCP7--K | XS4 ANSI electronic wire-free SVN BLE / Mifare / DESFire w/ key override, half escutcheon for use w/ concealed vertical rods, with keypad, A lever, unhanded, BioCote antimicrobial finish, for use with KPB adapter | 1 |  | 1 Year | 861.65 | 0.15 | 732.4025
34730 | Salto | AB660A00BCP7-W- | XS4 ANSI electronic RF wireless SVN BLE / Mifare / DESFire w/ key override, half escutcheon for use w/ concealed vertical rods, A lever, unhanded, BioCote antimicrobial finish, for use with KPB adapter | 1 |  | 1 Year | 890.8 | 0.15 | 757.18
34731 | Salto | AB660A00BCP7-WK | XS4 ANSI electronic RF wireless SVN BLE / Mifare / DESFire w/ key override, half escutcheon for use w/ concealed vertical rods, with keypad, A lever, unhanded, BioCote antimicrobial finish, for use with KPB adapter | 1 |  | 1 Year | 1046.85 | 0.15 | 889.8225
34732 | Salto | AB660A00BCP8--- | XS4 ANSI electronic wire-free SVN BLE / Mifare / DESFire w/ key override, half escutcheon for use w/ concealed vertical rods, A lever, unhanded, BioCote antimicrobial finish, for use with KPB adapter | 1 |  | 1 Year | 798.8 | 0.15 | 678.98
34733 | Salto | AB660A00BCP8--K | XS4 ANSI electronic wire-free SVN BLE / Mifare / DESFire w/ key override, half escutcheon for use w/ concealed vertical rods, with keypad, A lever, unhanded, BioCote antimicrobial finish, for use with KPB adapter | 1 |  | 1 Year | 861.65 | 0.15 | 732.4025
34734 | Salto | AB660A00BCP8-W- | XS4 ANSI electronic RF wireless SVN BLE / Mifare / DESFire w/ key override, half escutcheon for use w/ concealed vertical rods, A lever, unhanded, BioCote antimicrobial finish, for use with KPB adapter | 1 |  | 1 Year | 890.8 | 0.15 | 757.18
34735 | Salto | AB660A00BCP8-WK | XS4 ANSI electronic RF wireless SVN BLE / Mifare / DESFire w/ key override, half escutcheon for use w/ concealed vertical rods, with keypad, A lever, unhanded, BioCote antimicrobial finish, for use with KPB adapter | 1 |  | 1 Year | 1046.85 | 0.15 | 889.8225
34736 | Salto | AB660A00IAH8--- | XS4 ANSI electronic wire-free SVN BLE / Mifare / DESFire w/ key override, half escutcheon, A lever, unhanded, antique brass finish, for use with KPB adapter | 1 |  | 1 Year | 798.8 | 0.15 | 678.98
34737 | Salto | AB660A00IAH8--K | XS4 ANSI electronic wire-free SVN BLE / Mifare / DESFire w/ key override, half escutcheon, with keypad, A lever, unhanded, antique brass finish, for use with KPB adapter | 1 |  | 1 Year | 861.65 | 0.15 | 732.4025
34738 | Salto | AB660A00IAH8-W- | XS4 ANSI electronic RF wireless SVN BLE / Mifare / DESFire w/ key override, half escutcheon, A lever, unhanded, antique brass finish, for use with KPB adapter | 1 |  | 1 Year | 890.8 | 0.15 | 757.18
34739 | Salto | AB660A00IAH8-WK | XS4 ANSI electronic RF wireless SVN BLE / Mifare / DESFire w/ key override, half escutcheon, with keypad, A lever, unhanded, antique brass finish, for use with KPB adapter | 1 |  | 1 Year | 1046.85 | 0.15 | 889.8225
34740 | Salto | AB660A00IAP7--- | XS4 ANSI electronic wire-free SVN BLE / Mifare / DESFire w/ key override, half escutcheon for use w/ concealed vertical rods, A lever, unhanded, antique brass finish, for use with KPB adapter | 1 |  | 1 Year | 798.8 | 0.15 | 678.98
34741 | Salto | AB660A00IAP7--K | XS4 ANSI electronic wire-free SVN BLE / Mifare / DESFire w/ key override, half escutcheon for use w/ concealed vertical rods, with keypad, A lever, unhanded, antique brass finish, for use with KPB adapter | 1 |  | 1 Year | 861.65 | 0.15 | 732.4025
34742 | Salto | AB660A00IAP7-W- | XS4 ANSI electronic RF wireless SVN BLE / Mifare / DESFire w/ key override, half escutcheon for use w/ concealed vertical rods, A lever, unhanded, antique brass finish, for use with KPB adapter | 1 |  | 1 Year | 890.8 | 0.15 | 757.18
34743 | Salto | AB660A00IAP7-WK | XS4 ANSI electronic RF wireless SVN BLE / Mifare / DESFire w/ key override, half escutcheon for use w/ concealed vertical rods, with keypad, A lever, unhanded, antique brass finish, for use with KPB adapter | 1 |  | 1 Year | 1046.85 | 0.15 | 889.8225
34744 | Salto | AB660A00IAP8--- | XS4 ANSI electronic wire-free SVN BLE / Mifare / DESFire w/ key override, half escutcheon for use w/ concealed vertical rods, A lever, unhanded, antique brass finish, for use with KPB adapter | 1 |  | 1 Year | 798.8 | 0.15 | 678.98
34745 | Salto | AB660A00IAP8--K | XS4 ANSI electronic wire-free SVN BLE / Mifare / DESFire w/ key override, half escutcheon for use w/ concealed vertical rods, with keypad, A lever, unhanded, antique brass finish, for use with KPB adapter | 1 |  | 1 Year | 861.65 | 0.15 | 732.4025
34746 | Salto | AB660A00IAP8-W- | XS4 ANSI electronic RF wireless SVN BLE / Mifare / DESFire w/ key override, half escutcheon for use w/ concealed vertical rods, A lever, unhanded, antique brass finish, for use with KPB adapter | 1 |  | 1 Year | 890.8 | 0.15 | 757.18
34747 | Salto | AB660A00IAP8-WK | XS4 ANSI electronic RF wireless SVN BLE / Mifare / DESFire w/ key override, half escutcheon for use w/ concealed vertical rods, with keypad, A lever, unhanded, antique brass finish, for use with KPB adapter | 1 |  | 1 Year | 1046.85 | 0.15 | 889.8225
34748 | Salto | AB660A00IMH8--- | XS4 ANSI electronic wire-free SVN BLE / Mifare / DESFire w/ key override, half escutcheon, A lever, unhanded, satin stainless finish, for use with KPB adapter | 1 |  | 1 Year | 746.8 | 0.15 | 634.78
34749 | Salto | AB660A00IMH8--K | XS4 ANSI electronic wire-free SVN BLE / Mifare / DESFire w/ key override, half escutcheon, with keypad, A lever, unhanded, satin stainless finish, for use with KPB adapter | 1 |  | 1 Year | 809.65 | 0.15 | 688.2025
34750 | Salto | AB660A00IMH8-W- | XS4 ANSI electronic RF wireless SVN BLE / Mifare / DESFire w/ key override, half escutcheon, A lever, unhanded, satin stainless finish, for use with KPB adapter | 1 |  | 1 Year | 838.8 | 0.15 | 712.98
34751 | Salto | AB660A00IMH8-WK | XS4 ANSI electronic RF wireless SVN BLE / Mifare / DESFire w/ key override, half escutcheon, with keypad, A lever, unhanded, satin stainless finish, for use with KPB adapter | 1 |  | 1 Year | 994.85 | 0.15 | 845.6225
34752 | Salto | AB660A00IMP7--- | XS4 ANSI electronic wire-free SVN BLE / Mifare / DESFire w/ key override, half escutcheon for use w/ concealed vertical rods, A lever, unhanded, satin stainless finish, for use with KPB adapter | 1 |  | 1 Year | 746.8 | 0.15 | 634.78
34753 | Salto | AB660A00IMP7--K | XS4 ANSI electronic wire-free SVN BLE / Mifare / DESFire w/ key override, half escutcheon for use w/ concealed vertical rods, with keypad, A lever, unhanded, satin stainless finish, for use with KPB adapter | 1 |  | 1 Year | 809.65 | 0.15 | 688.2025
34754 | Salto | AB660A00IMP7-W- | XS4 ANSI electronic RF wireless SVN BLE / Mifare / DESFire w/ key override, half escutcheon for use w/ concealed vertical rods, A lever, unhanded, satin stainless finish, for use with KPB adapter | 1 |  | 1 Year | 838.8 | 0.15 | 712.98
34755 | Salto | AB660A00IMP7-WK | XS4 ANSI electronic RF wireless SVN BLE / Mifare / DESFire w/ key override, half escutcheon for use w/ concealed vertical rods, with keypad, A lever, unhanded, satin stainless finish, for use with KPB adapter | 1 |  | 1 Year | 994.85 | 0.15 | 845.6225
34756 | Salto | AB660A00IMP8--- | XS4 ANSI electronic wire-free SVN BLE / Mifare / DESFire w/ key override, half escutcheon for use w/ concealed vertical rods, A lever, unhanded, satin stainless finish, for use with KPB adapter | 1 |  | 1 Year | 746.8 | 0.15 | 634.78
34757 | Salto | AB660A00IMP8--K | XS4 ANSI electronic wire-free SVN BLE / Mifare / DESFire w/ key override, half escutcheon for use w/ concealed vertical rods, with keypad, A lever, unhanded, satin stainless finish, for use with KPB adapter | 1 |  | 1 Year | 809.65 | 0.15 | 688.2025
34758 | Salto | AB660A00IMP8-W- | XS4 ANSI electronic RF wireless SVN BLE / Mifare / DESFire w/ key override, half escutcheon for use w/ concealed vertical rods, A lever, unhanded, satin stainless finish, for use with KPB adapter | 1 |  | 1 Year | 838.8 | 0.15 | 712.98
34759 | Salto | AB660A00IMP8-WK | XS4 ANSI electronic RF wireless SVN BLE / Mifare / DESFire w/ key override, half escutcheon for use w/ concealed vertical rods, with keypad, A lever, unhanded, satin stainless finish, for use with KPB adapter | 1 |  | 1 Year | 994.85 | 0.15 | 845.6225
34760 | Salto | AB660A00IPH8--- | XS4 ANSI electronic wire-free SVN BLE / Mifare / DESFire w/ key override, half escutcheon, A lever, unhanded, bright stainless steel finish, for use with KPB adapter | 1 |  | 1 Year | 763.1 | 0.15 | 648.635
34761 | Salto | AB660A00IPH8--K | XS4 ANSI electronic wire-free SVN BLE / Mifare / DESFire w/ key override, half escutcheon, with keypad, A lever, unhanded, bright stainless steel finish, for use with KPB adapter | 1 |  | 1 Year | 825.95 | 0.15 | 702.0575
34762 | Salto | AB660A00IPH8-W- | XS4 ANSI electronic RF wireless SVN BLE / Mifare / DESFire w/ key override, half escutcheon, A lever, unhanded, bright stainless steel finish, for use with KPB adapter | 1 |  | 1 Year | 855.1 | 0.15 | 726.835
34763 | Salto | AB660A00IPH8-WK | XS4 ANSI electronic RF wireless SVN BLE / Mifare / DESFire w/ key override, half escutcheon, with keypad, A lever, unhanded, bright stainless steel finish, for use with KPB adapter | 1 |  | 1 Year | 1011.15 | 0.15 | 859.4775
34764 | Salto | AB660A00IPP7--- | XS4 ANSI electronic wire-free SVN BLE / Mifare / DESFire w/ key override, half escutcheon for use w/ concealed vertical rods, A lever, unhanded, bright stainless steel finish, for use with KPB adapter | 1 |  | 1 Year | 763.1 | 0.15 | 648.635
34765 | Salto | AB660A00IPP7--K | XS4 ANSI electronic wire-free SVN BLE / Mifare / DESFire w/ key override, half escutcheon for use w/ concealed vertical rods, with keypad, A lever, unhanded, bright stainless steel finish, for use with KPB adapter | 1 |  | 1 Year | 825.95 | 0.15 | 702.0575
34766 | Salto | AB660A00IPP7-W- | XS4 ANSI electronic RF wireless SVN BLE / Mifare / DESFire w/ key override, half escutcheon for use w/ concealed vertical rods, A lever, unhanded, bright stainless steel finish, for use with KPB adapter | 1 |  | 1 Year | 855.1 | 0.15 | 726.835
34767 | Salto | AB660A00IPP7-WK | XS4 ANSI electronic RF wireless SVN BLE / Mifare / DESFire w/ key override, half escutcheon for use w/ concealed vertical rods, with keypad, A lever, unhanded, bright stainless steel finish, for use with KPB adapter | 1 |  | 1 Year | 1011.15 | 0.15 | 859.4775
34768 | Salto | AB660A00IPP8--- | XS4 ANSI electronic wire-free SVN BLE / Mifare / DESFire w/ key override, half escutcheon for use w/ concealed vertical rods, A lever, unhanded, bright stainless steel finish, for use with KPB adapter | 1 |  | 1 Year | 763.1 | 0.15 | 648.635
34769 | Salto | AB660A00IPP8--K | XS4 ANSI electronic wire-free SVN BLE / Mifare / DESFire w/ key override, half escutcheon for use w/ concealed vertical rods, with keypad, A lever, unhanded, bright stainless steel finish, for use with KPB adapter | 1 |  | 1 Year | 825.95 | 0.15 | 702.0575
34770 | Salto | AB660A00IPP8-W- | XS4 ANSI electronic RF wireless SVN BLE / Mifare / DESFire w/ key override, half escutcheon for use w/ concealed vertical rods, A lever, unhanded, bright stainless steel finish, for use with KPB adapter | 1 |  | 1 Year | 855.1 | 0.15 | 726.835
34771 | Salto | AB660A00IPP8-WK | XS4 ANSI electronic RF wireless SVN BLE / Mifare / DESFire w/ key override, half escutcheon for use w/ concealed vertical rods, with keypad, A lever, unhanded, bright stainless steel finish, for use with KPB adapter | 1 |  | 1 Year | 1011.15 | 0.15 | 859.4775
34772 | Salto | AB660A00NEH8--- | XS4 ANSI electronic wire-free SVN BLE / Mifare / DESFire w/ key override, half escutcheon, A lever, unhanded, black chromium finish, for use with KPB adapter | 1 |  | 1 Year | 781.5 | 0.15 | 664.275
34773 | Salto | AB660A00NEH8--K | XS4 ANSI electronic wire-free SVN BLE / Mifare / DESFire w/ key override, half escutcheon, with keypad, A lever, unhanded, black chromium finish, for use with KPB adapter | 1 |  | 1 Year | 844.35 | 0.15 | 717.6975
34774 | Salto | AB660A00NEH8-W- | XS4 ANSI electronic RF wireless SVN BLE / Mifare / DESFire w/ key override, half escutcheon, A lever, unhanded, black chromium finish, for use with KPB adapter | 1 |  | 1 Year | 873.5 | 0.15 | 742.475
34775 | Salto | AB660A00NEH8-WK | XS4 ANSI electronic RF wireless SVN BLE / Mifare / DESFire w/ key override, half escutcheon, with keypad, A lever, unhanded, black chromium finish, for use with KPB adapter | 1 |  | 1 Year | 1029.55 | 0.15 | 875.1175
34776 | Salto | AB660A00NEP7--- | XS4 ANSI electronic wire-free SVN BLE / Mifare / DESFire w/ key override, half escutcheon for use w/ concealed vertical rods, A lever, unhanded, black chromium finish, for use with KPB adapter | 1 |  | 1 Year | 781.5 | 0.15 | 664.275
34777 | Salto | AB660A00NEP7--K | XS4 ANSI electronic wire-free SVN BLE / Mifare / DESFire w/ key override, half escutcheon for use w/ concealed vertical rods, with keypad, A lever, unhanded, black chromium finish, for use with KPB adapter | 1 |  | 1 Year | 844.35 | 0.15 | 717.6975
34778 | Salto | AB660A00NEP7-W- | XS4 ANSI electronic RF wireless SVN BLE / Mifare / DESFire w/ key override, half escutcheon for use w/ concealed vertical rods, A lever, unhanded, black chromium finish, for use with KPB adapter | 1 |  | 1 Year | 873.5 | 0.15 | 742.475
34779 | Salto | AB660A00NEP7-WK | XS4 ANSI electronic RF wireless SVN BLE / Mifare / DESFire w/ key override, half escutcheon for use w/ concealed vertical rods, with keypad, A lever, unhanded, black chromium finish, for use with KPB adapter | 1 |  | 1 Year | 1029.55 | 0.15 | 875.1175
34780 | Salto | AB660A00NEP8--- | XS4 ANSI electronic wire-free SVN BLE / Mifare / DESFire w/ key override, half escutcheon for use w/ concealed vertical rods, A lever, unhanded, black chromium finish, for use with KPB adapter | 1 |  | 1 Year | 781.5 | 0.15 | 664.275
34781 | Salto | AB660A00NEP8--K | XS4 ANSI electronic wire-free SVN BLE / Mifare / DESFire w/ key override, half escutcheon for use w/ concealed vertical rods, with keypad, A lever, unhanded, black chromium finish, for use with KPB adapter | 1 |  | 1 Year | 844.35 | 0.15 | 717.6975
34782 | Salto | AB660A00NEP8-W- | XS4 ANSI electronic RF wireless SVN BLE / Mifare / DESFire w/ key override, half escutcheon for use w/ concealed vertical rods, A lever, unhanded, black chromium finish, for use with KPB adapter | 1 |  | 1 Year | 873.5 | 0.15 | 742.475
34783 | Salto | AB660A00NEP8-WK | XS4 ANSI electronic RF wireless SVN BLE / Mifare / DESFire w/ key override, half escutcheon for use w/ concealed vertical rods, with keypad, A lever, unhanded, black chromium finish, for use with KPB adapter | 1 |  | 1 Year | 1029.55 | 0.15 | 875.1175
34784 | Salto | AB660A00PMH8--- | XS4 ANSI electronic wire-free SVN BLE / Mifare / DESFire w/ key override, half escutcheon, A lever, unhanded, satin brass finish, for use with KPB adapter | 1 |  | 1 Year | 746.8 | 0.15 | 634.78
34785 | Salto | AB660A00PMH8--K | XS4 ANSI electronic wire-free SVN BLE / Mifare / DESFire w/ key override, half escutcheon, with keypad, A lever, unhanded, satin brass finish, for use with KPB adapter | 1 |  | 1 Year | 809.65 | 0.15 | 688.2025
34786 | Salto | AB660A00PMH8-W- | XS4 ANSI electronic RF wireless SVN BLE / Mifare / DESFire w/ key override, half escutcheon, A lever, unhanded, satin brass finish, for use with KPB adapter | 1 |  | 1 Year | 838.8 | 0.15 | 712.98
34787 | Salto | AB660A00PMH8-WK | XS4 ANSI electronic RF wireless SVN BLE / Mifare / DESFire w/ key override, half escutcheon, with keypad, A lever, unhanded, satin brass finish, for use with KPB adapter | 1 |  | 1 Year | 994.85 | 0.15 | 845.6225
34788 | Salto | AB660A00PMP7--- | XS4 ANSI electronic wire-free SVN BLE / Mifare / DESFire w/ key override, half escutcheon for use w/ concealed vertical rods, A lever, unhanded, satin brass finish, for use with KPB adapter | 1 |  | 1 Year | 746.8 | 0.15 | 634.78
34789 | Salto | AB660A00PMP7--K | XS4 ANSI electronic wire-free SVN BLE / Mifare / DESFire w/ key override, half escutcheon for use w/ concealed vertical rods, with keypad, A lever, unhanded, satin brass finish, for use with KPB adapter | 1 |  | 1 Year | 809.65 | 0.15 | 688.2025
34790 | Salto | AB660A00PMP7-W- | XS4 ANSI electronic RF wireless SVN BLE / Mifare / DESFire w/ key override, half escutcheon for use w/ concealed vertical rods, A lever, unhanded, satin brass finish, for use with KPB adapter | 1 |  | 1 Year | 838.8 | 0.15 | 712.98
34791 | Salto | AB660A00PMP7-WK | XS4 ANSI electronic RF wireless SVN BLE / Mifare / DESFire w/ key override, half escutcheon for use w/ concealed vertical rods, with keypad, A lever, unhanded, satin brass finish, for use with KPB adapter | 1 |  | 1 Year | 994.85 | 0.15 | 845.6225
34792 | Salto | AB660A00PMP8--- | XS4 ANSI electronic wire-free SVN BLE / Mifare / DESFire w/ key override, half escutcheon for use w/ concealed vertical rods, A lever, unhanded, satin brass finish, for use with KPB adapter | 1 |  | 1 Year | 746.8 | 0.15 | 634.78
34793 | Salto | AB660A00PMP8--K | XS4 ANSI electronic wire-free SVN BLE / Mifare / DESFire w/ key override, half escutcheon for use w/ concealed vertical rods, with keypad, A lever, unhanded, satin brass finish, for use with KPB adapter | 1 |  | 1 Year | 809.65 | 0.15 | 688.2025
34794 | Salto | AB660A00PMP8-W- | XS4 ANSI electronic RF wireless SVN BLE / Mifare / DESFire w/ key override, half escutcheon for use w/ concealed vertical rods, A lever, unhanded, satin brass finish, for use with KPB adapter | 1 |  | 1 Year | 838.8 | 0.15 | 712.98
34795 | Salto | AB660A00PMP8-WK | XS4 ANSI electronic RF wireless SVN BLE / Mifare / DESFire w/ key override, half escutcheon for use w/ concealed vertical rods, with keypad, A lever, unhanded, satin brass finish, for use with KPB adapter | 1 |  | 1 Year | 994.85 | 0.15 | 845.6225
34796 | Salto | AB660A00PPH8--- | XS4 ANSI electronic wire-free SVN BLE / Mifare / DESFire w/ key override, half escutcheon, A lever, unhanded, bright brass finish, for use with KPB adapter | 1 |  | 1 Year | 763.1 | 0.15 | 648.635
34797 | Salto | AB660A00PPH8--K | XS4 ANSI electronic wire-free SVN BLE / Mifare / DESFire w/ key override, half escutcheon, with keypad, A lever, unhanded, bright brass finish, for use with KPB adapter | 1 |  | 1 Year | 825.95 | 0.15 | 702.0575
34798 | Salto | AB660A00PPH8-W- | XS4 ANSI electronic RF wireless SVN BLE / Mifare / DESFire w/ key override, half escutcheon, A lever, unhanded, bright brass finish, for use with KPB adapter | 1 |  | 1 Year | 855.1 | 0.15 | 726.835
34799 | Salto | AB660A00PPH8-WK | XS4 ANSI electronic RF wireless SVN BLE / Mifare / DESFire w/ key override, half escutcheon, with keypad, A lever, unhanded, bright brass finish, for use with KPB adapter | 1 |  | 1 Year | 1011.15 | 0.15 | 859.4775
34800 | Salto | AB660A00PPP7--- | XS4 ANSI electronic wire-free SVN BLE / Mifare / DESFire w/ key override, half escutcheon for use w/ concealed vertical rods, A lever, unhanded, bright brass finish, for use with KPB adapter | 1 |  | 1 Year | 763.1 | 0.15 | 648.635
34801 | Salto | AB660A00PPP7--K | XS4 ANSI electronic wire-free SVN BLE / Mifare / DESFire w/ key override, half escutcheon for use w/ concealed vertical rods, with keypad, A lever, unhanded, bright brass finish, for use with KPB adapter | 1 |  | 1 Year | 825.95 | 0.15 | 702.0575
34802 | Salto | AB660A00PPP7-W- | XS4 ANSI electronic RF wireless SVN BLE / Mifare / DESFire w/ key override, half escutcheon for use w/ concealed vertical rods, A lever, unhanded, bright brass finish, for use with KPB adapter | 1 |  | 1 Year | 855.1 | 0.15 | 726.835
34803 | Salto | AB660A00PPP7-WK | XS4 ANSI electronic RF wireless SVN BLE / Mifare / DESFire w/ key override, half escutcheon for use w/ concealed vertical rods, with keypad, A lever, unhanded, bright brass finish, for use with KPB adapter | 1 |  | 1 Year | 1011.15 | 0.15 | 859.4775
34804 | Salto | AB660A00PPP8--- | XS4 ANSI electronic wire-free SVN BLE / Mifare / DESFire w/ key override, half escutcheon for use w/ concealed vertical rods, A lever, unhanded, bright brass finish, for use with KPB adapter | 1 |  | 1 Year | 763.1 | 0.15 | 648.635
34805 | Salto | AB660A00PPP8--K | XS4 ANSI electronic wire-free SVN BLE / Mifare / DESFire w/ key override, half escutcheon for use w/ concealed vertical rods, with keypad, A lever, unhanded, bright brass finish, for use with KPB adapter | 1 |  | 1 Year | 825.95 | 0.15 | 702.0575
34806 | Salto | AB660A00PPP8-W- | XS4 ANSI electronic RF wireless SVN BLE / Mifare / DESFire w/ key override, half escutcheon for use w/ concealed vertical rods, A lever, unhanded, bright brass finish, for use with KPB adapter | 1 |  | 1 Year | 855.1 | 0.15 | 726.835
34807 | Salto | AB660A00PPP8-WK | XS4 ANSI electronic RF wireless SVN BLE / Mifare / DESFire w/ key override, half escutcheon for use w/ concealed vertical rods, with keypad, A lever, unhanded, bright brass finish, for use with KPB adapter | 1 |  | 1 Year | 1011.15 | 0.15 | 859.4775
34808 | Salto | AB660G00BCH8--- | XS4 ANSI electronic wire-free SVN BLE / Mifare / DESFire w/ key override, half escutcheon, G lever, unhanded, BioCote antimicrobial finish, for use with KPB adapter | 1 |  | 1 Year | 798.8 | 0.15 | 678.98
34809 | Salto | AB660G00BCH8--K | XS4 ANSI electronic wire-free SVN BLE / Mifare / DESFire w/ key override, half escutcheon, with keypad, G lever, unhanded, BioCote antimicrobial finish, for use with KPB adapter | 1 |  | 1 Year | 861.65 | 0.15 | 732.4025
34810 | Salto | AB660G00BCH8-W- | XS4 ANSI electronic RF wireless SVN BLE / Mifare / DESFire w/ key override, half escutcheon, G lever, unhanded, BioCote antimicrobial finish, for use with KPB adapter | 1 |  | 1 Year | 890.8 | 0.15 | 757.18
34811 | Salto | AB660G00BCH8-WK | XS4 ANSI electronic RF wireless SVN BLE / Mifare / DESFire w/ key override, half escutcheon, with keypad, G lever, unhanded, BioCote antimicrobial finish, for use with KPB adapter | 1 |  | 1 Year | 1046.85 | 0.15 | 889.8225
34812 | Salto | AB660G00BCP7--- | XS4 ANSI electronic wire-free SVN BLE / Mifare / DESFire w/ key override, half escutcheon for use w/ concealed vertical rods, G lever, unhanded, BioCote antimicrobial finish, for use with KPB adapter | 1 |  | 1 Year | 798.8 | 0.15 | 678.98
34813 | Salto | AB660G00BCP7--K | XS4 ANSI electronic wire-free SVN BLE / Mifare / DESFire w/ key override, half escutcheon for use w/ concealed vertical rods, with keypad, G lever, unhanded, BioCote antimicrobial finish, for use with KPB adapter | 1 |  | 1 Year | 861.65 | 0.15 | 732.4025
34814 | Salto | AB660G00BCP7-W- | XS4 ANSI electronic RF wireless SVN BLE / Mifare / DESFire w/ key override, half escutcheon for use w/ concealed vertical rods, G lever, unhanded, BioCote antimicrobial finish, for use with KPB adapter | 1 |  | 1 Year | 890.8 | 0.15 | 757.18
34815 | Salto | AB660G00BCP7-WK | XS4 ANSI electronic RF wireless SVN BLE / Mifare / DESFire w/ key override, half escutcheon for use w/ concealed vertical rods, with keypad, G lever, unhanded, BioCote antimicrobial finish, for use with KPB adapter | 1 |  | 1 Year | 1046.85 | 0.15 | 889.8225
34816 | Salto | AB660G00BCP8--- | XS4 ANSI electronic wire-free SVN BLE / Mifare / DESFire w/ key override, half escutcheon for use w/ concealed vertical rods, G lever, unhanded, BioCote antimicrobial finish, for use with KPB adapter | 1 |  | 1 Year | 798.8 | 0.15 | 678.98
34817 | Salto | AB660G00BCP8--K | XS4 ANSI electronic wire-free SVN BLE / Mifare / DESFire w/ key override, half escutcheon for use w/ concealed vertical rods, with keypad, G lever, unhanded, BioCote antimicrobial finish, for use with KPB adapter | 1 |  | 1 Year | 861.65 | 0.15 | 732.4025
34818 | Salto | AB660G00BCP8-W- | XS4 ANSI electronic RF wireless SVN BLE / Mifare / DESFire w/ key override, half escutcheon for use w/ concealed vertical rods, G lever, unhanded, BioCote antimicrobial finish, for use with KPB adapter | 1 |  | 1 Year | 890.8 | 0.15 | 757.18
34819 | Salto | AB660G00BCP8-WK | XS4 ANSI electronic RF wireless SVN BLE / Mifare / DESFire w/ key override, half escutcheon for use w/ concealed vertical rods, with keypad, G lever, unhanded, BioCote antimicrobial finish, for use with KPB adapter | 1 |  | 1 Year | 1046.85 | 0.15 | 889.8225
34820 | Salto | AB660G00IMH8--- | XS4 ANSI electronic wire-free SVN BLE / Mifare / DESFire w/ key override, half escutcheon, G lever, unhanded, satin stainless finish, for use with KPB adapter | 1 |  | 1 Year | 746.8 | 0.15 | 634.78
34821 | Salto | AB660G00IMH8--K | XS4 ANSI electronic wire-free SVN BLE / Mifare / DESFire w/ key override, half escutcheon, with keypad, G lever, unhanded, satin stainless finish, for use with KPB adapter | 1 |  | 1 Year | 809.65 | 0.15 | 688.2025
34822 | Salto | AB660G00IMH8-W- | XS4 ANSI electronic RF wireless SVN BLE / Mifare / DESFire w/ key override, half escutcheon, G lever, unhanded, satin stainless finish, for use with KPB adapter | 1 |  | 1 Year | 838.8 | 0.15 | 712.98
34823 | Salto | AB660G00IMH8-WK | XS4 ANSI electronic RF wireless SVN BLE / Mifare / DESFire w/ key override, half escutcheon, with keypad, G lever, unhanded, satin stainless finish, for use with KPB adapter | 1 |  | 1 Year | 994.85 | 0.15 | 845.6225
34824 | Salto | AB660G00IMP7--- | XS4 ANSI electronic wire-free SVN BLE / Mifare / DESFire w/ key override, half escutcheon for use w/ concealed vertical rods, G lever, unhanded, satin stainless finish, for use with KPB adapter | 1 |  | 1 Year | 746.8 | 0.15 | 634.78
34825 | Salto | AB660G00IMP7--K | XS4 ANSI electronic wire-free SVN BLE / Mifare / DESFire w/ key override, half escutcheon for use w/ concealed vertical rods, with keypad, G lever, unhanded, satin stainless finish, for use with KPB adapter | 1 |  | 1 Year | 809.65 | 0.15 | 688.2025
34826 | Salto | AB660G00IMP7-W- | XS4 ANSI electronic RF wireless SVN BLE / Mifare / DESFire w/ key override, half escutcheon for use w/ concealed vertical rods, G lever, unhanded, satin stainless finish, for use with KPB adapter | 1 |  | 1 Year | 838.8 | 0.15 | 712.98
34827 | Salto | AB660G00IMP7-WK | XS4 ANSI electronic RF wireless SVN BLE / Mifare / DESFire w/ key override, half escutcheon for use w/ concealed vertical rods, with keypad, G lever, unhanded, satin stainless finish, for use with KPB adapter | 1 |  | 1 Year | 994.85 | 0.15 | 845.6225
34828 | Salto | AB660G00IMP8--- | XS4 ANSI electronic wire-free SVN BLE / Mifare / DESFire w/ key override, half escutcheon for use w/ concealed vertical rods, G lever, unhanded, satin stainless finish, for use with KPB adapter | 1 |  | 1 Year | 746.8 | 0.15 | 634.78
34829 | Salto | AB660G00IMP8--K | XS4 ANSI electronic wire-free SVN BLE / Mifare / DESFire w/ key override, half escutcheon for use w/ concealed vertical rods, with keypad, G lever, unhanded, satin stainless finish, for use with KPB adapter | 1 |  | 1 Year | 809.65 | 0.15 | 688.2025
34830 | Salto | AB660G00IMP8-W- | XS4 ANSI electronic RF wireless SVN BLE / Mifare / DESFire w/ key override, half escutcheon for use w/ concealed vertical rods, G lever, unhanded, satin stainless finish, for use with KPB adapter | 1 |  | 1 Year | 838.8 | 0.15 | 712.98
34831 | Salto | AB660G00IMP8-WK | XS4 ANSI electronic RF wireless SVN BLE / Mifare / DESFire w/ key override, half escutcheon for use w/ concealed vertical rods, with keypad, G lever, unhanded, satin stainless finish, for use with KPB adapter | 1 |  | 1 Year | 994.85 | 0.15 | 845.6225
34832 | Salto | AB660G00PMH8--- | XS4 ANSI electronic wire-free SVN BLE / Mifare / DESFire w/ key override, half escutcheon, G lever, unhanded, satin brass finish, for use with KPB adapter | 1 |  | 1 Year | 746.8 | 0.15 | 634.78
34833 | Salto | AB660G00PMH8--K | XS4 ANSI electronic wire-free SVN BLE / Mifare / DESFire w/ key override, half escutcheon, with keypad, G lever, unhanded, satin brass finish, for use with KPB adapter | 1 |  | 1 Year | 809.65 | 0.15 | 688.2025
34834 | Salto | AB660G00PMH8-W- | XS4 ANSI electronic RF wireless SVN BLE / Mifare / DESFire w/ key override, half escutcheon, G lever, unhanded, satin brass finish, for use with KPB adapter | 1 |  | 1 Year | 838.8 | 0.15 | 712.98
34835 | Salto | AB660G00PMH8-WK | XS4 ANSI electronic RF wireless SVN BLE / Mifare / DESFire w/ key override, half escutcheon, with keypad, G lever, unhanded, satin brass finish, for use with KPB adapter | 1 |  | 1 Year | 994.85 | 0.15 | 845.6225
34836 | Salto | AB660G00PMP7--- | XS4 ANSI electronic wire-free SVN BLE / Mifare / DESFire w/ key override, half escutcheon for use w/ concealed vertical rods, G lever, unhanded, satin brass finish, for use with KPB adapter | 1 |  | 1 Year | 746.8 | 0.15 | 634.78
34837 | Salto | AB660G00PMP7--K | XS4 ANSI electronic wire-free SVN BLE / Mifare / DESFire w/ key override, half escutcheon for use w/ concealed vertical rods, with keypad, G lever, unhanded, satin brass finish, for use with KPB adapter | 1 |  | 1 Year | 809.65 | 0.15 | 688.2025
34838 | Salto | AB660G00PMP7-W- | XS4 ANSI electronic RF wireless SVN BLE / Mifare / DESFire w/ key override, half escutcheon for use w/ concealed vertical rods, G lever, unhanded, satin brass finish, for use with KPB adapter | 1 |  | 1 Year | 838.8 | 0.15 | 712.98
34839 | Salto | AB660G00PMP7-WK | XS4 ANSI electronic RF wireless SVN BLE / Mifare / DESFire w/ key override, half escutcheon for use w/ concealed vertical rods, with keypad, G lever, unhanded, satin brass finish, for use with KPB adapter | 1 |  | 1 Year | 994.85 | 0.15 | 845.6225
34840 | Salto | AB660G00PMP8--- | XS4 ANSI electronic wire-free SVN BLE / Mifare / DESFire w/ key override, half escutcheon for use w/ concealed vertical rods, G lever, unhanded, satin brass finish, for use with KPB adapter | 1 |  | 1 Year | 746.8 | 0.15 | 634.78
34841 | Salto | AB660G00PMP8--K | XS4 ANSI electronic wire-free SVN BLE / Mifare / DESFire w/ key override, half escutcheon for use w/ concealed vertical rods, with keypad, G lever, unhanded, satin brass finish, for use with KPB adapter | 1 |  | 1 Year | 809.65 | 0.15 | 688.2025
34842 | Salto | AB660G00PMP8-W- | XS4 ANSI electronic RF wireless SVN BLE / Mifare / DESFire w/ key override, half escutcheon for use w/ concealed vertical rods, G lever, unhanded, satin brass finish, for use with KPB adapter | 1 |  | 1 Year | 838.8 | 0.15 | 712.98
34843 | Salto | AB660G00PMP8-WK | XS4 ANSI electronic RF wireless SVN BLE / Mifare / DESFire w/ key override, half escutcheon for use w/ concealed vertical rods, with keypad, G lever, unhanded, satin brass finish, for use with KPB adapter | 1 |  | 1 Year | 994.85 | 0.15 | 845.6225
34844 | Salto | AB660J00BCH8--- | XS4 ANSI electronic wire-free SVN BLE / Mifare / DESFire w/ key override, half escutcheon, J lever, unhanded, BioCote antimicrobial finish, for use with KPB adapter | 1 |  | 1 Year | 809 | 0.15 | 687.65
34845 | Salto | AB660J00BCH8--K | XS4 ANSI electronic wire-free SVN BLE / Mifare / DESFire w/ key override, half escutcheon, with keypad, J lever, unhanded, BioCote antimicrobial finish, for use with KPB adapter | 1 |  | 1 Year | 871.85 | 0.15 | 741.0725
34846 | Salto | AB660J00BCH8-W- | XS4 ANSI electronic RF wireless SVN BLE / Mifare / DESFire w/ key override, half escutcheon, J lever, unhanded, BioCote antimicrobial finish, for use with KPB adapter | 1 |  | 1 Year | 901 | 0.15 | 765.85
34847 | Salto | AB660J00BCH8-WK | XS4 ANSI electronic RF wireless SVN BLE / Mifare / DESFire w/ key override, half escutcheon, with keypad, J lever, unhanded, BioCote antimicrobial finish, for use with KPB adapter | 1 |  | 1 Year | 1057.05 | 0.15 | 898.4925
34848 | Salto | AB660J00BCP7--- | XS4 ANSI electronic wire-free SVN BLE / Mifare / DESFire w/ key override, half escutcheon for use w/ concealed vertical rods, J lever, unhanded, BioCote antimicrobial finish, for use with KPB adapter | 1 |  | 1 Year | 809 | 0.15 | 687.65
34849 | Salto | AB660J00BCP7--K | XS4 ANSI electronic wire-free SVN BLE / Mifare / DESFire w/ key override, half escutcheon for use w/ concealed vertical rods, with keypad, J lever, unhanded, BioCote antimicrobial finish, for use with KPB adapter | 1 |  | 1 Year | 871.85 | 0.15 | 741.0725
34850 | Salto | AB660J00BCP7-W- | XS4 ANSI electronic RF wireless SVN BLE / Mifare / DESFire w/ key override, half escutcheon for use w/ concealed vertical rods, J lever, unhanded, BioCote antimicrobial finish, for use with KPB adapter | 1 |  | 1 Year | 901 | 0.15 | 765.85
34851 | Salto | AB660J00BCP7-WK | XS4 ANSI electronic RF wireless SVN BLE / Mifare / DESFire w/ key override, half escutcheon for use w/ concealed vertical rods, with keypad, J lever, unhanded, BioCote antimicrobial finish, for use with KPB adapter | 1 |  | 1 Year | 1057.05 | 0.15 | 898.4925
34852 | Salto | AB660J00BCP8--- | XS4 ANSI electronic wire-free SVN BLE / Mifare / DESFire w/ key override, half escutcheon for use w/ concealed vertical rods, J lever, unhanded, BioCote antimicrobial finish, for use with KPB adapter | 1 |  | 1 Year | 809 | 0.15 | 687.65
34853 | Salto | AB660J00BCP8--K | XS4 ANSI electronic wire-free SVN BLE / Mifare / DESFire w/ key override, half escutcheon for use w/ concealed vertical rods, with keypad, J lever, unhanded, BioCote antimicrobial finish, for use with KPB adapter | 1 |  | 1 Year | 871.85 | 0.15 | 741.0725
34854 | Salto | AB660J00BCP8-W- | XS4 ANSI electronic RF wireless SVN BLE / Mifare / DESFire w/ key override, half escutcheon for use w/ concealed vertical rods, J lever, unhanded, BioCote antimicrobial finish, for use with KPB adapter | 1 |  | 1 Year | 901 | 0.15 | 765.85
34855 | Salto | AB660J00BCP8-WK | XS4 ANSI electronic RF wireless SVN BLE / Mifare / DESFire w/ key override, half escutcheon for use w/ concealed vertical rods, with keypad, J lever, unhanded, BioCote antimicrobial finish, for use with KPB adapter | 1 |  | 1 Year | 1057.05 | 0.15 | 898.4925
34856 | Salto | AB660J00IAH8--- | XS4 ANSI electronic wire-free SVN BLE / Mifare / DESFire w/ key override, half escutcheon, J lever, unhanded, antique brass finish, for use with KPB adapter | 1 |  | 1 Year | 809 | 0.15 | 687.65
34857 | Salto | AB660J00IAH8--K | XS4 ANSI electronic wire-free SVN BLE / Mifare / DESFire w/ key override, half escutcheon, with keypad, J lever, unhanded, antique brass finish, for use with KPB adapter | 1 |  | 1 Year | 871.85 | 0.15 | 741.0725
34858 | Salto | AB660J00IAH8-W- | XS4 ANSI electronic RF wireless SVN BLE / Mifare / DESFire w/ key override, half escutcheon, J lever, unhanded, antique brass finish, for use with KPB adapter | 1 |  | 1 Year | 901 | 0.15 | 765.85
34859 | Salto | AB660J00IAH8-WK | XS4 ANSI electronic RF wireless SVN BLE / Mifare / DESFire w/ key override, half escutcheon, with keypad, J lever, unhanded, antique brass finish, for use with KPB adapter | 1 |  | 1 Year | 1057.05 | 0.15 | 898.4925
34860 | Salto | AB660J00IAP7--- | XS4 ANSI electronic wire-free SVN BLE / Mifare / DESFire w/ key override, half escutcheon for use w/ concealed vertical rods, J lever, unhanded, antique brass finish, for use with KPB adapter | 1 |  | 1 Year | 809 | 0.15 | 687.65
34861 | Salto | AB660J00IAP7--K | XS4 ANSI electronic wire-free SVN BLE / Mifare / DESFire w/ key override, half escutcheon for use w/ concealed vertical rods, with keypad, J lever, unhanded, antique brass finish, for use with KPB adapter | 1 |  | 1 Year | 871.85 | 0.15 | 741.0725
34862 | Salto | AB660J00IAP7-W- | XS4 ANSI electronic RF wireless SVN BLE / Mifare / DESFire w/ key override, half escutcheon for use w/ concealed vertical rods, J lever, unhanded, antique brass finish, for use with KPB adapter | 1 |  | 1 Year | 901 | 0.15 | 765.85
34863 | Salto | AB660J00IAP7-WK | XS4 ANSI electronic RF wireless SVN BLE / Mifare / DESFire w/ key override, half escutcheon for use w/ concealed vertical rods, with keypad, J lever, unhanded, antique brass finish, for use with KPB adapter | 1 |  | 1 Year | 1057.05 | 0.15 | 898.4925
34864 | Salto | AB660J00IAP8--- | XS4 ANSI electronic wire-free SVN BLE / Mifare / DESFire w/ key override, half escutcheon for use w/ concealed vertical rods, J lever, unhanded, antique brass finish, for use with KPB adapter | 1 |  | 1 Year | 809 | 0.15 | 687.65
34865 | Salto | AB660J00IAP8--K | XS4 ANSI electronic wire-free SVN BLE / Mifare / DESFire w/ key override, half escutcheon for use w/ concealed vertical rods, with keypad, J lever, unhanded, antique brass finish, for use with KPB adapter | 1 |  | 1 Year | 871.85 | 0.15 | 741.0725
34866 | Salto | AB660J00IAP8-W- | XS4 ANSI electronic RF wireless SVN BLE / Mifare / DESFire w/ key override, half escutcheon for use w/ concealed vertical rods, J lever, unhanded, antique brass finish, for use with KPB adapter | 1 |  | 1 Year | 901 | 0.15 | 765.85
34867 | Salto | AB660J00IAP8-WK | XS4 ANSI electronic RF wireless SVN BLE / Mifare / DESFire w/ key override, half escutcheon for use w/ concealed vertical rods, with keypad, J lever, unhanded, antique brass finish, for use with KPB adapter | 1 |  | 1 Year | 1057.05 | 0.15 | 898.4925
34868 | Salto | AB660J00IMH8--- | XS4 ANSI electronic wire-free SVN BLE / Mifare / DESFire w/ key override, half escutcheon, J lever, unhanded, satin stainless finish, for use with KPB adapter | 1 |  | 1 Year | 757 | 0.15 | 643.45
34869 | Salto | AB660J00IMH8--K | XS4 ANSI electronic wire-free SVN BLE / Mifare / DESFire w/ key override, half escutcheon, with keypad, J lever, unhanded, satin stainless finish, for use with KPB adapter | 1 |  | 1 Year | 819.85 | 0.15 | 696.8725
34870 | Salto | AB660J00IMH8-W- | XS4 ANSI electronic RF wireless SVN BLE / Mifare / DESFire w/ key override, half escutcheon, J lever, unhanded, satin stainless finish, for use with KPB adapter | 1 |  | 1 Year | 849 | 0.15 | 721.65
34871 | Salto | AB660J00IMH8-WK | XS4 ANSI electronic RF wireless SVN BLE / Mifare / DESFire w/ key override, half escutcheon, with keypad, J lever, unhanded, satin stainless finish, for use with KPB adapter | 1 |  | 1 Year | 1005.05 | 0.15 | 854.2925
34872 | Salto | AB660J00IMP7--- | XS4 ANSI electronic wire-free SVN BLE / Mifare / DESFire w/ key override, half escutcheon for use w/ concealed vertical rods, J lever, unhanded, satin stainless finish, for use with KPB adapter | 1 |  | 1 Year | 757 | 0.15 | 643.45
34873 | Salto | AB660J00IMP7--K | XS4 ANSI electronic wire-free SVN BLE / Mifare / DESFire w/ key override, half escutcheon for use w/ concealed vertical rods, with keypad, J lever, unhanded, satin stainless finish, for use with KPB adapter | 1 |  | 1 Year | 819.85 | 0.15 | 696.8725
34874 | Salto | AB660J00IMP7-W- | XS4 ANSI electronic RF wireless SVN BLE / Mifare / DESFire w/ key override, half escutcheon for use w/ concealed vertical rods, J lever, unhanded, satin stainless finish, for use with KPB adapter | 1 |  | 1 Year | 849 | 0.15 | 721.65
34875 | Salto | AB660J00IMP7-WK | XS4 ANSI electronic RF wireless SVN BLE / Mifare / DESFire w/ key override, half escutcheon for use w/ concealed vertical rods, with keypad, J lever, unhanded, satin stainless finish, for use with KPB adapter | 1 |  | 1 Year | 1005.05 | 0.15 | 854.2925
34876 | Salto | AB660J00IMP8--- | XS4 ANSI electronic wire-free SVN BLE / Mifare / DESFire w/ key override, half escutcheon for use w/ concealed vertical rods, J lever, unhanded, satin stainless finish, for use with KPB adapter | 1 |  | 1 Year | 757 | 0.15 | 643.45
34877 | Salto | AB660J00IMP8--K | XS4 ANSI electronic wire-free SVN BLE / Mifare / DESFire w/ key override, half escutcheon for use w/ concealed vertical rods, with keypad, J lever, unhanded, satin stainless finish, for use with KPB adapter | 1 |  | 1 Year | 819.85 | 0.15 | 696.8725
34878 | Salto | AB660J00IMP8-W- | XS4 ANSI electronic RF wireless SVN BLE / Mifare / DESFire w/ key override, half escutcheon for use w/ concealed vertical rods, J lever, unhanded, satin stainless finish, for use with KPB adapter | 1 |  | 1 Year | 849 | 0.15 | 721.65
34879 | Salto | AB660J00IMP8-WK | XS4 ANSI electronic RF wireless SVN BLE / Mifare / DESFire w/ key override, half escutcheon for use w/ concealed vertical rods, with keypad, J lever, unhanded, satin stainless finish, for use with KPB adapter | 1 |  | 1 Year | 1005.05 | 0.15 | 854.2925
34880 | Salto | AB660J00NEH8--- | XS4 ANSI electronic wire-free SVN BLE / Mifare / DESFire w/ key override, half escutcheon, J lever, unhanded, black chromium finish, for use with KPB adapter | 1 |  | 1 Year | 791.7 | 0.15 | 672.945
34881 | Salto | AB660J00NEH8--K | XS4 ANSI electronic wire-free SVN BLE / Mifare / DESFire w/ key override, half escutcheon, with keypad, J lever, unhanded, black chromium finish, for use with KPB adapter | 1 |  | 1 Year | 854.55 | 0.15 | 726.3675
34882 | Salto | AB660J00NEH8-W- | XS4 ANSI electronic RF wireless SVN BLE / Mifare / DESFire w/ key override, half escutcheon, J lever, unhanded, black chromium finish, for use with KPB adapter | 1 |  | 1 Year | 883.7 | 0.15 | 751.145
34883 | Salto | AB660J00NEH8-WK | XS4 ANSI electronic RF wireless SVN BLE / Mifare / DESFire w/ key override, half escutcheon, with keypad, J lever, unhanded, black chromium finish, for use with KPB adapter | 1 |  | 1 Year | 1039.75 | 0.15 | 883.7875
34884 | Salto | AB660J00NEP7--- | XS4 ANSI electronic wire-free SVN BLE / Mifare / DESFire w/ key override, half escutcheon for use w/ concealed vertical rods, J lever, unhanded, black chromium finish, for use with KPB adapter | 1 |  | 1 Year | 791.7 | 0.15 | 672.945
34885 | Salto | AB660J00NEP7--K | XS4 ANSI electronic wire-free SVN BLE / Mifare / DESFire w/ key override, half escutcheon for use w/ concealed vertical rods, with keypad, J lever, unhanded, black chromium finish, for use with KPB adapter | 1 |  | 1 Year | 854.55 | 0.15 | 726.3675
34886 | Salto | AB660J00NEP7-W- | XS4 ANSI electronic RF wireless SVN BLE / Mifare / DESFire w/ key override, half escutcheon for use w/ concealed vertical rods, J lever, unhanded, black chromium finish, for use with KPB adapter | 1 |  | 1 Year | 883.7 | 0.15 | 751.145
34887 | Salto | AB660J00NEP7-WK | XS4 ANSI electronic RF wireless SVN BLE / Mifare / DESFire w/ key override, half escutcheon for use w/ concealed vertical rods, with keypad, J lever, unhanded, black chromium finish, for use with KPB adapter | 1 |  | 1 Year | 1039.75 | 0.15 | 883.7875
34888 | Salto | AB660J00NEP8--- | XS4 ANSI electronic wire-free SVN BLE / Mifare / DESFire w/ key override, half escutcheon for use w/ concealed vertical rods, J lever, unhanded, black chromium finish, for use with KPB adapter | 1 |  | 1 Year | 791.7 | 0.15 | 672.945
34889 | Salto | AB660J00NEP8--K | XS4 ANSI electronic wire-free SVN BLE / Mifare / DESFire w/ key override, half escutcheon for use w/ concealed vertical rods, with keypad, J lever, unhanded, black chromium finish, for use with KPB adapter | 1 |  | 1 Year | 854.55 | 0.15 | 726.3675
34890 | Salto | AB660J00NEP8-W- | XS4 ANSI electronic RF wireless SVN BLE / Mifare / DESFire w/ key override, half escutcheon for use w/ concealed vertical rods, J lever, unhanded, black chromium finish, for use with KPB adapter | 1 |  | 1 Year | 883.7 | 0.15 | 751.145
34891 | Salto | AB660J00NEP8-WK | XS4 ANSI electronic RF wireless SVN BLE / Mifare / DESFire w/ key override, half escutcheon for use w/ concealed vertical rods, with keypad, J lever, unhanded, black chromium finish, for use with KPB adapter | 1 |  | 1 Year | 1039.75 | 0.15 | 883.7875
34892 | Salto | AB660J00PMH8--- | XS4 ANSI electronic wire-free SVN BLE / Mifare / DESFire w/ key override, half escutcheon, J lever, unhanded, satin brass finish, for use with KPB adapter | 1 |  | 1 Year | 757 | 0.15 | 643.45
34893 | Salto | AB660J00PMH8--K | XS4 ANSI electronic wire-free SVN BLE / Mifare / DESFire w/ key override, half escutcheon, with keypad, J lever, unhanded, satin brass finish, for use with KPB adapter | 1 |  | 1 Year | 819.85 | 0.15 | 696.8725
34894 | Salto | AB660J00PMH8-W- | XS4 ANSI electronic RF wireless SVN BLE / Mifare / DESFire w/ key override, half escutcheon, J lever, unhanded, satin brass finish, for use with KPB adapter | 1 |  | 1 Year | 849 | 0.15 | 721.65
34895 | Salto | AB660J00PMH8-WK | XS4 ANSI electronic RF wireless SVN BLE / Mifare / DESFire w/ key override, half escutcheon, with keypad, J lever, unhanded, satin brass finish, for use with KPB adapter | 1 |  | 1 Year | 1005.05 | 0.15 | 854.2925
34896 | Salto | AB660J00PMP7--- | XS4 ANSI electronic wire-free SVN BLE / Mifare / DESFire w/ key override, half escutcheon for use w/ concealed vertical rods, J lever, unhanded, satin brass finish, for use with KPB adapter | 1 |  | 1 Year | 757 | 0.15 | 643.45
34897 | Salto | AB660J00PMP7--K | XS4 ANSI electronic wire-free SVN BLE / Mifare / DESFire w/ key override, half escutcheon for use w/ concealed vertical rods, with keypad, J lever, unhanded, satin brass finish, for use with KPB adapter | 1 |  | 1 Year | 819.85 | 0.15 | 696.8725
34898 | Salto | AB660J00PMP7-W- | XS4 ANSI electronic RF wireless SVN BLE / Mifare / DESFire w/ key override, half escutcheon for use w/ concealed vertical rods, J lever, unhanded, satin brass finish, for use with KPB adapter | 1 |  | 1 Year | 849 | 0.15 | 721.65
34899 | Salto | AB660J00PMP7-WK | XS4 ANSI electronic RF wireless SVN BLE / Mifare / DESFire w/ key override, half escutcheon for use w/ concealed vertical rods, with keypad, J lever, unhanded, satin brass finish, for use with KPB adapter | 1 |  | 1 Year | 1005.05 | 0.15 | 854.2925
34900 | Salto | AB660J00PMP8--- | XS4 ANSI electronic wire-free SVN BLE / Mifare / DESFire w/ key override, half escutcheon for use w/ concealed vertical rods, J lever, unhanded, satin brass finish, for use with KPB adapter | 1 |  | 1 Year | 757 | 0.15 | 643.45
34901 | Salto | AB660J00PMP8--K | XS4 ANSI electronic wire-free SVN BLE / Mifare / DESFire w/ key override, half escutcheon for use w/ concealed vertical rods, with keypad, J lever, unhanded, satin brass finish, for use with KPB adapter | 1 |  | 1 Year | 819.85 | 0.15 | 696.8725
34902 | Salto | AB660J00PMP8-W- | XS4 ANSI electronic RF wireless SVN BLE / Mifare / DESFire w/ key override, half escutcheon for use w/ concealed vertical rods, J lever, unhanded, satin brass finish, for use with KPB adapter | 1 |  | 1 Year | 849 | 0.15 | 721.65
34903 | Salto | AB660J00PMP8-WK | XS4 ANSI electronic RF wireless SVN BLE / Mifare / DESFire w/ key override, half escutcheon for use w/ concealed vertical rods, with keypad, J lever, unhanded, satin brass finish, for use with KPB adapter | 1 |  | 1 Year | 1005.05 | 0.15 | 854.2925
34904 | Salto | AB660K00IMH8L-- | XS4 ANSI electronic wire-free SVN BLE / Mifare / DESFire w/ key override, half escutcheon, K lever, left handed, satin stainless finish, for use with KPB adapter | 1 |  | 1 Year | 757 | 0.15 | 643.45
34905 | Salto | AB660K00IMH8L-K | XS4 ANSI electronic wire-free SVN BLE / Mifare / DESFire w/ key override, half escutcheon, with keypad, K lever, left handed, satin stainless finish, for use with KPB adapter | 1 |  | 1 Year | 819.85 | 0.15 | 696.8725
34906 | Salto | AB660K00IMH8LW- | XS4 ANSI electronic RF wireless SVN BLE / Mifare / DESFire w/ key override, half escutcheon, K lever, left handed, satin stainless finish, for use with KPB adapter | 1 |  | 1 Year | 849 | 0.15 | 721.65
34907 | Salto | AB660K00IMH8LWK | XS4 ANSI electronic RF wireless SVN BLE / Mifare / DESFire w/ key override, half escutcheon, with keypad, K lever, left handed, satin stainless finish, for use with KPB adapter | 1 |  | 1 Year | 1005.05 | 0.15 | 854.2925
34908 | Salto | AB660K00IMH8R-- | XS4 ANSI electronic wire-free SVN BLE / Mifare / DESFire w/ key override, half escutcheon, K lever, right handed, satin stainless finish, for use with KPB adapter | 1 |  | 1 Year | 757 | 0.15 | 643.45
34909 | Salto | AB660K00IMH8R-K | XS4 ANSI electronic wire-free SVN BLE / Mifare / DESFire w/ key override, half escutcheon, with keypad, K lever, right handed, satin stainless finish, for use with KPB adapter | 1 |  | 1 Year | 819.85 | 0.15 | 696.8725
34910 | Salto | AB660K00IMH8RW- | XS4 ANSI electronic RF wireless SVN BLE / Mifare / DESFire w/ key override, half escutcheon, K lever, right handed, satin stainless finish, for use with KPB adapter | 1 |  | 1 Year | 849 | 0.15 | 721.65
34911 | Salto | AB660K00IMH8RWK | XS4 ANSI electronic RF wireless SVN BLE / Mifare / DESFire w/ key override, half escutcheon, with keypad, K lever, right handed, satin stainless finish, for use with KPB adapter | 1 |  | 1 Year | 1005.05 | 0.15 | 854.2925
34912 | Salto | AB660K00IMP7L-- | XS4 ANSI electronic wire-free SVN BLE / Mifare / DESFire w/ key override, half escutcheon for use w/ concealed vertical rods, K lever, left handed, satin stainless finish, for use with KPB adapter | 1 |  | 1 Year | 757 | 0.15 | 643.45
34913 | Salto | AB660K00IMP7L-K | XS4 ANSI electronic wire-free SVN BLE / Mifare / DESFire w/ key override, half escutcheon for use w/ concealed vertical rods, with keypad, K lever, left handed, satin stainless finish, for use with KPB adapter | 1 |  | 1 Year | 819.85 | 0.15 | 696.8725
34914 | Salto | AB660K00IMP7LW- | XS4 ANSI electronic RF wireless SVN BLE / Mifare / DESFire w/ key override, half escutcheon for use w/ concealed vertical rods, K lever, left handed, satin stainless finish, for use with KPB adapter | 1 |  | 1 Year | 849 | 0.15 | 721.65
34915 | Salto | AB660K00IMP7LWK | XS4 ANSI electronic RF wireless SVN BLE / Mifare / DESFire w/ key override, half escutcheon for use w/ concealed vertical rods, with keypad, K lever, left handed, satin stainless finish, for use with KPB adapter | 1 |  | 1 Year | 1005.05 | 0.15 | 854.2925
34916 | Salto | AB660K00IMP7R-- | XS4 ANSI electronic wire-free SVN BLE / Mifare / DESFire w/ key override, half escutcheon for use w/ concealed vertical rods, K lever, right handed, satin stainless finish, for use with KPB adapter | 1 |  | 1 Year | 757 | 0.15 | 643.45
34917 | Salto | AB660K00IMP7R-K | XS4 ANSI electronic wire-free SVN BLE / Mifare / DESFire w/ key override, half escutcheon for use w/ concealed vertical rods, with keypad, K lever, right handed, satin stainless finish, for use with KPB adapter | 1 |  | 1 Year | 819.85 | 0.15 | 696.8725
34918 | Salto | AB660K00IMP7RW- | XS4 ANSI electronic RF wireless SVN BLE / Mifare / DESFire w/ key override, half escutcheon for use w/ concealed vertical rods, K lever, right handed, satin stainless finish, for use with KPB adapter | 1 |  | 1 Year | 849 | 0.15 | 721.65
34919 | Salto | AB660K00IMP7RWK | XS4 ANSI electronic RF wireless SVN BLE / Mifare / DESFire w/ key override, half escutcheon for use w/ concealed vertical rods, with keypad, K lever, right handed, satin stainless finish, for use with KPB adapter | 1 |  | 1 Year | 1005.05 | 0.15 | 854.2925
34920 | Salto | AB660K00IMP8L-- | XS4 ANSI electronic wire-free SVN BLE / Mifare / DESFire w/ key override, half escutcheon for use w/ concealed vertical rods, K lever, left handed, satin stainless finish, for use with KPB adapter | 1 |  | 1 Year | 757 | 0.15 | 643.45
34921 | Salto | AB660K00IMP8L-K | XS4 ANSI electronic wire-free SVN BLE / Mifare / DESFire w/ key override, half escutcheon for use w/ concealed vertical rods, with keypad, K lever, left handed, satin stainless finish, for use with KPB adapter | 1 |  | 1 Year | 819.85 | 0.15 | 696.8725
34922 | Salto | AB660K00IMP8LW- | XS4 ANSI electronic RF wireless SVN BLE / Mifare / DESFire w/ key override, half escutcheon for use w/ concealed vertical rods, K lever, left handed, satin stainless finish, for use with KPB adapter | 1 |  | 1 Year | 849 | 0.15 | 721.65
34923 | Salto | AB660K00IMP8LWK | XS4 ANSI electronic RF wireless SVN BLE / Mifare / DESFire w/ key override, half escutcheon for use w/ concealed vertical rods, with keypad, K lever, left handed, satin stainless finish, for use with KPB adapter | 1 |  | 1 Year | 1005.05 | 0.15 | 854.2925
34924 | Salto | AB660K00IMP8R-- | XS4 ANSI electronic wire-free SVN BLE / Mifare / DESFire w/ key override, half escutcheon for use w/ concealed vertical rods, K lever, right handed, satin stainless finish, for use with KPB adapter | 1 |  | 1 Year | 757 | 0.15 | 643.45
34925 | Salto | AB660K00IMP8R-K | XS4 ANSI electronic wire-free SVN BLE / Mifare / DESFire w/ key override, half escutcheon for use w/ concealed vertical rods, with keypad, K lever, right handed, satin stainless finish, for use with KPB adapter | 1 |  | 1 Year | 819.85 | 0.15 | 696.8725
34926 | Salto | AB660K00IMP8RW- | XS4 ANSI electronic RF wireless SVN BLE / Mifare / DESFire w/ key override, half escutcheon for use w/ concealed vertical rods, K lever, right handed, satin stainless finish, for use with KPB adapter | 1 |  | 1 Year | 849 | 0.15 | 721.65
34927 | Salto | AB660K00IMP8RWK | XS4 ANSI electronic RF wireless SVN BLE / Mifare / DESFire w/ key override, half escutcheon for use w/ concealed vertical rods, with keypad, K lever, right handed, satin stainless finish, for use with KPB adapter | 1 |  | 1 Year | 1005.05 | 0.15 | 854.2925
34928 | Salto | AB660K00IPH8L-- | XS4 ANSI electronic wire-free SVN BLE / Mifare / DESFire w/ key override, half escutcheon, K lever, left handed, bright stainless steel finish, for use with KPB adapter | 1 |  | 1 Year | 773.3 | 0.15 | 657.305
34929 | Salto | AB660K00IPH8L-K | XS4 ANSI electronic wire-free SVN BLE / Mifare / DESFire w/ key override, half escutcheon, with keypad, K lever, left handed, bright stainless steel finish, for use with KPB adapter | 1 |  | 1 Year | 836.15 | 0.15 | 710.7275
34930 | Salto | AB660K00IPH8LW- | XS4 ANSI electronic RF wireless SVN BLE / Mifare / DESFire w/ key override, half escutcheon, K lever, left handed, bright stainless steel finish, for use with KPB adapter | 1 |  | 1 Year | 865.3 | 0.15 | 735.505
34931 | Salto | AB660K00IPH8LWK | XS4 ANSI electronic RF wireless SVN BLE / Mifare / DESFire w/ key override, half escutcheon, with keypad, K lever, left handed, bright stainless steel finish, for use with KPB adapter | 1 |  | 1 Year | 1021.35 | 0.15 | 868.1475
34932 | Salto | AB660K00IPH8R-- | XS4 ANSI electronic wire-free SVN BLE / Mifare / DESFire w/ key override, half escutcheon, K lever, right handed, bright stainless steel finish, for use with KPB adapter | 1 |  | 1 Year | 773.3 | 0.15 | 657.305
34933 | Salto | AB660K00IPH8R-K | XS4 ANSI electronic wire-free SVN BLE / Mifare / DESFire w/ key override, half escutcheon, with keypad, K lever, right handed, bright stainless steel finish, for use with KPB adapter | 1 |  | 1 Year | 836.15 | 0.15 | 710.7275
34934 | Salto | AB660K00IPH8RW- | XS4 ANSI electronic RF wireless SVN BLE / Mifare / DESFire w/ key override, half escutcheon, K lever, right handed, bright stainless steel finish, for use with KPB adapter | 1 |  | 1 Year | 865.3 | 0.15 | 735.505
34935 | Salto | AB660K00IPH8RWK | XS4 ANSI electronic RF wireless SVN BLE / Mifare / DESFire w/ key override, half escutcheon, with keypad, K lever, right handed, bright stainless steel finish, for use with KPB adapter | 1 |  | 1 Year | 1021.35 | 0.15 | 868.1475
34936 | Salto | AB660K00IPP7L-- | XS4 ANSI electronic wire-free SVN BLE / Mifare / DESFire w/ key override, half escutcheon for use w/ concealed vertical rods, K lever, left handed, bright stainless steel finish, for use with KPB adapter | 1 |  | 1 Year | 773.3 | 0.15 | 657.305
34937 | Salto | AB660K00IPP7L-K | XS4 ANSI electronic wire-free SVN BLE / Mifare / DESFire w/ key override, half escutcheon for use w/ concealed vertical rods, with keypad, K lever, left handed, bright stainless steel finish, for use with KPB adapter | 1 |  | 1 Year | 836.15 | 0.15 | 710.7275
34938 | Salto | AB660K00IPP7LW- | XS4 ANSI electronic RF wireless SVN BLE / Mifare / DESFire w/ key override, half escutcheon for use w/ concealed vertical rods, K lever, left handed, bright stainless steel finish, for use with KPB adapter | 1 |  | 1 Year | 865.3 | 0.15 | 735.505
34939 | Salto | AB660K00IPP7LWK | XS4 ANSI electronic RF wireless SVN BLE / Mifare / DESFire w/ key override, half escutcheon for use w/ concealed vertical rods, with keypad, K lever, left handed, bright stainless steel finish, for use with KPB adapter | 1 |  | 1 Year | 1021.35 | 0.15 | 868.1475
34940 | Salto | AB660K00IPP7R-- | XS4 ANSI electronic wire-free SVN BLE / Mifare / DESFire w/ key override, half escutcheon for use w/ concealed vertical rods, K lever, right handed, bright stainless steel finish, for use with KPB adapter | 1 |  | 1 Year | 773.3 | 0.15 | 657.305
34941 | Salto | AB660K00IPP7R-K | XS4 ANSI electronic wire-free SVN BLE / Mifare / DESFire w/ key override, half escutcheon for use w/ concealed vertical rods, with keypad, K lever, right handed, bright stainless steel finish, for use with KPB adapter | 1 |  | 1 Year | 836.15 | 0.15 | 710.7275
34942 | Salto | AB660K00IPP7RW- | XS4 ANSI electronic RF wireless SVN BLE / Mifare / DESFire w/ key override, half escutcheon for use w/ concealed vertical rods, K lever, right handed, bright stainless steel finish, for use with KPB adapter | 1 |  | 1 Year | 865.3 | 0.15 | 735.505
34943 | Salto | AB660K00IPP7RWK | XS4 ANSI electronic RF wireless SVN BLE / Mifare / DESFire w/ key override, half escutcheon for use w/ concealed vertical rods, with keypad, K lever, right handed, bright stainless steel finish, for use with KPB adapter | 1 |  | 1 Year | 1021.35 | 0.15 | 868.1475
34944 | Salto | AB660K00IPP8L-- | XS4 ANSI electronic wire-free SVN BLE / Mifare / DESFire w/ key override, half escutcheon for use w/ concealed vertical rods, K lever, left handed, bright stainless steel finish, for use with KPB adapter | 1 |  | 1 Year | 773.3 | 0.15 | 657.305
34945 | Salto | AB660K00IPP8L-K | XS4 ANSI electronic wire-free SVN BLE / Mifare / DESFire w/ key override, half escutcheon for use w/ concealed vertical rods, with keypad, K lever, left handed, bright stainless steel finish, for use with KPB adapter | 1 |  | 1 Year | 836.15 | 0.15 | 710.7275
34946 | Salto | AB660K00IPP8LW- | XS4 ANSI electronic RF wireless SVN BLE / Mifare / DESFire w/ key override, half escutcheon for use w/ concealed vertical rods, K lever, left handed, bright stainless steel finish, for use with KPB adapter | 1 |  | 1 Year | 865.3 | 0.15 | 735.505
34947 | Salto | AB660K00IPP8LWK | XS4 ANSI electronic RF wireless SVN BLE / Mifare / DESFire w/ key override, half escutcheon for use w/ concealed vertical rods, with keypad, K lever, left handed, bright stainless steel finish, for use with KPB adapter | 1 |  | 1 Year | 1021.35 | 0.15 | 868.1475
34948 | Salto | AB660K00IPP8R-- | XS4 ANSI electronic wire-free SVN BLE / Mifare / DESFire w/ key override, half escutcheon for use w/ concealed vertical rods, K lever, right handed, bright stainless steel finish, for use with KPB adapter | 1 |  | 1 Year | 773.3 | 0.15 | 657.305
34949 | Salto | AB660K00IPP8R-K | XS4 ANSI electronic wire-free SVN BLE / Mifare / DESFire w/ key override, half escutcheon for use w/ concealed vertical rods, with keypad, K lever, right handed, bright stainless steel finish, for use with KPB adapter | 1 |  | 1 Year | 836.15 | 0.15 | 710.7275
34950 | Salto | AB660K00IPP8RW- | XS4 ANSI electronic RF wireless SVN BLE / Mifare / DESFire w/ key override, half escutcheon for use w/ concealed vertical rods, K lever, right handed, bright stainless steel finish, for use with KPB adapter | 1 |  | 1 Year | 865.3 | 0.15 | 735.505
34951 | Salto | AB660K00IPP8RWK | XS4 ANSI electronic RF wireless SVN BLE / Mifare / DESFire w/ key override, half escutcheon for use w/ concealed vertical rods, with keypad, K lever, right handed, bright stainless steel finish, for use with KPB adapter | 1 |  | 1 Year | 1021.35 | 0.15 | 868.1475
34952 | Salto | AB660K00PPH8L-- | XS4 ANSI electronic wire-free SVN BLE / Mifare / DESFire w/ key override, half escutcheon, K lever, left handed, bright brass finish, for use with KPB adapter | 1 |  | 1 Year | 773.3 | 0.15 | 657.305
34953 | Salto | AB660K00PPH8L-K | XS4 ANSI electronic wire-free SVN BLE / Mifare / DESFire w/ key override, half escutcheon, with keypad, K lever, left handed, bright brass finish, for use with KPB adapter | 1 |  | 1 Year | 836.15 | 0.15 | 710.7275
34954 | Salto | AB660K00PPH8LW- | XS4 ANSI electronic RF wireless SVN BLE / Mifare / DESFire w/ key override, half escutcheon, K lever, left handed, bright brass finish, for use with KPB adapter | 1 |  | 1 Year | 865.3 | 0.15 | 735.505
34955 | Salto | AB660K00PPH8LWK | XS4 ANSI electronic RF wireless SVN BLE / Mifare / DESFire w/ key override, half escutcheon, with keypad, K lever, left handed, bright brass finish, for use with KPB adapter | 1 |  | 1 Year | 1021.35 | 0.15 | 868.1475
34956 | Salto | AB660K00PPH8R-- | XS4 ANSI electronic wire-free SVN BLE / Mifare / DESFire w/ key override, half escutcheon, K lever, right handed, bright brass finish, for use with KPB adapter | 1 |  | 1 Year | 773.3 | 0.15 | 657.305
34957 | Salto | AB660K00PPH8R-K | XS4 ANSI electronic wire-free SVN BLE / Mifare / DESFire w/ key override, half escutcheon, with keypad, K lever, right handed, bright brass finish, for use with KPB adapter | 1 |  | 1 Year | 836.15 | 0.15 | 710.7275
34958 | Salto | AB660K00PPH8RW- | XS4 ANSI electronic RF wireless SVN BLE / Mifare / DESFire w/ key override, half escutcheon, K lever, right handed, bright brass finish, for use with KPB adapter | 1 |  | 1 Year | 865.3 | 0.15 | 735.505
34959 | Salto | AB660K00PPH8RWK | XS4 ANSI electronic RF wireless SVN BLE / Mifare / DESFire w/ key override, half escutcheon, with keypad, K lever, right handed, bright brass finish, for use with KPB adapter | 1 |  | 1 Year | 1021.35 | 0.15 | 868.1475
34960 | Salto | AB660K00PPP7L-- | XS4 ANSI electronic wire-free SVN BLE / Mifare / DESFire w/ key override, half escutcheon for use w/ concealed vertical rods, K lever, left handed, bright brass finish, for use with KPB adapter | 1 |  | 1 Year | 773.3 | 0.15 | 657.305
34961 | Salto | AB660K00PPP7L-K | XS4 ANSI electronic wire-free SVN BLE / Mifare / DESFire w/ key override, half escutcheon for use w/ concealed vertical rods, with keypad, K lever, left handed, bright brass finish, for use with KPB adapter | 1 |  | 1 Year | 836.15 | 0.15 | 710.7275
34962 | Salto | AB660K00PPP7LW- | XS4 ANSI electronic RF wireless SVN BLE / Mifare / DESFire w/ key override, half escutcheon for use w/ concealed vertical rods, K lever, left handed, bright brass finish, for use with KPB adapter | 1 |  | 1 Year | 865.3 | 0.15 | 735.505
34963 | Salto | AB660K00PPP7LWK | XS4 ANSI electronic RF wireless SVN BLE / Mifare / DESFire w/ key override, half escutcheon for use w/ concealed vertical rods, with keypad, K lever, left handed, bright brass finish, for use with KPB adapter | 1 |  | 1 Year | 1021.35 | 0.15 | 868.1475
34964 | Salto | AB660K00PPP7R-- | XS4 ANSI electronic wire-free SVN BLE / Mifare / DESFire w/ key override, half escutcheon for use w/ concealed vertical rods, K lever, right handed, bright brass finish, for use with KPB adapter | 1 |  | 1 Year | 773.3 | 0.15 | 657.305
34965 | Salto | AB660K00PPP7R-K | XS4 ANSI electronic wire-free SVN BLE / Mifare / DESFire w/ key override, half escutcheon for use w/ concealed vertical rods, with keypad, K lever, right handed, bright brass finish, for use with KPB adapter | 1 |  | 1 Year | 836.15 | 0.15 | 710.7275
34966 | Salto | AB660K00PPP7RW- | XS4 ANSI electronic RF wireless SVN BLE / Mifare / DESFire w/ key override, half escutcheon for use w/ concealed vertical rods, K lever, right handed, bright brass finish, for use with KPB adapter | 1 |  | 1 Year | 865.3 | 0.15 | 735.505
34967 | Salto | AB660K00PPP7RWK | XS4 ANSI electronic RF wireless SVN BLE / Mifare / DESFire w/ key override, half escutcheon for use w/ concealed vertical rods, with keypad, K lever, right handed, bright brass finish, for use with KPB adapter | 1 |  | 1 Year | 1021.35 | 0.15 | 868.1475
34968 | Salto | AB660K00PPP8L-- | XS4 ANSI electronic wire-free SVN BLE / Mifare / DESFire w/ key override, half escutcheon for use w/ concealed vertical rods, K lever, left handed, bright brass finish, for use with KPB adapter | 1 |  | 1 Year | 773.3 | 0.15 | 657.305
34969 | Salto | AB660K00PPP8L-K | XS4 ANSI electronic wire-free SVN BLE / Mifare / DESFire w/ key override, half escutcheon for use w/ concealed vertical rods, with keypad, K lever, left handed, bright brass finish, for use with KPB adapter | 1 |  | 1 Year | 836.15 | 0.15 | 710.7275
34970 | Salto | AB660K00PPP8LW- | XS4 ANSI electronic RF wireless SVN BLE / Mifare / DESFire w/ key override, half escutcheon for use w/ concealed vertical rods, K lever, left handed, bright brass finish, for use with KPB adapter | 1 |  | 1 Year | 865.3 | 0.15 | 735.505
34971 | Salto | AB660K00PPP8LWK | XS4 ANSI electronic RF wireless SVN BLE / Mifare / DESFire w/ key override, half escutcheon for use w/ concealed vertical rods, with keypad, K lever, left handed, bright brass finish, for use with KPB adapter | 1 |  | 1 Year | 1021.35 | 0.15 | 868.1475
34972 | Salto | AB660K00PPP8R-- | XS4 ANSI electronic wire-free SVN BLE / Mifare / DESFire w/ key override, half escutcheon for use w/ concealed vertical rods, K lever, right handed, bright brass finish, for use with KPB adapter | 1 |  | 1 Year | 773.3 | 0.15 | 657.305
34973 | Salto | AB660K00PPP8R-K | XS4 ANSI electronic wire-free SVN BLE / Mifare / DESFire w/ key override, half escutcheon for use w/ concealed vertical rods, with keypad, K lever, right handed, bright brass finish, for use with KPB adapter | 1 |  | 1 Year | 836.15 | 0.15 | 710.7275
34974 | Salto | AB660K00PPP8RW- | XS4 ANSI electronic RF wireless SVN BLE / Mifare / DESFire w/ key override, half escutcheon for use w/ concealed vertical rods, K lever, right handed, bright brass finish, for use with KPB adapter | 1 |  | 1 Year | 865.3 | 0.15 | 735.505
34975 | Salto | AB660K00PPP8RWK | XS4 ANSI electronic RF wireless SVN BLE / Mifare / DESFire w/ key override, half escutcheon for use w/ concealed vertical rods, with keypad, K lever, right handed, bright brass finish, for use with KPB adapter | 1 |  | 1 Year | 1021.35 | 0.15 | 868.1475
34976 | Salto | AB660L00BCH8--- | XS4 ANSI electronic wire-free SVN BLE / Mifare / DESFire w/ key override, half escutcheon, L lever, unhanded, BioCote antimicrobial finish, for use with KPB adapter | 1 |  | 1 Year | 798.8 | 0.15 | 678.98
34977 | Salto | AB660L00BCH8--K | XS4 ANSI electronic wire-free SVN BLE / Mifare / DESFire w/ key override, half escutcheon, with keypad, L lever, unhanded, BioCote antimicrobial finish, for use with KPB adapter | 1 |  | 1 Year | 861.65 | 0.15 | 732.4025
34978 | Salto | AB660L00BCH8-W- | XS4 ANSI electronic RF wireless SVN BLE / Mifare / DESFire w/ key override, half escutcheon, L lever, unhanded, BioCote antimicrobial finish, for use with KPB adapter | 1 |  | 1 Year | 890.8 | 0.15 | 757.18
34979 | Salto | AB660L00BCH8-WK | XS4 ANSI electronic RF wireless SVN BLE / Mifare / DESFire w/ key override, half escutcheon, with keypad, L lever, unhanded, BioCote antimicrobial finish, for use with KPB adapter | 1 |  | 1 Year | 1046.85 | 0.15 | 889.8225
34980 | Salto | AB660L00BCP7--- | XS4 ANSI electronic wire-free SVN BLE / Mifare / DESFire w/ key override, half escutcheon for use w/ concealed vertical rods, L lever, unhanded, BioCote antimicrobial finish, for use with KPB adapter | 1 |  | 1 Year | 798.8 | 0.15 | 678.98
34981 | Salto | AB660L00BCP7--K | XS4 ANSI electronic wire-free SVN BLE / Mifare / DESFire w/ key override, half escutcheon for use w/ concealed vertical rods, with keypad, L lever, unhanded, BioCote antimicrobial finish, for use with KPB adapter | 1 |  | 1 Year | 861.65 | 0.15 | 732.4025
34982 | Salto | AB660L00BCP7-W- | XS4 ANSI electronic RF wireless SVN BLE / Mifare / DESFire w/ key override, half escutcheon for use w/ concealed vertical rods, L lever, unhanded, BioCote antimicrobial finish, for use with KPB adapter | 1 |  | 1 Year | 890.8 | 0.15 | 757.18
34983 | Salto | AB660L00BCP7-WK | XS4 ANSI electronic RF wireless SVN BLE / Mifare / DESFire w/ key override, half escutcheon for use w/ concealed vertical rods, with keypad, L lever, unhanded, BioCote antimicrobial finish, for use with KPB adapter | 1 |  | 1 Year | 1046.85 | 0.15 | 889.8225
34984 | Salto | AB660L00BCP8--- | XS4 ANSI electronic wire-free SVN BLE / Mifare / DESFire w/ key override, half escutcheon for use w/ concealed vertical rods, L lever, unhanded, BioCote antimicrobial finish, for use with KPB adapter | 1 |  | 1 Year | 798.8 | 0.15 | 678.98
34985 | Salto | AB660L00BCP8--K | XS4 ANSI electronic wire-free SVN BLE / Mifare / DESFire w/ key override, half escutcheon for use w/ concealed vertical rods, with keypad, L lever, unhanded, BioCote antimicrobial finish, for use with KPB adapter | 1 |  | 1 Year | 861.65 | 0.15 | 732.4025
34986 | Salto | AB660L00BCP8-W- | XS4 ANSI electronic RF wireless SVN BLE / Mifare / DESFire w/ key override, half escutcheon for use w/ concealed vertical rods, L lever, unhanded, BioCote antimicrobial finish, for use with KPB adapter | 1 |  | 1 Year | 890.8 | 0.15 | 757.18
34987 | Salto | AB660L00BCP8-WK | XS4 ANSI electronic RF wireless SVN BLE / Mifare / DESFire w/ key override, half escutcheon for use w/ concealed vertical rods, with keypad, L lever, unhanded, BioCote antimicrobial finish, for use with KPB adapter | 1 |  | 1 Year | 1046.85 | 0.15 | 889.8225
34988 | Salto | AB660L00IAH8--- | XS4 ANSI electronic wire-free SVN BLE / Mifare / DESFire w/ key override, half escutcheon, L lever, unhanded, antique brass finish, for use with KPB adapter | 1 |  | 1 Year | 798.8 | 0.15 | 678.98
34989 | Salto | AB660L00IAH8--K | XS4 ANSI electronic wire-free SVN BLE / Mifare / DESFire w/ key override, half escutcheon, with keypad, L lever, unhanded, antique brass finish, for use with KPB adapter | 1 |  | 1 Year | 861.65 | 0.15 | 732.4025
34990 | Salto | AB660L00IAH8-W- | XS4 ANSI electronic RF wireless SVN BLE / Mifare / DESFire w/ key override, half escutcheon, L lever, unhanded, antique brass finish, for use with KPB adapter | 1 |  | 1 Year | 890.8 | 0.15 | 757.18
34991 | Salto | AB660L00IAH8-WK | XS4 ANSI electronic RF wireless SVN BLE / Mifare / DESFire w/ key override, half escutcheon, with keypad, L lever, unhanded, antique brass finish, for use with KPB adapter | 1 |  | 1 Year | 1046.85 | 0.15 | 889.8225
34992 | Salto | AB660L00IAP7--- | XS4 ANSI electronic wire-free SVN BLE / Mifare / DESFire w/ key override, half escutcheon for use w/ concealed vertical rods, L lever, unhanded, antique brass finish, for use with KPB adapter | 1 |  | 1 Year | 798.8 | 0.15 | 678.98
34993 | Salto | AB660L00IAP7--K | XS4 ANSI electronic wire-free SVN BLE / Mifare / DESFire w/ key override, half escutcheon for use w/ concealed vertical rods, with keypad, L lever, unhanded, antique brass finish, for use with KPB adapter | 1 |  | 1 Year | 861.65 | 0.15 | 732.4025
34994 | Salto | AB660L00IAP7-W- | XS4 ANSI electronic RF wireless SVN BLE / Mifare / DESFire w/ key override, half escutcheon for use w/ concealed vertical rods, L lever, unhanded, antique brass finish, for use with KPB adapter | 1 |  | 1 Year | 890.8 | 0.15 | 757.18
34995 | Salto | AB660L00IAP7-WK | XS4 ANSI electronic RF wireless SVN BLE / Mifare / DESFire w/ key override, half escutcheon for use w/ concealed vertical rods, with keypad, L lever, unhanded, antique brass finish, for use with KPB adapter | 1 |  | 1 Year | 1046.85 | 0.15 | 889.8225
34996 | Salto | AB660L00IAP8--- | XS4 ANSI electronic wire-free SVN BLE / Mifare / DESFire w/ key override, half escutcheon for use w/ concealed vertical rods, L lever, unhanded, antique brass finish, for use with KPB adapter | 1 |  | 1 Year | 798.8 | 0.15 | 678.98
34997 | Salto | AB660L00IAP8--K | XS4 ANSI electronic wire-free SVN BLE / Mifare / DESFire w/ key override, half escutcheon for use w/ concealed vertical rods, with keypad, L lever, unhanded, antique brass finish, for use with KPB adapter | 1 |  | 1 Year | 861.65 | 0.15 | 732.4025
34998 | Salto | AB660L00IAP8-W- | XS4 ANSI electronic RF wireless SVN BLE / Mifare / DESFire w/ key override, half escutcheon for use w/ concealed vertical rods, L lever, unhanded, antique brass finish, for use with KPB adapter | 1 |  | 1 Year | 890.8 | 0.15 | 757.18
34999 | Salto | AB660L00IAP8-WK | XS4 ANSI electronic RF wireless SVN BLE / Mifare / DESFire w/ key override, half escutcheon for use w/ concealed vertical rods, with keypad, L lever, unhanded, antique brass finish, for use with KPB adapter | 1 |  | 1 Year | 1046.85 | 0.15 | 889.8225
35000 | Salto | AB660L00IMH8--- | XS4 ANSI electronic wire-free SVN BLE / Mifare / DESFire w/ key override, half escutcheon, L lever, unhanded, satin stainless finish, for use with KPB adapter | 1 |  | 1 Year | 746.8 | 0.15 | 634.78
35001 | Salto | AB660L00IMH8--K | XS4 ANSI electronic wire-free SVN BLE / Mifare / DESFire w/ key override, half escutcheon, with keypad, L lever, unhanded, satin stainless finish, for use with KPB adapter | 1 |  | 1 Year | 809.65 | 0.15 | 688.2025
35002 | Salto | AB660L00IMH8-W- | XS4 ANSI electronic RF wireless SVN BLE / Mifare / DESFire w/ key override, half escutcheon, L lever, unhanded, satin stainless finish, for use with KPB adapter | 1 |  | 1 Year | 838.8 | 0.15 | 712.98
35003 | Salto | AB660L00IMH8-WK | XS4 ANSI electronic RF wireless SVN BLE / Mifare / DESFire w/ key override, half escutcheon, with keypad, L lever, unhanded, satin stainless finish, for use with KPB adapter | 1 |  | 1 Year | 994.85 | 0.15 | 845.6225
35004 | Salto | AB660L00IMP7--- | XS4 ANSI electronic wire-free SVN BLE / Mifare / DESFire w/ key override, half escutcheon for use w/ concealed vertical rods, L lever, unhanded, satin stainless finish, for use with KPB adapter | 1 |  | 1 Year | 746.8 | 0.15 | 634.78
35005 | Salto | AB660L00IMP7--K | XS4 ANSI electronic wire-free SVN BLE / Mifare / DESFire w/ key override, half escutcheon for use w/ concealed vertical rods, with keypad, L lever, unhanded, satin stainless finish, for use with KPB adapter | 1 |  | 1 Year | 809.65 | 0.15 | 688.2025
35006 | Salto | AB660L00IMP7-W- | XS4 ANSI electronic RF wireless SVN BLE / Mifare / DESFire w/ key override, half escutcheon for use w/ concealed vertical rods, L lever, unhanded, satin stainless finish, for use with KPB adapter | 1 |  | 1 Year | 838.8 | 0.15 | 712.98
35007 | Salto | AB660L00IMP7-WK | XS4 ANSI electronic RF wireless SVN BLE / Mifare / DESFire w/ key override, half escutcheon for use w/ concealed vertical rods, with keypad, L lever, unhanded, satin stainless finish, for use with KPB adapter | 1 |  | 1 Year | 994.85 | 0.15 | 845.6225
35008 | Salto | AB660L00IMP8--- | XS4 ANSI electronic wire-free SVN BLE / Mifare / DESFire w/ key override, half escutcheon for use w/ concealed vertical rods, L lever, unhanded, satin stainless finish, for use with KPB adapter | 1 |  | 1 Year | 746.8 | 0.15 | 634.78
35009 | Salto | AB660L00IMP8--K | XS4 ANSI electronic wire-free SVN BLE / Mifare / DESFire w/ key override, half escutcheon for use w/ concealed vertical rods, with keypad, L lever, unhanded, satin stainless finish, for use with KPB adapter | 1 |  | 1 Year | 809.65 | 0.15 | 688.2025
35010 | Salto | AB660L00IMP8-W- | XS4 ANSI electronic RF wireless SVN BLE / Mifare / DESFire w/ key override, half escutcheon for use w/ concealed vertical rods, L lever, unhanded, satin stainless finish, for use with KPB adapter | 1 |  | 1 Year | 838.8 | 0.15 | 712.98
35011 | Salto | AB660L00IMP8-WK | XS4 ANSI electronic RF wireless SVN BLE / Mifare / DESFire w/ key override, half escutcheon for use w/ concealed vertical rods, with keypad, L lever, unhanded, satin stainless finish, for use with KPB adapter | 1 |  | 1 Year | 994.85 | 0.15 | 845.6225
35012 | Salto | AB660L00IPH8--- | XS4 ANSI electronic wire-free SVN BLE / Mifare / DESFire w/ key override, half escutcheon, L lever, unhanded, bright stainless steel finish, for use with KPB adapter | 1 |  | 1 Year | 763.1 | 0.15 | 648.635
35013 | Salto | AB660L00IPH8--K | XS4 ANSI electronic wire-free SVN BLE / Mifare / DESFire w/ key override, half escutcheon, with keypad, L lever, unhanded, bright stainless steel finish, for use with KPB adapter | 1 |  | 1 Year | 825.95 | 0.15 | 702.0575
35014 | Salto | AB660L00IPH8-W- | XS4 ANSI electronic RF wireless SVN BLE / Mifare / DESFire w/ key override, half escutcheon, L lever, unhanded, bright stainless steel finish, for use with KPB adapter | 1 |  | 1 Year | 855.1 | 0.15 | 726.835
35015 | Salto | AB660L00IPH8-WK | XS4 ANSI electronic RF wireless SVN BLE / Mifare / DESFire w/ key override, half escutcheon, with keypad, L lever, unhanded, bright stainless steel finish, for use with KPB adapter | 1 |  | 1 Year | 1011.15 | 0.15 | 859.4775
35016 | Salto | AB660L00IPP7--- | XS4 ANSI electronic wire-free SVN BLE / Mifare / DESFire w/ key override, half escutcheon for use w/ concealed vertical rods, L lever, unhanded, bright stainless steel finish, for use with KPB adapter | 1 |  | 1 Year | 763.1 | 0.15 | 648.635
35017 | Salto | AB660L00IPP7--K | XS4 ANSI electronic wire-free SVN BLE / Mifare / DESFire w/ key override, half escutcheon for use w/ concealed vertical rods, with keypad, L lever, unhanded, bright stainless steel finish, for use with KPB adapter | 1 |  | 1 Year | 825.95 | 0.15 | 702.0575
35018 | Salto | AB660L00IPP7-W- | XS4 ANSI electronic RF wireless SVN BLE / Mifare / DESFire w/ key override, half escutcheon for use w/ concealed vertical rods, L lever, unhanded, bright stainless steel finish, for use with KPB adapter | 1 |  | 1 Year | 855.1 | 0.15 | 726.835
35019 | Salto | AB660L00IPP7-WK | XS4 ANSI electronic RF wireless SVN BLE / Mifare / DESFire w/ key override, half escutcheon for use w/ concealed vertical rods, with keypad, L lever, unhanded, bright stainless steel finish, for use with KPB adapter | 1 |  | 1 Year | 1011.15 | 0.15 | 859.4775
35020 | Salto | AB660L00IPP8--- | XS4 ANSI electronic wire-free SVN BLE / Mifare / DESFire w/ key override, half escutcheon for use w/ concealed vertical rods, L lever, unhanded, bright stainless steel finish, for use with KPB adapter | 1 |  | 1 Year | 763.1 | 0.15 | 648.635
35021 | Salto | AB660L00IPP8--K | XS4 ANSI electronic wire-free SVN BLE / Mifare / DESFire w/ key override, half escutcheon for use w/ concealed vertical rods, with keypad, L lever, unhanded, bright stainless steel finish, for use with KPB adapter | 1 |  | 1 Year | 825.95 | 0.15 | 702.0575
35022 | Salto | AB660L00IPP8-W- | XS4 ANSI electronic RF wireless SVN BLE / Mifare / DESFire w/ key override, half escutcheon for use w/ concealed vertical rods, L lever, unhanded, bright stainless steel finish, for use with KPB adapter | 1 |  | 1 Year | 855.1 | 0.15 | 726.835
35023 | Salto | AB660L00IPP8-WK | XS4 ANSI electronic RF wireless SVN BLE / Mifare / DESFire w/ key override, half escutcheon for use w/ concealed vertical rods, with keypad, L lever, unhanded, bright stainless steel finish, for use with KPB adapter | 1 |  | 1 Year | 1011.15 | 0.15 | 859.4775
35024 | Salto | AB660L00NEH8--- | XS4 ANSI electronic wire-free SVN BLE / Mifare / DESFire w/ key override, half escutcheon, L lever, unhanded, black chromium finish, for use with KPB adapter | 1 |  | 1 Year | 781.5 | 0.15 | 664.275
35025 | Salto | AB660L00NEH8--K | XS4 ANSI electronic wire-free SVN BLE / Mifare / DESFire w/ key override, half escutcheon, with keypad, L lever, unhanded, black chromium finish, for use with KPB adapter | 1 |  | 1 Year | 844.35 | 0.15 | 717.6975
35026 | Salto | AB660L00NEH8-W- | XS4 ANSI electronic RF wireless SVN BLE / Mifare / DESFire w/ key override, half escutcheon, L lever, unhanded, black chromium finish, for use with KPB adapter | 1 |  | 1 Year | 873.5 | 0.15 | 742.475
35027 | Salto | AB660L00NEH8-WK | XS4 ANSI electronic RF wireless SVN BLE / Mifare / DESFire w/ key override, half escutcheon, with keypad, L lever, unhanded, black chromium finish, for use with KPB adapter | 1 |  | 1 Year | 1029.55 | 0.15 | 875.1175
35028 | Salto | AB660L00NEP7--- | XS4 ANSI electronic wire-free SVN BLE / Mifare / DESFire w/ key override, half escutcheon for use w/ concealed vertical rods, L lever, unhanded, black chromium finish, for use with KPB adapter | 1 |  | 1 Year | 781.5 | 0.15 | 664.275
35029 | Salto | AB660L00NEP7--K | XS4 ANSI electronic wire-free SVN BLE / Mifare / DESFire w/ key override, half escutcheon for use w/ concealed vertical rods, with keypad, L lever, unhanded, black chromium finish, for use with KPB adapter | 1 |  | 1 Year | 844.35 | 0.15 | 717.6975
35030 | Salto | AB660L00NEP7-W- | XS4 ANSI electronic RF wireless SVN BLE / Mifare / DESFire w/ key override, half escutcheon for use w/ concealed vertical rods, L lever, unhanded, black chromium finish, for use with KPB adapter | 1 |  | 1 Year | 873.5 | 0.15 | 742.475
35031 | Salto | AB660L00NEP7-WK | XS4 ANSI electronic RF wireless SVN BLE / Mifare / DESFire w/ key override, half escutcheon for use w/ concealed vertical rods, with keypad, L lever, unhanded, black chromium finish, for use with KPB adapter | 1 |  | 1 Year | 1029.55 | 0.15 | 875.1175
35032 | Salto | AB660L00NEP8--- | XS4 ANSI electronic wire-free SVN BLE / Mifare / DESFire w/ key override, half escutcheon for use w/ concealed vertical rods, L lever, unhanded, black chromium finish, for use with KPB adapter | 1 |  | 1 Year | 781.5 | 0.15 | 664.275
35033 | Salto | AB660L00NEP8--K | XS4 ANSI electronic wire-free SVN BLE / Mifare / DESFire w/ key override, half escutcheon for use w/ concealed vertical rods, with keypad, L lever, unhanded, black chromium finish, for use with KPB adapter | 1 |  | 1 Year | 844.35 | 0.15 | 717.6975
35034 | Salto | AB660L00NEP8-W- | XS4 ANSI electronic RF wireless SVN BLE / Mifare / DESFire w/ key override, half escutcheon for use w/ concealed vertical rods, L lever, unhanded, black chromium finish, for use with KPB adapter | 1 |  | 1 Year | 873.5 | 0.15 | 742.475
35035 | Salto | AB660L00NEP8-WK | XS4 ANSI electronic RF wireless SVN BLE / Mifare / DESFire w/ key override, half escutcheon for use w/ concealed vertical rods, with keypad, L lever, unhanded, black chromium finish, for use with KPB adapter | 1 |  | 1 Year | 1029.55 | 0.15 | 875.1175
35036 | Salto | AB660L00PMH8--- | XS4 ANSI electronic wire-free SVN BLE / Mifare / DESFire w/ key override, half escutcheon, L lever, unhanded, satin brass finish, for use with KPB adapter | 1 |  | 1 Year | 746.8 | 0.15 | 634.78
35037 | Salto | AB660L00PMH8--K | XS4 ANSI electronic wire-free SVN BLE / Mifare / DESFire w/ key override, half escutcheon, with keypad, L lever, unhanded, satin brass finish, for use with KPB adapter | 1 |  | 1 Year | 809.65 | 0.15 | 688.2025
35038 | Salto | AB660L00PMH8-W- | XS4 ANSI electronic RF wireless SVN BLE / Mifare / DESFire w/ key override, half escutcheon, L lever, unhanded, satin brass finish, for use with KPB adapter | 1 |  | 1 Year | 838.8 | 0.15 | 712.98
35039 | Salto | AB660L00PMH8-WK | XS4 ANSI electronic RF wireless SVN BLE / Mifare / DESFire w/ key override, half escutcheon, with keypad, L lever, unhanded, satin brass finish, for use with KPB adapter | 1 |  | 1 Year | 994.85 | 0.15 | 845.6225
35040 | Salto | AB660L00PMP7--- | XS4 ANSI electronic wire-free SVN BLE / Mifare / DESFire w/ key override, half escutcheon for use w/ concealed vertical rods, L lever, unhanded, satin brass finish, for use with KPB adapter | 1 |  | 1 Year | 746.8 | 0.15 | 634.78
35041 | Salto | AB660L00PMP7--K | XS4 ANSI electronic wire-free SVN BLE / Mifare / DESFire w/ key override, half escutcheon for use w/ concealed vertical rods, with keypad, L lever, unhanded, satin brass finish, for use with KPB adapter | 1 |  | 1 Year | 809.65 | 0.15 | 688.2025
35042 | Salto | AB660L00PMP7-W- | XS4 ANSI electronic RF wireless SVN BLE / Mifare / DESFire w/ key override, half escutcheon for use w/ concealed vertical rods, L lever, unhanded, satin brass finish, for use with KPB adapter | 1 |  | 1 Year | 838.8 | 0.15 | 712.98
35043 | Salto | AB660L00PMP7-WK | XS4 ANSI electronic RF wireless SVN BLE / Mifare / DESFire w/ key override, half escutcheon for use w/ concealed vertical rods, with keypad, L lever, unhanded, satin brass finish, for use with KPB adapter | 1 |  | 1 Year | 994.85 | 0.15 | 845.6225
35044 | Salto | AB660L00PMP8--- | XS4 ANSI electronic wire-free SVN BLE / Mifare / DESFire w/ key override, half escutcheon for use w/ concealed vertical rods, L lever, unhanded, satin brass finish, for use with KPB adapter | 1 |  | 1 Year | 746.8 | 0.15 | 634.78
35045 | Salto | AB660L00PMP8--K | XS4 ANSI electronic wire-free SVN BLE / Mifare / DESFire w/ key override, half escutcheon for use w/ concealed vertical rods, with keypad, L lever, unhanded, satin brass finish, for use with KPB adapter | 1 |  | 1 Year | 809.65 | 0.15 | 688.2025
35046 | Salto | AB660L00PMP8-W- | XS4 ANSI electronic RF wireless SVN BLE / Mifare / DESFire w/ key override, half escutcheon for use w/ concealed vertical rods, L lever, unhanded, satin brass finish, for use with KPB adapter | 1 |  | 1 Year | 838.8 | 0.15 | 712.98
35047 | Salto | AB660L00PMP8-WK | XS4 ANSI electronic RF wireless SVN BLE / Mifare / DESFire w/ key override, half escutcheon for use w/ concealed vertical rods, with keypad, L lever, unhanded, satin brass finish, for use with KPB adapter | 1 |  | 1 Year | 994.85 | 0.15 | 845.6225
35048 | Salto | AB660L00PPH8--- | XS4 ANSI electronic wire-free SVN BLE / Mifare / DESFire w/ key override, half escutcheon, L lever, unhanded, bright brass finish, for use with KPB adapter | 1 |  | 1 Year | 763.1 | 0.15 | 648.635
35049 | Salto | AB660L00PPH8--K | XS4 ANSI electronic wire-free SVN BLE / Mifare / DESFire w/ key override, half escutcheon, with keypad, L lever, unhanded, bright brass finish, for use with KPB adapter | 1 |  | 1 Year | 825.95 | 0.15 | 702.0575
35050 | Salto | AB660L00PPH8-W- | XS4 ANSI electronic RF wireless SVN BLE / Mifare / DESFire w/ key override, half escutcheon, L lever, unhanded, bright brass finish, for use with KPB adapter | 1 |  | 1 Year | 855.1 | 0.15 | 726.835
35051 | Salto | AB660L00PPH8-WK | XS4 ANSI electronic RF wireless SVN BLE / Mifare / DESFire w/ key override, half escutcheon, with keypad, L lever, unhanded, bright brass finish, for use with KPB adapter | 1 |  | 1 Year | 1011.15 | 0.15 | 859.4775
35052 | Salto | AB660L00PPP7--- | XS4 ANSI electronic wire-free SVN BLE / Mifare / DESFire w/ key override, half escutcheon for use w/ concealed vertical rods, L lever, unhanded, bright brass finish, for use with KPB adapter | 1 |  | 1 Year | 763.1 | 0.15 | 648.635
35053 | Salto | AB660L00PPP7--K | XS4 ANSI electronic wire-free SVN BLE / Mifare / DESFire w/ key override, half escutcheon for use w/ concealed vertical rods, with keypad, L lever, unhanded, bright brass finish, for use with KPB adapter | 1 |  | 1 Year | 825.95 | 0.15 | 702.0575
35054 | Salto | AB660L00PPP7-W- | XS4 ANSI electronic RF wireless SVN BLE / Mifare / DESFire w/ key override, half escutcheon for use w/ concealed vertical rods, L lever, unhanded, bright brass finish, for use with KPB adapter | 1 |  | 1 Year | 855.1 | 0.15 | 726.835
35055 | Salto | AB660L00PPP7-WK | XS4 ANSI electronic RF wireless SVN BLE / Mifare / DESFire w/ key override, half escutcheon for use w/ concealed vertical rods, with keypad, L lever, unhanded, bright brass finish, for use with KPB adapter | 1 |  | 1 Year | 1011.15 | 0.15 | 859.4775
35056 | Salto | AB660L00PPP8--- | XS4 ANSI electronic wire-free SVN BLE / Mifare / DESFire w/ key override, half escutcheon for use w/ concealed vertical rods, L lever, unhanded, bright brass finish, for use with KPB adapter | 1 |  | 1 Year | 763.1 | 0.15 | 648.635
35057 | Salto | AB660L00PPP8--K | XS4 ANSI electronic wire-free SVN BLE / Mifare / DESFire w/ key override, half escutcheon for use w/ concealed vertical rods, with keypad, L lever, unhanded, bright brass finish, for use with KPB adapter | 1 |  | 1 Year | 825.95 | 0.15 | 702.0575
35058 | Salto | AB660L00PPP8-W- | XS4 ANSI electronic RF wireless SVN BLE / Mifare / DESFire w/ key override, half escutcheon for use w/ concealed vertical rods, L lever, unhanded, bright brass finish, for use with KPB adapter | 1 |  | 1 Year | 855.1 | 0.15 | 726.835
35059 | Salto | AB660L00PPP8-WK | XS4 ANSI electronic RF wireless SVN BLE / Mifare / DESFire w/ key override, half escutcheon for use w/ concealed vertical rods, with keypad, L lever, unhanded, bright brass finish, for use with KPB adapter | 1 |  | 1 Year | 1011.15 | 0.15 | 859.4775
35060 | Salto | AB660N00BCH8--- | XS4 ANSI electronic wire-free SVN BLE / Mifare / DESFire w/ key override, half escutcheon, N lever, unhanded, BioCote antimicrobial finish, for use with KPB adapter | 1 |  | 1 Year | 798.8 | 0.15 | 678.98
35061 | Salto | AB660N00BCH8--K | XS4 ANSI electronic wire-free SVN BLE / Mifare / DESFire w/ key override, half escutcheon, with keypad, N lever, unhanded, BioCote antimicrobial finish, for use with KPB adapter | 1 |  | 1 Year | 861.65 | 0.15 | 732.4025
35062 | Salto | AB660N00BCH8-W- | XS4 ANSI electronic RF wireless SVN BLE / Mifare / DESFire w/ key override, half escutcheon, N lever, unhanded, BioCote antimicrobial finish, for use with KPB adapter | 1 |  | 1 Year | 890.8 | 0.15 | 757.18
35063 | Salto | AB660N00BCH8-WK | XS4 ANSI electronic RF wireless SVN BLE / Mifare / DESFire w/ key override, half escutcheon, with keypad, N lever, unhanded, BioCote antimicrobial finish, for use with KPB adapter | 1 |  | 1 Year | 1046.85 | 0.15 | 889.8225
35064 | Salto | AB660N00BCP7--- | XS4 ANSI electronic wire-free SVN BLE / Mifare / DESFire w/ key override, half escutcheon for use w/ concealed vertical rods, N lever, unhanded, BioCote antimicrobial finish, for use with KPB adapter | 1 |  | 1 Year | 798.8 | 0.15 | 678.98
35065 | Salto | AB660N00BCP7--K | XS4 ANSI electronic wire-free SVN BLE / Mifare / DESFire w/ key override, half escutcheon for use w/ concealed vertical rods, with keypad, N lever, unhanded, BioCote antimicrobial finish, for use with KPB adapter | 1 |  | 1 Year | 861.65 | 0.15 | 732.4025
35066 | Salto | AB660N00BCP7-W- | XS4 ANSI electronic RF wireless SVN BLE / Mifare / DESFire w/ key override, half escutcheon for use w/ concealed vertical rods, N lever, unhanded, BioCote antimicrobial finish, for use with KPB adapter | 1 |  | 1 Year | 890.8 | 0.15 | 757.18
35067 | Salto | AB660N00BCP7-WK | XS4 ANSI electronic RF wireless SVN BLE / Mifare / DESFire w/ key override, half escutcheon for use w/ concealed vertical rods, with keypad, N lever, unhanded, BioCote antimicrobial finish, for use with KPB adapter | 1 |  | 1 Year | 1046.85 | 0.15 | 889.8225
35068 | Salto | AB660N00BCP8--- | XS4 ANSI electronic wire-free SVN BLE / Mifare / DESFire w/ key override, half escutcheon for use w/ concealed vertical rods, N lever, unhanded, BioCote antimicrobial finish, for use with KPB adapter | 1 |  | 1 Year | 798.8 | 0.15 | 678.98
35069 | Salto | AB660N00BCP8--K | XS4 ANSI electronic wire-free SVN BLE / Mifare / DESFire w/ key override, half escutcheon for use w/ concealed vertical rods, with keypad, N lever, unhanded, BioCote antimicrobial finish, for use with KPB adapter | 1 |  | 1 Year | 861.65 | 0.15 | 732.4025
35070 | Salto | AB660N00BCP8-W- | XS4 ANSI electronic RF wireless SVN BLE / Mifare / DESFire w/ key override, half escutcheon for use w/ concealed vertical rods, N lever, unhanded, BioCote antimicrobial finish, for use with KPB adapter | 1 |  | 1 Year | 890.8 | 0.15 | 757.18
35071 | Salto | AB660N00BCP8-WK | XS4 ANSI electronic RF wireless SVN BLE / Mifare / DESFire w/ key override, half escutcheon for use w/ concealed vertical rods, with keypad, N lever, unhanded, BioCote antimicrobial finish, for use with KPB adapter | 1 |  | 1 Year | 1046.85 | 0.15 | 889.8225
35072 | Salto | AB660N00IMH8--- | XS4 ANSI electronic wire-free SVN BLE / Mifare / DESFire w/ key override, half escutcheon, N lever, unhanded, satin stainless finish, for use with KPB adapter | 1 |  | 1 Year | 746.8 | 0.15 | 634.78
35073 | Salto | AB660N00IMH8--- | XS4 ANSI electronic wire-free SVN BLE / Mifare / DESFire w/ key override, half escutcheon, N lever, unhanded, satin stainless finish, for use with KPB adapter | 1 |  | 1 Year | 746.8 | 0.15 | 634.78
35074 | Salto | AB660N00IMH8--K | XS4 ANSI electronic wire-free SVN BLE / Mifare / DESFire w/ key override, half escutcheon, with keypad, N lever, unhanded, satin stainless finish, for use with KPB adapter | 1 |  | 1 Year | 809.65 | 0.15 | 688.2025
35075 | Salto | AB660N00IMH8--K | XS4 ANSI electronic wire-free SVN BLE / Mifare / DESFire w/ key override, half escutcheon, with keypad, N lever, unhanded, satin stainless finish, for use with KPB adapter | 1 |  | 1 Year | 809.65 | 0.15 | 688.2025
35076 | Salto | AB660N00IMH8-W- | XS4 ANSI electronic RF wireless SVN BLE / Mifare / DESFire w/ key override, half escutcheon, N lever, unhanded, satin stainless finish, for use with KPB adapter | 1 |  | 1 Year | 838.8 | 0.15 | 712.98
35077 | Salto | AB660N00IMH8-W- | XS4 ANSI electronic RF wireless SVN BLE / Mifare / DESFire w/ key override, half escutcheon, N lever, unhanded, satin stainless finish, for use with KPB adapter | 1 |  | 1 Year | 838.8 | 0.15 | 712.98
35078 | Salto | AB660N00IMH8-WK | XS4 ANSI electronic RF wireless SVN BLE / Mifare / DESFire w/ key override, half escutcheon, with keypad, N lever, unhanded, satin stainless finish, for use with KPB adapter | 1 |  | 1 Year | 994.85 | 0.15 | 845.6225
35079 | Salto | AB660N00IMH8-WK | XS4 ANSI electronic RF wireless SVN BLE / Mifare / DESFire w/ key override, half escutcheon, with keypad, N lever, unhanded, satin stainless finish, for use with KPB adapter | 1 |  | 1 Year | 994.85 | 0.15 | 845.6225
35080 | Salto | AB660N00IMP7--- | XS4 ANSI electronic wire-free SVN BLE / Mifare / DESFire w/ key override, half escutcheon for use w/ concealed vertical rods, N lever, unhanded, satin stainless finish, for use with KPB adapter | 1 |  | 1 Year | 746.8 | 0.15 | 634.78
35081 | Salto | AB660N00IMP7--- | XS4 ANSI electronic wire-free SVN BLE / Mifare / DESFire w/ key override, half escutcheon for use w/ concealed vertical rods, N lever, unhanded, satin stainless finish, for use with KPB adapter | 1 |  | 1 Year | 746.8 | 0.15 | 634.78
35082 | Salto | AB660N00IMP7--K | XS4 ANSI electronic wire-free SVN BLE / Mifare / DESFire w/ key override, half escutcheon for use w/ concealed vertical rods, with keypad, N lever, unhanded, satin stainless finish, for use with KPB adapter | 1 |  | 1 Year | 809.65 | 0.15 | 688.2025
35083 | Salto | AB660N00IMP7--K | XS4 ANSI electronic wire-free SVN BLE / Mifare / DESFire w/ key override, half escutcheon for use w/ concealed vertical rods, with keypad, N lever, unhanded, satin stainless finish, for use with KPB adapter | 1 |  | 1 Year | 809.65 | 0.15 | 688.2025
35084 | Salto | AB660N00IMP7-W- | XS4 ANSI electronic RF wireless SVN BLE / Mifare / DESFire w/ key override, half escutcheon for use w/ concealed vertical rods, N lever, unhanded, satin stainless finish, for use with KPB adapter | 1 |  | 1 Year | 838.8 | 0.15 | 712.98
35085 | Salto | AB660N00IMP7-W- | XS4 ANSI electronic RF wireless SVN BLE / Mifare / DESFire w/ key override, half escutcheon for use w/ concealed vertical rods, N lever, unhanded, satin stainless finish, for use with KPB adapter | 1 |  | 1 Year | 838.8 | 0.15 | 712.98
35086 | Salto | AB660N00IMP7-WK | XS4 ANSI electronic RF wireless SVN BLE / Mifare / DESFire w/ key override, half escutcheon for use w/ concealed vertical rods, with keypad, N lever, unhanded, satin stainless finish, for use with KPB adapter | 1 |  | 1 Year | 994.85 | 0.15 | 845.6225
35087 | Salto | AB660N00IMP7-WK | XS4 ANSI electronic RF wireless SVN BLE / Mifare / DESFire w/ key override, half escutcheon for use w/ concealed vertical rods, with keypad, N lever, unhanded, satin stainless finish, for use with KPB adapter | 1 |  | 1 Year | 994.85 | 0.15 | 845.6225
35088 | Salto | AB660N00IMP8--- | XS4 ANSI electronic wire-free SVN BLE / Mifare / DESFire w/ key override, half escutcheon for use w/ concealed vertical rods, N lever, unhanded, satin stainless finish, for use with KPB adapter | 1 |  | 1 Year | 746.8 | 0.15 | 634.78
35089 | Salto | AB660N00IMP8--- | XS4 ANSI electronic wire-free SVN BLE / Mifare / DESFire w/ key override, half escutcheon for use w/ concealed vertical rods, N lever, unhanded, satin stainless finish, for use with KPB adapter | 1 |  | 1 Year | 746.8 | 0.15 | 634.78
35090 | Salto | AB660N00IMP8--K | XS4 ANSI electronic wire-free SVN BLE / Mifare / DESFire w/ key override, half escutcheon for use w/ concealed vertical rods, with keypad, N lever, unhanded, satin stainless finish, for use with KPB adapter | 1 |  | 1 Year | 809.65 | 0.15 | 688.2025
35091 | Salto | AB660N00IMP8--K | XS4 ANSI electronic wire-free SVN BLE / Mifare / DESFire w/ key override, half escutcheon for use w/ concealed vertical rods, with keypad, N lever, unhanded, satin stainless finish, for use with KPB adapter | 1 |  | 1 Year | 809.65 | 0.15 | 688.2025
35092 | Salto | AB660N00IMP8-W- | XS4 ANSI electronic RF wireless SVN BLE / Mifare / DESFire w/ key override, half escutcheon for use w/ concealed vertical rods, N lever, unhanded, satin stainless finish, for use with KPB adapter | 1 |  | 1 Year | 838.8 | 0.15 | 712.98
35093 | Salto | AB660N00IMP8-W- | XS4 ANSI electronic RF wireless SVN BLE / Mifare / DESFire w/ key override, half escutcheon for use w/ concealed vertical rods, N lever, unhanded, satin stainless finish, for use with KPB adapter | 1 |  | 1 Year | 838.8 | 0.15 | 712.98
35094 | Salto | AB660N00IMP8-WK | XS4 ANSI electronic RF wireless SVN BLE / Mifare / DESFire w/ key override, half escutcheon for use w/ concealed vertical rods, with keypad, N lever, unhanded, satin stainless finish, for use with KPB adapter | 1 |  | 1 Year | 994.85 | 0.15 | 845.6225
35095 | Salto | AB660N00IMP8-WK | XS4 ANSI electronic RF wireless SVN BLE / Mifare / DESFire w/ key override, half escutcheon for use w/ concealed vertical rods, with keypad, N lever, unhanded, satin stainless finish, for use with KPB adapter | 1 |  | 1 Year | 994.85 | 0.15 | 845.6225
35096 | Salto | AB660N00IPH8--- | XS4 ANSI electronic wire-free SVN BLE / Mifare / DESFire w/ key override, half escutcheon, N lever, unhanded, bright stainless steel finish, for use with KPB adapter | 1 |  | 1 Year | 763.1 | 0.15 | 648.635
35097 | Salto | AB660N00IPH8--K | XS4 ANSI electronic wire-free SVN BLE / Mifare / DESFire w/ key override, half escutcheon, with keypad, N lever, unhanded, bright stainless steel finish, for use with KPB adapter | 1 |  | 1 Year | 825.95 | 0.15 | 702.0575
35098 | Salto | AB660N00IPH8-W- | XS4 ANSI electronic RF wireless SVN BLE / Mifare / DESFire w/ key override, half escutcheon, N lever, unhanded, bright stainless steel finish, for use with KPB adapter | 1 |  | 1 Year | 855.1 | 0.15 | 726.835
35099 | Salto | AB660N00IPH8-WK | XS4 ANSI electronic RF wireless SVN BLE / Mifare / DESFire w/ key override, half escutcheon, with keypad, N lever, unhanded, bright stainless steel finish, for use with KPB adapter | 1 |  | 1 Year | 1011.15 | 0.15 | 859.4775
35100 | Salto | AB660N00IPP7--- | XS4 ANSI electronic wire-free SVN BLE / Mifare / DESFire w/ key override, half escutcheon for use w/ concealed vertical rods, N lever, unhanded, bright stainless steel finish, for use with KPB adapter | 1 |  | 1 Year | 763.1 | 0.15 | 648.635
35101 | Salto | AB660N00IPP7--K | XS4 ANSI electronic wire-free SVN BLE / Mifare / DESFire w/ key override, half escutcheon for use w/ concealed vertical rods, with keypad, N lever, unhanded, bright stainless steel finish, for use with KPB adapter | 1 |  | 1 Year | 825.95 | 0.15 | 702.0575
35102 | Salto | AB660N00IPP7-W- | XS4 ANSI electronic RF wireless SVN BLE / Mifare / DESFire w/ key override, half escutcheon for use w/ concealed vertical rods, N lever, unhanded, bright stainless steel finish, for use with KPB adapter | 1 |  | 1 Year | 855.1 | 0.15 | 726.835
35103 | Salto | AB660N00IPP7-WK | XS4 ANSI electronic RF wireless SVN BLE / Mifare / DESFire w/ key override, half escutcheon for use w/ concealed vertical rods, with keypad, N lever, unhanded, bright stainless steel finish, for use with KPB adapter | 1 |  | 1 Year | 1011.15 | 0.15 | 859.4775
35104 | Salto | AB660N00IPP8--- | XS4 ANSI electronic wire-free SVN BLE / Mifare / DESFire w/ key override, half escutcheon for use w/ concealed vertical rods, N lever, unhanded, bright stainless steel finish, for use with KPB adapter | 1 |  | 1 Year | 763.1 | 0.15 | 648.635
35105 | Salto | AB660N00IPP8--K | XS4 ANSI electronic wire-free SVN BLE / Mifare / DESFire w/ key override, half escutcheon for use w/ concealed vertical rods, with keypad, N lever, unhanded, bright stainless steel finish, for use with KPB adapter | 1 |  | 1 Year | 825.95 | 0.15 | 702.0575
35106 | Salto | AB660N00IPP8-W- | XS4 ANSI electronic RF wireless SVN BLE / Mifare / DESFire w/ key override, half escutcheon for use w/ concealed vertical rods, N lever, unhanded, bright stainless steel finish, for use with KPB adapter | 1 |  | 1 Year | 855.1 | 0.15 | 726.835
35107 | Salto | AB660N00IPP8-WK | XS4 ANSI electronic RF wireless SVN BLE / Mifare / DESFire w/ key override, half escutcheon for use w/ concealed vertical rods, with keypad, N lever, unhanded, bright stainless steel finish, for use with KPB adapter | 1 |  | 1 Year | 1011.15 | 0.15 | 859.4775
35108 | Salto | AB660N00PMH8--- | XS4 ANSI electronic wire-free SVN BLE / Mifare / DESFire w/ key override, half escutcheon, N lever, unhanded, satin brass finish, for use with KPB adapter | 1 |  | 1 Year | 746.8 | 0.15 | 634.78
35109 | Salto | AB660N00PMH8--K | XS4 ANSI electronic wire-free SVN BLE / Mifare / DESFire w/ key override, half escutcheon, with keypad, N lever, unhanded, satin brass finish, for use with KPB adapter | 1 |  | 1 Year | 809.65 | 0.15 | 688.2025
35110 | Salto | AB660N00PMH8-W- | XS4 ANSI electronic RF wireless SVN BLE / Mifare / DESFire w/ key override, half escutcheon, N lever, unhanded, satin brass finish, for use with KPB adapter | 1 |  | 1 Year | 838.8 | 0.15 | 712.98
35111 | Salto | AB660N00PMH8-WK | XS4 ANSI electronic RF wireless SVN BLE / Mifare / DESFire w/ key override, half escutcheon, with keypad, N lever, unhanded, satin brass finish, for use with KPB adapter | 1 |  | 1 Year | 994.85 | 0.15 | 845.6225
35112 | Salto | AB660N00PMP7--- | XS4 ANSI electronic wire-free SVN BLE / Mifare / DESFire w/ key override, half escutcheon for use w/ concealed vertical rods, N lever, unhanded, satin brass finish, for use with KPB adapter | 1 |  | 1 Year | 746.8 | 0.15 | 634.78
35113 | Salto | AB660N00PMP7--K | XS4 ANSI electronic wire-free SVN BLE / Mifare / DESFire w/ key override, half escutcheon for use w/ concealed vertical rods, with keypad, N lever, unhanded, satin brass finish, for use with KPB adapter | 1 |  | 1 Year | 809.65 | 0.15 | 688.2025
35114 | Salto | AB660N00PMP7-W- | XS4 ANSI electronic RF wireless SVN BLE / Mifare / DESFire w/ key override, half escutcheon for use w/ concealed vertical rods, N lever, unhanded, satin brass finish, for use with KPB adapter | 1 |  | 1 Year | 838.8 | 0.15 | 712.98
35115 | Salto | AB660N00PMP7-WK | XS4 ANSI electronic RF wireless SVN BLE / Mifare / DESFire w/ key override, half escutcheon for use w/ concealed vertical rods, with keypad, N lever, unhanded, satin brass finish, for use with KPB adapter | 1 |  | 1 Year | 994.85 | 0.15 | 845.6225
35116 | Salto | AB660N00PMP8--- | XS4 ANSI electronic wire-free SVN BLE / Mifare / DESFire w/ key override, half escutcheon for use w/ concealed vertical rods, N lever, unhanded, satin brass finish, for use with KPB adapter | 1 |  | 1 Year | 746.8 | 0.15 | 634.78
35117 | Salto | AB660N00PMP8--K | XS4 ANSI electronic wire-free SVN BLE / Mifare / DESFire w/ key override, half escutcheon for use w/ concealed vertical rods, with keypad, N lever, unhanded, satin brass finish, for use with KPB adapter | 1 |  | 1 Year | 809.65 | 0.15 | 688.2025
35118 | Salto | AB660N00PMP8-W- | XS4 ANSI electronic RF wireless SVN BLE / Mifare / DESFire w/ key override, half escutcheon for use w/ concealed vertical rods, N lever, unhanded, satin brass finish, for use with KPB adapter | 1 |  | 1 Year | 838.8 | 0.15 | 712.98
35119 | Salto | AB660N00PMP8-WK | XS4 ANSI electronic RF wireless SVN BLE / Mifare / DESFire w/ key override, half escutcheon for use w/ concealed vertical rods, with keypad, N lever, unhanded, satin brass finish, for use with KPB adapter | 1 |  | 1 Year | 994.85 | 0.15 | 845.6225
35120 | Salto | AB660O00BCH8L-- | XS4 ANSI electronic wire-free SVN BLE / Mifare / DESFire w/ key override, half escutcheon, O lever, left handed, BioCote antimicrobial finish, for use with KPB adapter | 1 |  | 1 Year | 809 | 0.15 | 687.65
35121 | Salto | AB660O00BCH8L-K | XS4 ANSI electronic wire-free SVN BLE / Mifare / DESFire w/ key override, half escutcheon, with keypad, O lever, left handed, BioCote antimicrobial finish, for use with KPB adapter | 1 |  | 1 Year | 871.85 | 0.15 | 741.0725
35122 | Salto | AB660O00BCH8LW- | XS4 ANSI electronic RF wireless SVN BLE / Mifare / DESFire w/ key override, half escutcheon, O lever, left handed, BioCote antimicrobial finish, for use with KPB adapter | 1 |  | 1 Year | 901 | 0.15 | 765.85
35123 | Salto | AB660O00BCH8LWK | XS4 ANSI electronic RF wireless SVN BLE / Mifare / DESFire w/ key override, half escutcheon, with keypad, O lever, left handed, BioCote antimicrobial finish, for use with KPB adapter | 1 |  | 1 Year | 1057.05 | 0.15 | 898.4925
35124 | Salto | AB660O00BCH8R-- | XS4 ANSI electronic wire-free SVN BLE / Mifare / DESFire w/ key override, half escutcheon, O lever, right handed, BioCote antimicrobial finish, for use with KPB adapter | 1 |  | 1 Year | 809 | 0.15 | 687.65
35125 | Salto | AB660O00BCH8R-K | XS4 ANSI electronic wire-free SVN BLE / Mifare / DESFire w/ key override, half escutcheon, with keypad, O lever, right handed, BioCote antimicrobial finish, for use with KPB adapter | 1 |  | 1 Year | 871.85 | 0.15 | 741.0725
35126 | Salto | AB660O00BCH8RW- | XS4 ANSI electronic RF wireless SVN BLE / Mifare / DESFire w/ key override, half escutcheon, O lever, right handed, BioCote antimicrobial finish, for use with KPB adapter | 1 |  | 1 Year | 901 | 0.15 | 765.85
35127 | Salto | AB660O00BCH8RWK | XS4 ANSI electronic RF wireless SVN BLE / Mifare / DESFire w/ key override, half escutcheon, with keypad, O lever, right handed, BioCote antimicrobial finish, for use with KPB adapter | 1 |  | 1 Year | 1057.05 | 0.15 | 898.4925
35128 | Salto | AB660O00BCP7L-- | XS4 ANSI electronic wire-free SVN BLE / Mifare / DESFire w/ key override, half escutcheon for use w/ concealed vertical rods, O lever, left handed, BioCote antimicrobial finish, for use with KPB adapter | 1 |  | 1 Year | 809 | 0.15 | 687.65
35129 | Salto | AB660O00BCP7L-K | XS4 ANSI electronic wire-free SVN BLE / Mifare / DESFire w/ key override, half escutcheon for use w/ concealed vertical rods, with keypad, O lever, left handed, BioCote antimicrobial finish, for use with KPB adapter | 1 |  | 1 Year | 871.85 | 0.15 | 741.0725
35130 | Salto | AB660O00BCP7LW- | XS4 ANSI electronic RF wireless SVN BLE / Mifare / DESFire w/ key override, half escutcheon for use w/ concealed vertical rods, O lever, left handed, BioCote antimicrobial finish, for use with KPB adapter | 1 |  | 1 Year | 901 | 0.15 | 765.85
35131 | Salto | AB660O00BCP7LWK | XS4 ANSI electronic RF wireless SVN BLE / Mifare / DESFire w/ key override, half escutcheon for use w/ concealed vertical rods, with keypad, O lever, left handed, BioCote antimicrobial finish, for use with KPB adapter | 1 |  | 1 Year | 1057.05 | 0.15 | 898.4925
35132 | Salto | AB660O00BCP7R-- | XS4 ANSI electronic wire-free SVN BLE / Mifare / DESFire w/ key override, half escutcheon for use w/ concealed vertical rods, O lever, right handed, BioCote antimicrobial finish, for use with KPB adapter | 1 |  | 1 Year | 809 | 0.15 | 687.65
35133 | Salto | AB660O00BCP7R-K | XS4 ANSI electronic wire-free SVN BLE / Mifare / DESFire w/ key override, half escutcheon for use w/ concealed vertical rods, with keypad, O lever, right handed, BioCote antimicrobial finish, for use with KPB adapter | 1 |  | 1 Year | 871.85 | 0.15 | 741.0725
35134 | Salto | AB660O00BCP7RW- | XS4 ANSI electronic RF wireless SVN BLE / Mifare / DESFire w/ key override, half escutcheon for use w/ concealed vertical rods, O lever, right handed, BioCote antimicrobial finish, for use with KPB adapter | 1 |  | 1 Year | 901 | 0.15 | 765.85
35135 | Salto | AB660O00BCP7RWK | XS4 ANSI electronic RF wireless SVN BLE / Mifare / DESFire w/ key override, half escutcheon for use w/ concealed vertical rods, with keypad, O lever, right handed, BioCote antimicrobial finish, for use with KPB adapter | 1 |  | 1 Year | 1057.05 | 0.15 | 898.4925
35136 | Salto | AB660O00BCP8L-- | XS4 ANSI electronic wire-free SVN BLE / Mifare / DESFire w/ key override, half escutcheon for use w/ concealed vertical rods, O lever, left handed, BioCote antimicrobial finish, for use with KPB adapter | 1 |  | 1 Year | 809 | 0.15 | 687.65
35137 | Salto | AB660O00BCP8L-K | XS4 ANSI electronic wire-free SVN BLE / Mifare / DESFire w/ key override, half escutcheon for use w/ concealed vertical rods, with keypad, O lever, left handed, BioCote antimicrobial finish, for use with KPB adapter | 1 |  | 1 Year | 871.85 | 0.15 | 741.0725
35138 | Salto | AB660O00BCP8LW- | XS4 ANSI electronic RF wireless SVN BLE / Mifare / DESFire w/ key override, half escutcheon for use w/ concealed vertical rods, O lever, left handed, BioCote antimicrobial finish, for use with KPB adapter | 1 |  | 1 Year | 901 | 0.15 | 765.85
35139 | Salto | AB660O00BCP8LWK | XS4 ANSI electronic RF wireless SVN BLE / Mifare / DESFire w/ key override, half escutcheon for use w/ concealed vertical rods, with keypad, O lever, left handed, BioCote antimicrobial finish, for use with KPB adapter | 1 |  | 1 Year | 1057.05 | 0.15 | 898.4925
35140 | Salto | AB660O00BCP8R-- | XS4 ANSI electronic wire-free SVN BLE / Mifare / DESFire w/ key override, half escutcheon for use w/ concealed vertical rods, O lever, right handed, BioCote antimicrobial finish, for use with KPB adapter | 1 |  | 1 Year | 809 | 0.15 | 687.65
35141 | Salto | AB660O00BCP8R-K | XS4 ANSI electronic wire-free SVN BLE / Mifare / DESFire w/ key override, half escutcheon for use w/ concealed vertical rods, with keypad, O lever, right handed, BioCote antimicrobial finish, for use with KPB adapter | 1 |  | 1 Year | 871.85 | 0.15 | 741.0725
35142 | Salto | AB660O00BCP8RW- | XS4 ANSI electronic RF wireless SVN BLE / Mifare / DESFire w/ key override, half escutcheon for use w/ concealed vertical rods, O lever, right handed, BioCote antimicrobial finish, for use with KPB adapter | 1 |  | 1 Year | 901 | 0.15 | 765.85
35143 | Salto | AB660O00BCP8RWK | XS4 ANSI electronic RF wireless SVN BLE / Mifare / DESFire w/ key override, half escutcheon for use w/ concealed vertical rods, with keypad, O lever, right handed, BioCote antimicrobial finish, for use with KPB adapter | 1 |  | 1 Year | 1057.05 | 0.15 | 898.4925
35144 | Salto | AB660O00IAH8L-- | XS4 ANSI electronic wire-free SVN BLE / Mifare / DESFire w/ key override, half escutcheon, O lever, left handed, antique brass finish, for use with KPB adapter | 1 |  | 1 Year | 809 | 0.15 | 687.65
35145 | Salto | AB660O00IAH8L-K | XS4 ANSI electronic wire-free SVN BLE / Mifare / DESFire w/ key override, half escutcheon, with keypad, O lever, left handed, antique brass finish, for use with KPB adapter | 1 |  | 1 Year | 871.85 | 0.15 | 741.0725
35146 | Salto | AB660O00IAH8LW- | XS4 ANSI electronic RF wireless SVN BLE / Mifare / DESFire w/ key override, half escutcheon, O lever, left handed, antique brass finish, for use with KPB adapter | 1 |  | 1 Year | 901 | 0.15 | 765.85
35147 | Salto | AB660O00IAH8LWK | XS4 ANSI electronic RF wireless SVN BLE / Mifare / DESFire w/ key override, half escutcheon, with keypad, O lever, left handed, antique brass finish, for use with KPB adapter | 1 |  | 1 Year | 1057.05 | 0.15 | 898.4925
35148 | Salto | AB660O00IAH8R-- | XS4 ANSI electronic wire-free SVN BLE / Mifare / DESFire w/ key override, half escutcheon, O lever, right handed, antique brass finish, for use with KPB adapter | 1 |  | 1 Year | 809 | 0.15 | 687.65
35149 | Salto | AB660O00IAH8R-K | XS4 ANSI electronic wire-free SVN BLE / Mifare / DESFire w/ key override, half escutcheon, with keypad, O lever, right handed, antique brass finish, for use with KPB adapter | 1 |  | 1 Year | 871.85 | 0.15 | 741.0725
35150 | Salto | AB660O00IAH8RW- | XS4 ANSI electronic RF wireless SVN BLE / Mifare / DESFire w/ key override, half escutcheon, O lever, right handed, antique brass finish, for use with KPB adapter | 1 |  | 1 Year | 901 | 0.15 | 765.85
35151 | Salto | AB660O00IAH8RWK | XS4 ANSI electronic RF wireless SVN BLE / Mifare / DESFire w/ key override, half escutcheon, with keypad, O lever, right handed, antique brass finish, for use with KPB adapter | 1 |  | 1 Year | 1057.05 | 0.15 | 898.4925
35152 | Salto | AB660O00IAP7L-- | XS4 ANSI electronic wire-free SVN BLE / Mifare / DESFire w/ key override, half escutcheon for use w/ concealed vertical rods, O lever, left handed, antique brass finish, for use with KPB adapter | 1 |  | 1 Year | 809 | 0.15 | 687.65
35153 | Salto | AB660O00IAP7L-K | XS4 ANSI electronic wire-free SVN BLE / Mifare / DESFire w/ key override, half escutcheon for use w/ concealed vertical rods, with keypad, O lever, left handed, antique brass finish, for use with KPB adapter | 1 |  | 1 Year | 871.85 | 0.15 | 741.0725
35154 | Salto | AB660O00IAP7LW- | XS4 ANSI electronic RF wireless SVN BLE / Mifare / DESFire w/ key override, half escutcheon for use w/ concealed vertical rods, O lever, left handed, antique brass finish, for use with KPB adapter | 1 |  | 1 Year | 901 | 0.15 | 765.85
35155 | Salto | AB660O00IAP7LWK | XS4 ANSI electronic RF wireless SVN BLE / Mifare / DESFire w/ key override, half escutcheon for use w/ concealed vertical rods, with keypad, O lever, left handed, antique brass finish, for use with KPB adapter | 1 |  | 1 Year | 1057.05 | 0.15 | 898.4925
35156 | Salto | AB660O00IAP7R-- | XS4 ANSI electronic wire-free SVN BLE / Mifare / DESFire w/ key override, half escutcheon for use w/ concealed vertical rods, O lever, right handed, antique brass finish, for use with KPB adapter | 1 |  | 1 Year | 809 | 0.15 | 687.65
35157 | Salto | AB660O00IAP7R-K | XS4 ANSI electronic wire-free SVN BLE / Mifare / DESFire w/ key override, half escutcheon for use w/ concealed vertical rods, with keypad, O lever, right handed, antique brass finish, for use with KPB adapter | 1 |  | 1 Year | 871.85 | 0.15 | 741.0725
35158 | Salto | AB660O00IAP7RW- | XS4 ANSI electronic RF wireless SVN BLE / Mifare / DESFire w/ key override, half escutcheon for use w/ concealed vertical rods, O lever, right handed, antique brass finish, for use with KPB adapter | 1 |  | 1 Year | 901 | 0.15 | 765.85
35159 | Salto | AB660O00IAP7RWK | XS4 ANSI electronic RF wireless SVN BLE / Mifare / DESFire w/ key override, half escutcheon for use w/ concealed vertical rods, with keypad, O lever, right handed, antique brass finish, for use with KPB adapter | 1 |  | 1 Year | 1057.05 | 0.15 | 898.4925
35160 | Salto | AB660O00IAP8L-- | XS4 ANSI electronic wire-free SVN BLE / Mifare / DESFire w/ key override, half escutcheon for use w/ concealed vertical rods, O lever, left handed, antique brass finish, for use with KPB adapter | 1 |  | 1 Year | 809 | 0.15 | 687.65
35161 | Salto | AB660O00IAP8L-K | XS4 ANSI electronic wire-free SVN BLE / Mifare / DESFire w/ key override, half escutcheon for use w/ concealed vertical rods, with keypad, O lever, left handed, antique brass finish, for use with KPB adapter | 1 |  | 1 Year | 871.85 | 0.15 | 741.0725
35162 | Salto | AB660O00IAP8LW- | XS4 ANSI electronic RF wireless SVN BLE / Mifare / DESFire w/ key override, half escutcheon for use w/ concealed vertical rods, O lever, left handed, antique brass finish, for use with KPB adapter | 1 |  | 1 Year | 901 | 0.15 | 765.85
35163 | Salto | AB660O00IAP8LWK | XS4 ANSI electronic RF wireless SVN BLE / Mifare / DESFire w/ key override, half escutcheon for use w/ concealed vertical rods, with keypad, O lever, left handed, antique brass finish, for use with KPB adapter | 1 |  | 1 Year | 1057.05 | 0.15 | 898.4925
35164 | Salto | AB660O00IAP8R-- | XS4 ANSI electronic wire-free SVN BLE / Mifare / DESFire w/ key override, half escutcheon for use w/ concealed vertical rods, O lever, right handed, antique brass finish, for use with KPB adapter | 1 |  | 1 Year | 809 | 0.15 | 687.65
35165 | Salto | AB660O00IAP8R-K | XS4 ANSI electronic wire-free SVN BLE / Mifare / DESFire w/ key override, half escutcheon for use w/ concealed vertical rods, with keypad, O lever, right handed, antique brass finish, for use with KPB adapter | 1 |  | 1 Year | 871.85 | 0.15 | 741.0725
35166 | Salto | AB660O00IAP8RW- | XS4 ANSI electronic RF wireless SVN BLE / Mifare / DESFire w/ key override, half escutcheon for use w/ concealed vertical rods, O lever, right handed, antique brass finish, for use with KPB adapter | 1 |  | 1 Year | 901 | 0.15 | 765.85
35167 | Salto | AB660O00IAP8RWK | XS4 ANSI electronic RF wireless SVN BLE / Mifare / DESFire w/ key override, half escutcheon for use w/ concealed vertical rods, with keypad, O lever, right handed, antique brass finish, for use with KPB adapter | 1 |  | 1 Year | 1057.05 | 0.15 | 898.4925
35168 | Salto | AB660O00IMH8L-- | XS4 ANSI electronic wire-free SVN BLE / Mifare / DESFire w/ key override, half escutcheon, O lever, left handed, satin stainless finish, for use with KPB adapter | 1 |  | 1 Year | 757 | 0.15 | 643.45
35169 | Salto | AB660O00IMH8L-K | XS4 ANSI electronic wire-free SVN BLE / Mifare / DESFire w/ key override, half escutcheon, with keypad, O lever, left handed, satin stainless finish, for use with KPB adapter | 1 |  | 1 Year | 819.85 | 0.15 | 696.8725
35170 | Salto | AB660O00IMH8LW- | XS4 ANSI electronic RF wireless SVN BLE / Mifare / DESFire w/ key override, half escutcheon, O lever, left handed, satin stainless finish, for use with KPB adapter | 1 |  | 1 Year | 849 | 0.15 | 721.65
35171 | Salto | AB660O00IMH8LWK | XS4 ANSI electronic RF wireless SVN BLE / Mifare / DESFire w/ key override, half escutcheon, with keypad, O lever, left handed, satin stainless finish, for use with KPB adapter | 1 |  | 1 Year | 1005.05 | 0.15 | 854.2925
35172 | Salto | AB660O00IMH8R-- | XS4 ANSI electronic wire-free SVN BLE / Mifare / DESFire w/ key override, half escutcheon, O lever, right handed, satin stainless finish, for use with KPB adapter | 1 |  | 1 Year | 757 | 0.15 | 643.45
35173 | Salto | AB660O00IMH8R-K | XS4 ANSI electronic wire-free SVN BLE / Mifare / DESFire w/ key override, half escutcheon, with keypad, O lever, right handed, satin stainless finish, for use with KPB adapter | 1 |  | 1 Year | 819.85 | 0.15 | 696.8725
35174 | Salto | AB660O00IMH8RW- | XS4 ANSI electronic RF wireless SVN BLE / Mifare / DESFire w/ key override, half escutcheon, O lever, right handed, satin stainless finish, for use with KPB adapter | 1 |  | 1 Year | 849 | 0.15 | 721.65
35175 | Salto | AB660O00IMH8RWK | XS4 ANSI electronic RF wireless SVN BLE / Mifare / DESFire w/ key override, half escutcheon, with keypad, O lever, right handed, satin stainless finish, for use with KPB adapter | 1 |  | 1 Year | 1005.05 | 0.15 | 854.2925
35176 | Salto | AB660O00IMP7L-- | XS4 ANSI electronic wire-free SVN BLE / Mifare / DESFire w/ key override, half escutcheon for use w/ concealed vertical rods, O lever, left handed, satin stainless finish, for use with KPB adapter | 1 |  | 1 Year | 757 | 0.15 | 643.45
35177 | Salto | AB660O00IMP7L-K | XS4 ANSI electronic wire-free SVN BLE / Mifare / DESFire w/ key override, half escutcheon for use w/ concealed vertical rods, with keypad, O lever, left handed, satin stainless finish, for use with KPB adapter | 1 |  | 1 Year | 819.85 | 0.15 | 696.8725
35178 | Salto | AB660O00IMP7LW- | XS4 ANSI electronic RF wireless SVN BLE / Mifare / DESFire w/ key override, half escutcheon for use w/ concealed vertical rods, O lever, left handed, satin stainless finish, for use with KPB adapter | 1 |  | 1 Year | 849 | 0.15 | 721.65
35179 | Salto | AB660O00IMP7LWK | XS4 ANSI electronic RF wireless SVN BLE / Mifare / DESFire w/ key override, half escutcheon for use w/ concealed vertical rods, with keypad, O lever, left handed, satin stainless finish, for use with KPB adapter | 1 |  | 1 Year | 1005.05 | 0.15 | 854.2925
35180 | Salto | AB660O00IMP7R-- | XS4 ANSI electronic wire-free SVN BLE / Mifare / DESFire w/ key override, half escutcheon for use w/ concealed vertical rods, O lever, right handed, satin stainless finish, for use with KPB adapter | 1 |  | 1 Year | 757 | 0.15 | 643.45
35181 | Salto | AB660O00IMP7R-K | XS4 ANSI electronic wire-free SVN BLE / Mifare / DESFire w/ key override, half escutcheon for use w/ concealed vertical rods, with keypad, O lever, right handed, satin stainless finish, for use with KPB adapter | 1 |  | 1 Year | 819.85 | 0.15 | 696.8725
35182 | Salto | AB660O00IMP7RW- | XS4 ANSI electronic RF wireless SVN BLE / Mifare / DESFire w/ key override, half escutcheon for use w/ concealed vertical rods, O lever, right handed, satin stainless finish, for use with KPB adapter | 1 |  | 1 Year | 849 | 0.15 | 721.65
35183 | Salto | AB660O00IMP7RWK | XS4 ANSI electronic RF wireless SVN BLE / Mifare / DESFire w/ key override, half escutcheon for use w/ concealed vertical rods, with keypad, O lever, right handed, satin stainless finish, for use with KPB adapter | 1 |  | 1 Year | 1005.05 | 0.15 | 854.2925
35184 | Salto | AB660O00IMP8L-- | XS4 ANSI electronic wire-free SVN BLE / Mifare / DESFire w/ key override, half escutcheon for use w/ concealed vertical rods, O lever, left handed, satin stainless finish, for use with KPB adapter | 1 |  | 1 Year | 757 | 0.15 | 643.45
35185 | Salto | AB660O00IMP8L-K | XS4 ANSI electronic wire-free SVN BLE / Mifare / DESFire w/ key override, half escutcheon for use w/ concealed vertical rods, with keypad, O lever, left handed, satin stainless finish, for use with KPB adapter | 1 |  | 1 Year | 819.85 | 0.15 | 696.8725
35186 | Salto | AB660O00IMP8LW- | XS4 ANSI electronic RF wireless SVN BLE / Mifare / DESFire w/ key override, half escutcheon for use w/ concealed vertical rods, O lever, left handed, satin stainless finish, for use with KPB adapter | 1 |  | 1 Year | 849 | 0.15 | 721.65
35187 | Salto | AB660O00IMP8LWK | XS4 ANSI electronic RF wireless SVN BLE / Mifare / DESFire w/ key override, half escutcheon for use w/ concealed vertical rods, with keypad, O lever, left handed, satin stainless finish, for use with KPB adapter | 1 |  | 1 Year | 1005.05 | 0.15 | 854.2925
35188 | Salto | AB660O00IMP8R-- | XS4 ANSI electronic wire-free SVN BLE / Mifare / DESFire w/ key override, half escutcheon for use w/ concealed vertical rods, O lever, right handed, satin stainless finish, for use with KPB adapter | 1 |  | 1 Year | 757 | 0.15 | 643.45
35189 | Salto | AB660O00IMP8R-K | XS4 ANSI electronic wire-free SVN BLE / Mifare / DESFire w/ key override, half escutcheon for use w/ concealed vertical rods, with keypad, O lever, right handed, satin stainless finish, for use with KPB adapter | 1 |  | 1 Year | 819.85 | 0.15 | 696.8725
35190 | Salto | AB660O00IMP8RW- | XS4 ANSI electronic RF wireless SVN BLE / Mifare / DESFire w/ key override, half escutcheon for use w/ concealed vertical rods, O lever, right handed, satin stainless finish, for use with KPB adapter | 1 |  | 1 Year | 849 | 0.15 | 721.65
35191 | Salto | AB660O00IMP8RWK | XS4 ANSI electronic RF wireless SVN BLE / Mifare / DESFire w/ key override, half escutcheon for use w/ concealed vertical rods, with keypad, O lever, right handed, satin stainless finish, for use with KPB adapter | 1 |  | 1 Year | 1005.05 | 0.15 | 854.2925
35192 | Salto | AB660O00IPH8L-- | XS4 ANSI electronic wire-free SVN BLE / Mifare / DESFire w/ key override, half escutcheon, O lever, left handed, bright stainless steel finish, for use with KPB adapter | 1 |  | 1 Year | 773.3 | 0.15 | 657.305
35193 | Salto | AB660O00IPH8L-K | XS4 ANSI electronic wire-free SVN BLE / Mifare / DESFire w/ key override, half escutcheon, with keypad, O lever, left handed, bright stainless steel finish, for use with KPB adapter | 1 |  | 1 Year | 836.15 | 0.15 | 710.7275
35194 | Salto | AB660O00IPH8LW- | XS4 ANSI electronic RF wireless SVN BLE / Mifare / DESFire w/ key override, half escutcheon, O lever, left handed, bright stainless steel finish, for use with KPB adapter | 1 |  | 1 Year | 865.3 | 0.15 | 735.505
35195 | Salto | AB660O00IPH8LWK | XS4 ANSI electronic RF wireless SVN BLE / Mifare / DESFire w/ key override, half escutcheon, with keypad, O lever, left handed, bright stainless steel finish, for use with KPB adapter | 1 |  | 1 Year | 1021.35 | 0.15 | 868.1475
35196 | Salto | AB660O00IPH8R-- | XS4 ANSI electronic wire-free SVN BLE / Mifare / DESFire w/ key override, half escutcheon, O lever, right handed, bright stainless steel finish, for use with KPB adapter | 1 |  | 1 Year | 773.3 | 0.15 | 657.305
35197 | Salto | AB660O00IPH8R-K | XS4 ANSI electronic wire-free SVN BLE / Mifare / DESFire w/ key override, half escutcheon, with keypad, O lever, right handed, bright stainless steel finish, for use with KPB adapter | 1 |  | 1 Year | 836.15 | 0.15 | 710.7275
35198 | Salto | AB660O00IPH8RW- | XS4 ANSI electronic RF wireless SVN BLE / Mifare / DESFire w/ key override, half escutcheon, O lever, right handed, bright stainless steel finish, for use with KPB adapter | 1 |  | 1 Year | 865.3 | 0.15 | 735.505
35199 | Salto | AB660O00IPH8RWK | XS4 ANSI electronic RF wireless SVN BLE / Mifare / DESFire w/ key override, half escutcheon, with keypad, O lever, right handed, bright stainless steel finish, for use with KPB adapter | 1 |  | 1 Year | 1021.35 | 0.15 | 868.1475
35200 | Salto | AB660O00IPP7L-- | XS4 ANSI electronic wire-free SVN BLE / Mifare / DESFire w/ key override, half escutcheon for use w/ concealed vertical rods, O lever, left handed, bright stainless steel finish, for use with KPB adapter | 1 |  | 1 Year | 773.3 | 0.15 | 657.305
35201 | Salto | AB660O00IPP7L-K | XS4 ANSI electronic wire-free SVN BLE / Mifare / DESFire w/ key override, half escutcheon for use w/ concealed vertical rods, with keypad, O lever, left handed, bright stainless steel finish, for use with KPB adapter | 1 |  | 1 Year | 836.15 | 0.15 | 710.7275
35202 | Salto | AB660O00IPP7LW- | XS4 ANSI electronic RF wireless SVN BLE / Mifare / DESFire w/ key override, half escutcheon for use w/ concealed vertical rods, O lever, left handed, bright stainless steel finish, for use with KPB adapter | 1 |  | 1 Year | 865.3 | 0.15 | 735.505
35203 | Salto | AB660O00IPP7LWK | XS4 ANSI electronic RF wireless SVN BLE / Mifare / DESFire w/ key override, half escutcheon for use w/ concealed vertical rods, with keypad, O lever, left handed, bright stainless steel finish, for use with KPB adapter | 1 |  | 1 Year | 1021.35 | 0.15 | 868.1475
35204 | Salto | AB660O00IPP7R-- | XS4 ANSI electronic wire-free SVN BLE / Mifare / DESFire w/ key override, half escutcheon for use w/ concealed vertical rods, O lever, right handed, bright stainless steel finish, for use with KPB adapter | 1 |  | 1 Year | 773.3 | 0.15 | 657.305
35205 | Salto | AB660O00IPP7R-K | XS4 ANSI electronic wire-free SVN BLE / Mifare / DESFire w/ key override, half escutcheon for use w/ concealed vertical rods, with keypad, O lever, right handed, bright stainless steel finish, for use with KPB adapter | 1 |  | 1 Year | 836.15 | 0.15 | 710.7275
35206 | Salto | AB660O00IPP7RW- | XS4 ANSI electronic RF wireless SVN BLE / Mifare / DESFire w/ key override, half escutcheon for use w/ concealed vertical rods, O lever, right handed, bright stainless steel finish, for use with KPB adapter | 1 |  | 1 Year | 865.3 | 0.15 | 735.505
35207 | Salto | AB660O00IPP7RWK | XS4 ANSI electronic RF wireless SVN BLE / Mifare / DESFire w/ key override, half escutcheon for use w/ concealed vertical rods, with keypad, O lever, right handed, bright stainless steel finish, for use with KPB adapter | 1 |  | 1 Year | 1021.35 | 0.15 | 868.1475
35208 | Salto | AB660O00IPP8L-- | XS4 ANSI electronic wire-free SVN BLE / Mifare / DESFire w/ key override, half escutcheon for use w/ concealed vertical rods, O lever, left handed, bright stainless steel finish, for use with KPB adapter | 1 |  | 1 Year | 773.3 | 0.15 | 657.305
35209 | Salto | AB660O00IPP8L-K | XS4 ANSI electronic wire-free SVN BLE / Mifare / DESFire w/ key override, half escutcheon for use w/ concealed vertical rods, with keypad, O lever, left handed, bright stainless steel finish, for use with KPB adapter | 1 |  | 1 Year | 836.15 | 0.15 | 710.7275
35210 | Salto | AB660O00IPP8LW- | XS4 ANSI electronic RF wireless SVN BLE / Mifare / DESFire w/ key override, half escutcheon for use w/ concealed vertical rods, O lever, left handed, bright stainless steel finish, for use with KPB adapter | 1 |  | 1 Year | 865.3 | 0.15 | 735.505
35211 | Salto | AB660O00IPP8LWK | XS4 ANSI electronic RF wireless SVN BLE / Mifare / DESFire w/ key override, half escutcheon for use w/ concealed vertical rods, with keypad, O lever, left handed, bright stainless steel finish, for use with KPB adapter | 1 |  | 1 Year | 1021.35 | 0.15 | 868.1475
35212 | Salto | AB660O00IPP8R-- | XS4 ANSI electronic wire-free SVN BLE / Mifare / DESFire w/ key override, half escutcheon for use w/ concealed vertical rods, O lever, right handed, bright stainless steel finish, for use with KPB adapter | 1 |  | 1 Year | 773.3 | 0.15 | 657.305
35213 | Salto | AB660O00IPP8R-K | XS4 ANSI electronic wire-free SVN BLE / Mifare / DESFire w/ key override, half escutcheon for use w/ concealed vertical rods, with keypad, O lever, right handed, bright stainless steel finish, for use with KPB adapter | 1 |  | 1 Year | 836.15 | 0.15 | 710.7275
35214 | Salto | AB660O00IPP8RW- | XS4 ANSI electronic RF wireless SVN BLE / Mifare / DESFire w/ key override, half escutcheon for use w/ concealed vertical rods, O lever, right handed, bright stainless steel finish, for use with KPB adapter | 1 |  | 1 Year | 865.3 | 0.15 | 735.505
35215 | Salto | AB660O00IPP8RWK | XS4 ANSI electronic RF wireless SVN BLE / Mifare / DESFire w/ key override, half escutcheon for use w/ concealed vertical rods, with keypad, O lever, right handed, bright stainless steel finish, for use with KPB adapter | 1 |  | 1 Year | 1021.35 | 0.15 | 868.1475
35216 | Salto | AB660O00NEH8L-- | XS4 ANSI electronic wire-free SVN BLE / Mifare / DESFire w/ key override, half escutcheon, O lever, left handed, black chromium finish, for use with KPB adapter | 1 |  | 1 Year | 791.7 | 0.15 | 672.945
35217 | Salto | AB660O00NEH8L-K | XS4 ANSI electronic wire-free SVN BLE / Mifare / DESFire w/ key override, half escutcheon, with keypad, O lever, left handed, black chromium finish, for use with KPB adapter | 1 |  | 1 Year | 854.55 | 0.15 | 726.3675
35218 | Salto | AB660O00NEH8LW- | XS4 ANSI electronic RF wireless SVN BLE / Mifare / DESFire w/ key override, half escutcheon, O lever, left handed, black chromium finish, for use with KPB adapter | 1 |  | 1 Year | 883.7 | 0.15 | 751.145
35219 | Salto | AB660O00NEH8LWK | XS4 ANSI electronic RF wireless SVN BLE / Mifare / DESFire w/ key override, half escutcheon, with keypad, O lever, left handed, black chromium finish, for use with KPB adapter | 1 |  | 1 Year | 1039.75 | 0.15 | 883.7875
35220 | Salto | AB660O00NEH8R-- | XS4 ANSI electronic wire-free SVN BLE / Mifare / DESFire w/ key override, half escutcheon, O lever, right handed, black chromium finish, for use with KPB adapter | 1 |  | 1 Year | 791.7 | 0.15 | 672.945
35221 | Salto | AB660O00NEH8R-K | XS4 ANSI electronic wire-free SVN BLE / Mifare / DESFire w/ key override, half escutcheon, with keypad, O lever, right handed, black chromium finish, for use with KPB adapter | 1 |  | 1 Year | 854.55 | 0.15 | 726.3675
35222 | Salto | AB660O00NEH8RW- | XS4 ANSI electronic RF wireless SVN BLE / Mifare / DESFire w/ key override, half escutcheon, O lever, right handed, black chromium finish, for use with KPB adapter | 1 |  | 1 Year | 883.7 | 0.15 | 751.145
35223 | Salto | AB660O00NEH8RWK | XS4 ANSI electronic RF wireless SVN BLE / Mifare / DESFire w/ key override, half escutcheon, with keypad, O lever, right handed, black chromium finish, for use with KPB adapter | 1 |  | 1 Year | 1039.75 | 0.15 | 883.7875
35224 | Salto | AB660O00NEP7L-- | XS4 ANSI electronic wire-free SVN BLE / Mifare / DESFire w/ key override, half escutcheon for use w/ concealed vertical rods, O lever, left handed, black chromium finish, for use with KPB adapter | 1 |  | 1 Year | 791.7 | 0.15 | 672.945
35225 | Salto | AB660O00NEP7L-K | XS4 ANSI electronic wire-free SVN BLE / Mifare / DESFire w/ key override, half escutcheon for use w/ concealed vertical rods, with keypad, O lever, left handed, black chromium finish, for use with KPB adapter | 1 |  | 1 Year | 854.55 | 0.15 | 726.3675
35226 | Salto | AB660O00NEP7LW- | XS4 ANSI electronic RF wireless SVN BLE / Mifare / DESFire w/ key override, half escutcheon for use w/ concealed vertical rods, O lever, left handed, black chromium finish, for use with KPB adapter | 1 |  | 1 Year | 883.7 | 0.15 | 751.145
35227 | Salto | AB660O00NEP7LWK | XS4 ANSI electronic RF wireless SVN BLE / Mifare / DESFire w/ key override, half escutcheon for use w/ concealed vertical rods, with keypad, O lever, left handed, black chromium finish, for use with KPB adapter | 1 |  | 1 Year | 1039.75 | 0.15 | 883.7875
35228 | Salto | AB660O00NEP7R-- | XS4 ANSI electronic wire-free SVN BLE / Mifare / DESFire w/ key override, half escutcheon for use w/ concealed vertical rods, O lever, right handed, black chromium finish, for use with KPB adapter | 1 |  | 1 Year | 791.7 | 0.15 | 672.945
35229 | Salto | AB660O00NEP7R-K | XS4 ANSI electronic wire-free SVN BLE / Mifare / DESFire w/ key override, half escutcheon for use w/ concealed vertical rods, with keypad, O lever, right handed, black chromium finish, for use with KPB adapter | 1 |  | 1 Year | 854.55 | 0.15 | 726.3675
35230 | Salto | AB660O00NEP7RW- | XS4 ANSI electronic RF wireless SVN BLE / Mifare / DESFire w/ key override, half escutcheon for use w/ concealed vertical rods, O lever, right handed, black chromium finish, for use with KPB adapter | 1 |  | 1 Year | 883.7 | 0.15 | 751.145
35231 | Salto | AB660O00NEP7RWK | XS4 ANSI electronic RF wireless SVN BLE / Mifare / DESFire w/ key override, half escutcheon for use w/ concealed vertical rods, with keypad, O lever, right handed, black chromium finish, for use with KPB adapter | 1 |  | 1 Year | 1039.75 | 0.15 | 883.7875
35232 | Salto | AB660O00NEP8L-- | XS4 ANSI electronic wire-free SVN BLE / Mifare / DESFire w/ key override, half escutcheon for use w/ concealed vertical rods, O lever, left handed, black chromium finish, for use with KPB adapter | 1 |  | 1 Year | 791.7 | 0.15 | 672.945
35233 | Salto | AB660O00NEP8L-K | XS4 ANSI electronic wire-free SVN BLE / Mifare / DESFire w/ key override, half escutcheon for use w/ concealed vertical rods, with keypad, O lever, left handed, black chromium finish, for use with KPB adapter | 1 |  | 1 Year | 854.55 | 0.15 | 726.3675
35234 | Salto | AB660O00NEP8LW- | XS4 ANSI electronic RF wireless SVN BLE / Mifare / DESFire w/ key override, half escutcheon for use w/ concealed vertical rods, O lever, left handed, black chromium finish, for use with KPB adapter | 1 |  | 1 Year | 883.7 | 0.15 | 751.145
35235 | Salto | AB660O00NEP8LWK | XS4 ANSI electronic RF wireless SVN BLE / Mifare / DESFire w/ key override, half escutcheon for use w/ concealed vertical rods, with keypad, O lever, left handed, black chromium finish, for use with KPB adapter | 1 |  | 1 Year | 1039.75 | 0.15 | 883.7875
35236 | Salto | AB660O00NEP8R-- | XS4 ANSI electronic wire-free SVN BLE / Mifare / DESFire w/ key override, half escutcheon for use w/ concealed vertical rods, O lever, right handed, black chromium finish, for use with KPB adapter | 1 |  | 1 Year | 791.7 | 0.15 | 672.945
35237 | Salto | AB660O00NEP8R-K | XS4 ANSI electronic wire-free SVN BLE / Mifare / DESFire w/ key override, half escutcheon for use w/ concealed vertical rods, with keypad, O lever, right handed, black chromium finish, for use with KPB adapter | 1 |  | 1 Year | 854.55 | 0.15 | 726.3675
35238 | Salto | AB660O00NEP8RW- | XS4 ANSI electronic RF wireless SVN BLE / Mifare / DESFire w/ key override, half escutcheon for use w/ concealed vertical rods, O lever, right handed, black chromium finish, for use with KPB adapter | 1 |  | 1 Year | 883.7 | 0.15 | 751.145
35239 | Salto | AB660O00NEP8RWK | XS4 ANSI electronic RF wireless SVN BLE / Mifare / DESFire w/ key override, half escutcheon for use w/ concealed vertical rods, with keypad, O lever, right handed, black chromium finish, for use with KPB adapter | 1 |  | 1 Year | 1039.75 | 0.15 | 883.7875
35240 | Salto | AB660O00PMH8L-- | XS4 ANSI electronic wire-free SVN BLE / Mifare / DESFire w/ key override, half escutcheon, O lever, left handed, satin brass finish, for use with KPB adapter | 1 |  | 1 Year | 757 | 0.15 | 643.45
35241 | Salto | AB660O00PMH8L-K | XS4 ANSI electronic wire-free SVN BLE / Mifare / DESFire w/ key override, half escutcheon, with keypad, O lever, left handed, satin brass finish, for use with KPB adapter | 1 |  | 1 Year | 819.85 | 0.15 | 696.8725
35242 | Salto | AB660O00PMH8LW- | XS4 ANSI electronic RF wireless SVN BLE / Mifare / DESFire w/ key override, half escutcheon, O lever, left handed, satin brass finish, for use with KPB adapter | 1 |  | 1 Year | 849 | 0.15 | 721.65
35243 | Salto | AB660O00PMH8LWK | XS4 ANSI electronic RF wireless SVN BLE / Mifare / DESFire w/ key override, half escutcheon, with keypad, O lever, left handed, satin brass finish, for use with KPB adapter | 1 |  | 1 Year | 1005.05 | 0.15 | 854.2925
35244 | Salto | AB660O00PMH8R-- | XS4 ANSI electronic wire-free SVN BLE / Mifare / DESFire w/ key override, half escutcheon, O lever, right handed, satin brass finish, for use with KPB adapter | 1 |  | 1 Year | 757 | 0.15 | 643.45
35245 | Salto | AB660O00PMH8R-K | XS4 ANSI electronic wire-free SVN BLE / Mifare / DESFire w/ key override, half escutcheon, with keypad, O lever, right handed, satin brass finish, for use with KPB adapter | 1 |  | 1 Year | 819.85 | 0.15 | 696.8725
35246 | Salto | AB660O00PMH8RW- | XS4 ANSI electronic RF wireless SVN BLE / Mifare / DESFire w/ key override, half escutcheon, O lever, right handed, satin brass finish, for use with KPB adapter | 1 |  | 1 Year | 849 | 0.15 | 721.65
35247 | Salto | AB660O00PMH8RWK | XS4 ANSI electronic RF wireless SVN BLE / Mifare / DESFire w/ key override, half escutcheon, with keypad, O lever, right handed, satin brass finish, for use with KPB adapter | 1 |  | 1 Year | 1005.05 | 0.15 | 854.2925
35248 | Salto | AB660O00PMP7L-- | XS4 ANSI electronic wire-free SVN BLE / Mifare / DESFire w/ key override, half escutcheon for use w/ concealed vertical rods, O lever, left handed, satin brass finish, for use with KPB adapter | 1 |  | 1 Year | 757 | 0.15 | 643.45
35249 | Salto | AB660O00PMP7L-K | XS4 ANSI electronic wire-free SVN BLE / Mifare / DESFire w/ key override, half escutcheon for use w/ concealed vertical rods, with keypad, O lever, left handed, satin brass finish, for use with KPB adapter | 1 |  | 1 Year | 819.85 | 0.15 | 696.8725
35250 | Salto | AB660O00PMP7LW- | XS4 ANSI electronic RF wireless SVN BLE / Mifare / DESFire w/ key override, half escutcheon for use w/ concealed vertical rods, O lever, left handed, satin brass finish, for use with KPB adapter | 1 |  | 1 Year | 849 | 0.15 | 721.65
35251 | Salto | AB660O00PMP7LWK | XS4 ANSI electronic RF wireless SVN BLE / Mifare / DESFire w/ key override, half escutcheon for use w/ concealed vertical rods, with keypad, O lever, left handed, satin brass finish, for use with KPB adapter | 1 |  | 1 Year | 1005.05 | 0.15 | 854.2925
35252 | Salto | AB660O00PMP7R-- | XS4 ANSI electronic wire-free SVN BLE / Mifare / DESFire w/ key override, half escutcheon for use w/ concealed vertical rods, O lever, right handed, satin brass finish, for use with KPB adapter | 1 |  | 1 Year | 757 | 0.15 | 643.45
35253 | Salto | AB660O00PMP7R-K | XS4 ANSI electronic wire-free SVN BLE / Mifare / DESFire w/ key override, half escutcheon for use w/ concealed vertical rods, with keypad, O lever, right handed, satin brass finish, for use with KPB adapter | 1 |  | 1 Year | 819.85 | 0.15 | 696.8725
35254 | Salto | AB660O00PMP7RW- | XS4 ANSI electronic RF wireless SVN BLE / Mifare / DESFire w/ key override, half escutcheon for use w/ concealed vertical rods, O lever, right handed, satin brass finish, for use with KPB adapter | 1 |  | 1 Year | 849 | 0.15 | 721.65
35255 | Salto | AB660O00PMP7RWK | XS4 ANSI electronic RF wireless SVN BLE / Mifare / DESFire w/ key override, half escutcheon for use w/ concealed vertical rods, with keypad, O lever, right handed, satin brass finish, for use with KPB adapter | 1 |  | 1 Year | 1005.05 | 0.15 | 854.2925
35256 | Salto | AB660O00PMP8L-- | XS4 ANSI electronic wire-free SVN BLE / Mifare / DESFire w/ key override, half escutcheon for use w/ concealed vertical rods, O lever, left handed, satin brass finish, for use with KPB adapter | 1 |  | 1 Year | 757 | 0.15 | 643.45
35257 | Salto | AB660O00PMP8L-K | XS4 ANSI electronic wire-free SVN BLE / Mifare / DESFire w/ key override, half escutcheon for use w/ concealed vertical rods, with keypad, O lever, left handed, satin brass finish, for use with KPB adapter | 1 |  | 1 Year | 819.85 | 0.15 | 696.8725
35258 | Salto | AB660O00PMP8LW- | XS4 ANSI electronic RF wireless SVN BLE / Mifare / DESFire w/ key override, half escutcheon for use w/ concealed vertical rods, O lever, left handed, satin brass finish, for use with KPB adapter | 1 |  | 1 Year | 849 | 0.15 | 721.65
35259 | Salto | AB660O00PMP8LWK | XS4 ANSI electronic RF wireless SVN BLE / Mifare / DESFire w/ key override, half escutcheon for use w/ concealed vertical rods, with keypad, O lever, left handed, satin brass finish, for use with KPB adapter | 1 |  | 1 Year | 1005.05 | 0.15 | 854.2925
35260 | Salto | AB660O00PMP8R-- | XS4 ANSI electronic wire-free SVN BLE / Mifare / DESFire w/ key override, half escutcheon for use w/ concealed vertical rods, O lever, right handed, satin brass finish, for use with KPB adapter | 1 |  | 1 Year | 757 | 0.15 | 643.45
35261 | Salto | AB660O00PMP8R-K | XS4 ANSI electronic wire-free SVN BLE / Mifare / DESFire w/ key override, half escutcheon for use w/ concealed vertical rods, with keypad, O lever, right handed, satin brass finish, for use with KPB adapter | 1 |  | 1 Year | 819.85 | 0.15 | 696.8725
35262 | Salto | AB660O00PMP8RW- | XS4 ANSI electronic RF wireless SVN BLE / Mifare / DESFire w/ key override, half escutcheon for use w/ concealed vertical rods, O lever, right handed, satin brass finish, for use with KPB adapter | 1 |  | 1 Year | 849 | 0.15 | 721.65
35263 | Salto | AB660O00PMP8RWK | XS4 ANSI electronic RF wireless SVN BLE / Mifare / DESFire w/ key override, half escutcheon for use w/ concealed vertical rods, with keypad, O lever, right handed, satin brass finish, for use with KPB adapter | 1 |  | 1 Year | 1005.05 | 0.15 | 854.2925
35264 | Salto | AB660O00PPH8L-- | XS4 ANSI electronic wire-free SVN BLE / Mifare / DESFire w/ key override, half escutcheon, O lever, left handed, bright brass finish, for use with KPB adapter | 1 |  | 1 Year | 773.3 | 0.15 | 657.305
35265 | Salto | AB660O00PPH8L-K | XS4 ANSI electronic wire-free SVN BLE / Mifare / DESFire w/ key override, half escutcheon, with keypad, O lever, left handed, bright brass finish, for use with KPB adapter | 1 |  | 1 Year | 836.15 | 0.15 | 710.7275
35266 | Salto | AB660O00PPH8LW- | XS4 ANSI electronic RF wireless SVN BLE / Mifare / DESFire w/ key override, half escutcheon, O lever, left handed, bright brass finish, for use with KPB adapter | 1 |  | 1 Year | 865.3 | 0.15 | 735.505
35267 | Salto | AB660O00PPH8LWK | XS4 ANSI electronic RF wireless SVN BLE / Mifare / DESFire w/ key override, half escutcheon, with keypad, O lever, left handed, bright brass finish, for use with KPB adapter | 1 |  | 1 Year | 1021.35 | 0.15 | 868.1475
35268 | Salto | AB660O00PPH8R-- | XS4 ANSI electronic wire-free SVN BLE / Mifare / DESFire w/ key override, half escutcheon, O lever, right handed, bright brass finish, for use with KPB adapter | 1 |  | 1 Year | 773.3 | 0.15 | 657.305
35269 | Salto | AB660O00PPH8R-K | XS4 ANSI electronic wire-free SVN BLE / Mifare / DESFire w/ key override, half escutcheon, with keypad, O lever, right handed, bright brass finish, for use with KPB adapter | 1 |  | 1 Year | 836.15 | 0.15 | 710.7275
35270 | Salto | AB660O00PPH8RW- | XS4 ANSI electronic RF wireless SVN BLE / Mifare / DESFire w/ key override, half escutcheon, O lever, right handed, bright brass finish, for use with KPB adapter | 1 |  | 1 Year | 865.3 | 0.15 | 735.505
35271 | Salto | AB660O00PPH8RWK | XS4 ANSI electronic RF wireless SVN BLE / Mifare / DESFire w/ key override, half escutcheon, with keypad, O lever, right handed, bright brass finish, for use with KPB adapter | 1 |  | 1 Year | 1021.35 | 0.15 | 868.1475
35272 | Salto | AB660O00PPP7L-- | XS4 ANSI electronic wire-free SVN BLE / Mifare / DESFire w/ key override, half escutcheon for use w/ concealed vertical rods, O lever, left handed, bright brass finish, for use with KPB adapter | 1 |  | 1 Year | 773.3 | 0.15 | 657.305
35273 | Salto | AB660O00PPP7L-K | XS4 ANSI electronic wire-free SVN BLE / Mifare / DESFire w/ key override, half escutcheon for use w/ concealed vertical rods, with keypad, O lever, left handed, bright brass finish, for use with KPB adapter | 1 |  | 1 Year | 836.15 | 0.15 | 710.7275
35274 | Salto | AB660O00PPP7LW- | XS4 ANSI electronic RF wireless SVN BLE / Mifare / DESFire w/ key override, half escutcheon for use w/ concealed vertical rods, O lever, left handed, bright brass finish, for use with KPB adapter | 1 |  | 1 Year | 865.3 | 0.15 | 735.505
35275 | Salto | AB660O00PPP7LWK | XS4 ANSI electronic RF wireless SVN BLE / Mifare / DESFire w/ key override, half escutcheon for use w/ concealed vertical rods, with keypad, O lever, left handed, bright brass finish, for use with KPB adapter | 1 |  | 1 Year | 1021.35 | 0.15 | 868.1475
35276 | Salto | AB660O00PPP7R-- | XS4 ANSI electronic wire-free SVN BLE / Mifare / DESFire w/ key override, half escutcheon for use w/ concealed vertical rods, O lever, right handed, bright brass finish, for use with KPB adapter | 1 |  | 1 Year | 773.3 | 0.15 | 657.305
35277 | Salto | AB660O00PPP7R-K | XS4 ANSI electronic wire-free SVN BLE / Mifare / DESFire w/ key override, half escutcheon for use w/ concealed vertical rods, with keypad, O lever, right handed, bright brass finish, for use with KPB adapter | 1 |  | 1 Year | 836.15 | 0.15 | 710.7275
35278 | Salto | AB660O00PPP7RW- | XS4 ANSI electronic RF wireless SVN BLE / Mifare / DESFire w/ key override, half escutcheon for use w/ concealed vertical rods, O lever, right handed, bright brass finish, for use with KPB adapter | 1 |  | 1 Year | 865.3 | 0.15 | 735.505
35279 | Salto | AB660O00PPP7RWK | XS4 ANSI electronic RF wireless SVN BLE / Mifare / DESFire w/ key override, half escutcheon for use w/ concealed vertical rods, with keypad, O lever, right handed, bright brass finish, for use with KPB adapter | 1 |  | 1 Year | 1021.35 | 0.15 | 868.1475
35280 | Salto | AB660O00PPP8L-- | XS4 ANSI electronic wire-free SVN BLE / Mifare / DESFire w/ key override, half escutcheon for use w/ concealed vertical rods, O lever, left handed, bright brass finish, for use with KPB adapter | 1 |  | 1 Year | 773.3 | 0.15 | 657.305
35281 | Salto | AB660O00PPP8L-K | XS4 ANSI electronic wire-free SVN BLE / Mifare / DESFire w/ key override, half escutcheon for use w/ concealed vertical rods, with keypad, O lever, left handed, bright brass finish, for use with KPB adapter | 1 |  | 1 Year | 836.15 | 0.15 | 710.7275
35282 | Salto | AB660O00PPP8LW- | XS4 ANSI electronic RF wireless SVN BLE / Mifare / DESFire w/ key override, half escutcheon for use w/ concealed vertical rods, O lever, left handed, bright brass finish, for use with KPB adapter | 1 |  | 1 Year | 865.3 | 0.15 | 735.505
35283 | Salto | AB660O00PPP8LWK | XS4 ANSI electronic RF wireless SVN BLE / Mifare / DESFire w/ key override, half escutcheon for use w/ concealed vertical rods, with keypad, O lever, left handed, bright brass finish, for use with KPB adapter | 1 |  | 1 Year | 1021.35 | 0.15 | 868.1475
35284 | Salto | AB660O00PPP8R-- | XS4 ANSI electronic wire-free SVN BLE / Mifare / DESFire w/ key override, half escutcheon for use w/ concealed vertical rods, O lever, right handed, bright brass finish, for use with KPB adapter | 1 |  | 1 Year | 773.3 | 0.15 | 657.305
35285 | Salto | AB660O00PPP8R-K | XS4 ANSI electronic wire-free SVN BLE / Mifare / DESFire w/ key override, half escutcheon for use w/ concealed vertical rods, with keypad, O lever, right handed, bright brass finish, for use with KPB adapter | 1 |  | 1 Year | 836.15 | 0.15 | 710.7275
35286 | Salto | AB660O00PPP8RW- | XS4 ANSI electronic RF wireless SVN BLE / Mifare / DESFire w/ key override, half escutcheon for use w/ concealed vertical rods, O lever, right handed, bright brass finish, for use with KPB adapter | 1 |  | 1 Year | 865.3 | 0.15 | 735.505
35287 | Salto | AB660O00PPP8RWK | XS4 ANSI electronic RF wireless SVN BLE / Mifare / DESFire w/ key override, half escutcheon for use w/ concealed vertical rods, with keypad, O lever, right handed, bright brass finish, for use with KPB adapter | 1 |  | 1 Year | 1021.35 | 0.15 | 868.1475
35288 | Salto | AB660W00BCH8--- | XS4 ANSI electronic wire-free SVN BLE / Mifare / DESFire w/ key override, half escutcheon, W lever, unhanded, BioCote antimicrobial finish, for use with KPB adapter | 1 |  | 1 Year | 798.8 | 0.15 | 678.98
35289 | Salto | AB660W00BCH8--K | XS4 ANSI electronic wire-free SVN BLE / Mifare / DESFire w/ key override, half escutcheon, with keypad, W lever, unhanded, BioCote antimicrobial finish, for use with KPB adapter | 1 |  | 1 Year | 861.65 | 0.15 | 732.4025
35290 | Salto | AB660W00BCH8-W- | XS4 ANSI electronic RF wireless SVN BLE / Mifare / DESFire w/ key override, half escutcheon, W lever, unhanded, BioCote antimicrobial finish, for use with KPB adapter | 1 |  | 1 Year | 890.8 | 0.15 | 757.18
35291 | Salto | AB660W00BCH8-WK | XS4 ANSI electronic RF wireless SVN BLE / Mifare / DESFire w/ key override, half escutcheon, with keypad, W lever, unhanded, BioCote antimicrobial finish, for use with KPB adapter | 1 |  | 1 Year | 1046.85 | 0.15 | 889.8225
35292 | Salto | AB660W00BCP7--- | XS4 ANSI electronic wire-free SVN BLE / Mifare / DESFire w/ key override, half escutcheon for use w/ concealed vertical rods, W lever, unhanded, BioCote antimicrobial finish, for use with KPB adapter | 1 |  | 1 Year | 798.8 | 0.15 | 678.98
35293 | Salto | AB660W00BCP7--K | XS4 ANSI electronic wire-free SVN BLE / Mifare / DESFire w/ key override, half escutcheon for use w/ concealed vertical rods, with keypad, W lever, unhanded, BioCote antimicrobial finish, for use with KPB adapter | 1 |  | 1 Year | 861.65 | 0.15 | 732.4025
35294 | Salto | AB660W00BCP7-W- | XS4 ANSI electronic RF wireless SVN BLE / Mifare / DESFire w/ key override, half escutcheon for use w/ concealed vertical rods, W lever, unhanded, BioCote antimicrobial finish, for use with KPB adapter | 1 |  | 1 Year | 890.8 | 0.15 | 757.18
35295 | Salto | AB660W00BCP7-WK | XS4 ANSI electronic RF wireless SVN BLE / Mifare / DESFire w/ key override, half escutcheon for use w/ concealed vertical rods, with keypad, W lever, unhanded, BioCote antimicrobial finish, for use with KPB adapter | 1 |  | 1 Year | 1046.85 | 0.15 | 889.8225
35296 | Salto | AB660W00BCP8--- | XS4 ANSI electronic wire-free SVN BLE / Mifare / DESFire w/ key override, half escutcheon for use w/ concealed vertical rods, W lever, unhanded, BioCote antimicrobial finish, for use with KPB adapter | 1 |  | 1 Year | 798.8 | 0.15 | 678.98
35297 | Salto | AB660W00BCP8--K | XS4 ANSI electronic wire-free SVN BLE / Mifare / DESFire w/ key override, half escutcheon for use w/ concealed vertical rods, with keypad, W lever, unhanded, BioCote antimicrobial finish, for use with KPB adapter | 1 |  | 1 Year | 861.65 | 0.15 | 732.4025
35298 | Salto | AB660W00BCP8-W- | XS4 ANSI electronic RF wireless SVN BLE / Mifare / DESFire w/ key override, half escutcheon for use w/ concealed vertical rods, W lever, unhanded, BioCote antimicrobial finish, for use with KPB adapter | 1 |  | 1 Year | 890.8 | 0.15 | 757.18
35299 | Salto | AB660W00BCP8-WK | XS4 ANSI electronic RF wireless SVN BLE / Mifare / DESFire w/ key override, half escutcheon for use w/ concealed vertical rods, with keypad, W lever, unhanded, BioCote antimicrobial finish, for use with KPB adapter | 1 |  | 1 Year | 1046.85 | 0.15 | 889.8225
35300 | Salto | AB660W00IAH8--- | XS4 ANSI electronic wire-free SVN BLE / Mifare / DESFire w/ key override, half escutcheon, W lever, unhanded, antique brass finish, for use with KPB adapter | 1 |  | 1 Year | 798.8 | 0.15 | 678.98
35301 | Salto | AB660W00IAH8--K | XS4 ANSI electronic wire-free SVN BLE / Mifare / DESFire w/ key override, half escutcheon, with keypad, W lever, unhanded, antique brass finish, for use with KPB adapter | 1 |  | 1 Year | 861.65 | 0.15 | 732.4025
35302 | Salto | AB660W00IAH8-W- | XS4 ANSI electronic RF wireless SVN BLE / Mifare / DESFire w/ key override, half escutcheon, W lever, unhanded, antique brass finish, for use with KPB adapter | 1 |  | 1 Year | 890.8 | 0.15 | 757.18
35303 | Salto | AB660W00IAH8-WK | XS4 ANSI electronic RF wireless SVN BLE / Mifare / DESFire w/ key override, half escutcheon, with keypad, W lever, unhanded, antique brass finish, for use with KPB adapter | 1 |  | 1 Year | 1046.85 | 0.15 | 889.8225
35304 | Salto | AB660W00IAP7--- | XS4 ANSI electronic wire-free SVN BLE / Mifare / DESFire w/ key override, half escutcheon for use w/ concealed vertical rods, W lever, unhanded, antique brass finish, for use with KPB adapter | 1 |  | 1 Year | 798.8 | 0.15 | 678.98
35305 | Salto | AB660W00IAP7--K | XS4 ANSI electronic wire-free SVN BLE / Mifare / DESFire w/ key override, half escutcheon for use w/ concealed vertical rods, with keypad, W lever, unhanded, antique brass finish, for use with KPB adapter | 1 |  | 1 Year | 861.65 | 0.15 | 732.4025
35306 | Salto | AB660W00IAP7-W- | XS4 ANSI electronic RF wireless SVN BLE / Mifare / DESFire w/ key override, half escutcheon for use w/ concealed vertical rods, W lever, unhanded, antique brass finish, for use with KPB adapter | 1 |  | 1 Year | 890.8 | 0.15 | 757.18
35307 | Salto | AB660W00IAP7-WK | XS4 ANSI electronic RF wireless SVN BLE / Mifare / DESFire w/ key override, half escutcheon for use w/ concealed vertical rods, with keypad, W lever, unhanded, antique brass finish, for use with KPB adapter | 1 |  | 1 Year | 1046.85 | 0.15 | 889.8225
35308 | Salto | AB660W00IAP8--- | XS4 ANSI electronic wire-free SVN BLE / Mifare / DESFire w/ key override, half escutcheon for use w/ concealed vertical rods, W lever, unhanded, antique brass finish, for use with KPB adapter | 1 |  | 1 Year | 798.8 | 0.15 | 678.98
35309 | Salto | AB660W00IAP8--K | XS4 ANSI electronic wire-free SVN BLE / Mifare / DESFire w/ key override, half escutcheon for use w/ concealed vertical rods, with keypad, W lever, unhanded, antique brass finish, for use with KPB adapter | 1 |  | 1 Year | 861.65 | 0.15 | 732.4025
35310 | Salto | AB660W00IAP8-W- | XS4 ANSI electronic RF wireless SVN BLE / Mifare / DESFire w/ key override, half escutcheon for use w/ concealed vertical rods, W lever, unhanded, antique brass finish, for use with KPB adapter | 1 |  | 1 Year | 890.8 | 0.15 | 757.18
35311 | Salto | AB660W00IAP8-WK | XS4 ANSI electronic RF wireless SVN BLE / Mifare / DESFire w/ key override, half escutcheon for use w/ concealed vertical rods, with keypad, W lever, unhanded, antique brass finish, for use with KPB adapter | 1 |  | 1 Year | 1046.85 | 0.15 | 889.8225
35312 | Salto | AB660W00IMH8--- | XS4 ANSI electronic wire-free SVN BLE / Mifare / DESFire w/ key override, half escutcheon, W lever, unhanded, satin stainless finish, for use with KPB adapter | 1 |  | 1 Year | 746.8 | 0.15 | 634.78
35313 | Salto | AB660W00IMH8--K | XS4 ANSI electronic wire-free SVN BLE / Mifare / DESFire w/ key override, half escutcheon, with keypad, W lever, unhanded, satin stainless finish, for use with KPB adapter | 1 |  | 1 Year | 809.65 | 0.15 | 688.2025
35314 | Salto | AB660W00IMH8-W- | XS4 ANSI electronic RF wireless SVN BLE / Mifare / DESFire w/ key override, half escutcheon, W lever, unhanded, satin stainless finish, for use with KPB adapter | 1 |  | 1 Year | 838.8 | 0.15 | 712.98
35315 | Salto | AB660W00IMH8-WK | XS4 ANSI electronic RF wireless SVN BLE / Mifare / DESFire w/ key override, half escutcheon, with keypad, W lever, unhanded, satin stainless finish, for use with KPB adapter | 1 |  | 1 Year | 994.85 | 0.15 | 845.6225
35316 | Salto | AB660W00IMP7--- | XS4 ANSI electronic wire-free SVN BLE / Mifare / DESFire w/ key override, half escutcheon for use w/ concealed vertical rods, W lever, unhanded, satin stainless finish, for use with KPB adapter | 1 |  | 1 Year | 746.8 | 0.15 | 634.78
35317 | Salto | AB660W00IMP7--K | XS4 ANSI electronic wire-free SVN BLE / Mifare / DESFire w/ key override, half escutcheon for use w/ concealed vertical rods, with keypad, W lever, unhanded, satin stainless finish, for use with KPB adapter | 1 |  | 1 Year | 809.65 | 0.15 | 688.2025
35318 | Salto | AB660W00IMP7-W- | XS4 ANSI electronic RF wireless SVN BLE / Mifare / DESFire w/ key override, half escutcheon for use w/ concealed vertical rods, W lever, unhanded, satin stainless finish, for use with KPB adapter | 1 |  | 1 Year | 838.8 | 0.15 | 712.98
35319 | Salto | AB660W00IMP7-WK | XS4 ANSI electronic RF wireless SVN BLE / Mifare / DESFire w/ key override, half escutcheon for use w/ concealed vertical rods, with keypad, W lever, unhanded, satin stainless finish, for use with KPB adapter | 1 |  | 1 Year | 994.85 | 0.15 | 845.6225
35320 | Salto | AB660W00IMP8--- | XS4 ANSI electronic wire-free SVN BLE / Mifare / DESFire w/ key override, half escutcheon for use w/ concealed vertical rods, W lever, unhanded, satin stainless finish, for use with KPB adapter | 1 |  | 1 Year | 746.8 | 0.15 | 634.78
35321 | Salto | AB660W00IMP8--K | XS4 ANSI electronic wire-free SVN BLE / Mifare / DESFire w/ key override, half escutcheon for use w/ concealed vertical rods, with keypad, W lever, unhanded, satin stainless finish, for use with KPB adapter | 1 |  | 1 Year | 809.65 | 0.15 | 688.2025
35322 | Salto | AB660W00IMP8-W- | XS4 ANSI electronic RF wireless SVN BLE / Mifare / DESFire w/ key override, half escutcheon for use w/ concealed vertical rods, W lever, unhanded, satin stainless finish, for use with KPB adapter | 1 |  | 1 Year | 838.8 | 0.15 | 712.98
35323 | Salto | AB660W00IMP8-WK | XS4 ANSI electronic RF wireless SVN BLE / Mifare / DESFire w/ key override, half escutcheon for use w/ concealed vertical rods, with keypad, W lever, unhanded, satin stainless finish, for use with KPB adapter | 1 |  | 1 Year | 994.85 | 0.15 | 845.6225
35324 | Salto | AB660W00IPH8--- | XS4 ANSI electronic wire-free SVN BLE / Mifare / DESFire w/ key override, half escutcheon, W lever, unhanded, bright stainless steel finish, for use with KPB adapter | 1 |  | 1 Year | 763.1 | 0.15 | 648.635
35325 | Salto | AB660W00IPH8--K | XS4 ANSI electronic wire-free SVN BLE / Mifare / DESFire w/ key override, half escutcheon, with keypad, W lever, unhanded, bright stainless steel finish, for use with KPB adapter | 1 |  | 1 Year | 825.95 | 0.15 | 702.0575
35326 | Salto | AB660W00IPH8-W- | XS4 ANSI electronic RF wireless SVN BLE / Mifare / DESFire w/ key override, half escutcheon, W lever, unhanded, bright stainless steel finish, for use with KPB adapter | 1 |  | 1 Year | 855.1 | 0.15 | 726.835
35327 | Salto | AB660W00IPH8-WK | XS4 ANSI electronic RF wireless SVN BLE / Mifare / DESFire w/ key override, half escutcheon, with keypad, W lever, unhanded, bright stainless steel finish, for use with KPB adapter | 1 |  | 1 Year | 1011.15 | 0.15 | 859.4775
35328 | Salto | AB660W00IPP7--- | XS4 ANSI electronic wire-free SVN BLE / Mifare / DESFire w/ key override, half escutcheon for use w/ concealed vertical rods, W lever, unhanded, bright stainless steel finish, for use with KPB adapter | 1 |  | 1 Year | 763.1 | 0.15 | 648.635
35329 | Salto | AB660W00IPP7--K | XS4 ANSI electronic wire-free SVN BLE / Mifare / DESFire w/ key override, half escutcheon for use w/ concealed vertical rods, with keypad, W lever, unhanded, bright stainless steel finish, for use with KPB adapter | 1 |  | 1 Year | 825.95 | 0.15 | 702.0575
35330 | Salto | AB660W00IPP7-W- | XS4 ANSI electronic RF wireless SVN BLE / Mifare / DESFire w/ key override, half escutcheon for use w/ concealed vertical rods, W lever, unhanded, bright stainless steel finish, for use with KPB adapter | 1 |  | 1 Year | 855.1 | 0.15 | 726.835
35331 | Salto | AB660W00IPP7-WK | XS4 ANSI electronic RF wireless SVN BLE / Mifare / DESFire w/ key override, half escutcheon for use w/ concealed vertical rods, with keypad, W lever, unhanded, bright stainless steel finish, for use with KPB adapter | 1 |  | 1 Year | 1011.15 | 0.15 | 859.4775
35332 | Salto | AB660W00IPP8--- | XS4 ANSI electronic wire-free SVN BLE / Mifare / DESFire w/ key override, half escutcheon for use w/ concealed vertical rods, W lever, unhanded, bright stainless steel finish, for use with KPB adapter | 1 |  | 1 Year | 763.1 | 0.15 | 648.635
35333 | Salto | AB660W00IPP8--K | XS4 ANSI electronic wire-free SVN BLE / Mifare / DESFire w/ key override, half escutcheon for use w/ concealed vertical rods, with keypad, W lever, unhanded, bright stainless steel finish, for use with KPB adapter | 1 |  | 1 Year | 825.95 | 0.15 | 702.0575
35334 | Salto | AB660W00IPP8-W- | XS4 ANSI electronic RF wireless SVN BLE / Mifare / DESFire w/ key override, half escutcheon for use w/ concealed vertical rods, W lever, unhanded, bright stainless steel finish, for use with KPB adapter | 1 |  | 1 Year | 855.1 | 0.15 | 726.835
35335 | Salto | AB660W00IPP8-WK | XS4 ANSI electronic RF wireless SVN BLE / Mifare / DESFire w/ key override, half escutcheon for use w/ concealed vertical rods, with keypad, W lever, unhanded, bright stainless steel finish, for use with KPB adapter | 1 |  | 1 Year | 1011.15 | 0.15 | 859.4775
35336 | Salto | AB660W00NEH8--- | XS4 ANSI electronic wire-free SVN BLE / Mifare / DESFire w/ key override, half escutcheon, W lever, unhanded, black chromium finish, for use with KPB adapter | 1 |  | 1 Year | 781.5 | 0.15 | 664.275
35337 | Salto | AB660W00NEH8--K | XS4 ANSI electronic wire-free SVN BLE / Mifare / DESFire w/ key override, half escutcheon, with keypad, W lever, unhanded, black chromium finish, for use with KPB adapter | 1 |  | 1 Year | 844.35 | 0.15 | 717.6975
35338 | Salto | AB660W00NEH8-W- | XS4 ANSI electronic RF wireless SVN BLE / Mifare / DESFire w/ key override, half escutcheon, W lever, unhanded, black chromium finish, for use with KPB adapter | 1 |  | 1 Year | 873.5 | 0.15 | 742.475
35339 | Salto | AB660W00NEH8-WK | XS4 ANSI electronic RF wireless SVN BLE / Mifare / DESFire w/ key override, half escutcheon, with keypad, W lever, unhanded, black chromium finish, for use with KPB adapter | 1 |  | 1 Year | 1029.55 | 0.15 | 875.1175
35340 | Salto | AB660W00NEP7--- | XS4 ANSI electronic wire-free SVN BLE / Mifare / DESFire w/ key override, half escutcheon for use w/ concealed vertical rods, W lever, unhanded, black chromium finish, for use with KPB adapter | 1 |  | 1 Year | 781.5 | 0.15 | 664.275
35341 | Salto | AB660W00NEP7--K | XS4 ANSI electronic wire-free SVN BLE / Mifare / DESFire w/ key override, half escutcheon for use w/ concealed vertical rods, with keypad, W lever, unhanded, black chromium finish, for use with KPB adapter | 1 |  | 1 Year | 844.35 | 0.15 | 717.6975
35342 | Salto | AB660W00NEP7-W- | XS4 ANSI electronic RF wireless SVN BLE / Mifare / DESFire w/ key override, half escutcheon for use w/ concealed vertical rods, W lever, unhanded, black chromium finish, for use with KPB adapter | 1 |  | 1 Year | 873.5 | 0.15 | 742.475
35343 | Salto | AB660W00NEP7-WK | XS4 ANSI electronic RF wireless SVN BLE / Mifare / DESFire w/ key override, half escutcheon for use w/ concealed vertical rods, with keypad, W lever, unhanded, black chromium finish, for use with KPB adapter | 1 |  | 1 Year | 1029.55 | 0.15 | 875.1175
35344 | Salto | AB660W00NEP8--- | XS4 ANSI electronic wire-free SVN BLE / Mifare / DESFire w/ key override, half escutcheon for use w/ concealed vertical rods, W lever, unhanded, black chromium finish, for use with KPB adapter | 1 |  | 1 Year | 781.5 | 0.15 | 664.275
35345 | Salto | AB660W00NEP8--K | XS4 ANSI electronic wire-free SVN BLE / Mifare / DESFire w/ key override, half escutcheon for use w/ concealed vertical rods, with keypad, W lever, unhanded, black chromium finish, for use with KPB adapter | 1 |  | 1 Year | 844.35 | 0.15 | 717.6975
35346 | Salto | AB660W00NEP8-W- | XS4 ANSI electronic RF wireless SVN BLE / Mifare / DESFire w/ key override, half escutcheon for use w/ concealed vertical rods, W lever, unhanded, black chromium finish, for use with KPB adapter | 1 |  | 1 Year | 873.5 | 0.15 | 742.475
35347 | Salto | AB660W00NEP8-WK | XS4 ANSI electronic RF wireless SVN BLE / Mifare / DESFire w/ key override, half escutcheon for use w/ concealed vertical rods, with keypad, W lever, unhanded, black chromium finish, for use with KPB adapter | 1 |  | 1 Year | 1029.55 | 0.15 | 875.1175
35348 | Salto | AB660W00PMH8--- | XS4 ANSI electronic wire-free SVN BLE / Mifare / DESFire w/ key override, half escutcheon, W lever, unhanded, satin brass finish, for use with KPB adapter | 1 |  | 1 Year | 746.8 | 0.15 | 634.78
35349 | Salto | AB660W00PMH8--K | XS4 ANSI electronic wire-free SVN BLE / Mifare / DESFire w/ key override, half escutcheon, with keypad, W lever, unhanded, satin brass finish, for use with KPB adapter | 1 |  | 1 Year | 809.65 | 0.15 | 688.2025
35350 | Salto | AB660W00PMH8-W- | XS4 ANSI electronic RF wireless SVN BLE / Mifare / DESFire w/ key override, half escutcheon, W lever, unhanded, satin brass finish, for use with KPB adapter | 1 |  | 1 Year | 838.8 | 0.15 | 712.98
35351 | Salto | AB660W00PMH8-WK | XS4 ANSI electronic RF wireless SVN BLE / Mifare / DESFire w/ key override, half escutcheon, with keypad, W lever, unhanded, satin brass finish, for use with KPB adapter | 1 |  | 1 Year | 994.85 | 0.15 | 845.6225
35352 | Salto | AB660W00PMP7--- | XS4 ANSI electronic wire-free SVN BLE / Mifare / DESFire w/ key override, half escutcheon for use w/ concealed vertical rods, W lever, unhanded, satin brass finish, for use with KPB adapter | 1 |  | 1 Year | 746.8 | 0.15 | 634.78
35353 | Salto | AB660W00PMP7--K | XS4 ANSI electronic wire-free SVN BLE / Mifare / DESFire w/ key override, half escutcheon for use w/ concealed vertical rods, with keypad, W lever, unhanded, satin brass finish, for use with KPB adapter | 1 |  | 1 Year | 809.65 | 0.15 | 688.2025
35354 | Salto | AB660W00PMP7-W- | XS4 ANSI electronic RF wireless SVN BLE / Mifare / DESFire w/ key override, half escutcheon for use w/ concealed vertical rods, W lever, unhanded, satin brass finish, for use with KPB adapter | 1 |  | 1 Year | 838.8 | 0.15 | 712.98
35355 | Salto | AB660W00PMP7-WK | XS4 ANSI electronic RF wireless SVN BLE / Mifare / DESFire w/ key override, half escutcheon for use w/ concealed vertical rods, with keypad, W lever, unhanded, satin brass finish, for use with KPB adapter | 1 |  | 1 Year | 994.85 | 0.15 | 845.6225
35356 | Salto | AB660W00PMP8--- | XS4 ANSI electronic wire-free SVN BLE / Mifare / DESFire w/ key override, half escutcheon for use w/ concealed vertical rods, W lever, unhanded, satin brass finish, for use with KPB adapter | 1 |  | 1 Year | 746.8 | 0.15 | 634.78
35357 | Salto | AB660W00PMP8--K | XS4 ANSI electronic wire-free SVN BLE / Mifare / DESFire w/ key override, half escutcheon for use w/ concealed vertical rods, with keypad, W lever, unhanded, satin brass finish, for use with KPB adapter | 1 |  | 1 Year | 809.65 | 0.15 | 688.2025
35358 | Salto | AB660W00PMP8-W- | XS4 ANSI electronic RF wireless SVN BLE / Mifare / DESFire w/ key override, half escutcheon for use w/ concealed vertical rods, W lever, unhanded, satin brass finish, for use with KPB adapter | 1 |  | 1 Year | 838.8 | 0.15 | 712.98
35359 | Salto | AB660W00PMP8-WK | XS4 ANSI electronic RF wireless SVN BLE / Mifare / DESFire w/ key override, half escutcheon for use w/ concealed vertical rods, with keypad, W lever, unhanded, satin brass finish, for use with KPB adapter | 1 |  | 1 Year | 994.85 | 0.15 | 845.6225
35360 | Salto | AB660W00PPH8--- | XS4 ANSI electronic wire-free SVN BLE / Mifare / DESFire w/ key override, half escutcheon, W lever, unhanded, bright brass finish, for use with KPB adapter | 1 |  | 1 Year | 763.1 | 0.15 | 648.635
35361 | Salto | AB660W00PPH8--K | XS4 ANSI electronic wire-free SVN BLE / Mifare / DESFire w/ key override, half escutcheon, with keypad, W lever, unhanded, bright brass finish, for use with KPB adapter | 1 |  | 1 Year | 825.95 | 0.15 | 702.0575
35362 | Salto | AB660W00PPH8-W- | XS4 ANSI electronic RF wireless SVN BLE / Mifare / DESFire w/ key override, half escutcheon, W lever, unhanded, bright brass finish, for use with KPB adapter | 1 |  | 1 Year | 855.1 | 0.15 | 726.835
35363 | Salto | AB660W00PPH8-WK | XS4 ANSI electronic RF wireless SVN BLE / Mifare / DESFire w/ key override, half escutcheon, with keypad, W lever, unhanded, bright brass finish, for use with KPB adapter | 1 |  | 1 Year | 1011.15 | 0.15 | 859.4775
35364 | Salto | AB660W00PPP7--- | XS4 ANSI electronic wire-free SVN BLE / Mifare / DESFire w/ key override, half escutcheon for use w/ concealed vertical rods, W lever, unhanded, bright brass finish, for use with KPB adapter | 1 |  | 1 Year | 763.1 | 0.15 | 648.635
35365 | Salto | AB660W00PPP7--K | XS4 ANSI electronic wire-free SVN BLE / Mifare / DESFire w/ key override, half escutcheon for use w/ concealed vertical rods, with keypad, W lever, unhanded, bright brass finish, for use with KPB adapter | 1 |  | 1 Year | 825.95 | 0.15 | 702.0575
35366 | Salto | AB660W00PPP7-W- | XS4 ANSI electronic RF wireless SVN BLE / Mifare / DESFire w/ key override, half escutcheon for use w/ concealed vertical rods, W lever, unhanded, bright brass finish, for use with KPB adapter | 1 |  | 1 Year | 855.1 | 0.15 | 726.835
35367 | Salto | AB660W00PPP7-WK | XS4 ANSI electronic RF wireless SVN BLE / Mifare / DESFire w/ key override, half escutcheon for use w/ concealed vertical rods, with keypad, W lever, unhanded, bright brass finish, for use with KPB adapter | 1 |  | 1 Year | 1011.15 | 0.15 | 859.4775
35368 | Salto | AB660W00PPP8--- | XS4 ANSI electronic wire-free SVN BLE / Mifare / DESFire w/ key override, half escutcheon for use w/ concealed vertical rods, W lever, unhanded, bright brass finish, for use with KPB adapter | 1 |  | 1 Year | 763.1 | 0.15 | 648.635
35369 | Salto | AB660W00PPP8--K | XS4 ANSI electronic wire-free SVN BLE / Mifare / DESFire w/ key override, half escutcheon for use w/ concealed vertical rods, with keypad, W lever, unhanded, bright brass finish, for use with KPB adapter | 1 |  | 1 Year | 825.95 | 0.15 | 702.0575
35370 | Salto | AB660W00PPP8-W- | XS4 ANSI electronic RF wireless SVN BLE / Mifare / DESFire w/ key override, half escutcheon for use w/ concealed vertical rods, W lever, unhanded, bright brass finish, for use with KPB adapter | 1 |  | 1 Year | 855.1 | 0.15 | 726.835
35371 | Salto | AB660W00PPP8-WK | XS4 ANSI electronic RF wireless SVN BLE / Mifare / DESFire w/ key override, half escutcheon for use w/ concealed vertical rods, with keypad, W lever, unhanded, bright brass finish, for use with KPB adapter | 1 |  | 1 Year | 1011.15 | 0.15 | 859.4775
35372 | Salto | AH650200IMH8--- | XS4 ANSI electronic wire-free SVN HID iClass half escutcheon, Columbo Robodue premium series lever, unhanded, satin stainless finish, for use with KPB adapter | 1 |  | 1 Year | 753.7 | 0.15 | 640.645
35373 | Salto | AH650200IMH8-W- | XS4 ANSI electronic RF wireless SVN HID iClass half escutcheon, Columbo Robodue premium series lever, unhanded, satin stainless finish, for use with KPB adapter | 1 |  | 1 Year | 845.7 | 0.15 | 718.845
35374 | Salto | AH650200IMP7--- | XS4 ANSI electronic wire-free SVN HID iClass half escutcheon for use w/ concealed vertical rods, Columbo Robodue premium series lever, unhanded, satin stainless finish, for use with KPB adapter | 1 |  | 1 Year | 753.7 | 0.15 | 640.645
35375 | Salto | AH650200IMP7-W- | XS4 ANSI electronic RF wireless SVN HID iClass half escutcheon for use w/ concealed vertical rods, Columbo Robodue premium series lever, unhanded, satin stainless finish, for use with KPB adapter | 1 |  | 1 Year | 845.7 | 0.15 | 718.845
35376 | Salto | AH650200IMP8--- | XS4 ANSI electronic wire-free SVN HID iClass half escutcheon for use w/ concealed vertical rods, Columbo Robodue premium series lever, unhanded, satin stainless finish, for use with KPB adapter | 1 |  | 1 Year | 753.7 | 0.15 | 640.645
35377 | Salto | AH650200IMP8-W- | XS4 ANSI electronic RF wireless SVN HID iClass half escutcheon for use w/ concealed vertical rods, Columbo Robodue premium series lever, unhanded, satin stainless finish, for use with KPB adapter | 1 |  | 1 Year | 845.7 | 0.15 | 718.845
35378 | Salto | AH650200IPH8--- | XS4 ANSI electronic wire-free SVN HID iClass half escutcheon, Columbo Robodue premium series lever, unhanded, bright stainless steel finish, for use with KPB adapter | 1 |  | 1 Year | 770 | 0.15 | 654.5
35379 | Salto | AH650200IPH8-W- | XS4 ANSI electronic RF wireless SVN HID iClass half escutcheon, Columbo Robodue premium series lever, unhanded, bright stainless steel finish, for use with KPB adapter | 1 |  | 1 Year | 862 | 0.15 | 732.7
35380 | Salto | AH650200IPP7--- | XS4 ANSI electronic wire-free SVN HID iClass half escutcheon for use w/ concealed vertical rods, Columbo Robodue premium series lever, unhanded, bright stainless steel finish, for use with KPB adapter | 1 |  | 1 Year | 770 | 0.15 | 654.5
35381 | Salto | AH650200IPP7-W- | XS4 ANSI electronic RF wireless SVN HID iClass half escutcheon for use w/ concealed vertical rods, Columbo Robodue premium series lever, unhanded, bright stainless steel finish, for use with KPB adapter | 1 |  | 1 Year | 862 | 0.15 | 732.7
35382 | Salto | AH650200IPP8--- | XS4 ANSI electronic wire-free SVN HID iClass half escutcheon for use w/ concealed vertical rods, Columbo Robodue premium series lever, unhanded, bright stainless steel finish, for use with KPB adapter | 1 |  | 1 Year | 770 | 0.15 | 654.5
35383 | Salto | AH650200IPP8-W- | XS4 ANSI electronic RF wireless SVN HID iClass half escutcheon for use w/ concealed vertical rods, Columbo Robodue premium series lever, unhanded, bright stainless steel finish, for use with KPB adapter | 1 |  | 1 Year | 862 | 0.15 | 732.7
35384 | Salto | AH650200PPH8--- | XS4 ANSI electronic wire-free SVN HID iClass half escutcheon, Columbo Robodue premium series lever, unhanded, bright brass finish, for use with KPB adapter | 1 |  | 1 Year | 770 | 0.15 | 654.5
35385 | Salto | AH650200PPH8-W- | XS4 ANSI electronic RF wireless SVN HID iClass half escutcheon, Columbo Robodue premium series lever, unhanded, bright brass finish, for use with KPB adapter | 1 |  | 1 Year | 862 | 0.15 | 732.7
35386 | Salto | AH650200PPP7--- | XS4 ANSI electronic wire-free SVN HID iClass half escutcheon for use w/ concealed vertical rods, Columbo Robodue premium series lever, unhanded, bright brass finish, for use with KPB adapter | 1 |  | 1 Year | 770 | 0.15 | 654.5
35387 | Salto | AH650200PPP7-W- | XS4 ANSI electronic RF wireless SVN HID iClass half escutcheon for use w/ concealed vertical rods, Columbo Robodue premium series lever, unhanded, bright brass finish, for use with KPB adapter | 1 |  | 1 Year | 862 | 0.15 | 732.7
35388 | Salto | AH650200PPP8--- | XS4 ANSI electronic wire-free SVN HID iClass half escutcheon for use w/ concealed vertical rods, Columbo Robodue premium series lever, unhanded, bright brass finish, for use with KPB adapter | 1 |  | 1 Year | 770 | 0.15 | 654.5
35389 | Salto | AH650200PPP8-W- | XS4 ANSI electronic RF wireless SVN HID iClass half escutcheon for use w/ concealed vertical rods, Columbo Robodue premium series lever, unhanded, bright brass finish, for use with KPB adapter | 1 |  | 1 Year | 862 | 0.15 | 732.7
35390 | Salto | AH650300IMH8--- | XS4 ANSI electronic wire-free SVN HID iClass half escutcheon, Columbo Robotre premium series lever, unhanded, satin stainless finish, for use with KPB adapter | 1 |  | 1 Year | 753.7 | 0.15 | 640.645
35391 | Salto | AH650300IMH8-W- | XS4 ANSI electronic RF wireless SVN HID iClass half escutcheon, Columbo Robotre premium series lever, unhanded, satin stainless finish, for use with KPB adapter | 1 |  | 1 Year | 845.7 | 0.15 | 718.845
35392 | Salto | AH650300IMP7--- | XS4 ANSI electronic wire-free SVN HID iClass half escutcheon for use w/ concealed vertical rods, Columbo Robotre premium series lever, unhanded, satin stainless finish, for use with KPB adapter | 1 |  | 1 Year | 753.7 | 0.15 | 640.645
35393 | Salto | AH650300IMP7-W- | XS4 ANSI electronic RF wireless SVN HID iClass half escutcheon for use w/ concealed vertical rods, Columbo Robotre premium series lever, unhanded, satin stainless finish, for use with KPB adapter | 1 |  | 1 Year | 845.7 | 0.15 | 718.845
35394 | Salto | AH650300IMP8--- | XS4 ANSI electronic wire-free SVN HID iClass half escutcheon for use w/ concealed vertical rods, Columbo Robotre premium series lever, unhanded, satin stainless finish, for use with KPB adapter | 1 |  | 1 Year | 753.7 | 0.15 | 640.645
35395 | Salto | AH650300IMP8-W- | XS4 ANSI electronic RF wireless SVN HID iClass half escutcheon for use w/ concealed vertical rods, Columbo Robotre premium series lever, unhanded, satin stainless finish, for use with KPB adapter | 1 |  | 1 Year | 845.7 | 0.15 | 718.845
35396 | Salto | AH650300IPH8--- | XS4 ANSI electronic wire-free SVN HID iClass half escutcheon, Columbo Robotre premium series lever, unhanded, bright stainless steel finish, for use with KPB adapter | 1 |  | 1 Year | 770 | 0.15 | 654.5
35397 | Salto | AH650300IPH8-W- | XS4 ANSI electronic RF wireless SVN HID iClass half escutcheon, Columbo Robotre premium series lever, unhanded, bright stainless steel finish, for use with KPB adapter | 1 |  | 1 Year | 862 | 0.15 | 732.7
35398 | Salto | AH650300IPP7--- | XS4 ANSI electronic wire-free SVN HID iClass half escutcheon for use w/ concealed vertical rods, Columbo Robotre premium series lever, unhanded, bright stainless steel finish, for use with KPB adapter | 1 |  | 1 Year | 770 | 0.15 | 654.5
35399 | Salto | AH650300IPP7-W- | XS4 ANSI electronic RF wireless SVN HID iClass half escutcheon for use w/ concealed vertical rods, Columbo Robotre premium series lever, unhanded, bright stainless steel finish, for use with KPB adapter | 1 |  | 1 Year | 862 | 0.15 | 732.7
35400 | Salto | AH650300IPP8--- | XS4 ANSI electronic wire-free SVN HID iClass half escutcheon for use w/ concealed vertical rods, Columbo Robotre premium series lever, unhanded, bright stainless steel finish, for use with KPB adapter | 1 |  | 1 Year | 770 | 0.15 | 654.5
35401 | Salto | AH650300IPP8-W- | XS4 ANSI electronic RF wireless SVN HID iClass half escutcheon for use w/ concealed vertical rods, Columbo Robotre premium series lever, unhanded, bright stainless steel finish, for use with KPB adapter | 1 |  | 1 Year | 862 | 0.15 | 732.7
35402 | Salto | AH650300PPH8--- | XS4 ANSI electronic wire-free SVN HID iClass half escutcheon, Columbo Robotre premium series lever, unhanded, bright brass finish, for use with KPB adapter | 1 |  | 1 Year | 770 | 0.15 | 654.5
35403 | Salto | AH650300PPH8-W- | XS4 ANSI electronic RF wireless SVN HID iClass half escutcheon, Columbo Robotre premium series lever, unhanded, bright brass finish, for use with KPB adapter | 1 |  | 1 Year | 862 | 0.15 | 732.7
35404 | Salto | AH650300PPP7--- | XS4 ANSI electronic wire-free SVN HID iClass half escutcheon for use w/ concealed vertical rods, Columbo Robotre premium series lever, unhanded, bright brass finish, for use with KPB adapter | 1 |  | 1 Year | 770 | 0.15 | 654.5
35405 | Salto | AH650300PPP7-W- | XS4 ANSI electronic RF wireless SVN HID iClass half escutcheon for use w/ concealed vertical rods, Columbo Robotre premium series lever, unhanded, bright brass finish, for use with KPB adapter | 1 |  | 1 Year | 862 | 0.15 | 732.7
35406 | Salto | AH650300PPP8--- | XS4 ANSI electronic wire-free SVN HID iClass half escutcheon for use w/ concealed vertical rods, Columbo Robotre premium series lever, unhanded, bright brass finish, for use with KPB adapter | 1 |  | 1 Year | 770 | 0.15 | 654.5
35407 | Salto | AH650300PPP8-W- | XS4 ANSI electronic RF wireless SVN HID iClass half escutcheon for use w/ concealed vertical rods, Columbo Robotre premium series lever, unhanded, bright brass finish, for use with KPB adapter | 1 |  | 1 Year | 862 | 0.15 | 732.7
35408 | Salto | AH650400IMH8--- | XS4 ANSI electronic wire-free SVN HID iClass half escutcheon, Columbo Roboquattro premium series lever, unhanded, satin stainless finish, for use with KPB adapter | 1 |  | 1 Year | 753.7 | 0.15 | 640.645
35409 | Salto | AH650400IMH8-W- | XS4 ANSI electronic RF wireless SVN HID iClass half escutcheon, Columbo Roboquattro premium series lever, unhanded, satin stainless finish, for use with KPB adapter | 1 |  | 1 Year | 845.7 | 0.15 | 718.845
35410 | Salto | AH650400IMP7--- | XS4 ANSI electronic wire-free SVN HID iClass half escutcheon for use w/ concealed vertical rods, Columbo Roboquattro premium series lever, unhanded, satin stainless finish, for use with KPB adapter | 1 |  | 1 Year | 753.7 | 0.15 | 640.645
35411 | Salto | AH650400IMP7-W- | XS4 ANSI electronic RF wireless SVN HID iClass half escutcheon for use w/ concealed vertical rods, Columbo Roboquattro premium series lever, unhanded, satin stainless finish, for use with KPB adapter | 1 |  | 1 Year | 845.7 | 0.15 | 718.845
35412 | Salto | AH650400IMP8--- | XS4 ANSI electronic wire-free SVN HID iClass half escutcheon for use w/ concealed vertical rods, Columbo Roboquattro premium series lever, unhanded, satin stainless finish, for use with KPB adapter | 1 |  | 1 Year | 753.7 | 0.15 | 640.645
35413 | Salto | AH650400IMP8-W- | XS4 ANSI electronic RF wireless SVN HID iClass half escutcheon for use w/ concealed vertical rods, Columbo Roboquattro premium series lever, unhanded, satin stainless finish, for use with KPB adapter | 1 |  | 1 Year | 845.7 | 0.15 | 718.845
35414 | Salto | AH650400IPH8--- | XS4 ANSI electronic wire-free SVN HID iClass half escutcheon, Columbo Roboquattro premium series lever, unhanded, bright stainless steel finish, for use with KPB adapter | 1 |  | 1 Year | 770 | 0.15 | 654.5
35415 | Salto | AH650400IPH8-W- | XS4 ANSI electronic RF wireless SVN HID iClass half escutcheon, Columbo Roboquattro premium series lever, unhanded, bright stainless steel finish, for use with KPB adapter | 1 |  | 1 Year | 862 | 0.15 | 732.7
35416 | Salto | AH650400IPP7--- | XS4 ANSI electronic wire-free SVN HID iClass half escutcheon for use w/ concealed vertical rods, Columbo Roboquattro premium series lever, unhanded, bright stainless steel finish, for use with KPB adapter | 1 |  | 1 Year | 770 | 0.15 | 654.5
35417 | Salto | AH650400IPP7-W- | XS4 ANSI electronic RF wireless SVN HID iClass half escutcheon for use w/ concealed vertical rods, Columbo Roboquattro premium series lever, unhanded, bright stainless steel finish, for use with KPB adapter | 1 |  | 1 Year | 862 | 0.15 | 732.7
35418 | Salto | AH650400IPP8--- | XS4 ANSI electronic wire-free SVN HID iClass half escutcheon for use w/ concealed vertical rods, Columbo Roboquattro premium series lever, unhanded, bright stainless steel finish, for use with KPB adapter | 1 |  | 1 Year | 770 | 0.15 | 654.5
35419 | Salto | AH650400IPP8-W- | XS4 ANSI electronic RF wireless SVN HID iClass half escutcheon for use w/ concealed vertical rods, Columbo Roboquattro premium series lever, unhanded, bright stainless steel finish, for use with KPB adapter | 1 |  | 1 Year | 862 | 0.15 | 732.7
35420 | Salto | AH650400PPH8--- | XS4 ANSI electronic wire-free SVN HID iClass half escutcheon, Columbo Roboquattro premium series lever, unhanded, bright brass finish, for use with KPB adapter | 1 |  | 1 Year | 770 | 0.15 | 654.5
35421 | Salto | AH650400PPH8-W- | XS4 ANSI electronic RF wireless SVN HID iClass half escutcheon, Columbo Roboquattro premium series lever, unhanded, bright brass finish, for use with KPB adapter | 1 |  | 1 Year | 862 | 0.15 | 732.7
35422 | Salto | AH650400PPP7--- | XS4 ANSI electronic wire-free SVN HID iClass half escutcheon for use w/ concealed vertical rods, Columbo Roboquattro premium series lever, unhanded, bright brass finish, for use with KPB adapter | 1 |  | 1 Year | 770 | 0.15 | 654.5
35423 | Salto | AH650400PPP7-W- | XS4 ANSI electronic RF wireless SVN HID iClass half escutcheon for use w/ concealed vertical rods, Columbo Roboquattro premium series lever, unhanded, bright brass finish, for use with KPB adapter | 1 |  | 1 Year | 862 | 0.15 | 732.7
35424 | Salto | AH650400PPP8--- | XS4 ANSI electronic wire-free SVN HID iClass half escutcheon for use w/ concealed vertical rods, Columbo Roboquattro premium series lever, unhanded, bright brass finish, for use with KPB adapter | 1 |  | 1 Year | 770 | 0.15 | 654.5
35425 | Salto | AH650400PPP8-W- | XS4 ANSI electronic RF wireless SVN HID iClass half escutcheon for use w/ concealed vertical rods, Columbo Roboquattro premium series lever, unhanded, bright brass finish, for use with KPB adapter | 1 |  | 1 Year | 862 | 0.15 | 732.7
35426 | Salto | AH650700IMH8--- | XS4 ANSI electronic wire-free SVN HID iClass half escutcheon, Columbo Mach premium series lever, unhanded, satin stainless finish, for use with KPB adapter | 1 |  | 1 Year | 753.7 | 0.15 | 640.645
35427 | Salto | AH650700IMH8-W- | XS4 ANSI electronic RF wireless SVN HID iClass half escutcheon, Columbo Mach premium series lever, unhanded, satin stainless finish, for use with KPB adapter | 1 |  | 1 Year | 845.7 | 0.15 | 718.845
35428 | Salto | AH650700IMP7--- | XS4 ANSI electronic wire-free SVN HID iClass half escutcheon for use w/ concealed vertical rods, Columbo Mach premium series lever, unhanded, satin stainless finish, for use with KPB adapter | 1 |  | 1 Year | 753.7 | 0.15 | 640.645
35429 | Salto | AH650700IMP7-W- | XS4 ANSI electronic RF wireless SVN HID iClass half escutcheon for use w/ concealed vertical rods, Columbo Mach premium series lever, unhanded, satin stainless finish, for use with KPB adapter | 1 |  | 1 Year | 845.7 | 0.15 | 718.845
35430 | Salto | AH650700IMP8--- | XS4 ANSI electronic wire-free SVN HID iClass half escutcheon for use w/ concealed vertical rods, Columbo Mach premium series lever, unhanded, satin stainless finish, for use with KPB adapter | 1 |  | 1 Year | 753.7 | 0.15 | 640.645
35431 | Salto | AH650700IMP8-W- | XS4 ANSI electronic RF wireless SVN HID iClass half escutcheon for use w/ concealed vertical rods, Columbo Mach premium series lever, unhanded, satin stainless finish, for use with KPB adapter | 1 |  | 1 Year | 845.7 | 0.15 | 718.845
35432 | Salto | AH650700IPH8--- | XS4 ANSI electronic wire-free SVN HID iClass half escutcheon, Columbo Mach premium series lever, unhanded, bright stainless steel finish, for use with KPB adapter | 1 |  | 1 Year | 770 | 0.15 | 654.5
35433 | Salto | AH650700IPH8-W- | XS4 ANSI electronic RF wireless SVN HID iClass half escutcheon, Columbo Mach premium series lever, unhanded, bright stainless steel finish, for use with KPB adapter | 1 |  | 1 Year | 862 | 0.15 | 732.7
35434 | Salto | AH650700IPP7--- | XS4 ANSI electronic wire-free SVN HID iClass half escutcheon for use w/ concealed vertical rods, Columbo Mach premium series lever, unhanded, bright stainless steel finish, for use with KPB adapter | 1 |  | 1 Year | 770 | 0.15 | 654.5
35435 | Salto | AH650700IPP7-W- | XS4 ANSI electronic RF wireless SVN HID iClass half escutcheon for use w/ concealed vertical rods, Columbo Mach premium series lever, unhanded, bright stainless steel finish, for use with KPB adapter | 1 |  | 1 Year | 862 | 0.15 | 732.7
35436 | Salto | AH650700IPP8--- | XS4 ANSI electronic wire-free SVN HID iClass half escutcheon for use w/ concealed vertical rods, Columbo Mach premium series lever, unhanded, bright stainless steel finish, for use with KPB adapter | 1 |  | 1 Year | 770 | 0.15 | 654.5
35437 | Salto | AH650700IPP8-W- | XS4 ANSI electronic RF wireless SVN HID iClass half escutcheon for use w/ concealed vertical rods, Columbo Mach premium series lever, unhanded, bright stainless steel finish, for use with KPB adapter | 1 |  | 1 Year | 862 | 0.15 | 732.7
35438 | Salto | AH650700PPH8--- | XS4 ANSI electronic wire-free SVN HID iClass half escutcheon, Columbo Mach premium series lever, unhanded, bright brass finish, for use with KPB adapter | 1 |  | 1 Year | 770 | 0.15 | 654.5
35439 | Salto | AH650700PPH8-W- | XS4 ANSI electronic RF wireless SVN HID iClass half escutcheon, Columbo Mach premium series lever, unhanded, bright brass finish, for use with KPB adapter | 1 |  | 1 Year | 862 | 0.15 | 732.7
35440 | Salto | AH650700PPP7--- | XS4 ANSI electronic wire-free SVN HID iClass half escutcheon for use w/ concealed vertical rods, Columbo Mach premium series lever, unhanded, bright brass finish, for use with KPB adapter | 1 |  | 1 Year | 770 | 0.15 | 654.5
35441 | Salto | AH650700PPP7-W- | XS4 ANSI electronic RF wireless SVN HID iClass half escutcheon for use w/ concealed vertical rods, Columbo Mach premium series lever, unhanded, bright brass finish, for use with KPB adapter | 1 |  | 1 Year | 862 | 0.15 | 732.7
35442 | Salto | AH650700PPP8--- | XS4 ANSI electronic wire-free SVN HID iClass half escutcheon for use w/ concealed vertical rods, Columbo Mach premium series lever, unhanded, bright brass finish, for use with KPB adapter | 1 |  | 1 Year | 770 | 0.15 | 654.5
35443 | Salto | AH650700PPP8-W- | XS4 ANSI electronic RF wireless SVN HID iClass half escutcheon for use w/ concealed vertical rods, Columbo Mach premium series lever, unhanded, bright brass finish, for use with KPB adapter | 1 |  | 1 Year | 862 | 0.15 | 732.7
35444 | Salto | AH650A00BCH8--- | XS4 ANSI electronic wire-free SVN HID iClass half escutcheon, A lever, unhanded, BioCote antimicrobial finish, for use with KPB adapter | 1 |  | 1 Year | 759.8 | 0.15 | 645.83
35445 | Salto | AH650A00BCH8-W- | XS4 ANSI electronic RF wireless SVN HID iClass half escutcheon, A lever, unhanded, BioCote antimicrobial finish, for use with KPB adapter | 1 |  | 1 Year | 851.8 | 0.15 | 724.03
35446 | Salto | AH650A00BCP7--- | XS4 ANSI electronic wire-free SVN HID iClass half escutcheon for use w/ concealed vertical rods, A lever, unhanded, BioCote antimicrobial finish, for use with KPB adapter | 1 |  | 1 Year | 759.8 | 0.15 | 645.83
35447 | Salto | AH650A00BCP7-W- | XS4 ANSI electronic RF wireless SVN HID iClass half escutcheon for use w/ concealed vertical rods, A lever, unhanded, BioCote antimicrobial finish, for use with KPB adapter | 1 |  | 1 Year | 851.8 | 0.15 | 724.03
35448 | Salto | AH650A00BCP8--- | XS4 ANSI electronic wire-free SVN HID iClass half escutcheon for use w/ concealed vertical rods, A lever, unhanded, BioCote antimicrobial finish, for use with KPB adapter | 1 |  | 1 Year | 759.8 | 0.15 | 645.83
35449 | Salto | AH650A00BCP8-W- | XS4 ANSI electronic RF wireless SVN HID iClass half escutcheon for use w/ concealed vertical rods, A lever, unhanded, BioCote antimicrobial finish, for use with KPB adapter | 1 |  | 1 Year | 851.8 | 0.15 | 724.03
35450 | Salto | AH650A00IAH8--- | XS4 ANSI electronic wire-free SVN HID iClass half escutcheon, A lever, unhanded, antique brass finish, for use with KPB adapter | 1 |  | 1 Year | 759.8 | 0.15 | 645.83
35451 | Salto | AH650A00IAH8-W- | XS4 ANSI electronic RF wireless SVN HID iClass half escutcheon, A lever, unhanded, antique brass finish, for use with KPB adapter | 1 |  | 1 Year | 851.8 | 0.15 | 724.03
35452 | Salto | AH650A00IAP7--- | XS4 ANSI electronic wire-free SVN HID iClass half escutcheon for use w/ concealed vertical rods, A lever, unhanded, antique brass finish, for use with KPB adapter | 1 |  | 1 Year | 759.8 | 0.15 | 645.83
35453 | Salto | AH650A00IAP7-W- | XS4 ANSI electronic RF wireless SVN HID iClass half escutcheon for use w/ concealed vertical rods, A lever, unhanded, antique brass finish, for use with KPB adapter | 1 |  | 1 Year | 851.8 | 0.15 | 724.03
35454 | Salto | AH650A00IAP8--- | XS4 ANSI electronic wire-free SVN HID iClass half escutcheon for use w/ concealed vertical rods, A lever, unhanded, antique brass finish, for use with KPB adapter | 1 |  | 1 Year | 759.8 | 0.15 | 645.83
35455 | Salto | AH650A00IAP8-W- | XS4 ANSI electronic RF wireless SVN HID iClass half escutcheon for use w/ concealed vertical rods, A lever, unhanded, antique brass finish, for use with KPB adapter | 1 |  | 1 Year | 851.8 | 0.15 | 724.03
35456 | Salto | AH650A00IMH8--- | XS4 ANSI electronic wire-free SVN HID iClass half escutcheon, A lever, unhanded, satin stainless finish, for use with KPB adapter | 1 |  | 1 Year | 707.8 | 0.15 | 601.63
35457 | Salto | AH650A00IMH8-W- | XS4 ANSI electronic RF wireless SVN HID iClass half escutcheon, A lever, unhanded, satin stainless finish, for use with KPB adapter | 1 |  | 1 Year | 799.8 | 0.15 | 679.83
35458 | Salto | AH650A00IMP7--- | XS4 ANSI electronic wire-free SVN HID iClass half escutcheon for use w/ concealed vertical rods, A lever, unhanded, satin stainless finish, for use with KPB adapter | 1 |  | 1 Year | 707.8 | 0.15 | 601.63
35459 | Salto | AH650A00IMP7-W- | XS4 ANSI electronic RF wireless SVN HID iClass half escutcheon for use w/ concealed vertical rods, A lever, unhanded, satin stainless finish, for use with KPB adapter | 1 |  | 1 Year | 799.8 | 0.15 | 679.83
35460 | Salto | AH650A00IMP8--- | XS4 ANSI electronic wire-free SVN HID iClass half escutcheon for use w/ concealed vertical rods, A lever, unhanded, satin stainless finish, for use with KPB adapter | 1 |  | 1 Year | 707.8 | 0.15 | 601.63
35461 | Salto | AH650A00IMP8-W- | XS4 ANSI electronic RF wireless SVN HID iClass half escutcheon for use w/ concealed vertical rods, A lever, unhanded, satin stainless finish, for use with KPB adapter | 1 |  | 1 Year | 799.8 | 0.15 | 679.83
35462 | Salto | AH650A00IPH8--- | XS4 ANSI electronic wire-free SVN HID iClass half escutcheon, A lever, unhanded, bright stainless steel finish, for use with KPB adapter | 1 |  | 1 Year | 724.1 | 0.15 | 615.485
35463 | Salto | AH650A00IPH8-W- | XS4 ANSI electronic RF wireless SVN HID iClass half escutcheon, A lever, unhanded, bright stainless steel finish, for use with KPB adapter | 1 |  | 1 Year | 816.1 | 0.15 | 693.685
35464 | Salto | AH650A00IPP7--- | XS4 ANSI electronic wire-free SVN HID iClass half escutcheon for use w/ concealed vertical rods, A lever, unhanded, bright stainless steel finish, for use with KPB adapter | 1 |  | 1 Year | 724.1 | 0.15 | 615.485
35465 | Salto | AH650A00IPP7-W- | XS4 ANSI electronic RF wireless SVN HID iClass half escutcheon for use w/ concealed vertical rods, A lever, unhanded, bright stainless steel finish, for use with KPB adapter | 1 |  | 1 Year | 816.1 | 0.15 | 693.685
35466 | Salto | AH650A00IPP8--- | XS4 ANSI electronic wire-free SVN HID iClass half escutcheon for use w/ concealed vertical rods, A lever, unhanded, bright stainless steel finish, for use with KPB adapter | 1 |  | 1 Year | 724.1 | 0.15 | 615.485
35467 | Salto | AH650A00IPP8-W- | XS4 ANSI electronic RF wireless SVN HID iClass half escutcheon for use w/ concealed vertical rods, A lever, unhanded, bright stainless steel finish, for use with KPB adapter | 1 |  | 1 Year | 816.1 | 0.15 | 693.685
35468 | Salto | AH650A00NEH8--- | XS4 ANSI electronic wire-free SVN HID iClass half escutcheon, A lever, unhanded, black chromium finish, for use with KPB adapter | 1 |  | 1 Year | 742.5 | 0.15 | 631.125
35469 | Salto | AH650A00NEH8-W- | XS4 ANSI electronic RF wireless SVN HID iClass half escutcheon, A lever, unhanded, black chromium finish, for use with KPB adapter | 1 |  | 1 Year | 834.5 | 0.15 | 709.325
35470 | Salto | AH650A00NEP7--- | XS4 ANSI electronic wire-free SVN HID iClass half escutcheon for use w/ concealed vertical rods, A lever, unhanded, black chromium finish, for use with KPB adapter | 1 |  | 1 Year | 742.5 | 0.15 | 631.125
35471 | Salto | AH650A00NEP7-W- | XS4 ANSI electronic RF wireless SVN HID iClass half escutcheon for use w/ concealed vertical rods, A lever, unhanded, black chromium finish, for use with KPB adapter | 1 |  | 1 Year | 834.5 | 0.15 | 709.325
35472 | Salto | AH650A00NEP8--- | XS4 ANSI electronic wire-free SVN HID iClass half escutcheon for use w/ concealed vertical rods, A lever, unhanded, black chromium finish, for use with KPB adapter | 1 |  | 1 Year | 742.5 | 0.15 | 631.125
35473 | Salto | AH650A00NEP8-W- | XS4 ANSI electronic RF wireless SVN HID iClass half escutcheon for use w/ concealed vertical rods, A lever, unhanded, black chromium finish, for use with KPB adapter | 1 |  | 1 Year | 834.5 | 0.15 | 709.325
35474 | Salto | AH650A00PMH8--- | XS4 ANSI electronic wire-free SVN HID iClass half escutcheon, A lever, unhanded, satin brass finish, for use with KPB adapter | 1 |  | 1 Year | 707.8 | 0.15 | 601.63
35475 | Salto | AH650A00PMH8-W- | XS4 ANSI electronic RF wireless SVN HID iClass half escutcheon, A lever, unhanded, satin brass finish, for use with KPB adapter | 1 |  | 1 Year | 799.8 | 0.15 | 679.83
35476 | Salto | AH650A00PMP7--- | XS4 ANSI electronic wire-free SVN HID iClass half escutcheon for use w/ concealed vertical rods, A lever, unhanded, satin brass finish, for use with KPB adapter | 1 |  | 1 Year | 707.8 | 0.15 | 601.63
35477 | Salto | AH650A00PMP7-W- | XS4 ANSI electronic RF wireless SVN HID iClass half escutcheon for use w/ concealed vertical rods, A lever, unhanded, satin brass finish, for use with KPB adapter | 1 |  | 1 Year | 799.8 | 0.15 | 679.83
35478 | Salto | AH650A00PMP8--- | XS4 ANSI electronic wire-free SVN HID iClass half escutcheon for use w/ concealed vertical rods, A lever, unhanded, satin brass finish, for use with KPB adapter | 1 |  | 1 Year | 707.8 | 0.15 | 601.63
35479 | Salto | AH650A00PMP8-W- | XS4 ANSI electronic RF wireless SVN HID iClass half escutcheon for use w/ concealed vertical rods, A lever, unhanded, satin brass finish, for use with KPB adapter | 1 |  | 1 Year | 799.8 | 0.15 | 679.83
35480 | Salto | AH650A00PPH8--- | XS4 ANSI electronic wire-free SVN HID iClass half escutcheon, A lever, unhanded, bright brass finish, for use with KPB adapter | 1 |  | 1 Year | 724.1 | 0.15 | 615.485
35481 | Salto | AH650A00PPH8-W- | XS4 ANSI electronic RF wireless SVN HID iClass half escutcheon, A lever, unhanded, bright brass finish, for use with KPB adapter | 1 |  | 1 Year | 816.1 | 0.15 | 693.685
35482 | Salto | AH650A00PPP7--- | XS4 ANSI electronic wire-free SVN HID iClass half escutcheon for use w/ concealed vertical rods, A lever, unhanded, bright brass finish, for use with KPB adapter | 1 |  | 1 Year | 724.1 | 0.15 | 615.485
35483 | Salto | AH650A00PPP7-W- | XS4 ANSI electronic RF wireless SVN HID iClass half escutcheon for use w/ concealed vertical rods, A lever, unhanded, bright brass finish, for use with KPB adapter | 1 |  | 1 Year | 816.1 | 0.15 | 693.685
35484 | Salto | AH650A00PPP8--- | XS4 ANSI electronic wire-free SVN HID iClass half escutcheon for use w/ concealed vertical rods, A lever, unhanded, bright brass finish, for use with KPB adapter | 1 |  | 1 Year | 724.1 | 0.15 | 615.485
35485 | Salto | AH650A00PPP8-W- | XS4 ANSI electronic RF wireless SVN HID iClass half escutcheon for use w/ concealed vertical rods, A lever, unhanded, bright brass finish, for use with KPB adapter | 1 |  | 1 Year | 816.1 | 0.15 | 693.685
35486 | Salto | AH650G00BCH8--- | XS4 ANSI electronic wire-free SVN HID iClass half escutcheon, G lever, unhanded, BioCote antimicrobial finish, for use with KPB adapter | 1 |  | 1 Year | 759.8 | 0.15 | 645.83
35487 | Salto | AH650G00BCH8-W- | XS4 ANSI electronic RF wireless SVN HID iClass half escutcheon, G lever, unhanded, BioCote antimicrobial finish, for use with KPB adapter | 1 |  | 1 Year | 851.8 | 0.15 | 724.03
35488 | Salto | AH650G00BCP7--- | XS4 ANSI electronic wire-free SVN HID iClass half escutcheon for use w/ concealed vertical rods, G lever, unhanded, BioCote antimicrobial finish, for use with KPB adapter | 1 |  | 1 Year | 759.8 | 0.15 | 645.83
35489 | Salto | AH650G00BCP7-W- | XS4 ANSI electronic RF wireless SVN HID iClass half escutcheon for use w/ concealed vertical rods, G lever, unhanded, BioCote antimicrobial finish, for use with KPB adapter | 1 |  | 1 Year | 851.8 | 0.15 | 724.03
35490 | Salto | AH650G00BCP8--- | XS4 ANSI electronic wire-free SVN HID iClass half escutcheon for use w/ concealed vertical rods, G lever, unhanded, BioCote antimicrobial finish, for use with KPB adapter | 1 |  | 1 Year | 759.8 | 0.15 | 645.83
35491 | Salto | AH650G00BCP8-W- | XS4 ANSI electronic RF wireless SVN HID iClass half escutcheon for use w/ concealed vertical rods, G lever, unhanded, BioCote antimicrobial finish, for use with KPB adapter | 1 |  | 1 Year | 851.8 | 0.15 | 724.03
35492 | Salto | AH650G00IMH8--- | XS4 ANSI electronic wire-free SVN HID iClass half escutcheon, G lever, unhanded, satin stainless finish, for use with KPB adapter | 1 |  | 1 Year | 707.8 | 0.15 | 601.63
35493 | Salto | AH650G00IMH8-W- | XS4 ANSI electronic RF wireless SVN HID iClass half escutcheon, G lever, unhanded, satin stainless finish, for use with KPB adapter | 1 |  | 1 Year | 799.8 | 0.15 | 679.83
35494 | Salto | AH650G00IMP7--- | XS4 ANSI electronic wire-free SVN HID iClass half escutcheon for use w/ concealed vertical rods, G lever, unhanded, satin stainless finish, for use with KPB adapter | 1 |  | 1 Year | 707.8 | 0.15 | 601.63
35495 | Salto | AH650G00IMP7-W- | XS4 ANSI electronic RF wireless SVN HID iClass half escutcheon for use w/ concealed vertical rods, G lever, unhanded, satin stainless finish, for use with KPB adapter | 1 |  | 1 Year | 799.8 | 0.15 | 679.83
35496 | Salto | AH650G00IMP8--- | XS4 ANSI electronic wire-free SVN HID iClass half escutcheon for use w/ concealed vertical rods, G lever, unhanded, satin stainless finish, for use with KPB adapter | 1 |  | 1 Year | 707.8 | 0.15 | 601.63
35497 | Salto | AH650G00IMP8-W- | XS4 ANSI electronic RF wireless SVN HID iClass half escutcheon for use w/ concealed vertical rods, G lever, unhanded, satin stainless finish, for use with KPB adapter | 1 |  | 1 Year | 799.8 | 0.15 | 679.83
35498 | Salto | AH650G00PMH8--- | XS4 ANSI electronic wire-free SVN HID iClass half escutcheon, G lever, unhanded, satin brass finish, for use with KPB adapter | 1 |  | 1 Year | 707.8 | 0.15 | 601.63
35499 | Salto | AH650G00PMH8-W- | XS4 ANSI electronic RF wireless SVN HID iClass half escutcheon, G lever, unhanded, satin brass finish, for use with KPB adapter | 1 |  | 1 Year | 799.8 | 0.15 | 679.83
35500 | Salto | AH650G00PMP7--- | XS4 ANSI electronic wire-free SVN HID iClass half escutcheon for use w/ concealed vertical rods, G lever, unhanded, satin brass finish, for use with KPB adapter | 1 |  | 1 Year | 707.8 | 0.15 | 601.63
35501 | Salto | AH650G00PMP7-W- | XS4 ANSI electronic RF wireless SVN HID iClass half escutcheon for use w/ concealed vertical rods, G lever, unhanded, satin brass finish, for use with KPB adapter | 1 |  | 1 Year | 799.8 | 0.15 | 679.83
35502 | Salto | AH650G00PMP8--- | XS4 ANSI electronic wire-free SVN HID iClass half escutcheon for use w/ concealed vertical rods, G lever, unhanded, satin brass finish, for use with KPB adapter | 1 |  | 1 Year | 707.8 | 0.15 | 601.63
35503 | Salto | AH650G00PMP8-W- | XS4 ANSI electronic RF wireless SVN HID iClass half escutcheon for use w/ concealed vertical rods, G lever, unhanded, satin brass finish, for use with KPB adapter | 1 |  | 1 Year | 799.8 | 0.15 | 679.83
35504 | Salto | AH650J00BCH8--- | XS4 ANSI electronic wire-free SVN HID iClass half escutcheon, J lever, unhanded, BioCote antimicrobial finish, for use with KPB adapter | 1 |  | 1 Year | 770 | 0.15 | 654.5
35505 | Salto | AH650J00BCH8-W- | XS4 ANSI electronic RF wireless SVN HID iClass half escutcheon, J lever, unhanded, BioCote antimicrobial finish, for use with KPB adapter | 1 |  | 1 Year | 862 | 0.15 | 732.7
35506 | Salto | AH650J00BCP7--- | XS4 ANSI electronic wire-free SVN HID iClass half escutcheon for use w/ concealed vertical rods, J lever, unhanded, BioCote antimicrobial finish, for use with KPB adapter | 1 |  | 1 Year | 770 | 0.15 | 654.5
35507 | Salto | AH650J00BCP7-W- | XS4 ANSI electronic RF wireless SVN HID iClass half escutcheon for use w/ concealed vertical rods, J lever, unhanded, BioCote antimicrobial finish, for use with KPB adapter | 1 |  | 1 Year | 862 | 0.15 | 732.7
35508 | Salto | AH650J00BCP8--- | XS4 ANSI electronic wire-free SVN HID iClass half escutcheon for use w/ concealed vertical rods, J lever, unhanded, BioCote antimicrobial finish, for use with KPB adapter | 1 |  | 1 Year | 770 | 0.15 | 654.5
35509 | Salto | AH650J00BCP8-W- | XS4 ANSI electronic RF wireless SVN HID iClass half escutcheon for use w/ concealed vertical rods, J lever, unhanded, BioCote antimicrobial finish, for use with KPB adapter | 1 |  | 1 Year | 862 | 0.15 | 732.7
35510 | Salto | AH650J00IAH8--- | XS4 ANSI electronic wire-free SVN HID iClass half escutcheon, J lever, unhanded, antique brass finish, for use with KPB adapter | 1 |  | 1 Year | 770 | 0.15 | 654.5
35511 | Salto | AH650J00IAH8-W- | XS4 ANSI electronic RF wireless SVN HID iClass half escutcheon, J lever, unhanded, antique brass finish, for use with KPB adapter | 1 |  | 1 Year | 862 | 0.15 | 732.7
35512 | Salto | AH650J00IAP7--- | XS4 ANSI electronic wire-free SVN HID iClass half escutcheon for use w/ concealed vertical rods, J lever, unhanded, antique brass finish, for use with KPB adapter | 1 |  | 1 Year | 770 | 0.15 | 654.5
35513 | Salto | AH650J00IAP7-W- | XS4 ANSI electronic RF wireless SVN HID iClass half escutcheon for use w/ concealed vertical rods, J lever, unhanded, antique brass finish, for use with KPB adapter | 1 |  | 1 Year | 862 | 0.15 | 732.7
35514 | Salto | AH650J00IAP8--- | XS4 ANSI electronic wire-free SVN HID iClass half escutcheon for use w/ concealed vertical rods, J lever, unhanded, antique brass finish, for use with KPB adapter | 1 |  | 1 Year | 770 | 0.15 | 654.5
35515 | Salto | AH650J00IAP8-W- | XS4 ANSI electronic RF wireless SVN HID iClass half escutcheon for use w/ concealed vertical rods, J lever, unhanded, antique brass finish, for use with KPB adapter | 1 |  | 1 Year | 862 | 0.15 | 732.7
35516 | Salto | AH650J00IMH8--- | XS4 ANSI electronic wire-free SVN HID iClass half escutcheon, J lever, unhanded, satin stainless finish, for use with KPB adapter | 1 |  | 1 Year | 718 | 0.15 | 610.3
35517 | Salto | AH650J00IMH8-W- | XS4 ANSI electronic RF wireless SVN HID iClass half escutcheon, J lever, unhanded, satin stainless finish, for use with KPB adapter | 1 |  | 1 Year | 810 | 0.15 | 688.5
35518 | Salto | AH650J00IMP7--- | XS4 ANSI electronic wire-free SVN HID iClass half escutcheon for use w/ concealed vertical rods, J lever, unhanded, satin stainless finish, for use with KPB adapter | 1 |  | 1 Year | 718 | 0.15 | 610.3
35519 | Salto | AH650J00IMP7-W- | XS4 ANSI electronic RF wireless SVN HID iClass half escutcheon for use w/ concealed vertical rods, J lever, unhanded, satin stainless finish, for use with KPB adapter | 1 |  | 1 Year | 810 | 0.15 | 688.5
35520 | Salto | AH650J00IMP8--- | XS4 ANSI electronic wire-free SVN HID iClass half escutcheon for use w/ concealed vertical rods, J lever, unhanded, satin stainless finish, for use with KPB adapter | 1 |  | 1 Year | 718 | 0.15 | 610.3
35521 | Salto | AH650J00IMP8-W- | XS4 ANSI electronic RF wireless SVN HID iClass half escutcheon for use w/ concealed vertical rods, J lever, unhanded, satin stainless finish, for use with KPB adapter | 1 |  | 1 Year | 810 | 0.15 | 688.5
35522 | Salto | AH650J00NEH8--- | XS4 ANSI electronic wire-free SVN HID iClass half escutcheon, J lever, unhanded, black chromium finish, for use with KPB adapter | 1 |  | 1 Year | 752.7 | 0.15 | 639.795
35523 | Salto | AH650J00NEH8-W- | XS4 ANSI electronic RF wireless SVN HID iClass half escutcheon, J lever, unhanded, black chromium finish, for use with KPB adapter | 1 |  | 1 Year | 844.7 | 0.15 | 717.995
35524 | Salto | AH650J00NEP7--- | XS4 ANSI electronic wire-free SVN HID iClass half escutcheon for use w/ concealed vertical rods, J lever, unhanded, black chromium finish, for use with KPB adapter | 1 |  | 1 Year | 752.7 | 0.15 | 639.795
35525 | Salto | AH650J00NEP7-W- | XS4 ANSI electronic RF wireless SVN HID iClass half escutcheon for use w/ concealed vertical rods, J lever, unhanded, black chromium finish, for use with KPB adapter | 1 |  | 1 Year | 844.7 | 0.15 | 717.995
35526 | Salto | AH650J00NEP8--- | XS4 ANSI electronic wire-free SVN HID iClass half escutcheon for use w/ concealed vertical rods, J lever, unhanded, black chromium finish, for use with KPB adapter | 1 |  | 1 Year | 752.7 | 0.15 | 639.795
35527 | Salto | AH650J00NEP8-W- | XS4 ANSI electronic RF wireless SVN HID iClass half escutcheon for use w/ concealed vertical rods, J lever, unhanded, black chromium finish, for use with KPB adapter | 1 |  | 1 Year | 844.7 | 0.15 | 717.995
35528 | Salto | AH650J00PMH8--- | XS4 ANSI electronic wire-free SVN HID iClass half escutcheon, J lever, unhanded, satin brass finish, for use with KPB adapter | 1 |  | 1 Year | 718 | 0.15 | 610.3
35529 | Salto | AH650J00PMH8-W- | XS4 ANSI electronic RF wireless SVN HID iClass half escutcheon, J lever, unhanded, satin brass finish, for use with KPB adapter | 1 |  | 1 Year | 810 | 0.15 | 688.5
35530 | Salto | AH650J00PMP7--- | XS4 ANSI electronic wire-free SVN HID iClass half escutcheon for use w/ concealed vertical rods, J lever, unhanded, satin brass finish, for use with KPB adapter | 1 |  | 1 Year | 718 | 0.15 | 610.3
35531 | Salto | AH650J00PMP7-W- | XS4 ANSI electronic RF wireless SVN HID iClass half escutcheon for use w/ concealed vertical rods, J lever, unhanded, satin brass finish, for use with KPB adapter | 1 |  | 1 Year | 810 | 0.15 | 688.5
35532 | Salto | AH650J00PMP8--- | XS4 ANSI electronic wire-free SVN HID iClass half escutcheon for use w/ concealed vertical rods, J lever, unhanded, satin brass finish, for use with KPB adapter | 1 |  | 1 Year | 718 | 0.15 | 610.3
35533 | Salto | AH650J00PMP8-W- | XS4 ANSI electronic RF wireless SVN HID iClass half escutcheon for use w/ concealed vertical rods, J lever, unhanded, satin brass finish, for use with KPB adapter | 1 |  | 1 Year | 810 | 0.15 | 688.5
35534 | Salto | AH650K00IMH8L-- | XS4 ANSI electronic wire-free SVN HID iClass half escutcheon, K lever, left handed, satin stainless finish, for use with KPB adapter | 1 |  | 1 Year | 718 | 0.15 | 610.3
35535 | Salto | AH650K00IMH8LW- | XS4 ANSI electronic RF wireless SVN HID iClass half escutcheon, K lever, left handed, satin stainless finish, for use with KPB adapter | 1 |  | 1 Year | 810 | 0.15 | 688.5
35536 | Salto | AH650K00IMH8R-- | XS4 ANSI electronic wire-free SVN HID iClass half escutcheon, K lever, right handed, satin stainless finish, for use with KPB adapter | 1 |  | 1 Year | 718 | 0.15 | 610.3
35537 | Salto | AH650K00IMH8RW- | XS4 ANSI electronic RF wireless SVN HID iClass half escutcheon, K lever, right handed, satin stainless finish, for use with KPB adapter | 1 |  | 1 Year | 810 | 0.15 | 688.5
35538 | Salto | AH650K00IMP7L-- | XS4 ANSI electronic wire-free SVN HID iClass half escutcheon for use w/ concealed vertical rods, K lever, left handed, satin stainless finish, for use with KPB adapter | 1 |  | 1 Year | 718 | 0.15 | 610.3
35539 | Salto | AH650K00IMP7LW- | XS4 ANSI electronic RF wireless SVN HID iClass half escutcheon for use w/ concealed vertical rods, K lever, left handed, satin stainless finish, for use with KPB adapter | 1 |  | 1 Year | 810 | 0.15 | 688.5
35540 | Salto | AH650K00IMP7R-- | XS4 ANSI electronic wire-free SVN HID iClass half escutcheon for use w/ concealed vertical rods, K lever, right handed, satin stainless finish, for use with KPB adapter | 1 |  | 1 Year | 718 | 0.15 | 610.3
35541 | Salto | AH650K00IMP7RW- | XS4 ANSI electronic RF wireless SVN HID iClass half escutcheon for use w/ concealed vertical rods, K lever, right handed, satin stainless finish, for use with KPB adapter | 1 |  | 1 Year | 810 | 0.15 | 688.5
35542 | Salto | AH650K00IMP8L-- | XS4 ANSI electronic wire-free SVN HID iClass half escutcheon for use w/ concealed vertical rods, K lever, left handed, satin stainless finish, for use with KPB adapter | 1 |  | 1 Year | 718 | 0.15 | 610.3
35543 | Salto | AH650K00IMP8LW- | XS4 ANSI electronic RF wireless SVN HID iClass half escutcheon for use w/ concealed vertical rods, K lever, left handed, satin stainless finish, for use with KPB adapter | 1 |  | 1 Year | 810 | 0.15 | 688.5
35544 | Salto | AH650K00IMP8R-- | XS4 ANSI electronic wire-free SVN HID iClass half escutcheon for use w/ concealed vertical rods, K lever, right handed, satin stainless finish, for use with KPB adapter | 1 |  | 1 Year | 718 | 0.15 | 610.3
35545 | Salto | AH650K00IMP8RW- | XS4 ANSI electronic RF wireless SVN HID iClass half escutcheon for use w/ concealed vertical rods, K lever, right handed, satin stainless finish, for use with KPB adapter | 1 |  | 1 Year | 810 | 0.15 | 688.5
35546 | Salto | AH650K00IPH8L-- | XS4 ANSI electronic wire-free SVN HID iClass half escutcheon, K lever, left handed, bright stainless steel finish, for use with KPB adapter | 1 |  | 1 Year | 734.3 | 0.15 | 624.155
35547 | Salto | AH650K00IPH8LW- | XS4 ANSI electronic RF wireless SVN HID iClass half escutcheon, K lever, left handed, bright stainless steel finish, for use with KPB adapter | 1 |  | 1 Year | 826.3 | 0.15 | 702.355
35548 | Salto | AH650K00IPH8R-- | XS4 ANSI electronic wire-free SVN HID iClass half escutcheon, K lever, right handed, bright stainless steel finish, for use with KPB adapter | 1 |  | 1 Year | 734.3 | 0.15 | 624.155
35549 | Salto | AH650K00IPH8RW- | XS4 ANSI electronic RF wireless SVN HID iClass half escutcheon, K lever, right handed, bright stainless steel finish, for use with KPB adapter | 1 |  | 1 Year | 826.3 | 0.15 | 702.355
35550 | Salto | AH650K00IPP7L-- | XS4 ANSI electronic wire-free SVN HID iClass half escutcheon for use w/ concealed vertical rods, K lever, left handed, bright stainless steel finish, for use with KPB adapter | 1 |  | 1 Year | 734.3 | 0.15 | 624.155
35551 | Salto | AH650K00IPP7LW- | XS4 ANSI electronic RF wireless SVN HID iClass half escutcheon for use w/ concealed vertical rods, K lever, left handed, bright stainless steel finish, for use with KPB adapter | 1 |  | 1 Year | 826.3 | 0.15 | 702.355
35552 | Salto | AH650K00IPP7R-- | XS4 ANSI electronic wire-free SVN HID iClass half escutcheon for use w/ concealed vertical rods, K lever, right handed, bright stainless steel finish, for use with KPB adapter | 1 |  | 1 Year | 734.3 | 0.15 | 624.155
35553 | Salto | AH650K00IPP7RW- | XS4 ANSI electronic RF wireless SVN HID iClass half escutcheon for use w/ concealed vertical rods, K lever, right handed, bright stainless steel finish, for use with KPB adapter | 1 |  | 1 Year | 826.3 | 0.15 | 702.355
35554 | Salto | AH650K00IPP8L-- | XS4 ANSI electronic wire-free SVN HID iClass half escutcheon for use w/ concealed vertical rods, K lever, left handed, bright stainless steel finish, for use with KPB adapter | 1 |  | 1 Year | 734.3 | 0.15 | 624.155
35555 | Salto | AH650K00IPP8LW- | XS4 ANSI electronic RF wireless SVN HID iClass half escutcheon for use w/ concealed vertical rods, K lever, left handed, bright stainless steel finish, for use with KPB adapter | 1 |  | 1 Year | 826.3 | 0.15 | 702.355
35556 | Salto | AH650K00IPP8R-- | XS4 ANSI electronic wire-free SVN HID iClass half escutcheon for use w/ concealed vertical rods, K lever, right handed, bright stainless steel finish, for use with KPB adapter | 1 |  | 1 Year | 734.3 | 0.15 | 624.155
35557 | Salto | AH650K00IPP8RW- | XS4 ANSI electronic RF wireless SVN HID iClass half escutcheon for use w/ concealed vertical rods, K lever, right handed, bright stainless steel finish, for use with KPB adapter | 1 |  | 1 Year | 826.3 | 0.15 | 702.355
35558 | Salto | AH650K00PPH8L-- | XS4 ANSI electronic wire-free SVN HID iClass half escutcheon, K lever, left handed, bright brass finish, for use with KPB adapter | 1 |  | 1 Year | 734.3 | 0.15 | 624.155
35559 | Salto | AH650K00PPH8LW- | XS4 ANSI electronic RF wireless SVN HID iClass half escutcheon, K lever, left handed, bright brass finish, for use with KPB adapter | 1 |  | 1 Year | 826.3 | 0.15 | 702.355
35560 | Salto | AH650K00PPH8R-- | XS4 ANSI electronic wire-free SVN HID iClass half escutcheon, K lever, right handed, bright brass finish, for use with KPB adapter | 1 |  | 1 Year | 734.3 | 0.15 | 624.155
35561 | Salto | AH650K00PPH8RW- | XS4 ANSI electronic RF wireless SVN HID iClass half escutcheon, K lever, right handed, bright brass finish, for use with KPB adapter | 1 |  | 1 Year | 826.3 | 0.15 | 702.355
35562 | Salto | AH650K00PPP7L-- | XS4 ANSI electronic wire-free SVN HID iClass half escutcheon for use w/ concealed vertical rods, K lever, left handed, bright brass finish, for use with KPB adapter | 1 |  | 1 Year | 734.3 | 0.15 | 624.155
35563 | Salto | AH650K00PPP7LW- | XS4 ANSI electronic RF wireless SVN HID iClass half escutcheon for use w/ concealed vertical rods, K lever, left handed, bright brass finish, for use with KPB adapter | 1 |  | 1 Year | 826.3 | 0.15 | 702.355
35564 | Salto | AH650K00PPP7R-- | XS4 ANSI electronic wire-free SVN HID iClass half escutcheon for use w/ concealed vertical rods, K lever, right handed, bright brass finish, for use with KPB adapter | 1 |  | 1 Year | 734.3 | 0.15 | 624.155
35565 | Salto | AH650K00PPP7RW- | XS4 ANSI electronic RF wireless SVN HID iClass half escutcheon for use w/ concealed vertical rods, K lever, right handed, bright brass finish, for use with KPB adapter | 1 |  | 1 Year | 826.3 | 0.15 | 702.355
35566 | Salto | AH650K00PPP8L-- | XS4 ANSI electronic wire-free SVN HID iClass half escutcheon for use w/ concealed vertical rods, K lever, left handed, bright brass finish, for use with KPB adapter | 1 |  | 1 Year | 734.3 | 0.15 | 624.155
35567 | Salto | AH650K00PPP8LW- | XS4 ANSI electronic RF wireless SVN HID iClass half escutcheon for use w/ concealed vertical rods, K lever, left handed, bright brass finish, for use with KPB adapter | 1 |  | 1 Year | 826.3 | 0.15 | 702.355
35568 | Salto | AH650K00PPP8R-- | XS4 ANSI electronic wire-free SVN HID iClass half escutcheon for use w/ concealed vertical rods, K lever, right handed, bright brass finish, for use with KPB adapter | 1 |  | 1 Year | 734.3 | 0.15 | 624.155
35569 | Salto | AH650K00PPP8RW- | XS4 ANSI electronic RF wireless SVN HID iClass half escutcheon for use w/ concealed vertical rods, K lever, right handed, bright brass finish, for use with KPB adapter | 1 |  | 1 Year | 826.3 | 0.15 | 702.355
35570 | Salto | AH650L00BCH8--- | XS4 ANSI electronic wire-free SVN HID iClass half escutcheon, L lever, unhanded, BioCote antimicrobial finish, for use with KPB adapter | 1 |  | 1 Year | 759.8 | 0.15 | 645.83
35571 | Salto | AH650L00BCH8-W- | XS4 ANSI electronic RF wireless SVN HID iClass half escutcheon, L lever, unhanded, BioCote antimicrobial finish, for use with KPB adapter | 1 |  | 1 Year | 851.8 | 0.15 | 724.03
35572 | Salto | AH650L00BCP7--- | XS4 ANSI electronic wire-free SVN HID iClass half escutcheon for use w/ concealed vertical rods, L lever, unhanded, BioCote antimicrobial finish, for use with KPB adapter | 1 |  | 1 Year | 759.8 | 0.15 | 645.83
35573 | Salto | AH650L00BCP7-W- | XS4 ANSI electronic RF wireless SVN HID iClass half escutcheon for use w/ concealed vertical rods, L lever, unhanded, BioCote antimicrobial finish, for use with KPB adapter | 1 |  | 1 Year | 851.8 | 0.15 | 724.03
35574 | Salto | AH650L00BCP8--- | XS4 ANSI electronic wire-free SVN HID iClass half escutcheon for use w/ concealed vertical rods, L lever, unhanded, BioCote antimicrobial finish, for use with KPB adapter | 1 |  | 1 Year | 759.8 | 0.15 | 645.83
35575 | Salto | AH650L00BCP8-W- | XS4 ANSI electronic RF wireless SVN HID iClass half escutcheon for use w/ concealed vertical rods, L lever, unhanded, BioCote antimicrobial finish, for use with KPB adapter | 1 |  | 1 Year | 851.8 | 0.15 | 724.03
35576 | Salto | AH650L00IAH8--- | XS4 ANSI electronic wire-free SVN HID iClass half escutcheon, L lever, unhanded, antique brass finish, for use with KPB adapter | 1 |  | 1 Year | 759.8 | 0.15 | 645.83
35577 | Salto | AH650L00IAH8-W- | XS4 ANSI electronic RF wireless SVN HID iClass half escutcheon, L lever, unhanded, antique brass finish, for use with KPB adapter | 1 |  | 1 Year | 851.8 | 0.15 | 724.03
35578 | Salto | AH650L00IAP7--- | XS4 ANSI electronic wire-free SVN HID iClass half escutcheon for use w/ concealed vertical rods, L lever, unhanded, antique brass finish, for use with KPB adapter | 1 |  | 1 Year | 759.8 | 0.15 | 645.83
35579 | Salto | AH650L00IAP7-W- | XS4 ANSI electronic RF wireless SVN HID iClass half escutcheon for use w/ concealed vertical rods, L lever, unhanded, antique brass finish, for use with KPB adapter | 1 |  | 1 Year | 851.8 | 0.15 | 724.03
35580 | Salto | AH650L00IAP8--- | XS4 ANSI electronic wire-free SVN HID iClass half escutcheon for use w/ concealed vertical rods, L lever, unhanded, antique brass finish, for use with KPB adapter | 1 |  | 1 Year | 759.8 | 0.15 | 645.83
35581 | Salto | AH650L00IAP8-W- | XS4 ANSI electronic RF wireless SVN HID iClass half escutcheon for use w/ concealed vertical rods, L lever, unhanded, antique brass finish, for use with KPB adapter | 1 |  | 1 Year | 851.8 | 0.15 | 724.03
35582 | Salto | AH650L00IMH8--- | XS4 ANSI electronic wire-free SVN HID iClass half escutcheon, L lever, unhanded, satin stainless finish, for use with KPB adapter | 1 |  | 1 Year | 707.8 | 0.15 | 601.63
35583 | Salto | AH650L00IMH8-W- | XS4 ANSI electronic RF wireless SVN HID iClass half escutcheon, L lever, unhanded, satin stainless finish, for use with KPB adapter | 1 |  | 1 Year | 799.8 | 0.15 | 679.83
35584 | Salto | AH650L00IMP7--- | XS4 ANSI electronic wire-free SVN HID iClass half escutcheon for use w/ concealed vertical rods, L lever, unhanded, satin stainless finish, for use with KPB adapter | 1 |  | 1 Year | 707.8 | 0.15 | 601.63
35585 | Salto | AH650L00IMP7-W- | XS4 ANSI electronic RF wireless SVN HID iClass half escutcheon for use w/ concealed vertical rods, L lever, unhanded, satin stainless finish, for use with KPB adapter | 1 |  | 1 Year | 799.8 | 0.15 | 679.83
35586 | Salto | AH650L00IMP8--- | XS4 ANSI electronic wire-free SVN HID iClass half escutcheon for use w/ concealed vertical rods, L lever, unhanded, satin stainless finish, for use with KPB adapter | 1 |  | 1 Year | 707.8 | 0.15 | 601.63
35587 | Salto | AH650L00IMP8-W- | XS4 ANSI electronic RF wireless SVN HID iClass half escutcheon for use w/ concealed vertical rods, L lever, unhanded, satin stainless finish, for use with KPB adapter | 1 |  | 1 Year | 799.8 | 0.15 | 679.83
35588 | Salto | AH650L00IPH8--- | XS4 ANSI electronic wire-free SVN HID iClass half escutcheon, L lever, unhanded, bright stainless steel finish, for use with KPB adapter | 1 |  | 1 Year | 724.1 | 0.15 | 615.485
35589 | Salto | AH650L00IPH8-W- | XS4 ANSI electronic RF wireless SVN HID iClass half escutcheon, L lever, unhanded, bright stainless steel finish, for use with KPB adapter | 1 |  | 1 Year | 816.1 | 0.15 | 693.685
35590 | Salto | AH650L00IPP7--- | XS4 ANSI electronic wire-free SVN HID iClass half escutcheon for use w/ concealed vertical rods, L lever, unhanded, bright stainless steel finish, for use with KPB adapter | 1 |  | 1 Year | 724.1 | 0.15 | 615.485
35591 | Salto | AH650L00IPP7-W- | XS4 ANSI electronic RF wireless SVN HID iClass half escutcheon for use w/ concealed vertical rods, L lever, unhanded, bright stainless steel finish, for use with KPB adapter | 1 |  | 1 Year | 816.1 | 0.15 | 693.685
35592 | Salto | AH650L00IPP8--- | XS4 ANSI electronic wire-free SVN HID iClass half escutcheon for use w/ concealed vertical rods, L lever, unhanded, bright stainless steel finish, for use with KPB adapter | 1 |  | 1 Year | 724.1 | 0.15 | 615.485
35593 | Salto | AH650L00IPP8-W- | XS4 ANSI electronic RF wireless SVN HID iClass half escutcheon for use w/ concealed vertical rods, L lever, unhanded, bright stainless steel finish, for use with KPB adapter | 1 |  | 1 Year | 816.1 | 0.15 | 693.685
35594 | Salto | AH650L00NEH8--- | XS4 ANSI electronic wire-free SVN HID iClass half escutcheon, L lever, unhanded, black chromium finish, for use with KPB adapter | 1 |  | 1 Year | 742.5 | 0.15 | 631.125
35595 | Salto | AH650L00NEH8-W- | XS4 ANSI electronic RF wireless SVN HID iClass half escutcheon, L lever, unhanded, black chromium finish, for use with KPB adapter | 1 |  | 1 Year | 834.5 | 0.15 | 709.325
35596 | Salto | AH650L00NEP7--- | XS4 ANSI electronic wire-free SVN HID iClass half escutcheon for use w/ concealed vertical rods, L lever, unhanded, black chromium finish, for use with KPB adapter | 1 |  | 1 Year | 742.5 | 0.15 | 631.125
35597 | Salto | AH650L00NEP7-W- | XS4 ANSI electronic RF wireless SVN HID iClass half escutcheon for use w/ concealed vertical rods, L lever, unhanded, black chromium finish, for use with KPB adapter | 1 |  | 1 Year | 834.5 | 0.15 | 709.325
35598 | Salto | AH650L00NEP8--- | XS4 ANSI electronic wire-free SVN HID iClass half escutcheon for use w/ concealed vertical rods, L lever, unhanded, black chromium finish, for use with KPB adapter | 1 |  | 1 Year | 742.5 | 0.15 | 631.125
35599 | Salto | AH650L00NEP8-W- | XS4 ANSI electronic RF wireless SVN HID iClass half escutcheon for use w/ concealed vertical rods, L lever, unhanded, black chromium finish, for use with KPB adapter | 1 |  | 1 Year | 834.5 | 0.15 | 709.325
35600 | Salto | AH650L00PMH8--- | XS4 ANSI electronic wire-free SVN HID iClass half escutcheon, L lever, unhanded, satin brass finish, for use with KPB adapter | 1 |  | 1 Year | 707.8 | 0.15 | 601.63
35601 | Salto | AH650L00PMH8-W- | XS4 ANSI electronic RF wireless SVN HID iClass half escutcheon, L lever, unhanded, satin brass finish, for use with KPB adapter | 1 |  | 1 Year | 799.8 | 0.15 | 679.83
35602 | Salto | AH650L00PMP7--- | XS4 ANSI electronic wire-free SVN HID iClass half escutcheon for use w/ concealed vertical rods, L lever, unhanded, satin brass finish, for use with KPB adapter | 1 |  | 1 Year | 707.8 | 0.15 | 601.63
35603 | Salto | AH650L00PMP7-W- | XS4 ANSI electronic RF wireless SVN HID iClass half escutcheon for use w/ concealed vertical rods, L lever, unhanded, satin brass finish, for use with KPB adapter | 1 |  | 1 Year | 799.8 | 0.15 | 679.83
35604 | Salto | AH650L00PMP8--- | XS4 ANSI electronic wire-free SVN HID iClass half escutcheon for use w/ concealed vertical rods, L lever, unhanded, satin brass finish, for use with KPB adapter | 1 |  | 1 Year | 707.8 | 0.15 | 601.63
35605 | Salto | AH650L00PMP8-W- | XS4 ANSI electronic RF wireless SVN HID iClass half escutcheon for use w/ concealed vertical rods, L lever, unhanded, satin brass finish, for use with KPB adapter | 1 |  | 1 Year | 799.8 | 0.15 | 679.83
35606 | Salto | AH650L00PPH8--- | XS4 ANSI electronic wire-free SVN HID iClass half escutcheon, L lever, unhanded, bright brass finish, for use with KPB adapter | 1 |  | 1 Year | 724.1 | 0.15 | 615.485
35607 | Salto | AH650L00PPH8-W- | XS4 ANSI electronic RF wireless SVN HID iClass half escutcheon, L lever, unhanded, bright brass finish, for use with KPB adapter | 1 |  | 1 Year | 816.1 | 0.15 | 693.685
35608 | Salto | AH650L00PPP7--- | XS4 ANSI electronic wire-free SVN HID iClass half escutcheon for use w/ concealed vertical rods, L lever, unhanded, bright brass finish, for use with KPB adapter | 1 |  | 1 Year | 724.1 | 0.15 | 615.485
35609 | Salto | AH650L00PPP7-W- | XS4 ANSI electronic RF wireless SVN HID iClass half escutcheon for use w/ concealed vertical rods, L lever, unhanded, bright brass finish, for use with KPB adapter | 1 |  | 1 Year | 816.1 | 0.15 | 693.685
35610 | Salto | AH650L00PPP8--- | XS4 ANSI electronic wire-free SVN HID iClass half escutcheon for use w/ concealed vertical rods, L lever, unhanded, bright brass finish, for use with KPB adapter | 1 |  | 1 Year | 724.1 | 0.15 | 615.485
35611 | Salto | AH650L00PPP8-W- | XS4 ANSI electronic RF wireless SVN HID iClass half escutcheon for use w/ concealed vertical rods, L lever, unhanded, bright brass finish, for use with KPB adapter | 1 |  | 1 Year | 816.1 | 0.15 | 693.685
35612 | Salto | AH650N00BCH8--- | XS4 ANSI electronic wire-free SVN HID iClass half escutcheon, N lever, unhanded, BioCote antimicrobial finish, for use with KPB adapter | 1 |  | 1 Year | 759.8 | 0.15 | 645.83
35613 | Salto | AH650N00BCH8-W- | XS4 ANSI electronic RF wireless SVN HID iClass half escutcheon, N lever, unhanded, BioCote antimicrobial finish, for use with KPB adapter | 1 |  | 1 Year | 851.8 | 0.15 | 724.03
35614 | Salto | AH650N00BCP7--- | XS4 ANSI electronic wire-free SVN HID iClass half escutcheon for use w/ concealed vertical rods, N lever, unhanded, BioCote antimicrobial finish, for use with KPB adapter | 1 |  | 1 Year | 759.8 | 0.15 | 645.83
35615 | Salto | AH650N00BCP7-W- | XS4 ANSI electronic RF wireless SVN HID iClass half escutcheon for use w/ concealed vertical rods, N lever, unhanded, BioCote antimicrobial finish, for use with KPB adapter | 1 |  | 1 Year | 851.8 | 0.15 | 724.03
35616 | Salto | AH650N00BCP8--- | XS4 ANSI electronic wire-free SVN HID iClass half escutcheon for use w/ concealed vertical rods, N lever, unhanded, BioCote antimicrobial finish, for use with KPB adapter | 1 |  | 1 Year | 759.8 | 0.15 | 645.83
35617 | Salto | AH650N00BCP8-W- | XS4 ANSI electronic RF wireless SVN HID iClass half escutcheon for use w/ concealed vertical rods, N lever, unhanded, BioCote antimicrobial finish, for use with KPB adapter | 1 |  | 1 Year | 851.8 | 0.15 | 724.03
35618 | Salto | AH650N00IMH8--- | XS4 ANSI electronic wire-free SVN HID iClass half escutcheon, N lever, unhanded, satin stainless finish, for use with KPB adapter | 1 |  | 1 Year | 707.8 | 0.15 | 601.63
35619 | Salto | AH650N00IMH8--- | XS4 ANSI electronic wire-free SVN HID iClass half escutcheon, N lever, unhanded, satin stainless finish, for use with KPB adapter | 1 |  | 1 Year | 707.8 | 0.15 | 601.63
35620 | Salto | AH650N00IMH8-W- | XS4 ANSI electronic RF wireless SVN HID iClass half escutcheon, N lever, unhanded, satin stainless finish, for use with KPB adapter | 1 |  | 1 Year | 799.8 | 0.15 | 679.83
35621 | Salto | AH650N00IMH8-W- | XS4 ANSI electronic RF wireless SVN HID iClass half escutcheon, N lever, unhanded, satin stainless finish, for use with KPB adapter | 1 |  | 1 Year | 799.8 | 0.15 | 679.83
35622 | Salto | AH650N00IMP7--- | XS4 ANSI electronic wire-free SVN HID iClass half escutcheon for use w/ concealed vertical rods, N lever, unhanded, satin stainless finish, for use with KPB adapter | 1 |  | 1 Year | 707.8 | 0.15 | 601.63
35623 | Salto | AH650N00IMP7--- | XS4 ANSI electronic wire-free SVN HID iClass half escutcheon for use w/ concealed vertical rods, N lever, unhanded, satin stainless finish, for use with KPB adapter | 1 |  | 1 Year | 707.8 | 0.15 | 601.63
35624 | Salto | AH650N00IMP7-W- | XS4 ANSI electronic RF wireless SVN HID iClass half escutcheon for use w/ concealed vertical rods, N lever, unhanded, satin stainless finish, for use with KPB adapter | 1 |  | 1 Year | 799.8 | 0.15 | 679.83
35625 | Salto | AH650N00IMP7-W- | XS4 ANSI electronic RF wireless SVN HID iClass half escutcheon for use w/ concealed vertical rods, N lever, unhanded, satin stainless finish, for use with KPB adapter | 1 |  | 1 Year | 799.8 | 0.15 | 679.83
35626 | Salto | AH650N00IMP8--- | XS4 ANSI electronic wire-free SVN HID iClass half escutcheon for use w/ concealed vertical rods, N lever, unhanded, satin stainless finish, for use with KPB adapter | 1 |  | 1 Year | 707.8 | 0.15 | 601.63
35627 | Salto | AH650N00IMP8--- | XS4 ANSI electronic wire-free SVN HID iClass half escutcheon for use w/ concealed vertical rods, N lever, unhanded, satin stainless finish, for use with KPB adapter | 1 |  | 1 Year | 707.8 | 0.15 | 601.63
35628 | Salto | AH650N00IMP8-W- | XS4 ANSI electronic RF wireless SVN HID iClass half escutcheon for use w/ concealed vertical rods, N lever, unhanded, satin stainless finish, for use with KPB adapter | 1 |  | 1 Year | 799.8 | 0.15 | 679.83
35629 | Salto | AH650N00IMP8-W- | XS4 ANSI electronic RF wireless SVN HID iClass half escutcheon for use w/ concealed vertical rods, N lever, unhanded, satin stainless finish, for use with KPB adapter | 1 |  | 1 Year | 799.8 | 0.15 | 679.83
35630 | Salto | AH650N00IPH8--- | XS4 ANSI electronic wire-free SVN HID iClass half escutcheon, N lever, unhanded, bright stainless steel finish, for use with KPB adapter | 1 |  | 1 Year | 724.1 | 0.15 | 615.485
35631 | Salto | AH650N00IPH8-W- | XS4 ANSI electronic RF wireless SVN HID iClass half escutcheon, N lever, unhanded, bright stainless steel finish, for use with KPB adapter | 1 |  | 1 Year | 816.1 | 0.15 | 693.685
35632 | Salto | AH650N00IPP7--- | XS4 ANSI electronic wire-free SVN HID iClass half escutcheon for use w/ concealed vertical rods, N lever, unhanded, bright stainless steel finish, for use with KPB adapter | 1 |  | 1 Year | 724.1 | 0.15 | 615.485
35633 | Salto | AH650N00IPP7-W- | XS4 ANSI electronic RF wireless SVN HID iClass half escutcheon for use w/ concealed vertical rods, N lever, unhanded, bright stainless steel finish, for use with KPB adapter | 1 |  | 1 Year | 816.1 | 0.15 | 693.685
35634 | Salto | AH650N00IPP8--- | XS4 ANSI electronic wire-free SVN HID iClass half escutcheon for use w/ concealed vertical rods, N lever, unhanded, bright stainless steel finish, for use with KPB adapter | 1 |  | 1 Year | 724.1 | 0.15 | 615.485
35635 | Salto | AH650N00IPP8-W- | XS4 ANSI electronic RF wireless SVN HID iClass half escutcheon for use w/ concealed vertical rods, N lever, unhanded, bright stainless steel finish, for use with KPB adapter | 1 |  | 1 Year | 816.1 | 0.15 | 693.685
35636 | Salto | AH650N00PMH8--- | XS4 ANSI electronic wire-free SVN HID iClass half escutcheon, N lever, unhanded, satin brass finish, for use with KPB adapter | 1 |  | 1 Year | 707.8 | 0.15 | 601.63
35637 | Salto | AH650N00PMH8-W- | XS4 ANSI electronic RF wireless SVN HID iClass half escutcheon, N lever, unhanded, satin brass finish, for use with KPB adapter | 1 |  | 1 Year | 799.8 | 0.15 | 679.83
35638 | Salto | AH650N00PMP7--- | XS4 ANSI electronic wire-free SVN HID iClass half escutcheon for use w/ concealed vertical rods, N lever, unhanded, satin brass finish, for use with KPB adapter | 1 |  | 1 Year | 707.8 | 0.15 | 601.63
35639 | Salto | AH650N00PMP7-W- | XS4 ANSI electronic RF wireless SVN HID iClass half escutcheon for use w/ concealed vertical rods, N lever, unhanded, satin brass finish, for use with KPB adapter | 1 |  | 1 Year | 799.8 | 0.15 | 679.83
35640 | Salto | AH650N00PMP8--- | XS4 ANSI electronic wire-free SVN HID iClass half escutcheon for use w/ concealed vertical rods, N lever, unhanded, satin brass finish, for use with KPB adapter | 1 |  | 1 Year | 707.8 | 0.15 | 601.63
35641 | Salto | AH650N00PMP8-W- | XS4 ANSI electronic RF wireless SVN HID iClass half escutcheon for use w/ concealed vertical rods, N lever, unhanded, satin brass finish, for use with KPB adapter | 1 |  | 1 Year | 799.8 | 0.15 | 679.83
35642 | Salto | AH650O00BCH8L-- | XS4 ANSI electronic wire-free SVN HID iClass half escutcheon, O lever, left handed, BioCote antimicrobial finish, for use with KPB adapter | 1 |  | 1 Year | 770 | 0.15 | 654.5
35643 | Salto | AH650O00BCH8LW- | XS4 ANSI electronic RF wireless SVN HID iClass half escutcheon, O lever, left handed, BioCote antimicrobial finish, for use with KPB adapter | 1 |  | 1 Year | 862 | 0.15 | 732.7
35644 | Salto | AH650O00BCH8R-- | XS4 ANSI electronic wire-free SVN HID iClass half escutcheon, O lever, right handed, BioCote antimicrobial finish, for use with KPB adapter | 1 |  | 1 Year | 770 | 0.15 | 654.5
35645 | Salto | AH650O00BCH8RW- | XS4 ANSI electronic RF wireless SVN HID iClass half escutcheon, O lever, right handed, BioCote antimicrobial finish, for use with KPB adapter | 1 |  | 1 Year | 862 | 0.15 | 732.7
35646 | Salto | AH650O00BCP7L-- | XS4 ANSI electronic wire-free SVN HID iClass half escutcheon for use w/ concealed vertical rods, O lever, left handed, BioCote antimicrobial finish, for use with KPB adapter | 1 |  | 1 Year | 770 | 0.15 | 654.5
35647 | Salto | AH650O00BCP7LW- | XS4 ANSI electronic RF wireless SVN HID iClass half escutcheon for use w/ concealed vertical rods, O lever, left handed, BioCote antimicrobial finish, for use with KPB adapter | 1 |  | 1 Year | 862 | 0.15 | 732.7
35648 | Salto | AH650O00BCP7R-- | XS4 ANSI electronic wire-free SVN HID iClass half escutcheon for use w/ concealed vertical rods, O lever, right handed, BioCote antimicrobial finish, for use with KPB adapter | 1 |  | 1 Year | 770 | 0.15 | 654.5
35649 | Salto | AH650O00BCP7RW- | XS4 ANSI electronic RF wireless SVN HID iClass half escutcheon for use w/ concealed vertical rods, O lever, right handed, BioCote antimicrobial finish, for use with KPB adapter | 1 |  | 1 Year | 862 | 0.15 | 732.7
35650 | Salto | AH650O00BCP8L-- | XS4 ANSI electronic wire-free SVN HID iClass half escutcheon for use w/ concealed vertical rods, O lever, left handed, BioCote antimicrobial finish, for use with KPB adapter | 1 |  | 1 Year | 770 | 0.15 | 654.5
35651 | Salto | AH650O00BCP8LW- | XS4 ANSI electronic RF wireless SVN HID iClass half escutcheon for use w/ concealed vertical rods, O lever, left handed, BioCote antimicrobial finish, for use with KPB adapter | 1 |  | 1 Year | 862 | 0.15 | 732.7
35652 | Salto | AH650O00BCP8R-- | XS4 ANSI electronic wire-free SVN HID iClass half escutcheon for use w/ concealed vertical rods, O lever, right handed, BioCote antimicrobial finish, for use with KPB adapter | 1 |  | 1 Year | 770 | 0.15 | 654.5
35653 | Salto | AH650O00BCP8RW- | XS4 ANSI electronic RF wireless SVN HID iClass half escutcheon for use w/ concealed vertical rods, O lever, right handed, BioCote antimicrobial finish, for use with KPB adapter | 1 |  | 1 Year | 862 | 0.15 | 732.7
35654 | Salto | AH650O00IAH8L-- | XS4 ANSI electronic wire-free SVN HID iClass half escutcheon, O lever, left handed, antique brass finish, for use with KPB adapter | 1 |  | 1 Year | 770 | 0.15 | 654.5
35655 | Salto | AH650O00IAH8LW- | XS4 ANSI electronic RF wireless SVN HID iClass half escutcheon, O lever, left handed, antique brass finish, for use with KPB adapter | 1 |  | 1 Year | 862 | 0.15 | 732.7
35656 | Salto | AH650O00IAH8R-- | XS4 ANSI electronic wire-free SVN HID iClass half escutcheon, O lever, right handed, antique brass finish, for use with KPB adapter | 1 |  | 1 Year | 770 | 0.15 | 654.5
35657 | Salto | AH650O00IAH8RW- | XS4 ANSI electronic RF wireless SVN HID iClass half escutcheon, O lever, right handed, antique brass finish, for use with KPB adapter | 1 |  | 1 Year | 862 | 0.15 | 732.7
35658 | Salto | AH650O00IAP7L-- | XS4 ANSI electronic wire-free SVN HID iClass half escutcheon for use w/ concealed vertical rods, O lever, left handed, antique brass finish, for use with KPB adapter | 1 |  | 1 Year | 770 | 0.15 | 654.5
35659 | Salto | AH650O00IAP7LW- | XS4 ANSI electronic RF wireless SVN HID iClass half escutcheon for use w/ concealed vertical rods, O lever, left handed, antique brass finish, for use with KPB adapter | 1 |  | 1 Year | 862 | 0.15 | 732.7
35660 | Salto | AH650O00IAP7R-- | XS4 ANSI electronic wire-free SVN HID iClass half escutcheon for use w/ concealed vertical rods, O lever, right handed, antique brass finish, for use with KPB adapter | 1 |  | 1 Year | 770 | 0.15 | 654.5
35661 | Salto | AH650O00IAP7RW- | XS4 ANSI electronic RF wireless SVN HID iClass half escutcheon for use w/ concealed vertical rods, O lever, right handed, antique brass finish, for use with KPB adapter | 1 |  | 1 Year | 862 | 0.15 | 732.7
35662 | Salto | AH650O00IAP8L-- | XS4 ANSI electronic wire-free SVN HID iClass half escutcheon for use w/ concealed vertical rods, O lever, left handed, antique brass finish, for use with KPB adapter | 1 |  | 1 Year | 770 | 0.15 | 654.5
35663 | Salto | AH650O00IAP8LW- | XS4 ANSI electronic RF wireless SVN HID iClass half escutcheon for use w/ concealed vertical rods, O lever, left handed, antique brass finish, for use with KPB adapter | 1 |  | 1 Year | 862 | 0.15 | 732.7
35664 | Salto | AH650O00IAP8R-- | XS4 ANSI electronic wire-free SVN HID iClass half escutcheon for use w/ concealed vertical rods, O lever, right handed, antique brass finish, for use with KPB adapter | 1 |  | 1 Year | 770 | 0.15 | 654.5
35665 | Salto | AH650O00IAP8RW- | XS4 ANSI electronic RF wireless SVN HID iClass half escutcheon for use w/ concealed vertical rods, O lever, right handed, antique brass finish, for use with KPB adapter | 1 |  | 1 Year | 862 | 0.15 | 732.7
35666 | Salto | AH650O00IMH8L-- | XS4 ANSI electronic wire-free SVN HID iClass half escutcheon, O lever, left handed, satin stainless finish, for use with KPB adapter | 1 |  | 1 Year | 718 | 0.15 | 610.3
35667 | Salto | AH650O00IMH8LW- | XS4 ANSI electronic RF wireless SVN HID iClass half escutcheon, O lever, left handed, satin stainless finish, for use with KPB adapter | 1 |  | 1 Year | 810 | 0.15 | 688.5
35668 | Salto | AH650O00IMH8R-- | XS4 ANSI electronic wire-free SVN HID iClass half escutcheon, O lever, right handed, satin stainless finish, for use with KPB adapter | 1 |  | 1 Year | 718 | 0.15 | 610.3
35669 | Salto | AH650O00IMH8RW- | XS4 ANSI electronic RF wireless SVN HID iClass half escutcheon, O lever, right handed, satin stainless finish, for use with KPB adapter | 1 |  | 1 Year | 810 | 0.15 | 688.5
35670 | Salto | AH650O00IMP7L-- | XS4 ANSI electronic wire-free SVN HID iClass half escutcheon for use w/ concealed vertical rods, O lever, left handed, satin stainless finish, for use with KPB adapter | 1 |  | 1 Year | 718 | 0.15 | 610.3
35671 | Salto | AH650O00IMP7LW- | XS4 ANSI electronic RF wireless SVN HID iClass half escutcheon for use w/ concealed vertical rods, O lever, left handed, satin stainless finish, for use with KPB adapter | 1 |  | 1 Year | 810 | 0.15 | 688.5
35672 | Salto | AH650O00IMP7R-- | XS4 ANSI electronic wire-free SVN HID iClass half escutcheon for use w/ concealed vertical rods, O lever, right handed, satin stainless finish, for use with KPB adapter | 1 |  | 1 Year | 718 | 0.15 | 610.3
35673 | Salto | AH650O00IMP7RW- | XS4 ANSI electronic RF wireless SVN HID iClass half escutcheon for use w/ concealed vertical rods, O lever, right handed, satin stainless finish, for use with KPB adapter | 1 |  | 1 Year | 810 | 0.15 | 688.5
35674 | Salto | AH650O00IMP8L-- | XS4 ANSI electronic wire-free SVN HID iClass half escutcheon for use w/ concealed vertical rods, O lever, left handed, satin stainless finish, for use with KPB adapter | 1 |  | 1 Year | 718 | 0.15 | 610.3
35675 | Salto | AH650O00IMP8LW- | XS4 ANSI electronic RF wireless SVN HID iClass half escutcheon for use w/ concealed vertical rods, O lever, left handed, satin stainless finish, for use with KPB adapter | 1 |  | 1 Year | 810 | 0.15 | 688.5
35676 | Salto | AH650O00IMP8R-- | XS4 ANSI electronic wire-free SVN HID iClass half escutcheon for use w/ concealed vertical rods, O lever, right handed, satin stainless finish, for use with KPB adapter | 1 |  | 1 Year | 718 | 0.15 | 610.3
35677 | Salto | AH650O00IMP8RW- | XS4 ANSI electronic RF wireless SVN HID iClass half escutcheon for use w/ concealed vertical rods, O lever, right handed, satin stainless finish, for use with KPB adapter | 1 |  | 1 Year | 810 | 0.15 | 688.5
35678 | Salto | AH650O00IPH8L-- | XS4 ANSI electronic wire-free SVN HID iClass half escutcheon, O lever, left handed, bright stainless steel finish, for use with KPB adapter | 1 |  | 1 Year | 734.3 | 0.15 | 624.155
35679 | Salto | AH650O00IPH8LW- | XS4 ANSI electronic RF wireless SVN HID iClass half escutcheon, O lever, left handed, bright stainless steel finish, for use with KPB adapter | 1 |  | 1 Year | 826.3 | 0.15 | 702.355
35680 | Salto | AH650O00IPH8R-- | XS4 ANSI electronic wire-free SVN HID iClass half escutcheon, O lever, right handed, bright stainless steel finish, for use with KPB adapter | 1 |  | 1 Year | 734.3 | 0.15 | 624.155
35681 | Salto | AH650O00IPH8RW- | XS4 ANSI electronic RF wireless SVN HID iClass half escutcheon, O lever, right handed, bright stainless steel finish, for use with KPB adapter | 1 |  | 1 Year | 826.3 | 0.15 | 702.355
35682 | Salto | AH650O00IPP7L-- | XS4 ANSI electronic wire-free SVN HID iClass half escutcheon for use w/ concealed vertical rods, O lever, left handed, bright stainless steel finish, for use with KPB adapter | 1 |  | 1 Year | 734.3 | 0.15 | 624.155
35683 | Salto | AH650O00IPP7LW- | XS4 ANSI electronic RF wireless SVN HID iClass half escutcheon for use w/ concealed vertical rods, O lever, left handed, bright stainless steel finish, for use with KPB adapter | 1 |  | 1 Year | 826.3 | 0.15 | 702.355
35684 | Salto | AH650O00IPP7R-- | XS4 ANSI electronic wire-free SVN HID iClass half escutcheon for use w/ concealed vertical rods, O lever, right handed, bright stainless steel finish, for use with KPB adapter | 1 |  | 1 Year | 734.3 | 0.15 | 624.155
35685 | Salto | AH650O00IPP7RW- | XS4 ANSI electronic RF wireless SVN HID iClass half escutcheon for use w/ concealed vertical rods, O lever, right handed, bright stainless steel finish, for use with KPB adapter | 1 |  | 1 Year | 826.3 | 0.15 | 702.355
35686 | Salto | AH650O00IPP8L-- | XS4 ANSI electronic wire-free SVN HID iClass half escutcheon for use w/ concealed vertical rods, O lever, left handed, bright stainless steel finish, for use with KPB adapter | 1 |  | 1 Year | 734.3 | 0.15 | 624.155
35687 | Salto | AH650O00IPP8LW- | XS4 ANSI electronic RF wireless SVN HID iClass half escutcheon for use w/ concealed vertical rods, O lever, left handed, bright stainless steel finish, for use with KPB adapter | 1 |  | 1 Year | 826.3 | 0.15 | 702.355
35688 | Salto | AH650O00IPP8R-- | XS4 ANSI electronic wire-free SVN HID iClass half escutcheon for use w/ concealed vertical rods, O lever, right handed, bright stainless steel finish, for use with KPB adapter | 1 |  | 1 Year | 734.3 | 0.15 | 624.155
35689 | Salto | AH650O00IPP8RW- | XS4 ANSI electronic RF wireless SVN HID iClass half escutcheon for use w/ concealed vertical rods, O lever, right handed, bright stainless steel finish, for use with KPB adapter | 1 |  | 1 Year | 826.3 | 0.15 | 702.355
35690 | Salto | AH650O00NEH8L-- | XS4 ANSI electronic wire-free SVN HID iClass half escutcheon, O lever, left handed, black chromium finish, for use with KPB adapter | 1 |  | 1 Year | 752.7 | 0.15 | 639.795
35691 | Salto | AH650O00NEH8LW- | XS4 ANSI electronic RF wireless SVN HID iClass half escutcheon, O lever, left handed, black chromium finish, for use with KPB adapter | 1 |  | 1 Year | 844.7 | 0.15 | 717.995
35692 | Salto | AH650O00NEH8R-- | XS4 ANSI electronic wire-free SVN HID iClass half escutcheon, O lever, right handed, black chromium finish, for use with KPB adapter | 1 |  | 1 Year | 752.7 | 0.15 | 639.795
35693 | Salto | AH650O00NEH8RW- | XS4 ANSI electronic RF wireless SVN HID iClass half escutcheon, O lever, right handed, black chromium finish, for use with KPB adapter | 1 |  | 1 Year | 844.7 | 0.15 | 717.995
35694 | Salto | AH650O00NEP7L-- | XS4 ANSI electronic wire-free SVN HID iClass half escutcheon for use w/ concealed vertical rods, O lever, left handed, black chromium finish, for use with KPB adapter | 1 |  | 1 Year | 752.7 | 0.15 | 639.795
35695 | Salto | AH650O00NEP7LW- | XS4 ANSI electronic RF wireless SVN HID iClass half escutcheon for use w/ concealed vertical rods, O lever, left handed, black chromium finish, for use with KPB adapter | 1 |  | 1 Year | 844.7 | 0.15 | 717.995
35696 | Salto | AH650O00NEP7R-- | XS4 ANSI electronic wire-free SVN HID iClass half escutcheon for use w/ concealed vertical rods, O lever, right handed, black chromium finish, for use with KPB adapter | 1 |  | 1 Year | 752.7 | 0.15 | 639.795
35697 | Salto | AH650O00NEP7RW- | XS4 ANSI electronic RF wireless SVN HID iClass half escutcheon for use w/ concealed vertical rods, O lever, right handed, black chromium finish, for use with KPB adapter | 1 |  | 1 Year | 844.7 | 0.15 | 717.995
35698 | Salto | AH650O00NEP8L-- | XS4 ANSI electronic wire-free SVN HID iClass half escutcheon for use w/ concealed vertical rods, O lever, left handed, black chromium finish, for use with KPB adapter | 1 |  | 1 Year | 752.7 | 0.15 | 639.795
35699 | Salto | AH650O00NEP8LW- | XS4 ANSI electronic RF wireless SVN HID iClass half escutcheon for use w/ concealed vertical rods, O lever, left handed, black chromium finish, for use with KPB adapter | 1 |  | 1 Year | 844.7 | 0.15 | 717.995
35700 | Salto | AH650O00NEP8R-- | XS4 ANSI electronic wire-free SVN HID iClass half escutcheon for use w/ concealed vertical rods, O lever, right handed, black chromium finish, for use with KPB adapter | 1 |  | 1 Year | 752.7 | 0.15 | 639.795
35701 | Salto | AH650O00NEP8RW- | XS4 ANSI electronic RF wireless SVN HID iClass half escutcheon for use w/ concealed vertical rods, O lever, right handed, black chromium finish, for use with KPB adapter | 1 |  | 1 Year | 844.7 | 0.15 | 717.995
35702 | Salto | AH650O00PMH8L-- | XS4 ANSI electronic wire-free SVN HID iClass half escutcheon, O lever, left handed, satin brass finish, for use with KPB adapter | 1 |  | 1 Year | 718 | 0.15 | 610.3
35703 | Salto | AH650O00PMH8LW- | XS4 ANSI electronic RF wireless SVN HID iClass half escutcheon, O lever, left handed, satin brass finish, for use with KPB adapter | 1 |  | 1 Year | 810 | 0.15 | 688.5
35704 | Salto | AH650O00PMH8R-- | XS4 ANSI electronic wire-free SVN HID iClass half escutcheon, O lever, right handed, satin brass finish, for use with KPB adapter | 1 |  | 1 Year | 718 | 0.15 | 610.3
35705 | Salto | AH650O00PMH8RW- | XS4 ANSI electronic RF wireless SVN HID iClass half escutcheon, O lever, right handed, satin brass finish, for use with KPB adapter | 1 |  | 1 Year | 810 | 0.15 | 688.5
35706 | Salto | AH650O00PMP7L-- | XS4 ANSI electronic wire-free SVN HID iClass half escutcheon for use w/ concealed vertical rods, O lever, left handed, satin brass finish, for use with KPB adapter | 1 |  | 1 Year | 718 | 0.15 | 610.3
35707 | Salto | AH650O00PMP7LW- | XS4 ANSI electronic RF wireless SVN HID iClass half escutcheon for use w/ concealed vertical rods, O lever, left handed, satin brass finish, for use with KPB adapter | 1 |  | 1 Year | 810 | 0.15 | 688.5
35708 | Salto | AH650O00PMP7R-- | XS4 ANSI electronic wire-free SVN HID iClass half escutcheon for use w/ concealed vertical rods, O lever, right handed, satin brass finish, for use with KPB adapter | 1 |  | 1 Year | 718 | 0.15 | 610.3
35709 | Salto | AH650O00PMP7RW- | XS4 ANSI electronic RF wireless SVN HID iClass half escutcheon for use w/ concealed vertical rods, O lever, right handed, satin brass finish, for use with KPB adapter | 1 |  | 1 Year | 810 | 0.15 | 688.5
35710 | Salto | AH650O00PMP8L-- | XS4 ANSI electronic wire-free SVN HID iClass half escutcheon for use w/ concealed vertical rods, O lever, left handed, satin brass finish, for use with KPB adapter | 1 |  | 1 Year | 718 | 0.15 | 610.3
35711 | Salto | AH650O00PMP8LW- | XS4 ANSI electronic RF wireless SVN HID iClass half escutcheon for use w/ concealed vertical rods, O lever, left handed, satin brass finish, for use with KPB adapter | 1 |  | 1 Year | 810 | 0.15 | 688.5
35712 | Salto | AH650O00PMP8R-- | XS4 ANSI electronic wire-free SVN HID iClass half escutcheon for use w/ concealed vertical rods, O lever, right handed, satin brass finish, for use with KPB adapter | 1 |  | 1 Year | 718 | 0.15 | 610.3
35713 | Salto | AH650O00PMP8RW- | XS4 ANSI electronic RF wireless SVN HID iClass half escutcheon for use w/ concealed vertical rods, O lever, right handed, satin brass finish, for use with KPB adapter | 1 |  | 1 Year | 810 | 0.15 | 688.5
35714 | Salto | AH650O00PPH8L-- | XS4 ANSI electronic wire-free SVN HID iClass half escutcheon, O lever, left handed, bright brass finish, for use with KPB adapter | 1 |  | 1 Year | 734.3 | 0.15 | 624.155
35715 | Salto | AH650O00PPH8LW- | XS4 ANSI electronic RF wireless SVN HID iClass half escutcheon, O lever, left handed, bright brass finish, for use with KPB adapter | 1 |  | 1 Year | 826.3 | 0.15 | 702.355
35716 | Salto | AH650O00PPH8R-- | XS4 ANSI electronic wire-free SVN HID iClass half escutcheon, O lever, right handed, bright brass finish, for use with KPB adapter | 1 |  | 1 Year | 734.3 | 0.15 | 624.155
35717 | Salto | AH650O00PPH8RW- | XS4 ANSI electronic RF wireless SVN HID iClass half escutcheon, O lever, right handed, bright brass finish, for use with KPB adapter | 1 |  | 1 Year | 826.3 | 0.15 | 702.355
35718 | Salto | AH650O00PPP7L-- | XS4 ANSI electronic wire-free SVN HID iClass half escutcheon for use w/ concealed vertical rods, O lever, left handed, bright brass finish, for use with KPB adapter | 1 |  | 1 Year | 734.3 | 0.15 | 624.155
35719 | Salto | AH650O00PPP7LW- | XS4 ANSI electronic RF wireless SVN HID iClass half escutcheon for use w/ concealed vertical rods, O lever, left handed, bright brass finish, for use with KPB adapter | 1 |  | 1 Year | 826.3 | 0.15 | 702.355
35720 | Salto | AH650O00PPP7R-- | XS4 ANSI electronic wire-free SVN HID iClass half escutcheon for use w/ concealed vertical rods, O lever, right handed, bright brass finish, for use with KPB adapter | 1 |  | 1 Year | 734.3 | 0.15 | 624.155
35721 | Salto | AH650O00PPP7RW- | XS4 ANSI electronic RF wireless SVN HID iClass half escutcheon for use w/ concealed vertical rods, O lever, right handed, bright brass finish, for use with KPB adapter | 1 |  | 1 Year | 826.3 | 0.15 | 702.355
35722 | Salto | AH650O00PPP8L-- | XS4 ANSI electronic wire-free SVN HID iClass half escutcheon for use w/ concealed vertical rods, O lever, left handed, bright brass finish, for use with KPB adapter | 1 |  | 1 Year | 734.3 | 0.15 | 624.155
35723 | Salto | AH650O00PPP8LW- | XS4 ANSI electronic RF wireless SVN HID iClass half escutcheon for use w/ concealed vertical rods, O lever, left handed, bright brass finish, for use with KPB adapter | 1 |  | 1 Year | 826.3 | 0.15 | 702.355
35724 | Salto | AH650O00PPP8R-- | XS4 ANSI electronic wire-free SVN HID iClass half escutcheon for use w/ concealed vertical rods, O lever, right handed, bright brass finish, for use with KPB adapter | 1 |  | 1 Year | 734.3 | 0.15 | 624.155
35725 | Salto | AH650O00PPP8RW- | XS4 ANSI electronic RF wireless SVN HID iClass half escutcheon for use w/ concealed vertical rods, O lever, right handed, bright brass finish, for use with KPB adapter | 1 |  | 1 Year | 826.3 | 0.15 | 702.355
35726 | Salto | AH650W00BCH8--- | XS4 ANSI electronic wire-free SVN HID iClass half escutcheon, W lever, unhanded, BioCote antimicrobial finish, for use with KPB adapter | 1 |  | 1 Year | 759.8 | 0.15 | 645.83
35727 | Salto | AH650W00BCH8-W- | XS4 ANSI electronic RF wireless SVN HID iClass half escutcheon, W lever, unhanded, BioCote antimicrobial finish, for use with KPB adapter | 1 |  | 1 Year | 851.8 | 0.15 | 724.03
35728 | Salto | AH650W00BCP7--- | XS4 ANSI electronic wire-free SVN HID iClass half escutcheon for use w/ concealed vertical rods, W lever, unhanded, BioCote antimicrobial finish, for use with KPB adapter | 1 |  | 1 Year | 759.8 | 0.15 | 645.83
35729 | Salto | AH650W00BCP7-W- | XS4 ANSI electronic RF wireless SVN HID iClass half escutcheon for use w/ concealed vertical rods, W lever, unhanded, BioCote antimicrobial finish, for use with KPB adapter | 1 |  | 1 Year | 851.8 | 0.15 | 724.03
35730 | Salto | AH650W00BCP8--- | XS4 ANSI electronic wire-free SVN HID iClass half escutcheon for use w/ concealed vertical rods, W lever, unhanded, BioCote antimicrobial finish, for use with KPB adapter | 1 |  | 1 Year | 759.8 | 0.15 | 645.83
35731 | Salto | AH650W00BCP8-W- | XS4 ANSI electronic RF wireless SVN HID iClass half escutcheon for use w/ concealed vertical rods, W lever, unhanded, BioCote antimicrobial finish, for use with KPB adapter | 1 |  | 1 Year | 851.8 | 0.15 | 724.03
35732 | Salto | AH650W00IAH8--- | XS4 ANSI electronic wire-free SVN HID iClass half escutcheon, W lever, unhanded, antique brass finish, for use with KPB adapter | 1 |  | 1 Year | 759.8 | 0.15 | 645.83
35733 | Salto | AH650W00IAH8-W- | XS4 ANSI electronic RF wireless SVN HID iClass half escutcheon, W lever, unhanded, antique brass finish, for use with KPB adapter | 1 |  | 1 Year | 851.8 | 0.15 | 724.03
35734 | Salto | AH650W00IAP7--- | XS4 ANSI electronic wire-free SVN HID iClass half escutcheon for use w/ concealed vertical rods, W lever, unhanded, antique brass finish, for use with KPB adapter | 1 |  | 1 Year | 759.8 | 0.15 | 645.83
35735 | Salto | AH650W00IAP7-W- | XS4 ANSI electronic RF wireless SVN HID iClass half escutcheon for use w/ concealed vertical rods, W lever, unhanded, antique brass finish, for use with KPB adapter | 1 |  | 1 Year | 851.8 | 0.15 | 724.03
35736 | Salto | AH650W00IAP8--- | XS4 ANSI electronic wire-free SVN HID iClass half escutcheon for use w/ concealed vertical rods, W lever, unhanded, antique brass finish, for use with KPB adapter | 1 |  | 1 Year | 759.8 | 0.15 | 645.83
35737 | Salto | AH650W00IAP8-W- | XS4 ANSI electronic RF wireless SVN HID iClass half escutcheon for use w/ concealed vertical rods, W lever, unhanded, antique brass finish, for use with KPB adapter | 1 |  | 1 Year | 851.8 | 0.15 | 724.03
35738 | Salto | AH650W00IMH8--- | XS4 ANSI electronic wire-free SVN HID iClass half escutcheon, W lever, unhanded, satin stainless finish, for use with KPB adapter | 1 |  | 1 Year | 707.8 | 0.15 | 601.63
35739 | Salto | AH650W00IMH8-W- | XS4 ANSI electronic RF wireless SVN HID iClass half escutcheon, W lever, unhanded, satin stainless finish, for use with KPB adapter | 1 |  | 1 Year | 799.8 | 0.15 | 679.83
35740 | Salto | AH650W00IMP7--- | XS4 ANSI electronic wire-free SVN HID iClass half escutcheon for use w/ concealed vertical rods, W lever, unhanded, satin stainless finish, for use with KPB adapter | 1 |  | 1 Year | 707.8 | 0.15 | 601.63
35741 | Salto | AH650W00IMP7-W- | XS4 ANSI electronic RF wireless SVN HID iClass half escutcheon for use w/ concealed vertical rods, W lever, unhanded, satin stainless finish, for use with KPB adapter | 1 |  | 1 Year | 799.8 | 0.15 | 679.83
35742 | Salto | AH650W00IMP8--- | XS4 ANSI electronic wire-free SVN HID iClass half escutcheon for use w/ concealed vertical rods, W lever, unhanded, satin stainless finish, for use with KPB adapter | 1 |  | 1 Year | 707.8 | 0.15 | 601.63
35743 | Salto | AH650W00IMP8-W- | XS4 ANSI electronic RF wireless SVN HID iClass half escutcheon for use w/ concealed vertical rods, W lever, unhanded, satin stainless finish, for use with KPB adapter | 1 |  | 1 Year | 799.8 | 0.15 | 679.83
35744 | Salto | AH650W00IPH8--- | XS4 ANSI electronic wire-free SVN HID iClass half escutcheon, W lever, unhanded, bright stainless steel finish, for use with KPB adapter | 1 |  | 1 Year | 724.1 | 0.15 | 615.485
35745 | Salto | AH650W00IPH8-W- | XS4 ANSI electronic RF wireless SVN HID iClass half escutcheon, W lever, unhanded, bright stainless steel finish, for use with KPB adapter | 1 |  | 1 Year | 816.1 | 0.15 | 693.685
35746 | Salto | AH650W00IPP7--- | XS4 ANSI electronic wire-free SVN HID iClass half escutcheon for use w/ concealed vertical rods, W lever, unhanded, bright stainless steel finish, for use with KPB adapter | 1 |  | 1 Year | 724.1 | 0.15 | 615.485
35747 | Salto | AH650W00IPP7-W- | XS4 ANSI electronic RF wireless SVN HID iClass half escutcheon for use w/ concealed vertical rods, W lever, unhanded, bright stainless steel finish, for use with KPB adapter | 1 |  | 1 Year | 816.1 | 0.15 | 693.685
35748 | Salto | AH650W00IPP8--- | XS4 ANSI electronic wire-free SVN HID iClass half escutcheon for use w/ concealed vertical rods, W lever, unhanded, bright stainless steel finish, for use with KPB adapter | 1 |  | 1 Year | 724.1 | 0.15 | 615.485
35749 | Salto | AH650W00IPP8-W- | XS4 ANSI electronic RF wireless SVN HID iClass half escutcheon for use w/ concealed vertical rods, W lever, unhanded, bright stainless steel finish, for use with KPB adapter | 1 |  | 1 Year | 816.1 | 0.15 | 693.685
35750 | Salto | AH650W00NEH8--- | XS4 ANSI electronic wire-free SVN HID iClass half escutcheon, W lever, unhanded, black chromium finish, for use with KPB adapter | 1 |  | 1 Year | 742.5 | 0.15 | 631.125
35751 | Salto | AH650W00NEH8-W- | XS4 ANSI electronic RF wireless SVN HID iClass half escutcheon, W lever, unhanded, black chromium finish, for use with KPB adapter | 1 |  | 1 Year | 834.5 | 0.15 | 709.325
35752 | Salto | AH650W00NEP7--- | XS4 ANSI electronic wire-free SVN HID iClass half escutcheon for use w/ concealed vertical rods, W lever, unhanded, black chromium finish, for use with KPB adapter | 1 |  | 1 Year | 742.5 | 0.15 | 631.125
35753 | Salto | AH650W00NEP7-W- | XS4 ANSI electronic RF wireless SVN HID iClass half escutcheon for use w/ concealed vertical rods, W lever, unhanded, black chromium finish, for use with KPB adapter | 1 |  | 1 Year | 834.5 | 0.15 | 709.325
35754 | Salto | AH650W00NEP8--- | XS4 ANSI electronic wire-free SVN HID iClass half escutcheon for use w/ concealed vertical rods, W lever, unhanded, black chromium finish, for use with KPB adapter | 1 |  | 1 Year | 742.5 | 0.15 | 631.125
35755 | Salto | AH650W00NEP8-W- | XS4 ANSI electronic RF wireless SVN HID iClass half escutcheon for use w/ concealed vertical rods, W lever, unhanded, black chromium finish, for use with KPB adapter | 1 |  | 1 Year | 834.5 | 0.15 | 709.325
35756 | Salto | AH650W00PMH8--- | XS4 ANSI electronic wire-free SVN HID iClass half escutcheon, W lever, unhanded, satin brass finish, for use with KPB adapter | 1 |  | 1 Year | 707.8 | 0.15 | 601.63
35757 | Salto | AH650W00PMH8-W- | XS4 ANSI electronic RF wireless SVN HID iClass half escutcheon, W lever, unhanded, satin brass finish, for use with KPB adapter | 1 |  | 1 Year | 799.8 | 0.15 | 679.83
35758 | Salto | AH650W00PMP7--- | XS4 ANSI electronic wire-free SVN HID iClass half escutcheon for use w/ concealed vertical rods, W lever, unhanded, satin brass finish, for use with KPB adapter | 1 |  | 1 Year | 707.8 | 0.15 | 601.63
35759 | Salto | AH650W00PMP7-W- | XS4 ANSI electronic RF wireless SVN HID iClass half escutcheon for use w/ concealed vertical rods, W lever, unhanded, satin brass finish, for use with KPB adapter | 1 |  | 1 Year | 799.8 | 0.15 | 679.83
35760 | Salto | AH650W00PMP8--- | XS4 ANSI electronic wire-free SVN HID iClass half escutcheon for use w/ concealed vertical rods, W lever, unhanded, satin brass finish, for use with KPB adapter | 1 |  | 1 Year | 707.8 | 0.15 | 601.63
35761 | Salto | AH650W00PMP8-W- | XS4 ANSI electronic RF wireless SVN HID iClass half escutcheon for use w/ concealed vertical rods, W lever, unhanded, satin brass finish, for use with KPB adapter | 1 |  | 1 Year | 799.8 | 0.15 | 679.83
35762 | Salto | AH650W00PPH8--- | XS4 ANSI electronic wire-free SVN HID iClass half escutcheon, W lever, unhanded, bright brass finish, for use with KPB adapter | 1 |  | 1 Year | 724.1 | 0.15 | 615.485
35763 | Salto | AH650W00PPH8-W- | XS4 ANSI electronic RF wireless SVN HID iClass half escutcheon, W lever, unhanded, bright brass finish, for use with KPB adapter | 1 |  | 1 Year | 816.1 | 0.15 | 693.685
35764 | Salto | AH650W00PPP7--- | XS4 ANSI electronic wire-free SVN HID iClass half escutcheon for use w/ concealed vertical rods, W lever, unhanded, bright brass finish, for use with KPB adapter | 1 |  | 1 Year | 724.1 | 0.15 | 615.485
35765 | Salto | AH650W00PPP7-W- | XS4 ANSI electronic RF wireless SVN HID iClass half escutcheon for use w/ concealed vertical rods, W lever, unhanded, bright brass finish, for use with KPB adapter | 1 |  | 1 Year | 816.1 | 0.15 | 693.685
35766 | Salto | AH650W00PPP8--- | XS4 ANSI electronic wire-free SVN HID iClass half escutcheon for use w/ concealed vertical rods, W lever, unhanded, bright brass finish, for use with KPB adapter | 1 |  | 1 Year | 724.1 | 0.15 | 615.485
35767 | Salto | AH650W00PPP8-W- | XS4 ANSI electronic RF wireless SVN HID iClass half escutcheon for use w/ concealed vertical rods, W lever, unhanded, bright brass finish, for use with KPB adapter | 1 |  | 1 Year | 816.1 | 0.15 | 693.685
35768 | Salto | AH660200IMH8--- | XS4 ANSI electronic wire-free SVN HID iClass w/ key override, half escutcheon, Columbo Robodue premium series lever, unhanded, satin stainless finish, for use with KPB adapter | 1 |  | 1 Year | 753.7 | 0.15 | 640.645
35769 | Salto | AH660200IMH8-W- | XS4 ANSI electronic RF wireless SVN HID iClass w/ key override, half escutcheon, Columbo Robodue premium series lever, unhanded, satin stainless finish, for use with KPB adapter | 1 |  | 1 Year | 845.7 | 0.15 | 718.845
35770 | Salto | AH660200IMP7--- | XS4 ANSI electronic wire-free SVN HID iClass w/ key override, half escutcheon for use w/ concealed vertical rods, Columbo Robodue premium series lever, unhanded, satin stainless finish, for use with KPB adapter | 1 |  | 1 Year | 753.7 | 0.15 | 640.645
35771 | Salto | AH660200IMP7-W- | XS4 ANSI electronic RF wireless SVN HID iClass w/ key override, half escutcheon for use w/ concealed vertical rods, Columbo Robodue premium series lever, unhanded, satin stainless finish, for use with KPB adapter | 1 |  | 1 Year | 845.7 | 0.15 | 718.845
35772 | Salto | AH660200IMP8--- | XS4 ANSI electronic wire-free SVN HID iClass w/ key override, half escutcheon for use w/ concealed vertical rods, Columbo Robodue premium series lever, unhanded, satin stainless finish, for use with KPB adapter | 1 |  | 1 Year | 753.7 | 0.15 | 640.645
35773 | Salto | AH660200IMP8-W- | XS4 ANSI electronic RF wireless SVN HID iClass w/ key override, half escutcheon for use w/ concealed vertical rods, Columbo Robodue premium series lever, unhanded, satin stainless finish, for use with KPB adapter | 1 |  | 1 Year | 845.7 | 0.15 | 718.845
35774 | Salto | AH660200IPH8--- | XS4 ANSI electronic wire-free SVN HID iClass w/ key override, half escutcheon, Columbo Robodue premium series lever, unhanded, bright stainless steel finish, for use with KPB adapter | 1 |  | 1 Year | 770 | 0.15 | 654.5
35775 | Salto | AH660200IPH8-W- | XS4 ANSI electronic RF wireless SVN HID iClass w/ key override, half escutcheon, Columbo Robodue premium series lever, unhanded, bright stainless steel finish, for use with KPB adapter | 1 |  | 1 Year | 862 | 0.15 | 732.7
35776 | Salto | AH660200IPP7--- | XS4 ANSI electronic wire-free SVN HID iClass w/ key override, half escutcheon for use w/ concealed vertical rods, Columbo Robodue premium series lever, unhanded, bright stainless steel finish, for use with KPB adapter | 1 |  | 1 Year | 770 | 0.15 | 654.5
35777 | Salto | AH660200IPP7-W- | XS4 ANSI electronic RF wireless SVN HID iClass w/ key override, half escutcheon for use w/ concealed vertical rods, Columbo Robodue premium series lever, unhanded, bright stainless steel finish, for use with KPB adapter | 1 |  | 1 Year | 862 | 0.15 | 732.7
35778 | Salto | AH660200IPP8--- | XS4 ANSI electronic wire-free SVN HID iClass w/ key override, half escutcheon for use w/ concealed vertical rods, Columbo Robodue premium series lever, unhanded, bright stainless steel finish, for use with KPB adapter | 1 |  | 1 Year | 770 | 0.15 | 654.5
35779 | Salto | AH660200IPP8-W- | XS4 ANSI electronic RF wireless SVN HID iClass w/ key override, half escutcheon for use w/ concealed vertical rods, Columbo Robodue premium series lever, unhanded, bright stainless steel finish, for use with KPB adapter | 1 |  | 1 Year | 862 | 0.15 | 732.7
35780 | Salto | AH660200PPH8--- | XS4 ANSI electronic wire-free SVN HID iClass w/ key override, half escutcheon, Columbo Robodue premium series lever, unhanded, bright brass finish, for use with KPB adapter | 1 |  | 1 Year | 770 | 0.15 | 654.5
35781 | Salto | AH660200PPH8-W- | XS4 ANSI electronic RF wireless SVN HID iClass w/ key override, half escutcheon, Columbo Robodue premium series lever, unhanded, bright brass finish, for use with KPB adapter | 1 |  | 1 Year | 862 | 0.15 | 732.7
35782 | Salto | AH660200PPP7--- | XS4 ANSI electronic wire-free SVN HID iClass w/ key override, half escutcheon for use w/ concealed vertical rods, Columbo Robodue premium series lever, unhanded, bright brass finish, for use with KPB adapter | 1 |  | 1 Year | 770 | 0.15 | 654.5
35783 | Salto | AH660200PPP7-W- | XS4 ANSI electronic RF wireless SVN HID iClass w/ key override, half escutcheon for use w/ concealed vertical rods, Columbo Robodue premium series lever, unhanded, bright brass finish, for use with KPB adapter | 1 |  | 1 Year | 862 | 0.15 | 732.7
35784 | Salto | AH660200PPP8--- | XS4 ANSI electronic wire-free SVN HID iClass w/ key override, half escutcheon for use w/ concealed vertical rods, Columbo Robodue premium series lever, unhanded, bright brass finish, for use with KPB adapter | 1 |  | 1 Year | 770 | 0.15 | 654.5
35785 | Salto | AH660200PPP8-W- | XS4 ANSI electronic RF wireless SVN HID iClass w/ key override, half escutcheon for use w/ concealed vertical rods, Columbo Robodue premium series lever, unhanded, bright brass finish, for use with KPB adapter | 1 |  | 1 Year | 862 | 0.15 | 732.7
35786 | Salto | AH660300IMH8--- | XS4 ANSI electronic wire-free SVN HID iClass w/ key override, half escutcheon, Columbo Robotre premium series lever, unhanded, satin stainless finish, for use with KPB adapter | 1 |  | 1 Year | 753.7 | 0.15 | 640.645
35787 | Salto | AH660300IMH8-W- | XS4 ANSI electronic RF wireless SVN HID iClass w/ key override, half escutcheon, Columbo Robotre premium series lever, unhanded, satin stainless finish, for use with KPB adapter | 1 |  | 1 Year | 845.7 | 0.15 | 718.845
35788 | Salto | AH660300IMP7--- | XS4 ANSI electronic wire-free SVN HID iClass w/ key override, half escutcheon for use w/ concealed vertical rods, Columbo Robotre premium series lever, unhanded, satin stainless finish, for use with KPB adapter | 1 |  | 1 Year | 753.7 | 0.15 | 640.645
35789 | Salto | AH660300IMP7-W- | XS4 ANSI electronic RF wireless SVN HID iClass w/ key override, half escutcheon for use w/ concealed vertical rods, Columbo Robotre premium series lever, unhanded, satin stainless finish, for use with KPB adapter | 1 |  | 1 Year | 845.7 | 0.15 | 718.845
35790 | Salto | AH660300IMP8--- | XS4 ANSI electronic wire-free SVN HID iClass w/ key override, half escutcheon for use w/ concealed vertical rods, Columbo Robotre premium series lever, unhanded, satin stainless finish, for use with KPB adapter | 1 |  | 1 Year | 753.7 | 0.15 | 640.645
35791 | Salto | AH660300IMP8-W- | XS4 ANSI electronic RF wireless SVN HID iClass w/ key override, half escutcheon for use w/ concealed vertical rods, Columbo Robotre premium series lever, unhanded, satin stainless finish, for use with KPB adapter | 1 |  | 1 Year | 845.7 | 0.15 | 718.845
35792 | Salto | AH660300IPH8--- | XS4 ANSI electronic wire-free SVN HID iClass w/ key override, half escutcheon, Columbo Robotre premium series lever, unhanded, bright stainless steel finish, for use with KPB adapter | 1 |  | 1 Year | 770 | 0.15 | 654.5
35793 | Salto | AH660300IPH8-W- | XS4 ANSI electronic RF wireless SVN HID iClass w/ key override, half escutcheon, Columbo Robotre premium series lever, unhanded, bright stainless steel finish, for use with KPB adapter | 1 |  | 1 Year | 862 | 0.15 | 732.7
35794 | Salto | AH660300IPP7--- | XS4 ANSI electronic wire-free SVN HID iClass w/ key override, half escutcheon for use w/ concealed vertical rods, Columbo Robotre premium series lever, unhanded, bright stainless steel finish, for use with KPB adapter | 1 |  | 1 Year | 770 | 0.15 | 654.5
35795 | Salto | AH660300IPP7-W- | XS4 ANSI electronic RF wireless SVN HID iClass w/ key override, half escutcheon for use w/ concealed vertical rods, Columbo Robotre premium series lever, unhanded, bright stainless steel finish, for use with KPB adapter | 1 |  | 1 Year | 862 | 0.15 | 732.7
35796 | Salto | AH660300IPP8--- | XS4 ANSI electronic wire-free SVN HID iClass w/ key override, half escutcheon for use w/ concealed vertical rods, Columbo Robotre premium series lever, unhanded, bright stainless steel finish, for use with KPB adapter | 1 |  | 1 Year | 770 | 0.15 | 654.5
35797 | Salto | AH660300IPP8-W- | XS4 ANSI electronic RF wireless SVN HID iClass w/ key override, half escutcheon for use w/ concealed vertical rods, Columbo Robotre premium series lever, unhanded, bright stainless steel finish, for use with KPB adapter | 1 |  | 1 Year | 862 | 0.15 | 732.7
35798 | Salto | AH660300PPH8--- | XS4 ANSI electronic wire-free SVN HID iClass w/ key override, half escutcheon, Columbo Robotre premium series lever, unhanded, bright brass finish, for use with KPB adapter | 1 |  | 1 Year | 770 | 0.15 | 654.5
35799 | Salto | AH660300PPH8-W- | XS4 ANSI electronic RF wireless SVN HID iClass w/ key override, half escutcheon, Columbo Robotre premium series lever, unhanded, bright brass finish, for use with KPB adapter | 1 |  | 1 Year | 862 | 0.15 | 732.7
35800 | Salto | AH660300PPP7--- | XS4 ANSI electronic wire-free SVN HID iClass w/ key override, half escutcheon for use w/ concealed vertical rods, Columbo Robotre premium series lever, unhanded, bright brass finish, for use with KPB adapter | 1 |  | 1 Year | 770 | 0.15 | 654.5
35801 | Salto | AH660300PPP7-W- | XS4 ANSI electronic RF wireless SVN HID iClass w/ key override, half escutcheon for use w/ concealed vertical rods, Columbo Robotre premium series lever, unhanded, bright brass finish, for use with KPB adapter | 1 |  | 1 Year | 862 | 0.15 | 732.7
35802 | Salto | AH660300PPP8--- | XS4 ANSI electronic wire-free SVN HID iClass w/ key override, half escutcheon for use w/ concealed vertical rods, Columbo Robotre premium series lever, unhanded, bright brass finish, for use with KPB adapter | 1 |  | 1 Year | 770 | 0.15 | 654.5
35803 | Salto | AH660300PPP8-W- | XS4 ANSI electronic RF wireless SVN HID iClass w/ key override, half escutcheon for use w/ concealed vertical rods, Columbo Robotre premium series lever, unhanded, bright brass finish, for use with KPB adapter | 1 |  | 1 Year | 862 | 0.15 | 732.7
35804 | Salto | AH660400IMH8--- | XS4 ANSI electronic wire-free SVN HID iClass w/ key override, half escutcheon, Columbo Roboquattro premium series lever, unhanded, satin stainless finish, for use with KPB adapter | 1 |  | 1 Year | 753.7 | 0.15 | 640.645
35805 | Salto | AH660400IMH8-W- | XS4 ANSI electronic RF wireless SVN HID iClass w/ key override, half escutcheon, Columbo Roboquattro premium series lever, unhanded, satin stainless finish, for use with KPB adapter | 1 |  | 1 Year | 845.7 | 0.15 | 718.845
35806 | Salto | AH660400IMP7--- | XS4 ANSI electronic wire-free SVN HID iClass w/ key override, half escutcheon for use w/ concealed vertical rods, Columbo Roboquattro premium series lever, unhanded, satin stainless finish, for use with KPB adapter | 1 |  | 1 Year | 753.7 | 0.15 | 640.645
35807 | Salto | AH660400IMP7-W- | XS4 ANSI electronic RF wireless SVN HID iClass w/ key override, half escutcheon for use w/ concealed vertical rods, Columbo Roboquattro premium series lever, unhanded, satin stainless finish, for use with KPB adapter | 1 |  | 1 Year | 845.7 | 0.15 | 718.845
35808 | Salto | AH660400IMP8--- | XS4 ANSI electronic wire-free SVN HID iClass w/ key override, half escutcheon for use w/ concealed vertical rods, Columbo Roboquattro premium series lever, unhanded, satin stainless finish, for use with KPB adapter | 1 |  | 1 Year | 753.7 | 0.15 | 640.645
35809 | Salto | AH660400IMP8-W- | XS4 ANSI electronic RF wireless SVN HID iClass w/ key override, half escutcheon for use w/ concealed vertical rods, Columbo Roboquattro premium series lever, unhanded, satin stainless finish, for use with KPB adapter | 1 |  | 1 Year | 845.7 | 0.15 | 718.845
35810 | Salto | AH660400IPH8--- | XS4 ANSI electronic wire-free SVN HID iClass w/ key override, half escutcheon, Columbo Roboquattro premium series lever, unhanded, bright stainless steel finish, for use with KPB adapter | 1 |  | 1 Year | 770 | 0.15 | 654.5
35811 | Salto | AH660400IPH8-W- | XS4 ANSI electronic RF wireless SVN HID iClass w/ key override, half escutcheon, Columbo Roboquattro premium series lever, unhanded, bright stainless steel finish, for use with KPB adapter | 1 |  | 1 Year | 862 | 0.15 | 732.7
35812 | Salto | AH660400IPP7--- | XS4 ANSI electronic wire-free SVN HID iClass w/ key override, half escutcheon for use w/ concealed vertical rods, Columbo Roboquattro premium series lever, unhanded, bright stainless steel finish, for use with KPB adapter | 1 |  | 1 Year | 770 | 0.15 | 654.5
35813 | Salto | AH660400IPP7-W- | XS4 ANSI electronic RF wireless SVN HID iClass w/ key override, half escutcheon for use w/ concealed vertical rods, Columbo Roboquattro premium series lever, unhanded, bright stainless steel finish, for use with KPB adapter | 1 |  | 1 Year | 862 | 0.15 | 732.7
35814 | Salto | AH660400IPP8--- | XS4 ANSI electronic wire-free SVN HID iClass w/ key override, half escutcheon for use w/ concealed vertical rods, Columbo Roboquattro premium series lever, unhanded, bright stainless steel finish, for use with KPB adapter | 1 |  | 1 Year | 770 | 0.15 | 654.5
35815 | Salto | AH660400IPP8-W- | XS4 ANSI electronic RF wireless SVN HID iClass w/ key override, half escutcheon for use w/ concealed vertical rods, Columbo Roboquattro premium series lever, unhanded, bright stainless steel finish, for use with KPB adapter | 1 |  | 1 Year | 862 | 0.15 | 732.7
35816 | Salto | AH660400PPH8--- | XS4 ANSI electronic wire-free SVN HID iClass w/ key override, half escutcheon, Columbo Roboquattro premium series lever, unhanded, bright brass finish, for use with KPB adapter | 1 |  | 1 Year | 770 | 0.15 | 654.5
35817 | Salto | AH660400PPH8-W- | XS4 ANSI electronic RF wireless SVN HID iClass w/ key override, half escutcheon, Columbo Roboquattro premium series lever, unhanded, bright brass finish, for use with KPB adapter | 1 |  | 1 Year | 862 | 0.15 | 732.7
35818 | Salto | AH660400PPP7--- | XS4 ANSI electronic wire-free SVN HID iClass w/ key override, half escutcheon for use w/ concealed vertical rods, Columbo Roboquattro premium series lever, unhanded, bright brass finish, for use with KPB adapter | 1 |  | 1 Year | 770 | 0.15 | 654.5
35819 | Salto | AH660400PPP7-W- | XS4 ANSI electronic RF wireless SVN HID iClass w/ key override, half escutcheon for use w/ concealed vertical rods, Columbo Roboquattro premium series lever, unhanded, bright brass finish, for use with KPB adapter | 1 |  | 1 Year | 862 | 0.15 | 732.7
35820 | Salto | AH660400PPP8--- | XS4 ANSI electronic wire-free SVN HID iClass w/ key override, half escutcheon for use w/ concealed vertical rods, Columbo Roboquattro premium series lever, unhanded, bright brass finish, for use with KPB adapter | 1 |  | 1 Year | 770 | 0.15 | 654.5
35821 | Salto | AH660400PPP8-W- | XS4 ANSI electronic RF wireless SVN HID iClass w/ key override, half escutcheon for use w/ concealed vertical rods, Columbo Roboquattro premium series lever, unhanded, bright brass finish, for use with KPB adapter | 1 |  | 1 Year | 862 | 0.15 | 732.7
35822 | Salto | AH660700IMH8--- | XS4 ANSI electronic wire-free SVN HID iClass w/ key override, half escutcheon, Columbo Mach premium series lever, unhanded, satin stainless finish, for use with KPB adapter | 1 |  | 1 Year | 753.7 | 0.15 | 640.645
35823 | Salto | AH660700IMH8-W- | XS4 ANSI electronic RF wireless SVN HID iClass w/ key override, half escutcheon, Columbo Mach premium series lever, unhanded, satin stainless finish, for use with KPB adapter | 1 |  | 1 Year | 845.7 | 0.15 | 718.845
35824 | Salto | AH660700IMP7--- | XS4 ANSI electronic wire-free SVN HID iClass w/ key override, half escutcheon for use w/ concealed vertical rods, Columbo Mach premium series lever, unhanded, satin stainless finish, for use with KPB adapter | 1 |  | 1 Year | 753.7 | 0.15 | 640.645
35825 | Salto | AH660700IMP7-W- | XS4 ANSI electronic RF wireless SVN HID iClass w/ key override, half escutcheon for use w/ concealed vertical rods, Columbo Mach premium series lever, unhanded, satin stainless finish, for use with KPB adapter | 1 |  | 1 Year | 845.7 | 0.15 | 718.845
35826 | Salto | AH660700IMP8--- | XS4 ANSI electronic wire-free SVN HID iClass w/ key override, half escutcheon for use w/ concealed vertical rods, Columbo Mach premium series lever, unhanded, satin stainless finish, for use with KPB adapter | 1 |  | 1 Year | 753.7 | 0.15 | 640.645
35827 | Salto | AH660700IMP8-W- | XS4 ANSI electronic RF wireless SVN HID iClass w/ key override, half escutcheon for use w/ concealed vertical rods, Columbo Mach premium series lever, unhanded, satin stainless finish, for use with KPB adapter | 1 |  | 1 Year | 845.7 | 0.15 | 718.845
35828 | Salto | AH660700IPH8--- | XS4 ANSI electronic wire-free SVN HID iClass w/ key override, half escutcheon, Columbo Mach premium series lever, unhanded, bright stainless steel finish, for use with KPB adapter | 1 |  | 1 Year | 770 | 0.15 | 654.5
35829 | Salto | AH660700IPH8-W- | XS4 ANSI electronic RF wireless SVN HID iClass w/ key override, half escutcheon, Columbo Mach premium series lever, unhanded, bright stainless steel finish, for use with KPB adapter | 1 |  | 1 Year | 862 | 0.15 | 732.7
35830 | Salto | AH660700IPP7--- | XS4 ANSI electronic wire-free SVN HID iClass w/ key override, half escutcheon for use w/ concealed vertical rods, Columbo Mach premium series lever, unhanded, bright stainless steel finish, for use with KPB adapter | 1 |  | 1 Year | 770 | 0.15 | 654.5
35831 | Salto | AH660700IPP7-W- | XS4 ANSI electronic RF wireless SVN HID iClass w/ key override, half escutcheon for use w/ concealed vertical rods, Columbo Mach premium series lever, unhanded, bright stainless steel finish, for use with KPB adapter | 1 |  | 1 Year | 862 | 0.15 | 732.7
35832 | Salto | AH660700IPP8--- | XS4 ANSI electronic wire-free SVN HID iClass w/ key override, half escutcheon for use w/ concealed vertical rods, Columbo Mach premium series lever, unhanded, bright stainless steel finish, for use with KPB adapter | 1 |  | 1 Year | 770 | 0.15 | 654.5
35833 | Salto | AH660700IPP8-W- | XS4 ANSI electronic RF wireless SVN HID iClass w/ key override, half escutcheon for use w/ concealed vertical rods, Columbo Mach premium series lever, unhanded, bright stainless steel finish, for use with KPB adapter | 1 |  | 1 Year | 862 | 0.15 | 732.7
35834 | Salto | AH660700PPH8--- | XS4 ANSI electronic wire-free SVN HID iClass w/ key override, half escutcheon, Columbo Mach premium series lever, unhanded, bright brass finish, for use with KPB adapter | 1 |  | 1 Year | 770 | 0.15 | 654.5
35835 | Salto | AH660700PPH8-W- | XS4 ANSI electronic RF wireless SVN HID iClass w/ key override, half escutcheon, Columbo Mach premium series lever, unhanded, bright brass finish, for use with KPB adapter | 1 |  | 1 Year | 862 | 0.15 | 732.7
35836 | Salto | AH660700PPP7--- | XS4 ANSI electronic wire-free SVN HID iClass w/ key override, half escutcheon for use w/ concealed vertical rods, Columbo Mach premium series lever, unhanded, bright brass finish, for use with KPB adapter | 1 |  | 1 Year | 770 | 0.15 | 654.5
35837 | Salto | AH660700PPP7-W- | XS4 ANSI electronic RF wireless SVN HID iClass w/ key override, half escutcheon for use w/ concealed vertical rods, Columbo Mach premium series lever, unhanded, bright brass finish, for use with KPB adapter | 1 |  | 1 Year | 862 | 0.15 | 732.7
35838 | Salto | AH660700PPP8--- | XS4 ANSI electronic wire-free SVN HID iClass w/ key override, half escutcheon for use w/ concealed vertical rods, Columbo Mach premium series lever, unhanded, bright brass finish, for use with KPB adapter | 1 |  | 1 Year | 770 | 0.15 | 654.5
35839 | Salto | AH660700PPP8-W- | XS4 ANSI electronic RF wireless SVN HID iClass w/ key override, half escutcheon for use w/ concealed vertical rods, Columbo Mach premium series lever, unhanded, bright brass finish, for use with KPB adapter | 1 |  | 1 Year | 862 | 0.15 | 732.7
35840 | Salto | AH660A00BCH8--- | XS4 ANSI electronic wire-free SVN HID iClass w/ key override, half escutcheon, A lever, unhanded, BioCote antimicrobial finish, for use with KPB adapter | 1 |  | 1 Year | 759.8 | 0.15 | 645.83
35841 | Salto | AH660A00BCH8-W- | XS4 ANSI electronic RF wireless SVN HID iClass w/ key override, half escutcheon, A lever, unhanded, BioCote antimicrobial finish, for use with KPB adapter | 1 |  | 1 Year | 851.8 | 0.15 | 724.03
35842 | Salto | AH660A00BCP7--- | XS4 ANSI electronic wire-free SVN HID iClass w/ key override, half escutcheon for use w/ concealed vertical rods, A lever, unhanded, BioCote antimicrobial finish, for use with KPB adapter | 1 |  | 1 Year | 759.8 | 0.15 | 645.83
35843 | Salto | AH660A00BCP7-W- | XS4 ANSI electronic RF wireless SVN HID iClass w/ key override, half escutcheon for use w/ concealed vertical rods, A lever, unhanded, BioCote antimicrobial finish, for use with KPB adapter | 1 |  | 1 Year | 851.8 | 0.15 | 724.03
35844 | Salto | AH660A00BCP8--- | XS4 ANSI electronic wire-free SVN HID iClass w/ key override, half escutcheon for use w/ concealed vertical rods, A lever, unhanded, BioCote antimicrobial finish, for use with KPB adapter | 1 |  | 1 Year | 759.8 | 0.15 | 645.83
35845 | Salto | AH660A00BCP8-W- | XS4 ANSI electronic RF wireless SVN HID iClass w/ key override, half escutcheon for use w/ concealed vertical rods, A lever, unhanded, BioCote antimicrobial finish, for use with KPB adapter | 1 |  | 1 Year | 851.8 | 0.15 | 724.03
35846 | Salto | AH660A00IAH8--- | XS4 ANSI electronic wire-free SVN HID iClass w/ key override, half escutcheon, A lever, unhanded, antique brass finish, for use with KPB adapter | 1 |  | 1 Year | 759.8 | 0.15 | 645.83
35847 | Salto | AH660A00IAH8-W- | XS4 ANSI electronic RF wireless SVN HID iClass w/ key override, half escutcheon, A lever, unhanded, antique brass finish, for use with KPB adapter | 1 |  | 1 Year | 851.8 | 0.15 | 724.03
35848 | Salto | AH660A00IAP7--- | XS4 ANSI electronic wire-free SVN HID iClass w/ key override, half escutcheon for use w/ concealed vertical rods, A lever, unhanded, antique brass finish, for use with KPB adapter | 1 |  | 1 Year | 759.8 | 0.15 | 645.83
35849 | Salto | AH660A00IAP7-W- | XS4 ANSI electronic RF wireless SVN HID iClass w/ key override, half escutcheon for use w/ concealed vertical rods, A lever, unhanded, antique brass finish, for use with KPB adapter | 1 |  | 1 Year | 851.8 | 0.15 | 724.03
35850 | Salto | AH660A00IAP8--- | XS4 ANSI electronic wire-free SVN HID iClass w/ key override, half escutcheon for use w/ concealed vertical rods, A lever, unhanded, antique brass finish, for use with KPB adapter | 1 |  | 1 Year | 759.8 | 0.15 | 645.83
35851 | Salto | AH660A00IAP8-W- | XS4 ANSI electronic RF wireless SVN HID iClass w/ key override, half escutcheon for use w/ concealed vertical rods, A lever, unhanded, antique brass finish, for use with KPB adapter | 1 |  | 1 Year | 851.8 | 0.15 | 724.03
35852 | Salto | AH660A00IMH8--- | XS4 ANSI electronic wire-free SVN HID iClass w/ key override, half escutcheon, A lever, unhanded, satin stainless finish, for use with KPB adapter | 1 |  | 1 Year | 707.8 | 0.15 | 601.63
35853 | Salto | AH660A00IMH8-W- | XS4 ANSI electronic RF wireless SVN HID iClass w/ key override, half escutcheon, A lever, unhanded, satin stainless finish, for use with KPB adapter | 1 |  | 1 Year | 799.8 | 0.15 | 679.83
35854 | Salto | AH660A00IMP7--- | XS4 ANSI electronic wire-free SVN HID iClass w/ key override, half escutcheon for use w/ concealed vertical rods, A lever, unhanded, satin stainless finish, for use with KPB adapter | 1 |  | 1 Year | 707.8 | 0.15 | 601.63
35855 | Salto | AH660A00IMP7-W- | XS4 ANSI electronic RF wireless SVN HID iClass w/ key override, half escutcheon for use w/ concealed vertical rods, A lever, unhanded, satin stainless finish, for use with KPB adapter | 1 |  | 1 Year | 799.8 | 0.15 | 679.83
35856 | Salto | AH660A00IMP8--- | XS4 ANSI electronic wire-free SVN HID iClass w/ key override, half escutcheon for use w/ concealed vertical rods, A lever, unhanded, satin stainless finish, for use with KPB adapter | 1 |  | 1 Year | 707.8 | 0.15 | 601.63
35857 | Salto | AH660A00IMP8-W- | XS4 ANSI electronic RF wireless SVN HID iClass w/ key override, half escutcheon for use w/ concealed vertical rods, A lever, unhanded, satin stainless finish, for use with KPB adapter | 1 |  | 1 Year | 799.8 | 0.15 | 679.83
35858 | Salto | AH660A00IPH8--- | XS4 ANSI electronic wire-free SVN HID iClass w/ key override, half escutcheon, A lever, unhanded, bright stainless steel finish, for use with KPB adapter | 1 |  | 1 Year | 724.1 | 0.15 | 615.485
35859 | Salto | AH660A00IPH8-W- | XS4 ANSI electronic RF wireless SVN HID iClass w/ key override, half escutcheon, A lever, unhanded, bright stainless steel finish, for use with KPB adapter | 1 |  | 1 Year | 816.1 | 0.15 | 693.685
35860 | Salto | AH660A00IPP7--- | XS4 ANSI electronic wire-free SVN HID iClass w/ key override, half escutcheon for use w/ concealed vertical rods, A lever, unhanded, bright stainless steel finish, for use with KPB adapter | 1 |  | 1 Year | 724.1 | 0.15 | 615.485
35861 | Salto | AH660A00IPP7-W- | XS4 ANSI electronic RF wireless SVN HID iClass w/ key override, half escutcheon for use w/ concealed vertical rods, A lever, unhanded, bright stainless steel finish, for use with KPB adapter | 1 |  | 1 Year | 816.1 | 0.15 | 693.685
35862 | Salto | AH660A00IPP8--- | XS4 ANSI electronic wire-free SVN HID iClass w/ key override, half escutcheon for use w/ concealed vertical rods, A lever, unhanded, bright stainless steel finish, for use with KPB adapter | 1 |  | 1 Year | 724.1 | 0.15 | 615.485
35863 | Salto | AH660A00IPP8-W- | XS4 ANSI electronic RF wireless SVN HID iClass w/ key override, half escutcheon for use w/ concealed vertical rods, A lever, unhanded, bright stainless steel finish, for use with KPB adapter | 1 |  | 1 Year | 816.1 | 0.15 | 693.685
35864 | Salto | AH660A00NEH8--- | XS4 ANSI electronic wire-free SVN HID iClass w/ key override, half escutcheon, A lever, unhanded, black chromium finish, for use with KPB adapter | 1 |  | 1 Year | 742.5 | 0.15 | 631.125
35865 | Salto | AH660A00NEH8-W- | XS4 ANSI electronic RF wireless SVN HID iClass w/ key override, half escutcheon, A lever, unhanded, black chromium finish, for use with KPB adapter | 1 |  | 1 Year | 834.5 | 0.15 | 709.325
35866 | Salto | AH660A00NEP7--- | XS4 ANSI electronic wire-free SVN HID iClass w/ key override, half escutcheon for use w/ concealed vertical rods, A lever, unhanded, black chromium finish, for use with KPB adapter | 1 |  | 1 Year | 742.5 | 0.15 | 631.125
35867 | Salto | AH660A00NEP7-W- | XS4 ANSI electronic RF wireless SVN HID iClass w/ key override, half escutcheon for use w/ concealed vertical rods, A lever, unhanded, black chromium finish, for use with KPB adapter | 1 |  | 1 Year | 834.5 | 0.15 | 709.325
35868 | Salto | AH660A00NEP8--- | XS4 ANSI electronic wire-free SVN HID iClass w/ key override, half escutcheon for use w/ concealed vertical rods, A lever, unhanded, black chromium finish, for use with KPB adapter | 1 |  | 1 Year | 742.5 | 0.15 | 631.125
35869 | Salto | AH660A00NEP8-W- | XS4 ANSI electronic RF wireless SVN HID iClass w/ key override, half escutcheon for use w/ concealed vertical rods, A lever, unhanded, black chromium finish, for use with KPB adapter | 1 |  | 1 Year | 834.5 | 0.15 | 709.325
35870 | Salto | AH660A00PMH8--- | XS4 ANSI electronic wire-free SVN HID iClass w/ key override, half escutcheon, A lever, unhanded, satin brass finish, for use with KPB adapter | 1 |  | 1 Year | 707.8 | 0.15 | 601.63
35871 | Salto | AH660A00PMH8-W- | XS4 ANSI electronic RF wireless SVN HID iClass w/ key override, half escutcheon, A lever, unhanded, satin brass finish, for use with KPB adapter | 1 |  | 1 Year | 799.8 | 0.15 | 679.83
35872 | Salto | AH660A00PMP7--- | XS4 ANSI electronic wire-free SVN HID iClass w/ key override, half escutcheon for use w/ concealed vertical rods, A lever, unhanded, satin brass finish, for use with KPB adapter | 1 |  | 1 Year | 707.8 | 0.15 | 601.63
35873 | Salto | AH660A00PMP7-W- | XS4 ANSI electronic RF wireless SVN HID iClass w/ key override, half escutcheon for use w/ concealed vertical rods, A lever, unhanded, satin brass finish, for use with KPB adapter | 1 |  | 1 Year | 799.8 | 0.15 | 679.83
35874 | Salto | AH660A00PMP8--- | XS4 ANSI electronic wire-free SVN HID iClass w/ key override, half escutcheon for use w/ concealed vertical rods, A lever, unhanded, satin brass finish, for use with KPB adapter | 1 |  | 1 Year | 707.8 | 0.15 | 601.63
35875 | Salto | AH660A00PMP8-W- | XS4 ANSI electronic RF wireless SVN HID iClass w/ key override, half escutcheon for use w/ concealed vertical rods, A lever, unhanded, satin brass finish, for use with KPB adapter | 1 |  | 1 Year | 799.8 | 0.15 | 679.83
35876 | Salto | AH660A00PPH8--- | XS4 ANSI electronic wire-free SVN HID iClass w/ key override, half escutcheon, A lever, unhanded, bright brass finish, for use with KPB adapter | 1 |  | 1 Year | 724.1 | 0.15 | 615.485
35877 | Salto | AH660A00PPH8-W- | XS4 ANSI electronic RF wireless SVN HID iClass w/ key override, half escutcheon, A lever, unhanded, bright brass finish, for use with KPB adapter | 1 |  | 1 Year | 816.1 | 0.15 | 693.685
35878 | Salto | AH660A00PPP7--- | XS4 ANSI electronic wire-free SVN HID iClass w/ key override, half escutcheon for use w/ concealed vertical rods, A lever, unhanded, bright brass finish, for use with KPB adapter | 1 |  | 1 Year | 724.1 | 0.15 | 615.485
35879 | Salto | AH660A00PPP7-W- | XS4 ANSI electronic RF wireless SVN HID iClass w/ key override, half escutcheon for use w/ concealed vertical rods, A lever, unhanded, bright brass finish, for use with KPB adapter | 1 |  | 1 Year | 816.1 | 0.15 | 693.685
35880 | Salto | AH660A00PPP8--- | XS4 ANSI electronic wire-free SVN HID iClass w/ key override, half escutcheon for use w/ concealed vertical rods, A lever, unhanded, bright brass finish, for use with KPB adapter | 1 |  | 1 Year | 724.1 | 0.15 | 615.485
35881 | Salto | AH660A00PPP8-W- | XS4 ANSI electronic RF wireless SVN HID iClass w/ key override, half escutcheon for use w/ concealed vertical rods, A lever, unhanded, bright brass finish, for use with KPB adapter | 1 |  | 1 Year | 816.1 | 0.15 | 693.685
35882 | Salto | AH660G00BCH8--- | XS4 ANSI electronic wire-free SVN HID iClass w/ key override, half escutcheon, G lever, unhanded, BioCote antimicrobial finish, for use with KPB adapter | 1 |  | 1 Year | 759.8 | 0.15 | 645.83
35883 | Salto | AH660G00BCH8-W- | XS4 ANSI electronic RF wireless SVN HID iClass w/ key override, half escutcheon, G lever, unhanded, BioCote antimicrobial finish, for use with KPB adapter | 1 |  | 1 Year | 851.8 | 0.15 | 724.03
35884 | Salto | AH660G00BCP7--- | XS4 ANSI electronic wire-free SVN HID iClass w/ key override, half escutcheon for use w/ concealed vertical rods, G lever, unhanded, BioCote antimicrobial finish, for use with KPB adapter | 1 |  | 1 Year | 759.8 | 0.15 | 645.83
35885 | Salto | AH660G00BCP7-W- | XS4 ANSI electronic RF wireless SVN HID iClass w/ key override, half escutcheon for use w/ concealed vertical rods, G lever, unhanded, BioCote antimicrobial finish, for use with KPB adapter | 1 |  | 1 Year | 851.8 | 0.15 | 724.03
35886 | Salto | AH660G00BCP8--- | XS4 ANSI electronic wire-free SVN HID iClass w/ key override, half escutcheon for use w/ concealed vertical rods, G lever, unhanded, BioCote antimicrobial finish, for use with KPB adapter | 1 |  | 1 Year | 759.8 | 0.15 | 645.83
35887 | Salto | AH660G00BCP8-W- | XS4 ANSI electronic RF wireless SVN HID iClass w/ key override, half escutcheon for use w/ concealed vertical rods, G lever, unhanded, BioCote antimicrobial finish, for use with KPB adapter | 1 |  | 1 Year | 851.8 | 0.15 | 724.03
35888 | Salto | AH660G00IMH8--- | XS4 ANSI electronic wire-free SVN HID iClass w/ key override, half escutcheon, G lever, unhanded, satin stainless finish, for use with KPB adapter | 1 |  | 1 Year | 707.8 | 0.15 | 601.63
35889 | Salto | AH660G00IMH8-W- | XS4 ANSI electronic RF wireless SVN HID iClass w/ key override, half escutcheon, G lever, unhanded, satin stainless finish, for use with KPB adapter | 1 |  | 1 Year | 799.8 | 0.15 | 679.83
35890 | Salto | AH660G00IMP7--- | XS4 ANSI electronic wire-free SVN HID iClass w/ key override, half escutcheon for use w/ concealed vertical rods, G lever, unhanded, satin stainless finish, for use with KPB adapter | 1 |  | 1 Year | 707.8 | 0.15 | 601.63
35891 | Salto | AH660G00IMP7-W- | XS4 ANSI electronic RF wireless SVN HID iClass w/ key override, half escutcheon for use w/ concealed vertical rods, G lever, unhanded, satin stainless finish, for use with KPB adapter | 1 |  | 1 Year | 799.8 | 0.15 | 679.83
35892 | Salto | AH660G00IMP8--- | XS4 ANSI electronic wire-free SVN HID iClass w/ key override, half escutcheon for use w/ concealed vertical rods, G lever, unhanded, satin stainless finish, for use with KPB adapter | 1 |  | 1 Year | 707.8 | 0.15 | 601.63
35893 | Salto | AH660G00IMP8-W- | XS4 ANSI electronic RF wireless SVN HID iClass w/ key override, half escutcheon for use w/ concealed vertical rods, G lever, unhanded, satin stainless finish, for use with KPB adapter | 1 |  | 1 Year | 799.8 | 0.15 | 679.83
35894 | Salto | AH660G00PMH8--- | XS4 ANSI electronic wire-free SVN HID iClass w/ key override, half escutcheon, G lever, unhanded, satin brass finish, for use with KPB adapter | 1 |  | 1 Year | 707.8 | 0.15 | 601.63
35895 | Salto | AH660G00PMH8-W- | XS4 ANSI electronic RF wireless SVN HID iClass w/ key override, half escutcheon, G lever, unhanded, satin brass finish, for use with KPB adapter | 1 |  | 1 Year | 799.8 | 0.15 | 679.83
35896 | Salto | AH660G00PMP7--- | XS4 ANSI electronic wire-free SVN HID iClass w/ key override, half escutcheon for use w/ concealed vertical rods, G lever, unhanded, satin brass finish, for use with KPB adapter | 1 |  | 1 Year | 707.8 | 0.15 | 601.63
35897 | Salto | AH660G00PMP7-W- | XS4 ANSI electronic RF wireless SVN HID iClass w/ key override, half escutcheon for use w/ concealed vertical rods, G lever, unhanded, satin brass finish, for use with KPB adapter | 1 |  | 1 Year | 799.8 | 0.15 | 679.83
35898 | Salto | AH660G00PMP8--- | XS4 ANSI electronic wire-free SVN HID iClass w/ key override, half escutcheon for use w/ concealed vertical rods, G lever, unhanded, satin brass finish, for use with KPB adapter | 1 |  | 1 Year | 707.8 | 0.15 | 601.63
35899 | Salto | AH660G00PMP8-W- | XS4 ANSI electronic RF wireless SVN HID iClass w/ key override, half escutcheon for use w/ concealed vertical rods, G lever, unhanded, satin brass finish, for use with KPB adapter | 1 |  | 1 Year | 799.8 | 0.15 | 679.83
35900 | Salto | AH660J00BCH8--- | XS4 ANSI electronic wire-free SVN HID iClass w/ key override, half escutcheon, J lever, unhanded, BioCote antimicrobial finish, for use with KPB adapter | 1 |  | 1 Year | 770 | 0.15 | 654.5
35901 | Salto | AH660J00BCH8-W- | XS4 ANSI electronic RF wireless SVN HID iClass w/ key override, half escutcheon, J lever, unhanded, BioCote antimicrobial finish, for use with KPB adapter | 1 |  | 1 Year | 862 | 0.15 | 732.7
35902 | Salto | AH660J00BCP7--- | XS4 ANSI electronic wire-free SVN HID iClass w/ key override, half escutcheon for use w/ concealed vertical rods, J lever, unhanded, BioCote antimicrobial finish, for use with KPB adapter | 1 |  | 1 Year | 770 | 0.15 | 654.5
35903 | Salto | AH660J00BCP7-W- | XS4 ANSI electronic RF wireless SVN HID iClass w/ key override, half escutcheon for use w/ concealed vertical rods, J lever, unhanded, BioCote antimicrobial finish, for use with KPB adapter | 1 |  | 1 Year | 862 | 0.15 | 732.7
35904 | Salto | AH660J00BCP8--- | XS4 ANSI electronic wire-free SVN HID iClass w/ key override, half escutcheon for use w/ concealed vertical rods, J lever, unhanded, BioCote antimicrobial finish, for use with KPB adapter | 1 |  | 1 Year | 770 | 0.15 | 654.5
35905 | Salto | AH660J00BCP8-W- | XS4 ANSI electronic RF wireless SVN HID iClass w/ key override, half escutcheon for use w/ concealed vertical rods, J lever, unhanded, BioCote antimicrobial finish, for use with KPB adapter | 1 |  | 1 Year | 862 | 0.15 | 732.7
35906 | Salto | AH660J00IAH8--- | XS4 ANSI electronic wire-free SVN HID iClass w/ key override, half escutcheon, J lever, unhanded, antique brass finish, for use with KPB adapter | 1 |  | 1 Year | 770 | 0.15 | 654.5
35907 | Salto | AH660J00IAH8-W- | XS4 ANSI electronic RF wireless SVN HID iClass w/ key override, half escutcheon, J lever, unhanded, antique brass finish, for use with KPB adapter | 1 |  | 1 Year | 862 | 0.15 | 732.7
35908 | Salto | AH660J00IAP7--- | XS4 ANSI electronic wire-free SVN HID iClass w/ key override, half escutcheon for use w/ concealed vertical rods, J lever, unhanded, antique brass finish, for use with KPB adapter | 1 |  | 1 Year | 770 | 0.15 | 654.5
35909 | Salto | AH660J00IAP7-W- | XS4 ANSI electronic RF wireless SVN HID iClass w/ key override, half escutcheon for use w/ concealed vertical rods, J lever, unhanded, antique brass finish, for use with KPB adapter | 1 |  | 1 Year | 862 | 0.15 | 732.7
35910 | Salto | AH660J00IAP8--- | XS4 ANSI electronic wire-free SVN HID iClass w/ key override, half escutcheon for use w/ concealed vertical rods, J lever, unhanded, antique brass finish, for use with KPB adapter | 1 |  | 1 Year | 770 | 0.15 | 654.5
35911 | Salto | AH660J00IAP8-W- | XS4 ANSI electronic RF wireless SVN HID iClass w/ key override, half escutcheon for use w/ concealed vertical rods, J lever, unhanded, antique brass finish, for use with KPB adapter | 1 |  | 1 Year | 862 | 0.15 | 732.7
35912 | Salto | AH660J00IMH8--- | XS4 ANSI electronic wire-free SVN HID iClass w/ key override, half escutcheon, J lever, unhanded, satin stainless finish, for use with KPB adapter | 1 |  | 1 Year | 718 | 0.15 | 610.3
35913 | Salto | AH660J00IMH8-W- | XS4 ANSI electronic RF wireless SVN HID iClass w/ key override, half escutcheon, J lever, unhanded, satin stainless finish, for use with KPB adapter | 1 |  | 1 Year | 810 | 0.15 | 688.5
35914 | Salto | AH660J00IMP7--- | XS4 ANSI electronic wire-free SVN HID iClass w/ key override, half escutcheon for use w/ concealed vertical rods, J lever, unhanded, satin stainless finish, for use with KPB adapter | 1 |  | 1 Year | 718 | 0.15 | 610.3
35915 | Salto | AH660J00IMP7-W- | XS4 ANSI electronic RF wireless SVN HID iClass w/ key override, half escutcheon for use w/ concealed vertical rods, J lever, unhanded, satin stainless finish, for use with KPB adapter | 1 |  | 1 Year | 810 | 0.15 | 688.5
35916 | Salto | AH660J00IMP8--- | XS4 ANSI electronic wire-free SVN HID iClass w/ key override, half escutcheon for use w/ concealed vertical rods, J lever, unhanded, satin stainless finish, for use with KPB adapter | 1 |  | 1 Year | 718 | 0.15 | 610.3
35917 | Salto | AH660J00IMP8-W- | XS4 ANSI electronic RF wireless SVN HID iClass w/ key override, half escutcheon for use w/ concealed vertical rods, J lever, unhanded, satin stainless finish, for use with KPB adapter | 1 |  | 1 Year | 810 | 0.15 | 688.5
35918 | Salto | AH660J00NEH8--- | XS4 ANSI electronic wire-free SVN HID iClass w/ key override, half escutcheon, J lever, unhanded, black chromium finish, for use with KPB adapter | 1 |  | 1 Year | 752.7 | 0.15 | 639.795
35919 | Salto | AH660J00NEH8-W- | XS4 ANSI electronic RF wireless SVN HID iClass w/ key override, half escutcheon, J lever, unhanded, black chromium finish, for use with KPB adapter | 1 |  | 1 Year | 844.7 | 0.15 | 717.995
35920 | Salto | AH660J00NEP7--- | XS4 ANSI electronic wire-free SVN HID iClass w/ key override, half escutcheon for use w/ concealed vertical rods, J lever, unhanded, black chromium finish, for use with KPB adapter | 1 |  | 1 Year | 752.7 | 0.15 | 639.795
35921 | Salto | AH660J00NEP7-W- | XS4 ANSI electronic RF wireless SVN HID iClass w/ key override, half escutcheon for use w/ concealed vertical rods, J lever, unhanded, black chromium finish, for use with KPB adapter | 1 |  | 1 Year | 844.7 | 0.15 | 717.995
35922 | Salto | AH660J00NEP8--- | XS4 ANSI electronic wire-free SVN HID iClass w/ key override, half escutcheon for use w/ concealed vertical rods, J lever, unhanded, black chromium finish, for use with KPB adapter | 1 |  | 1 Year | 752.7 | 0.15 | 639.795
35923 | Salto | AH660J00NEP8-W- | XS4 ANSI electronic RF wireless SVN HID iClass w/ key override, half escutcheon for use w/ concealed vertical rods, J lever, unhanded, black chromium finish, for use with KPB adapter | 1 |  | 1 Year | 844.7 | 0.15 | 717.995
35924 | Salto | AH660J00PMH8--- | XS4 ANSI electronic wire-free SVN HID iClass w/ key override, half escutcheon, J lever, unhanded, satin brass finish, for use with KPB adapter | 1 |  | 1 Year | 718 | 0.15 | 610.3
35925 | Salto | AH660J00PMH8-W- | XS4 ANSI electronic RF wireless SVN HID iClass w/ key override, half escutcheon, J lever, unhanded, satin brass finish, for use with KPB adapter | 1 |  | 1 Year | 810 | 0.15 | 688.5
35926 | Salto | AH660J00PMP7--- | XS4 ANSI electronic wire-free SVN HID iClass w/ key override, half escutcheon for use w/ concealed vertical rods, J lever, unhanded, satin brass finish, for use with KPB adapter | 1 |  | 1 Year | 718 | 0.15 | 610.3
35927 | Salto | AH660J00PMP7-W- | XS4 ANSI electronic RF wireless SVN HID iClass w/ key override, half escutcheon for use w/ concealed vertical rods, J lever, unhanded, satin brass finish, for use with KPB adapter | 1 |  | 1 Year | 810 | 0.15 | 688.5
35928 | Salto | AH660J00PMP8--- | XS4 ANSI electronic wire-free SVN HID iClass w/ key override, half escutcheon for use w/ concealed vertical rods, J lever, unhanded, satin brass finish, for use with KPB adapter | 1 |  | 1 Year | 718 | 0.15 | 610.3
35929 | Salto | AH660J00PMP8-W- | XS4 ANSI electronic RF wireless SVN HID iClass w/ key override, half escutcheon for use w/ concealed vertical rods, J lever, unhanded, satin brass finish, for use with KPB adapter | 1 |  | 1 Year | 810 | 0.15 | 688.5
35930 | Salto | AH660K00IMH8L-- | XS4 ANSI electronic wire-free SVN HID iClass w/ key override, half escutcheon, K lever, left handed, satin stainless finish, for use with KPB adapter | 1 |  | 1 Year | 718 | 0.15 | 610.3
35931 | Salto | AH660K00IMH8LW- | XS4 ANSI electronic RF wireless SVN HID iClass w/ key override, half escutcheon, K lever, left handed, satin stainless finish, for use with KPB adapter | 1 |  | 1 Year | 810 | 0.15 | 688.5
35932 | Salto | AH660K00IMH8R-- | XS4 ANSI electronic wire-free SVN HID iClass w/ key override, half escutcheon, K lever, right handed, satin stainless finish, for use with KPB adapter | 1 |  | 1 Year | 718 | 0.15 | 610.3
35933 | Salto | AH660K00IMH8RW- | XS4 ANSI electronic RF wireless SVN HID iClass w/ key override, half escutcheon, K lever, right handed, satin stainless finish, for use with KPB adapter | 1 |  | 1 Year | 810 | 0.15 | 688.5
35934 | Salto | AH660K00IMP7L-- | XS4 ANSI electronic wire-free SVN HID iClass w/ key override, half escutcheon for use w/ concealed vertical rods, K lever, left handed, satin stainless finish, for use with KPB adapter | 1 |  | 1 Year | 718 | 0.15 | 610.3
35935 | Salto | AH660K00IMP7LW- | XS4 ANSI electronic RF wireless SVN HID iClass w/ key override, half escutcheon for use w/ concealed vertical rods, K lever, left handed, satin stainless finish, for use with KPB adapter | 1 |  | 1 Year | 810 | 0.15 | 688.5
35936 | Salto | AH660K00IMP7R-- | XS4 ANSI electronic wire-free SVN HID iClass w/ key override, half escutcheon for use w/ concealed vertical rods, K lever, right handed, satin stainless finish, for use with KPB adapter | 1 |  | 1 Year | 718 | 0.15 | 610.3
35937 | Salto | AH660K00IMP7RW- | XS4 ANSI electronic RF wireless SVN HID iClass w/ key override, half escutcheon for use w/ concealed vertical rods, K lever, right handed, satin stainless finish, for use with KPB adapter | 1 |  | 1 Year | 810 | 0.15 | 688.5
35938 | Salto | AH660K00IMP8L-- | XS4 ANSI electronic wire-free SVN HID iClass w/ key override, half escutcheon for use w/ concealed vertical rods, K lever, left handed, satin stainless finish, for use with KPB adapter | 1 |  | 1 Year | 718 | 0.15 | 610.3
35939 | Salto | AH660K00IMP8LW- | XS4 ANSI electronic RF wireless SVN HID iClass w/ key override, half escutcheon for use w/ concealed vertical rods, K lever, left handed, satin stainless finish, for use with KPB adapter | 1 |  | 1 Year | 810 | 0.15 | 688.5
35940 | Salto | AH660K00IMP8R-- | XS4 ANSI electronic wire-free SVN HID iClass w/ key override, half escutcheon for use w/ concealed vertical rods, K lever, right handed, satin stainless finish, for use with KPB adapter | 1 |  | 1 Year | 718 | 0.15 | 610.3
35941 | Salto | AH660K00IMP8RW- | XS4 ANSI electronic RF wireless SVN HID iClass w/ key override, half escutcheon for use w/ concealed vertical rods, K lever, right handed, satin stainless finish, for use with KPB adapter | 1 |  | 1 Year | 810 | 0.15 | 688.5
35942 | Salto | AH660K00IPH8L-- | XS4 ANSI electronic wire-free SVN HID iClass w/ key override, half escutcheon, K lever, left handed, bright stainless steel finish, for use with KPB adapter | 1 |  | 1 Year | 734.3 | 0.15 | 624.155
35943 | Salto | AH660K00IPH8LW- | XS4 ANSI electronic RF wireless SVN HID iClass w/ key override, half escutcheon, K lever, left handed, bright stainless steel finish, for use with KPB adapter | 1 |  | 1 Year | 826.3 | 0.15 | 702.355
35944 | Salto | AH660K00IPH8R-- | XS4 ANSI electronic wire-free SVN HID iClass w/ key override, half escutcheon, K lever, right handed, bright stainless steel finish, for use with KPB adapter | 1 |  | 1 Year | 734.3 | 0.15 | 624.155
35945 | Salto | AH660K00IPH8RW- | XS4 ANSI electronic RF wireless SVN HID iClass w/ key override, half escutcheon, K lever, right handed, bright stainless steel finish, for use with KPB adapter | 1 |  | 1 Year | 826.3 | 0.15 | 702.355
35946 | Salto | AH660K00IPP7L-- | XS4 ANSI electronic wire-free SVN HID iClass w/ key override, half escutcheon for use w/ concealed vertical rods, K lever, left handed, bright stainless steel finish, for use with KPB adapter | 1 |  | 1 Year | 734.3 | 0.15 | 624.155
35947 | Salto | AH660K00IPP7LW- | XS4 ANSI electronic RF wireless SVN HID iClass w/ key override, half escutcheon for use w/ concealed vertical rods, K lever, left handed, bright stainless steel finish, for use with KPB adapter | 1 |  | 1 Year | 826.3 | 0.15 | 702.355
35948 | Salto | AH660K00IPP7R-- | XS4 ANSI electronic wire-free SVN HID iClass w/ key override, half escutcheon for use w/ concealed vertical rods, K lever, right handed, bright stainless steel finish, for use with KPB adapter | 1 |  | 1 Year | 734.3 | 0.15 | 624.155
35949 | Salto | AH660K00IPP7RW- | XS4 ANSI electronic RF wireless SVN HID iClass w/ key override, half escutcheon for use w/ concealed vertical rods, K lever, right handed, bright stainless steel finish, for use with KPB adapter | 1 |  | 1 Year | 826.3 | 0.15 | 702.355
35950 | Salto | AH660K00IPP8L-- | XS4 ANSI electronic wire-free SVN HID iClass w/ key override, half escutcheon for use w/ concealed vertical rods, K lever, left handed, bright stainless steel finish, for use with KPB adapter | 1 |  | 1 Year | 734.3 | 0.15 | 624.155
35951 | Salto | AH660K00IPP8LW- | XS4 ANSI electronic RF wireless SVN HID iClass w/ key override, half escutcheon for use w/ concealed vertical rods, K lever, left handed, bright stainless steel finish, for use with KPB adapter | 1 |  | 1 Year | 826.3 | 0.15 | 702.355
35952 | Salto | AH660K00IPP8R-- | XS4 ANSI electronic wire-free SVN HID iClass w/ key override, half escutcheon for use w/ concealed vertical rods, K lever, right handed, bright stainless steel finish, for use with KPB adapter | 1 |  | 1 Year | 734.3 | 0.15 | 624.155
35953 | Salto | AH660K00IPP8RW- | XS4 ANSI electronic RF wireless SVN HID iClass w/ key override, half escutcheon for use w/ concealed vertical rods, K lever, right handed, bright stainless steel finish, for use with KPB adapter | 1 |  | 1 Year | 826.3 | 0.15 | 702.355
35954 | Salto | AH660K00PPH8L-- | XS4 ANSI electronic wire-free SVN HID iClass w/ key override, half escutcheon, K lever, left handed, bright brass finish, for use with KPB adapter | 1 |  | 1 Year | 734.3 | 0.15 | 624.155
35955 | Salto | AH660K00PPH8LW- | XS4 ANSI electronic RF wireless SVN HID iClass w/ key override, half escutcheon, K lever, left handed, bright brass finish, for use with KPB adapter | 1 |  | 1 Year | 826.3 | 0.15 | 702.355
35956 | Salto | AH660K00PPH8R-- | XS4 ANSI electronic wire-free SVN HID iClass w/ key override, half escutcheon, K lever, right handed, bright brass finish, for use with KPB adapter | 1 |  | 1 Year | 734.3 | 0.15 | 624.155
35957 | Salto | AH660K00PPH8RW- | XS4 ANSI electronic RF wireless SVN HID iClass w/ key override, half escutcheon, K lever, right handed, bright brass finish, for use with KPB adapter | 1 |  | 1 Year | 826.3 | 0.15 | 702.355
35958 | Salto | AH660K00PPP7L-- | XS4 ANSI electronic wire-free SVN HID iClass w/ key override, half escutcheon for use w/ concealed vertical rods, K lever, left handed, bright brass finish, for use with KPB adapter | 1 |  | 1 Year | 734.3 | 0.15 | 624.155
35959 | Salto | AH660K00PPP7LW- | XS4 ANSI electronic RF wireless SVN HID iClass w/ key override, half escutcheon for use w/ concealed vertical rods, K lever, left handed, bright brass finish, for use with KPB adapter | 1 |  | 1 Year | 826.3 | 0.15 | 702.355
35960 | Salto | AH660K00PPP7R-- | XS4 ANSI electronic wire-free SVN HID iClass w/ key override, half escutcheon for use w/ concealed vertical rods, K lever, right handed, bright brass finish, for use with KPB adapter | 1 |  | 1 Year | 734.3 | 0.15 | 624.155
35961 | Salto | AH660K00PPP7RW- | XS4 ANSI electronic RF wireless SVN HID iClass w/ key override, half escutcheon for use w/ concealed vertical rods, K lever, right handed, bright brass finish, for use with KPB adapter | 1 |  | 1 Year | 826.3 | 0.15 | 702.355
35962 | Salto | AH660K00PPP8L-- | XS4 ANSI electronic wire-free SVN HID iClass w/ key override, half escutcheon for use w/ concealed vertical rods, K lever, left handed, bright brass finish, for use with KPB adapter | 1 |  | 1 Year | 734.3 | 0.15 | 624.155
35963 | Salto | AH660K00PPP8LW- | XS4 ANSI electronic RF wireless SVN HID iClass w/ key override, half escutcheon for use w/ concealed vertical rods, K lever, left handed, bright brass finish, for use with KPB adapter | 1 |  | 1 Year | 826.3 | 0.15 | 702.355
35964 | Salto | AH660K00PPP8R-- | XS4 ANSI electronic wire-free SVN HID iClass w/ key override, half escutcheon for use w/ concealed vertical rods, K lever, right handed, bright brass finish, for use with KPB adapter | 1 |  | 1 Year | 734.3 | 0.15 | 624.155
35965 | Salto | AH660K00PPP8RW- | XS4 ANSI electronic RF wireless SVN HID iClass w/ key override, half escutcheon for use w/ concealed vertical rods, K lever, right handed, bright brass finish, for use with KPB adapter | 1 |  | 1 Year | 826.3 | 0.15 | 702.355
35966 | Salto | AH660L00BCH8--- | XS4 ANSI electronic wire-free SVN HID iClass w/ key override, half escutcheon, L lever, unhanded, BioCote antimicrobial finish, for use with KPB adapter | 1 |  | 1 Year | 759.8 | 0.15 | 645.83
35967 | Salto | AH660L00BCH8-W- | XS4 ANSI electronic RF wireless SVN HID iClass w/ key override, half escutcheon, L lever, unhanded, BioCote antimicrobial finish, for use with KPB adapter | 1 |  | 1 Year | 851.8 | 0.15 | 724.03
35968 | Salto | AH660L00BCP7--- | XS4 ANSI electronic wire-free SVN HID iClass w/ key override, half escutcheon for use w/ concealed vertical rods, L lever, unhanded, BioCote antimicrobial finish, for use with KPB adapter | 1 |  | 1 Year | 759.8 | 0.15 | 645.83
35969 | Salto | AH660L00BCP7-W- | XS4 ANSI electronic RF wireless SVN HID iClass w/ key override, half escutcheon for use w/ concealed vertical rods, L lever, unhanded, BioCote antimicrobial finish, for use with KPB adapter | 1 |  | 1 Year | 851.8 | 0.15 | 724.03
35970 | Salto | AH660L00BCP8--- | XS4 ANSI electronic wire-free SVN HID iClass w/ key override, half escutcheon for use w/ concealed vertical rods, L lever, unhanded, BioCote antimicrobial finish, for use with KPB adapter | 1 |  | 1 Year | 759.8 | 0.15 | 645.83
35971 | Salto | AH660L00BCP8-W- | XS4 ANSI electronic RF wireless SVN HID iClass w/ key override, half escutcheon for use w/ concealed vertical rods, L lever, unhanded, BioCote antimicrobial finish, for use with KPB adapter | 1 |  | 1 Year | 851.8 | 0.15 | 724.03
35972 | Salto | AH660L00IAH8--- | XS4 ANSI electronic wire-free SVN HID iClass w/ key override, half escutcheon, L lever, unhanded, antique brass finish, for use with KPB adapter | 1 |  | 1 Year | 759.8 | 0.15 | 645.83
35973 | Salto | AH660L00IAH8-W- | XS4 ANSI electronic RF wireless SVN HID iClass w/ key override, half escutcheon, L lever, unhanded, antique brass finish, for use with KPB adapter | 1 |  | 1 Year | 851.8 | 0.15 | 724.03
35974 | Salto | AH660L00IAP7--- | XS4 ANSI electronic wire-free SVN HID iClass w/ key override, half escutcheon for use w/ concealed vertical rods, L lever, unhanded, antique brass finish, for use with KPB adapter | 1 |  | 1 Year | 759.8 | 0.15 | 645.83
35975 | Salto | AH660L00IAP7-W- | XS4 ANSI electronic RF wireless SVN HID iClass w/ key override, half escutcheon for use w/ concealed vertical rods, L lever, unhanded, antique brass finish, for use with KPB adapter | 1 |  | 1 Year | 851.8 | 0.15 | 724.03
35976 | Salto | AH660L00IAP8--- | XS4 ANSI electronic wire-free SVN HID iClass w/ key override, half escutcheon for use w/ concealed vertical rods, L lever, unhanded, antique brass finish, for use with KPB adapter | 1 |  | 1 Year | 759.8 | 0.15 | 645.83
35977 | Salto | AH660L00IAP8-W- | XS4 ANSI electronic RF wireless SVN HID iClass w/ key override, half escutcheon for use w/ concealed vertical rods, L lever, unhanded, antique brass finish, for use with KPB adapter | 1 |  | 1 Year | 851.8 | 0.15 | 724.03
35978 | Salto | AH660L00IMH8--- | XS4 ANSI electronic wire-free SVN HID iClass w/ key override, half escutcheon, L lever, unhanded, satin stainless finish, for use with KPB adapter | 1 |  | 1 Year | 707.8 | 0.15 | 601.63
35979 | Salto | AH660L00IMH8-W- | XS4 ANSI electronic RF wireless SVN HID iClass w/ key override, half escutcheon, L lever, unhanded, satin stainless finish, for use with KPB adapter | 1 |  | 1 Year | 799.8 | 0.15 | 679.83
35980 | Salto | AH660L00IMP7--- | XS4 ANSI electronic wire-free SVN HID iClass w/ key override, half escutcheon for use w/ concealed vertical rods, L lever, unhanded, satin stainless finish, for use with KPB adapter | 1 |  | 1 Year | 707.8 | 0.15 | 601.63
35981 | Salto | AH660L00IMP7-W- | XS4 ANSI electronic RF wireless SVN HID iClass w/ key override, half escutcheon for use w/ concealed vertical rods, L lever, unhanded, satin stainless finish, for use with KPB adapter | 1 |  | 1 Year | 799.8 | 0.15 | 679.83
35982 | Salto | AH660L00IMP8--- | XS4 ANSI electronic wire-free SVN HID iClass w/ key override, half escutcheon for use w/ concealed vertical rods, L lever, unhanded, satin stainless finish, for use with KPB adapter | 1 |  | 1 Year | 707.8 | 0.15 | 601.63
35983 | Salto | AH660L00IMP8-W- | XS4 ANSI electronic RF wireless SVN HID iClass w/ key override, half escutcheon for use w/ concealed vertical rods, L lever, unhanded, satin stainless finish, for use with KPB adapter | 1 |  | 1 Year | 799.8 | 0.15 | 679.83
35984 | Salto | AH660L00IPH8--- | XS4 ANSI electronic wire-free SVN HID iClass w/ key override, half escutcheon, L lever, unhanded, bright stainless steel finish, for use with KPB adapter | 1 |  | 1 Year | 724.1 | 0.15 | 615.485
35985 | Salto | AH660L00IPH8-W- | XS4 ANSI electronic RF wireless SVN HID iClass w/ key override, half escutcheon, L lever, unhanded, bright stainless steel finish, for use with KPB adapter | 1 |  | 1 Year | 816.1 | 0.15 | 693.685
35986 | Salto | AH660L00IPP7--- | XS4 ANSI electronic wire-free SVN HID iClass w/ key override, half escutcheon for use w/ concealed vertical rods, L lever, unhanded, bright stainless steel finish, for use with KPB adapter | 1 |  | 1 Year | 724.1 | 0.15 | 615.485
35987 | Salto | AH660L00IPP7-W- | XS4 ANSI electronic RF wireless SVN HID iClass w/ key override, half escutcheon for use w/ concealed vertical rods, L lever, unhanded, bright stainless steel finish, for use with KPB adapter | 1 |  | 1 Year | 816.1 | 0.15 | 693.685
35988 | Salto | AH660L00IPP8--- | XS4 ANSI electronic wire-free SVN HID iClass w/ key override, half escutcheon for use w/ concealed vertical rods, L lever, unhanded, bright stainless steel finish, for use with KPB adapter | 1 |  | 1 Year | 724.1 | 0.15 | 615.485
35989 | Salto | AH660L00IPP8-W- | XS4 ANSI electronic RF wireless SVN HID iClass w/ key override, half escutcheon for use w/ concealed vertical rods, L lever, unhanded, bright stainless steel finish, for use with KPB adapter | 1 |  | 1 Year | 816.1 | 0.15 | 693.685
35990 | Salto | AH660L00NEH8--- | XS4 ANSI electronic wire-free SVN HID iClass w/ key override, half escutcheon, L lever, unhanded, black chromium finish, for use with KPB adapter | 1 |  | 1 Year | 742.5 | 0.15 | 631.125
35991 | Salto | AH660L00NEH8-W- | XS4 ANSI electronic RF wireless SVN HID iClass w/ key override, half escutcheon, L lever, unhanded, black chromium finish, for use with KPB adapter | 1 |  | 1 Year | 834.5 | 0.15 | 709.325
35992 | Salto | AH660L00NEP7--- | XS4 ANSI electronic wire-free SVN HID iClass w/ key override, half escutcheon for use w/ concealed vertical rods, L lever, unhanded, black chromium finish, for use with KPB adapter | 1 |  | 1 Year | 742.5 | 0.15 | 631.125
35993 | Salto | AH660L00NEP7-W- | XS4 ANSI electronic RF wireless SVN HID iClass w/ key override, half escutcheon for use w/ concealed vertical rods, L lever, unhanded, black chromium finish, for use with KPB adapter | 1 |  | 1 Year | 834.5 | 0.15 | 709.325
35994 | Salto | AH660L00NEP8--- | XS4 ANSI electronic wire-free SVN HID iClass w/ key override, half escutcheon for use w/ concealed vertical rods, L lever, unhanded, black chromium finish, for use with KPB adapter | 1 |  | 1 Year | 742.5 | 0.15 | 631.125
35995 | Salto | AH660L00NEP8-W- | XS4 ANSI electronic RF wireless SVN HID iClass w/ key override, half escutcheon for use w/ concealed vertical rods, L lever, unhanded, black chromium finish, for use with KPB adapter | 1 |  | 1 Year | 834.5 | 0.15 | 709.325
35996 | Salto | AH660L00PMH8--- | XS4 ANSI electronic wire-free SVN HID iClass w/ key override, half escutcheon, L lever, unhanded, satin brass finish, for use with KPB adapter | 1 |  | 1 Year | 707.8 | 0.15 | 601.63
35997 | Salto | AH660L00PMH8-W- | XS4 ANSI electronic RF wireless SVN HID iClass w/ key override, half escutcheon, L lever, unhanded, satin brass finish, for use with KPB adapter | 1 |  | 1 Year | 799.8 | 0.15 | 679.83
35998 | Salto | AH660L00PMP7--- | XS4 ANSI electronic wire-free SVN HID iClass w/ key override, half escutcheon for use w/ concealed vertical rods, L lever, unhanded, satin brass finish, for use with KPB adapter | 1 |  | 1 Year | 707.8 | 0.15 | 601.63
35999 | Salto | AH660L00PMP7-W- | XS4 ANSI electronic RF wireless SVN HID iClass w/ key override, half escutcheon for use w/ concealed vertical rods, L lever, unhanded, satin brass finish, for use with KPB adapter | 1 |  | 1 Year | 799.8 | 0.15 | 679.83
36000 | Salto | AH660L00PMP8--- | XS4 ANSI electronic wire-free SVN HID iClass w/ key override, half escutcheon for use w/ concealed vertical rods, L lever, unhanded, satin brass finish, for use with KPB adapter | 1 |  | 1 Year | 707.8 | 0.15 | 601.63
36001 | Salto | AH660L00PMP8-W- | XS4 ANSI electronic RF wireless SVN HID iClass w/ key override, half escutcheon for use w/ concealed vertical rods, L lever, unhanded, satin brass finish, for use with KPB adapter | 1 |  | 1 Year | 799.8 | 0.15 | 679.83
36002 | Salto | AH660L00PPH8--- | XS4 ANSI electronic wire-free SVN HID iClass w/ key override, half escutcheon, L lever, unhanded, bright brass finish, for use with KPB adapter | 1 |  | 1 Year | 724.1 | 0.15 | 615.485
36003 | Salto | AH660L00PPH8-W- | XS4 ANSI electronic RF wireless SVN HID iClass w/ key override, half escutcheon, L lever, unhanded, bright brass finish, for use with KPB adapter | 1 |  | 1 Year | 816.1 | 0.15 | 693.685
36004 | Salto | AH660L00PPP7--- | XS4 ANSI electronic wire-free SVN HID iClass w/ key override, half escutcheon for use w/ concealed vertical rods, L lever, unhanded, bright brass finish, for use with KPB adapter | 1 |  | 1 Year | 724.1 | 0.15 | 615.485
36005 | Salto | AH660L00PPP7-W- | XS4 ANSI electronic RF wireless SVN HID iClass w/ key override, half escutcheon for use w/ concealed vertical rods, L lever, unhanded, bright brass finish, for use with KPB adapter | 1 |  | 1 Year | 816.1 | 0.15 | 693.685
36006 | Salto | AH660L00PPP8--- | XS4 ANSI electronic wire-free SVN HID iClass w/ key override, half escutcheon for use w/ concealed vertical rods, L lever, unhanded, bright brass finish, for use with KPB adapter | 1 |  | 1 Year | 724.1 | 0.15 | 615.485
36007 | Salto | AH660L00PPP8-W- | XS4 ANSI electronic RF wireless SVN HID iClass w/ key override, half escutcheon for use w/ concealed vertical rods, L lever, unhanded, bright brass finish, for use with KPB adapter | 1 |  | 1 Year | 816.1 | 0.15 | 693.685
36008 | Salto | AH660N00BCH8--- | XS4 ANSI electronic wire-free SVN HID iClass w/ key override, half escutcheon, N lever, unhanded, BioCote antimicrobial finish, for use with KPB adapter | 1 |  | 1 Year | 759.8 | 0.15 | 645.83
36009 | Salto | AH660N00BCH8-W- | XS4 ANSI electronic RF wireless SVN HID iClass w/ key override, half escutcheon, N lever, unhanded, BioCote antimicrobial finish, for use with KPB adapter | 1 |  | 1 Year | 851.8 | 0.15 | 724.03
36010 | Salto | AH660N00BCP7--- | XS4 ANSI electronic wire-free SVN HID iClass w/ key override, half escutcheon for use w/ concealed vertical rods, N lever, unhanded, BioCote antimicrobial finish, for use with KPB adapter | 1 |  | 1 Year | 759.8 | 0.15 | 645.83
36011 | Salto | AH660N00BCP7-W- | XS4 ANSI electronic RF wireless SVN HID iClass w/ key override, half escutcheon for use w/ concealed vertical rods, N lever, unhanded, BioCote antimicrobial finish, for use with KPB adapter | 1 |  | 1 Year | 851.8 | 0.15 | 724.03
36012 | Salto | AH660N00BCP8--- | XS4 ANSI electronic wire-free SVN HID iClass w/ key override, half escutcheon for use w/ concealed vertical rods, N lever, unhanded, BioCote antimicrobial finish, for use with KPB adapter | 1 |  | 1 Year | 759.8 | 0.15 | 645.83
36013 | Salto | AH660N00BCP8-W- | XS4 ANSI electronic RF wireless SVN HID iClass w/ key override, half escutcheon for use w/ concealed vertical rods, N lever, unhanded, BioCote antimicrobial finish, for use with KPB adapter | 1 |  | 1 Year | 851.8 | 0.15 | 724.03
36014 | Salto | AH660N00IMH8--- | XS4 ANSI electronic wire-free SVN HID iClass w/ key override, half escutcheon, N lever, unhanded, satin stainless finish, for use with KPB adapter | 1 |  | 1 Year | 707.8 | 0.15 | 601.63
36015 | Salto | AH660N00IMH8--- | XS4 ANSI electronic wire-free SVN HID iClass w/ key override, half escutcheon, N lever, unhanded, satin stainless finish, for use with KPB adapter | 1 |  | 1 Year | 707.8 | 0.15 | 601.63
36016 | Salto | AH660N00IMH8-W- | XS4 ANSI electronic RF wireless SVN HID iClass w/ key override, half escutcheon, N lever, unhanded, satin stainless finish, for use with KPB adapter | 1 |  | 1 Year | 799.8 | 0.15 | 679.83
36017 | Salto | AH660N00IMH8-W- | XS4 ANSI electronic RF wireless SVN HID iClass w/ key override, half escutcheon, N lever, unhanded, satin stainless finish, for use with KPB adapter | 1 |  | 1 Year | 799.8 | 0.15 | 679.83
36018 | Salto | AH660N00IMP7--- | XS4 ANSI electronic wire-free SVN HID iClass w/ key override, half escutcheon for use w/ concealed vertical rods, N lever, unhanded, satin stainless finish, for use with KPB adapter | 1 |  | 1 Year | 707.8 | 0.15 | 601.63
36019 | Salto | AH660N00IMP7--- | XS4 ANSI electronic wire-free SVN HID iClass w/ key override, half escutcheon for use w/ concealed vertical rods, N lever, unhanded, satin stainless finish, for use with KPB adapter | 1 |  | 1 Year | 707.8 | 0.15 | 601.63
36020 | Salto | AH660N00IMP7-W- | XS4 ANSI electronic RF wireless SVN HID iClass w/ key override, half escutcheon for use w/ concealed vertical rods, N lever, unhanded, satin stainless finish, for use with KPB adapter | 1 |  | 1 Year | 799.8 | 0.15 | 679.83
36021 | Salto | AH660N00IMP7-W- | XS4 ANSI electronic RF wireless SVN HID iClass w/ key override, half escutcheon for use w/ concealed vertical rods, N lever, unhanded, satin stainless finish, for use with KPB adapter | 1 |  | 1 Year | 799.8 | 0.15 | 679.83
36022 | Salto | AH660N00IMP8--- | XS4 ANSI electronic wire-free SVN HID iClass w/ key override, half escutcheon for use w/ concealed vertical rods, N lever, unhanded, satin stainless finish, for use with KPB adapter | 1 |  | 1 Year | 707.8 | 0.15 | 601.63
36023 | Salto | AH660N00IMP8--- | XS4 ANSI electronic wire-free SVN HID iClass w/ key override, half escutcheon for use w/ concealed vertical rods, N lever, unhanded, satin stainless finish, for use with KPB adapter | 1 |  | 1 Year | 707.8 | 0.15 | 601.63
36024 | Salto | AH660N00IMP8-W- | XS4 ANSI electronic RF wireless SVN HID iClass w/ key override, half escutcheon for use w/ concealed vertical rods, N lever, unhanded, satin stainless finish, for use with KPB adapter | 1 |  | 1 Year | 799.8 | 0.15 | 679.83
36025 | Salto | AH660N00IMP8-W- | XS4 ANSI electronic RF wireless SVN HID iClass w/ key override, half escutcheon for use w/ concealed vertical rods, N lever, unhanded, satin stainless finish, for use with KPB adapter | 1 |  | 1 Year | 799.8 | 0.15 | 679.83
36026 | Salto | AH660N00IPH8--- | XS4 ANSI electronic wire-free SVN HID iClass w/ key override, half escutcheon, N lever, unhanded, bright stainless steel finish, for use with KPB adapter | 1 |  | 1 Year | 724.1 | 0.15 | 615.485
36027 | Salto | AH660N00IPH8-W- | XS4 ANSI electronic RF wireless SVN HID iClass w/ key override, half escutcheon, N lever, unhanded, bright stainless steel finish, for use with KPB adapter | 1 |  | 1 Year | 816.1 | 0.15 | 693.685
36028 | Salto | AH660N00IPP7--- | XS4 ANSI electronic wire-free SVN HID iClass w/ key override, half escutcheon for use w/ concealed vertical rods, N lever, unhanded, bright stainless steel finish, for use with KPB adapter | 1 |  | 1 Year | 724.1 | 0.15 | 615.485
36029 | Salto | AH660N00IPP7-W- | XS4 ANSI electronic RF wireless SVN HID iClass w/ key override, half escutcheon for use w/ concealed vertical rods, N lever, unhanded, bright stainless steel finish, for use with KPB adapter | 1 |  | 1 Year | 816.1 | 0.15 | 693.685
36030 | Salto | AH660N00IPP8--- | XS4 ANSI electronic wire-free SVN HID iClass w/ key override, half escutcheon for use w/ concealed vertical rods, N lever, unhanded, bright stainless steel finish, for use with KPB adapter | 1 |  | 1 Year | 724.1 | 0.15 | 615.485
36031 | Salto | AH660N00IPP8-W- | XS4 ANSI electronic RF wireless SVN HID iClass w/ key override, half escutcheon for use w/ concealed vertical rods, N lever, unhanded, bright stainless steel finish, for use with KPB adapter | 1 |  | 1 Year | 816.1 | 0.15 | 693.685
36032 | Salto | AH660N00PMH8--- | XS4 ANSI electronic wire-free SVN HID iClass w/ key override, half escutcheon, N lever, unhanded, satin brass finish, for use with KPB adapter | 1 |  | 1 Year | 707.8 | 0.15 | 601.63
36033 | Salto | AH660N00PMH8-W- | XS4 ANSI electronic RF wireless SVN HID iClass w/ key override, half escutcheon, N lever, unhanded, satin brass finish, for use with KPB adapter | 1 |  | 1 Year | 799.8 | 0.15 | 679.83
36034 | Salto | AH660N00PMP7--- | XS4 ANSI electronic wire-free SVN HID iClass w/ key override, half escutcheon for use w/ concealed vertical rods, N lever, unhanded, satin brass finish, for use with KPB adapter | 1 |  | 1 Year | 707.8 | 0.15 | 601.63
36035 | Salto | AH660N00PMP7-W- | XS4 ANSI electronic RF wireless SVN HID iClass w/ key override, half escutcheon for use w/ concealed vertical rods, N lever, unhanded, satin brass finish, for use with KPB adapter | 1 |  | 1 Year | 799.8 | 0.15 | 679.83
36036 | Salto | AH660N00PMP8--- | XS4 ANSI electronic wire-free SVN HID iClass w/ key override, half escutcheon for use w/ concealed vertical rods, N lever, unhanded, satin brass finish, for use with KPB adapter | 1 |  | 1 Year | 707.8 | 0.15 | 601.63
36037 | Salto | AH660N00PMP8-W- | XS4 ANSI electronic RF wireless SVN HID iClass w/ key override, half escutcheon for use w/ concealed vertical rods, N lever, unhanded, satin brass finish, for use with KPB adapter | 1 |  | 1 Year | 799.8 | 0.15 | 679.83
36038 | Salto | AH660O00BCH8L-- | XS4 ANSI electronic wire-free SVN HID iClass w/ key override, half escutcheon, O lever, left handed, BioCote antimicrobial finish, for use with KPB adapter | 1 |  | 1 Year | 770 | 0.15 | 654.5
36039 | Salto | AH660O00BCH8LW- | XS4 ANSI electronic RF wireless SVN HID iClass w/ key override, half escutcheon, O lever, left handed, BioCote antimicrobial finish, for use with KPB adapter | 1 |  | 1 Year | 862 | 0.15 | 732.7
36040 | Salto | AH660O00BCH8R-- | XS4 ANSI electronic wire-free SVN HID iClass w/ key override, half escutcheon, O lever, right handed, BioCote antimicrobial finish, for use with KPB adapter | 1 |  | 1 Year | 770 | 0.15 | 654.5
36041 | Salto | AH660O00BCH8RW- | XS4 ANSI electronic RF wireless SVN HID iClass w/ key override, half escutcheon, O lever, right handed, BioCote antimicrobial finish, for use with KPB adapter | 1 |  | 1 Year | 862 | 0.15 | 732.7
36042 | Salto | AH660O00BCP7L-- | XS4 ANSI electronic wire-free SVN HID iClass w/ key override, half escutcheon for use w/ concealed vertical rods, O lever, left handed, BioCote antimicrobial finish, for use with KPB adapter | 1 |  | 1 Year | 770 | 0.15 | 654.5
36043 | Salto | AH660O00BCP7LW- | XS4 ANSI electronic RF wireless SVN HID iClass w/ key override, half escutcheon for use w/ concealed vertical rods, O lever, left handed, BioCote antimicrobial finish, for use with KPB adapter | 1 |  | 1 Year | 862 | 0.15 | 732.7
36044 | Salto | AH660O00BCP7R-- | XS4 ANSI electronic wire-free SVN HID iClass w/ key override, half escutcheon for use w/ concealed vertical rods, O lever, right handed, BioCote antimicrobial finish, for use with KPB adapter | 1 |  | 1 Year | 770 | 0.15 | 654.5
36045 | Salto | AH660O00BCP7RW- | XS4 ANSI electronic RF wireless SVN HID iClass w/ key override, half escutcheon for use w/ concealed vertical rods, O lever, right handed, BioCote antimicrobial finish, for use with KPB adapter | 1 |  | 1 Year | 862 | 0.15 | 732.7
36046 | Salto | AH660O00BCP8L-- | XS4 ANSI electronic wire-free SVN HID iClass w/ key override, half escutcheon for use w/ concealed vertical rods, O lever, left handed, BioCote antimicrobial finish, for use with KPB adapter | 1 |  | 1 Year | 770 | 0.15 | 654.5
36047 | Salto | AH660O00BCP8LW- | XS4 ANSI electronic RF wireless SVN HID iClass w/ key override, half escutcheon for use w/ concealed vertical rods, O lever, left handed, BioCote antimicrobial finish, for use with KPB adapter | 1 |  | 1 Year | 862 | 0.15 | 732.7
36048 | Salto | AH660O00BCP8R-- | XS4 ANSI electronic wire-free SVN HID iClass w/ key override, half escutcheon for use w/ concealed vertical rods, O lever, right handed, BioCote antimicrobial finish, for use with KPB adapter | 1 |  | 1 Year | 770 | 0.15 | 654.5
36049 | Salto | AH660O00BCP8RW- | XS4 ANSI electronic RF wireless SVN HID iClass w/ key override, half escutcheon for use w/ concealed vertical rods, O lever, right handed, BioCote antimicrobial finish, for use with KPB adapter | 1 |  | 1 Year | 862 | 0.15 | 732.7
36050 | Salto | AH660O00IAH8L-- | XS4 ANSI electronic wire-free SVN HID iClass w/ key override, half escutcheon, O lever, left handed, antique brass finish, for use with KPB adapter | 1 |  | 1 Year | 770 | 0.15 | 654.5
36051 | Salto | AH660O00IAH8LW- | XS4 ANSI electronic RF wireless SVN HID iClass w/ key override, half escutcheon, O lever, left handed, antique brass finish, for use with KPB adapter | 1 |  | 1 Year | 862 | 0.15 | 732.7
36052 | Salto | AH660O00IAH8R-- | XS4 ANSI electronic wire-free SVN HID iClass w/ key override, half escutcheon, O lever, right handed, antique brass finish, for use with KPB adapter | 1 |  | 1 Year | 770 | 0.15 | 654.5
36053 | Salto | AH660O00IAH8RW- | XS4 ANSI electronic RF wireless SVN HID iClass w/ key override, half escutcheon, O lever, right handed, antique brass finish, for use with KPB adapter | 1 |  | 1 Year | 862 | 0.15 | 732.7
36054 | Salto | AH660O00IAP7L-- | XS4 ANSI electronic wire-free SVN HID iClass w/ key override, half escutcheon for use w/ concealed vertical rods, O lever, left handed, antique brass finish, for use with KPB adapter | 1 |  | 1 Year | 770 | 0.15 | 654.5
36055 | Salto | AH660O00IAP7LW- | XS4 ANSI electronic RF wireless SVN HID iClass w/ key override, half escutcheon for use w/ concealed vertical rods, O lever, left handed, antique brass finish, for use with KPB adapter | 1 |  | 1 Year | 862 | 0.15 | 732.7
36056 | Salto | AH660O00IAP7R-- | XS4 ANSI electronic wire-free SVN HID iClass w/ key override, half escutcheon for use w/ concealed vertical rods, O lever, right handed, antique brass finish, for use with KPB adapter | 1 |  | 1 Year | 770 | 0.15 | 654.5
36057 | Salto | AH660O00IAP7RW- | XS4 ANSI electronic RF wireless SVN HID iClass w/ key override, half escutcheon for use w/ concealed vertical rods, O lever, right handed, antique brass finish, for use with KPB adapter | 1 |  | 1 Year | 862 | 0.15 | 732.7
36058 | Salto | AH660O00IAP8L-- | XS4 ANSI electronic wire-free SVN HID iClass w/ key override, half escutcheon for use w/ concealed vertical rods, O lever, left handed, antique brass finish, for use with KPB adapter | 1 |  | 1 Year | 770 | 0.15 | 654.5
36059 | Salto | AH660O00IAP8LW- | XS4 ANSI electronic RF wireless SVN HID iClass w/ key override, half escutcheon for use w/ concealed vertical rods, O lever, left handed, antique brass finish, for use with KPB adapter | 1 |  | 1 Year | 862 | 0.15 | 732.7
36060 | Salto | AH660O00IAP8R-- | XS4 ANSI electronic wire-free SVN HID iClass w/ key override, half escutcheon for use w/ concealed vertical rods, O lever, right handed, antique brass finish, for use with KPB adapter | 1 |  | 1 Year | 770 | 0.15 | 654.5
36061 | Salto | AH660O00IAP8RW- | XS4 ANSI electronic RF wireless SVN HID iClass w/ key override, half escutcheon for use w/ concealed vertical rods, O lever, right handed, antique brass finish, for use with KPB adapter | 1 |  | 1 Year | 862 | 0.15 | 732.7
36062 | Salto | AH660O00IMH8L-- | XS4 ANSI electronic wire-free SVN HID iClass w/ key override, half escutcheon, O lever, left handed, satin stainless finish, for use with KPB adapter | 1 |  | 1 Year | 718 | 0.15 | 610.3
36063 | Salto | AH660O00IMH8LW- | XS4 ANSI electronic RF wireless SVN HID iClass w/ key override, half escutcheon, O lever, left handed, satin stainless finish, for use with KPB adapter | 1 |  | 1 Year | 810 | 0.15 | 688.5
36064 | Salto | AH660O00IMH8R-- | XS4 ANSI electronic wire-free SVN HID iClass w/ key override, half escutcheon, O lever, right handed, satin stainless finish, for use with KPB adapter | 1 |  | 1 Year | 718 | 0.15 | 610.3
36065 | Salto | AH660O00IMH8RW- | XS4 ANSI electronic RF wireless SVN HID iClass w/ key override, half escutcheon, O lever, right handed, satin stainless finish, for use with KPB adapter | 1 |  | 1 Year | 810 | 0.15 | 688.5
36066 | Salto | AH660O00IMP7L-- | XS4 ANSI electronic wire-free SVN HID iClass w/ key override, half escutcheon for use w/ concealed vertical rods, O lever, left handed, satin stainless finish, for use with KPB adapter | 1 |  | 1 Year | 718 | 0.15 | 610.3
36067 | Salto | AH660O00IMP7LW- | XS4 ANSI electronic RF wireless SVN HID iClass w/ key override, half escutcheon for use w/ concealed vertical rods, O lever, left handed, satin stainless finish, for use with KPB adapter | 1 |  | 1 Year | 810 | 0.15 | 688.5
36068 | Salto | AH660O00IMP7R-- | XS4 ANSI electronic wire-free SVN HID iClass w/ key override, half escutcheon for use w/ concealed vertical rods, O lever, right handed, satin stainless finish, for use with KPB adapter | 1 |  | 1 Year | 718 | 0.15 | 610.3
36069 | Salto | AH660O00IMP7RW- | XS4 ANSI electronic RF wireless SVN HID iClass w/ key override, half escutcheon for use w/ concealed vertical rods, O lever, right handed, satin stainless finish, for use with KPB adapter | 1 |  | 1 Year | 810 | 0.15 | 688.5
36070 | Salto | AH660O00IMP8L-- | XS4 ANSI electronic wire-free SVN HID iClass w/ key override, half escutcheon for use w/ concealed vertical rods, O lever, left handed, satin stainless finish, for use with KPB adapter | 1 |  | 1 Year | 718 | 0.15 | 610.3
36071 | Salto | AH660O00IMP8LW- | XS4 ANSI electronic RF wireless SVN HID iClass w/ key override, half escutcheon for use w/ concealed vertical rods, O lever, left handed, satin stainless finish, for use with KPB adapter | 1 |  | 1 Year | 810 | 0.15 | 688.5
36072 | Salto | AH660O00IMP8R-- | XS4 ANSI electronic wire-free SVN HID iClass w/ key override, half escutcheon for use w/ concealed vertical rods, O lever, right handed, satin stainless finish, for use with KPB adapter | 1 |  | 1 Year | 718 | 0.15 | 610.3
36073 | Salto | AH660O00IMP8RW- | XS4 ANSI electronic RF wireless SVN HID iClass w/ key override, half escutcheon for use w/ concealed vertical rods, O lever, right handed, satin stainless finish, for use with KPB adapter | 1 |  | 1 Year | 810 | 0.15 | 688.5
36074 | Salto | AH660O00IPH8L-- | XS4 ANSI electronic wire-free SVN HID iClass w/ key override, half escutcheon, O lever, left handed, bright stainless steel finish, for use with KPB adapter | 1 |  | 1 Year | 734.3 | 0.15 | 624.155
36075 | Salto | AH660O00IPH8LW- | XS4 ANSI electronic RF wireless SVN HID iClass w/ key override, half escutcheon, O lever, left handed, bright stainless steel finish, for use with KPB adapter | 1 |  | 1 Year | 826.3 | 0.15 | 702.355
36076 | Salto | AH660O00IPH8R-- | XS4 ANSI electronic wire-free SVN HID iClass w/ key override, half escutcheon, O lever, right handed, bright stainless steel finish, for use with KPB adapter | 1 |  | 1 Year | 734.3 | 0.15 | 624.155
36077 | Salto | AH660O00IPH8RW- | XS4 ANSI electronic RF wireless SVN HID iClass w/ key override, half escutcheon, O lever, right handed, bright stainless steel finish, for use with KPB adapter | 1 |  | 1 Year | 826.3 | 0.15 | 702.355
36078 | Salto | AH660O00IPP7L-- | XS4 ANSI electronic wire-free SVN HID iClass w/ key override, half escutcheon for use w/ concealed vertical rods, O lever, left handed, bright stainless steel finish, for use with KPB adapter | 1 |  | 1 Year | 734.3 | 0.15 | 624.155
36079 | Salto | AH660O00IPP7LW- | XS4 ANSI electronic RF wireless SVN HID iClass w/ key override, half escutcheon for use w/ concealed vertical rods, O lever, left handed, bright stainless steel finish, for use with KPB adapter | 1 |  | 1 Year | 826.3 | 0.15 | 702.355
36080 | Salto | AH660O00IPP7R-- | XS4 ANSI electronic wire-free SVN HID iClass w/ key override, half escutcheon for use w/ concealed vertical rods, O lever, right handed, bright stainless steel finish, for use with KPB adapter | 1 |  | 1 Year | 734.3 | 0.15 | 624.155
36081 | Salto | AH660O00IPP7RW- | XS4 ANSI electronic RF wireless SVN HID iClass w/ key override, half escutcheon for use w/ concealed vertical rods, O lever, right handed, bright stainless steel finish, for use with KPB adapter | 1 |  | 1 Year | 826.3 | 0.15 | 702.355
36082 | Salto | AH660O00IPP8L-- | XS4 ANSI electronic wire-free SVN HID iClass w/ key override, half escutcheon for use w/ concealed vertical rods, O lever, left handed, bright stainless steel finish, for use with KPB adapter | 1 |  | 1 Year | 734.3 | 0.15 | 624.155
36083 | Salto | AH660O00IPP8LW- | XS4 ANSI electronic RF wireless SVN HID iClass w/ key override, half escutcheon for use w/ concealed vertical rods, O lever, left handed, bright stainless steel finish, for use with KPB adapter | 1 |  | 1 Year | 826.3 | 0.15 | 702.355
36084 | Salto | AH660O00IPP8R-- | XS4 ANSI electronic wire-free SVN HID iClass w/ key override, half escutcheon for use w/ concealed vertical rods, O lever, right handed, bright stainless steel finish, for use with KPB adapter | 1 |  | 1 Year | 734.3 | 0.15 | 624.155
36085 | Salto | AH660O00IPP8RW- | XS4 ANSI electronic RF wireless SVN HID iClass w/ key override, half escutcheon for use w/ concealed vertical rods, O lever, right handed, bright stainless steel finish, for use with KPB adapter | 1 |  | 1 Year | 826.3 | 0.15 | 702.355
36086 | Salto | AH660O00NEH8L-- | XS4 ANSI electronic wire-free SVN HID iClass w/ key override, half escutcheon, O lever, left handed, black chromium finish, for use with KPB adapter | 1 |  | 1 Year | 752.7 | 0.15 | 639.795
36087 | Salto | AH660O00NEH8LW- | XS4 ANSI electronic RF wireless SVN HID iClass w/ key override, half escutcheon, O lever, left handed, black chromium finish, for use with KPB adapter | 1 |  | 1 Year | 844.7 | 0.15 | 717.995
36088 | Salto | AH660O00NEH8R-- | XS4 ANSI electronic wire-free SVN HID iClass w/ key override, half escutcheon, O lever, right handed, black chromium finish, for use with KPB adapter | 1 |  | 1 Year | 752.7 | 0.15 | 639.795
36089 | Salto | AH660O00NEH8RW- | XS4 ANSI electronic RF wireless SVN HID iClass w/ key override, half escutcheon, O lever, right handed, black chromium finish, for use with KPB adapter | 1 |  | 1 Year | 844.7 | 0.15 | 717.995
36090 | Salto | AH660O00NEP7L-- | XS4 ANSI electronic wire-free SVN HID iClass w/ key override, half escutcheon for use w/ concealed vertical rods, O lever, left handed, black chromium finish, for use with KPB adapter | 1 |  | 1 Year | 752.7 | 0.15 | 639.795
36091 | Salto | AH660O00NEP7LW- | XS4 ANSI electronic RF wireless SVN HID iClass w/ key override, half escutcheon for use w/ concealed vertical rods, O lever, left handed, black chromium finish, for use with KPB adapter | 1 |  | 1 Year | 844.7 | 0.15 | 717.995
36092 | Salto | AH660O00NEP7R-- | XS4 ANSI electronic wire-free SVN HID iClass w/ key override, half escutcheon for use w/ concealed vertical rods, O lever, right handed, black chromium finish, for use with KPB adapter | 1 |  | 1 Year | 752.7 | 0.15 | 639.795
36093 | Salto | AH660O00NEP7RW- | XS4 ANSI electronic RF wireless SVN HID iClass w/ key override, half escutcheon for use w/ concealed vertical rods, O lever, right handed, black chromium finish, for use with KPB adapter | 1 |  | 1 Year | 844.7 | 0.15 | 717.995
36094 | Salto | AH660O00NEP8L-- | XS4 ANSI electronic wire-free SVN HID iClass w/ key override, half escutcheon for use w/ concealed vertical rods, O lever, left handed, black chromium finish, for use with KPB adapter | 1 |  | 1 Year | 752.7 | 0.15 | 639.795
36095 | Salto | AH660O00NEP8LW- | XS4 ANSI electronic RF wireless SVN HID iClass w/ key override, half escutcheon for use w/ concealed vertical rods, O lever, left handed, black chromium finish, for use with KPB adapter | 1 |  | 1 Year | 844.7 | 0.15 | 717.995
36096 | Salto | AH660O00NEP8R-- | XS4 ANSI electronic wire-free SVN HID iClass w/ key override, half escutcheon for use w/ concealed vertical rods, O lever, right handed, black chromium finish, for use with KPB adapter | 1 |  | 1 Year | 752.7 | 0.15 | 639.795
36097 | Salto | AH660O00NEP8RW- | XS4 ANSI electronic RF wireless SVN HID iClass w/ key override, half escutcheon for use w/ concealed vertical rods, O lever, right handed, black chromium finish, for use with KPB adapter | 1 |  | 1 Year | 844.7 | 0.15 | 717.995
36098 | Salto | AH660O00PMH8L-- | XS4 ANSI electronic wire-free SVN HID iClass w/ key override, half escutcheon, O lever, left handed, satin brass finish, for use with KPB adapter | 1 |  | 1 Year | 718 | 0.15 | 610.3
36099 | Salto | AH660O00PMH8LW- | XS4 ANSI electronic RF wireless SVN HID iClass w/ key override, half escutcheon, O lever, left handed, satin brass finish, for use with KPB adapter | 1 |  | 1 Year | 810 | 0.15 | 688.5
36100 | Salto | AH660O00PMH8R-- | XS4 ANSI electronic wire-free SVN HID iClass w/ key override, half escutcheon, O lever, right handed, satin brass finish, for use with KPB adapter | 1 |  | 1 Year | 718 | 0.15 | 610.3
36101 | Salto | AH660O00PMH8RW- | XS4 ANSI electronic RF wireless SVN HID iClass w/ key override, half escutcheon, O lever, right handed, satin brass finish, for use with KPB adapter | 1 |  | 1 Year | 810 | 0.15 | 688.5
36102 | Salto | AH660O00PMP7L-- | XS4 ANSI electronic wire-free SVN HID iClass w/ key override, half escutcheon for use w/ concealed vertical rods, O lever, left handed, satin brass finish, for use with KPB adapter | 1 |  | 1 Year | 718 | 0.15 | 610.3
36103 | Salto | AH660O00PMP7LW- | XS4 ANSI electronic RF wireless SVN HID iClass w/ key override, half escutcheon for use w/ concealed vertical rods, O lever, left handed, satin brass finish, for use with KPB adapter | 1 |  | 1 Year | 810 | 0.15 | 688.5
36104 | Salto | AH660O00PMP7R-- | XS4 ANSI electronic wire-free SVN HID iClass w/ key override, half escutcheon for use w/ concealed vertical rods, O lever, right handed, satin brass finish, for use with KPB adapter | 1 |  | 1 Year | 718 | 0.15 | 610.3
36105 | Salto | AH660O00PMP7RW- | XS4 ANSI electronic RF wireless SVN HID iClass w/ key override, half escutcheon for use w/ concealed vertical rods, O lever, right handed, satin brass finish, for use with KPB adapter | 1 |  | 1 Year | 810 | 0.15 | 688.5
36106 | Salto | AH660O00PMP8L-- | XS4 ANSI electronic wire-free SVN HID iClass w/ key override, half escutcheon for use w/ concealed vertical rods, O lever, left handed, satin brass finish, for use with KPB adapter | 1 |  | 1 Year | 718 | 0.15 | 610.3
36107 | Salto | AH660O00PMP8LW- | XS4 ANSI electronic RF wireless SVN HID iClass w/ key override, half escutcheon for use w/ concealed vertical rods, O lever, left handed, satin brass finish, for use with KPB adapter | 1 |  | 1 Year | 810 | 0.15 | 688.5
36108 | Salto | AH660O00PMP8R-- | XS4 ANSI electronic wire-free SVN HID iClass w/ key override, half escutcheon for use w/ concealed vertical rods, O lever, right handed, satin brass finish, for use with KPB adapter | 1 |  | 1 Year | 718 | 0.15 | 610.3
36109 | Salto | AH660O00PMP8RW- | XS4 ANSI electronic RF wireless SVN HID iClass w/ key override, half escutcheon for use w/ concealed vertical rods, O lever, right handed, satin brass finish, for use with KPB adapter | 1 |  | 1 Year | 810 | 0.15 | 688.5
36110 | Salto | AH660O00PPH8L-- | XS4 ANSI electronic wire-free SVN HID iClass w/ key override, half escutcheon, O lever, left handed, bright brass finish, for use with KPB adapter | 1 |  | 1 Year | 734.3 | 0.15 | 624.155
36111 | Salto | AH660O00PPH8LW- | XS4 ANSI electronic RF wireless SVN HID iClass w/ key override, half escutcheon, O lever, left handed, bright brass finish, for use with KPB adapter | 1 |  | 1 Year | 826.3 | 0.15 | 702.355
36112 | Salto | AH660O00PPH8R-- | XS4 ANSI electronic wire-free SVN HID iClass w/ key override, half escutcheon, O lever, right handed, bright brass finish, for use with KPB adapter | 1 |  | 1 Year | 734.3 | 0.15 | 624.155
36113 | Salto | AH660O00PPH8RW- | XS4 ANSI electronic RF wireless SVN HID iClass w/ key override, half escutcheon, O lever, right handed, bright brass finish, for use with KPB adapter | 1 |  | 1 Year | 826.3 | 0.15 | 702.355
36114 | Salto | AH660O00PPP7L-- | XS4 ANSI electronic wire-free SVN HID iClass w/ key override, half escutcheon for use w/ concealed vertical rods, O lever, left handed, bright brass finish, for use with KPB adapter | 1 |  | 1 Year | 734.3 | 0.15 | 624.155
36115 | Salto | AH660O00PPP7LW- | XS4 ANSI electronic RF wireless SVN HID iClass w/ key override, half escutcheon for use w/ concealed vertical rods, O lever, left handed, bright brass finish, for use with KPB adapter | 1 |  | 1 Year | 826.3 | 0.15 | 702.355
36116 | Salto | AH660O00PPP7R-- | XS4 ANSI electronic wire-free SVN HID iClass w/ key override, half escutcheon for use w/ concealed vertical rods, O lever, right handed, bright brass finish, for use with KPB adapter | 1 |  | 1 Year | 734.3 | 0.15 | 624.155
36117 | Salto | AH660O00PPP7RW- | XS4 ANSI electronic RF wireless SVN HID iClass w/ key override, half escutcheon for use w/ concealed vertical rods, O lever, right handed, bright brass finish, for use with KPB adapter | 1 |  | 1 Year | 826.3 | 0.15 | 702.355
36118 | Salto | AH660O00PPP8L-- | XS4 ANSI electronic wire-free SVN HID iClass w/ key override, half escutcheon for use w/ concealed vertical rods, O lever, left handed, bright brass finish, for use with KPB adapter | 1 |  | 1 Year | 734.3 | 0.15 | 624.155
36119 | Salto | AH660O00PPP8LW- | XS4 ANSI electronic RF wireless SVN HID iClass w/ key override, half escutcheon for use w/ concealed vertical rods, O lever, left handed, bright brass finish, for use with KPB adapter | 1 |  | 1 Year | 826.3 | 0.15 | 702.355
36120 | Salto | AH660O00PPP8R-- | XS4 ANSI electronic wire-free SVN HID iClass w/ key override, half escutcheon for use w/ concealed vertical rods, O lever, right handed, bright brass finish, for use with KPB adapter | 1 |  | 1 Year | 734.3 | 0.15 | 624.155
36121 | Salto | AH660O00PPP8RW- | XS4 ANSI electronic RF wireless SVN HID iClass w/ key override, half escutcheon for use w/ concealed vertical rods, O lever, right handed, bright brass finish, for use with KPB adapter | 1 |  | 1 Year | 826.3 | 0.15 | 702.355
36122 | Salto | AH660W00BCH8--- | XS4 ANSI electronic wire-free SVN HID iClass w/ key override, half escutcheon, W lever, unhanded, BioCote antimicrobial finish, for use with KPB adapter | 1 |  | 1 Year | 759.8 | 0.15 | 645.83
36123 | Salto | AH660W00BCH8-W- | XS4 ANSI electronic RF wireless SVN HID iClass w/ key override, half escutcheon, W lever, unhanded, BioCote antimicrobial finish, for use with KPB adapter | 1 |  | 1 Year | 851.8 | 0.15 | 724.03
36124 | Salto | AH660W00BCP7--- | XS4 ANSI electronic wire-free SVN HID iClass w/ key override, half escutcheon for use w/ concealed vertical rods, W lever, unhanded, BioCote antimicrobial finish, for use with KPB adapter | 1 |  | 1 Year | 759.8 | 0.15 | 645.83
36125 | Salto | AH660W00BCP7-W- | XS4 ANSI electronic RF wireless SVN HID iClass w/ key override, half escutcheon for use w/ concealed vertical rods, W lever, unhanded, BioCote antimicrobial finish, for use with KPB adapter | 1 |  | 1 Year | 851.8 | 0.15 | 724.03
36126 | Salto | AH660W00BCP8--- | XS4 ANSI electronic wire-free SVN HID iClass w/ key override, half escutcheon for use w/ concealed vertical rods, W lever, unhanded, BioCote antimicrobial finish, for use with KPB adapter | 1 |  | 1 Year | 759.8 | 0.15 | 645.83
36127 | Salto | AH660W00BCP8-W- | XS4 ANSI electronic RF wireless SVN HID iClass w/ key override, half escutcheon for use w/ concealed vertical rods, W lever, unhanded, BioCote antimicrobial finish, for use with KPB adapter | 1 |  | 1 Year | 851.8 | 0.15 | 724.03
36128 | Salto | AH660W00IAH8--- | XS4 ANSI electronic wire-free SVN HID iClass w/ key override, half escutcheon, W lever, unhanded, antique brass finish, for use with KPB adapter | 1 |  | 1 Year | 759.8 | 0.15 | 645.83
36129 | Salto | AH660W00IAH8-W- | XS4 ANSI electronic RF wireless SVN HID iClass w/ key override, half escutcheon, W lever, unhanded, antique brass finish, for use with KPB adapter | 1 |  | 1 Year | 851.8 | 0.15 | 724.03
36130 | Salto | AH660W00IAP7--- | XS4 ANSI electronic wire-free SVN HID iClass w/ key override, half escutcheon for use w/ concealed vertical rods, W lever, unhanded, antique brass finish, for use with KPB adapter | 1 |  | 1 Year | 759.8 | 0.15 | 645.83
36131 | Salto | AH660W00IAP7-W- | XS4 ANSI electronic RF wireless SVN HID iClass w/ key override, half escutcheon for use w/ concealed vertical rods, W lever, unhanded, antique brass finish, for use with KPB adapter | 1 |  | 1 Year | 851.8 | 0.15 | 724.03
36132 | Salto | AH660W00IAP8--- | XS4 ANSI electronic wire-free SVN HID iClass w/ key override, half escutcheon for use w/ concealed vertical rods, W lever, unhanded, antique brass finish, for use with KPB adapter | 1 |  | 1 Year | 759.8 | 0.15 | 645.83
36133 | Salto | AH660W00IAP8-W- | XS4 ANSI electronic RF wireless SVN HID iClass w/ key override, half escutcheon for use w/ concealed vertical rods, W lever, unhanded, antique brass finish, for use with KPB adapter | 1 |  | 1 Year | 851.8 | 0.15 | 724.03
36134 | Salto | AH660W00IMH8--- | XS4 ANSI electronic wire-free SVN HID iClass w/ key override, half escutcheon, W lever, unhanded, satin stainless finish, for use with KPB adapter | 1 |  | 1 Year | 707.8 | 0.15 | 601.63
36135 | Salto | AH660W00IMH8-W- | XS4 ANSI electronic RF wireless SVN HID iClass w/ key override, half escutcheon, W lever, unhanded, satin stainless finish, for use with KPB adapter | 1 |  | 1 Year | 799.8 | 0.15 | 679.83
36136 | Salto | AH660W00IMP7--- | XS4 ANSI electronic wire-free SVN HID iClass w/ key override, half escutcheon for use w/ concealed vertical rods, W lever, unhanded, satin stainless finish, for use with KPB adapter | 1 |  | 1 Year | 707.8 | 0.15 | 601.63
36137 | Salto | AH660W00IMP7-W- | XS4 ANSI electronic RF wireless SVN HID iClass w/ key override, half escutcheon for use w/ concealed vertical rods, W lever, unhanded, satin stainless finish, for use with KPB adapter | 1 |  | 1 Year | 799.8 | 0.15 | 679.83
36138 | Salto | AH660W00IMP8--- | XS4 ANSI electronic wire-free SVN HID iClass w/ key override, half escutcheon for use w/ concealed vertical rods, W lever, unhanded, satin stainless finish, for use with KPB adapter | 1 |  | 1 Year | 707.8 | 0.15 | 601.63
36139 | Salto | AH660W00IMP8-W- | XS4 ANSI electronic RF wireless SVN HID iClass w/ key override, half escutcheon for use w/ concealed vertical rods, W lever, unhanded, satin stainless finish, for use with KPB adapter | 1 |  | 1 Year | 799.8 | 0.15 | 679.83
36140 | Salto | AH660W00IPH8--- | XS4 ANSI electronic wire-free SVN HID iClass w/ key override, half escutcheon, W lever, unhanded, bright stainless steel finish, for use with KPB adapter | 1 |  | 1 Year | 724.1 | 0.15 | 615.485
36141 | Salto | AH660W00IPH8-W- | XS4 ANSI electronic RF wireless SVN HID iClass w/ key override, half escutcheon, W lever, unhanded, bright stainless steel finish, for use with KPB adapter | 1 |  | 1 Year | 816.1 | 0.15 | 693.685
36142 | Salto | AH660W00IPP7--- | XS4 ANSI electronic wire-free SVN HID iClass w/ key override, half escutcheon for use w/ concealed vertical rods, W lever, unhanded, bright stainless steel finish, for use with KPB adapter | 1 |  | 1 Year | 724.1 | 0.15 | 615.485
36143 | Salto | AH660W00IPP7-W- | XS4 ANSI electronic RF wireless SVN HID iClass w/ key override, half escutcheon for use w/ concealed vertical rods, W lever, unhanded, bright stainless steel finish, for use with KPB adapter | 1 |  | 1 Year | 816.1 | 0.15 | 693.685
36144 | Salto | AH660W00IPP8--- | XS4 ANSI electronic wire-free SVN HID iClass w/ key override, half escutcheon for use w/ concealed vertical rods, W lever, unhanded, bright stainless steel finish, for use with KPB adapter | 1 |  | 1 Year | 724.1 | 0.15 | 615.485
36145 | Salto | AH660W00IPP8-W- | XS4 ANSI electronic RF wireless SVN HID iClass w/ key override, half escutcheon for use w/ concealed vertical rods, W lever, unhanded, bright stainless steel finish, for use with KPB adapter | 1 |  | 1 Year | 816.1 | 0.15 | 693.685
36146 | Salto | AH660W00NEH8--- | XS4 ANSI electronic wire-free SVN HID iClass w/ key override, half escutcheon, W lever, unhanded, black chromium finish, for use with KPB adapter | 1 |  | 1 Year | 742.5 | 0.15 | 631.125
36147 | Salto | AH660W00NEH8-W- | XS4 ANSI electronic RF wireless SVN HID iClass w/ key override, half escutcheon, W lever, unhanded, black chromium finish, for use with KPB adapter | 1 |  | 1 Year | 834.5 | 0.15 | 709.325
36148 | Salto | AH660W00NEP7--- | XS4 ANSI electronic wire-free SVN HID iClass w/ key override, half escutcheon for use w/ concealed vertical rods, W lever, unhanded, black chromium finish, for use with KPB adapter | 1 |  | 1 Year | 742.5 | 0.15 | 631.125
36149 | Salto | AH660W00NEP7-W- | XS4 ANSI electronic RF wireless SVN HID iClass w/ key override, half escutcheon for use w/ concealed vertical rods, W lever, unhanded, black chromium finish, for use with KPB adapter | 1 |  | 1 Year | 834.5 | 0.15 | 709.325
36150 | Salto | AH660W00NEP8--- | XS4 ANSI electronic wire-free SVN HID iClass w/ key override, half escutcheon for use w/ concealed vertical rods, W lever, unhanded, black chromium finish, for use with KPB adapter | 1 |  | 1 Year | 742.5 | 0.15 | 631.125
36151 | Salto | AH660W00NEP8-W- | XS4 ANSI electronic RF wireless SVN HID iClass w/ key override, half escutcheon for use w/ concealed vertical rods, W lever, unhanded, black chromium finish, for use with KPB adapter | 1 |  | 1 Year | 834.5 | 0.15 | 709.325
36152 | Salto | AH660W00PMH8--- | XS4 ANSI electronic wire-free SVN HID iClass w/ key override, half escutcheon, W lever, unhanded, satin brass finish, for use with KPB adapter | 1 |  | 1 Year | 707.8 | 0.15 | 601.63
36153 | Salto | AH660W00PMH8-W- | XS4 ANSI electronic RF wireless SVN HID iClass w/ key override, half escutcheon, W lever, unhanded, satin brass finish, for use with KPB adapter | 1 |  | 1 Year | 799.8 | 0.15 | 679.83
36154 | Salto | AH660W00PMP7--- | XS4 ANSI electronic wire-free SVN HID iClass w/ key override, half escutcheon for use w/ concealed vertical rods, W lever, unhanded, satin brass finish, for use with KPB adapter | 1 |  | 1 Year | 707.8 | 0.15 | 601.63
36155 | Salto | AH660W00PMP7-W- | XS4 ANSI electronic RF wireless SVN HID iClass w/ key override, half escutcheon for use w/ concealed vertical rods, W lever, unhanded, satin brass finish, for use with KPB adapter | 1 |  | 1 Year | 799.8 | 0.15 | 679.83
36156 | Salto | AH660W00PMP8--- | XS4 ANSI electronic wire-free SVN HID iClass w/ key override, half escutcheon for use w/ concealed vertical rods, W lever, unhanded, satin brass finish, for use with KPB adapter | 1 |  | 1 Year | 707.8 | 0.15 | 601.63
36157 | Salto | AH660W00PMP8-W- | XS4 ANSI electronic RF wireless SVN HID iClass w/ key override, half escutcheon for use w/ concealed vertical rods, W lever, unhanded, satin brass finish, for use with KPB adapter | 1 |  | 1 Year | 799.8 | 0.15 | 679.83
36158 | Salto | AH660W00PPH8--- | XS4 ANSI electronic wire-free SVN HID iClass w/ key override, half escutcheon, W lever, unhanded, bright brass finish, for use with KPB adapter | 1 |  | 1 Year | 724.1 | 0.15 | 615.485
36159 | Salto | AH660W00PPH8-W- | XS4 ANSI electronic RF wireless SVN HID iClass w/ key override, half escutcheon, W lever, unhanded, bright brass finish, for use with KPB adapter | 1 |  | 1 Year | 816.1 | 0.15 | 693.685
36160 | Salto | AH660W00PPP7--- | XS4 ANSI electronic wire-free SVN HID iClass w/ key override, half escutcheon for use w/ concealed vertical rods, W lever, unhanded, bright brass finish, for use with KPB adapter | 1 |  | 1 Year | 724.1 | 0.15 | 615.485
36161 | Salto | AH660W00PPP7-W- | XS4 ANSI electronic RF wireless SVN HID iClass w/ key override, half escutcheon for use w/ concealed vertical rods, W lever, unhanded, bright brass finish, for use with KPB adapter | 1 |  | 1 Year | 816.1 | 0.15 | 693.685
36162 | Salto | AH660W00PPP8--- | XS4 ANSI electronic wire-free SVN HID iClass w/ key override, half escutcheon for use w/ concealed vertical rods, W lever, unhanded, bright brass finish, for use with KPB adapter | 1 |  | 1 Year | 724.1 | 0.15 | 615.485
36163 | Salto | AH660W00PPP8-W- | XS4 ANSI electronic RF wireless SVN HID iClass w/ key override, half escutcheon for use w/ concealed vertical rods, W lever, unhanded, bright brass finish, for use with KPB adapter | 1 |  | 1 Year | 816.1 | 0.15 | 693.685
36164 | Salto | AJ650200IMH8--K | XS4 ANSI electronic wire-free SVN BLE / HID iClass half escutcheon, with keypad, Columbo Robodue premium series lever, unhanded, satin stainless finish, for use with KPB adapter | 1 |  | 1 Year | 792.7 | 0.15 | 673.795
36165 | Salto | AJ650200IMH8-WK | XS4 ANSI electronic RF wireless SVN BLE / HID iClass half escutcheon, with keypad, Columbo Robodue premium series lever, unhanded, satin stainless finish, for use with KPB adapter | 1 |  | 1 Year | 884.7 | 0.15 | 751.995
36166 | Salto | AJ650200IMP7--K | XS4 ANSI electronic wire-free SVN BLE / HID iClass half escutcheon for use w/ concealed vertical rods, with keypad, Columbo Robodue premium series lever, unhanded, satin stainless finish, for use with KPB adapter | 1 |  | 1 Year | 792.7 | 0.15 | 673.795
36167 | Salto | AJ650200IMP7-WK | XS4 ANSI electronic RF wireless SVN BLE / HID iClass half escutcheon for use w/ concealed vertical rods, with keypad, Columbo Robodue premium series lever, unhanded, satin stainless finish, for use with KPB adapter | 1 |  | 1 Year | 884.7 | 0.15 | 751.995
36168 | Salto | AJ650200IMP8--K | XS4 ANSI electronic wire-free SVN BLE / HID iClass half escutcheon for use w/ concealed vertical rods, with keypad, Columbo Robodue premium series lever, unhanded, satin stainless finish, for use with KPB adapter | 1 |  | 1 Year | 792.7 | 0.15 | 673.795
36169 | Salto | AJ650200IMP8-WK | XS4 ANSI electronic RF wireless SVN BLE / HID iClass half escutcheon for use w/ concealed vertical rods, with keypad, Columbo Robodue premium series lever, unhanded, satin stainless finish, for use with KPB adapter | 1 |  | 1 Year | 884.7 | 0.15 | 751.995
36170 | Salto | AJ650200IPH8--K | XS4 ANSI electronic wire-free SVN BLE / HID iClass half escutcheon, with keypad, Columbo Robodue premium series lever, unhanded, bright stainless steel finish, for use with KPB adapter | 1 |  | 1 Year | 809 | 0.15 | 687.65
36171 | Salto | AJ650200IPH8-WK | XS4 ANSI electronic RF wireless SVN BLE / HID iClass half escutcheon, with keypad, Columbo Robodue premium series lever, unhanded, bright stainless steel finish, for use with KPB adapter | 1 |  | 1 Year | 901 | 0.15 | 765.85
36172 | Salto | AJ650200IPP7--K | XS4 ANSI electronic wire-free SVN BLE / HID iClass half escutcheon for use w/ concealed vertical rods, with keypad, Columbo Robodue premium series lever, unhanded, bright stainless steel finish, for use with KPB adapter | 1 |  | 1 Year | 809 | 0.15 | 687.65
36173 | Salto | AJ650200IPP7-WK | XS4 ANSI electronic RF wireless SVN BLE / HID iClass half escutcheon for use w/ concealed vertical rods, with keypad, Columbo Robodue premium series lever, unhanded, bright stainless steel finish, for use with KPB adapter | 1 |  | 1 Year | 901 | 0.15 | 765.85
36174 | Salto | AJ650200IPP8--K | XS4 ANSI electronic wire-free SVN BLE / HID iClass half escutcheon for use w/ concealed vertical rods, with keypad, Columbo Robodue premium series lever, unhanded, bright stainless steel finish, for use with KPB adapter | 1 |  | 1 Year | 809 | 0.15 | 687.65
36175 | Salto | AJ650200IPP8-WK | XS4 ANSI electronic RF wireless SVN BLE / HID iClass half escutcheon for use w/ concealed vertical rods, with keypad, Columbo Robodue premium series lever, unhanded, bright stainless steel finish, for use with KPB adapter | 1 |  | 1 Year | 901 | 0.15 | 765.85
36176 | Salto | AJ650200PPH8--K | XS4 ANSI electronic wire-free SVN BLE / HID iClass half escutcheon, with keypad, Columbo Robodue premium series lever, unhanded, bright brass finish, for use with KPB adapter | 1 |  | 1 Year | 809 | 0.15 | 687.65
36177 | Salto | AJ650200PPH8-WK | XS4 ANSI electronic RF wireless SVN BLE / HID iClass half escutcheon, with keypad, Columbo Robodue premium series lever, unhanded, bright brass finish, for use with KPB adapter | 1 |  | 1 Year | 901 | 0.15 | 765.85
36178 | Salto | AJ650200PPP7--K | XS4 ANSI electronic wire-free SVN BLE / HID iClass half escutcheon for use w/ concealed vertical rods, with keypad, Columbo Robodue premium series lever, unhanded, bright brass finish, for use with KPB adapter | 1 |  | 1 Year | 809 | 0.15 | 687.65
36179 | Salto | AJ650200PPP7-WK | XS4 ANSI electronic RF wireless SVN BLE / HID iClass half escutcheon for use w/ concealed vertical rods, with keypad, Columbo Robodue premium series lever, unhanded, bright brass finish, for use with KPB adapter | 1 |  | 1 Year | 901 | 0.15 | 765.85
36180 | Salto | AJ650200PPP8--K | XS4 ANSI electronic wire-free SVN BLE / HID iClass half escutcheon for use w/ concealed vertical rods, with keypad, Columbo Robodue premium series lever, unhanded, bright brass finish, for use with KPB adapter | 1 |  | 1 Year | 809 | 0.15 | 687.65
36181 | Salto | AJ650200PPP8-WK | XS4 ANSI electronic RF wireless SVN BLE / HID iClass half escutcheon for use w/ concealed vertical rods, with keypad, Columbo Robodue premium series lever, unhanded, bright brass finish, for use with KPB adapter | 1 |  | 1 Year | 901 | 0.15 | 765.85
36182 | Salto | AJ650300IMH8--K | XS4 ANSI electronic wire-free SVN BLE / HID iClass half escutcheon, with keypad, Columbo Robotre premium series lever, unhanded, satin stainless finish, for use with KPB adapter | 1 |  | 1 Year | 792.7 | 0.15 | 673.795
36183 | Salto | AJ650300IMH8-WK | XS4 ANSI electronic RF wireless SVN BLE / HID iClass half escutcheon, with keypad, Columbo Robotre premium series lever, unhanded, satin stainless finish, for use with KPB adapter | 1 |  | 1 Year | 884.7 | 0.15 | 751.995
36184 | Salto | AJ650300IMP7--K | XS4 ANSI electronic wire-free SVN BLE / HID iClass half escutcheon for use w/ concealed vertical rods, with keypad, Columbo Robotre premium series lever, unhanded, satin stainless finish, for use with KPB adapter | 1 |  | 1 Year | 792.7 | 0.15 | 673.795
36185 | Salto | AJ650300IMP7-WK | XS4 ANSI electronic RF wireless SVN BLE / HID iClass half escutcheon for use w/ concealed vertical rods, with keypad, Columbo Robotre premium series lever, unhanded, satin stainless finish, for use with KPB adapter | 1 |  | 1 Year | 884.7 | 0.15 | 751.995
36186 | Salto | AJ650300IMP8--K | XS4 ANSI electronic wire-free SVN BLE / HID iClass half escutcheon for use w/ concealed vertical rods, with keypad, Columbo Robotre premium series lever, unhanded, satin stainless finish, for use with KPB adapter | 1 |  | 1 Year | 792.7 | 0.15 | 673.795
36187 | Salto | AJ650300IMP8-WK | XS4 ANSI electronic RF wireless SVN BLE / HID iClass half escutcheon for use w/ concealed vertical rods, with keypad, Columbo Robotre premium series lever, unhanded, satin stainless finish, for use with KPB adapter | 1 |  | 1 Year | 884.7 | 0.15 | 751.995
36188 | Salto | AJ650300IPH8--K | XS4 ANSI electronic wire-free SVN BLE / HID iClass half escutcheon, with keypad, Columbo Robotre premium series lever, unhanded, bright stainless steel finish, for use with KPB adapter | 1 |  | 1 Year | 809 | 0.15 | 687.65
36189 | Salto | AJ650300IPH8-WK | XS4 ANSI electronic RF wireless SVN BLE / HID iClass half escutcheon, with keypad, Columbo Robotre premium series lever, unhanded, bright stainless steel finish, for use with KPB adapter | 1 |  | 1 Year | 901 | 0.15 | 765.85
36190 | Salto | AJ650300IPP7--K | XS4 ANSI electronic wire-free SVN BLE / HID iClass half escutcheon for use w/ concealed vertical rods, with keypad, Columbo Robotre premium series lever, unhanded, bright stainless steel finish, for use with KPB adapter | 1 |  | 1 Year | 809 | 0.15 | 687.65
36191 | Salto | AJ650300IPP7-WK | XS4 ANSI electronic RF wireless SVN BLE / HID iClass half escutcheon for use w/ concealed vertical rods, with keypad, Columbo Robotre premium series lever, unhanded, bright stainless steel finish, for use with KPB adapter | 1 |  | 1 Year | 901 | 0.15 | 765.85
36192 | Salto | AJ650300IPP8--K | XS4 ANSI electronic wire-free SVN BLE / HID iClass half escutcheon for use w/ concealed vertical rods, with keypad, Columbo Robotre premium series lever, unhanded, bright stainless steel finish, for use with KPB adapter | 1 |  | 1 Year | 809 | 0.15 | 687.65
36193 | Salto | AJ650300IPP8-WK | XS4 ANSI electronic RF wireless SVN BLE / HID iClass half escutcheon for use w/ concealed vertical rods, with keypad, Columbo Robotre premium series lever, unhanded, bright stainless steel finish, for use with KPB adapter | 1 |  | 1 Year | 901 | 0.15 | 765.85
36194 | Salto | AJ650300PPH8--K | XS4 ANSI electronic wire-free SVN BLE / HID iClass half escutcheon, with keypad, Columbo Robotre premium series lever, unhanded, bright brass finish, for use with KPB adapter | 1 |  | 1 Year | 809 | 0.15 | 687.65
36195 | Salto | AJ650300PPH8-WK | XS4 ANSI electronic RF wireless SVN BLE / HID iClass half escutcheon, with keypad, Columbo Robotre premium series lever, unhanded, bright brass finish, for use with KPB adapter | 1 |  | 1 Year | 901 | 0.15 | 765.85
36196 | Salto | AJ650300PPP7--K | XS4 ANSI electronic wire-free SVN BLE / HID iClass half escutcheon for use w/ concealed vertical rods, with keypad, Columbo Robotre premium series lever, unhanded, bright brass finish, for use with KPB adapter | 1 |  | 1 Year | 809 | 0.15 | 687.65
36197 | Salto | AJ650300PPP7-WK | XS4 ANSI electronic RF wireless SVN BLE / HID iClass half escutcheon for use w/ concealed vertical rods, with keypad, Columbo Robotre premium series lever, unhanded, bright brass finish, for use with KPB adapter | 1 |  | 1 Year | 901 | 0.15 | 765.85
36198 | Salto | AJ650300PPP8--K | XS4 ANSI electronic wire-free SVN BLE / HID iClass half escutcheon for use w/ concealed vertical rods, with keypad, Columbo Robotre premium series lever, unhanded, bright brass finish, for use with KPB adapter | 1 |  | 1 Year | 809 | 0.15 | 687.65
36199 | Salto | AJ650300PPP8-WK | XS4 ANSI electronic RF wireless SVN BLE / HID iClass half escutcheon for use w/ concealed vertical rods, with keypad, Columbo Robotre premium series lever, unhanded, bright brass finish, for use with KPB adapter | 1 |  | 1 Year | 901 | 0.15 | 765.85
36200 | Salto | AJ650400IMH8--K | XS4 ANSI electronic wire-free SVN BLE / HID iClass half escutcheon, with keypad, Columbo Roboquattro premium series lever, unhanded, satin stainless finish, for use with KPB adapter | 1 |  | 1 Year | 792.7 | 0.15 | 673.795
36201 | Salto | AJ650400IMH8-WK | XS4 ANSI electronic RF wireless SVN BLE / HID iClass half escutcheon, with keypad, Columbo Roboquattro premium series lever, unhanded, satin stainless finish, for use with KPB adapter | 1 |  | 1 Year | 884.7 | 0.15 | 751.995
36202 | Salto | AJ650400IMP7--K | XS4 ANSI electronic wire-free SVN BLE / HID iClass half escutcheon for use w/ concealed vertical rods, with keypad, Columbo Roboquattro premium series lever, unhanded, satin stainless finish, for use with KPB adapter | 1 |  | 1 Year | 792.7 | 0.15 | 673.795
36203 | Salto | AJ650400IMP7-WK | XS4 ANSI electronic RF wireless SVN BLE / HID iClass half escutcheon for use w/ concealed vertical rods, with keypad, Columbo Roboquattro premium series lever, unhanded, satin stainless finish, for use with KPB adapter | 1 |  | 1 Year | 884.7 | 0.15 | 751.995
36204 | Salto | AJ650400IMP8--K | XS4 ANSI electronic wire-free SVN BLE / HID iClass half escutcheon for use w/ concealed vertical rods, with keypad, Columbo Roboquattro premium series lever, unhanded, satin stainless finish, for use with KPB adapter | 1 |  | 1 Year | 792.7 | 0.15 | 673.795
36205 | Salto | AJ650400IMP8-WK | XS4 ANSI electronic RF wireless SVN BLE / HID iClass half escutcheon for use w/ concealed vertical rods, with keypad, Columbo Roboquattro premium series lever, unhanded, satin stainless finish, for use with KPB adapter | 1 |  | 1 Year | 884.7 | 0.15 | 751.995
36206 | Salto | AJ650400IPH8--K | XS4 ANSI electronic wire-free SVN BLE / HID iClass half escutcheon, with keypad, Columbo Roboquattro premium series lever, unhanded, bright stainless steel finish, for use with KPB adapter | 1 |  | 1 Year | 809 | 0.15 | 687.65
36207 | Salto | AJ650400IPH8-WK | XS4 ANSI electronic RF wireless SVN BLE / HID iClass half escutcheon, with keypad, Columbo Roboquattro premium series lever, unhanded, bright stainless steel finish, for use with KPB adapter | 1 |  | 1 Year | 901 | 0.15 | 765.85
36208 | Salto | AJ650400IPP7--K | XS4 ANSI electronic wire-free SVN BLE / HID iClass half escutcheon for use w/ concealed vertical rods, with keypad, Columbo Roboquattro premium series lever, unhanded, bright stainless steel finish, for use with KPB adapter | 1 |  | 1 Year | 809 | 0.15 | 687.65
36209 | Salto | AJ650400IPP7-WK | XS4 ANSI electronic RF wireless SVN BLE / HID iClass half escutcheon for use w/ concealed vertical rods, with keypad, Columbo Roboquattro premium series lever, unhanded, bright stainless steel finish, for use with KPB adapter | 1 |  | 1 Year | 901 | 0.15 | 765.85
36210 | Salto | AJ650400IPP8--K | XS4 ANSI electronic wire-free SVN BLE / HID iClass half escutcheon for use w/ concealed vertical rods, with keypad, Columbo Roboquattro premium series lever, unhanded, bright stainless steel finish, for use with KPB adapter | 1 |  | 1 Year | 809 | 0.15 | 687.65
36211 | Salto | AJ650400IPP8-WK | XS4 ANSI electronic RF wireless SVN BLE / HID iClass half escutcheon for use w/ concealed vertical rods, with keypad, Columbo Roboquattro premium series lever, unhanded, bright stainless steel finish, for use with KPB adapter | 1 |  | 1 Year | 901 | 0.15 | 765.85
36212 | Salto | AJ650400PPH8--K | XS4 ANSI electronic wire-free SVN BLE / HID iClass half escutcheon, with keypad, Columbo Roboquattro premium series lever, unhanded, bright brass finish, for use with KPB adapter | 1 |  | 1 Year | 809 | 0.15 | 687.65
36213 | Salto | AJ650400PPH8-WK | XS4 ANSI electronic RF wireless SVN BLE / HID iClass half escutcheon, with keypad, Columbo Roboquattro premium series lever, unhanded, bright brass finish, for use with KPB adapter | 1 |  | 1 Year | 901 | 0.15 | 765.85
36214 | Salto | AJ650400PPP7--K | XS4 ANSI electronic wire-free SVN BLE / HID iClass half escutcheon for use w/ concealed vertical rods, with keypad, Columbo Roboquattro premium series lever, unhanded, bright brass finish, for use with KPB adapter | 1 |  | 1 Year | 809 | 0.15 | 687.65
36215 | Salto | AJ650400PPP7-WK | XS4 ANSI electronic RF wireless SVN BLE / HID iClass half escutcheon for use w/ concealed vertical rods, with keypad, Columbo Roboquattro premium series lever, unhanded, bright brass finish, for use with KPB adapter | 1 |  | 1 Year | 901 | 0.15 | 765.85
36216 | Salto | AJ650400PPP8--K | XS4 ANSI electronic wire-free SVN BLE / HID iClass half escutcheon for use w/ concealed vertical rods, with keypad, Columbo Roboquattro premium series lever, unhanded, bright brass finish, for use with KPB adapter | 1 |  | 1 Year | 809 | 0.15 | 687.65
36217 | Salto | AJ650400PPP8-WK | XS4 ANSI electronic RF wireless SVN BLE / HID iClass half escutcheon for use w/ concealed vertical rods, with keypad, Columbo Roboquattro premium series lever, unhanded, bright brass finish, for use with KPB adapter | 1 |  | 1 Year | 901 | 0.15 | 765.85
36218 | Salto | AJ650700IMH8--K | XS4 ANSI electronic wire-free SVN BLE / HID iClass half escutcheon, with keypad, Columbo Mach premium series lever, unhanded, satin stainless finish, for use with KPB adapter | 1 |  | 1 Year | 792.7 | 0.15 | 673.795
36219 | Salto | AJ650700IMH8-WK | XS4 ANSI electronic RF wireless SVN BLE / HID iClass half escutcheon, with keypad, Columbo Mach premium series lever, unhanded, satin stainless finish, for use with KPB adapter | 1 |  | 1 Year | 884.7 | 0.15 | 751.995
36220 | Salto | AJ650700IMP7--K | XS4 ANSI electronic wire-free SVN BLE / HID iClass half escutcheon for use w/ concealed vertical rods, with keypad, Columbo Mach premium series lever, unhanded, satin stainless finish, for use with KPB adapter | 1 |  | 1 Year | 792.7 | 0.15 | 673.795
36221 | Salto | AJ650700IMP7-WK | XS4 ANSI electronic RF wireless SVN BLE / HID iClass half escutcheon for use w/ concealed vertical rods, with keypad, Columbo Mach premium series lever, unhanded, satin stainless finish, for use with KPB adapter | 1 |  | 1 Year | 884.7 | 0.15 | 751.995
36222 | Salto | AJ650700IMP8--K | XS4 ANSI electronic wire-free SVN BLE / HID iClass half escutcheon for use w/ concealed vertical rods, with keypad, Columbo Mach premium series lever, unhanded, satin stainless finish, for use with KPB adapter | 1 |  | 1 Year | 792.7 | 0.15 | 673.795
36223 | Salto | AJ650700IMP8-WK | XS4 ANSI electronic RF wireless SVN BLE / HID iClass half escutcheon for use w/ concealed vertical rods, with keypad, Columbo Mach premium series lever, unhanded, satin stainless finish, for use with KPB adapter | 1 |  | 1 Year | 884.7 | 0.15 | 751.995
36224 | Salto | AJ650700IPH8--K | XS4 ANSI electronic wire-free SVN BLE / HID iClass half escutcheon, with keypad, Columbo Mach premium series lever, unhanded, bright stainless steel finish, for use with KPB adapter | 1 |  | 1 Year | 809 | 0.15 | 687.65
36225 | Salto | AJ650700IPH8-WK | XS4 ANSI electronic RF wireless SVN BLE / HID iClass half escutcheon, with keypad, Columbo Mach premium series lever, unhanded, bright stainless steel finish, for use with KPB adapter | 1 |  | 1 Year | 901 | 0.15 | 765.85
36226 | Salto | AJ650700IPP7--K | XS4 ANSI electronic wire-free SVN BLE / HID iClass half escutcheon for use w/ concealed vertical rods, with keypad, Columbo Mach premium series lever, unhanded, bright stainless steel finish, for use with KPB adapter | 1 |  | 1 Year | 809 | 0.15 | 687.65
36227 | Salto | AJ650700IPP7-WK | XS4 ANSI electronic RF wireless SVN BLE / HID iClass half escutcheon for use w/ concealed vertical rods, with keypad, Columbo Mach premium series lever, unhanded, bright stainless steel finish, for use with KPB adapter | 1 |  | 1 Year | 901 | 0.15 | 765.85
36228 | Salto | AJ650700IPP8--K | XS4 ANSI electronic wire-free SVN BLE / HID iClass half escutcheon for use w/ concealed vertical rods, with keypad, Columbo Mach premium series lever, unhanded, bright stainless steel finish, for use with KPB adapter | 1 |  | 1 Year | 809 | 0.15 | 687.65
36229 | Salto | AJ650700IPP8-WK | XS4 ANSI electronic RF wireless SVN BLE / HID iClass half escutcheon for use w/ concealed vertical rods, with keypad, Columbo Mach premium series lever, unhanded, bright stainless steel finish, for use with KPB adapter | 1 |  | 1 Year | 901 | 0.15 | 765.85
36230 | Salto | AJ650700PPH8--K | XS4 ANSI electronic wire-free SVN BLE / HID iClass half escutcheon, with keypad, Columbo Mach premium series lever, unhanded, bright brass finish, for use with KPB adapter | 1 |  | 1 Year | 809 | 0.15 | 687.65
36231 | Salto | AJ650700PPH8-WK | XS4 ANSI electronic RF wireless SVN BLE / HID iClass half escutcheon, with keypad, Columbo Mach premium series lever, unhanded, bright brass finish, for use with KPB adapter | 1 |  | 1 Year | 901 | 0.15 | 765.85
36232 | Salto | AJ650700PPP7--K | XS4 ANSI electronic wire-free SVN BLE / HID iClass half escutcheon for use w/ concealed vertical rods, with keypad, Columbo Mach premium series lever, unhanded, bright brass finish, for use with KPB adapter | 1 |  | 1 Year | 809 | 0.15 | 687.65
36233 | Salto | AJ650700PPP7-WK | XS4 ANSI electronic RF wireless SVN BLE / HID iClass half escutcheon for use w/ concealed vertical rods, with keypad, Columbo Mach premium series lever, unhanded, bright brass finish, for use with KPB adapter | 1 |  | 1 Year | 901 | 0.15 | 765.85
36234 | Salto | AJ650700PPP8--K | XS4 ANSI electronic wire-free SVN BLE / HID iClass half escutcheon for use w/ concealed vertical rods, with keypad, Columbo Mach premium series lever, unhanded, bright brass finish, for use with KPB adapter | 1 |  | 1 Year | 809 | 0.15 | 687.65
36235 | Salto | AJ650700PPP8-WK | XS4 ANSI electronic RF wireless SVN BLE / HID iClass half escutcheon for use w/ concealed vertical rods, with keypad, Columbo Mach premium series lever, unhanded, bright brass finish, for use with KPB adapter | 1 |  | 1 Year | 901 | 0.15 | 765.85
36236 | Salto | AJ650A00BCH8--K | XS4 ANSI electronic wire-free SVN BLE / HID iClass half escutcheon, with keypad, A lever, unhanded, BioCote antimicrobial finish, for use with KPB adapter | 1 |  | 1 Year | 798.8 | 0.15 | 678.98
36237 | Salto | AJ650A00BCH8-WK | XS4 ANSI electronic RF wireless SVN BLE / HID iClass half escutcheon, with keypad, A lever, unhanded, BioCote antimicrobial finish, for use with KPB adapter | 1 |  | 1 Year | 890.8 | 0.15 | 757.18
36238 | Salto | AJ650A00BCP7--K | XS4 ANSI electronic wire-free SVN BLE / HID iClass half escutcheon for use w/ concealed vertical rods, with keypad, A lever, unhanded, BioCote antimicrobial finish, for use with KPB adapter | 1 |  | 1 Year | 798.8 | 0.15 | 678.98
36239 | Salto | AJ650A00BCP7-WK | XS4 ANSI electronic RF wireless SVN BLE / HID iClass half escutcheon for use w/ concealed vertical rods, with keypad, A lever, unhanded, BioCote antimicrobial finish, for use with KPB adapter | 1 |  | 1 Year | 890.8 | 0.15 | 757.18
36240 | Salto | AJ650A00BCP8--K | XS4 ANSI electronic wire-free SVN BLE / HID iClass half escutcheon for use w/ concealed vertical rods, with keypad, A lever, unhanded, BioCote antimicrobial finish, for use with KPB adapter | 1 |  | 1 Year | 798.8 | 0.15 | 678.98
36241 | Salto | AJ650A00BCP8-WK | XS4 ANSI electronic RF wireless SVN BLE / HID iClass half escutcheon for use w/ concealed vertical rods, with keypad, A lever, unhanded, BioCote antimicrobial finish, for use with KPB adapter | 1 |  | 1 Year | 890.8 | 0.15 | 757.18
36242 | Salto | AJ650A00IAH8--K | XS4 ANSI electronic wire-free SVN BLE / HID iClass half escutcheon, with keypad, A lever, unhanded, antique brass finish, for use with KPB adapter | 1 |  | 1 Year | 798.8 | 0.15 | 678.98
36243 | Salto | AJ650A00IAH8-WK | XS4 ANSI electronic RF wireless SVN BLE / HID iClass half escutcheon, with keypad, A lever, unhanded, antique brass finish, for use with KPB adapter | 1 |  | 1 Year | 890.8 | 0.15 | 757.18
36244 | Salto | AJ650A00IAP7--K | XS4 ANSI electronic wire-free SVN BLE / HID iClass half escutcheon for use w/ concealed vertical rods, with keypad, A lever, unhanded, antique brass finish, for use with KPB adapter | 1 |  | 1 Year | 798.8 | 0.15 | 678.98
36245 | Salto | AJ650A00IAP7-WK | XS4 ANSI electronic RF wireless SVN BLE / HID iClass half escutcheon for use w/ concealed vertical rods, with keypad, A lever, unhanded, antique brass finish, for use with KPB adapter | 1 |  | 1 Year | 890.8 | 0.15 | 757.18
36246 | Salto | AJ650A00IAP8--K | XS4 ANSI electronic wire-free SVN BLE / HID iClass half escutcheon for use w/ concealed vertical rods, with keypad, A lever, unhanded, antique brass finish, for use with KPB adapter | 1 |  | 1 Year | 798.8 | 0.15 | 678.98
36247 | Salto | AJ650A00IAP8-WK | XS4 ANSI electronic RF wireless SVN BLE / HID iClass half escutcheon for use w/ concealed vertical rods, with keypad, A lever, unhanded, antique brass finish, for use with KPB adapter | 1 |  | 1 Year | 890.8 | 0.15 | 757.18
36248 | Salto | AJ650A00IMH8--K | XS4 ANSI electronic wire-free SVN BLE / HID iClass half escutcheon, with keypad, A lever, unhanded, satin stainless finish, for use with KPB adapter | 1 |  | 1 Year | 746.8 | 0.15 | 634.78
36249 | Salto | AJ650A00IMH8-WK | XS4 ANSI electronic RF wireless SVN BLE / HID iClass half escutcheon, with keypad, A lever, unhanded, satin stainless finish, for use with KPB adapter | 1 |  | 1 Year | 838.8 | 0.15 | 712.98
36250 | Salto | AJ650A00IMP7--K | XS4 ANSI electronic wire-free SVN BLE / HID iClass half escutcheon for use w/ concealed vertical rods, with keypad, A lever, unhanded, satin stainless finish, for use with KPB adapter | 1 |  | 1 Year | 746.8 | 0.15 | 634.78
36251 | Salto | AJ650A00IMP7-WK | XS4 ANSI electronic RF wireless SVN BLE / HID iClass half escutcheon for use w/ concealed vertical rods, with keypad, A lever, unhanded, satin stainless finish, for use with KPB adapter | 1 |  | 1 Year | 838.8 | 0.15 | 712.98
36252 | Salto | AJ650A00IMP8--K | XS4 ANSI electronic wire-free SVN BLE / HID iClass half escutcheon for use w/ concealed vertical rods, with keypad, A lever, unhanded, satin stainless finish, for use with KPB adapter | 1 |  | 1 Year | 746.8 | 0.15 | 634.78
36253 | Salto | AJ650A00IMP8-WK | XS4 ANSI electronic RF wireless SVN BLE / HID iClass half escutcheon for use w/ concealed vertical rods, with keypad, A lever, unhanded, satin stainless finish, for use with KPB adapter | 1 |  | 1 Year | 838.8 | 0.15 | 712.98
36254 | Salto | AJ650A00IPH8--K | XS4 ANSI electronic wire-free SVN BLE / HID iClass half escutcheon, with keypad, A lever, unhanded, bright stainless steel finish, for use with KPB adapter | 1 |  | 1 Year | 763.1 | 0.15 | 648.635
36255 | Salto | AJ650A00IPH8-WK | XS4 ANSI electronic RF wireless SVN BLE / HID iClass half escutcheon, with keypad, A lever, unhanded, bright stainless steel finish, for use with KPB adapter | 1 |  | 1 Year | 855.1 | 0.15 | 726.835
36256 | Salto | AJ650A00IPP7--K | XS4 ANSI electronic wire-free SVN BLE / HID iClass half escutcheon for use w/ concealed vertical rods, with keypad, A lever, unhanded, bright stainless steel finish, for use with KPB adapter | 1 |  | 1 Year | 763.1 | 0.15 | 648.635
36257 | Salto | AJ650A00IPP7-WK | XS4 ANSI electronic RF wireless SVN BLE / HID iClass half escutcheon for use w/ concealed vertical rods, with keypad, A lever, unhanded, bright stainless steel finish, for use with KPB adapter | 1 |  | 1 Year | 855.1 | 0.15 | 726.835
36258 | Salto | AJ650A00IPP8--K | XS4 ANSI electronic wire-free SVN BLE / HID iClass half escutcheon for use w/ concealed vertical rods, with keypad, A lever, unhanded, bright stainless steel finish, for use with KPB adapter | 1 |  | 1 Year | 763.1 | 0.15 | 648.635
36259 | Salto | AJ650A00IPP8-WK | XS4 ANSI electronic RF wireless SVN BLE / HID iClass half escutcheon for use w/ concealed vertical rods, with keypad, A lever, unhanded, bright stainless steel finish, for use with KPB adapter | 1 |  | 1 Year | 855.1 | 0.15 | 726.835
36260 | Salto | AJ650A00NEH8--K | XS4 ANSI electronic wire-free SVN BLE / HID iClass half escutcheon, with keypad, A lever, unhanded, black chromium finish, for use with KPB adapter | 1 |  | 1 Year | 781.5 | 0.15 | 664.275
36261 | Salto | AJ650A00NEH8-WK | XS4 ANSI electronic RF wireless SVN BLE / HID iClass half escutcheon, with keypad, A lever, unhanded, black chromium finish, for use with KPB adapter | 1 |  | 1 Year | 873.5 | 0.15 | 742.475
36262 | Salto | AJ650A00NEP7--K | XS4 ANSI electronic wire-free SVN BLE / HID iClass half escutcheon for use w/ concealed vertical rods, with keypad, A lever, unhanded, black chromium finish, for use with KPB adapter | 1 |  | 1 Year | 781.5 | 0.15 | 664.275
36263 | Salto | AJ650A00NEP7-WK | XS4 ANSI electronic RF wireless SVN BLE / HID iClass half escutcheon for use w/ concealed vertical rods, with keypad, A lever, unhanded, black chromium finish, for use with KPB adapter | 1 |  | 1 Year | 873.5 | 0.15 | 742.475
36264 | Salto | AJ650A00NEP8--K | XS4 ANSI electronic wire-free SVN BLE / HID iClass half escutcheon for use w/ concealed vertical rods, with keypad, A lever, unhanded, black chromium finish, for use with KPB adapter | 1 |  | 1 Year | 781.5 | 0.15 | 664.275
36265 | Salto | AJ650A00NEP8-WK | XS4 ANSI electronic RF wireless SVN BLE / HID iClass half escutcheon for use w/ concealed vertical rods, with keypad, A lever, unhanded, black chromium finish, for use with KPB adapter | 1 |  | 1 Year | 873.5 | 0.15 | 742.475
36266 | Salto | AJ650A00PMH8--K | XS4 ANSI electronic wire-free SVN BLE / HID iClass half escutcheon, with keypad, A lever, unhanded, satin brass finish, for use with KPB adapter | 1 |  | 1 Year | 746.8 | 0.15 | 634.78
36267 | Salto | AJ650A00PMH8-WK | XS4 ANSI electronic RF wireless SVN BLE / HID iClass half escutcheon, with keypad, A lever, unhanded, satin brass finish, for use with KPB adapter | 1 |  | 1 Year | 838.8 | 0.15 | 712.98
36268 | Salto | AJ650A00PMP7--K | XS4 ANSI electronic wire-free SVN BLE / HID iClass half escutcheon for use w/ concealed vertical rods, with keypad, A lever, unhanded, satin brass finish, for use with KPB adapter | 1 |  | 1 Year | 746.8 | 0.15 | 634.78
36269 | Salto | AJ650A00PMP7-WK | XS4 ANSI electronic RF wireless SVN BLE / HID iClass half escutcheon for use w/ concealed vertical rods, with keypad, A lever, unhanded, satin brass finish, for use with KPB adapter | 1 |  | 1 Year | 838.8 | 0.15 | 712.98
36270 | Salto | AJ650A00PMP8--K | XS4 ANSI electronic wire-free SVN BLE / HID iClass half escutcheon for use w/ concealed vertical rods, with keypad, A lever, unhanded, satin brass finish, for use with KPB adapter | 1 |  | 1 Year | 746.8 | 0.15 | 634.78
36271 | Salto | AJ650A00PMP8-WK | XS4 ANSI electronic RF wireless SVN BLE / HID iClass half escutcheon for use w/ concealed vertical rods, with keypad, A lever, unhanded, satin brass finish, for use with KPB adapter | 1 |  | 1 Year | 838.8 | 0.15 | 712.98
36272 | Salto | AJ650A00PPH8--K | XS4 ANSI electronic wire-free SVN BLE / HID iClass half escutcheon, with keypad, A lever, unhanded, bright brass finish, for use with KPB adapter | 1 |  | 1 Year | 763.1 | 0.15 | 648.635
36273 | Salto | AJ650A00PPH8-WK | XS4 ANSI electronic RF wireless SVN BLE / HID iClass half escutcheon, with keypad, A lever, unhanded, bright brass finish, for use with KPB adapter | 1 |  | 1 Year | 855.1 | 0.15 | 726.835
36274 | Salto | AJ650A00PPP7--K | XS4 ANSI electronic wire-free SVN BLE / HID iClass half escutcheon for use w/ concealed vertical rods, with keypad, A lever, unhanded, bright brass finish, for use with KPB adapter | 1 |  | 1 Year | 763.1 | 0.15 | 648.635
36275 | Salto | AJ650A00PPP7-WK | XS4 ANSI electronic RF wireless SVN BLE / HID iClass half escutcheon for use w/ concealed vertical rods, with keypad, A lever, unhanded, bright brass finish, for use with KPB adapter | 1 |  | 1 Year | 855.1 | 0.15 | 726.835
36276 | Salto | AJ650A00PPP8--K | XS4 ANSI electronic wire-free SVN BLE / HID iClass half escutcheon for use w/ concealed vertical rods, with keypad, A lever, unhanded, bright brass finish, for use with KPB adapter | 1 |  | 1 Year | 763.1 | 0.15 | 648.635
36277 | Salto | AJ650A00PPP8-WK | XS4 ANSI electronic RF wireless SVN BLE / HID iClass half escutcheon for use w/ concealed vertical rods, with keypad, A lever, unhanded, bright brass finish, for use with KPB adapter | 1 |  | 1 Year | 855.1 | 0.15 | 726.835
36278 | Salto | AJ650G00BCH8--K | XS4 ANSI electronic wire-free SVN BLE / HID iClass half escutcheon, with keypad, G lever, unhanded, BioCote antimicrobial finish, for use with KPB adapter | 1 |  | 1 Year | 798.8 | 0.15 | 678.98
36279 | Salto | AJ650G00BCH8-WK | XS4 ANSI electronic RF wireless SVN BLE / HID iClass half escutcheon, with keypad, G lever, unhanded, BioCote antimicrobial finish, for use with KPB adapter | 1 |  | 1 Year | 890.8 | 0.15 | 757.18
36280 | Salto | AJ650G00BCP7--K | XS4 ANSI electronic wire-free SVN BLE / HID iClass half escutcheon for use w/ concealed vertical rods, with keypad, G lever, unhanded, BioCote antimicrobial finish, for use with KPB adapter | 1 |  | 1 Year | 798.8 | 0.15 | 678.98
36281 | Salto | AJ650G00BCP7-WK | XS4 ANSI electronic RF wireless SVN BLE / HID iClass half escutcheon for use w/ concealed vertical rods, with keypad, G lever, unhanded, BioCote antimicrobial finish, for use with KPB adapter | 1 |  | 1 Year | 890.8 | 0.15 | 757.18
36282 | Salto | AJ650G00BCP8--K | XS4 ANSI electronic wire-free SVN BLE / HID iClass half escutcheon for use w/ concealed vertical rods, with keypad, G lever, unhanded, BioCote antimicrobial finish, for use with KPB adapter | 1 |  | 1 Year | 798.8 | 0.15 | 678.98
36283 | Salto | AJ650G00BCP8-WK | XS4 ANSI electronic RF wireless SVN BLE / HID iClass half escutcheon for use w/ concealed vertical rods, with keypad, G lever, unhanded, BioCote antimicrobial finish, for use with KPB adapter | 1 |  | 1 Year | 890.8 | 0.15 | 757.18
36284 | Salto | AJ650G00IMH8--K | XS4 ANSI electronic wire-free SVN BLE / HID iClass half escutcheon, with keypad, G lever, unhanded, satin stainless finish, for use with KPB adapter | 1 |  | 1 Year | 746.8 | 0.15 | 634.78
36285 | Salto | AJ650G00IMH8-WK | XS4 ANSI electronic RF wireless SVN BLE / HID iClass half escutcheon, with keypad, G lever, unhanded, satin stainless finish, for use with KPB adapter | 1 |  | 1 Year | 838.8 | 0.15 | 712.98
36286 | Salto | AJ650G00IMP7--K | XS4 ANSI electronic wire-free SVN BLE / HID iClass half escutcheon for use w/ concealed vertical rods, with keypad, G lever, unhanded, satin stainless finish, for use with KPB adapter | 1 |  | 1 Year | 746.8 | 0.15 | 634.78
36287 | Salto | AJ650G00IMP7-WK | XS4 ANSI electronic RF wireless SVN BLE / HID iClass half escutcheon for use w/ concealed vertical rods, with keypad, G lever, unhanded, satin stainless finish, for use with KPB adapter | 1 |  | 1 Year | 838.8 | 0.15 | 712.98
36288 | Salto | AJ650G00IMP8--K | XS4 ANSI electronic wire-free SVN BLE / HID iClass half escutcheon for use w/ concealed vertical rods, with keypad, G lever, unhanded, satin stainless finish, for use with KPB adapter | 1 |  | 1 Year | 746.8 | 0.15 | 634.78
36289 | Salto | AJ650G00IMP8-WK | XS4 ANSI electronic RF wireless SVN BLE / HID iClass half escutcheon for use w/ concealed vertical rods, with keypad, G lever, unhanded, satin stainless finish, for use with KPB adapter | 1 |  | 1 Year | 838.8 | 0.15 | 712.98
36290 | Salto | AJ650G00PMH8--K | XS4 ANSI electronic wire-free SVN BLE / HID iClass half escutcheon, with keypad, G lever, unhanded, satin brass finish, for use with KPB adapter | 1 |  | 1 Year | 746.8 | 0.15 | 634.78
36291 | Salto | AJ650G00PMH8-WK | XS4 ANSI electronic RF wireless SVN BLE / HID iClass half escutcheon, with keypad, G lever, unhanded, satin brass finish, for use with KPB adapter | 1 |  | 1 Year | 838.8 | 0.15 | 712.98
36292 | Salto | AJ650G00PMP7--K | XS4 ANSI electronic wire-free SVN BLE / HID iClass half escutcheon for use w/ concealed vertical rods, with keypad, G lever, unhanded, satin brass finish, for use with KPB adapter | 1 |  | 1 Year | 746.8 | 0.15 | 634.78
36293 | Salto | AJ650G00PMP7-WK | XS4 ANSI electronic RF wireless SVN BLE / HID iClass half escutcheon for use w/ concealed vertical rods, with keypad, G lever, unhanded, satin brass finish, for use with KPB adapter | 1 |  | 1 Year | 838.8 | 0.15 | 712.98
36294 | Salto | AJ650G00PMP8--K | XS4 ANSI electronic wire-free SVN BLE / HID iClass half escutcheon for use w/ concealed vertical rods, with keypad, G lever, unhanded, satin brass finish, for use with KPB adapter | 1 |  | 1 Year | 746.8 | 0.15 | 634.78
36295 | Salto | AJ650G00PMP8-WK | XS4 ANSI electronic RF wireless SVN BLE / HID iClass half escutcheon for use w/ concealed vertical rods, with keypad, G lever, unhanded, satin brass finish, for use with KPB adapter | 1 |  | 1 Year | 838.8 | 0.15 | 712.98
36296 | Salto | AJ650J00BCH8--K | XS4 ANSI electronic wire-free SVN BLE / HID iClass half escutcheon, with keypad, J lever, unhanded, BioCote antimicrobial finish, for use with KPB adapter | 1 |  | 1 Year | 809 | 0.15 | 687.65
36297 | Salto | AJ650J00BCH8-WK | XS4 ANSI electronic RF wireless SVN BLE / HID iClass half escutcheon, with keypad, J lever, unhanded, BioCote antimicrobial finish, for use with KPB adapter | 1 |  | 1 Year | 901 | 0.15 | 765.85
36298 | Salto | AJ650J00BCP7--K | XS4 ANSI electronic wire-free SVN BLE / HID iClass half escutcheon for use w/ concealed vertical rods, with keypad, J lever, unhanded, BioCote antimicrobial finish, for use with KPB adapter | 1 |  | 1 Year | 809 | 0.15 | 687.65
36299 | Salto | AJ650J00BCP7-WK | XS4 ANSI electronic RF wireless SVN BLE / HID iClass half escutcheon for use w/ concealed vertical rods, with keypad, J lever, unhanded, BioCote antimicrobial finish, for use with KPB adapter | 1 |  | 1 Year | 901 | 0.15 | 765.85
36300 | Salto | AJ650J00BCP8--K | XS4 ANSI electronic wire-free SVN BLE / HID iClass half escutcheon for use w/ concealed vertical rods, with keypad, J lever, unhanded, BioCote antimicrobial finish, for use with KPB adapter | 1 |  | 1 Year | 809 | 0.15 | 687.65
36301 | Salto | AJ650J00BCP8-WK | XS4 ANSI electronic RF wireless SVN BLE / HID iClass half escutcheon for use w/ concealed vertical rods, with keypad, J lever, unhanded, BioCote antimicrobial finish, for use with KPB adapter | 1 |  | 1 Year | 901 | 0.15 | 765.85
36302 | Salto | AJ650J00IAH8--K | XS4 ANSI electronic wire-free SVN BLE / HID iClass half escutcheon, with keypad, J lever, unhanded, antique brass finish, for use with KPB adapter | 1 |  | 1 Year | 809 | 0.15 | 687.65
36303 | Salto | AJ650J00IAH8-WK | XS4 ANSI electronic RF wireless SVN BLE / HID iClass half escutcheon, with keypad, J lever, unhanded, antique brass finish, for use with KPB adapter | 1 |  | 1 Year | 901 | 0.15 | 765.85
36304 | Salto | AJ650J00IAP7--K | XS4 ANSI electronic wire-free SVN BLE / HID iClass half escutcheon for use w/ concealed vertical rods, with keypad, J lever, unhanded, antique brass finish, for use with KPB adapter | 1 |  | 1 Year | 809 | 0.15 | 687.65
36305 | Salto | AJ650J00IAP7-WK | XS4 ANSI electronic RF wireless SVN BLE / HID iClass half escutcheon for use w/ concealed vertical rods, with keypad, J lever, unhanded, antique brass finish, for use with KPB adapter | 1 |  | 1 Year | 901 | 0.15 | 765.85
36306 | Salto | AJ650J00IAP8--K | XS4 ANSI electronic wire-free SVN BLE / HID iClass half escutcheon for use w/ concealed vertical rods, with keypad, J lever, unhanded, antique brass finish, for use with KPB adapter | 1 |  | 1 Year | 809 | 0.15 | 687.65
36307 | Salto | AJ650J00IAP8-WK | XS4 ANSI electronic RF wireless SVN BLE / HID iClass half escutcheon for use w/ concealed vertical rods, with keypad, J lever, unhanded, antique brass finish, for use with KPB adapter | 1 |  | 1 Year | 901 | 0.15 | 765.85
36308 | Salto | AJ650J00IMH8--K | XS4 ANSI electronic wire-free SVN BLE / HID iClass half escutcheon, with keypad, J lever, unhanded, satin stainless finish, for use with KPB adapter | 1 |  | 1 Year | 757 | 0.15 | 643.45
36309 | Salto | AJ650J00IMH8-WK | XS4 ANSI electronic RF wireless SVN BLE / HID iClass half escutcheon, with keypad, J lever, unhanded, satin stainless finish, for use with KPB adapter | 1 |  | 1 Year | 849 | 0.15 | 721.65
36310 | Salto | AJ650J00IMP7--K | XS4 ANSI electronic wire-free SVN BLE / HID iClass half escutcheon for use w/ concealed vertical rods, with keypad, J lever, unhanded, satin stainless finish, for use with KPB adapter | 1 |  | 1 Year | 757 | 0.15 | 643.45
36311 | Salto | AJ650J00IMP7-WK | XS4 ANSI electronic RF wireless SVN BLE / HID iClass half escutcheon for use w/ concealed vertical rods, with keypad, J lever, unhanded, satin stainless finish, for use with KPB adapter | 1 |  | 1 Year | 849 | 0.15 | 721.65
36312 | Salto | AJ650J00IMP8--K | XS4 ANSI electronic wire-free SVN BLE / HID iClass half escutcheon for use w/ concealed vertical rods, with keypad, J lever, unhanded, satin stainless finish, for use with KPB adapter | 1 |  | 1 Year | 757 | 0.15 | 643.45
36313 | Salto | AJ650J00IMP8-WK | XS4 ANSI electronic RF wireless SVN BLE / HID iClass half escutcheon for use w/ concealed vertical rods, with keypad, J lever, unhanded, satin stainless finish, for use with KPB adapter | 1 |  | 1 Year | 849 | 0.15 | 721.65
36314 | Salto | AJ650J00NEH8--K | XS4 ANSI electronic wire-free SVN BLE / HID iClass half escutcheon, with keypad, J lever, unhanded, black chromium finish, for use with KPB adapter | 1 |  | 1 Year | 791.7 | 0.15 | 672.945
36315 | Salto | AJ650J00NEH8-WK | XS4 ANSI electronic RF wireless SVN BLE / HID iClass half escutcheon, with keypad, J lever, unhanded, black chromium finish, for use with KPB adapter | 1 |  | 1 Year | 883.7 | 0.15 | 751.145
36316 | Salto | AJ650J00NEP7--K | XS4 ANSI electronic wire-free SVN BLE / HID iClass half escutcheon for use w/ concealed vertical rods, with keypad, J lever, unhanded, black chromium finish, for use with KPB adapter | 1 |  | 1 Year | 791.7 | 0.15 | 672.945
36317 | Salto | AJ650J00NEP7-WK | XS4 ANSI electronic RF wireless SVN BLE / HID iClass half escutcheon for use w/ concealed vertical rods, with keypad, J lever, unhanded, black chromium finish, for use with KPB adapter | 1 |  | 1 Year | 883.7 | 0.15 | 751.145
36318 | Salto | AJ650J00NEP8--K | XS4 ANSI electronic wire-free SVN BLE / HID iClass half escutcheon for use w/ concealed vertical rods, with keypad, J lever, unhanded, black chromium finish, for use with KPB adapter | 1 |  | 1 Year | 791.7 | 0.15 | 672.945
36319 | Salto | AJ650J00NEP8-WK | XS4 ANSI electronic RF wireless SVN BLE / HID iClass half escutcheon for use w/ concealed vertical rods, with keypad, J lever, unhanded, black chromium finish, for use with KPB adapter | 1 |  | 1 Year | 883.7 | 0.15 | 751.145
36320 | Salto | AJ650J00PMH8--K | XS4 ANSI electronic wire-free SVN BLE / HID iClass half escutcheon, with keypad, J lever, unhanded, satin brass finish, for use with KPB adapter | 1 |  | 1 Year | 757 | 0.15 | 643.45
36321 | Salto | AJ650J00PMH8-WK | XS4 ANSI electronic RF wireless SVN BLE / HID iClass half escutcheon, with keypad, J lever, unhanded, satin brass finish, for use with KPB adapter | 1 |  | 1 Year | 849 | 0.15 | 721.65
36322 | Salto | AJ650J00PMP7--K | XS4 ANSI electronic wire-free SVN BLE / HID iClass half escutcheon for use w/ concealed vertical rods, with keypad, J lever, unhanded, satin brass finish, for use with KPB adapter | 1 |  | 1 Year | 757 | 0.15 | 643.45
36323 | Salto | AJ650J00PMP7-WK | XS4 ANSI electronic RF wireless SVN BLE / HID iClass half escutcheon for use w/ concealed vertical rods, with keypad, J lever, unhanded, satin brass finish, for use with KPB adapter | 1 |  | 1 Year | 849 | 0.15 | 721.65
36324 | Salto | AJ650J00PMP8--K | XS4 ANSI electronic wire-free SVN BLE / HID iClass half escutcheon for use w/ concealed vertical rods, with keypad, J lever, unhanded, satin brass finish, for use with KPB adapter | 1 |  | 1 Year | 757 | 0.15 | 643.45
36325 | Salto | AJ650J00PMP8-WK | XS4 ANSI electronic RF wireless SVN BLE / HID iClass half escutcheon for use w/ concealed vertical rods, with keypad, J lever, unhanded, satin brass finish, for use with KPB adapter | 1 |  | 1 Year | 849 | 0.15 | 721.65
36326 | Salto | AJ650K00IMH8L-K | XS4 ANSI electronic wire-free SVN BLE / HID iClass half escutcheon, with keypad, K lever, left handed, satin stainless finish, for use with KPB adapter | 1 |  | 1 Year | 757 | 0.15 | 643.45
36327 | Salto | AJ650K00IMH8LWK | XS4 ANSI electronic RF wireless SVN BLE / HID iClass half escutcheon, with keypad, K lever, left handed, satin stainless finish, for use with KPB adapter | 1 |  | 1 Year | 849 | 0.15 | 721.65
36328 | Salto | AJ650K00IMH8R-K | XS4 ANSI electronic wire-free SVN BLE / HID iClass half escutcheon, with keypad, K lever, right handed, satin stainless finish, for use with KPB adapter | 1 |  | 1 Year | 757 | 0.15 | 643.45
36329 | Salto | AJ650K00IMH8RWK | XS4 ANSI electronic RF wireless SVN BLE / HID iClass half escutcheon, with keypad, K lever, right handed, satin stainless finish, for use with KPB adapter | 1 |  | 1 Year | 849 | 0.15 | 721.65
36330 | Salto | AJ650K00IMP7L-K | XS4 ANSI electronic wire-free SVN BLE / HID iClass half escutcheon for use w/ concealed vertical rods, with keypad, K lever, left handed, satin stainless finish, for use with KPB adapter | 1 |  | 1 Year | 757 | 0.15 | 643.45
36331 | Salto | AJ650K00IMP7LWK | XS4 ANSI electronic RF wireless SVN BLE / HID iClass half escutcheon for use w/ concealed vertical rods, with keypad, K lever, left handed, satin stainless finish, for use with KPB adapter | 1 |  | 1 Year | 849 | 0.15 | 721.65
36332 | Salto | AJ650K00IMP7R-K | XS4 ANSI electronic wire-free SVN BLE / HID iClass half escutcheon for use w/ concealed vertical rods, with keypad, K lever, right handed, satin stainless finish, for use with KPB adapter | 1 |  | 1 Year | 757 | 0.15 | 643.45
36333 | Salto | AJ650K00IMP7RWK | XS4 ANSI electronic RF wireless SVN BLE / HID iClass half escutcheon for use w/ concealed vertical rods, with keypad, K lever, right handed, satin stainless finish, for use with KPB adapter | 1 |  | 1 Year | 849 | 0.15 | 721.65
36334 | Salto | AJ650K00IMP8L-K | XS4 ANSI electronic wire-free SVN BLE / HID iClass half escutcheon for use w/ concealed vertical rods, with keypad, K lever, left handed, satin stainless finish, for use with KPB adapter | 1 |  | 1 Year | 757 | 0.15 | 643.45
36335 | Salto | AJ650K00IMP8LWK | XS4 ANSI electronic RF wireless SVN BLE / HID iClass half escutcheon for use w/ concealed vertical rods, with keypad, K lever, left handed, satin stainless finish, for use with KPB adapter | 1 |  | 1 Year | 849 | 0.15 | 721.65
36336 | Salto | AJ650K00IMP8R-K | XS4 ANSI electronic wire-free SVN BLE / HID iClass half escutcheon for use w/ concealed vertical rods, with keypad, K lever, right handed, satin stainless finish, for use with KPB adapter | 1 |  | 1 Year | 757 | 0.15 | 643.45
36337 | Salto | AJ650K00IMP8RWK | XS4 ANSI electronic RF wireless SVN BLE / HID iClass half escutcheon for use w/ concealed vertical rods, with keypad, K lever, right handed, satin stainless finish, for use with KPB adapter | 1 |  | 1 Year | 849 | 0.15 | 721.65
36338 | Salto | AJ650K00IPH8L-K | XS4 ANSI electronic wire-free SVN BLE / HID iClass half escutcheon, with keypad, K lever, left handed, bright stainless steel finish, for use with KPB adapter | 1 |  | 1 Year | 773.3 | 0.15 | 657.305
36339 | Salto | AJ650K00IPH8LWK | XS4 ANSI electronic RF wireless SVN BLE / HID iClass half escutcheon, with keypad, K lever, left handed, bright stainless steel finish, for use with KPB adapter | 1 |  | 1 Year | 865.3 | 0.15 | 735.505
36340 | Salto | AJ650K00IPH8R-K | XS4 ANSI electronic wire-free SVN BLE / HID iClass half escutcheon, with keypad, K lever, right handed, bright stainless steel finish, for use with KPB adapter | 1 |  | 1 Year | 773.3 | 0.15 | 657.305
36341 | Salto | AJ650K00IPH8RWK | XS4 ANSI electronic RF wireless SVN BLE / HID iClass half escutcheon, with keypad, K lever, right handed, bright stainless steel finish, for use with KPB adapter | 1 |  | 1 Year | 865.3 | 0.15 | 735.505
36342 | Salto | AJ650K00IPP7L-K | XS4 ANSI electronic wire-free SVN BLE / HID iClass half escutcheon for use w/ concealed vertical rods, with keypad, K lever, left handed, bright stainless steel finish, for use with KPB adapter | 1 |  | 1 Year | 773.3 | 0.15 | 657.305
36343 | Salto | AJ650K00IPP7LWK | XS4 ANSI electronic RF wireless SVN BLE / HID iClass half escutcheon for use w/ concealed vertical rods, with keypad, K lever, left handed, bright stainless steel finish, for use with KPB adapter | 1 |  | 1 Year | 865.3 | 0.15 | 735.505
36344 | Salto | AJ650K00IPP7R-K | XS4 ANSI electronic wire-free SVN BLE / HID iClass half escutcheon for use w/ concealed vertical rods, with keypad, K lever, right handed, bright stainless steel finish, for use with KPB adapter | 1 |  | 1 Year | 773.3 | 0.15 | 657.305
36345 | Salto | AJ650K00IPP7RWK | XS4 ANSI electronic RF wireless SVN BLE / HID iClass half escutcheon for use w/ concealed vertical rods, with keypad, K lever, right handed, bright stainless steel finish, for use with KPB adapter | 1 |  | 1 Year | 865.3 | 0.15 | 735.505
36346 | Salto | AJ650K00IPP8L-K | XS4 ANSI electronic wire-free SVN BLE / HID iClass half escutcheon for use w/ concealed vertical rods, with keypad, K lever, left handed, bright stainless steel finish, for use with KPB adapter | 1 |  | 1 Year | 773.3 | 0.15 | 657.305
36347 | Salto | AJ650K00IPP8LWK | XS4 ANSI electronic RF wireless SVN BLE / HID iClass half escutcheon for use w/ concealed vertical rods, with keypad, K lever, left handed, bright stainless steel finish, for use with KPB adapter | 1 |  | 1 Year | 865.3 | 0.15 | 735.505
36348 | Salto | AJ650K00IPP8R-K | XS4 ANSI electronic wire-free SVN BLE / HID iClass half escutcheon for use w/ concealed vertical rods, with keypad, K lever, right handed, bright stainless steel finish, for use with KPB adapter | 1 |  | 1 Year | 773.3 | 0.15 | 657.305
36349 | Salto | AJ650K00IPP8RWK | XS4 ANSI electronic RF wireless SVN BLE / HID iClass half escutcheon for use w/ concealed vertical rods, with keypad, K lever, right handed, bright stainless steel finish, for use with KPB adapter | 1 |  | 1 Year | 865.3 | 0.15 | 735.505
36350 | Salto | AJ650K00PPH8L-K | XS4 ANSI electronic wire-free SVN BLE / HID iClass half escutcheon, with keypad, K lever, left handed, bright brass finish, for use with KPB adapter | 1 |  | 1 Year | 773.3 | 0.15 | 657.305
36351 | Salto | AJ650K00PPH8LWK | XS4 ANSI electronic RF wireless SVN BLE / HID iClass half escutcheon, with keypad, K lever, left handed, bright brass finish, for use with KPB adapter | 1 |  | 1 Year | 865.3 | 0.15 | 735.505
36352 | Salto | AJ650K00PPH8R-K | XS4 ANSI electronic wire-free SVN BLE / HID iClass half escutcheon, with keypad, K lever, right handed, bright brass finish, for use with KPB adapter | 1 |  | 1 Year | 773.3 | 0.15 | 657.305
36353 | Salto | AJ650K00PPH8RWK | XS4 ANSI electronic RF wireless SVN BLE / HID iClass half escutcheon, with keypad, K lever, right handed, bright brass finish, for use with KPB adapter | 1 |  | 1 Year | 865.3 | 0.15 | 735.505
36354 | Salto | AJ650K00PPP7L-K | XS4 ANSI electronic wire-free SVN BLE / HID iClass half escutcheon for use w/ concealed vertical rods, with keypad, K lever, left handed, bright brass finish, for use with KPB adapter | 1 |  | 1 Year | 773.3 | 0.15 | 657.305
36355 | Salto | AJ650K00PPP7LWK | XS4 ANSI electronic RF wireless SVN BLE / HID iClass half escutcheon for use w/ concealed vertical rods, with keypad, K lever, left handed, bright brass finish, for use with KPB adapter | 1 |  | 1 Year | 865.3 | 0.15 | 735.505
36356 | Salto | AJ650K00PPP7R-K | XS4 ANSI electronic wire-free SVN BLE / HID iClass half escutcheon for use w/ concealed vertical rods, with keypad, K lever, right handed, bright brass finish, for use with KPB adapter | 1 |  | 1 Year | 773.3 | 0.15 | 657.305
36357 | Salto | AJ650K00PPP7RWK | XS4 ANSI electronic RF wireless SVN BLE / HID iClass half escutcheon for use w/ concealed vertical rods, with keypad, K lever, right handed, bright brass finish, for use with KPB adapter | 1 |  | 1 Year | 865.3 | 0.15 | 735.505
36358 | Salto | AJ650K00PPP8L-K | XS4 ANSI electronic wire-free SVN BLE / HID iClass half escutcheon for use w/ concealed vertical rods, with keypad, K lever, left handed, bright brass finish, for use with KPB adapter | 1 |  | 1 Year | 773.3 | 0.15 | 657.305
36359 | Salto | AJ650K00PPP8LWK | XS4 ANSI electronic RF wireless SVN BLE / HID iClass half escutcheon for use w/ concealed vertical rods, with keypad, K lever, left handed, bright brass finish, for use with KPB adapter | 1 |  | 1 Year | 865.3 | 0.15 | 735.505
36360 | Salto | AJ650K00PPP8R-K | XS4 ANSI electronic wire-free SVN BLE / HID iClass half escutcheon for use w/ concealed vertical rods, with keypad, K lever, right handed, bright brass finish, for use with KPB adapter | 1 |  | 1 Year | 773.3 | 0.15 | 657.305
36361 | Salto | AJ650K00PPP8RWK | XS4 ANSI electronic RF wireless SVN BLE / HID iClass half escutcheon for use w/ concealed vertical rods, with keypad, K lever, right handed, bright brass finish, for use with KPB adapter | 1 |  | 1 Year | 865.3 | 0.15 | 735.505
36362 | Salto | AJ650L00BCH8--K | XS4 ANSI electronic wire-free SVN BLE / HID iClass half escutcheon, with keypad, L lever, unhanded, BioCote antimicrobial finish, for use with KPB adapter | 1 |  | 1 Year | 798.8 | 0.15 | 678.98
36363 | Salto | AJ650L00BCH8-WK | XS4 ANSI electronic RF wireless SVN BLE / HID iClass half escutcheon, with keypad, L lever, unhanded, BioCote antimicrobial finish, for use with KPB adapter | 1 |  | 1 Year | 890.8 | 0.15 | 757.18
36364 | Salto | AJ650L00BCP7--K | XS4 ANSI electronic wire-free SVN BLE / HID iClass half escutcheon for use w/ concealed vertical rods, with keypad, L lever, unhanded, BioCote antimicrobial finish, for use with KPB adapter | 1 |  | 1 Year | 798.8 | 0.15 | 678.98
36365 | Salto | AJ650L00BCP7-WK | XS4 ANSI electronic RF wireless SVN BLE / HID iClass half escutcheon for use w/ concealed vertical rods, with keypad, L lever, unhanded, BioCote antimicrobial finish, for use with KPB adapter | 1 |  | 1 Year | 890.8 | 0.15 | 757.18
36366 | Salto | AJ650L00BCP8--K | XS4 ANSI electronic wire-free SVN BLE / HID iClass half escutcheon for use w/ concealed vertical rods, with keypad, L lever, unhanded, BioCote antimicrobial finish, for use with KPB adapter | 1 |  | 1 Year | 798.8 | 0.15 | 678.98
36367 | Salto | AJ650L00BCP8-WK | XS4 ANSI electronic RF wireless SVN BLE / HID iClass half escutcheon for use w/ concealed vertical rods, with keypad, L lever, unhanded, BioCote antimicrobial finish, for use with KPB adapter | 1 |  | 1 Year | 890.8 | 0.15 | 757.18
36368 | Salto | AJ650L00IAH8--K | XS4 ANSI electronic wire-free SVN BLE / HID iClass half escutcheon, with keypad, L lever, unhanded, antique brass finish, for use with KPB adapter | 1 |  | 1 Year | 798.8 | 0.15 | 678.98
36369 | Salto | AJ650L00IAH8-WK | XS4 ANSI electronic RF wireless SVN BLE / HID iClass half escutcheon, with keypad, L lever, unhanded, antique brass finish, for use with KPB adapter | 1 |  | 1 Year | 890.8 | 0.15 | 757.18
36370 | Salto | AJ650L00IAP7--K | XS4 ANSI electronic wire-free SVN BLE / HID iClass half escutcheon for use w/ concealed vertical rods, with keypad, L lever, unhanded, antique brass finish, for use with KPB adapter | 1 |  | 1 Year | 798.8 | 0.15 | 678.98
36371 | Salto | AJ650L00IAP7-WK | XS4 ANSI electronic RF wireless SVN BLE / HID iClass half escutcheon for use w/ concealed vertical rods, with keypad, L lever, unhanded, antique brass finish, for use with KPB adapter | 1 |  | 1 Year | 890.8 | 0.15 | 757.18
36372 | Salto | AJ650L00IAP8--K | XS4 ANSI electronic wire-free SVN BLE / HID iClass half escutcheon for use w/ concealed vertical rods, with keypad, L lever, unhanded, antique brass finish, for use with KPB adapter | 1 |  | 1 Year | 798.8 | 0.15 | 678.98
36373 | Salto | AJ650L00IAP8-WK | XS4 ANSI electronic RF wireless SVN BLE / HID iClass half escutcheon for use w/ concealed vertical rods, with keypad, L lever, unhanded, antique brass finish, for use with KPB adapter | 1 |  | 1 Year | 890.8 | 0.15 | 757.18
36374 | Salto | AJ650L00IMH8--K | XS4 ANSI electronic wire-free SVN BLE / HID iClass half escutcheon, with keypad, L lever, unhanded, satin stainless finish, for use with KPB adapter | 1 |  | 1 Year | 746.8 | 0.15 | 634.78
36375 | Salto | AJ650L00IMH8-WK | XS4 ANSI electronic RF wireless SVN BLE / HID iClass half escutcheon, with keypad, L lever, unhanded, satin stainless finish, for use with KPB adapter | 1 |  | 1 Year | 838.8 | 0.15 | 712.98
36376 | Salto | AJ650L00IMP7--K | XS4 ANSI electronic wire-free SVN BLE / HID iClass half escutcheon for use w/ concealed vertical rods, with keypad, L lever, unhanded, satin stainless finish, for use with KPB adapter | 1 |  | 1 Year | 746.8 | 0.15 | 634.78
36377 | Salto | AJ650L00IMP7-WK | XS4 ANSI electronic RF wireless SVN BLE / HID iClass half escutcheon for use w/ concealed vertical rods, with keypad, L lever, unhanded, satin stainless finish, for use with KPB adapter | 1 |  | 1 Year | 838.8 | 0.15 | 712.98
36378 | Salto | AJ650L00IMP8--K | XS4 ANSI electronic wire-free SVN BLE / HID iClass half escutcheon for use w/ concealed vertical rods, with keypad, L lever, unhanded, satin stainless finish, for use with KPB adapter | 1 |  | 1 Year | 746.8 | 0.15 | 634.78
36379 | Salto | AJ650L00IMP8-WK | XS4 ANSI electronic RF wireless SVN BLE / HID iClass half escutcheon for use w/ concealed vertical rods, with keypad, L lever, unhanded, satin stainless finish, for use with KPB adapter | 1 |  | 1 Year | 838.8 | 0.15 | 712.98
36380 | Salto | AJ650L00IPH8--K | XS4 ANSI electronic wire-free SVN BLE / HID iClass half escutcheon, with keypad, L lever, unhanded, bright stainless steel finish, for use with KPB adapter | 1 |  | 1 Year | 763.1 | 0.15 | 648.635
36381 | Salto | AJ650L00IPH8-WK | XS4 ANSI electronic RF wireless SVN BLE / HID iClass half escutcheon, with keypad, L lever, unhanded, bright stainless steel finish, for use with KPB adapter | 1 |  | 1 Year | 855.1 | 0.15 | 726.835
36382 | Salto | AJ650L00IPP7--K | XS4 ANSI electronic wire-free SVN BLE / HID iClass half escutcheon for use w/ concealed vertical rods, with keypad, L lever, unhanded, bright stainless steel finish, for use with KPB adapter | 1 |  | 1 Year | 763.1 | 0.15 | 648.635
36383 | Salto | AJ650L00IPP7-WK | XS4 ANSI electronic RF wireless SVN BLE / HID iClass half escutcheon for use w/ concealed vertical rods, with keypad, L lever, unhanded, bright stainless steel finish, for use with KPB adapter | 1 |  | 1 Year | 855.1 | 0.15 | 726.835
36384 | Salto | AJ650L00IPP8--K | XS4 ANSI electronic wire-free SVN BLE / HID iClass half escutcheon for use w/ concealed vertical rods, with keypad, L lever, unhanded, bright stainless steel finish, for use with KPB adapter | 1 |  | 1 Year | 763.1 | 0.15 | 648.635
36385 | Salto | AJ650L00IPP8-WK | XS4 ANSI electronic RF wireless SVN BLE / HID iClass half escutcheon for use w/ concealed vertical rods, with keypad, L lever, unhanded, bright stainless steel finish, for use with KPB adapter | 1 |  | 1 Year | 855.1 | 0.15 | 726.835
36386 | Salto | AJ650L00NEH8--K | XS4 ANSI electronic wire-free SVN BLE / HID iClass half escutcheon, with keypad, L lever, unhanded, black chromium finish, for use with KPB adapter | 1 |  | 1 Year | 781.5 | 0.15 | 664.275
36387 | Salto | AJ650L00NEH8-WK | XS4 ANSI electronic RF wireless SVN BLE / HID iClass half escutcheon, with keypad, L lever, unhanded, black chromium finish, for use with KPB adapter | 1 |  | 1 Year | 873.5 | 0.15 | 742.475
36388 | Salto | AJ650L00NEP7--K | XS4 ANSI electronic wire-free SVN BLE / HID iClass half escutcheon for use w/ concealed vertical rods, with keypad, L lever, unhanded, black chromium finish, for use with KPB adapter | 1 |  | 1 Year | 781.5 | 0.15 | 664.275
36389 | Salto | AJ650L00NEP7-WK | XS4 ANSI electronic RF wireless SVN BLE / HID iClass half escutcheon for use w/ concealed vertical rods, with keypad, L lever, unhanded, black chromium finish, for use with KPB adapter | 1 |  | 1 Year | 873.5 | 0.15 | 742.475
36390 | Salto | AJ650L00NEP8--K | XS4 ANSI electronic wire-free SVN BLE / HID iClass half escutcheon for use w/ concealed vertical rods, with keypad, L lever, unhanded, black chromium finish, for use with KPB adapter | 1 |  | 1 Year | 781.5 | 0.15 | 664.275
36391 | Salto | AJ650L00NEP8-WK | XS4 ANSI electronic RF wireless SVN BLE / HID iClass half escutcheon for use w/ concealed vertical rods, with keypad, L lever, unhanded, black chromium finish, for use with KPB adapter | 1 |  | 1 Year | 873.5 | 0.15 | 742.475
36392 | Salto | AJ650L00PMH8--K | XS4 ANSI electronic wire-free SVN BLE / HID iClass half escutcheon, with keypad, L lever, unhanded, satin brass finish, for use with KPB adapter | 1 |  | 1 Year | 746.8 | 0.15 | 634.78
36393 | Salto | AJ650L00PMH8-WK | XS4 ANSI electronic RF wireless SVN BLE / HID iClass half escutcheon, with keypad, L lever, unhanded, satin brass finish, for use with KPB adapter | 1 |  | 1 Year | 838.8 | 0.15 | 712.98
36394 | Salto | AJ650L00PMP7--K | XS4 ANSI electronic wire-free SVN BLE / HID iClass half escutcheon for use w/ concealed vertical rods, with keypad, L lever, unhanded, satin brass finish, for use with KPB adapter | 1 |  | 1 Year | 746.8 | 0.15 | 634.78
36395 | Salto | AJ650L00PMP7-WK | XS4 ANSI electronic RF wireless SVN BLE / HID iClass half escutcheon for use w/ concealed vertical rods, with keypad, L lever, unhanded, satin brass finish, for use with KPB adapter | 1 |  | 1 Year | 838.8 | 0.15 | 712.98
36396 | Salto | AJ650L00PMP8--K | XS4 ANSI electronic wire-free SVN BLE / HID iClass half escutcheon for use w/ concealed vertical rods, with keypad, L lever, unhanded, satin brass finish, for use with KPB adapter | 1 |  | 1 Year | 746.8 | 0.15 | 634.78
36397 | Salto | AJ650L00PMP8-WK | XS4 ANSI electronic RF wireless SVN BLE / HID iClass half escutcheon for use w/ concealed vertical rods, with keypad, L lever, unhanded, satin brass finish, for use with KPB adapter | 1 |  | 1 Year | 838.8 | 0.15 | 712.98
36398 | Salto | AJ650L00PPH8--K | XS4 ANSI electronic wire-free SVN BLE / HID iClass half escutcheon, with keypad, L lever, unhanded, bright brass finish, for use with KPB adapter | 1 |  | 1 Year | 763.1 | 0.15 | 648.635
36399 | Salto | AJ650L00PPH8-WK | XS4 ANSI electronic RF wireless SVN BLE / HID iClass half escutcheon, with keypad, L lever, unhanded, bright brass finish, for use with KPB adapter | 1 |  | 1 Year | 855.1 | 0.15 | 726.835
36400 | Salto | AJ650L00PPP7--K | XS4 ANSI electronic wire-free SVN BLE / HID iClass half escutcheon for use w/ concealed vertical rods, with keypad, L lever, unhanded, bright brass finish, for use with KPB adapter | 1 |  | 1 Year | 763.1 | 0.15 | 648.635
36401 | Salto | AJ650L00PPP7-WK | XS4 ANSI electronic RF wireless SVN BLE / HID iClass half escutcheon for use w/ concealed vertical rods, with keypad, L lever, unhanded, bright brass finish, for use with KPB adapter | 1 |  | 1 Year | 855.1 | 0.15 | 726.835
36402 | Salto | AJ650L00PPP8--K | XS4 ANSI electronic wire-free SVN BLE / HID iClass half escutcheon for use w/ concealed vertical rods, with keypad, L lever, unhanded, bright brass finish, for use with KPB adapter | 1 |  | 1 Year | 763.1 | 0.15 | 648.635
36403 | Salto | AJ650L00PPP8-WK | XS4 ANSI electronic RF wireless SVN BLE / HID iClass half escutcheon for use w/ concealed vertical rods, with keypad, L lever, unhanded, bright brass finish, for use with KPB adapter | 1 |  | 1 Year | 855.1 | 0.15 | 726.835
36404 | Salto | AJ650N00BCH8--K | XS4 ANSI electronic wire-free SVN BLE / HID iClass half escutcheon, with keypad, N lever, unhanded, BioCote antimicrobial finish, for use with KPB adapter | 1 |  | 1 Year | 798.8 | 0.15 | 678.98
36405 | Salto | AJ650N00BCH8-WK | XS4 ANSI electronic RF wireless SVN BLE / HID iClass half escutcheon, with keypad, N lever, unhanded, BioCote antimicrobial finish, for use with KPB adapter | 1 |  | 1 Year | 890.8 | 0.15 | 757.18
36406 | Salto | AJ650N00BCP7--K | XS4 ANSI electronic wire-free SVN BLE / HID iClass half escutcheon for use w/ concealed vertical rods, with keypad, N lever, unhanded, BioCote antimicrobial finish, for use with KPB adapter | 1 |  | 1 Year | 798.8 | 0.15 | 678.98
36407 | Salto | AJ650N00BCP7-WK | XS4 ANSI electronic RF wireless SVN BLE / HID iClass half escutcheon for use w/ concealed vertical rods, with keypad, N lever, unhanded, BioCote antimicrobial finish, for use with KPB adapter | 1 |  | 1 Year | 890.8 | 0.15 | 757.18
36408 | Salto | AJ650N00BCP8--K | XS4 ANSI electronic wire-free SVN BLE / HID iClass half escutcheon for use w/ concealed vertical rods, with keypad, N lever, unhanded, BioCote antimicrobial finish, for use with KPB adapter | 1 |  | 1 Year | 798.8 | 0.15 | 678.98
36409 | Salto | AJ650N00BCP8-WK | XS4 ANSI electronic RF wireless SVN BLE / HID iClass half escutcheon for use w/ concealed vertical rods, with keypad, N lever, unhanded, BioCote antimicrobial finish, for use with KPB adapter | 1 |  | 1 Year | 890.8 | 0.15 | 757.18
36410 | Salto | AJ650N00IMH8--K | XS4 ANSI electronic wire-free SVN BLE / HID iClass half escutcheon, with keypad, N lever, unhanded, satin stainless finish, for use with KPB adapter | 1 |  | 1 Year | 746.8 | 0.15 | 634.78
36411 | Salto | AJ650N00IMH8--K | XS4 ANSI electronic wire-free SVN BLE / HID iClass half escutcheon, with keypad, N lever, unhanded, satin stainless finish, for use with KPB adapter | 1 |  | 1 Year | 746.8 | 0.15 | 634.78
36412 | Salto | AJ650N00IMH8-WK | XS4 ANSI electronic RF wireless SVN BLE / HID iClass half escutcheon, with keypad, N lever, unhanded, satin stainless finish, for use with KPB adapter | 1 |  | 1 Year | 838.8 | 0.15 | 712.98
36413 | Salto | AJ650N00IMH8-WK | XS4 ANSI electronic RF wireless SVN BLE / HID iClass half escutcheon, with keypad, N lever, unhanded, satin stainless finish, for use with KPB adapter | 1 |  | 1 Year | 838.8 | 0.15 | 712.98
36414 | Salto | AJ650N00IMP7--K | XS4 ANSI electronic wire-free SVN BLE / HID iClass half escutcheon for use w/ concealed vertical rods, with keypad, N lever, unhanded, satin stainless finish, for use with KPB adapter | 1 |  | 1 Year | 746.8 | 0.15 | 634.78
36415 | Salto | AJ650N00IMP7--K | XS4 ANSI electronic wire-free SVN BLE / HID iClass half escutcheon for use w/ concealed vertical rods, with keypad, N lever, unhanded, satin stainless finish, for use with KPB adapter | 1 |  | 1 Year | 746.8 | 0.15 | 634.78
36416 | Salto | AJ650N00IMP7-WK | XS4 ANSI electronic RF wireless SVN BLE / HID iClass half escutcheon for use w/ concealed vertical rods, with keypad, N lever, unhanded, satin stainless finish, for use with KPB adapter | 1 |  | 1 Year | 838.8 | 0.15 | 712.98
36417 | Salto | AJ650N00IMP7-WK | XS4 ANSI electronic RF wireless SVN BLE / HID iClass half escutcheon for use w/ concealed vertical rods, with keypad, N lever, unhanded, satin stainless finish, for use with KPB adapter | 1 |  | 1 Year | 838.8 | 0.15 | 712.98
36418 | Salto | AJ650N00IMP8--K | XS4 ANSI electronic wire-free SVN BLE / HID iClass half escutcheon for use w/ concealed vertical rods, with keypad, N lever, unhanded, satin stainless finish, for use with KPB adapter | 1 |  | 1 Year | 746.8 | 0.15 | 634.78
36419 | Salto | AJ650N00IMP8--K | XS4 ANSI electronic wire-free SVN BLE / HID iClass half escutcheon for use w/ concealed vertical rods, with keypad, N lever, unhanded, satin stainless finish, for use with KPB adapter | 1 |  | 1 Year | 746.8 | 0.15 | 634.78
36420 | Salto | AJ650N00IMP8-WK | XS4 ANSI electronic RF wireless SVN BLE / HID iClass half escutcheon for use w/ concealed vertical rods, with keypad, N lever, unhanded, satin stainless finish, for use with KPB adapter | 1 |  | 1 Year | 838.8 | 0.15 | 712.98
36421 | Salto | AJ650N00IMP8-WK | XS4 ANSI electronic RF wireless SVN BLE / HID iClass half escutcheon for use w/ concealed vertical rods, with keypad, N lever, unhanded, satin stainless finish, for use with KPB adapter | 1 |  | 1 Year | 838.8 | 0.15 | 712.98
36422 | Salto | AJ650N00IPH8--K | XS4 ANSI electronic wire-free SVN BLE / HID iClass half escutcheon, with keypad, N lever, unhanded, bright stainless steel finish, for use with KPB adapter | 1 |  | 1 Year | 763.1 | 0.15 | 648.635
36423 | Salto | AJ650N00IPH8-WK | XS4 ANSI electronic RF wireless SVN BLE / HID iClass half escutcheon, with keypad, N lever, unhanded, bright stainless steel finish, for use with KPB adapter | 1 |  | 1 Year | 855.1 | 0.15 | 726.835
36424 | Salto | AJ650N00IPP7--K | XS4 ANSI electronic wire-free SVN BLE / HID iClass half escutcheon for use w/ concealed vertical rods, with keypad, N lever, unhanded, bright stainless steel finish, for use with KPB adapter | 1 |  | 1 Year | 763.1 | 0.15 | 648.635
36425 | Salto | AJ650N00IPP7-WK | XS4 ANSI electronic RF wireless SVN BLE / HID iClass half escutcheon for use w/ concealed vertical rods, with keypad, N lever, unhanded, bright stainless steel finish, for use with KPB adapter | 1 |  | 1 Year | 855.1 | 0.15 | 726.835
36426 | Salto | AJ650N00IPP8--K | XS4 ANSI electronic wire-free SVN BLE / HID iClass half escutcheon for use w/ concealed vertical rods, with keypad, N lever, unhanded, bright stainless steel finish, for use with KPB adapter | 1 |  | 1 Year | 763.1 | 0.15 | 648.635
36427 | Salto | AJ650N00IPP8-WK | XS4 ANSI electronic RF wireless SVN BLE / HID iClass half escutcheon for use w/ concealed vertical rods, with keypad, N lever, unhanded, bright stainless steel finish, for use with KPB adapter | 1 |  | 1 Year | 855.1 | 0.15 | 726.835
36428 | Salto | AJ650N00PMH8--K | XS4 ANSI electronic wire-free SVN BLE / HID iClass half escutcheon, with keypad, N lever, unhanded, satin brass finish, for use with KPB adapter | 1 |  | 1 Year | 746.8 | 0.15 | 634.78
36429 | Salto | AJ650N00PMH8-WK | XS4 ANSI electronic RF wireless SVN BLE / HID iClass half escutcheon, with keypad, N lever, unhanded, satin brass finish, for use with KPB adapter | 1 |  | 1 Year | 838.8 | 0.15 | 712.98
36430 | Salto | AJ650N00PMP7--K | XS4 ANSI electronic wire-free SVN BLE / HID iClass half escutcheon for use w/ concealed vertical rods, with keypad, N lever, unhanded, satin brass finish, for use with KPB adapter | 1 |  | 1 Year | 746.8 | 0.15 | 634.78
36431 | Salto | AJ650N00PMP7-WK | XS4 ANSI electronic RF wireless SVN BLE / HID iClass half escutcheon for use w/ concealed vertical rods, with keypad, N lever, unhanded, satin brass finish, for use with KPB adapter | 1 |  | 1 Year | 838.8 | 0.15 | 712.98
36432 | Salto | AJ650N00PMP8--K | XS4 ANSI electronic wire-free SVN BLE / HID iClass half escutcheon for use w/ concealed vertical rods, with keypad, N lever, unhanded, satin brass finish, for use with KPB adapter | 1 |  | 1 Year | 746.8 | 0.15 | 634.78
36433 | Salto | AJ650N00PMP8-WK | XS4 ANSI electronic RF wireless SVN BLE / HID iClass half escutcheon for use w/ concealed vertical rods, with keypad, N lever, unhanded, satin brass finish, for use with KPB adapter | 1 |  | 1 Year | 838.8 | 0.15 | 712.98
36434 | Salto | AJ650O00BCH8L-K | XS4 ANSI electronic wire-free SVN BLE / HID iClass half escutcheon, with keypad, O lever, left handed, BioCote antimicrobial finish, for use with KPB adapter | 1 |  | 1 Year | 809 | 0.15 | 687.65
36435 | Salto | AJ650O00BCH8LWK | XS4 ANSI electronic RF wireless SVN BLE / HID iClass half escutcheon, with keypad, O lever, left handed, BioCote antimicrobial finish, for use with KPB adapter | 1 |  | 1 Year | 901 | 0.15 | 765.85
36436 | Salto | AJ650O00BCH8R-K | XS4 ANSI electronic wire-free SVN BLE / HID iClass half escutcheon, with keypad, O lever, right handed, BioCote antimicrobial finish, for use with KPB adapter | 1 |  | 1 Year | 809 | 0.15 | 687.65
36437 | Salto | AJ650O00BCH8RWK | XS4 ANSI electronic RF wireless SVN BLE / HID iClass half escutcheon, with keypad, O lever, right handed, BioCote antimicrobial finish, for use with KPB adapter | 1 |  | 1 Year | 901 | 0.15 | 765.85
36438 | Salto | AJ650O00BCP7L-K | XS4 ANSI electronic wire-free SVN BLE / HID iClass half escutcheon for use w/ concealed vertical rods, with keypad, O lever, left handed, BioCote antimicrobial finish, for use with KPB adapter | 1 |  | 1 Year | 809 | 0.15 | 687.65
36439 | Salto | AJ650O00BCP7LWK | XS4 ANSI electronic RF wireless SVN BLE / HID iClass half escutcheon for use w/ concealed vertical rods, with keypad, O lever, left handed, BioCote antimicrobial finish, for use with KPB adapter | 1 |  | 1 Year | 901 | 0.15 | 765.85
36440 | Salto | AJ650O00BCP7R-K | XS4 ANSI electronic wire-free SVN BLE / HID iClass half escutcheon for use w/ concealed vertical rods, with keypad, O lever, right handed, BioCote antimicrobial finish, for use with KPB adapter | 1 |  | 1 Year | 809 | 0.15 | 687.65
36441 | Salto | AJ650O00BCP7RWK | XS4 ANSI electronic RF wireless SVN BLE / HID iClass half escutcheon for use w/ concealed vertical rods, with keypad, O lever, right handed, BioCote antimicrobial finish, for use with KPB adapter | 1 |  | 1 Year | 901 | 0.15 | 765.85
36442 | Salto | AJ650O00BCP8L-K | XS4 ANSI electronic wire-free SVN BLE / HID iClass half escutcheon for use w/ concealed vertical rods, with keypad, O lever, left handed, BioCote antimicrobial finish, for use with KPB adapter | 1 |  | 1 Year | 809 | 0.15 | 687.65
36443 | Salto | AJ650O00BCP8LWK | XS4 ANSI electronic RF wireless SVN BLE / HID iClass half escutcheon for use w/ concealed vertical rods, with keypad, O lever, left handed, BioCote antimicrobial finish, for use with KPB adapter | 1 |  | 1 Year | 901 | 0.15 | 765.85
36444 | Salto | AJ650O00BCP8R-K | XS4 ANSI electronic wire-free SVN BLE / HID iClass half escutcheon for use w/ concealed vertical rods, with keypad, O lever, right handed, BioCote antimicrobial finish, for use with KPB adapter | 1 |  | 1 Year | 809 | 0.15 | 687.65
36445 | Salto | AJ650O00BCP8RWK | XS4 ANSI electronic RF wireless SVN BLE / HID iClass half escutcheon for use w/ concealed vertical rods, with keypad, O lever, right handed, BioCote antimicrobial finish, for use with KPB adapter | 1 |  | 1 Year | 901 | 0.15 | 765.85
36446 | Salto | AJ650O00IAH8L-K | XS4 ANSI electronic wire-free SVN BLE / HID iClass half escutcheon, with keypad, O lever, left handed, antique brass finish, for use with KPB adapter | 1 |  | 1 Year | 809 | 0.15 | 687.65
36447 | Salto | AJ650O00IAH8LWK | XS4 ANSI electronic RF wireless SVN BLE / HID iClass half escutcheon, with keypad, O lever, left handed, antique brass finish, for use with KPB adapter | 1 |  | 1 Year | 901 | 0.15 | 765.85
36448 | Salto | AJ650O00IAH8R-K | XS4 ANSI electronic wire-free SVN BLE / HID iClass half escutcheon, with keypad, O lever, right handed, antique brass finish, for use with KPB adapter | 1 |  | 1 Year | 809 | 0.15 | 687.65
36449 | Salto | AJ650O00IAH8RWK | XS4 ANSI electronic RF wireless SVN BLE / HID iClass half escutcheon, with keypad, O lever, right handed, antique brass finish, for use with KPB adapter | 1 |  | 1 Year | 901 | 0.15 | 765.85
36450 | Salto | AJ650O00IAP7L-K | XS4 ANSI electronic wire-free SVN BLE / HID iClass half escutcheon for use w/ concealed vertical rods, with keypad, O lever, left handed, antique brass finish, for use with KPB adapter | 1 |  | 1 Year | 809 | 0.15 | 687.65
36451 | Salto | AJ650O00IAP7LWK | XS4 ANSI electronic RF wireless SVN BLE / HID iClass half escutcheon for use w/ concealed vertical rods, with keypad, O lever, left handed, antique brass finish, for use with KPB adapter | 1 |  | 1 Year | 901 | 0.15 | 765.85
36452 | Salto | AJ650O00IAP7R-K | XS4 ANSI electronic wire-free SVN BLE / HID iClass half escutcheon for use w/ concealed vertical rods, with keypad, O lever, right handed, antique brass finish, for use with KPB adapter | 1 |  | 1 Year | 809 | 0.15 | 687.65
36453 | Salto | AJ650O00IAP7RWK | XS4 ANSI electronic RF wireless SVN BLE / HID iClass half escutcheon for use w/ concealed vertical rods, with keypad, O lever, right handed, antique brass finish, for use with KPB adapter | 1 |  | 1 Year | 901 | 0.15 | 765.85
36454 | Salto | AJ650O00IAP8L-K | XS4 ANSI electronic wire-free SVN BLE / HID iClass half escutcheon for use w/ concealed vertical rods, with keypad, O lever, left handed, antique brass finish, for use with KPB adapter | 1 |  | 1 Year | 809 | 0.15 | 687.65
36455 | Salto | AJ650O00IAP8LWK | XS4 ANSI electronic RF wireless SVN BLE / HID iClass half escutcheon for use w/ concealed vertical rods, with keypad, O lever, left handed, antique brass finish, for use with KPB adapter | 1 |  | 1 Year | 901 | 0.15 | 765.85
36456 | Salto | AJ650O00IAP8R-K | XS4 ANSI electronic wire-free SVN BLE / HID iClass half escutcheon for use w/ concealed vertical rods, with keypad, O lever, right handed, antique brass finish, for use with KPB adapter | 1 |  | 1 Year | 809 | 0.15 | 687.65
36457 | Salto | AJ650O00IAP8RWK | XS4 ANSI electronic RF wireless SVN BLE / HID iClass half escutcheon for use w/ concealed vertical rods, with keypad, O lever, right handed, antique brass finish, for use with KPB adapter | 1 |  | 1 Year | 901 | 0.15 | 765.85
36458 | Salto | AJ650O00IMH8L-K | XS4 ANSI electronic wire-free SVN BLE / HID iClass half escutcheon, with keypad, O lever, left handed, satin stainless finish, for use with KPB adapter | 1 |  | 1 Year | 757 | 0.15 | 643.45
36459 | Salto | AJ650O00IMH8LWK | XS4 ANSI electronic RF wireless SVN BLE / HID iClass half escutcheon, with keypad, O lever, left handed, satin stainless finish, for use with KPB adapter | 1 |  | 1 Year | 849 | 0.15 | 721.65
36460 | Salto | AJ650O00IMH8R-K | XS4 ANSI electronic wire-free SVN BLE / HID iClass half escutcheon, with keypad, O lever, right handed, satin stainless finish, for use with KPB adapter | 1 |  | 1 Year | 757 | 0.15 | 643.45
36461 | Salto | AJ650O00IMH8RWK | XS4 ANSI electronic RF wireless SVN BLE / HID iClass half escutcheon, with keypad, O lever, right handed, satin stainless finish, for use with KPB adapter | 1 |  | 1 Year | 849 | 0.15 | 721.65
36462 | Salto | AJ650O00IMP7L-K | XS4 ANSI electronic wire-free SVN BLE / HID iClass half escutcheon for use w/ concealed vertical rods, with keypad, O lever, left handed, satin stainless finish, for use with KPB adapter | 1 |  | 1 Year | 757 | 0.15 | 643.45
36463 | Salto | AJ650O00IMP7LWK | XS4 ANSI electronic RF wireless SVN BLE / HID iClass half escutcheon for use w/ concealed vertical rods, with keypad, O lever, left handed, satin stainless finish, for use with KPB adapter | 1 |  | 1 Year | 849 | 0.15 | 721.65
36464 | Salto | AJ650O00IMP7R-K | XS4 ANSI electronic wire-free SVN BLE / HID iClass half escutcheon for use w/ concealed vertical rods, with keypad, O lever, right handed, satin stainless finish, for use with KPB adapter | 1 |  | 1 Year | 757 | 0.15 | 643.45
36465 | Salto | AJ650O00IMP7RWK | XS4 ANSI electronic RF wireless SVN BLE / HID iClass half escutcheon for use w/ concealed vertical rods, with keypad, O lever, right handed, satin stainless finish, for use with KPB adapter | 1 |  | 1 Year | 849 | 0.15 | 721.65
36466 | Salto | AJ650O00IMP8L-K | XS4 ANSI electronic wire-free SVN BLE / HID iClass half escutcheon for use w/ concealed vertical rods, with keypad, O lever, left handed, satin stainless finish, for use with KPB adapter | 1 |  | 1 Year | 757 | 0.15 | 643.45
36467 | Salto | AJ650O00IMP8LWK | XS4 ANSI electronic RF wireless SVN BLE / HID iClass half escutcheon for use w/ concealed vertical rods, with keypad, O lever, left handed, satin stainless finish, for use with KPB adapter | 1 |  | 1 Year | 849 | 0.15 | 721.65
36468 | Salto | AJ650O00IMP8R-K | XS4 ANSI electronic wire-free SVN BLE / HID iClass half escutcheon for use w/ concealed vertical rods, with keypad, O lever, right handed, satin stainless finish, for use with KPB adapter | 1 |  | 1 Year | 757 | 0.15 | 643.45
36469 | Salto | AJ650O00IMP8RWK | XS4 ANSI electronic RF wireless SVN BLE / HID iClass half escutcheon for use w/ concealed vertical rods, with keypad, O lever, right handed, satin stainless finish, for use with KPB adapter | 1 |  | 1 Year | 849 | 0.15 | 721.65
36470 | Salto | AJ650O00IPH8L-K | XS4 ANSI electronic wire-free SVN BLE / HID iClass half escutcheon, with keypad, O lever, left handed, bright stainless steel finish, for use with KPB adapter | 1 |  | 1 Year | 773.3 | 0.15 | 657.305
36471 | Salto | AJ650O00IPH8LWK | XS4 ANSI electronic RF wireless SVN BLE / HID iClass half escutcheon, with keypad, O lever, left handed, bright stainless steel finish, for use with KPB adapter | 1 |  | 1 Year | 865.3 | 0.15 | 735.505
36472 | Salto | AJ650O00IPH8R-K | XS4 ANSI electronic wire-free SVN BLE / HID iClass half escutcheon, with keypad, O lever, right handed, bright stainless steel finish, for use with KPB adapter | 1 |  | 1 Year | 773.3 | 0.15 | 657.305
36473 | Salto | AJ650O00IPH8RWK | XS4 ANSI electronic RF wireless SVN BLE / HID iClass half escutcheon, with keypad, O lever, right handed, bright stainless steel finish, for use with KPB adapter | 1 |  | 1 Year | 865.3 | 0.15 | 735.505
36474 | Salto | AJ650O00IPP7L-K | XS4 ANSI electronic wire-free SVN BLE / HID iClass half escutcheon for use w/ concealed vertical rods, with keypad, O lever, left handed, bright stainless steel finish, for use with KPB adapter | 1 |  | 1 Year | 773.3 | 0.15 | 657.305
36475 | Salto | AJ650O00IPP7LWK | XS4 ANSI electronic RF wireless SVN BLE / HID iClass half escutcheon for use w/ concealed vertical rods, with keypad, O lever, left handed, bright stainless steel finish, for use with KPB adapter | 1 |  | 1 Year | 865.3 | 0.15 | 735.505
36476 | Salto | AJ650O00IPP7R-K | XS4 ANSI electronic wire-free SVN BLE / HID iClass half escutcheon for use w/ concealed vertical rods, with keypad, O lever, right handed, bright stainless steel finish, for use with KPB adapter | 1 |  | 1 Year | 773.3 | 0.15 | 657.305
36477 | Salto | AJ650O00IPP7RWK | XS4 ANSI electronic RF wireless SVN BLE / HID iClass half escutcheon for use w/ concealed vertical rods, with keypad, O lever, right handed, bright stainless steel finish, for use with KPB adapter | 1 |  | 1 Year | 865.3 | 0.15 | 735.505
36478 | Salto | AJ650O00IPP8L-K | XS4 ANSI electronic wire-free SVN BLE / HID iClass half escutcheon for use w/ concealed vertical rods, with keypad, O lever, left handed, bright stainless steel finish, for use with KPB adapter | 1 |  | 1 Year | 773.3 | 0.15 | 657.305
36479 | Salto | AJ650O00IPP8LWK | XS4 ANSI electronic RF wireless SVN BLE / HID iClass half escutcheon for use w/ concealed vertical rods, with keypad, O lever, left handed, bright stainless steel finish, for use with KPB adapter | 1 |  | 1 Year | 865.3 | 0.15 | 735.505
36480 | Salto | AJ650O00IPP8R-K | XS4 ANSI electronic wire-free SVN BLE / HID iClass half escutcheon for use w/ concealed vertical rods, with keypad, O lever, right handed, bright stainless steel finish, for use with KPB adapter | 1 |  | 1 Year | 773.3 | 0.15 | 657.305
36481 | Salto | AJ650O00IPP8RWK | XS4 ANSI electronic RF wireless SVN BLE / HID iClass half escutcheon for use w/ concealed vertical rods, with keypad, O lever, right handed, bright stainless steel finish, for use with KPB adapter | 1 |  | 1 Year | 865.3 | 0.15 | 735.505
36482 | Salto | AJ650O00NEH8L-K | XS4 ANSI electronic wire-free SVN BLE / HID iClass half escutcheon, with keypad, O lever, left handed, black chromium finish, for use with KPB adapter | 1 |  | 1 Year | 791.7 | 0.15 | 672.945
36483 | Salto | AJ650O00NEH8LWK | XS4 ANSI electronic RF wireless SVN BLE / HID iClass half escutcheon, with keypad, O lever, left handed, black chromium finish, for use with KPB adapter | 1 |  | 1 Year | 883.7 | 0.15 | 751.145
36484 | Salto | AJ650O00NEH8R-K | XS4 ANSI electronic wire-free SVN BLE / HID iClass half escutcheon, with keypad, O lever, right handed, black chromium finish, for use with KPB adapter | 1 |  | 1 Year | 791.7 | 0.15 | 672.945
36485 | Salto | AJ650O00NEH8RWK | XS4 ANSI electronic RF wireless SVN BLE / HID iClass half escutcheon, with keypad, O lever, right handed, black chromium finish, for use with KPB adapter | 1 |  | 1 Year | 883.7 | 0.15 | 751.145
36486 | Salto | AJ650O00NEP7L-K | XS4 ANSI electronic wire-free SVN BLE / HID iClass half escutcheon for use w/ concealed vertical rods, with keypad, O lever, left handed, black chromium finish, for use with KPB adapter | 1 |  | 1 Year | 791.7 | 0.15 | 672.945
36487 | Salto | AJ650O00NEP7LWK | XS4 ANSI electronic RF wireless SVN BLE / HID iClass half escutcheon for use w/ concealed vertical rods, with keypad, O lever, left handed, black chromium finish, for use with KPB adapter | 1 |  | 1 Year | 883.7 | 0.15 | 751.145
36488 | Salto | AJ650O00NEP7R-K | XS4 ANSI electronic wire-free SVN BLE / HID iClass half escutcheon for use w/ concealed vertical rods, with keypad, O lever, right handed, black chromium finish, for use with KPB adapter | 1 |  | 1 Year | 791.7 | 0.15 | 672.945
36489 | Salto | AJ650O00NEP7RWK | XS4 ANSI electronic RF wireless SVN BLE / HID iClass half escutcheon for use w/ concealed vertical rods, with keypad, O lever, right handed, black chromium finish, for use with KPB adapter | 1 |  | 1 Year | 883.7 | 0.15 | 751.145
36490 | Salto | AJ650O00NEP8L-K | XS4 ANSI electronic wire-free SVN BLE / HID iClass half escutcheon for use w/ concealed vertical rods, with keypad, O lever, left handed, black chromium finish, for use with KPB adapter | 1 |  | 1 Year | 791.7 | 0.15 | 672.945
36491 | Salto | AJ650O00NEP8LWK | XS4 ANSI electronic RF wireless SVN BLE / HID iClass half escutcheon for use w/ concealed vertical rods, with keypad, O lever, left handed, black chromium finish, for use with KPB adapter | 1 |  | 1 Year | 883.7 | 0.15 | 751.145
36492 | Salto | AJ650O00NEP8R-K | XS4 ANSI electronic wire-free SVN BLE / HID iClass half escutcheon for use w/ concealed vertical rods, with keypad, O lever, right handed, black chromium finish, for use with KPB adapter | 1 |  | 1 Year | 791.7 | 0.15 | 672.945
36493 | Salto | AJ650O00NEP8RWK | XS4 ANSI electronic RF wireless SVN BLE / HID iClass half escutcheon for use w/ concealed vertical rods, with keypad, O lever, right handed, black chromium finish, for use with KPB adapter | 1 |  | 1 Year | 883.7 | 0.15 | 751.145
36494 | Salto | AJ650O00PMH8L-K | XS4 ANSI electronic wire-free SVN BLE / HID iClass half escutcheon, with keypad, O lever, left handed, satin brass finish, for use with KPB adapter | 1 |  | 1 Year | 757 | 0.15 | 643.45
36495 | Salto | AJ650O00PMH8LWK | XS4 ANSI electronic RF wireless SVN BLE / HID iClass half escutcheon, with keypad, O lever, left handed, satin brass finish, for use with KPB adapter | 1 |  | 1 Year | 849 | 0.15 | 721.65
36496 | Salto | AJ650O00PMH8R-K | XS4 ANSI electronic wire-free SVN BLE / HID iClass half escutcheon, with keypad, O lever, right handed, satin brass finish, for use with KPB adapter | 1 |  | 1 Year | 757 | 0.15 | 643.45
36497 | Salto | AJ650O00PMH8RWK | XS4 ANSI electronic RF wireless SVN BLE / HID iClass half escutcheon, with keypad, O lever, right handed, satin brass finish, for use with KPB adapter | 1 |  | 1 Year | 849 | 0.15 | 721.65
36498 | Salto | AJ650O00PMP7L-K | XS4 ANSI electronic wire-free SVN BLE / HID iClass half escutcheon for use w/ concealed vertical rods, with keypad, O lever, left handed, satin brass finish, for use with KPB adapter | 1 |  | 1 Year | 757 | 0.15 | 643.45
36499 | Salto | AJ650O00PMP7LWK | XS4 ANSI electronic RF wireless SVN BLE / HID iClass half escutcheon for use w/ concealed vertical rods, with keypad, O lever, left handed, satin brass finish, for use with KPB adapter | 1 |  | 1 Year | 849 | 0.15 | 721.65
36500 | Salto | AJ650O00PMP7R-K | XS4 ANSI electronic wire-free SVN BLE / HID iClass half escutcheon for use w/ concealed vertical rods, with keypad, O lever, right handed, satin brass finish, for use with KPB adapter | 1 |  | 1 Year | 757 | 0.15 | 643.45
36501 | Salto | AJ650O00PMP7RWK | XS4 ANSI electronic RF wireless SVN BLE / HID iClass half escutcheon for use w/ concealed vertical rods, with keypad, O lever, right handed, satin brass finish, for use with KPB adapter | 1 |  | 1 Year | 849 | 0.15 | 721.65
36502 | Salto | AJ650O00PMP8L-K | XS4 ANSI electronic wire-free SVN BLE / HID iClass half escutcheon for use w/ concealed vertical rods, with keypad, O lever, left handed, satin brass finish, for use with KPB adapter | 1 |  | 1 Year | 757 | 0.15 | 643.45
36503 | Salto | AJ650O00PMP8LWK | XS4 ANSI electronic RF wireless SVN BLE / HID iClass half escutcheon for use w/ concealed vertical rods, with keypad, O lever, left handed, satin brass finish, for use with KPB adapter | 1 |  | 1 Year | 849 | 0.15 | 721.65
36504 | Salto | AJ650O00PMP8R-K | XS4 ANSI electronic wire-free SVN BLE / HID iClass half escutcheon for use w/ concealed vertical rods, with keypad, O lever, right handed, satin brass finish, for use with KPB adapter | 1 |  | 1 Year | 757 | 0.15 | 643.45
36505 | Salto | AJ650O00PMP8RWK | XS4 ANSI electronic RF wireless SVN BLE / HID iClass half escutcheon for use w/ concealed vertical rods, with keypad, O lever, right handed, satin brass finish, for use with KPB adapter | 1 |  | 1 Year | 849 | 0.15 | 721.65
36506 | Salto | AJ650O00PPH8L-K | XS4 ANSI electronic wire-free SVN BLE / HID iClass half escutcheon, with keypad, O lever, left handed, bright brass finish, for use with KPB adapter | 1 |  | 1 Year | 773.3 | 0.15 | 657.305
36507 | Salto | AJ650O00PPH8LWK | XS4 ANSI electronic RF wireless SVN BLE / HID iClass half escutcheon, with keypad, O lever, left handed, bright brass finish, for use with KPB adapter | 1 |  | 1 Year | 865.3 | 0.15 | 735.505
36508 | Salto | AJ650O00PPH8R-K | XS4 ANSI electronic wire-free SVN BLE / HID iClass half escutcheon, with keypad, O lever, right handed, bright brass finish, for use with KPB adapter | 1 |  | 1 Year | 773.3 | 0.15 | 657.305
36509 | Salto | AJ650O00PPH8RWK | XS4 ANSI electronic RF wireless SVN BLE / HID iClass half escutcheon, with keypad, O lever, right handed, bright brass finish, for use with KPB adapter | 1 |  | 1 Year | 865.3 | 0.15 | 735.505
36510 | Salto | AJ650O00PPP7L-K | XS4 ANSI electronic wire-free SVN BLE / HID iClass half escutcheon for use w/ concealed vertical rods, with keypad, O lever, left handed, bright brass finish, for use with KPB adapter | 1 |  | 1 Year | 773.3 | 0.15 | 657.305
36511 | Salto | AJ650O00PPP7LWK | XS4 ANSI electronic RF wireless SVN BLE / HID iClass half escutcheon for use w/ concealed vertical rods, with keypad, O lever, left handed, bright brass finish, for use with KPB adapter | 1 |  | 1 Year | 865.3 | 0.15 | 735.505
36512 | Salto | AJ650O00PPP7R-K | XS4 ANSI electronic wire-free SVN BLE / HID iClass half escutcheon for use w/ concealed vertical rods, with keypad, O lever, right handed, bright brass finish, for use with KPB adapter | 1 |  | 1 Year | 773.3 | 0.15 | 657.305
36513 | Salto | AJ650O00PPP7RWK | XS4 ANSI electronic RF wireless SVN BLE / HID iClass half escutcheon for use w/ concealed vertical rods, with keypad, O lever, right handed, bright brass finish, for use with KPB adapter | 1 |  | 1 Year | 865.3 | 0.15 | 735.505
36514 | Salto | AJ650O00PPP8L-K | XS4 ANSI electronic wire-free SVN BLE / HID iClass half escutcheon for use w/ concealed vertical rods, with keypad, O lever, left handed, bright brass finish, for use with KPB adapter | 1 |  | 1 Year | 773.3 | 0.15 | 657.305
36515 | Salto | AJ650O00PPP8LWK | XS4 ANSI electronic RF wireless SVN BLE / HID iClass half escutcheon for use w/ concealed vertical rods, with keypad, O lever, left handed, bright brass finish, for use with KPB adapter | 1 |  | 1 Year | 865.3 | 0.15 | 735.505
36516 | Salto | AJ650O00PPP8R-K | XS4 ANSI electronic wire-free SVN BLE / HID iClass half escutcheon for use w/ concealed vertical rods, with keypad, O lever, right handed, bright brass finish, for use with KPB adapter | 1 |  | 1 Year | 773.3 | 0.15 | 657.305
36517 | Salto | AJ650O00PPP8RWK | XS4 ANSI electronic RF wireless SVN BLE / HID iClass half escutcheon for use w/ concealed vertical rods, with keypad, O lever, right handed, bright brass finish, for use with KPB adapter | 1 |  | 1 Year | 865.3 | 0.15 | 735.505
36518 | Salto | AJ650W00BCH8--K | XS4 ANSI electronic wire-free SVN BLE / HID iClass half escutcheon, with keypad, W lever, unhanded, BioCote antimicrobial finish, for use with KPB adapter | 1 |  | 1 Year | 798.8 | 0.15 | 678.98
36519 | Salto | AJ650W00BCH8-WK | XS4 ANSI electronic RF wireless SVN BLE / HID iClass half escutcheon, with keypad, W lever, unhanded, BioCote antimicrobial finish, for use with KPB adapter | 1 |  | 1 Year | 890.8 | 0.15 | 757.18
36520 | Salto | AJ650W00BCP7--K | XS4 ANSI electronic wire-free SVN BLE / HID iClass half escutcheon for use w/ concealed vertical rods, with keypad, W lever, unhanded, BioCote antimicrobial finish, for use with KPB adapter | 1 |  | 1 Year | 798.8 | 0.15 | 678.98
36521 | Salto | AJ650W00BCP7-WK | XS4 ANSI electronic RF wireless SVN BLE / HID iClass half escutcheon for use w/ concealed vertical rods, with keypad, W lever, unhanded, BioCote antimicrobial finish, for use with KPB adapter | 1 |  | 1 Year | 890.8 | 0.15 | 757.18
36522 | Salto | AJ650W00BCP8--K | XS4 ANSI electronic wire-free SVN BLE / HID iClass half escutcheon for use w/ concealed vertical rods, with keypad, W lever, unhanded, BioCote antimicrobial finish, for use with KPB adapter | 1 |  | 1 Year | 798.8 | 0.15 | 678.98
36523 | Salto | AJ650W00BCP8-WK | XS4 ANSI electronic RF wireless SVN BLE / HID iClass half escutcheon for use w/ concealed vertical rods, with keypad, W lever, unhanded, BioCote antimicrobial finish, for use with KPB adapter | 1 |  | 1 Year | 890.8 | 0.15 | 757.18
36524 | Salto | AJ650W00IAH8--K | XS4 ANSI electronic wire-free SVN BLE / HID iClass half escutcheon, with keypad, W lever, unhanded, antique brass finish, for use with KPB adapter | 1 |  | 1 Year | 798.8 | 0.15 | 678.98
36525 | Salto | AJ650W00IAH8-WK | XS4 ANSI electronic RF wireless SVN BLE / HID iClass half escutcheon, with keypad, W lever, unhanded, antique brass finish, for use with KPB adapter | 1 |  | 1 Year | 890.8 | 0.15 | 757.18
36526 | Salto | AJ650W00IAP7--K | XS4 ANSI electronic wire-free SVN BLE / HID iClass half escutcheon for use w/ concealed vertical rods, with keypad, W lever, unhanded, antique brass finish, for use with KPB adapter | 1 |  | 1 Year | 798.8 | 0.15 | 678.98
36527 | Salto | AJ650W00IAP7-WK | XS4 ANSI electronic RF wireless SVN BLE / HID iClass half escutcheon for use w/ concealed vertical rods, with keypad, W lever, unhanded, antique brass finish, for use with KPB adapter | 1 |  | 1 Year | 890.8 | 0.15 | 757.18
36528 | Salto | AJ650W00IAP8--K | XS4 ANSI electronic wire-free SVN BLE / HID iClass half escutcheon for use w/ concealed vertical rods, with keypad, W lever, unhanded, antique brass finish, for use with KPB adapter | 1 |  | 1 Year | 798.8 | 0.15 | 678.98
36529 | Salto | AJ650W00IAP8-WK | XS4 ANSI electronic RF wireless SVN BLE / HID iClass half escutcheon for use w/ concealed vertical rods, with keypad, W lever, unhanded, antique brass finish, for use with KPB adapter | 1 |  | 1 Year | 890.8 | 0.15 | 757.18
36530 | Salto | AJ650W00IMH8--K | XS4 ANSI electronic wire-free SVN BLE / HID iClass half escutcheon, with keypad, W lever, unhanded, satin stainless finish, for use with KPB adapter | 1 |  | 1 Year | 746.8 | 0.15 | 634.78
36531 | Salto | AJ650W00IMH8-WK | XS4 ANSI electronic RF wireless SVN BLE / HID iClass half escutcheon, with keypad, W lever, unhanded, satin stainless finish, for use with KPB adapter | 1 |  | 1 Year | 838.8 | 0.15 | 712.98
36532 | Salto | AJ650W00IMP7--K | XS4 ANSI electronic wire-free SVN BLE / HID iClass half escutcheon for use w/ concealed vertical rods, with keypad, W lever, unhanded, satin stainless finish, for use with KPB adapter | 1 |  | 1 Year | 746.8 | 0.15 | 634.78
36533 | Salto | AJ650W00IMP7-WK | XS4 ANSI electronic RF wireless SVN BLE / HID iClass half escutcheon for use w/ concealed vertical rods, with keypad, W lever, unhanded, satin stainless finish, for use with KPB adapter | 1 |  | 1 Year | 838.8 | 0.15 | 712.98
36534 | Salto | AJ650W00IMP8--K | XS4 ANSI electronic wire-free SVN BLE / HID iClass half escutcheon for use w/ concealed vertical rods, with keypad, W lever, unhanded, satin stainless finish, for use with KPB adapter | 1 |  | 1 Year | 746.8 | 0.15 | 634.78
36535 | Salto | AJ650W00IMP8-WK | XS4 ANSI electronic RF wireless SVN BLE / HID iClass half escutcheon for use w/ concealed vertical rods, with keypad, W lever, unhanded, satin stainless finish, for use with KPB adapter | 1 |  | 1 Year | 838.8 | 0.15 | 712.98
36536 | Salto | AJ650W00IPH8--K | XS4 ANSI electronic wire-free SVN BLE / HID iClass half escutcheon, with keypad, W lever, unhanded, bright stainless steel finish, for use with KPB adapter | 1 |  | 1 Year | 763.1 | 0.15 | 648.635
36537 | Salto | AJ650W00IPH8-WK | XS4 ANSI electronic RF wireless SVN BLE / HID iClass half escutcheon, with keypad, W lever, unhanded, bright stainless steel finish, for use with KPB adapter | 1 |  | 1 Year | 855.1 | 0.15 | 726.835
36538 | Salto | AJ650W00IPP7--K | XS4 ANSI electronic wire-free SVN BLE / HID iClass half escutcheon for use w/ concealed vertical rods, with keypad, W lever, unhanded, bright stainless steel finish, for use with KPB adapter | 1 |  | 1 Year | 763.1 | 0.15 | 648.635
36539 | Salto | AJ650W00IPP7-WK | XS4 ANSI electronic RF wireless SVN BLE / HID iClass half escutcheon for use w/ concealed vertical rods, with keypad, W lever, unhanded, bright stainless steel finish, for use with KPB adapter | 1 |  | 1 Year | 855.1 | 0.15 | 726.835
36540 | Salto | AJ650W00IPP8--K | XS4 ANSI electronic wire-free SVN BLE / HID iClass half escutcheon for use w/ concealed vertical rods, with keypad, W lever, unhanded, bright stainless steel finish, for use with KPB adapter | 1 |  | 1 Year | 763.1 | 0.15 | 648.635
36541 | Salto | AJ650W00IPP8-WK | XS4 ANSI electronic RF wireless SVN BLE / HID iClass half escutcheon for use w/ concealed vertical rods, with keypad, W lever, unhanded, bright stainless steel finish, for use with KPB adapter | 1 |  | 1 Year | 855.1 | 0.15 | 726.835
36542 | Salto | AJ650W00NEH8--K | XS4 ANSI electronic wire-free SVN BLE / HID iClass half escutcheon, with keypad, W lever, unhanded, black chromium finish, for use with KPB adapter | 1 |  | 1 Year | 781.5 | 0.15 | 664.275
36543 | Salto | AJ650W00NEH8-WK | XS4 ANSI electronic RF wireless SVN BLE / HID iClass half escutcheon, with keypad, W lever, unhanded, black chromium finish, for use with KPB adapter | 1 |  | 1 Year | 873.5 | 0.15 | 742.475
36544 | Salto | AJ650W00NEP7--K | XS4 ANSI electronic wire-free SVN BLE / HID iClass half escutcheon for use w/ concealed vertical rods, with keypad, W lever, unhanded, black chromium finish, for use with KPB adapter | 1 |  | 1 Year | 781.5 | 0.15 | 664.275
36545 | Salto | AJ650W00NEP7-WK | XS4 ANSI electronic RF wireless SVN BLE / HID iClass half escutcheon for use w/ concealed vertical rods, with keypad, W lever, unhanded, black chromium finish, for use with KPB adapter | 1 |  | 1 Year | 873.5 | 0.15 | 742.475
36546 | Salto | AJ650W00NEP8--K | XS4 ANSI electronic wire-free SVN BLE / HID iClass half escutcheon for use w/ concealed vertical rods, with keypad, W lever, unhanded, black chromium finish, for use with KPB adapter | 1 |  | 1 Year | 781.5 | 0.15 | 664.275
36547 | Salto | AJ650W00NEP8-WK | XS4 ANSI electronic RF wireless SVN BLE / HID iClass half escutcheon for use w/ concealed vertical rods, with keypad, W lever, unhanded, black chromium finish, for use with KPB adapter | 1 |  | 1 Year | 873.5 | 0.15 | 742.475
36548 | Salto | AJ650W00PMH8--K | XS4 ANSI electronic wire-free SVN BLE / HID iClass half escutcheon, with keypad, W lever, unhanded, satin brass finish, for use with KPB adapter | 1 |  | 1 Year | 746.8 | 0.15 | 634.78
36549 | Salto | AJ650W00PMH8-WK | XS4 ANSI electronic RF wireless SVN BLE / HID iClass half escutcheon, with keypad, W lever, unhanded, satin brass finish, for use with KPB adapter | 1 |  | 1 Year | 838.8 | 0.15 | 712.98
36550 | Salto | AJ650W00PMP7--K | XS4 ANSI electronic wire-free SVN BLE / HID iClass half escutcheon for use w/ concealed vertical rods, with keypad, W lever, unhanded, satin brass finish, for use with KPB adapter | 1 |  | 1 Year | 746.8 | 0.15 | 634.78
36551 | Salto | AJ650W00PMP7-WK | XS4 ANSI electronic RF wireless SVN BLE / HID iClass half escutcheon for use w/ concealed vertical rods, with keypad, W lever, unhanded, satin brass finish, for use with KPB adapter | 1 |  | 1 Year | 838.8 | 0.15 | 712.98
36552 | Salto | AJ650W00PMP8--K | XS4 ANSI electronic wire-free SVN BLE / HID iClass half escutcheon for use w/ concealed vertical rods, with keypad, W lever, unhanded, satin brass finish, for use with KPB adapter | 1 |  | 1 Year | 746.8 | 0.15 | 634.78
36553 | Salto | AJ650W00PMP8-WK | XS4 ANSI electronic RF wireless SVN BLE / HID iClass half escutcheon for use w/ concealed vertical rods, with keypad, W lever, unhanded, satin brass finish, for use with KPB adapter | 1 |  | 1 Year | 838.8 | 0.15 | 712.98
36554 | Salto | AJ650W00PPH8--K | XS4 ANSI electronic wire-free SVN BLE / HID iClass half escutcheon, with keypad, W lever, unhanded, bright brass finish, for use with KPB adapter | 1 |  | 1 Year | 763.1 | 0.15 | 648.635
36555 | Salto | AJ650W00PPH8-WK | XS4 ANSI electronic RF wireless SVN BLE / HID iClass half escutcheon, with keypad, W lever, unhanded, bright brass finish, for use with KPB adapter | 1 |  | 1 Year | 855.1 | 0.15 | 726.835
36556 | Salto | AJ650W00PPP7--K | XS4 ANSI electronic wire-free SVN BLE / HID iClass half escutcheon for use w/ concealed vertical rods, with keypad, W lever, unhanded, bright brass finish, for use with KPB adapter | 1 |  | 1 Year | 763.1 | 0.15 | 648.635
36557 | Salto | AJ650W00PPP7-WK | XS4 ANSI electronic RF wireless SVN BLE / HID iClass half escutcheon for use w/ concealed vertical rods, with keypad, W lever, unhanded, bright brass finish, for use with KPB adapter | 1 |  | 1 Year | 855.1 | 0.15 | 726.835
36558 | Salto | AJ650W00PPP8--K | XS4 ANSI electronic wire-free SVN BLE / HID iClass half escutcheon for use w/ concealed vertical rods, with keypad, W lever, unhanded, bright brass finish, for use with KPB adapter | 1 |  | 1 Year | 763.1 | 0.15 | 648.635
36559 | Salto | AJ650W00PPP8-WK | XS4 ANSI electronic RF wireless SVN BLE / HID iClass half escutcheon for use w/ concealed vertical rods, with keypad, W lever, unhanded, bright brass finish, for use with KPB adapter | 1 |  | 1 Year | 855.1 | 0.15 | 726.835
36560 | Salto | AJ660200IMH8--K | XS4 ANSI electronic wire-free SVN BLE / HID iClass w/ key override, half escutcheon, with keypad, Columbo Robodue premium series lever, unhanded, satin stainless finish, for use with KPB adapter | 1 |  | 1 Year | 792.7 | 0.15 | 673.795
36561 | Salto | AJ660200IMH8-WK | XS4 ANSI electronic RF wireless SVN BLE / HID iClass w/ key override, half escutcheon, with keypad, Columbo Robodue premium series lever, unhanded, satin stainless finish, for use with KPB adapter | 1 |  | 1 Year | 884.7 | 0.15 | 751.995
36562 | Salto | AJ660200IMP7--K | XS4 ANSI electronic wire-free SVN BLE / HID iClass w/ key override, half escutcheon for use w/ concealed vertical rods, with keypad, Columbo Robodue premium series lever, unhanded, satin stainless finish, for use with KPB adapter | 1 |  | 1 Year | 792.7 | 0.15 | 673.795
36563 | Salto | AJ660200IMP7-WK | XS4 ANSI electronic RF wireless SVN BLE / HID iClass w/ key override, half escutcheon for use w/ concealed vertical rods, with keypad, Columbo Robodue premium series lever, unhanded, satin stainless finish, for use with KPB adapter | 1 |  | 1 Year | 884.7 | 0.15 | 751.995
36564 | Salto | AJ660200IMP8--K | XS4 ANSI electronic wire-free SVN BLE / HID iClass w/ key override, half escutcheon for use w/ concealed vertical rods, with keypad, Columbo Robodue premium series lever, unhanded, satin stainless finish, for use with KPB adapter | 1 |  | 1 Year | 792.7 | 0.15 | 673.795
36565 | Salto | AJ660200IMP8-WK | XS4 ANSI electronic RF wireless SVN BLE / HID iClass w/ key override, half escutcheon for use w/ concealed vertical rods, with keypad, Columbo Robodue premium series lever, unhanded, satin stainless finish, for use with KPB adapter | 1 |  | 1 Year | 884.7 | 0.15 | 751.995
36566 | Salto | AJ660200IPH8--K | XS4 ANSI electronic wire-free SVN BLE / HID iClass w/ key override, half escutcheon, with keypad, Columbo Robodue premium series lever, unhanded, bright stainless steel finish, for use with KPB adapter | 1 |  | 1 Year | 809 | 0.15 | 687.65
36567 | Salto | AJ660200IPH8-WK | XS4 ANSI electronic RF wireless SVN BLE / HID iClass w/ key override, half escutcheon, with keypad, Columbo Robodue premium series lever, unhanded, bright stainless steel finish, for use with KPB adapter | 1 |  | 1 Year | 901 | 0.15 | 765.85
36568 | Salto | AJ660200IPP7--K | XS4 ANSI electronic wire-free SVN BLE / HID iClass w/ key override, half escutcheon for use w/ concealed vertical rods, with keypad, Columbo Robodue premium series lever, unhanded, bright stainless steel finish, for use with KPB adapter | 1 |  | 1 Year | 809 | 0.15 | 687.65
36569 | Salto | AJ660200IPP7-WK | XS4 ANSI electronic RF wireless SVN BLE / HID iClass w/ key override, half escutcheon for use w/ concealed vertical rods, with keypad, Columbo Robodue premium series lever, unhanded, bright stainless steel finish, for use with KPB adapter | 1 |  | 1 Year | 901 | 0.15 | 765.85
36570 | Salto | AJ660200IPP8--K | XS4 ANSI electronic wire-free SVN BLE / HID iClass w/ key override, half escutcheon for use w/ concealed vertical rods, with keypad, Columbo Robodue premium series lever, unhanded, bright stainless steel finish, for use with KPB adapter | 1 |  | 1 Year | 809 | 0.15 | 687.65
36571 | Salto | AJ660200IPP8-WK | XS4 ANSI electronic RF wireless SVN BLE / HID iClass w/ key override, half escutcheon for use w/ concealed vertical rods, with keypad, Columbo Robodue premium series lever, unhanded, bright stainless steel finish, for use with KPB adapter | 1 |  | 1 Year | 901 | 0.15 | 765.85
36572 | Salto | AJ660200PPH8--K | XS4 ANSI electronic wire-free SVN BLE / HID iClass w/ key override, half escutcheon, with keypad, Columbo Robodue premium series lever, unhanded, bright brass finish, for use with KPB adapter | 1 |  | 1 Year | 809 | 0.15 | 687.65
36573 | Salto | AJ660200PPH8-WK | XS4 ANSI electronic RF wireless SVN BLE / HID iClass w/ key override, half escutcheon, with keypad, Columbo Robodue premium series lever, unhanded, bright brass finish, for use with KPB adapter | 1 |  | 1 Year | 901 | 0.15 | 765.85
36574 | Salto | AJ660200PPP7--K | XS4 ANSI electronic wire-free SVN BLE / HID iClass w/ key override, half escutcheon for use w/ concealed vertical rods, with keypad, Columbo Robodue premium series lever, unhanded, bright brass finish, for use with KPB adapter | 1 |  | 1 Year | 809 | 0.15 | 687.65
36575 | Salto | AJ660200PPP7-WK | XS4 ANSI electronic RF wireless SVN BLE / HID iClass w/ key override, half escutcheon for use w/ concealed vertical rods, with keypad, Columbo Robodue premium series lever, unhanded, bright brass finish, for use with KPB adapter | 1 |  | 1 Year | 901 | 0.15 | 765.85
36576 | Salto | AJ660200PPP8--K | XS4 ANSI electronic wire-free SVN BLE / HID iClass w/ key override, half escutcheon for use w/ concealed vertical rods, with keypad, Columbo Robodue premium series lever, unhanded, bright brass finish, for use with KPB adapter | 1 |  | 1 Year | 809 | 0.15 | 687.65
36577 | Salto | AJ660200PPP8-WK | XS4 ANSI electronic RF wireless SVN BLE / HID iClass w/ key override, half escutcheon for use w/ concealed vertical rods, with keypad, Columbo Robodue premium series lever, unhanded, bright brass finish, for use with KPB adapter | 1 |  | 1 Year | 901 | 0.15 | 765.85
36578 | Salto | AJ660300IMH8--K | XS4 ANSI electronic wire-free SVN BLE / HID iClass w/ key override, half escutcheon, with keypad, Columbo Robotre premium series lever, unhanded, satin stainless finish, for use with KPB adapter | 1 |  | 1 Year | 792.7 | 0.15 | 673.795
36579 | Salto | AJ660300IMH8-WK | XS4 ANSI electronic RF wireless SVN BLE / HID iClass w/ key override, half escutcheon, with keypad, Columbo Robotre premium series lever, unhanded, satin stainless finish, for use with KPB adapter | 1 |  | 1 Year | 884.7 | 0.15 | 751.995
36580 | Salto | AJ660300IMP7--K | XS4 ANSI electronic wire-free SVN BLE / HID iClass w/ key override, half escutcheon for use w/ concealed vertical rods, with keypad, Columbo Robotre premium series lever, unhanded, satin stainless finish, for use with KPB adapter | 1 |  | 1 Year | 792.7 | 0.15 | 673.795
36581 | Salto | AJ660300IMP7-WK | XS4 ANSI electronic RF wireless SVN BLE / HID iClass w/ key override, half escutcheon for use w/ concealed vertical rods, with keypad, Columbo Robotre premium series lever, unhanded, satin stainless finish, for use with KPB adapter | 1 |  | 1 Year | 884.7 | 0.15 | 751.995
36582 | Salto | AJ660300IMP8--K | XS4 ANSI electronic wire-free SVN BLE / HID iClass w/ key override, half escutcheon for use w/ concealed vertical rods, with keypad, Columbo Robotre premium series lever, unhanded, satin stainless finish, for use with KPB adapter | 1 |  | 1 Year | 792.7 | 0.15 | 673.795
36583 | Salto | AJ660300IMP8-WK | XS4 ANSI electronic RF wireless SVN BLE / HID iClass w/ key override, half escutcheon for use w/ concealed vertical rods, with keypad, Columbo Robotre premium series lever, unhanded, satin stainless finish, for use with KPB adapter | 1 |  | 1 Year | 884.7 | 0.15 | 751.995
36584 | Salto | AJ660300IPH8--K | XS4 ANSI electronic wire-free SVN BLE / HID iClass w/ key override, half escutcheon, with keypad, Columbo Robotre premium series lever, unhanded, bright stainless steel finish, for use with KPB adapter | 1 |  | 1 Year | 809 | 0.15 | 687.65
36585 | Salto | AJ660300IPH8-WK | XS4 ANSI electronic RF wireless SVN BLE / HID iClass w/ key override, half escutcheon, with keypad, Columbo Robotre premium series lever, unhanded, bright stainless steel finish, for use with KPB adapter | 1 |  | 1 Year | 901 | 0.15 | 765.85
36586 | Salto | AJ660300IPP7--K | XS4 ANSI electronic wire-free SVN BLE / HID iClass w/ key override, half escutcheon for use w/ concealed vertical rods, with keypad, Columbo Robotre premium series lever, unhanded, bright stainless steel finish, for use with KPB adapter | 1 |  | 1 Year | 809 | 0.15 | 687.65
36587 | Salto | AJ660300IPP7-WK | XS4 ANSI electronic RF wireless SVN BLE / HID iClass w/ key override, half escutcheon for use w/ concealed vertical rods, with keypad, Columbo Robotre premium series lever, unhanded, bright stainless steel finish, for use with KPB adapter | 1 |  | 1 Year | 901 | 0.15 | 765.85
36588 | Salto | AJ660300IPP8--K | XS4 ANSI electronic wire-free SVN BLE / HID iClass w/ key override, half escutcheon for use w/ concealed vertical rods, with keypad, Columbo Robotre premium series lever, unhanded, bright stainless steel finish, for use with KPB adapter | 1 |  | 1 Year | 809 | 0.15 | 687.65
36589 | Salto | AJ660300IPP8-WK | XS4 ANSI electronic RF wireless SVN BLE / HID iClass w/ key override, half escutcheon for use w/ concealed vertical rods, with keypad, Columbo Robotre premium series lever, unhanded, bright stainless steel finish, for use with KPB adapter | 1 |  | 1 Year | 901 | 0.15 | 765.85
36590 | Salto | AJ660300PPH8--K | XS4 ANSI electronic wire-free SVN BLE / HID iClass w/ key override, half escutcheon, with keypad, Columbo Robotre premium series lever, unhanded, bright brass finish, for use with KPB adapter | 1 |  | 1 Year | 809 | 0.15 | 687.65
36591 | Salto | AJ660300PPH8-WK | XS4 ANSI electronic RF wireless SVN BLE / HID iClass w/ key override, half escutcheon, with keypad, Columbo Robotre premium series lever, unhanded, bright brass finish, for use with KPB adapter | 1 |  | 1 Year | 901 | 0.15 | 765.85
36592 | Salto | AJ660300PPP7--K | XS4 ANSI electronic wire-free SVN BLE / HID iClass w/ key override, half escutcheon for use w/ concealed vertical rods, with keypad, Columbo Robotre premium series lever, unhanded, bright brass finish, for use with KPB adapter | 1 |  | 1 Year | 809 | 0.15 | 687.65
36593 | Salto | AJ660300PPP7-WK | XS4 ANSI electronic RF wireless SVN BLE / HID iClass w/ key override, half escutcheon for use w/ concealed vertical rods, with keypad, Columbo Robotre premium series lever, unhanded, bright brass finish, for use with KPB adapter | 1 |  | 1 Year | 901 | 0.15 | 765.85
36594 | Salto | AJ660300PPP8--K | XS4 ANSI electronic wire-free SVN BLE / HID iClass w/ key override, half escutcheon for use w/ concealed vertical rods, with keypad, Columbo Robotre premium series lever, unhanded, bright brass finish, for use with KPB adapter | 1 |  | 1 Year | 809 | 0.15 | 687.65
36595 | Salto | AJ660300PPP8-WK | XS4 ANSI electronic RF wireless SVN BLE / HID iClass w/ key override, half escutcheon for use w/ concealed vertical rods, with keypad, Columbo Robotre premium series lever, unhanded, bright brass finish, for use with KPB adapter | 1 |  | 1 Year | 901 | 0.15 | 765.85
36596 | Salto | AJ660400IMH8--K | XS4 ANSI electronic wire-free SVN BLE / HID iClass w/ key override, half escutcheon, with keypad, Columbo Roboquattro premium series lever, unhanded, satin stainless finish, for use with KPB adapter | 1 |  | 1 Year | 792.7 | 0.15 | 673.795
36597 | Salto | AJ660400IMH8-WK | XS4 ANSI electronic RF wireless SVN BLE / HID iClass w/ key override, half escutcheon, with keypad, Columbo Roboquattro premium series lever, unhanded, satin stainless finish, for use with KPB adapter | 1 |  | 1 Year | 884.7 | 0.15 | 751.995
36598 | Salto | AJ660400IMP7--K | XS4 ANSI electronic wire-free SVN BLE / HID iClass w/ key override, half escutcheon for use w/ concealed vertical rods, with keypad, Columbo Roboquattro premium series lever, unhanded, satin stainless finish, for use with KPB adapter | 1 |  | 1 Year | 792.7 | 0.15 | 673.795
36599 | Salto | AJ660400IMP7-WK | XS4 ANSI electronic RF wireless SVN BLE / HID iClass w/ key override, half escutcheon for use w/ concealed vertical rods, with keypad, Columbo Roboquattro premium series lever, unhanded, satin stainless finish, for use with KPB adapter | 1 |  | 1 Year | 884.7 | 0.15 | 751.995
36600 | Salto | AJ660400IMP8--K | XS4 ANSI electronic wire-free SVN BLE / HID iClass w/ key override, half escutcheon for use w/ concealed vertical rods, with keypad, Columbo Roboquattro premium series lever, unhanded, satin stainless finish, for use with KPB adapter | 1 |  | 1 Year | 792.7 | 0.15 | 673.795
36601 | Salto | AJ660400IMP8-WK | XS4 ANSI electronic RF wireless SVN BLE / HID iClass w/ key override, half escutcheon for use w/ concealed vertical rods, with keypad, Columbo Roboquattro premium series lever, unhanded, satin stainless finish, for use with KPB adapter | 1 |  | 1 Year | 884.7 | 0.15 | 751.995
36602 | Salto | AJ660400IPH8--K | XS4 ANSI electronic wire-free SVN BLE / HID iClass w/ key override, half escutcheon, with keypad, Columbo Roboquattro premium series lever, unhanded, bright stainless steel finish, for use with KPB adapter | 1 |  | 1 Year | 809 | 0.15 | 687.65
36603 | Salto | AJ660400IPH8-WK | XS4 ANSI electronic RF wireless SVN BLE / HID iClass w/ key override, half escutcheon, with keypad, Columbo Roboquattro premium series lever, unhanded, bright stainless steel finish, for use with KPB adapter | 1 |  | 1 Year | 901 | 0.15 | 765.85
36604 | Salto | AJ660400IPP7--K | XS4 ANSI electronic wire-free SVN BLE / HID iClass w/ key override, half escutcheon for use w/ concealed vertical rods, with keypad, Columbo Roboquattro premium series lever, unhanded, bright stainless steel finish, for use with KPB adapter | 1 |  | 1 Year | 809 | 0.15 | 687.65
36605 | Salto | AJ660400IPP7-WK | XS4 ANSI electronic RF wireless SVN BLE / HID iClass w/ key override, half escutcheon for use w/ concealed vertical rods, with keypad, Columbo Roboquattro premium series lever, unhanded, bright stainless steel finish, for use with KPB adapter | 1 |  | 1 Year | 901 | 0.15 | 765.85
36606 | Salto | AJ660400IPP8--K | XS4 ANSI electronic wire-free SVN BLE / HID iClass w/ key override, half escutcheon for use w/ concealed vertical rods, with keypad, Columbo Roboquattro premium series lever, unhanded, bright stainless steel finish, for use with KPB adapter | 1 |  | 1 Year | 809 | 0.15 | 687.65
36607 | Salto | AJ660400IPP8-WK | XS4 ANSI electronic RF wireless SVN BLE / HID iClass w/ key override, half escutcheon for use w/ concealed vertical rods, with keypad, Columbo Roboquattro premium series lever, unhanded, bright stainless steel finish, for use with KPB adapter | 1 |  | 1 Year | 901 | 0.15 | 765.85
36608 | Salto | AJ660400PPH8--K | XS4 ANSI electronic wire-free SVN BLE / HID iClass w/ key override, half escutcheon, with keypad, Columbo Roboquattro premium series lever, unhanded, bright brass finish, for use with KPB adapter | 1 |  | 1 Year | 809 | 0.15 | 687.65
36609 | Salto | AJ660400PPH8-WK | XS4 ANSI electronic RF wireless SVN BLE / HID iClass w/ key override, half escutcheon, with keypad, Columbo Roboquattro premium series lever, unhanded, bright brass finish, for use with KPB adapter | 1 |  | 1 Year | 901 | 0.15 | 765.85
36610 | Salto | AJ660400PPP7--K | XS4 ANSI electronic wire-free SVN BLE / HID iClass w/ key override, half escutcheon for use w/ concealed vertical rods, with keypad, Columbo Roboquattro premium series lever, unhanded, bright brass finish, for use with KPB adapter | 1 |  | 1 Year | 809 | 0.15 | 687.65
36611 | Salto | AJ660400PPP7-WK | XS4 ANSI electronic RF wireless SVN BLE / HID iClass w/ key override, half escutcheon for use w/ concealed vertical rods, with keypad, Columbo Roboquattro premium series lever, unhanded, bright brass finish, for use with KPB adapter | 1 |  | 1 Year | 901 | 0.15 | 765.85
36612 | Salto | AJ660400PPP8--K | XS4 ANSI electronic wire-free SVN BLE / HID iClass w/ key override, half escutcheon for use w/ concealed vertical rods, with keypad, Columbo Roboquattro premium series lever, unhanded, bright brass finish, for use with KPB adapter | 1 |  | 1 Year | 809 | 0.15 | 687.65
36613 | Salto | AJ660400PPP8-WK | XS4 ANSI electronic RF wireless SVN BLE / HID iClass w/ key override, half escutcheon for use w/ concealed vertical rods, with keypad, Columbo Roboquattro premium series lever, unhanded, bright brass finish, for use with KPB adapter | 1 |  | 1 Year | 901 | 0.15 | 765.85
36614 | Salto | AJ660700IMH8--K | XS4 ANSI electronic wire-free SVN BLE / HID iClass w/ key override, half escutcheon, with keypad, Columbo Mach premium series lever, unhanded, satin stainless finish, for use with KPB adapter | 1 |  | 1 Year | 792.7 | 0.15 | 673.795
36615 | Salto | AJ660700IMH8-WK | XS4 ANSI electronic RF wireless SVN BLE / HID iClass w/ key override, half escutcheon, with keypad, Columbo Mach premium series lever, unhanded, satin stainless finish, for use with KPB adapter | 1 |  | 1 Year | 884.7 | 0.15 | 751.995
36616 | Salto | AJ660700IMP7--K | XS4 ANSI electronic wire-free SVN BLE / HID iClass w/ key override, half escutcheon for use w/ concealed vertical rods, with keypad, Columbo Mach premium series lever, unhanded, satin stainless finish, for use with KPB adapter | 1 |  | 1 Year | 792.7 | 0.15 | 673.795
36617 | Salto | AJ660700IMP7-WK | XS4 ANSI electronic RF wireless SVN BLE / HID iClass w/ key override, half escutcheon for use w/ concealed vertical rods, with keypad, Columbo Mach premium series lever, unhanded, satin stainless finish, for use with KPB adapter | 1 |  | 1 Year | 884.7 | 0.15 | 751.995
36618 | Salto | AJ660700IMP8--K | XS4 ANSI electronic wire-free SVN BLE / HID iClass w/ key override, half escutcheon for use w/ concealed vertical rods, with keypad, Columbo Mach premium series lever, unhanded, satin stainless finish, for use with KPB adapter | 1 |  | 1 Year | 792.7 | 0.15 | 673.795
36619 | Salto | AJ660700IMP8-WK | XS4 ANSI electronic RF wireless SVN BLE / HID iClass w/ key override, half escutcheon for use w/ concealed vertical rods, with keypad, Columbo Mach premium series lever, unhanded, satin stainless finish, for use with KPB adapter | 1 |  | 1 Year | 884.7 | 0.15 | 751.995
36620 | Salto | AJ660700IPH8--K | XS4 ANSI electronic wire-free SVN BLE / HID iClass w/ key override, half escutcheon, with keypad, Columbo Mach premium series lever, unhanded, bright stainless steel finish, for use with KPB adapter | 1 |  | 1 Year | 809 | 0.15 | 687.65
36621 | Salto | AJ660700IPH8-WK | XS4 ANSI electronic RF wireless SVN BLE / HID iClass w/ key override, half escutcheon, with keypad, Columbo Mach premium series lever, unhanded, bright stainless steel finish, for use with KPB adapter | 1 |  | 1 Year | 901 | 0.15 | 765.85
36622 | Salto | AJ660700IPP7--K | XS4 ANSI electronic wire-free SVN BLE / HID iClass w/ key override, half escutcheon for use w/ concealed vertical rods, with keypad, Columbo Mach premium series lever, unhanded, bright stainless steel finish, for use with KPB adapter | 1 |  | 1 Year | 809 | 0.15 | 687.65
36623 | Salto | AJ660700IPP7-WK | XS4 ANSI electronic RF wireless SVN BLE / HID iClass w/ key override, half escutcheon for use w/ concealed vertical rods, with keypad, Columbo Mach premium series lever, unhanded, bright stainless steel finish, for use with KPB adapter | 1 |  | 1 Year | 901 | 0.15 | 765.85
36624 | Salto | AJ660700IPP8--K | XS4 ANSI electronic wire-free SVN BLE / HID iClass w/ key override, half escutcheon for use w/ concealed vertical rods, with keypad, Columbo Mach premium series lever, unhanded, bright stainless steel finish, for use with KPB adapter | 1 |  | 1 Year | 809 | 0.15 | 687.65
36625 | Salto | AJ660700IPP8-WK | XS4 ANSI electronic RF wireless SVN BLE / HID iClass w/ key override, half escutcheon for use w/ concealed vertical rods, with keypad, Columbo Mach premium series lever, unhanded, bright stainless steel finish, for use with KPB adapter | 1 |  | 1 Year | 901 | 0.15 | 765.85
36626 | Salto | AJ660700PPH8--K | XS4 ANSI electronic wire-free SVN BLE / HID iClass w/ key override, half escutcheon, with keypad, Columbo Mach premium series lever, unhanded, bright brass finish, for use with KPB adapter | 1 |  | 1 Year | 809 | 0.15 | 687.65
36627 | Salto | AJ660700PPH8-WK | XS4 ANSI electronic RF wireless SVN BLE / HID iClass w/ key override, half escutcheon, with keypad, Columbo Mach premium series lever, unhanded, bright brass finish, for use with KPB adapter | 1 |  | 1 Year | 901 | 0.15 | 765.85
36628 | Salto | AJ660700PPP7--K | XS4 ANSI electronic wire-free SVN BLE / HID iClass w/ key override, half escutcheon for use w/ concealed vertical rods, with keypad, Columbo Mach premium series lever, unhanded, bright brass finish, for use with KPB adapter | 1 |  | 1 Year | 809 | 0.15 | 687.65
36629 | Salto | AJ660700PPP7-WK | XS4 ANSI electronic RF wireless SVN BLE / HID iClass w/ key override, half escutcheon for use w/ concealed vertical rods, with keypad, Columbo Mach premium series lever, unhanded, bright brass finish, for use with KPB adapter | 1 |  | 1 Year | 901 | 0.15 | 765.85
36630 | Salto | AJ660700PPP8--K | XS4 ANSI electronic wire-free SVN BLE / HID iClass w/ key override, half escutcheon for use w/ concealed vertical rods, with keypad, Columbo Mach premium series lever, unhanded, bright brass finish, for use with KPB adapter | 1 |  | 1 Year | 809 | 0.15 | 687.65
36631 | Salto | AJ660700PPP8-WK | XS4 ANSI electronic RF wireless SVN BLE / HID iClass w/ key override, half escutcheon for use w/ concealed vertical rods, with keypad, Columbo Mach premium series lever, unhanded, bright brass finish, for use with KPB adapter | 1 |  | 1 Year | 901 | 0.15 | 765.85
36632 | Salto | AJ660A00BCH8--K | XS4 ANSI electronic wire-free SVN BLE / HID iClass w/ key override, half escutcheon, with keypad, A lever, unhanded, BioCote antimicrobial finish, for use with KPB adapter | 1 |  | 1 Year | 798.8 | 0.15 | 678.98
36633 | Salto | AJ660A00BCH8-WK | XS4 ANSI electronic RF wireless SVN BLE / HID iClass w/ key override, half escutcheon, with keypad, A lever, unhanded, BioCote antimicrobial finish, for use with KPB adapter | 1 |  | 1 Year | 890.8 | 0.15 | 757.18
36634 | Salto | AJ660A00BCP7--K | XS4 ANSI electronic wire-free SVN BLE / HID iClass w/ key override, half escutcheon for use w/ concealed vertical rods, with keypad, A lever, unhanded, BioCote antimicrobial finish, for use with KPB adapter | 1 |  | 1 Year | 798.8 | 0.15 | 678.98
36635 | Salto | AJ660A00BCP7-WK | XS4 ANSI electronic RF wireless SVN BLE / HID iClass w/ key override, half escutcheon for use w/ concealed vertical rods, with keypad, A lever, unhanded, BioCote antimicrobial finish, for use with KPB adapter | 1 |  | 1 Year | 890.8 | 0.15 | 757.18
36636 | Salto | AJ660A00BCP8--K | XS4 ANSI electronic wire-free SVN BLE / HID iClass w/ key override, half escutcheon for use w/ concealed vertical rods, with keypad, A lever, unhanded, BioCote antimicrobial finish, for use with KPB adapter | 1 |  | 1 Year | 798.8 | 0.15 | 678.98
36637 | Salto | AJ660A00BCP8-WK | XS4 ANSI electronic RF wireless SVN BLE / HID iClass w/ key override, half escutcheon for use w/ concealed vertical rods, with keypad, A lever, unhanded, BioCote antimicrobial finish, for use with KPB adapter | 1 |  | 1 Year | 890.8 | 0.15 | 757.18
36638 | Salto | AJ660A00IAH8--K | XS4 ANSI electronic wire-free SVN BLE / HID iClass w/ key override, half escutcheon, with keypad, A lever, unhanded, antique brass finish, for use with KPB adapter | 1 |  | 1 Year | 798.8 | 0.15 | 678.98
36639 | Salto | AJ660A00IAH8-WK | XS4 ANSI electronic RF wireless SVN BLE / HID iClass w/ key override, half escutcheon, with keypad, A lever, unhanded, antique brass finish, for use with KPB adapter | 1 |  | 1 Year | 890.8 | 0.15 | 757.18
36640 | Salto | AJ660A00IAP7--K | XS4 ANSI electronic wire-free SVN BLE / HID iClass w/ key override, half escutcheon for use w/ concealed vertical rods, with keypad, A lever, unhanded, antique brass finish, for use with KPB adapter | 1 |  | 1 Year | 798.8 | 0.15 | 678.98
36641 | Salto | AJ660A00IAP7-WK | XS4 ANSI electronic RF wireless SVN BLE / HID iClass w/ key override, half escutcheon for use w/ concealed vertical rods, with keypad, A lever, unhanded, antique brass finish, for use with KPB adapter | 1 |  | 1 Year | 890.8 | 0.15 | 757.18
36642 | Salto | AJ660A00IAP8--K | XS4 ANSI electronic wire-free SVN BLE / HID iClass w/ key override, half escutcheon for use w/ concealed vertical rods, with keypad, A lever, unhanded, antique brass finish, for use with KPB adapter | 1 |  | 1 Year | 798.8 | 0.15 | 678.98
36643 | Salto | AJ660A00IAP8-WK | XS4 ANSI electronic RF wireless SVN BLE / HID iClass w/ key override, half escutcheon for use w/ concealed vertical rods, with keypad, A lever, unhanded, antique brass finish, for use with KPB adapter | 1 |  | 1 Year | 890.8 | 0.15 | 757.18
36644 | Salto | AJ660A00IMH8--K | XS4 ANSI electronic wire-free SVN BLE / HID iClass w/ key override, half escutcheon, with keypad, A lever, unhanded, satin stainless finish, for use with KPB adapter | 1 |  | 1 Year | 746.8 | 0.15 | 634.78
36645 | Salto | AJ660A00IMH8-WK | XS4 ANSI electronic RF wireless SVN BLE / HID iClass w/ key override, half escutcheon, with keypad, A lever, unhanded, satin stainless finish, for use with KPB adapter | 1 |  | 1 Year | 838.8 | 0.15 | 712.98
36646 | Salto | AJ660A00IMP7--K | XS4 ANSI electronic wire-free SVN BLE / HID iClass w/ key override, half escutcheon for use w/ concealed vertical rods, with keypad, A lever, unhanded, satin stainless finish, for use with KPB adapter | 1 |  | 1 Year | 746.8 | 0.15 | 634.78
36647 | Salto | AJ660A00IMP7-WK | XS4 ANSI electronic RF wireless SVN BLE / HID iClass w/ key override, half escutcheon for use w/ concealed vertical rods, with keypad, A lever, unhanded, satin stainless finish, for use with KPB adapter | 1 |  | 1 Year | 838.8 | 0.15 | 712.98
36648 | Salto | AJ660A00IMP8--K | XS4 ANSI electronic wire-free SVN BLE / HID iClass w/ key override, half escutcheon for use w/ concealed vertical rods, with keypad, A lever, unhanded, satin stainless finish, for use with KPB adapter | 1 |  | 1 Year | 746.8 | 0.15 | 634.78
36649 | Salto | AJ660A00IMP8-WK | XS4 ANSI electronic RF wireless SVN BLE / HID iClass w/ key override, half escutcheon for use w/ concealed vertical rods, with keypad, A lever, unhanded, satin stainless finish, for use with KPB adapter | 1 |  | 1 Year | 838.8 | 0.15 | 712.98
36650 | Salto | AJ660A00IPH8--K | XS4 ANSI electronic wire-free SVN BLE / HID iClass w/ key override, half escutcheon, with keypad, A lever, unhanded, bright stainless steel finish, for use with KPB adapter | 1 |  | 1 Year | 763.1 | 0.15 | 648.635
36651 | Salto | AJ660A00IPH8-WK | XS4 ANSI electronic RF wireless SVN BLE / HID iClass w/ key override, half escutcheon, with keypad, A lever, unhanded, bright stainless steel finish, for use with KPB adapter | 1 |  | 1 Year | 855.1 | 0.15 | 726.835
36652 | Salto | AJ660A00IPP7--K | XS4 ANSI electronic wire-free SVN BLE / HID iClass w/ key override, half escutcheon for use w/ concealed vertical rods, with keypad, A lever, unhanded, bright stainless steel finish, for use with KPB adapter | 1 |  | 1 Year | 763.1 | 0.15 | 648.635
36653 | Salto | AJ660A00IPP7-WK | XS4 ANSI electronic RF wireless SVN BLE / HID iClass w/ key override, half escutcheon for use w/ concealed vertical rods, with keypad, A lever, unhanded, bright stainless steel finish, for use with KPB adapter | 1 |  | 1 Year | 855.1 | 0.15 | 726.835
36654 | Salto | AJ660A00IPP8--K | XS4 ANSI electronic wire-free SVN BLE / HID iClass w/ key override, half escutcheon for use w/ concealed vertical rods, with keypad, A lever, unhanded, bright stainless steel finish, for use with KPB adapter | 1 |  | 1 Year | 763.1 | 0.15 | 648.635
36655 | Salto | AJ660A00IPP8-WK | XS4 ANSI electronic RF wireless SVN BLE / HID iClass w/ key override, half escutcheon for use w/ concealed vertical rods, with keypad, A lever, unhanded, bright stainless steel finish, for use with KPB adapter | 1 |  | 1 Year | 855.1 | 0.15 | 726.835
36656 | Salto | AJ660A00NEH8--K | XS4 ANSI electronic wire-free SVN BLE / HID iClass w/ key override, half escutcheon, with keypad, A lever, unhanded, black chromium finish, for use with KPB adapter | 1 |  | 1 Year | 781.5 | 0.15 | 664.275
36657 | Salto | AJ660A00NEH8-WK | XS4 ANSI electronic RF wireless SVN BLE / HID iClass w/ key override, half escutcheon, with keypad, A lever, unhanded, black chromium finish, for use with KPB adapter | 1 |  | 1 Year | 873.5 | 0.15 | 742.475
36658 | Salto | AJ660A00NEP7--K | XS4 ANSI electronic wire-free SVN BLE / HID iClass w/ key override, half escutcheon for use w/ concealed vertical rods, with keypad, A lever, unhanded, black chromium finish, for use with KPB adapter | 1 |  | 1 Year | 781.5 | 0.15 | 664.275
36659 | Salto | AJ660A00NEP7-WK | XS4 ANSI electronic RF wireless SVN BLE / HID iClass w/ key override, half escutcheon for use w/ concealed vertical rods, with keypad, A lever, unhanded, black chromium finish, for use with KPB adapter | 1 |  | 1 Year | 873.5 | 0.15 | 742.475
36660 | Salto | AJ660A00NEP8--K | XS4 ANSI electronic wire-free SVN BLE / HID iClass w/ key override, half escutcheon for use w/ concealed vertical rods, with keypad, A lever, unhanded, black chromium finish, for use with KPB adapter | 1 |  | 1 Year | 781.5 | 0.15 | 664.275
36661 | Salto | AJ660A00NEP8-WK | XS4 ANSI electronic RF wireless SVN BLE / HID iClass w/ key override, half escutcheon for use w/ concealed vertical rods, with keypad, A lever, unhanded, black chromium finish, for use with KPB adapter | 1 |  | 1 Year | 873.5 | 0.15 | 742.475
36662 | Salto | AJ660A00PMH8--K | XS4 ANSI electronic wire-free SVN BLE / HID iClass w/ key override, half escutcheon, with keypad, A lever, unhanded, satin brass finish, for use with KPB adapter | 1 |  | 1 Year | 746.8 | 0.15 | 634.78
36663 | Salto | AJ660A00PMH8-WK | XS4 ANSI electronic RF wireless SVN BLE / HID iClass w/ key override, half escutcheon, with keypad, A lever, unhanded, satin brass finish, for use with KPB adapter | 1 |  | 1 Year | 838.8 | 0.15 | 712.98
36664 | Salto | AJ660A00PMP7--K | XS4 ANSI electronic wire-free SVN BLE / HID iClass w/ key override, half escutcheon for use w/ concealed vertical rods, with keypad, A lever, unhanded, satin brass finish, for use with KPB adapter | 1 |  | 1 Year | 746.8 | 0.15 | 634.78
36665 | Salto | AJ660A00PMP7-WK | XS4 ANSI electronic RF wireless SVN BLE / HID iClass w/ key override, half escutcheon for use w/ concealed vertical rods, with keypad, A lever, unhanded, satin brass finish, for use with KPB adapter | 1 |  | 1 Year | 838.8 | 0.15 | 712.98
36666 | Salto | AJ660A00PMP8--K | XS4 ANSI electronic wire-free SVN BLE / HID iClass w/ key override, half escutcheon for use w/ concealed vertical rods, with keypad, A lever, unhanded, satin brass finish, for use with KPB adapter | 1 |  | 1 Year | 746.8 | 0.15 | 634.78
36667 | Salto | AJ660A00PMP8-WK | XS4 ANSI electronic RF wireless SVN BLE / HID iClass w/ key override, half escutcheon for use w/ concealed vertical rods, with keypad, A lever, unhanded, satin brass finish, for use with KPB adapter | 1 |  | 1 Year | 838.8 | 0.15 | 712.98
36668 | Salto | AJ660A00PPH8--K | XS4 ANSI electronic wire-free SVN BLE / HID iClass w/ key override, half escutcheon, with keypad, A lever, unhanded, bright brass finish, for use with KPB adapter | 1 |  | 1 Year | 763.1 | 0.15 | 648.635
36669 | Salto | AJ660A00PPH8-WK | XS4 ANSI electronic RF wireless SVN BLE / HID iClass w/ key override, half escutcheon, with keypad, A lever, unhanded, bright brass finish, for use with KPB adapter | 1 |  | 1 Year | 855.1 | 0.15 | 726.835
36670 | Salto | AJ660A00PPP7--K | XS4 ANSI electronic wire-free SVN BLE / HID iClass w/ key override, half escutcheon for use w/ concealed vertical rods, with keypad, A lever, unhanded, bright brass finish, for use with KPB adapter | 1 |  | 1 Year | 763.1 | 0.15 | 648.635
36671 | Salto | AJ660A00PPP7-WK | XS4 ANSI electronic RF wireless SVN BLE / HID iClass w/ key override, half escutcheon for use w/ concealed vertical rods, with keypad, A lever, unhanded, bright brass finish, for use with KPB adapter | 1 |  | 1 Year | 855.1 | 0.15 | 726.835
36672 | Salto | AJ660A00PPP8--K | XS4 ANSI electronic wire-free SVN BLE / HID iClass w/ key override, half escutcheon for use w/ concealed vertical rods, with keypad, A lever, unhanded, bright brass finish, for use with KPB adapter | 1 |  | 1 Year | 763.1 | 0.15 | 648.635
36673 | Salto | AJ660A00PPP8-WK | XS4 ANSI electronic RF wireless SVN BLE / HID iClass w/ key override, half escutcheon for use w/ concealed vertical rods, with keypad, A lever, unhanded, bright brass finish, for use with KPB adapter | 1 |  | 1 Year | 855.1 | 0.15 | 726.835
36674 | Salto | AJ660G00BCH8--K | XS4 ANSI electronic wire-free SVN BLE / HID iClass w/ key override, half escutcheon, with keypad, G lever, unhanded, BioCote antimicrobial finish, for use with KPB adapter | 1 |  | 1 Year | 798.8 | 0.15 | 678.98
36675 | Salto | AJ660G00BCH8-WK | XS4 ANSI electronic RF wireless SVN BLE / HID iClass w/ key override, half escutcheon, with keypad, G lever, unhanded, BioCote antimicrobial finish, for use with KPB adapter | 1 |  | 1 Year | 890.8 | 0.15 | 757.18
36676 | Salto | AJ660G00BCP7--K | XS4 ANSI electronic wire-free SVN BLE / HID iClass w/ key override, half escutcheon for use w/ concealed vertical rods, with keypad, G lever, unhanded, BioCote antimicrobial finish, for use with KPB adapter | 1 |  | 1 Year | 798.8 | 0.15 | 678.98
36677 | Salto | AJ660G00BCP7-WK | XS4 ANSI electronic RF wireless SVN BLE / HID iClass w/ key override, half escutcheon for use w/ concealed vertical rods, with keypad, G lever, unhanded, BioCote antimicrobial finish, for use with KPB adapter | 1 |  | 1 Year | 890.8 | 0.15 | 757.18
36678 | Salto | AJ660G00BCP8--K | XS4 ANSI electronic wire-free SVN BLE / HID iClass w/ key override, half escutcheon for use w/ concealed vertical rods, with keypad, G lever, unhanded, BioCote antimicrobial finish, for use with KPB adapter | 1 |  | 1 Year | 798.8 | 0.15 | 678.98
36679 | Salto | AJ660G00BCP8-WK | XS4 ANSI electronic RF wireless SVN BLE / HID iClass w/ key override, half escutcheon for use w/ concealed vertical rods, with keypad, G lever, unhanded, BioCote antimicrobial finish, for use with KPB adapter | 1 |  | 1 Year | 890.8 | 0.15 | 757.18
36680 | Salto | AJ660G00IMH8--K | XS4 ANSI electronic wire-free SVN BLE / HID iClass w/ key override, half escutcheon, with keypad, G lever, unhanded, satin stainless finish, for use with KPB adapter | 1 |  | 1 Year | 746.8 | 0.15 | 634.78
36681 | Salto | AJ660G00IMH8-WK | XS4 ANSI electronic RF wireless SVN BLE / HID iClass w/ key override, half escutcheon, with keypad, G lever, unhanded, satin stainless finish, for use with KPB adapter | 1 |  | 1 Year | 838.8 | 0.15 | 712.98
36682 | Salto | AJ660G00IMP7--K | XS4 ANSI electronic wire-free SVN BLE / HID iClass w/ key override, half escutcheon for use w/ concealed vertical rods, with keypad, G lever, unhanded, satin stainless finish, for use with KPB adapter | 1 |  | 1 Year | 746.8 | 0.15 | 634.78
36683 | Salto | AJ660G00IMP7-WK | XS4 ANSI electronic RF wireless SVN BLE / HID iClass w/ key override, half escutcheon for use w/ concealed vertical rods, with keypad, G lever, unhanded, satin stainless finish, for use with KPB adapter | 1 |  | 1 Year | 838.8 | 0.15 | 712.98
36684 | Salto | AJ660G00IMP8--K | XS4 ANSI electronic wire-free SVN BLE / HID iClass w/ key override, half escutcheon for use w/ concealed vertical rods, with keypad, G lever, unhanded, satin stainless finish, for use with KPB adapter | 1 |  | 1 Year | 746.8 | 0.15 | 634.78
36685 | Salto | AJ660G00IMP8-WK | XS4 ANSI electronic RF wireless SVN BLE / HID iClass w/ key override, half escutcheon for use w/ concealed vertical rods, with keypad, G lever, unhanded, satin stainless finish, for use with KPB adapter | 1 |  | 1 Year | 838.8 | 0.15 | 712.98
36686 | Salto | AJ660G00PMH8--K | XS4 ANSI electronic wire-free SVN BLE / HID iClass w/ key override, half escutcheon, with keypad, G lever, unhanded, satin brass finish, for use with KPB adapter | 1 |  | 1 Year | 746.8 | 0.15 | 634.78
36687 | Salto | AJ660G00PMH8-WK | XS4 ANSI electronic RF wireless SVN BLE / HID iClass w/ key override, half escutcheon, with keypad, G lever, unhanded, satin brass finish, for use with KPB adapter | 1 |  | 1 Year | 838.8 | 0.15 | 712.98
36688 | Salto | AJ660G00PMP7--K | XS4 ANSI electronic wire-free SVN BLE / HID iClass w/ key override, half escutcheon for use w/ concealed vertical rods, with keypad, G lever, unhanded, satin brass finish, for use with KPB adapter | 1 |  | 1 Year | 746.8 | 0.15 | 634.78
36689 | Salto | AJ660G00PMP7-WK | XS4 ANSI electronic RF wireless SVN BLE / HID iClass w/ key override, half escutcheon for use w/ concealed vertical rods, with keypad, G lever, unhanded, satin brass finish, for use with KPB adapter | 1 |  | 1 Year | 838.8 | 0.15 | 712.98
36690 | Salto | AJ660G00PMP8--K | XS4 ANSI electronic wire-free SVN BLE / HID iClass w/ key override, half escutcheon for use w/ concealed vertical rods, with keypad, G lever, unhanded, satin brass finish, for use with KPB adapter | 1 |  | 1 Year | 746.8 | 0.15 | 634.78
36691 | Salto | AJ660G00PMP8-WK | XS4 ANSI electronic RF wireless SVN BLE / HID iClass w/ key override, half escutcheon for use w/ concealed vertical rods, with keypad, G lever, unhanded, satin brass finish, for use with KPB adapter | 1 |  | 1 Year | 838.8 | 0.15 | 712.98
36692 | Salto | AJ660J00BCH8--K | XS4 ANSI electronic wire-free SVN BLE / HID iClass w/ key override, half escutcheon, with keypad, J lever, unhanded, BioCote antimicrobial finish, for use with KPB adapter | 1 |  | 1 Year | 809 | 0.15 | 687.65
36693 | Salto | AJ660J00BCH8-WK | XS4 ANSI electronic RF wireless SVN BLE / HID iClass w/ key override, half escutcheon, with keypad, J lever, unhanded, BioCote antimicrobial finish, for use with KPB adapter | 1 |  | 1 Year | 901 | 0.15 | 765.85
36694 | Salto | AJ660J00BCP7--K | XS4 ANSI electronic wire-free SVN BLE / HID iClass w/ key override, half escutcheon for use w/ concealed vertical rods, with keypad, J lever, unhanded, BioCote antimicrobial finish, for use with KPB adapter | 1 |  | 1 Year | 809 | 0.15 | 687.65
36695 | Salto | AJ660J00BCP7-WK | XS4 ANSI electronic RF wireless SVN BLE / HID iClass w/ key override, half escutcheon for use w/ concealed vertical rods, with keypad, J lever, unhanded, BioCote antimicrobial finish, for use with KPB adapter | 1 |  | 1 Year | 901 | 0.15 | 765.85
36696 | Salto | AJ660J00BCP8--K | XS4 ANSI electronic wire-free SVN BLE / HID iClass w/ key override, half escutcheon for use w/ concealed vertical rods, with keypad, J lever, unhanded, BioCote antimicrobial finish, for use with KPB adapter | 1 |  | 1 Year | 809 | 0.15 | 687.65
36697 | Salto | AJ660J00BCP8-WK | XS4 ANSI electronic RF wireless SVN BLE / HID iClass w/ key override, half escutcheon for use w/ concealed vertical rods, with keypad, J lever, unhanded, BioCote antimicrobial finish, for use with KPB adapter | 1 |  | 1 Year | 901 | 0.15 | 765.85
36698 | Salto | AJ660J00IAH8--K | XS4 ANSI electronic wire-free SVN BLE / HID iClass w/ key override, half escutcheon, with keypad, J lever, unhanded, antique brass finish, for use with KPB adapter | 1 |  | 1 Year | 809 | 0.15 | 687.65
36699 | Salto | AJ660J00IAH8-WK | XS4 ANSI electronic RF wireless SVN BLE / HID iClass w/ key override, half escutcheon, with keypad, J lever, unhanded, antique brass finish, for use with KPB adapter | 1 |  | 1 Year | 901 | 0.15 | 765.85
36700 | Salto | AJ660J00IAP7--K | XS4 ANSI electronic wire-free SVN BLE / HID iClass w/ key override, half escutcheon for use w/ concealed vertical rods, with keypad, J lever, unhanded, antique brass finish, for use with KPB adapter | 1 |  | 1 Year | 809 | 0.15 | 687.65
36701 | Salto | AJ660J00IAP7-WK | XS4 ANSI electronic RF wireless SVN BLE / HID iClass w/ key override, half escutcheon for use w/ concealed vertical rods, with keypad, J lever, unhanded, antique brass finish, for use with KPB adapter | 1 |  | 1 Year | 901 | 0.15 | 765.85
36702 | Salto | AJ660J00IAP8--K | XS4 ANSI electronic wire-free SVN BLE / HID iClass w/ key override, half escutcheon for use w/ concealed vertical rods, with keypad, J lever, unhanded, antique brass finish, for use with KPB adapter | 1 |  | 1 Year | 809 | 0.15 | 687.65
36703 | Salto | AJ660J00IAP8-WK | XS4 ANSI electronic RF wireless SVN BLE / HID iClass w/ key override, half escutcheon for use w/ concealed vertical rods, with keypad, J lever, unhanded, antique brass finish, for use with KPB adapter | 1 |  | 1 Year | 901 | 0.15 | 765.85
36704 | Salto | AJ660J00IMH8--K | XS4 ANSI electronic wire-free SVN BLE / HID iClass w/ key override, half escutcheon, with keypad, J lever, unhanded, satin stainless finish, for use with KPB adapter | 1 |  | 1 Year | 757 | 0.15 | 643.45
36705 | Salto | AJ660J00IMH8-WK | XS4 ANSI electronic RF wireless SVN BLE / HID iClass w/ key override, half escutcheon, with keypad, J lever, unhanded, satin stainless finish, for use with KPB adapter | 1 |  | 1 Year | 849 | 0.15 | 721.65
36706 | Salto | AJ660J00IMP7--K | XS4 ANSI electronic wire-free SVN BLE / HID iClass w/ key override, half escutcheon for use w/ concealed vertical rods, with keypad, J lever, unhanded, satin stainless finish, for use with KPB adapter | 1 |  | 1 Year | 757 | 0.15 | 643.45
36707 | Salto | AJ660J00IMP7-WK | XS4 ANSI electronic RF wireless SVN BLE / HID iClass w/ key override, half escutcheon for use w/ concealed vertical rods, with keypad, J lever, unhanded, satin stainless finish, for use with KPB adapter | 1 |  | 1 Year | 849 | 0.15 | 721.65
36708 | Salto | AJ660J00IMP8--K | XS4 ANSI electronic wire-free SVN BLE / HID iClass w/ key override, half escutcheon for use w/ concealed vertical rods, with keypad, J lever, unhanded, satin stainless finish, for use with KPB adapter | 1 |  | 1 Year | 757 | 0.15 | 643.45
36709 | Salto | AJ660J00IMP8-WK | XS4 ANSI electronic RF wireless SVN BLE / HID iClass w/ key override, half escutcheon for use w/ concealed vertical rods, with keypad, J lever, unhanded, satin stainless finish, for use with KPB adapter | 1 |  | 1 Year | 849 | 0.15 | 721.65
36710 | Salto | AJ660J00NEH8--K | XS4 ANSI electronic wire-free SVN BLE / HID iClass w/ key override, half escutcheon, with keypad, J lever, unhanded, black chromium finish, for use with KPB adapter | 1 |  | 1 Year | 791.7 | 0.15 | 672.945
36711 | Salto | AJ660J00NEH8-WK | XS4 ANSI electronic RF wireless SVN BLE / HID iClass w/ key override, half escutcheon, with keypad, J lever, unhanded, black chromium finish, for use with KPB adapter | 1 |  | 1 Year | 883.7 | 0.15 | 751.145
36712 | Salto | AJ660J00NEP7--K | XS4 ANSI electronic wire-free SVN BLE / HID iClass w/ key override, half escutcheon for use w/ concealed vertical rods, with keypad, J lever, unhanded, black chromium finish, for use with KPB adapter | 1 |  | 1 Year | 791.7 | 0.15 | 672.945
36713 | Salto | AJ660J00NEP7-WK | XS4 ANSI electronic RF wireless SVN BLE / HID iClass w/ key override, half escutcheon for use w/ concealed vertical rods, with keypad, J lever, unhanded, black chromium finish, for use with KPB adapter | 1 |  | 1 Year | 883.7 | 0.15 | 751.145
36714 | Salto | AJ660J00NEP8--K | XS4 ANSI electronic wire-free SVN BLE / HID iClass w/ key override, half escutcheon for use w/ concealed vertical rods, with keypad, J lever, unhanded, black chromium finish, for use with KPB adapter | 1 |  | 1 Year | 791.7 | 0.15 | 672.945
36715 | Salto | AJ660J00NEP8-WK | XS4 ANSI electronic RF wireless SVN BLE / HID iClass w/ key override, half escutcheon for use w/ concealed vertical rods, with keypad, J lever, unhanded, black chromium finish, for use with KPB adapter | 1 |  | 1 Year | 883.7 | 0.15 | 751.145
36716 | Salto | AJ660J00PMH8--K | XS4 ANSI electronic wire-free SVN BLE / HID iClass w/ key override, half escutcheon, with keypad, J lever, unhanded, satin brass finish, for use with KPB adapter | 1 |  | 1 Year | 757 | 0.15 | 643.45
36717 | Salto | AJ660J00PMH8-WK | XS4 ANSI electronic RF wireless SVN BLE / HID iClass w/ key override, half escutcheon, with keypad, J lever, unhanded, satin brass finish, for use with KPB adapter | 1 |  | 1 Year | 849 | 0.15 | 721.65
36718 | Salto | AJ660J00PMP7--K | XS4 ANSI electronic wire-free SVN BLE / HID iClass w/ key override, half escutcheon for use w/ concealed vertical rods, with keypad, J lever, unhanded, satin brass finish, for use with KPB adapter | 1 |  | 1 Year | 757 | 0.15 | 643.45
36719 | Salto | AJ660J00PMP7-WK | XS4 ANSI electronic RF wireless SVN BLE / HID iClass w/ key override, half escutcheon for use w/ concealed vertical rods, with keypad, J lever, unhanded, satin brass finish, for use with KPB adapter | 1 |  | 1 Year | 849 | 0.15 | 721.65
36720 | Salto | AJ660J00PMP8--K | XS4 ANSI electronic wire-free SVN BLE / HID iClass w/ key override, half escutcheon for use w/ concealed vertical rods, with keypad, J lever, unhanded, satin brass finish, for use with KPB adapter | 1 |  | 1 Year | 757 | 0.15 | 643.45
36721 | Salto | AJ660J00PMP8-WK | XS4 ANSI electronic RF wireless SVN BLE / HID iClass w/ key override, half escutcheon for use w/ concealed vertical rods, with keypad, J lever, unhanded, satin brass finish, for use with KPB adapter | 1 |  | 1 Year | 849 | 0.15 | 721.65
36722 | Salto | AJ660K00IMH8L-K | XS4 ANSI electronic wire-free SVN BLE / HID iClass w/ key override, half escutcheon, with keypad, K lever, left handed, satin stainless finish, for use with KPB adapter | 1 |  | 1 Year | 757 | 0.15 | 643.45
36723 | Salto | AJ660K00IMH8LWK | XS4 ANSI electronic RF wireless SVN BLE / HID iClass w/ key override, half escutcheon, with keypad, K lever, left handed, satin stainless finish, for use with KPB adapter | 1 |  | 1 Year | 849 | 0.15 | 721.65
36724 | Salto | AJ660K00IMH8R-K | XS4 ANSI electronic wire-free SVN BLE / HID iClass w/ key override, half escutcheon, with keypad, K lever, right handed, satin stainless finish, for use with KPB adapter | 1 |  | 1 Year | 757 | 0.15 | 643.45
36725 | Salto | AJ660K00IMH8RWK | XS4 ANSI electronic RF wireless SVN BLE / HID iClass w/ key override, half escutcheon, with keypad, K lever, right handed, satin stainless finish, for use with KPB adapter | 1 |  | 1 Year | 849 | 0.15 | 721.65
36726 | Salto | AJ660K00IMP7L-K | XS4 ANSI electronic wire-free SVN BLE / HID iClass w/ key override, half escutcheon for use w/ concealed vertical rods, with keypad, K lever, left handed, satin stainless finish, for use with KPB adapter | 1 |  | 1 Year | 757 | 0.15 | 643.45
36727 | Salto | AJ660K00IMP7LWK | XS4 ANSI electronic RF wireless SVN BLE / HID iClass w/ key override, half escutcheon for use w/ concealed vertical rods, with keypad, K lever, left handed, satin stainless finish, for use with KPB adapter | 1 |  | 1 Year | 849 | 0.15 | 721.65
36728 | Salto | AJ660K00IMP7R-K | XS4 ANSI electronic wire-free SVN BLE / HID iClass w/ key override, half escutcheon for use w/ concealed vertical rods, with keypad, K lever, right handed, satin stainless finish, for use with KPB adapter | 1 |  | 1 Year | 757 | 0.15 | 643.45
36729 | Salto | AJ660K00IMP7RWK | XS4 ANSI electronic RF wireless SVN BLE / HID iClass w/ key override, half escutcheon for use w/ concealed vertical rods, with keypad, K lever, right handed, satin stainless finish, for use with KPB adapter | 1 |  | 1 Year | 849 | 0.15 | 721.65
36730 | Salto | AJ660K00IMP8L-K | XS4 ANSI electronic wire-free SVN BLE / HID iClass w/ key override, half escutcheon for use w/ concealed vertical rods, with keypad, K lever, left handed, satin stainless finish, for use with KPB adapter | 1 |  | 1 Year | 757 | 0.15 | 643.45
36731 | Salto | AJ660K00IMP8LWK | XS4 ANSI electronic RF wireless SVN BLE / HID iClass w/ key override, half escutcheon for use w/ concealed vertical rods, with keypad, K lever, left handed, satin stainless finish, for use with KPB adapter | 1 |  | 1 Year | 849 | 0.15 | 721.65
36732 | Salto | AJ660K00IMP8R-K | XS4 ANSI electronic wire-free SVN BLE / HID iClass w/ key override, half escutcheon for use w/ concealed vertical rods, with keypad, K lever, right handed, satin stainless finish, for use with KPB adapter | 1 |  | 1 Year | 757 | 0.15 | 643.45
36733 | Salto | AJ660K00IMP8RWK | XS4 ANSI electronic RF wireless SVN BLE / HID iClass w/ key override, half escutcheon for use w/ concealed vertical rods, with keypad, K lever, right handed, satin stainless finish, for use with KPB adapter | 1 |  | 1 Year | 849 | 0.15 | 721.65
36734 | Salto | AJ660K00IPH8L-K | XS4 ANSI electronic wire-free SVN BLE / HID iClass w/ key override, half escutcheon, with keypad, K lever, left handed, bright stainless steel finish, for use with KPB adapter | 1 |  | 1 Year | 773.3 | 0.15 | 657.305
36735 | Salto | AJ660K00IPH8LWK | XS4 ANSI electronic RF wireless SVN BLE / HID iClass w/ key override, half escutcheon, with keypad, K lever, left handed, bright stainless steel finish, for use with KPB adapter | 1 |  | 1 Year | 865.3 | 0.15 | 735.505
36736 | Salto | AJ660K00IPH8R-K | XS4 ANSI electronic wire-free SVN BLE / HID iClass w/ key override, half escutcheon, with keypad, K lever, right handed, bright stainless steel finish, for use with KPB adapter | 1 |  | 1 Year | 773.3 | 0.15 | 657.305
36737 | Salto | AJ660K00IPH8RWK | XS4 ANSI electronic RF wireless SVN BLE / HID iClass w/ key override, half escutcheon, with keypad, K lever, right handed, bright stainless steel finish, for use with KPB adapter | 1 |  | 1 Year | 865.3 | 0.15 | 735.505
36738 | Salto | AJ660K00IPP7L-K | XS4 ANSI electronic wire-free SVN BLE / HID iClass w/ key override, half escutcheon for use w/ concealed vertical rods, with keypad, K lever, left handed, bright stainless steel finish, for use with KPB adapter | 1 |  | 1 Year | 773.3 | 0.15 | 657.305
36739 | Salto | AJ660K00IPP7LWK | XS4 ANSI electronic RF wireless SVN BLE / HID iClass w/ key override, half escutcheon for use w/ concealed vertical rods, with keypad, K lever, left handed, bright stainless steel finish, for use with KPB adapter | 1 |  | 1 Year | 865.3 | 0.15 | 735.505
36740 | Salto | AJ660K00IPP7R-K | XS4 ANSI electronic wire-free SVN BLE / HID iClass w/ key override, half escutcheon for use w/ concealed vertical rods, with keypad, K lever, right handed, bright stainless steel finish, for use with KPB adapter | 1 |  | 1 Year | 773.3 | 0.15 | 657.305
36741 | Salto | AJ660K00IPP7RWK | XS4 ANSI electronic RF wireless SVN BLE / HID iClass w/ key override, half escutcheon for use w/ concealed vertical rods, with keypad, K lever, right handed, bright stainless steel finish, for use with KPB adapter | 1 |  | 1 Year | 865.3 | 0.15 | 735.505
36742 | Salto | AJ660K00IPP8L-K | XS4 ANSI electronic wire-free SVN BLE / HID iClass w/ key override, half escutcheon for use w/ concealed vertical rods, with keypad, K lever, left handed, bright stainless steel finish, for use with KPB adapter | 1 |  | 1 Year | 773.3 | 0.15 | 657.305
36743 | Salto | AJ660K00IPP8LWK | XS4 ANSI electronic RF wireless SVN BLE / HID iClass w/ key override, half escutcheon for use w/ concealed vertical rods, with keypad, K lever, left handed, bright stainless steel finish, for use with KPB adapter | 1 |  | 1 Year | 865.3 | 0.15 | 735.505
36744 | Salto | AJ660K00IPP8R-K | XS4 ANSI electronic wire-free SVN BLE / HID iClass w/ key override, half escutcheon for use w/ concealed vertical rods, with keypad, K lever, right handed, bright stainless steel finish, for use with KPB adapter | 1 |  | 1 Year | 773.3 | 0.15 | 657.305
36745 | Salto | AJ660K00IPP8RWK | XS4 ANSI electronic RF wireless SVN BLE / HID iClass w/ key override, half escutcheon for use w/ concealed vertical rods, with keypad, K lever, right handed, bright stainless steel finish, for use with KPB adapter | 1 |  | 1 Year | 865.3 | 0.15 | 735.505
36746 | Salto | AJ660K00PPH8L-K | XS4 ANSI electronic wire-free SVN BLE / HID iClass w/ key override, half escutcheon, with keypad, K lever, left handed, bright brass finish, for use with KPB adapter | 1 |  | 1 Year | 773.3 | 0.15 | 657.305
36747 | Salto | AJ660K00PPH8LWK | XS4 ANSI electronic RF wireless SVN BLE / HID iClass w/ key override, half escutcheon, with keypad, K lever, left handed, bright brass finish, for use with KPB adapter | 1 |  | 1 Year | 865.3 | 0.15 | 735.505
36748 | Salto | AJ660K00PPH8R-K | XS4 ANSI electronic wire-free SVN BLE / HID iClass w/ key override, half escutcheon, with keypad, K lever, right handed, bright brass finish, for use with KPB adapter | 1 |  | 1 Year | 773.3 | 0.15 | 657.305
36749 | Salto | AJ660K00PPH8RWK | XS4 ANSI electronic RF wireless SVN BLE / HID iClass w/ key override, half escutcheon, with keypad, K lever, right handed, bright brass finish, for use with KPB adapter | 1 |  | 1 Year | 865.3 | 0.15 | 735.505
36750 | Salto | AJ660K00PPP7L-K | XS4 ANSI electronic wire-free SVN BLE / HID iClass w/ key override, half escutcheon for use w/ concealed vertical rods, with keypad, K lever, left handed, bright brass finish, for use with KPB adapter | 1 |  | 1 Year | 773.3 | 0.15 | 657.305
36751 | Salto | AJ660K00PPP7LWK | XS4 ANSI electronic RF wireless SVN BLE / HID iClass w/ key override, half escutcheon for use w/ concealed vertical rods, with keypad, K lever, left handed, bright brass finish, for use with KPB adapter | 1 |  | 1 Year | 865.3 | 0.15 | 735.505
36752 | Salto | AJ660K00PPP7R-K | XS4 ANSI electronic wire-free SVN BLE / HID iClass w/ key override, half escutcheon for use w/ concealed vertical rods, with keypad, K lever, right handed, bright brass finish, for use with KPB adapter | 1 |  | 1 Year | 773.3 | 0.15 | 657.305
36753 | Salto | AJ660K00PPP7RWK | XS4 ANSI electronic RF wireless SVN BLE / HID iClass w/ key override, half escutcheon for use w/ concealed vertical rods, with keypad, K lever, right handed, bright brass finish, for use with KPB adapter | 1 |  | 1 Year | 865.3 | 0.15 | 735.505
36754 | Salto | AJ660K00PPP8L-K | XS4 ANSI electronic wire-free SVN BLE / HID iClass w/ key override, half escutcheon for use w/ concealed vertical rods, with keypad, K lever, left handed, bright brass finish, for use with KPB adapter | 1 |  | 1 Year | 773.3 | 0.15 | 657.305
36755 | Salto | AJ660K00PPP8LWK | XS4 ANSI electronic RF wireless SVN BLE / HID iClass w/ key override, half escutcheon for use w/ concealed vertical rods, with keypad, K lever, left handed, bright brass finish, for use with KPB adapter | 1 |  | 1 Year | 865.3 | 0.15 | 735.505
36756 | Salto | AJ660K00PPP8R-K | XS4 ANSI electronic wire-free SVN BLE / HID iClass w/ key override, half escutcheon for use w/ concealed vertical rods, with keypad, K lever, right handed, bright brass finish, for use with KPB adapter | 1 |  | 1 Year | 773.3 | 0.15 | 657.305
36757 | Salto | AJ660K00PPP8RWK | XS4 ANSI electronic RF wireless SVN BLE / HID iClass w/ key override, half escutcheon for use w/ concealed vertical rods, with keypad, K lever, right handed, bright brass finish, for use with KPB adapter | 1 |  | 1 Year | 865.3 | 0.15 | 735.505
36758 | Salto | AJ660L00BCH8--K | XS4 ANSI electronic wire-free SVN BLE / HID iClass w/ key override, half escutcheon, with keypad, L lever, unhanded, BioCote antimicrobial finish, for use with KPB adapter | 1 |  | 1 Year | 798.8 | 0.15 | 678.98
36759 | Salto | AJ660L00BCH8-WK | XS4 ANSI electronic RF wireless SVN BLE / HID iClass w/ key override, half escutcheon, with keypad, L lever, unhanded, BioCote antimicrobial finish, for use with KPB adapter | 1 |  | 1 Year | 890.8 | 0.15 | 757.18
36760 | Salto | AJ660L00BCP7--K | XS4 ANSI electronic wire-free SVN BLE / HID iClass w/ key override, half escutcheon for use w/ concealed vertical rods, with keypad, L lever, unhanded, BioCote antimicrobial finish, for use with KPB adapter | 1 |  | 1 Year | 798.8 | 0.15 | 678.98
36761 | Salto | AJ660L00BCP7-WK | XS4 ANSI electronic RF wireless SVN BLE / HID iClass w/ key override, half escutcheon for use w/ concealed vertical rods, with keypad, L lever, unhanded, BioCote antimicrobial finish, for use with KPB adapter | 1 |  | 1 Year | 890.8 | 0.15 | 757.18
36762 | Salto | AJ660L00BCP8--K | XS4 ANSI electronic wire-free SVN BLE / HID iClass w/ key override, half escutcheon for use w/ concealed vertical rods, with keypad, L lever, unhanded, BioCote antimicrobial finish, for use with KPB adapter | 1 |  | 1 Year | 798.8 | 0.15 | 678.98
36763 | Salto | AJ660L00BCP8-WK | XS4 ANSI electronic RF wireless SVN BLE / HID iClass w/ key override, half escutcheon for use w/ concealed vertical rods, with keypad, L lever, unhanded, BioCote antimicrobial finish, for use with KPB adapter | 1 |  | 1 Year | 890.8 | 0.15 | 757.18
36764 | Salto | AJ660L00IAH8--K | XS4 ANSI electronic wire-free SVN BLE / HID iClass w/ key override, half escutcheon, with keypad, L lever, unhanded, antique brass finish, for use with KPB adapter | 1 |  | 1 Year | 798.8 | 0.15 | 678.98
36765 | Salto | AJ660L00IAH8-WK | XS4 ANSI electronic RF wireless SVN BLE / HID iClass w/ key override, half escutcheon, with keypad, L lever, unhanded, antique brass finish, for use with KPB adapter | 1 |  | 1 Year | 890.8 | 0.15 | 757.18
36766 | Salto | AJ660L00IAP7--K | XS4 ANSI electronic wire-free SVN BLE / HID iClass w/ key override, half escutcheon for use w/ concealed vertical rods, with keypad, L lever, unhanded, antique brass finish, for use with KPB adapter | 1 |  | 1 Year | 798.8 | 0.15 | 678.98
36767 | Salto | AJ660L00IAP7-WK | XS4 ANSI electronic RF wireless SVN BLE / HID iClass w/ key override, half escutcheon for use w/ concealed vertical rods, with keypad, L lever, unhanded, antique brass finish, for use with KPB adapter | 1 |  | 1 Year | 890.8 | 0.15 | 757.18
36768 | Salto | AJ660L00IAP8--K | XS4 ANSI electronic wire-free SVN BLE / HID iClass w/ key override, half escutcheon for use w/ concealed vertical rods, with keypad, L lever, unhanded, antique brass finish, for use with KPB adapter | 1 |  | 1 Year | 798.8 | 0.15 | 678.98
36769 | Salto | AJ660L00IAP8-WK | XS4 ANSI electronic RF wireless SVN BLE / HID iClass w/ key override, half escutcheon for use w/ concealed vertical rods, with keypad, L lever, unhanded, antique brass finish, for use with KPB adapter | 1 |  | 1 Year | 890.8 | 0.15 | 757.18
36770 | Salto | AJ660L00IMH8--K | XS4 ANSI electronic wire-free SVN BLE / HID iClass w/ key override, half escutcheon, with keypad, L lever, unhanded, satin stainless finish, for use with KPB adapter | 1 |  | 1 Year | 746.8 | 0.15 | 634.78
36771 | Salto | AJ660L00IMH8-WK | XS4 ANSI electronic RF wireless SVN BLE / HID iClass w/ key override, half escutcheon, with keypad, L lever, unhanded, satin stainless finish, for use with KPB adapter | 1 |  | 1 Year | 838.8 | 0.15 | 712.98
36772 | Salto | AJ660L00IMP7--K | XS4 ANSI electronic wire-free SVN BLE / HID iClass w/ key override, half escutcheon for use w/ concealed vertical rods, with keypad, L lever, unhanded, satin stainless finish, for use with KPB adapter | 1 |  | 1 Year | 746.8 | 0.15 | 634.78
36773 | Salto | AJ660L00IMP7-WK | XS4 ANSI electronic RF wireless SVN BLE / HID iClass w/ key override, half escutcheon for use w/ concealed vertical rods, with keypad, L lever, unhanded, satin stainless finish, for use with KPB adapter | 1 |  | 1 Year | 838.8 | 0.15 | 712.98
36774 | Salto | AJ660L00IMP8--K | XS4 ANSI electronic wire-free SVN BLE / HID iClass w/ key override, half escutcheon for use w/ concealed vertical rods, with keypad, L lever, unhanded, satin stainless finish, for use with KPB adapter | 1 |  | 1 Year | 746.8 | 0.15 | 634.78
36775 | Salto | AJ660L00IMP8-WK | XS4 ANSI electronic RF wireless SVN BLE / HID iClass w/ key override, half escutcheon for use w/ concealed vertical rods, with keypad, L lever, unhanded, satin stainless finish, for use with KPB adapter | 1 |  | 1 Year | 838.8 | 0.15 | 712.98
36776 | Salto | AJ660L00IPH8--K | XS4 ANSI electronic wire-free SVN BLE / HID iClass w/ key override, half escutcheon, with keypad, L lever, unhanded, bright stainless steel finish, for use with KPB adapter | 1 |  | 1 Year | 763.1 | 0.15 | 648.635
36777 | Salto | AJ660L00IPH8-WK | XS4 ANSI electronic RF wireless SVN BLE / HID iClass w/ key override, half escutcheon, with keypad, L lever, unhanded, bright stainless steel finish, for use with KPB adapter | 1 |  | 1 Year | 855.1 | 0.15 | 726.835
36778 | Salto | AJ660L00IPP7--K | XS4 ANSI electronic wire-free SVN BLE / HID iClass w/ key override, half escutcheon for use w/ concealed vertical rods, with keypad, L lever, unhanded, bright stainless steel finish, for use with KPB adapter | 1 |  | 1 Year | 763.1 | 0.15 | 648.635
36779 | Salto | AJ660L00IPP7-WK | XS4 ANSI electronic RF wireless SVN BLE / HID iClass w/ key override, half escutcheon for use w/ concealed vertical rods, with keypad, L lever, unhanded, bright stainless steel finish, for use with KPB adapter | 1 |  | 1 Year | 855.1 | 0.15 | 726.835
36780 | Salto | AJ660L00IPP8--K | XS4 ANSI electronic wire-free SVN BLE / HID iClass w/ key override, half escutcheon for use w/ concealed vertical rods, with keypad, L lever, unhanded, bright stainless steel finish, for use with KPB adapter | 1 |  | 1 Year | 763.1 | 0.15 | 648.635
36781 | Salto | AJ660L00IPP8-WK | XS4 ANSI electronic RF wireless SVN BLE / HID iClass w/ key override, half escutcheon for use w/ concealed vertical rods, with keypad, L lever, unhanded, bright stainless steel finish, for use with KPB adapter | 1 |  | 1 Year | 855.1 | 0.15 | 726.835
36782 | Salto | AJ660L00NEH8--K | XS4 ANSI electronic wire-free SVN BLE / HID iClass w/ key override, half escutcheon, with keypad, L lever, unhanded, black chromium finish, for use with KPB adapter | 1 |  | 1 Year | 781.5 | 0.15 | 664.275
36783 | Salto | AJ660L00NEH8-WK | XS4 ANSI electronic RF wireless SVN BLE / HID iClass w/ key override, half escutcheon, with keypad, L lever, unhanded, black chromium finish, for use with KPB adapter | 1 |  | 1 Year | 873.5 | 0.15 | 742.475
36784 | Salto | AJ660L00NEP7--K | XS4 ANSI electronic wire-free SVN BLE / HID iClass w/ key override, half escutcheon for use w/ concealed vertical rods, with keypad, L lever, unhanded, black chromium finish, for use with KPB adapter | 1 |  | 1 Year | 781.5 | 0.15 | 664.275
36785 | Salto | AJ660L00NEP7-WK | XS4 ANSI electronic RF wireless SVN BLE / HID iClass w/ key override, half escutcheon for use w/ concealed vertical rods, with keypad, L lever, unhanded, black chromium finish, for use with KPB adapter | 1 |  | 1 Year | 873.5 | 0.15 | 742.475
36786 | Salto | AJ660L00NEP8--K | XS4 ANSI electronic wire-free SVN BLE / HID iClass w/ key override, half escutcheon for use w/ concealed vertical rods, with keypad, L lever, unhanded, black chromium finish, for use with KPB adapter | 1 |  | 1 Year | 781.5 | 0.15 | 664.275
36787 | Salto | AJ660L00NEP8-WK | XS4 ANSI electronic RF wireless SVN BLE / HID iClass w/ key override, half escutcheon for use w/ concealed vertical rods, with keypad, L lever, unhanded, black chromium finish, for use with KPB adapter | 1 |  | 1 Year | 873.5 | 0.15 | 742.475
36788 | Salto | AJ660L00PMH8--K | XS4 ANSI electronic wire-free SVN BLE / HID iClass w/ key override, half escutcheon, with keypad, L lever, unhanded, satin brass finish, for use with KPB adapter | 1 |  | 1 Year | 746.8 | 0.15 | 634.78
36789 | Salto | AJ660L00PMH8-WK | XS4 ANSI electronic RF wireless SVN BLE / HID iClass w/ key override, half escutcheon, with keypad, L lever, unhanded, satin brass finish, for use with KPB adapter | 1 |  | 1 Year | 838.8 | 0.15 | 712.98
36790 | Salto | AJ660L00PMP7--K | XS4 ANSI electronic wire-free SVN BLE / HID iClass w/ key override, half escutcheon for use w/ concealed vertical rods, with keypad, L lever, unhanded, satin brass finish, for use with KPB adapter | 1 |  | 1 Year | 746.8 | 0.15 | 634.78
36791 | Salto | AJ660L00PMP7-WK | XS4 ANSI electronic RF wireless SVN BLE / HID iClass w/ key override, half escutcheon for use w/ concealed vertical rods, with keypad, L lever, unhanded, satin brass finish, for use with KPB adapter | 1 |  | 1 Year | 838.8 | 0.15 | 712.98
36792 | Salto | AJ660L00PMP8--K | XS4 ANSI electronic wire-free SVN BLE / HID iClass w/ key override, half escutcheon for use w/ concealed vertical rods, with keypad, L lever, unhanded, satin brass finish, for use with KPB adapter | 1 |  | 1 Year | 746.8 | 0.15 | 634.78
36793 | Salto | AJ660L00PMP8-WK | XS4 ANSI electronic RF wireless SVN BLE / HID iClass w/ key override, half escutcheon for use w/ concealed vertical rods, with keypad, L lever, unhanded, satin brass finish, for use with KPB adapter | 1 |  | 1 Year | 838.8 | 0.15 | 712.98
36794 | Salto | AJ660L00PPH8--K | XS4 ANSI electronic wire-free SVN BLE / HID iClass w/ key override, half escutcheon, with keypad, L lever, unhanded, bright brass finish, for use with KPB adapter | 1 |  | 1 Year | 763.1 | 0.15 | 648.635
36795 | Salto | AJ660L00PPH8-WK | XS4 ANSI electronic RF wireless SVN BLE / HID iClass w/ key override, half escutcheon, with keypad, L lever, unhanded, bright brass finish, for use with KPB adapter | 1 |  | 1 Year | 855.1 | 0.15 | 726.835
36796 | Salto | AJ660L00PPP7--K | XS4 ANSI electronic wire-free SVN BLE / HID iClass w/ key override, half escutcheon for use w/ concealed vertical rods, with keypad, L lever, unhanded, bright brass finish, for use with KPB adapter | 1 |  | 1 Year | 763.1 | 0.15 | 648.635
36797 | Salto | AJ660L00PPP7-WK | XS4 ANSI electronic RF wireless SVN BLE / HID iClass w/ key override, half escutcheon for use w/ concealed vertical rods, with keypad, L lever, unhanded, bright brass finish, for use with KPB adapter | 1 |  | 1 Year | 855.1 | 0.15 | 726.835
36798 | Salto | AJ660L00PPP8--K | XS4 ANSI electronic wire-free SVN BLE / HID iClass w/ key override, half escutcheon for use w/ concealed vertical rods, with keypad, L lever, unhanded, bright brass finish, for use with KPB adapter | 1 |  | 1 Year | 763.1 | 0.15 | 648.635
36799 | Salto | AJ660L00PPP8-WK | XS4 ANSI electronic RF wireless SVN BLE / HID iClass w/ key override, half escutcheon for use w/ concealed vertical rods, with keypad, L lever, unhanded, bright brass finish, for use with KPB adapter | 1 |  | 1 Year | 855.1 | 0.15 | 726.835
36800 | Salto | AJ660N00BCH8--K | XS4 ANSI electronic wire-free SVN BLE / HID iClass w/ key override, half escutcheon, with keypad, N lever, unhanded, BioCote antimicrobial finish, for use with KPB adapter | 1 |  | 1 Year | 798.8 | 0.15 | 678.98
36801 | Salto | AJ660N00BCH8-WK | XS4 ANSI electronic RF wireless SVN BLE / HID iClass w/ key override, half escutcheon, with keypad, N lever, unhanded, BioCote antimicrobial finish, for use with KPB adapter | 1 |  | 1 Year | 890.8 | 0.15 | 757.18
36802 | Salto | AJ660N00BCP7--K | XS4 ANSI electronic wire-free SVN BLE / HID iClass w/ key override, half escutcheon for use w/ concealed vertical rods, with keypad, N lever, unhanded, BioCote antimicrobial finish, for use with KPB adapter | 1 |  | 1 Year | 798.8 | 0.15 | 678.98
36803 | Salto | AJ660N00BCP7-WK | XS4 ANSI electronic RF wireless SVN BLE / HID iClass w/ key override, half escutcheon for use w/ concealed vertical rods, with keypad, N lever, unhanded, BioCote antimicrobial finish, for use with KPB adapter | 1 |  | 1 Year | 890.8 | 0.15 | 757.18
36804 | Salto | AJ660N00BCP8--K | XS4 ANSI electronic wire-free SVN BLE / HID iClass w/ key override, half escutcheon for use w/ concealed vertical rods, with keypad, N lever, unhanded, BioCote antimicrobial finish, for use with KPB adapter | 1 |  | 1 Year | 798.8 | 0.15 | 678.98
36805 | Salto | AJ660N00BCP8-WK | XS4 ANSI electronic RF wireless SVN BLE / HID iClass w/ key override, half escutcheon for use w/ concealed vertical rods, with keypad, N lever, unhanded, BioCote antimicrobial finish, for use with KPB adapter | 1 |  | 1 Year | 890.8 | 0.15 | 757.18
36806 | Salto | AJ660N00IMH8--K | XS4 ANSI electronic wire-free SVN BLE / HID iClass w/ key override, half escutcheon, with keypad, N lever, unhanded, satin stainless finish, for use with KPB adapter | 1 |  | 1 Year | 746.8 | 0.15 | 634.78
36807 | Salto | AJ660N00IMH8--K | XS4 ANSI electronic wire-free SVN BLE / HID iClass w/ key override, half escutcheon, with keypad, N lever, unhanded, satin stainless finish, for use with KPB adapter | 1 |  | 1 Year | 746.8 | 0.15 | 634.78
36808 | Salto | AJ660N00IMH8-WK | XS4 ANSI electronic RF wireless SVN BLE / HID iClass w/ key override, half escutcheon, with keypad, N lever, unhanded, satin stainless finish, for use with KPB adapter | 1 |  | 1 Year | 838.8 | 0.15 | 712.98
36809 | Salto | AJ660N00IMH8-WK | XS4 ANSI electronic RF wireless SVN BLE / HID iClass w/ key override, half escutcheon, with keypad, N lever, unhanded, satin stainless finish, for use with KPB adapter | 1 |  | 1 Year | 838.8 | 0.15 | 712.98
36810 | Salto | AJ660N00IMP7--K | XS4 ANSI electronic wire-free SVN BLE / HID iClass w/ key override, half escutcheon for use w/ concealed vertical rods, with keypad, N lever, unhanded, satin stainless finish, for use with KPB adapter | 1 |  | 1 Year | 746.8 | 0.15 | 634.78
36811 | Salto | AJ660N00IMP7--K | XS4 ANSI electronic wire-free SVN BLE / HID iClass w/ key override, half escutcheon for use w/ concealed vertical rods, with keypad, N lever, unhanded, satin stainless finish, for use with KPB adapter | 1 |  | 1 Year | 746.8 | 0.15 | 634.78
36812 | Salto | AJ660N00IMP7-WK | XS4 ANSI electronic RF wireless SVN BLE / HID iClass w/ key override, half escutcheon for use w/ concealed vertical rods, with keypad, N lever, unhanded, satin stainless finish, for use with KPB adapter | 1 |  | 1 Year | 838.8 | 0.15 | 712.98
36813 | Salto | AJ660N00IMP7-WK | XS4 ANSI electronic RF wireless SVN BLE / HID iClass w/ key override, half escutcheon for use w/ concealed vertical rods, with keypad, N lever, unhanded, satin stainless finish, for use with KPB adapter | 1 |  | 1 Year | 838.8 | 0.15 | 712.98
36814 | Salto | AJ660N00IMP8--K | XS4 ANSI electronic wire-free SVN BLE / HID iClass w/ key override, half escutcheon for use w/ concealed vertical rods, with keypad, N lever, unhanded, satin stainless finish, for use with KPB adapter | 1 |  | 1 Year | 746.8 | 0.15 | 634.78
36815 | Salto | AJ660N00IMP8--K | XS4 ANSI electronic wire-free SVN BLE / HID iClass w/ key override, half escutcheon for use w/ concealed vertical rods, with keypad, N lever, unhanded, satin stainless finish, for use with KPB adapter | 1 |  | 1 Year | 746.8 | 0.15 | 634.78
36816 | Salto | AJ660N00IMP8-WK | XS4 ANSI electronic RF wireless SVN BLE / HID iClass w/ key override, half escutcheon for use w/ concealed vertical rods, with keypad, N lever, unhanded, satin stainless finish, for use with KPB adapter | 1 |  | 1 Year | 838.8 | 0.15 | 712.98
36817 | Salto | AJ660N00IMP8-WK | XS4 ANSI electronic RF wireless SVN BLE / HID iClass w/ key override, half escutcheon for use w/ concealed vertical rods, with keypad, N lever, unhanded, satin stainless finish, for use with KPB adapter | 1 |  | 1 Year | 838.8 | 0.15 | 712.98
36818 | Salto | AJ660N00IPH8--K | XS4 ANSI electronic wire-free SVN BLE / HID iClass w/ key override, half escutcheon, with keypad, N lever, unhanded, bright stainless steel finish, for use with KPB adapter | 1 |  | 1 Year | 763.1 | 0.15 | 648.635
36819 | Salto | AJ660N00IPH8-WK | XS4 ANSI electronic RF wireless SVN BLE / HID iClass w/ key override, half escutcheon, with keypad, N lever, unhanded, bright stainless steel finish, for use with KPB adapter | 1 |  | 1 Year | 855.1 | 0.15 | 726.835
36820 | Salto | AJ660N00IPP7--K | XS4 ANSI electronic wire-free SVN BLE / HID iClass w/ key override, half escutcheon for use w/ concealed vertical rods, with keypad, N lever, unhanded, bright stainless steel finish, for use with KPB adapter | 1 |  | 1 Year | 763.1 | 0.15 | 648.635
36821 | Salto | AJ660N00IPP7-WK | XS4 ANSI electronic RF wireless SVN BLE / HID iClass w/ key override, half escutcheon for use w/ concealed vertical rods, with keypad, N lever, unhanded, bright stainless steel finish, for use with KPB adapter | 1 |  | 1 Year | 855.1 | 0.15 | 726.835
36822 | Salto | AJ660N00IPP8--K | XS4 ANSI electronic wire-free SVN BLE / HID iClass w/ key override, half escutcheon for use w/ concealed vertical rods, with keypad, N lever, unhanded, bright stainless steel finish, for use with KPB adapter | 1 |  | 1 Year | 763.1 | 0.15 | 648.635
36823 | Salto | AJ660N00IPP8-WK | XS4 ANSI electronic RF wireless SVN BLE / HID iClass w/ key override, half escutcheon for use w/ concealed vertical rods, with keypad, N lever, unhanded, bright stainless steel finish, for use with KPB adapter | 1 |  | 1 Year | 855.1 | 0.15 | 726.835
36824 | Salto | AJ660N00PMH8--K | XS4 ANSI electronic wire-free SVN BLE / HID iClass w/ key override, half escutcheon, with keypad, N lever, unhanded, satin brass finish, for use with KPB adapter | 1 |  | 1 Year | 746.8 | 0.15 | 634.78
36825 | Salto | AJ660N00PMH8-WK | XS4 ANSI electronic RF wireless SVN BLE / HID iClass w/ key override, half escutcheon, with keypad, N lever, unhanded, satin brass finish, for use with KPB adapter | 1 |  | 1 Year | 838.8 | 0.15 | 712.98
36826 | Salto | AJ660N00PMP7--K | XS4 ANSI electronic wire-free SVN BLE / HID iClass w/ key override, half escutcheon for use w/ concealed vertical rods, with keypad, N lever, unhanded, satin brass finish, for use with KPB adapter | 1 |  | 1 Year | 746.8 | 0.15 | 634.78
36827 | Salto | AJ660N00PMP7-WK | XS4 ANSI electronic RF wireless SVN BLE / HID iClass w/ key override, half escutcheon for use w/ concealed vertical rods, with keypad, N lever, unhanded, satin brass finish, for use with KPB adapter | 1 |  | 1 Year | 838.8 | 0.15 | 712.98
36828 | Salto | AJ660N00PMP8--K | XS4 ANSI electronic wire-free SVN BLE / HID iClass w/ key override, half escutcheon for use w/ concealed vertical rods, with keypad, N lever, unhanded, satin brass finish, for use with KPB adapter | 1 |  | 1 Year | 746.8 | 0.15 | 634.78
36829 | Salto | AJ660N00PMP8-WK | XS4 ANSI electronic RF wireless SVN BLE / HID iClass w/ key override, half escutcheon for use w/ concealed vertical rods, with keypad, N lever, unhanded, satin brass finish, for use with KPB adapter | 1 |  | 1 Year | 838.8 | 0.15 | 712.98
36830 | Salto | AJ660O00BCH8L-K | XS4 ANSI electronic wire-free SVN BLE / HID iClass w/ key override, half escutcheon, with keypad, O lever, left handed, BioCote antimicrobial finish, for use with KPB adapter | 1 |  | 1 Year | 809 | 0.15 | 687.65
36831 | Salto | AJ660O00BCH8LWK | XS4 ANSI electronic RF wireless SVN BLE / HID iClass w/ key override, half escutcheon, with keypad, O lever, left handed, BioCote antimicrobial finish, for use with KPB adapter | 1 |  | 1 Year | 901 | 0.15 | 765.85
36832 | Salto | AJ660O00BCH8R-K | XS4 ANSI electronic wire-free SVN BLE / HID iClass w/ key override, half escutcheon, with keypad, O lever, right handed, BioCote antimicrobial finish, for use with KPB adapter | 1 |  | 1 Year | 809 | 0.15 | 687.65
36833 | Salto | AJ660O00BCH8RWK | XS4 ANSI electronic RF wireless SVN BLE / HID iClass w/ key override, half escutcheon, with keypad, O lever, right handed, BioCote antimicrobial finish, for use with KPB adapter | 1 |  | 1 Year | 901 | 0.15 | 765.85
36834 | Salto | AJ660O00BCP7L-K | XS4 ANSI electronic wire-free SVN BLE / HID iClass w/ key override, half escutcheon for use w/ concealed vertical rods, with keypad, O lever, left handed, BioCote antimicrobial finish, for use with KPB adapter | 1 |  | 1 Year | 809 | 0.15 | 687.65
36835 | Salto | AJ660O00BCP7LWK | XS4 ANSI electronic RF wireless SVN BLE / HID iClass w/ key override, half escutcheon for use w/ concealed vertical rods, with keypad, O lever, left handed, BioCote antimicrobial finish, for use with KPB adapter | 1 |  | 1 Year | 901 | 0.15 | 765.85
36836 | Salto | AJ660O00BCP7R-K | XS4 ANSI electronic wire-free SVN BLE / HID iClass w/ key override, half escutcheon for use w/ concealed vertical rods, with keypad, O lever, right handed, BioCote antimicrobial finish, for use with KPB adapter | 1 |  | 1 Year | 809 | 0.15 | 687.65
36837 | Salto | AJ660O00BCP7RWK | XS4 ANSI electronic RF wireless SVN BLE / HID iClass w/ key override, half escutcheon for use w/ concealed vertical rods, with keypad, O lever, right handed, BioCote antimicrobial finish, for use with KPB adapter | 1 |  | 1 Year | 901 | 0.15 | 765.85
36838 | Salto | AJ660O00BCP8L-K | XS4 ANSI electronic wire-free SVN BLE / HID iClass w/ key override, half escutcheon for use w/ concealed vertical rods, with keypad, O lever, left handed, BioCote antimicrobial finish, for use with KPB adapter | 1 |  | 1 Year | 809 | 0.15 | 687.65
36839 | Salto | AJ660O00BCP8LWK | XS4 ANSI electronic RF wireless SVN BLE / HID iClass w/ key override, half escutcheon for use w/ concealed vertical rods, with keypad, O lever, left handed, BioCote antimicrobial finish, for use with KPB adapter | 1 |  | 1 Year | 901 | 0.15 | 765.85
36840 | Salto | AJ660O00BCP8R-K | XS4 ANSI electronic wire-free SVN BLE / HID iClass w/ key override, half escutcheon for use w/ concealed vertical rods, with keypad, O lever, right handed, BioCote antimicrobial finish, for use with KPB adapter | 1 |  | 1 Year | 809 | 0.15 | 687.65
36841 | Salto | AJ660O00BCP8RWK | XS4 ANSI electronic RF wireless SVN BLE / HID iClass w/ key override, half escutcheon for use w/ concealed vertical rods, with keypad, O lever, right handed, BioCote antimicrobial finish, for use with KPB adapter | 1 |  | 1 Year | 901 | 0.15 | 765.85
36842 | Salto | AJ660O00IAH8L-K | XS4 ANSI electronic wire-free SVN BLE / HID iClass w/ key override, half escutcheon, with keypad, O lever, left handed, antique brass finish, for use with KPB adapter | 1 |  | 1 Year | 809 | 0.15 | 687.65
36843 | Salto | AJ660O00IAH8LWK | XS4 ANSI electronic RF wireless SVN BLE / HID iClass w/ key override, half escutcheon, with keypad, O lever, left handed, antique brass finish, for use with KPB adapter | 1 |  | 1 Year | 901 | 0.15 | 765.85
36844 | Salto | AJ660O00IAH8R-K | XS4 ANSI electronic wire-free SVN BLE / HID iClass w/ key override, half escutcheon, with keypad, O lever, right handed, antique brass finish, for use with KPB adapter | 1 |  | 1 Year | 809 | 0.15 | 687.65
36845 | Salto | AJ660O00IAH8RWK | XS4 ANSI electronic RF wireless SVN BLE / HID iClass w/ key override, half escutcheon, with keypad, O lever, right handed, antique brass finish, for use with KPB adapter | 1 |  | 1 Year | 901 | 0.15 | 765.85
36846 | Salto | AJ660O00IAP7L-K | XS4 ANSI electronic wire-free SVN BLE / HID iClass w/ key override, half escutcheon for use w/ concealed vertical rods, with keypad, O lever, left handed, antique brass finish, for use with KPB adapter | 1 |  | 1 Year | 809 | 0.15 | 687.65
36847 | Salto | AJ660O00IAP7LWK | XS4 ANSI electronic RF wireless SVN BLE / HID iClass w/ key override, half escutcheon for use w/ concealed vertical rods, with keypad, O lever, left handed, antique brass finish, for use with KPB adapter | 1 |  | 1 Year | 901 | 0.15 | 765.85
36848 | Salto | AJ660O00IAP7R-K | XS4 ANSI electronic wire-free SVN BLE / HID iClass w/ key override, half escutcheon for use w/ concealed vertical rods, with keypad, O lever, right handed, antique brass finish, for use with KPB adapter | 1 |  | 1 Year | 809 | 0.15 | 687.65
36849 | Salto | AJ660O00IAP7RWK | XS4 ANSI electronic RF wireless SVN BLE / HID iClass w/ key override, half escutcheon for use w/ concealed vertical rods, with keypad, O lever, right handed, antique brass finish, for use with KPB adapter | 1 |  | 1 Year | 901 | 0.15 | 765.85
36850 | Salto | AJ660O00IAP8L-K | XS4 ANSI electronic wire-free SVN BLE / HID iClass w/ key override, half escutcheon for use w/ concealed vertical rods, with keypad, O lever, left handed, antique brass finish, for use with KPB adapter | 1 |  | 1 Year | 809 | 0.15 | 687.65
36851 | Salto | AJ660O00IAP8LWK | XS4 ANSI electronic RF wireless SVN BLE / HID iClass w/ key override, half escutcheon for use w/ concealed vertical rods, with keypad, O lever, left handed, antique brass finish, for use with KPB adapter | 1 |  | 1 Year | 901 | 0.15 | 765.85
36852 | Salto | AJ660O00IAP8R-K | XS4 ANSI electronic wire-free SVN BLE / HID iClass w/ key override, half escutcheon for use w/ concealed vertical rods, with keypad, O lever, right handed, antique brass finish, for use with KPB adapter | 1 |  | 1 Year | 809 | 0.15 | 687.65
36853 | Salto | AJ660O00IAP8RWK | XS4 ANSI electronic RF wireless SVN BLE / HID iClass w/ key override, half escutcheon for use w/ concealed vertical rods, with keypad, O lever, right handed, antique brass finish, for use with KPB adapter | 1 |  | 1 Year | 901 | 0.15 | 765.85
36854 | Salto | AJ660O00IMH8L-K | XS4 ANSI electronic wire-free SVN BLE / HID iClass w/ key override, half escutcheon, with keypad, O lever, left handed, satin stainless finish, for use with KPB adapter | 1 |  | 1 Year | 757 | 0.15 | 643.45
36855 | Salto | AJ660O00IMH8LWK | XS4 ANSI electronic RF wireless SVN BLE / HID iClass w/ key override, half escutcheon, with keypad, O lever, left handed, satin stainless finish, for use with KPB adapter | 1 |  | 1 Year | 849 | 0.15 | 721.65
36856 | Salto | AJ660O00IMH8R-K | XS4 ANSI electronic wire-free SVN BLE / HID iClass w/ key override, half escutcheon, with keypad, O lever, right handed, satin stainless finish, for use with KPB adapter | 1 |  | 1 Year | 757 | 0.15 | 643.45
36857 | Salto | AJ660O00IMH8RWK | XS4 ANSI electronic RF wireless SVN BLE / HID iClass w/ key override, half escutcheon, with keypad, O lever, right handed, satin stainless finish, for use with KPB adapter | 1 |  | 1 Year | 849 | 0.15 | 721.65
36858 | Salto | AJ660O00IMP7L-K | XS4 ANSI electronic wire-free SVN BLE / HID iClass w/ key override, half escutcheon for use w/ concealed vertical rods, with keypad, O lever, left handed, satin stainless finish, for use with KPB adapter | 1 |  | 1 Year | 757 | 0.15 | 643.45
36859 | Salto | AJ660O00IMP7LWK | XS4 ANSI electronic RF wireless SVN BLE / HID iClass w/ key override, half escutcheon for use w/ concealed vertical rods, with keypad, O lever, left handed, satin stainless finish, for use with KPB adapter | 1 |  | 1 Year | 849 | 0.15 | 721.65
36860 | Salto | AJ660O00IMP7R-K | XS4 ANSI electronic wire-free SVN BLE / HID iClass w/ key override, half escutcheon for use w/ concealed vertical rods, with keypad, O lever, right handed, satin stainless finish, for use with KPB adapter | 1 |  | 1 Year | 757 | 0.15 | 643.45
36861 | Salto | AJ660O00IMP7RWK | XS4 ANSI electronic RF wireless SVN BLE / HID iClass w/ key override, half escutcheon for use w/ concealed vertical rods, with keypad, O lever, right handed, satin stainless finish, for use with KPB adapter | 1 |  | 1 Year | 849 | 0.15 | 721.65
36862 | Salto | AJ660O00IMP8L-K | XS4 ANSI electronic wire-free SVN BLE / HID iClass w/ key override, half escutcheon for use w/ concealed vertical rods, with keypad, O lever, left handed, satin stainless finish, for use with KPB adapter | 1 |  | 1 Year | 757 | 0.15 | 643.45
36863 | Salto | AJ660O00IMP8LWK | XS4 ANSI electronic RF wireless SVN BLE / HID iClass w/ key override, half escutcheon for use w/ concealed vertical rods, with keypad, O lever, left handed, satin stainless finish, for use with KPB adapter | 1 |  | 1 Year | 849 | 0.15 | 721.65
36864 | Salto | AJ660O00IMP8R-K | XS4 ANSI electronic wire-free SVN BLE / HID iClass w/ key override, half escutcheon for use w/ concealed vertical rods, with keypad, O lever, right handed, satin stainless finish, for use with KPB adapter | 1 |  | 1 Year | 757 | 0.15 | 643.45
36865 | Salto | AJ660O00IMP8RWK | XS4 ANSI electronic RF wireless SVN BLE / HID iClass w/ key override, half escutcheon for use w/ concealed vertical rods, with keypad, O lever, right handed, satin stainless finish, for use with KPB adapter | 1 |  | 1 Year | 849 | 0.15 | 721.65
36866 | Salto | AJ660O00IPH8L-K | XS4 ANSI electronic wire-free SVN BLE / HID iClass w/ key override, half escutcheon, with keypad, O lever, left handed, bright stainless steel finish, for use with KPB adapter | 1 |  | 1 Year | 773.3 | 0.15 | 657.305
36867 | Salto | AJ660O00IPH8LWK | XS4 ANSI electronic RF wireless SVN BLE / HID iClass w/ key override, half escutcheon, with keypad, O lever, left handed, bright stainless steel finish, for use with KPB adapter | 1 |  | 1 Year | 865.3 | 0.15 | 735.505
36868 | Salto | AJ660O00IPH8R-K | XS4 ANSI electronic wire-free SVN BLE / HID iClass w/ key override, half escutcheon, with keypad, O lever, right handed, bright stainless steel finish, for use with KPB adapter | 1 |  | 1 Year | 773.3 | 0.15 | 657.305
36869 | Salto | AJ660O00IPH8RWK | XS4 ANSI electronic RF wireless SVN BLE / HID iClass w/ key override, half escutcheon, with keypad, O lever, right handed, bright stainless steel finish, for use with KPB adapter | 1 |  | 1 Year | 865.3 | 0.15 | 735.505
36870 | Salto | AJ660O00IPP7L-K | XS4 ANSI electronic wire-free SVN BLE / HID iClass w/ key override, half escutcheon for use w/ concealed vertical rods, with keypad, O lever, left handed, bright stainless steel finish, for use with KPB adapter | 1 |  | 1 Year | 773.3 | 0.15 | 657.305
36871 | Salto | AJ660O00IPP7LWK | XS4 ANSI electronic RF wireless SVN BLE / HID iClass w/ key override, half escutcheon for use w/ concealed vertical rods, with keypad, O lever, left handed, bright stainless steel finish, for use with KPB adapter | 1 |  | 1 Year | 865.3 | 0.15 | 735.505
36872 | Salto | AJ660O00IPP7R-K | XS4 ANSI electronic wire-free SVN BLE / HID iClass w/ key override, half escutcheon for use w/ concealed vertical rods, with keypad, O lever, right handed, bright stainless steel finish, for use with KPB adapter | 1 |  | 1 Year | 773.3 | 0.15 | 657.305
36873 | Salto | AJ660O00IPP7RWK | XS4 ANSI electronic RF wireless SVN BLE / HID iClass w/ key override, half escutcheon for use w/ concealed vertical rods, with keypad, O lever, right handed, bright stainless steel finish, for use with KPB adapter | 1 |  | 1 Year | 865.3 | 0.15 | 735.505
36874 | Salto | AJ660O00IPP8L-K | XS4 ANSI electronic wire-free SVN BLE / HID iClass w/ key override, half escutcheon for use w/ concealed vertical rods, with keypad, O lever, left handed, bright stainless steel finish, for use with KPB adapter | 1 |  | 1 Year | 773.3 | 0.15 | 657.305
36875 | Salto | AJ660O00IPP8LWK | XS4 ANSI electronic RF wireless SVN BLE / HID iClass w/ key override, half escutcheon for use w/ concealed vertical rods, with keypad, O lever, left handed, bright stainless steel finish, for use with KPB adapter | 1 |  | 1 Year | 865.3 | 0.15 | 735.505
36876 | Salto | AJ660O00IPP8R-K | XS4 ANSI electronic wire-free SVN BLE / HID iClass w/ key override, half escutcheon for use w/ concealed vertical rods, with keypad, O lever, right handed, bright stainless steel finish, for use with KPB adapter | 1 |  | 1 Year | 773.3 | 0.15 | 657.305
36877 | Salto | AJ660O00IPP8RWK | XS4 ANSI electronic RF wireless SVN BLE / HID iClass w/ key override, half escutcheon for use w/ concealed vertical rods, with keypad, O lever, right handed, bright stainless steel finish, for use with KPB adapter | 1 |  | 1 Year | 865.3 | 0.15 | 735.505
36878 | Salto | AJ660O00NEH8L-K | XS4 ANSI electronic wire-free SVN BLE / HID iClass w/ key override, half escutcheon, with keypad, O lever, left handed, black chromium finish, for use with KPB adapter | 1 |  | 1 Year | 791.7 | 0.15 | 672.945
36879 | Salto | AJ660O00NEH8LWK | XS4 ANSI electronic RF wireless SVN BLE / HID iClass w/ key override, half escutcheon, with keypad, O lever, left handed, black chromium finish, for use with KPB adapter | 1 |  | 1 Year | 883.7 | 0.15 | 751.145
36880 | Salto | AJ660O00NEH8R-K | XS4 ANSI electronic wire-free SVN BLE / HID iClass w/ key override, half escutcheon, with keypad, O lever, right handed, black chromium finish, for use with KPB adapter | 1 |  | 1 Year | 791.7 | 0.15 | 672.945
36881 | Salto | AJ660O00NEH8RWK | XS4 ANSI electronic RF wireless SVN BLE / HID iClass w/ key override, half escutcheon, with keypad, O lever, right handed, black chromium finish, for use with KPB adapter | 1 |  | 1 Year | 883.7 | 0.15 | 751.145
36882 | Salto | AJ660O00NEP7L-K | XS4 ANSI electronic wire-free SVN BLE / HID iClass w/ key override, half escutcheon for use w/ concealed vertical rods, with keypad, O lever, left handed, black chromium finish, for use with KPB adapter | 1 |  | 1 Year | 791.7 | 0.15 | 672.945
36883 | Salto | AJ660O00NEP7LWK | XS4 ANSI electronic RF wireless SVN BLE / HID iClass w/ key override, half escutcheon for use w/ concealed vertical rods, with keypad, O lever, left handed, black chromium finish, for use with KPB adapter | 1 |  | 1 Year | 883.7 | 0.15 | 751.145
36884 | Salto | AJ660O00NEP7R-K | XS4 ANSI electronic wire-free SVN BLE / HID iClass w/ key override, half escutcheon for use w/ concealed vertical rods, with keypad, O lever, right handed, black chromium finish, for use with KPB adapter | 1 |  | 1 Year | 791.7 | 0.15 | 672.945
36885 | Salto | AJ660O00NEP7RWK | XS4 ANSI electronic RF wireless SVN BLE / HID iClass w/ key override, half escutcheon for use w/ concealed vertical rods, with keypad, O lever, right handed, black chromium finish, for use with KPB adapter | 1 |  | 1 Year | 883.7 | 0.15 | 751.145
36886 | Salto | AJ660O00NEP8L-K | XS4 ANSI electronic wire-free SVN BLE / HID iClass w/ key override, half escutcheon for use w/ concealed vertical rods, with keypad, O lever, left handed, black chromium finish, for use with KPB adapter | 1 |  | 1 Year | 791.7 | 0.15 | 672.945
36887 | Salto | AJ660O00NEP8LWK | XS4 ANSI electronic RF wireless SVN BLE / HID iClass w/ key override, half escutcheon for use w/ concealed vertical rods, with keypad, O lever, left handed, black chromium finish, for use with KPB adapter | 1 |  | 1 Year | 883.7 | 0.15 | 751.145
36888 | Salto | AJ660O00NEP8R-K | XS4 ANSI electronic wire-free SVN BLE / HID iClass w/ key override, half escutcheon for use w/ concealed vertical rods, with keypad, O lever, right handed, black chromium finish, for use with KPB adapter | 1 |  | 1 Year | 791.7 | 0.15 | 672.945
36889 | Salto | AJ660O00NEP8RWK | XS4 ANSI electronic RF wireless SVN BLE / HID iClass w/ key override, half escutcheon for use w/ concealed vertical rods, with keypad, O lever, right handed, black chromium finish, for use with KPB adapter | 1 |  | 1 Year | 883.7 | 0.15 | 751.145
36890 | Salto | AJ660O00PMH8L-K | XS4 ANSI electronic wire-free SVN BLE / HID iClass w/ key override, half escutcheon, with keypad, O lever, left handed, satin brass finish, for use with KPB adapter | 1 |  | 1 Year | 757 | 0.15 | 643.45
36891 | Salto | AJ660O00PMH8LWK | XS4 ANSI electronic RF wireless SVN BLE / HID iClass w/ key override, half escutcheon, with keypad, O lever, left handed, satin brass finish, for use with KPB adapter | 1 |  | 1 Year | 849 | 0.15 | 721.65
36892 | Salto | AJ660O00PMH8R-K | XS4 ANSI electronic wire-free SVN BLE / HID iClass w/ key override, half escutcheon, with keypad, O lever, right handed, satin brass finish, for use with KPB adapter | 1 |  | 1 Year | 757 | 0.15 | 643.45
36893 | Salto | AJ660O00PMH8RWK | XS4 ANSI electronic RF wireless SVN BLE / HID iClass w/ key override, half escutcheon, with keypad, O lever, right handed, satin brass finish, for use with KPB adapter | 1 |  | 1 Year | 849 | 0.15 | 721.65
36894 | Salto | AJ660O00PMP7L-K | XS4 ANSI electronic wire-free SVN BLE / HID iClass w/ key override, half escutcheon for use w/ concealed vertical rods, with keypad, O lever, left handed, satin brass finish, for use with KPB adapter | 1 |  | 1 Year | 757 | 0.15 | 643.45
36895 | Salto | AJ660O00PMP7LWK | XS4 ANSI electronic RF wireless SVN BLE / HID iClass w/ key override, half escutcheon for use w/ concealed vertical rods, with keypad, O lever, left handed, satin brass finish, for use with KPB adapter | 1 |  | 1 Year | 849 | 0.15 | 721.65
36896 | Salto | AJ660O00PMP7R-K | XS4 ANSI electronic wire-free SVN BLE / HID iClass w/ key override, half escutcheon for use w/ concealed vertical rods, with keypad, O lever, right handed, satin brass finish, for use with KPB adapter | 1 |  | 1 Year | 757 | 0.15 | 643.45
36897 | Salto | AJ660O00PMP7RWK | XS4 ANSI electronic RF wireless SVN BLE / HID iClass w/ key override, half escutcheon for use w/ concealed vertical rods, with keypad, O lever, right handed, satin brass finish, for use with KPB adapter | 1 |  | 1 Year | 849 | 0.15 | 721.65
36898 | Salto | AJ660O00PMP8L-K | XS4 ANSI electronic wire-free SVN BLE / HID iClass w/ key override, half escutcheon for use w/ concealed vertical rods, with keypad, O lever, left handed, satin brass finish, for use with KPB adapter | 1 |  | 1 Year | 757 | 0.15 | 643.45
36899 | Salto | AJ660O00PMP8LWK | XS4 ANSI electronic RF wireless SVN BLE / HID iClass w/ key override, half escutcheon for use w/ concealed vertical rods, with keypad, O lever, left handed, satin brass finish, for use with KPB adapter | 1 |  | 1 Year | 849 | 0.15 | 721.65
36900 | Salto | AJ660O00PMP8R-K | XS4 ANSI electronic wire-free SVN BLE / HID iClass w/ key override, half escutcheon for use w/ concealed vertical rods, with keypad, O lever, right handed, satin brass finish, for use with KPB adapter | 1 |  | 1 Year | 757 | 0.15 | 643.45
36901 | Salto | AJ660O00PMP8RWK | XS4 ANSI electronic RF wireless SVN BLE / HID iClass w/ key override, half escutcheon for use w/ concealed vertical rods, with keypad, O lever, right handed, satin brass finish, for use with KPB adapter | 1 |  | 1 Year | 849 | 0.15 | 721.65
36902 | Salto | AJ660O00PPH8L-K | XS4 ANSI electronic wire-free SVN BLE / HID iClass w/ key override, half escutcheon, with keypad, O lever, left handed, bright brass finish, for use with KPB adapter | 1 |  | 1 Year | 773.3 | 0.15 | 657.305
36903 | Salto | AJ660O00PPH8LWK | XS4 ANSI electronic RF wireless SVN BLE / HID iClass w/ key override, half escutcheon, with keypad, O lever, left handed, bright brass finish, for use with KPB adapter | 1 |  | 1 Year | 865.3 | 0.15 | 735.505
36904 | Salto | AJ660O00PPH8R-K | XS4 ANSI electronic wire-free SVN BLE / HID iClass w/ key override, half escutcheon, with keypad, O lever, right handed, bright brass finish, for use with KPB adapter | 1 |  | 1 Year | 773.3 | 0.15 | 657.305
36905 | Salto | AJ660O00PPH8RWK | XS4 ANSI electronic RF wireless SVN BLE / HID iClass w/ key override, half escutcheon, with keypad, O lever, right handed, bright brass finish, for use with KPB adapter | 1 |  | 1 Year | 865.3 | 0.15 | 735.505
36906 | Salto | AJ660O00PPP7L-K | XS4 ANSI electronic wire-free SVN BLE / HID iClass w/ key override, half escutcheon for use w/ concealed vertical rods, with keypad, O lever, left handed, bright brass finish, for use with KPB adapter | 1 |  | 1 Year | 773.3 | 0.15 | 657.305
36907 | Salto | AJ660O00PPP7LWK | XS4 ANSI electronic RF wireless SVN BLE / HID iClass w/ key override, half escutcheon for use w/ concealed vertical rods, with keypad, O lever, left handed, bright brass finish, for use with KPB adapter | 1 |  | 1 Year | 865.3 | 0.15 | 735.505
36908 | Salto | AJ660O00PPP7R-K | XS4 ANSI electronic wire-free SVN BLE / HID iClass w/ key override, half escutcheon for use w/ concealed vertical rods, with keypad, O lever, right handed, bright brass finish, for use with KPB adapter | 1 |  | 1 Year | 773.3 | 0.15 | 657.305
36909 | Salto | AJ660O00PPP7RWK | XS4 ANSI electronic RF wireless SVN BLE / HID iClass w/ key override, half escutcheon for use w/ concealed vertical rods, with keypad, O lever, right handed, bright brass finish, for use with KPB adapter | 1 |  | 1 Year | 865.3 | 0.15 | 735.505
36910 | Salto | AJ660O00PPP8L-K | XS4 ANSI electronic wire-free SVN BLE / HID iClass w/ key override, half escutcheon for use w/ concealed vertical rods, with keypad, O lever, left handed, bright brass finish, for use with KPB adapter | 1 |  | 1 Year | 773.3 | 0.15 | 657.305
36911 | Salto | AJ660O00PPP8LWK | XS4 ANSI electronic RF wireless SVN BLE / HID iClass w/ key override, half escutcheon for use w/ concealed vertical rods, with keypad, O lever, left handed, bright brass finish, for use with KPB adapter | 1 |  | 1 Year | 865.3 | 0.15 | 735.505
36912 | Salto | AJ660O00PPP8R-K | XS4 ANSI electronic wire-free SVN BLE / HID iClass w/ key override, half escutcheon for use w/ concealed vertical rods, with keypad, O lever, right handed, bright brass finish, for use with KPB adapter | 1 |  | 1 Year | 773.3 | 0.15 | 657.305
36913 | Salto | AJ660O00PPP8RWK | XS4 ANSI electronic RF wireless SVN BLE / HID iClass w/ key override, half escutcheon for use w/ concealed vertical rods, with keypad, O lever, right handed, bright brass finish, for use with KPB adapter | 1 |  | 1 Year | 865.3 | 0.15 | 735.505
36914 | Salto | AJ660W00BCH8--K | XS4 ANSI electronic wire-free SVN BLE / HID iClass w/ key override, half escutcheon, with keypad, W lever, unhanded, BioCote antimicrobial finish, for use with KPB adapter | 1 |  | 1 Year | 798.8 | 0.15 | 678.98
36915 | Salto | AJ660W00BCH8-WK | XS4 ANSI electronic RF wireless SVN BLE / HID iClass w/ key override, half escutcheon, with keypad, W lever, unhanded, BioCote antimicrobial finish, for use with KPB adapter | 1 |  | 1 Year | 890.8 | 0.15 | 757.18
36916 | Salto | AJ660W00BCP7--K | XS4 ANSI electronic wire-free SVN BLE / HID iClass w/ key override, half escutcheon for use w/ concealed vertical rods, with keypad, W lever, unhanded, BioCote antimicrobial finish, for use with KPB adapter | 1 |  | 1 Year | 798.8 | 0.15 | 678.98
36917 | Salto | AJ660W00BCP7-WK | XS4 ANSI electronic RF wireless SVN BLE / HID iClass w/ key override, half escutcheon for use w/ concealed vertical rods, with keypad, W lever, unhanded, BioCote antimicrobial finish, for use with KPB adapter | 1 |  | 1 Year | 890.8 | 0.15 | 757.18
36918 | Salto | AJ660W00BCP8--K | XS4 ANSI electronic wire-free SVN BLE / HID iClass w/ key override, half escutcheon for use w/ concealed vertical rods, with keypad, W lever, unhanded, BioCote antimicrobial finish, for use with KPB adapter | 1 |  | 1 Year | 798.8 | 0.15 | 678.98
36919 | Salto | AJ660W00BCP8-WK | XS4 ANSI electronic RF wireless SVN BLE / HID iClass w/ key override, half escutcheon for use w/ concealed vertical rods, with keypad, W lever, unhanded, BioCote antimicrobial finish, for use with KPB adapter | 1 |  | 1 Year | 890.8 | 0.15 | 757.18
36920 | Salto | AJ660W00IAH8--K | XS4 ANSI electronic wire-free SVN BLE / HID iClass w/ key override, half escutcheon, with keypad, W lever, unhanded, antique brass finish, for use with KPB adapter | 1 |  | 1 Year | 798.8 | 0.15 | 678.98
36921 | Salto | AJ660W00IAH8-WK | XS4 ANSI electronic RF wireless SVN BLE / HID iClass w/ key override, half escutcheon, with keypad, W lever, unhanded, antique brass finish, for use with KPB adapter | 1 |  | 1 Year | 890.8 | 0.15 | 757.18
36922 | Salto | AJ660W00IAP7--K | XS4 ANSI electronic wire-free SVN BLE / HID iClass w/ key override, half escutcheon for use w/ concealed vertical rods, with keypad, W lever, unhanded, antique brass finish, for use with KPB adapter | 1 |  | 1 Year | 798.8 | 0.15 | 678.98
36923 | Salto | AJ660W00IAP7-WK | XS4 ANSI electronic RF wireless SVN BLE / HID iClass w/ key override, half escutcheon for use w/ concealed vertical rods, with keypad, W lever, unhanded, antique brass finish, for use with KPB adapter | 1 |  | 1 Year | 890.8 | 0.15 | 757.18
36924 | Salto | AJ660W00IAP8--K | XS4 ANSI electronic wire-free SVN BLE / HID iClass w/ key override, half escutcheon for use w/ concealed vertical rods, with keypad, W lever, unhanded, antique brass finish, for use with KPB adapter | 1 |  | 1 Year | 798.8 | 0.15 | 678.98
36925 | Salto | AJ660W00IAP8-WK | XS4 ANSI electronic RF wireless SVN BLE / HID iClass w/ key override, half escutcheon for use w/ concealed vertical rods, with keypad, W lever, unhanded, antique brass finish, for use with KPB adapter | 1 |  | 1 Year | 890.8 | 0.15 | 757.18
36926 | Salto | AJ660W00IMH8--K | XS4 ANSI electronic wire-free SVN BLE / HID iClass w/ key override, half escutcheon, with keypad, W lever, unhanded, satin stainless finish, for use with KPB adapter | 1 |  | 1 Year | 746.8 | 0.15 | 634.78
36927 | Salto | AJ660W00IMH8-WK | XS4 ANSI electronic RF wireless SVN BLE / HID iClass w/ key override, half escutcheon, with keypad, W lever, unhanded, satin stainless finish, for use with KPB adapter | 1 |  | 1 Year | 838.8 | 0.15 | 712.98
36928 | Salto | AJ660W00IMP7--K | XS4 ANSI electronic wire-free SVN BLE / HID iClass w/ key override, half escutcheon for use w/ concealed vertical rods, with keypad, W lever, unhanded, satin stainless finish, for use with KPB adapter | 1 |  | 1 Year | 746.8 | 0.15 | 634.78
36929 | Salto | AJ660W00IMP7-WK | XS4 ANSI electronic RF wireless SVN BLE / HID iClass w/ key override, half escutcheon for use w/ concealed vertical rods, with keypad, W lever, unhanded, satin stainless finish, for use with KPB adapter | 1 |  | 1 Year | 838.8 | 0.15 | 712.98
36930 | Salto | AJ660W00IMP8--K | XS4 ANSI electronic wire-free SVN BLE / HID iClass w/ key override, half escutcheon for use w/ concealed vertical rods, with keypad, W lever, unhanded, satin stainless finish, for use with KPB adapter | 1 |  | 1 Year | 746.8 | 0.15 | 634.78
36931 | Salto | AJ660W00IMP8-WK | XS4 ANSI electronic RF wireless SVN BLE / HID iClass w/ key override, half escutcheon for use w/ concealed vertical rods, with keypad, W lever, unhanded, satin stainless finish, for use with KPB adapter | 1 |  | 1 Year | 838.8 | 0.15 | 712.98
36932 | Salto | AJ660W00IPH8--K | XS4 ANSI electronic wire-free SVN BLE / HID iClass w/ key override, half escutcheon, with keypad, W lever, unhanded, bright stainless steel finish, for use with KPB adapter | 1 |  | 1 Year | 763.1 | 0.15 | 648.635
36933 | Salto | AJ660W00IPH8-WK | XS4 ANSI electronic RF wireless SVN BLE / HID iClass w/ key override, half escutcheon, with keypad, W lever, unhanded, bright stainless steel finish, for use with KPB adapter | 1 |  | 1 Year | 855.1 | 0.15 | 726.835
36934 | Salto | AJ660W00IPP7--K | XS4 ANSI electronic wire-free SVN BLE / HID iClass w/ key override, half escutcheon for use w/ concealed vertical rods, with keypad, W lever, unhanded, bright stainless steel finish, for use with KPB adapter | 1 |  | 1 Year | 763.1 | 0.15 | 648.635
36935 | Salto | AJ660W00IPP7-WK | XS4 ANSI electronic RF wireless SVN BLE / HID iClass w/ key override, half escutcheon for use w/ concealed vertical rods, with keypad, W lever, unhanded, bright stainless steel finish, for use with KPB adapter | 1 |  | 1 Year | 855.1 | 0.15 | 726.835
36936 | Salto | AJ660W00IPP8--K | XS4 ANSI electronic wire-free SVN BLE / HID iClass w/ key override, half escutcheon for use w/ concealed vertical rods, with keypad, W lever, unhanded, bright stainless steel finish, for use with KPB adapter | 1 |  | 1 Year | 763.1 | 0.15 | 648.635
36937 | Salto | AJ660W00IPP8-WK | XS4 ANSI electronic RF wireless SVN BLE / HID iClass w/ key override, half escutcheon for use w/ concealed vertical rods, with keypad, W lever, unhanded, bright stainless steel finish, for use with KPB adapter | 1 |  | 1 Year | 855.1 | 0.15 | 726.835
36938 | Salto | AJ660W00NEH8--K | XS4 ANSI electronic wire-free SVN BLE / HID iClass w/ key override, half escutcheon, with keypad, W lever, unhanded, black chromium finish, for use with KPB adapter | 1 |  | 1 Year | 781.5 | 0.15 | 664.275
36939 | Salto | AJ660W00NEH8-WK | XS4 ANSI electronic RF wireless SVN BLE / HID iClass w/ key override, half escutcheon, with keypad, W lever, unhanded, black chromium finish, for use with KPB adapter | 1 |  | 1 Year | 873.5 | 0.15 | 742.475
36940 | Salto | AJ660W00NEP7--K | XS4 ANSI electronic wire-free SVN BLE / HID iClass w/ key override, half escutcheon for use w/ concealed vertical rods, with keypad, W lever, unhanded, black chromium finish, for use with KPB adapter | 1 |  | 1 Year | 781.5 | 0.15 | 664.275
36941 | Salto | AJ660W00NEP7-WK | XS4 ANSI electronic RF wireless SVN BLE / HID iClass w/ key override, half escutcheon for use w/ concealed vertical rods, with keypad, W lever, unhanded, black chromium finish, for use with KPB adapter | 1 |  | 1 Year | 873.5 | 0.15 | 742.475
36942 | Salto | AJ660W00NEP8--K | XS4 ANSI electronic wire-free SVN BLE / HID iClass w/ key override, half escutcheon for use w/ concealed vertical rods, with keypad, W lever, unhanded, black chromium finish, for use with KPB adapter | 1 |  | 1 Year | 781.5 | 0.15 | 664.275
36943 | Salto | AJ660W00NEP8-WK | XS4 ANSI electronic RF wireless SVN BLE / HID iClass w/ key override, half escutcheon for use w/ concealed vertical rods, with keypad, W lever, unhanded, black chromium finish, for use with KPB adapter | 1 |  | 1 Year | 873.5 | 0.15 | 742.475
36944 | Salto | AJ660W00PMH8--K | XS4 ANSI electronic wire-free SVN BLE / HID iClass w/ key override, half escutcheon, with keypad, W lever, unhanded, satin brass finish, for use with KPB adapter | 1 |  | 1 Year | 746.8 | 0.15 | 634.78
36945 | Salto | AJ660W00PMH8-WK | XS4 ANSI electronic RF wireless SVN BLE / HID iClass w/ key override, half escutcheon, with keypad, W lever, unhanded, satin brass finish, for use with KPB adapter | 1 |  | 1 Year | 838.8 | 0.15 | 712.98
36946 | Salto | AJ660W00PMP7--K | XS4 ANSI electronic wire-free SVN BLE / HID iClass w/ key override, half escutcheon for use w/ concealed vertical rods, with keypad, W lever, unhanded, satin brass finish, for use with KPB adapter | 1 |  | 1 Year | 746.8 | 0.15 | 634.78
36947 | Salto | AJ660W00PMP7-WK | XS4 ANSI electronic RF wireless SVN BLE / HID iClass w/ key override, half escutcheon for use w/ concealed vertical rods, with keypad, W lever, unhanded, satin brass finish, for use with KPB adapter | 1 |  | 1 Year | 838.8 | 0.15 | 712.98
36948 | Salto | AJ660W00PMP8--K | XS4 ANSI electronic wire-free SVN BLE / HID iClass w/ key override, half escutcheon for use w/ concealed vertical rods, with keypad, W lever, unhanded, satin brass finish, for use with KPB adapter | 1 |  | 1 Year | 746.8 | 0.15 | 634.78
36949 | Salto | AJ660W00PMP8-WK | XS4 ANSI electronic RF wireless SVN BLE / HID iClass w/ key override, half escutcheon for use w/ concealed vertical rods, with keypad, W lever, unhanded, satin brass finish, for use with KPB adapter | 1 |  | 1 Year | 838.8 | 0.15 | 712.98
36950 | Salto | AJ660W00PPH8--K | XS4 ANSI electronic wire-free SVN BLE / HID iClass w/ key override, half escutcheon, with keypad, W lever, unhanded, bright brass finish, for use with KPB adapter | 1 |  | 1 Year | 763.1 | 0.15 | 648.635
36951 | Salto | AJ660W00PPH8-WK | XS4 ANSI electronic RF wireless SVN BLE / HID iClass w/ key override, half escutcheon, with keypad, W lever, unhanded, bright brass finish, for use with KPB adapter | 1 |  | 1 Year | 855.1 | 0.15 | 726.835
36952 | Salto | AJ660W00PPP7--K | XS4 ANSI electronic wire-free SVN BLE / HID iClass w/ key override, half escutcheon for use w/ concealed vertical rods, with keypad, W lever, unhanded, bright brass finish, for use with KPB adapter | 1 |  | 1 Year | 763.1 | 0.15 | 648.635
36953 | Salto | AJ660W00PPP7-WK | XS4 ANSI electronic RF wireless SVN BLE / HID iClass w/ key override, half escutcheon for use w/ concealed vertical rods, with keypad, W lever, unhanded, bright brass finish, for use with KPB adapter | 1 |  | 1 Year | 855.1 | 0.15 | 726.835
36954 | Salto | AJ660W00PPP8--K | XS4 ANSI electronic wire-free SVN BLE / HID iClass w/ key override, half escutcheon for use w/ concealed vertical rods, with keypad, W lever, unhanded, bright brass finish, for use with KPB adapter | 1 |  | 1 Year | 763.1 | 0.15 | 648.635
36955 | Salto | AJ660W00PPP8-WK | XS4 ANSI electronic RF wireless SVN BLE / HID iClass w/ key override, half escutcheon for use w/ concealed vertical rods, with keypad, W lever, unhanded, bright brass finish, for use with KPB adapter | 1 |  | 1 Year | 855.1 | 0.15 | 726.835
36956 | Salto | E9650200IMH8--- | XS4 wide body electronic wire-free SVN Mifare / DESFire half escutcheon, Columbo Robodue premium series lever, unhanded, satin stainless finish, for use with KPB adapter | 1 |  | 1 Year | 753.7 | 0.15 | 640.645
36957 | Salto | E9650200IMH8-W- | XS4 wide body electronic RF wireless SVN Mifare / DESFire half escutcheon, Columbo Robodue premium series lever, unhanded, satin stainless finish, for use with KPB adapter | 1 |  | 1 Year | 845.7 | 0.15 | 718.845
36958 | Salto | E9650200IMP7--- | XS4 wide body electronic wire-free SVN Mifare / DESFire half escutcheon for use w/ concealed vertical rods, Columbo Robodue premium series lever, unhanded, satin stainless finish, for use with KPB adapter | 1 |  | 1 Year | 753.7 | 0.15 | 640.645
36959 | Salto | E9650200IMP7-W- | XS4 wide body electronic RF wireless SVN Mifare / DESFire half escutcheon for use w/ concealed vertical rods, Columbo Robodue premium series lever, unhanded, satin stainless finish, for use with KPB adapter | 1 |  | 1 Year | 845.7 | 0.15 | 718.845
36960 | Salto | E9650200IMP8--- | XS4 wide body electronic wire-free SVN Mifare / DESFire half escutcheon for use w/ concealed vertical rods, Columbo Robodue premium series lever, unhanded, satin stainless finish, for use with KPB adapter | 1 |  | 1 Year | 753.7 | 0.15 | 640.645
36961 | Salto | E9650200IMP8-W- | XS4 wide body electronic RF wireless SVN Mifare / DESFire half escutcheon for use w/ concealed vertical rods, Columbo Robodue premium series lever, unhanded, satin stainless finish, for use with KPB adapter | 1 |  | 1 Year | 845.7 | 0.15 | 718.845
36962 | Salto | E9650200IPH8--- | XS4 wide body electronic wire-free SVN Mifare / DESFire half escutcheon, Columbo Robodue premium series lever, unhanded, bright stainless steel finish, for use with KPB adapter | 1 |  | 1 Year | 770 | 0.15 | 654.5
36963 | Salto | E9650200IPH8-W- | XS4 wide body electronic RF wireless SVN Mifare / DESFire half escutcheon, Columbo Robodue premium series lever, unhanded, bright stainless steel finish, for use with KPB adapter | 1 |  | 1 Year | 862 | 0.15 | 732.7
36964 | Salto | E9650200IPP7--- | XS4 wide body electronic wire-free SVN Mifare / DESFire half escutcheon for use w/ concealed vertical rods, Columbo Robodue premium series lever, unhanded, bright stainless steel finish, for use with KPB adapter | 1 |  | 1 Year | 770 | 0.15 | 654.5
36965 | Salto | E9650200IPP7-W- | XS4 wide body electronic RF wireless SVN Mifare / DESFire half escutcheon for use w/ concealed vertical rods, Columbo Robodue premium series lever, unhanded, bright stainless steel finish, for use with KPB adapter | 1 |  | 1 Year | 862 | 0.15 | 732.7
36966 | Salto | E9650200IPP8--- | XS4 wide body electronic wire-free SVN Mifare / DESFire half escutcheon for use w/ concealed vertical rods, Columbo Robodue premium series lever, unhanded, bright stainless steel finish, for use with KPB adapter | 1 |  | 1 Year | 770 | 0.15 | 654.5
36967 | Salto | E9650200IPP8-W- | XS4 wide body electronic RF wireless SVN Mifare / DESFire half escutcheon for use w/ concealed vertical rods, Columbo Robodue premium series lever, unhanded, bright stainless steel finish, for use with KPB adapter | 1 |  | 1 Year | 862 | 0.15 | 732.7
36968 | Salto | E9650200PPH8--- | XS4 wide body electronic wire-free SVN Mifare / DESFire half escutcheon, Columbo Robodue premium series lever, unhanded, bright brass finish, for use with KPB adapter | 1 |  | 1 Year | 770 | 0.15 | 654.5
36969 | Salto | E9650200PPH8-W- | XS4 wide body electronic RF wireless SVN Mifare / DESFire half escutcheon, Columbo Robodue premium series lever, unhanded, bright brass finish, for use with KPB adapter | 1 |  | 1 Year | 862 | 0.15 | 732.7
36970 | Salto | E9650200PPP7--- | XS4 wide body electronic wire-free SVN Mifare / DESFire half escutcheon for use w/ concealed vertical rods, Columbo Robodue premium series lever, unhanded, bright brass finish, for use with KPB adapter | 1 |  | 1 Year | 770 | 0.15 | 654.5
36971 | Salto | E9650200PPP7-W- | XS4 wide body electronic RF wireless SVN Mifare / DESFire half escutcheon for use w/ concealed vertical rods, Columbo Robodue premium series lever, unhanded, bright brass finish, for use with KPB adapter | 1 |  | 1 Year | 862 | 0.15 | 732.7
36972 | Salto | E9650200PPP8--- | XS4 wide body electronic wire-free SVN Mifare / DESFire half escutcheon for use w/ concealed vertical rods, Columbo Robodue premium series lever, unhanded, bright brass finish, for use with KPB adapter | 1 |  | 1 Year | 770 | 0.15 | 654.5
36973 | Salto | E9650200PPP8-W- | XS4 wide body electronic RF wireless SVN Mifare / DESFire half escutcheon for use w/ concealed vertical rods, Columbo Robodue premium series lever, unhanded, bright brass finish, for use with KPB adapter | 1 |  | 1 Year | 862 | 0.15 | 732.7
36974 | Salto | E9650300IMH8--- | XS4 wide body electronic wire-free SVN Mifare / DESFire half escutcheon, Columbo Robotre premium series lever, unhanded, satin stainless finish, for use with KPB adapter | 1 |  | 1 Year | 753.7 | 0.15 | 640.645
36975 | Salto | E9650300IMH8-W- | XS4 wide body electronic RF wireless SVN Mifare / DESFire half escutcheon, Columbo Robotre premium series lever, unhanded, satin stainless finish, for use with KPB adapter | 1 |  | 1 Year | 845.7 | 0.15 | 718.845
36976 | Salto | E9650300IMP7--- | XS4 wide body electronic wire-free SVN Mifare / DESFire half escutcheon for use w/ concealed vertical rods, Columbo Robotre premium series lever, unhanded, satin stainless finish, for use with KPB adapter | 1 |  | 1 Year | 753.7 | 0.15 | 640.645
36977 | Salto | E9650300IMP7-W- | XS4 wide body electronic RF wireless SVN Mifare / DESFire half escutcheon for use w/ concealed vertical rods, Columbo Robotre premium series lever, unhanded, satin stainless finish, for use with KPB adapter | 1 |  | 1 Year | 845.7 | 0.15 | 718.845
36978 | Salto | E9650300IMP8--- | XS4 wide body electronic wire-free SVN Mifare / DESFire half escutcheon for use w/ concealed vertical rods, Columbo Robotre premium series lever, unhanded, satin stainless finish, for use with KPB adapter | 1 |  | 1 Year | 753.7 | 0.15 | 640.645
36979 | Salto | E9650300IMP8-W- | XS4 wide body electronic RF wireless SVN Mifare / DESFire half escutcheon for use w/ concealed vertical rods, Columbo Robotre premium series lever, unhanded, satin stainless finish, for use with KPB adapter | 1 |  | 1 Year | 845.7 | 0.15 | 718.845
36980 | Salto | E9650300IPH8--- | XS4 wide body electronic wire-free SVN Mifare / DESFire half escutcheon, Columbo Robotre premium series lever, unhanded, bright stainless steel finish, for use with KPB adapter | 1 |  | 1 Year | 770 | 0.15 | 654.5
36981 | Salto | E9650300IPH8-W- | XS4 wide body electronic RF wireless SVN Mifare / DESFire half escutcheon, Columbo Robotre premium series lever, unhanded, bright stainless steel finish, for use with KPB adapter | 1 |  | 1 Year | 862 | 0.15 | 732.7
36982 | Salto | E9650300IPP7--- | XS4 wide body electronic wire-free SVN Mifare / DESFire half escutcheon for use w/ concealed vertical rods, Columbo Robotre premium series lever, unhanded, bright stainless steel finish, for use with KPB adapter | 1 |  | 1 Year | 770 | 0.15 | 654.5
36983 | Salto | E9650300IPP7-W- | XS4 wide body electronic RF wireless SVN Mifare / DESFire half escutcheon for use w/ concealed vertical rods, Columbo Robotre premium series lever, unhanded, bright stainless steel finish, for use with KPB adapter | 1 |  | 1 Year | 862 | 0.15 | 732.7
36984 | Salto | E9650300IPP8--- | XS4 wide body electronic wire-free SVN Mifare / DESFire half escutcheon for use w/ concealed vertical rods, Columbo Robotre premium series lever, unhanded, bright stainless steel finish, for use with KPB adapter | 1 |  | 1 Year | 770 | 0.15 | 654.5
36985 | Salto | E9650300IPP8-W- | XS4 wide body electronic RF wireless SVN Mifare / DESFire half escutcheon for use w/ concealed vertical rods, Columbo Robotre premium series lever, unhanded, bright stainless steel finish, for use with KPB adapter | 1 |  | 1 Year | 862 | 0.15 | 732.7
36986 | Salto | E9650300PPH8--- | XS4 wide body electronic wire-free SVN Mifare / DESFire half escutcheon, Columbo Robotre premium series lever, unhanded, bright brass finish, for use with KPB adapter | 1 |  | 1 Year | 770 | 0.15 | 654.5
36987 | Salto | E9650300PPH8-W- | XS4 wide body electronic RF wireless SVN Mifare / DESFire half escutcheon, Columbo Robotre premium series lever, unhanded, bright brass finish, for use with KPB adapter | 1 |  | 1 Year | 862 | 0.15 | 732.7
36988 | Salto | E9650300PPP7--- | XS4 wide body electronic wire-free SVN Mifare / DESFire half escutcheon for use w/ concealed vertical rods, Columbo Robotre premium series lever, unhanded, bright brass finish, for use with KPB adapter | 1 |  | 1 Year | 770 | 0.15 | 654.5
36989 | Salto | E9650300PPP7-W- | XS4 wide body electronic RF wireless SVN Mifare / DESFire half escutcheon for use w/ concealed vertical rods, Columbo Robotre premium series lever, unhanded, bright brass finish, for use with KPB adapter | 1 |  | 1 Year | 862 | 0.15 | 732.7
36990 | Salto | E9650300PPP8--- | XS4 wide body electronic wire-free SVN Mifare / DESFire half escutcheon for use w/ concealed vertical rods, Columbo Robotre premium series lever, unhanded, bright brass finish, for use with KPB adapter | 1 |  | 1 Year | 770 | 0.15 | 654.5
36991 | Salto | E9650300PPP8-W- | XS4 wide body electronic RF wireless SVN Mifare / DESFire half escutcheon for use w/ concealed vertical rods, Columbo Robotre premium series lever, unhanded, bright brass finish, for use with KPB adapter | 1 |  | 1 Year | 862 | 0.15 | 732.7
36992 | Salto | E9650400IMH8--- | XS4 wide body electronic wire-free SVN Mifare / DESFire half escutcheon, Columbo Roboquattro premium series lever, unhanded, satin stainless finish, for use with KPB adapter | 1 |  | 1 Year | 753.7 | 0.15 | 640.645
36993 | Salto | E9650400IMH8-W- | XS4 wide body electronic RF wireless SVN Mifare / DESFire half escutcheon, Columbo Roboquattro premium series lever, unhanded, satin stainless finish, for use with KPB adapter | 1 |  | 1 Year | 845.7 | 0.15 | 718.845
36994 | Salto | E9650400IMP7--- | XS4 wide body electronic wire-free SVN Mifare / DESFire half escutcheon for use w/ concealed vertical rods, Columbo Roboquattro premium series lever, unhanded, satin stainless finish, for use with KPB adapter | 1 |  | 1 Year | 753.7 | 0.15 | 640.645
36995 | Salto | E9650400IMP7-W- | XS4 wide body electronic RF wireless SVN Mifare / DESFire half escutcheon for use w/ concealed vertical rods, Columbo Roboquattro premium series lever, unhanded, satin stainless finish, for use with KPB adapter | 1 |  | 1 Year | 845.7 | 0.15 | 718.845
36996 | Salto | E9650400IMP8--- | XS4 wide body electronic wire-free SVN Mifare / DESFire half escutcheon for use w/ concealed vertical rods, Columbo Roboquattro premium series lever, unhanded, satin stainless finish, for use with KPB adapter | 1 |  | 1 Year | 753.7 | 0.15 | 640.645
36997 | Salto | E9650400IMP8-W- | XS4 wide body electronic RF wireless SVN Mifare / DESFire half escutcheon for use w/ concealed vertical rods, Columbo Roboquattro premium series lever, unhanded, satin stainless finish, for use with KPB adapter | 1 |  | 1 Year | 845.7 | 0.15 | 718.845
36998 | Salto | E9650400IPH8--- | XS4 wide body electronic wire-free SVN Mifare / DESFire half escutcheon, Columbo Roboquattro premium series lever, unhanded, bright stainless steel finish, for use with KPB adapter | 1 |  | 1 Year | 770 | 0.15 | 654.5
36999 | Salto | E9650400IPH8-W- | XS4 wide body electronic RF wireless SVN Mifare / DESFire half escutcheon, Columbo Roboquattro premium series lever, unhanded, bright stainless steel finish, for use with KPB adapter | 1 |  | 1 Year | 862 | 0.15 | 732.7
37000 | Salto | E9650400IPP7--- | XS4 wide body electronic wire-free SVN Mifare / DESFire half escutcheon for use w/ concealed vertical rods, Columbo Roboquattro premium series lever, unhanded, bright stainless steel finish, for use with KPB adapter | 1 |  | 1 Year | 770 | 0.15 | 654.5
37001 | Salto | E9650400IPP7-W- | XS4 wide body electronic RF wireless SVN Mifare / DESFire half escutcheon for use w/ concealed vertical rods, Columbo Roboquattro premium series lever, unhanded, bright stainless steel finish, for use with KPB adapter | 1 |  | 1 Year | 862 | 0.15 | 732.7
37002 | Salto | E9650400IPP8--- | XS4 wide body electronic wire-free SVN Mifare / DESFire half escutcheon for use w/ concealed vertical rods, Columbo Roboquattro premium series lever, unhanded, bright stainless steel finish, for use with KPB adapter | 1 |  | 1 Year | 770 | 0.15 | 654.5
37003 | Salto | E9650400IPP8-W- | XS4 wide body electronic RF wireless SVN Mifare / DESFire half escutcheon for use w/ concealed vertical rods, Columbo Roboquattro premium series lever, unhanded, bright stainless steel finish, for use with KPB adapter | 1 |  | 1 Year | 862 | 0.15 | 732.7
37004 | Salto | E9650400PPH8--- | XS4 wide body electronic wire-free SVN Mifare / DESFire half escutcheon, Columbo Roboquattro premium series lever, unhanded, bright brass finish, for use with KPB adapter | 1 |  | 1 Year | 770 | 0.15 | 654.5
37005 | Salto | E9650400PPH8-W- | XS4 wide body electronic RF wireless SVN Mifare / DESFire half escutcheon, Columbo Roboquattro premium series lever, unhanded, bright brass finish, for use with KPB adapter | 1 |  | 1 Year | 862 | 0.15 | 732.7
37006 | Salto | E9650400PPP7--- | XS4 wide body electronic wire-free SVN Mifare / DESFire half escutcheon for use w/ concealed vertical rods, Columbo Roboquattro premium series lever, unhanded, bright brass finish, for use with KPB adapter | 1 |  | 1 Year | 770 | 0.15 | 654.5
37007 | Salto | E9650400PPP7-W- | XS4 wide body electronic RF wireless SVN Mifare / DESFire half escutcheon for use w/ concealed vertical rods, Columbo Roboquattro premium series lever, unhanded, bright brass finish, for use with KPB adapter | 1 |  | 1 Year | 862 | 0.15 | 732.7
37008 | Salto | E9650400PPP8--- | XS4 wide body electronic wire-free SVN Mifare / DESFire half escutcheon for use w/ concealed vertical rods, Columbo Roboquattro premium series lever, unhanded, bright brass finish, for use with KPB adapter | 1 |  | 1 Year | 770 | 0.15 | 654.5
37009 | Salto | E9650400PPP8-W- | XS4 wide body electronic RF wireless SVN Mifare / DESFire half escutcheon for use w/ concealed vertical rods, Columbo Roboquattro premium series lever, unhanded, bright brass finish, for use with KPB adapter | 1 |  | 1 Year | 862 | 0.15 | 732.7
37010 | Salto | E9650700IMH8--- | XS4 wide body electronic wire-free SVN Mifare / DESFire half escutcheon, Columbo Mach premium series lever, unhanded, satin stainless finish, for use with KPB adapter | 1 |  | 1 Year | 753.7 | 0.15 | 640.645
37011 | Salto | E9650700IMH8-W- | XS4 wide body electronic RF wireless SVN Mifare / DESFire half escutcheon, Columbo Mach premium series lever, unhanded, satin stainless finish, for use with KPB adapter | 1 |  | 1 Year | 845.7 | 0.15 | 718.845
37012 | Salto | E9650700IMP7--- | XS4 wide body electronic wire-free SVN Mifare / DESFire half escutcheon for use w/ concealed vertical rods, Columbo Mach premium series lever, unhanded, satin stainless finish, for use with KPB adapter | 1 |  | 1 Year | 753.7 | 0.15 | 640.645
37013 | Salto | E9650700IMP7-W- | XS4 wide body electronic RF wireless SVN Mifare / DESFire half escutcheon for use w/ concealed vertical rods, Columbo Mach premium series lever, unhanded, satin stainless finish, for use with KPB adapter | 1 |  | 1 Year | 845.7 | 0.15 | 718.845
37014 | Salto | E9650700IMP8--- | XS4 wide body electronic wire-free SVN Mifare / DESFire half escutcheon for use w/ concealed vertical rods, Columbo Mach premium series lever, unhanded, satin stainless finish, for use with KPB adapter | 1 |  | 1 Year | 753.7 | 0.15 | 640.645
37015 | Salto | E9650700IMP8-W- | XS4 wide body electronic RF wireless SVN Mifare / DESFire half escutcheon for use w/ concealed vertical rods, Columbo Mach premium series lever, unhanded, satin stainless finish, for use with KPB adapter | 1 |  | 1 Year | 845.7 | 0.15 | 718.845
37016 | Salto | E9650700IPH8--- | XS4 wide body electronic wire-free SVN Mifare / DESFire half escutcheon, Columbo Mach premium series lever, unhanded, bright stainless steel finish, for use with KPB adapter | 1 |  | 1 Year | 770 | 0.15 | 654.5
37017 | Salto | E9650700IPH8-W- | XS4 wide body electronic RF wireless SVN Mifare / DESFire half escutcheon, Columbo Mach premium series lever, unhanded, bright stainless steel finish, for use with KPB adapter | 1 |  | 1 Year | 862 | 0.15 | 732.7
37018 | Salto | E9650700IPP7--- | XS4 wide body electronic wire-free SVN Mifare / DESFire half escutcheon for use w/ concealed vertical rods, Columbo Mach premium series lever, unhanded, bright stainless steel finish, for use with KPB adapter | 1 |  | 1 Year | 770 | 0.15 | 654.5
37019 | Salto | E9650700IPP7-W- | XS4 wide body electronic RF wireless SVN Mifare / DESFire half escutcheon for use w/ concealed vertical rods, Columbo Mach premium series lever, unhanded, bright stainless steel finish, for use with KPB adapter | 1 |  | 1 Year | 862 | 0.15 | 732.7
37020 | Salto | E9650700IPP8--- | XS4 wide body electronic wire-free SVN Mifare / DESFire half escutcheon for use w/ concealed vertical rods, Columbo Mach premium series lever, unhanded, bright stainless steel finish, for use with KPB adapter | 1 |  | 1 Year | 770 | 0.15 | 654.5
37021 | Salto | E9650700IPP8-W- | XS4 wide body electronic RF wireless SVN Mifare / DESFire half escutcheon for use w/ concealed vertical rods, Columbo Mach premium series lever, unhanded, bright stainless steel finish, for use with KPB adapter | 1 |  | 1 Year | 862 | 0.15 | 732.7
37022 | Salto | E9650700PPH8--- | XS4 wide body electronic wire-free SVN Mifare / DESFire half escutcheon, Columbo Mach premium series lever, unhanded, bright brass finish, for use with KPB adapter | 1 |  | 1 Year | 770 | 0.15 | 654.5
37023 | Salto | E9650700PPH8-W- | XS4 wide body electronic RF wireless SVN Mifare / DESFire half escutcheon, Columbo Mach premium series lever, unhanded, bright brass finish, for use with KPB adapter | 1 |  | 1 Year | 862 | 0.15 | 732.7
37024 | Salto | E9650700PPP7--- | XS4 wide body electronic wire-free SVN Mifare / DESFire half escutcheon for use w/ concealed vertical rods, Columbo Mach premium series lever, unhanded, bright brass finish, for use with KPB adapter | 1 |  | 1 Year | 770 | 0.15 | 654.5
37025 | Salto | E9650700PPP7-W- | XS4 wide body electronic RF wireless SVN Mifare / DESFire half escutcheon for use w/ concealed vertical rods, Columbo Mach premium series lever, unhanded, bright brass finish, for use with KPB adapter | 1 |  | 1 Year | 862 | 0.15 | 732.7
37026 | Salto | E9650700PPP8--- | XS4 wide body electronic wire-free SVN Mifare / DESFire half escutcheon for use w/ concealed vertical rods, Columbo Mach premium series lever, unhanded, bright brass finish, for use with KPB adapter | 1 |  | 1 Year | 770 | 0.15 | 654.5
37027 | Salto | E9650700PPP8-W- | XS4 wide body electronic RF wireless SVN Mifare / DESFire half escutcheon for use w/ concealed vertical rods, Columbo Mach premium series lever, unhanded, bright brass finish, for use with KPB adapter | 1 |  | 1 Year | 862 | 0.15 | 732.7
37028 | Salto | E9650A00BCH8--- | XS4 wide body electronic wire-free SVN Mifare / DESFire half escutcheon, A lever, unhanded, BioCote antimicrobial finish, for use with KPB adapter | 1 |  | 1 Year | 759.8 | 0.15 | 645.83
37029 | Salto | E9650A00BCH8-W- | XS4 wide body electronic RF wireless SVN Mifare / DESFire half escutcheon, A lever, unhanded, BioCote antimicrobial finish, for use with KPB adapter | 1 |  | 1 Year | 851.8 | 0.15 | 724.03
37030 | Salto | E9650A00BCP7--- | XS4 wide body electronic wire-free SVN Mifare / DESFire half escutcheon for use w/ concealed vertical rods, A lever, unhanded, BioCote antimicrobial finish, for use with KPB adapter | 1 |  | 1 Year | 759.8 | 0.15 | 645.83
37031 | Salto | E9650A00BCP7-W- | XS4 wide body electronic RF wireless SVN Mifare / DESFire half escutcheon for use w/ concealed vertical rods, A lever, unhanded, BioCote antimicrobial finish, for use with KPB adapter | 1 |  | 1 Year | 851.8 | 0.15 | 724.03
37032 | Salto | E9650A00BCP8--- | XS4 wide body electronic wire-free SVN Mifare / DESFire half escutcheon for use w/ concealed vertical rods, A lever, unhanded, BioCote antimicrobial finish, for use with KPB adapter | 1 |  | 1 Year | 759.8 | 0.15 | 645.83
37033 | Salto | E9650A00BCP8-W- | XS4 wide body electronic RF wireless SVN Mifare / DESFire half escutcheon for use w/ concealed vertical rods, A lever, unhanded, BioCote antimicrobial finish, for use with KPB adapter | 1 |  | 1 Year | 851.8 | 0.15 | 724.03
37034 | Salto | E9650A00IAH8--- | XS4 wide body electronic wire-free SVN Mifare / DESFire half escutcheon, A lever, unhanded, antique brass finish, for use with KPB adapter | 1 |  | 1 Year | 759.8 | 0.15 | 645.83
37035 | Salto | E9650A00IAH8-W- | XS4 wide body electronic RF wireless SVN Mifare / DESFire half escutcheon, A lever, unhanded, antique brass finish, for use with KPB adapter | 1 |  | 1 Year | 851.8 | 0.15 | 724.03
37036 | Salto | E9650A00IAP7--- | XS4 wide body electronic wire-free SVN Mifare / DESFire half escutcheon for use w/ concealed vertical rods, A lever, unhanded, antique brass finish, for use with KPB adapter | 1 |  | 1 Year | 759.8 | 0.15 | 645.83
37037 | Salto | E9650A00IAP7-W- | XS4 wide body electronic RF wireless SVN Mifare / DESFire half escutcheon for use w/ concealed vertical rods, A lever, unhanded, antique brass finish, for use with KPB adapter | 1 |  | 1 Year | 851.8 | 0.15 | 724.03
37038 | Salto | E9650A00IAP8--- | XS4 wide body electronic wire-free SVN Mifare / DESFire half escutcheon for use w/ concealed vertical rods, A lever, unhanded, antique brass finish, for use with KPB adapter | 1 |  | 1 Year | 759.8 | 0.15 | 645.83
37039 | Salto | E9650A00IAP8-W- | XS4 wide body electronic RF wireless SVN Mifare / DESFire half escutcheon for use w/ concealed vertical rods, A lever, unhanded, antique brass finish, for use with KPB adapter | 1 |  | 1 Year | 851.8 | 0.15 | 724.03
37040 | Salto | E9650A00IMH8--- | XS4 wide body electronic wire-free SVN Mifare / DESFire half escutcheon, A lever, unhanded, satin stainless finish, for use with KPB adapter | 1 |  | 1 Year | 707.8 | 0.15 | 601.63
37041 | Salto | E9650A00IMH8-W- | XS4 wide body electronic RF wireless SVN Mifare / DESFire half escutcheon, A lever, unhanded, satin stainless finish, for use with KPB adapter | 1 |  | 1 Year | 799.8 | 0.15 | 679.83
37042 | Salto | E9650A00IMP7--- | XS4 wide body electronic wire-free SVN Mifare / DESFire half escutcheon for use w/ concealed vertical rods, A lever, unhanded, satin stainless finish, for use with KPB adapter | 1 |  | 1 Year | 707.8 | 0.15 | 601.63
37043 | Salto | E9650A00IMP7-W- | XS4 wide body electronic RF wireless SVN Mifare / DESFire half escutcheon for use w/ concealed vertical rods, A lever, unhanded, satin stainless finish, for use with KPB adapter | 1 |  | 1 Year | 799.8 | 0.15 | 679.83
37044 | Salto | E9650A00IMP8--- | XS4 wide body electronic wire-free SVN Mifare / DESFire half escutcheon for use w/ concealed vertical rods, A lever, unhanded, satin stainless finish, for use with KPB adapter | 1 |  | 1 Year | 707.8 | 0.15 | 601.63
37045 | Salto | E9650A00IMP8-W- | XS4 wide body electronic RF wireless SVN Mifare / DESFire half escutcheon for use w/ concealed vertical rods, A lever, unhanded, satin stainless finish, for use with KPB adapter | 1 |  | 1 Year | 799.8 | 0.15 | 679.83
37046 | Salto | E9650A00IPH8--- | XS4 wide body electronic wire-free SVN Mifare / DESFire half escutcheon, A lever, unhanded, bright stainless steel finish, for use with KPB adapter | 1 |  | 1 Year | 724.1 | 0.15 | 615.485
37047 | Salto | E9650A00IPH8-W- | XS4 wide body electronic RF wireless SVN Mifare / DESFire half escutcheon, A lever, unhanded, bright stainless steel finish, for use with KPB adapter | 1 |  | 1 Year | 816.1 | 0.15 | 693.685
37048 | Salto | E9650A00IPP7--- | XS4 wide body electronic wire-free SVN Mifare / DESFire half escutcheon for use w/ concealed vertical rods, A lever, unhanded, bright stainless steel finish, for use with KPB adapter | 1 |  | 1 Year | 724.1 | 0.15 | 615.485
37049 | Salto | E9650A00IPP7-W- | XS4 wide body electronic RF wireless SVN Mifare / DESFire half escutcheon for use w/ concealed vertical rods, A lever, unhanded, bright stainless steel finish, for use with KPB adapter | 1 |  | 1 Year | 816.1 | 0.15 | 693.685
37050 | Salto | E9650A00IPP8--- | XS4 wide body electronic wire-free SVN Mifare / DESFire half escutcheon for use w/ concealed vertical rods, A lever, unhanded, bright stainless steel finish, for use with KPB adapter | 1 |  | 1 Year | 724.1 | 0.15 | 615.485
37051 | Salto | E9650A00IPP8-W- | XS4 wide body electronic RF wireless SVN Mifare / DESFire half escutcheon for use w/ concealed vertical rods, A lever, unhanded, bright stainless steel finish, for use with KPB adapter | 1 |  | 1 Year | 816.1 | 0.15 | 693.685
37052 | Salto | E9650A00NEH8--- | XS4 wide body electronic wire-free SVN Mifare / DESFire half escutcheon, A lever, unhanded, black chromium finish, for use with KPB adapter | 1 |  | 1 Year | 742.5 | 0.15 | 631.125
37053 | Salto | E9650A00NEH8-W- | XS4 wide body electronic RF wireless SVN Mifare / DESFire half escutcheon, A lever, unhanded, black chromium finish, for use with KPB adapter | 1 |  | 1 Year | 834.5 | 0.15 | 709.325
37054 | Salto | E9650A00NEP7--- | XS4 wide body electronic wire-free SVN Mifare / DESFire half escutcheon for use w/ concealed vertical rods, A lever, unhanded, black chromium finish, for use with KPB adapter | 1 |  | 1 Year | 742.5 | 0.15 | 631.125
37055 | Salto | E9650A00NEP7-W- | XS4 wide body electronic RF wireless SVN Mifare / DESFire half escutcheon for use w/ concealed vertical rods, A lever, unhanded, black chromium finish, for use with KPB adapter | 1 |  | 1 Year | 834.5 | 0.15 | 709.325
37056 | Salto | E9650A00NEP8--- | XS4 wide body electronic wire-free SVN Mifare / DESFire half escutcheon for use w/ concealed vertical rods, A lever, unhanded, black chromium finish, for use with KPB adapter | 1 |  | 1 Year | 742.5 | 0.15 | 631.125
37057 | Salto | E9650A00NEP8-W- | XS4 wide body electronic RF wireless SVN Mifare / DESFire half escutcheon for use w/ concealed vertical rods, A lever, unhanded, black chromium finish, for use with KPB adapter | 1 |  | 1 Year | 834.5 | 0.15 | 709.325
37058 | Salto | E9650A00PMH8--- | XS4 wide body electronic wire-free SVN Mifare / DESFire half escutcheon, A lever, unhanded, satin brass finish, for use with KPB adapter | 1 |  | 1 Year | 707.8 | 0.15 | 601.63
37059 | Salto | E9650A00PMH8-W- | XS4 wide body electronic RF wireless SVN Mifare / DESFire half escutcheon, A lever, unhanded, satin brass finish, for use with KPB adapter | 1 |  | 1 Year | 799.8 | 0.15 | 679.83
37060 | Salto | E9650A00PMP7--- | XS4 wide body electronic wire-free SVN Mifare / DESFire half escutcheon for use w/ concealed vertical rods, A lever, unhanded, satin brass finish, for use with KPB adapter | 1 |  | 1 Year | 707.8 | 0.15 | 601.63
37061 | Salto | E9650A00PMP7-W- | XS4 wide body electronic RF wireless SVN Mifare / DESFire half escutcheon for use w/ concealed vertical rods, A lever, unhanded, satin brass finish, for use with KPB adapter | 1 |  | 1 Year | 799.8 | 0.15 | 679.83
37062 | Salto | E9650A00PMP8--- | XS4 wide body electronic wire-free SVN Mifare / DESFire half escutcheon for use w/ concealed vertical rods, A lever, unhanded, satin brass finish, for use with KPB adapter | 1 |  | 1 Year | 707.8 | 0.15 | 601.63
37063 | Salto | E9650A00PMP8-W- | XS4 wide body electronic RF wireless SVN Mifare / DESFire half escutcheon for use w/ concealed vertical rods, A lever, unhanded, satin brass finish, for use with KPB adapter | 1 |  | 1 Year | 799.8 | 0.15 | 679.83
37064 | Salto | E9650A00PPH8--- | XS4 wide body electronic wire-free SVN Mifare / DESFire half escutcheon, A lever, unhanded, bright brass finish, for use with KPB adapter | 1 |  | 1 Year | 724.1 | 0.15 | 615.485
37065 | Salto | E9650A00PPH8-W- | XS4 wide body electronic RF wireless SVN Mifare / DESFire half escutcheon, A lever, unhanded, bright brass finish, for use with KPB adapter | 1 |  | 1 Year | 816.1 | 0.15 | 693.685
37066 | Salto | E9650A00PPP7--- | XS4 wide body electronic wire-free SVN Mifare / DESFire half escutcheon for use w/ concealed vertical rods, A lever, unhanded, bright brass finish, for use with KPB adapter | 1 |  | 1 Year | 724.1 | 0.15 | 615.485
37067 | Salto | E9650A00PPP7-W- | XS4 wide body electronic RF wireless SVN Mifare / DESFire half escutcheon for use w/ concealed vertical rods, A lever, unhanded, bright brass finish, for use with KPB adapter | 1 |  | 1 Year | 816.1 | 0.15 | 693.685
37068 | Salto | E9650A00PPP8--- | XS4 wide body electronic wire-free SVN Mifare / DESFire half escutcheon for use w/ concealed vertical rods, A lever, unhanded, bright brass finish, for use with KPB adapter | 1 |  | 1 Year | 724.1 | 0.15 | 615.485
37069 | Salto | E9650A00PPP8-W- | XS4 wide body electronic RF wireless SVN Mifare / DESFire half escutcheon for use w/ concealed vertical rods, A lever, unhanded, bright brass finish, for use with KPB adapter | 1 |  | 1 Year | 816.1 | 0.15 | 693.685
37070 | Salto | E9650G00BCH8--- | XS4 wide body electronic wire-free SVN Mifare / DESFire half escutcheon, G lever, unhanded, BioCote antimicrobial finish, for use with KPB adapter | 1 |  | 1 Year | 759.8 | 0.15 | 645.83
37071 | Salto | E9650G00BCH8-W- | XS4 wide body electronic RF wireless SVN Mifare / DESFire half escutcheon, G lever, unhanded, BioCote antimicrobial finish, for use with KPB adapter | 1 |  | 1 Year | 851.8 | 0.15 | 724.03
37072 | Salto | E9650G00BCP7--- | XS4 wide body electronic wire-free SVN Mifare / DESFire half escutcheon for use w/ concealed vertical rods, G lever, unhanded, BioCote antimicrobial finish, for use with KPB adapter | 1 |  | 1 Year | 759.8 | 0.15 | 645.83
37073 | Salto | E9650G00BCP7-W- | XS4 wide body electronic RF wireless SVN Mifare / DESFire half escutcheon for use w/ concealed vertical rods, G lever, unhanded, BioCote antimicrobial finish, for use with KPB adapter | 1 |  | 1 Year | 851.8 | 0.15 | 724.03
37074 | Salto | E9650G00BCP8--- | XS4 wide body electronic wire-free SVN Mifare / DESFire half escutcheon for use w/ concealed vertical rods, G lever, unhanded, BioCote antimicrobial finish, for use with KPB adapter | 1 |  | 1 Year | 759.8 | 0.15 | 645.83
37075 | Salto | E9650G00BCP8-W- | XS4 wide body electronic RF wireless SVN Mifare / DESFire half escutcheon for use w/ concealed vertical rods, G lever, unhanded, BioCote antimicrobial finish, for use with KPB adapter | 1 |  | 1 Year | 851.8 | 0.15 | 724.03
37076 | Salto | E9650G00IMH8--- | XS4 wide body electronic wire-free SVN Mifare / DESFire half escutcheon, G lever, unhanded, satin stainless finish, for use with KPB adapter | 1 |  | 1 Year | 707.8 | 0.15 | 601.63
37077 | Salto | E9650G00IMH8-W- | XS4 wide body electronic RF wireless SVN Mifare / DESFire half escutcheon, G lever, unhanded, satin stainless finish, for use with KPB adapter | 1 |  | 1 Year | 799.8 | 0.15 | 679.83
37078 | Salto | E9650G00IMP7--- | XS4 wide body electronic wire-free SVN Mifare / DESFire half escutcheon for use w/ concealed vertical rods, G lever, unhanded, satin stainless finish, for use with KPB adapter | 1 |  | 1 Year | 707.8 | 0.15 | 601.63
37079 | Salto | E9650G00IMP7-W- | XS4 wide body electronic RF wireless SVN Mifare / DESFire half escutcheon for use w/ concealed vertical rods, G lever, unhanded, satin stainless finish, for use with KPB adapter | 1 |  | 1 Year | 799.8 | 0.15 | 679.83
37080 | Salto | E9650G00IMP8--- | XS4 wide body electronic wire-free SVN Mifare / DESFire half escutcheon for use w/ concealed vertical rods, G lever, unhanded, satin stainless finish, for use with KPB adapter | 1 |  | 1 Year | 707.8 | 0.15 | 601.63
37081 | Salto | E9650G00IMP8-W- | XS4 wide body electronic RF wireless SVN Mifare / DESFire half escutcheon for use w/ concealed vertical rods, G lever, unhanded, satin stainless finish, for use with KPB adapter | 1 |  | 1 Year | 799.8 | 0.15 | 679.83
37082 | Salto | E9650G00PMH8--- | XS4 wide body electronic wire-free SVN Mifare / DESFire half escutcheon, G lever, unhanded, satin brass finish, for use with KPB adapter | 1 |  | 1 Year | 707.8 | 0.15 | 601.63
37083 | Salto | E9650G00PMH8-W- | XS4 wide body electronic RF wireless SVN Mifare / DESFire half escutcheon, G lever, unhanded, satin brass finish, for use with KPB adapter | 1 |  | 1 Year | 799.8 | 0.15 | 679.83
37084 | Salto | E9650G00PMP7--- | XS4 wide body electronic wire-free SVN Mifare / DESFire half escutcheon for use w/ concealed vertical rods, G lever, unhanded, satin brass finish, for use with KPB adapter | 1 |  | 1 Year | 707.8 | 0.15 | 601.63
37085 | Salto | E9650G00PMP7-W- | XS4 wide body electronic RF wireless SVN Mifare / DESFire half escutcheon for use w/ concealed vertical rods, G lever, unhanded, satin brass finish, for use with KPB adapter | 1 |  | 1 Year | 799.8 | 0.15 | 679.83
37086 | Salto | E9650G00PMP8--- | XS4 wide body electronic wire-free SVN Mifare / DESFire half escutcheon for use w/ concealed vertical rods, G lever, unhanded, satin brass finish, for use with KPB adapter | 1 |  | 1 Year | 707.8 | 0.15 | 601.63
37087 | Salto | E9650G00PMP8-W- | XS4 wide body electronic RF wireless SVN Mifare / DESFire half escutcheon for use w/ concealed vertical rods, G lever, unhanded, satin brass finish, for use with KPB adapter | 1 |  | 1 Year | 799.8 | 0.15 | 679.83
37088 | Salto | E9650J00BCH8--- | XS4 wide body electronic wire-free SVN Mifare / DESFire half escutcheon, J lever, unhanded, BioCote antimicrobial finish, for use with KPB adapter | 1 |  | 1 Year | 770 | 0.15 | 654.5
37089 | Salto | E9650J00BCH8-W- | XS4 wide body electronic RF wireless SVN Mifare / DESFire half escutcheon, J lever, unhanded, BioCote antimicrobial finish, for use with KPB adapter | 1 |  | 1 Year | 862 | 0.15 | 732.7
37090 | Salto | E9650J00BCP7--- | XS4 wide body electronic wire-free SVN Mifare / DESFire half escutcheon for use w/ concealed vertical rods, J lever, unhanded, BioCote antimicrobial finish, for use with KPB adapter | 1 |  | 1 Year | 770 | 0.15 | 654.5
37091 | Salto | E9650J00BCP7-W- | XS4 wide body electronic RF wireless SVN Mifare / DESFire half escutcheon for use w/ concealed vertical rods, J lever, unhanded, BioCote antimicrobial finish, for use with KPB adapter | 1 |  | 1 Year | 862 | 0.15 | 732.7
37092 | Salto | E9650J00BCP8--- | XS4 wide body electronic wire-free SVN Mifare / DESFire half escutcheon for use w/ concealed vertical rods, J lever, unhanded, BioCote antimicrobial finish, for use with KPB adapter | 1 |  | 1 Year | 770 | 0.15 | 654.5
37093 | Salto | E9650J00BCP8-W- | XS4 wide body electronic RF wireless SVN Mifare / DESFire half escutcheon for use w/ concealed vertical rods, J lever, unhanded, BioCote antimicrobial finish, for use with KPB adapter | 1 |  | 1 Year | 862 | 0.15 | 732.7
37094 | Salto | E9650J00IAH8--- | XS4 wide body electronic wire-free SVN Mifare / DESFire half escutcheon, J lever, unhanded, antique brass finish, for use with KPB adapter | 1 |  | 1 Year | 770 | 0.15 | 654.5
37095 | Salto | E9650J00IAH8-W- | XS4 wide body electronic RF wireless SVN Mifare / DESFire half escutcheon, J lever, unhanded, antique brass finish, for use with KPB adapter | 1 |  | 1 Year | 862 | 0.15 | 732.7
37096 | Salto | E9650J00IAP7--- | XS4 wide body electronic wire-free SVN Mifare / DESFire half escutcheon for use w/ concealed vertical rods, J lever, unhanded, antique brass finish, for use with KPB adapter | 1 |  | 1 Year | 770 | 0.15 | 654.5
37097 | Salto | E9650J00IAP7-W- | XS4 wide body electronic RF wireless SVN Mifare / DESFire half escutcheon for use w/ concealed vertical rods, J lever, unhanded, antique brass finish, for use with KPB adapter | 1 |  | 1 Year | 862 | 0.15 | 732.7
37098 | Salto | E9650J00IAP8--- | XS4 wide body electronic wire-free SVN Mifare / DESFire half escutcheon for use w/ concealed vertical rods, J lever, unhanded, antique brass finish, for use with KPB adapter | 1 |  | 1 Year | 770 | 0.15 | 654.5
37099 | Salto | E9650J00IAP8-W- | XS4 wide body electronic RF wireless SVN Mifare / DESFire half escutcheon for use w/ concealed vertical rods, J lever, unhanded, antique brass finish, for use with KPB adapter | 1 |  | 1 Year | 862 | 0.15 | 732.7
37100 | Salto | E9650J00IMH8--- | XS4 wide body electronic wire-free SVN Mifare / DESFire half escutcheon, J lever, unhanded, satin stainless finish, for use with KPB adapter | 1 |  | 1 Year | 718 | 0.15 | 610.3
37101 | Salto | E9650J00IMH8-W- | XS4 wide body electronic RF wireless SVN Mifare / DESFire half escutcheon, J lever, unhanded, satin stainless finish, for use with KPB adapter | 1 |  | 1 Year | 810 | 0.15 | 688.5
37102 | Salto | E9650J00IMP7--- | XS4 wide body electronic wire-free SVN Mifare / DESFire half escutcheon for use w/ concealed vertical rods, J lever, unhanded, satin stainless finish, for use with KPB adapter | 1 |  | 1 Year | 718 | 0.15 | 610.3
37103 | Salto | E9650J00IMP7-W- | XS4 wide body electronic RF wireless SVN Mifare / DESFire half escutcheon for use w/ concealed vertical rods, J lever, unhanded, satin stainless finish, for use with KPB adapter | 1 |  | 1 Year | 810 | 0.15 | 688.5
37104 | Salto | E9650J00IMP8--- | XS4 wide body electronic wire-free SVN Mifare / DESFire half escutcheon for use w/ concealed vertical rods, J lever, unhanded, satin stainless finish, for use with KPB adapter | 1 |  | 1 Year | 718 | 0.15 | 610.3
37105 | Salto | E9650J00IMP8-W- | XS4 wide body electronic RF wireless SVN Mifare / DESFire half escutcheon for use w/ concealed vertical rods, J lever, unhanded, satin stainless finish, for use with KPB adapter | 1 |  | 1 Year | 810 | 0.15 | 688.5
37106 | Salto | E9650J00NEH8--- | XS4 wide body electronic wire-free SVN Mifare / DESFire half escutcheon, J lever, unhanded, black chromium finish, for use with KPB adapter | 1 |  | 1 Year | 752.7 | 0.15 | 639.795
37107 | Salto | E9650J00NEH8-W- | XS4 wide body electronic RF wireless SVN Mifare / DESFire half escutcheon, J lever, unhanded, black chromium finish, for use with KPB adapter | 1 |  | 1 Year | 844.7 | 0.15 | 717.995
37108 | Salto | E9650J00NEP7--- | XS4 wide body electronic wire-free SVN Mifare / DESFire half escutcheon for use w/ concealed vertical rods, J lever, unhanded, black chromium finish, for use with KPB adapter | 1 |  | 1 Year | 752.7 | 0.15 | 639.795
37109 | Salto | E9650J00NEP7-W- | XS4 wide body electronic RF wireless SVN Mifare / DESFire half escutcheon for use w/ concealed vertical rods, J lever, unhanded, black chromium finish, for use with KPB adapter | 1 |  | 1 Year | 844.7 | 0.15 | 717.995
37110 | Salto | E9650J00NEP8--- | XS4 wide body electronic wire-free SVN Mifare / DESFire half escutcheon for use w/ concealed vertical rods, J lever, unhanded, black chromium finish, for use with KPB adapter | 1 |  | 1 Year | 752.7 | 0.15 | 639.795
37111 | Salto | E9650J00NEP8-W- | XS4 wide body electronic RF wireless SVN Mifare / DESFire half escutcheon for use w/ concealed vertical rods, J lever, unhanded, black chromium finish, for use with KPB adapter | 1 |  | 1 Year | 844.7 | 0.15 | 717.995
37112 | Salto | E9650J00PMH8--- | XS4 wide body electronic wire-free SVN Mifare / DESFire half escutcheon, J lever, unhanded, satin brass finish, for use with KPB adapter | 1 |  | 1 Year | 718 | 0.15 | 610.3
37113 | Salto | E9650J00PMH8-W- | XS4 wide body electronic RF wireless SVN Mifare / DESFire half escutcheon, J lever, unhanded, satin brass finish, for use with KPB adapter | 1 |  | 1 Year | 810 | 0.15 | 688.5
37114 | Salto | E9650J00PMP7--- | XS4 wide body electronic wire-free SVN Mifare / DESFire half escutcheon for use w/ concealed vertical rods, J lever, unhanded, satin brass finish, for use with KPB adapter | 1 |  | 1 Year | 718 | 0.15 | 610.3
37115 | Salto | E9650J00PMP7-W- | XS4 wide body electronic RF wireless SVN Mifare / DESFire half escutcheon for use w/ concealed vertical rods, J lever, unhanded, satin brass finish, for use with KPB adapter | 1 |  | 1 Year | 810 | 0.15 | 688.5
37116 | Salto | E9650J00PMP8--- | XS4 wide body electronic wire-free SVN Mifare / DESFire half escutcheon for use w/ concealed vertical rods, J lever, unhanded, satin brass finish, for use with KPB adapter | 1 |  | 1 Year | 718 | 0.15 | 610.3
37117 | Salto | E9650J00PMP8-W- | XS4 wide body electronic RF wireless SVN Mifare / DESFire half escutcheon for use w/ concealed vertical rods, J lever, unhanded, satin brass finish, for use with KPB adapter | 1 |  | 1 Year | 810 | 0.15 | 688.5
37118 | Salto | E9650K00IMH8L-- | XS4 wide body electronic wire-free SVN Mifare / DESFire half escutcheon, K lever, left handed, satin stainless finish, for use with KPB adapter | 1 |  | 1 Year | 718 | 0.15 | 610.3
37119 | Salto | E9650K00IMH8LW- | XS4 wide body electronic RF wireless SVN Mifare / DESFire half escutcheon, K lever, left handed, satin stainless finish, for use with KPB adapter | 1 |  | 1 Year | 810 | 0.15 | 688.5
37120 | Salto | E9650K00IMH8R-- | XS4 wide body electronic wire-free SVN Mifare / DESFire half escutcheon, K lever, right handed, satin stainless finish, for use with KPB adapter | 1 |  | 1 Year | 718 | 0.15 | 610.3
37121 | Salto | E9650K00IMH8RW- | XS4 wide body electronic RF wireless SVN Mifare / DESFire half escutcheon, K lever, right handed, satin stainless finish, for use with KPB adapter | 1 |  | 1 Year | 810 | 0.15 | 688.5
37122 | Salto | E9650K00IMP7L-- | XS4 wide body electronic wire-free SVN Mifare / DESFire half escutcheon for use w/ concealed vertical rods, K lever, left handed, satin stainless finish, for use with KPB adapter | 1 |  | 1 Year | 718 | 0.15 | 610.3
37123 | Salto | E9650K00IMP7LW- | XS4 wide body electronic RF wireless SVN Mifare / DESFire half escutcheon for use w/ concealed vertical rods, K lever, left handed, satin stainless finish, for use with KPB adapter | 1 |  | 1 Year | 810 | 0.15 | 688.5
37124 | Salto | E9650K00IMP7R-- | XS4 wide body electronic wire-free SVN Mifare / DESFire half escutcheon for use w/ concealed vertical rods, K lever, right handed, satin stainless finish, for use with KPB adapter | 1 |  | 1 Year | 718 | 0.15 | 610.3
37125 | Salto | E9650K00IMP7RW- | XS4 wide body electronic RF wireless SVN Mifare / DESFire half escutcheon for use w/ concealed vertical rods, K lever, right handed, satin stainless finish, for use with KPB adapter | 1 |  | 1 Year | 810 | 0.15 | 688.5
37126 | Salto | E9650K00IMP8L-- | XS4 wide body electronic wire-free SVN Mifare / DESFire half escutcheon for use w/ concealed vertical rods, K lever, left handed, satin stainless finish, for use with KPB adapter | 1 |  | 1 Year | 718 | 0.15 | 610.3
37127 | Salto | E9650K00IMP8LW- | XS4 wide body electronic RF wireless SVN Mifare / DESFire half escutcheon for use w/ concealed vertical rods, K lever, left handed, satin stainless finish, for use with KPB adapter | 1 |  | 1 Year | 810 | 0.15 | 688.5
37128 | Salto | E9650K00IMP8R-- | XS4 wide body electronic wire-free SVN Mifare / DESFire half escutcheon for use w/ concealed vertical rods, K lever, right handed, satin stainless finish, for use with KPB adapter | 1 |  | 1 Year | 718 | 0.15 | 610.3
37129 | Salto | E9650K00IMP8RW- | XS4 wide body electronic RF wireless SVN Mifare / DESFire half escutcheon for use w/ concealed vertical rods, K lever, right handed, satin stainless finish, for use with KPB adapter | 1 |  | 1 Year | 810 | 0.15 | 688.5
37130 | Salto | E9650K00IPH8L-- | XS4 wide body electronic wire-free SVN Mifare / DESFire half escutcheon, K lever, left handed, bright stainless steel finish, for use with KPB adapter | 1 |  | 1 Year | 734.3 | 0.15 | 624.155
37131 | Salto | E9650K00IPH8LW- | XS4 wide body electronic RF wireless SVN Mifare / DESFire half escutcheon, K lever, left handed, bright stainless steel finish, for use with KPB adapter | 1 |  | 1 Year | 826.3 | 0.15 | 702.355
37132 | Salto | E9650K00IPH8R-- | XS4 wide body electronic wire-free SVN Mifare / DESFire half escutcheon, K lever, right handed, bright stainless steel finish, for use with KPB adapter | 1 |  | 1 Year | 734.3 | 0.15 | 624.155
37133 | Salto | E9650K00IPH8RW- | XS4 wide body electronic RF wireless SVN Mifare / DESFire half escutcheon, K lever, right handed, bright stainless steel finish, for use with KPB adapter | 1 |  | 1 Year | 826.3 | 0.15 | 702.355
37134 | Salto | E9650K00IPP7L-- | XS4 wide body electronic wire-free SVN Mifare / DESFire half escutcheon for use w/ concealed vertical rods, K lever, left handed, bright stainless steel finish, for use with KPB adapter | 1 |  | 1 Year | 734.3 | 0.15 | 624.155
37135 | Salto | E9650K00IPP7LW- | XS4 wide body electronic RF wireless SVN Mifare / DESFire half escutcheon for use w/ concealed vertical rods, K lever, left handed, bright stainless steel finish, for use with KPB adapter | 1 |  | 1 Year | 826.3 | 0.15 | 702.355
37136 | Salto | E9650K00IPP7R-- | XS4 wide body electronic wire-free SVN Mifare / DESFire half escutcheon for use w/ concealed vertical rods, K lever, right handed, bright stainless steel finish, for use with KPB adapter | 1 |  | 1 Year | 734.3 | 0.15 | 624.155
37137 | Salto | E9650K00IPP7RW- | XS4 wide body electronic RF wireless SVN Mifare / DESFire half escutcheon for use w/ concealed vertical rods, K lever, right handed, bright stainless steel finish, for use with KPB adapter | 1 |  | 1 Year | 826.3 | 0.15 | 702.355
37138 | Salto | E9650K00IPP8L-- | XS4 wide body electronic wire-free SVN Mifare / DESFire half escutcheon for use w/ concealed vertical rods, K lever, left handed, bright stainless steel finish, for use with KPB adapter | 1 |  | 1 Year | 734.3 | 0.15 | 624.155
37139 | Salto | E9650K00IPP8LW- | XS4 wide body electronic RF wireless SVN Mifare / DESFire half escutcheon for use w/ concealed vertical rods, K lever, left handed, bright stainless steel finish, for use with KPB adapter | 1 |  | 1 Year | 826.3 | 0.15 | 702.355
37140 | Salto | E9650K00IPP8R-- | XS4 wide body electronic wire-free SVN Mifare / DESFire half escutcheon for use w/ concealed vertical rods, K lever, right handed, bright stainless steel finish, for use with KPB adapter | 1 |  | 1 Year | 734.3 | 0.15 | 624.155
37141 | Salto | E9650K00IPP8RW- | XS4 wide body electronic RF wireless SVN Mifare / DESFire half escutcheon for use w/ concealed vertical rods, K lever, right handed, bright stainless steel finish, for use with KPB adapter | 1 |  | 1 Year | 826.3 | 0.15 | 702.355
37142 | Salto | E9650K00PPH8L-- | XS4 wide body electronic wire-free SVN Mifare / DESFire half escutcheon, K lever, left handed, bright brass finish, for use with KPB adapter | 1 |  | 1 Year | 734.3 | 0.15 | 624.155
37143 | Salto | E9650K00PPH8LW- | XS4 wide body electronic RF wireless SVN Mifare / DESFire half escutcheon, K lever, left handed, bright brass finish, for use with KPB adapter | 1 |  | 1 Year | 826.3 | 0.15 | 702.355
37144 | Salto | E9650K00PPH8R-- | XS4 wide body electronic wire-free SVN Mifare / DESFire half escutcheon, K lever, right handed, bright brass finish, for use with KPB adapter | 1 |  | 1 Year | 734.3 | 0.15 | 624.155
37145 | Salto | E9650K00PPH8RW- | XS4 wide body electronic RF wireless SVN Mifare / DESFire half escutcheon, K lever, right handed, bright brass finish, for use with KPB adapter | 1 |  | 1 Year | 826.3 | 0.15 | 702.355
37146 | Salto | E9650K00PPP7L-- | XS4 wide body electronic wire-free SVN Mifare / DESFire half escutcheon for use w/ concealed vertical rods, K lever, left handed, bright brass finish, for use with KPB adapter | 1 |  | 1 Year | 734.3 | 0.15 | 624.155
37147 | Salto | E9650K00PPP7LW- | XS4 wide body electronic RF wireless SVN Mifare / DESFire half escutcheon for use w/ concealed vertical rods, K lever, left handed, bright brass finish, for use with KPB adapter | 1 |  | 1 Year | 826.3 | 0.15 | 702.355
37148 | Salto | E9650K00PPP7R-- | XS4 wide body electronic wire-free SVN Mifare / DESFire half escutcheon for use w/ concealed vertical rods, K lever, right handed, bright brass finish, for use with KPB adapter | 1 |  | 1 Year | 734.3 | 0.15 | 624.155
37149 | Salto | E9650K00PPP7RW- | XS4 wide body electronic RF wireless SVN Mifare / DESFire half escutcheon for use w/ concealed vertical rods, K lever, right handed, bright brass finish, for use with KPB adapter | 1 |  | 1 Year | 826.3 | 0.15 | 702.355
37150 | Salto | E9650K00PPP8L-- | XS4 wide body electronic wire-free SVN Mifare / DESFire half escutcheon for use w/ concealed vertical rods, K lever, left handed, bright brass finish, for use with KPB adapter | 1 |  | 1 Year | 734.3 | 0.15 | 624.155
37151 | Salto | E9650K00PPP8LW- | XS4 wide body electronic RF wireless SVN Mifare / DESFire half escutcheon for use w/ concealed vertical rods, K lever, left handed, bright brass finish, for use with KPB adapter | 1 |  | 1 Year | 826.3 | 0.15 | 702.355
37152 | Salto | E9650K00PPP8R-- | XS4 wide body electronic wire-free SVN Mifare / DESFire half escutcheon for use w/ concealed vertical rods, K lever, right handed, bright brass finish, for use with KPB adapter | 1 |  | 1 Year | 734.3 | 0.15 | 624.155
37153 | Salto | E9650K00PPP8RW- | XS4 wide body electronic RF wireless SVN Mifare / DESFire half escutcheon for use w/ concealed vertical rods, K lever, right handed, bright brass finish, for use with KPB adapter | 1 |  | 1 Year | 826.3 | 0.15 | 702.355
37154 | Salto | E9650L00BCH8--- | XS4 wide body electronic wire-free SVN Mifare / DESFire half escutcheon, L lever, unhanded, BioCote antimicrobial finish, for use with KPB adapter | 1 |  | 1 Year | 759.8 | 0.15 | 645.83
37155 | Salto | E9650L00BCH8-W- | XS4 wide body electronic RF wireless SVN Mifare / DESFire half escutcheon, L lever, unhanded, BioCote antimicrobial finish, for use with KPB adapter | 1 |  | 1 Year | 851.8 | 0.15 | 724.03
37156 | Salto | E9650L00BCP7--- | XS4 wide body electronic wire-free SVN Mifare / DESFire half escutcheon for use w/ concealed vertical rods, L lever, unhanded, BioCote antimicrobial finish, for use with KPB adapter | 1 |  | 1 Year | 759.8 | 0.15 | 645.83
37157 | Salto | E9650L00BCP7-W- | XS4 wide body electronic RF wireless SVN Mifare / DESFire half escutcheon for use w/ concealed vertical rods, L lever, unhanded, BioCote antimicrobial finish, for use with KPB adapter | 1 |  | 1 Year | 851.8 | 0.15 | 724.03
37158 | Salto | E9650L00BCP8--- | XS4 wide body electronic wire-free SVN Mifare / DESFire half escutcheon for use w/ concealed vertical rods, L lever, unhanded, BioCote antimicrobial finish, for use with KPB adapter | 1 |  | 1 Year | 759.8 | 0.15 | 645.83
37159 | Salto | E9650L00BCP8-W- | XS4 wide body electronic RF wireless SVN Mifare / DESFire half escutcheon for use w/ concealed vertical rods, L lever, unhanded, BioCote antimicrobial finish, for use with KPB adapter | 1 |  | 1 Year | 851.8 | 0.15 | 724.03
37160 | Salto | E9650L00IAH8--- | XS4 wide body electronic wire-free SVN Mifare / DESFire half escutcheon, L lever, unhanded, antique brass finish, for use with KPB adapter | 1 |  | 1 Year | 759.8 | 0.15 | 645.83
37161 | Salto | E9650L00IAH8-W- | XS4 wide body electronic RF wireless SVN Mifare / DESFire half escutcheon, L lever, unhanded, antique brass finish, for use with KPB adapter | 1 |  | 1 Year | 851.8 | 0.15 | 724.03
37162 | Salto | E9650L00IAP7--- | XS4 wide body electronic wire-free SVN Mifare / DESFire half escutcheon for use w/ concealed vertical rods, L lever, unhanded, antique brass finish, for use with KPB adapter | 1 |  | 1 Year | 759.8 | 0.15 | 645.83
37163 | Salto | E9650L00IAP7-W- | XS4 wide body electronic RF wireless SVN Mifare / DESFire half escutcheon for use w/ concealed vertical rods, L lever, unhanded, antique brass finish, for use with KPB adapter | 1 |  | 1 Year | 851.8 | 0.15 | 724.03
37164 | Salto | E9650L00IAP8--- | XS4 wide body electronic wire-free SVN Mifare / DESFire half escutcheon for use w/ concealed vertical rods, L lever, unhanded, antique brass finish, for use with KPB adapter | 1 |  | 1 Year | 759.8 | 0.15 | 645.83
37165 | Salto | E9650L00IAP8-W- | XS4 wide body electronic RF wireless SVN Mifare / DESFire half escutcheon for use w/ concealed vertical rods, L lever, unhanded, antique brass finish, for use with KPB adapter | 1 |  | 1 Year | 851.8 | 0.15 | 724.03
37166 | Salto | E9650L00IMH8--- | XS4 wide body electronic wire-free SVN Mifare / DESFire half escutcheon, L lever, unhanded, satin stainless finish, for use with KPB adapter | 1 |  | 1 Year | 707.8 | 0.15 | 601.63
37167 | Salto | E9650L00IMH8-W- | XS4 wide body electronic RF wireless SVN Mifare / DESFire half escutcheon, L lever, unhanded, satin stainless finish, for use with KPB adapter | 1 |  | 1 Year | 799.8 | 0.15 | 679.83
37168 | Salto | E9650L00IMP7--- | XS4 wide body electronic wire-free SVN Mifare / DESFire half escutcheon for use w/ concealed vertical rods, L lever, unhanded, satin stainless finish, for use with KPB adapter | 1 |  | 1 Year | 707.8 | 0.15 | 601.63
37169 | Salto | E9650L00IMP7-W- | XS4 wide body electronic RF wireless SVN Mifare / DESFire half escutcheon for use w/ concealed vertical rods, L lever, unhanded, satin stainless finish, for use with KPB adapter | 1 |  | 1 Year | 799.8 | 0.15 | 679.83
37170 | Salto | E9650L00IMP8--- | XS4 wide body electronic wire-free SVN Mifare / DESFire half escutcheon for use w/ concealed vertical rods, L lever, unhanded, satin stainless finish, for use with KPB adapter | 1 |  | 1 Year | 707.8 | 0.15 | 601.63
37171 | Salto | E9650L00IMP8-W- | XS4 wide body electronic RF wireless SVN Mifare / DESFire half escutcheon for use w/ concealed vertical rods, L lever, unhanded, satin stainless finish, for use with KPB adapter | 1 |  | 1 Year | 799.8 | 0.15 | 679.83
37172 | Salto | E9650L00IPH8--- | XS4 wide body electronic wire-free SVN Mifare / DESFire half escutcheon, L lever, unhanded, bright stainless steel finish, for use with KPB adapter | 1 |  | 1 Year | 724.1 | 0.15 | 615.485
37173 | Salto | E9650L00IPH8-W- | XS4 wide body electronic RF wireless SVN Mifare / DESFire half escutcheon, L lever, unhanded, bright stainless steel finish, for use with KPB adapter | 1 |  | 1 Year | 816.1 | 0.15 | 693.685
37174 | Salto | E9650L00IPP7--- | XS4 wide body electronic wire-free SVN Mifare / DESFire half escutcheon for use w/ concealed vertical rods, L lever, unhanded, bright stainless steel finish, for use with KPB adapter | 1 |  | 1 Year | 724.1 | 0.15 | 615.485
37175 | Salto | E9650L00IPP7-W- | XS4 wide body electronic RF wireless SVN Mifare / DESFire half escutcheon for use w/ concealed vertical rods, L lever, unhanded, bright stainless steel finish, for use with KPB adapter | 1 |  | 1 Year | 816.1 | 0.15 | 693.685
37176 | Salto | E9650L00IPP8--- | XS4 wide body electronic wire-free SVN Mifare / DESFire half escutcheon for use w/ concealed vertical rods, L lever, unhanded, bright stainless steel finish, for use with KPB adapter | 1 |  | 1 Year | 724.1 | 0.15 | 615.485
37177 | Salto | E9650L00IPP8-W- | XS4 wide body electronic RF wireless SVN Mifare / DESFire half escutcheon for use w/ concealed vertical rods, L lever, unhanded, bright stainless steel finish, for use with KPB adapter | 1 |  | 1 Year | 816.1 | 0.15 | 693.685
37178 | Salto | E9650L00NEH8--- | XS4 wide body electronic wire-free SVN Mifare / DESFire half escutcheon, L lever, unhanded, black chromium finish, for use with KPB adapter | 1 |  | 1 Year | 742.5 | 0.15 | 631.125
37179 | Salto | E9650L00NEH8-W- | XS4 wide body electronic RF wireless SVN Mifare / DESFire half escutcheon, L lever, unhanded, black chromium finish, for use with KPB adapter | 1 |  | 1 Year | 834.5 | 0.15 | 709.325
37180 | Salto | E9650L00NEP7--- | XS4 wide body electronic wire-free SVN Mifare / DESFire half escutcheon for use w/ concealed vertical rods, L lever, unhanded, black chromium finish, for use with KPB adapter | 1 |  | 1 Year | 742.5 | 0.15 | 631.125
37181 | Salto | E9650L00NEP7-W- | XS4 wide body electronic RF wireless SVN Mifare / DESFire half escutcheon for use w/ concealed vertical rods, L lever, unhanded, black chromium finish, for use with KPB adapter | 1 |  | 1 Year | 834.5 | 0.15 | 709.325
37182 | Salto | E9650L00NEP8--- | XS4 wide body electronic wire-free SVN Mifare / DESFire half escutcheon for use w/ concealed vertical rods, L lever, unhanded, black chromium finish, for use with KPB adapter | 1 |  | 1 Year | 742.5 | 0.15 | 631.125
37183 | Salto | E9650L00NEP8-W- | XS4 wide body electronic RF wireless SVN Mifare / DESFire half escutcheon for use w/ concealed vertical rods, L lever, unhanded, black chromium finish, for use with KPB adapter | 1 |  | 1 Year | 834.5 | 0.15 | 709.325
37184 | Salto | E9650L00PMH8--- | XS4 wide body electronic wire-free SVN Mifare / DESFire half escutcheon, L lever, unhanded, satin brass finish, for use with KPB adapter | 1 |  | 1 Year | 707.8 | 0.15 | 601.63
37185 | Salto | E9650L00PMH8-W- | XS4 wide body electronic RF wireless SVN Mifare / DESFire half escutcheon, L lever, unhanded, satin brass finish, for use with KPB adapter | 1 |  | 1 Year | 799.8 | 0.15 | 679.83
37186 | Salto | E9650L00PMP7--- | XS4 wide body electronic wire-free SVN Mifare / DESFire half escutcheon for use w/ concealed vertical rods, L lever, unhanded, satin brass finish, for use with KPB adapter | 1 |  | 1 Year | 707.8 | 0.15 | 601.63
37187 | Salto | E9650L00PMP7-W- | XS4 wide body electronic RF wireless SVN Mifare / DESFire half escutcheon for use w/ concealed vertical rods, L lever, unhanded, satin brass finish, for use with KPB adapter | 1 |  | 1 Year | 799.8 | 0.15 | 679.83
37188 | Salto | E9650L00PMP8--- | XS4 wide body electronic wire-free SVN Mifare / DESFire half escutcheon for use w/ concealed vertical rods, L lever, unhanded, satin brass finish, for use with KPB adapter | 1 |  | 1 Year | 707.8 | 0.15 | 601.63
37189 | Salto | E9650L00PMP8-W- | XS4 wide body electronic RF wireless SVN Mifare / DESFire half escutcheon for use w/ concealed vertical rods, L lever, unhanded, satin brass finish, for use with KPB adapter | 1 |  | 1 Year | 799.8 | 0.15 | 679.83
37190 | Salto | E9650L00PPH8--- | XS4 wide body electronic wire-free SVN Mifare / DESFire half escutcheon, L lever, unhanded, bright brass finish, for use with KPB adapter | 1 |  | 1 Year | 724.1 | 0.15 | 615.485
37191 | Salto | E9650L00PPH8-W- | XS4 wide body electronic RF wireless SVN Mifare / DESFire half escutcheon, L lever, unhanded, bright brass finish, for use with KPB adapter | 1 |  | 1 Year | 816.1 | 0.15 | 693.685
37192 | Salto | E9650L00PPP7--- | XS4 wide body electronic wire-free SVN Mifare / DESFire half escutcheon for use w/ concealed vertical rods, L lever, unhanded, bright brass finish, for use with KPB adapter | 1 |  | 1 Year | 724.1 | 0.15 | 615.485
37193 | Salto | E9650L00PPP7-W- | XS4 wide body electronic RF wireless SVN Mifare / DESFire half escutcheon for use w/ concealed vertical rods, L lever, unhanded, bright brass finish, for use with KPB adapter | 1 |  | 1 Year | 816.1 | 0.15 | 693.685
37194 | Salto | E9650L00PPP8--- | XS4 wide body electronic wire-free SVN Mifare / DESFire half escutcheon for use w/ concealed vertical rods, L lever, unhanded, bright brass finish, for use with KPB adapter | 1 |  | 1 Year | 724.1 | 0.15 | 615.485
37195 | Salto | E9650L00PPP8-W- | XS4 wide body electronic RF wireless SVN Mifare / DESFire half escutcheon for use w/ concealed vertical rods, L lever, unhanded, bright brass finish, for use with KPB adapter | 1 |  | 1 Year | 816.1 | 0.15 | 693.685
37196 | Salto | E9650N00BCH8--- | XS4 wide body electronic wire-free SVN Mifare / DESFire half escutcheon, N lever, unhanded, BioCote antimicrobial finish, for use with KPB adapter | 1 |  | 1 Year | 759.8 | 0.15 | 645.83
37197 | Salto | E9650N00BCH8-W- | XS4 wide body electronic RF wireless SVN Mifare / DESFire half escutcheon, N lever, unhanded, BioCote antimicrobial finish, for use with KPB adapter | 1 |  | 1 Year | 851.8 | 0.15 | 724.03
37198 | Salto | E9650N00BCP7--- | XS4 wide body electronic wire-free SVN Mifare / DESFire half escutcheon for use w/ concealed vertical rods, N lever, unhanded, BioCote antimicrobial finish, for use with KPB adapter | 1 |  | 1 Year | 759.8 | 0.15 | 645.83
37199 | Salto | E9650N00BCP7-W- | XS4 wide body electronic RF wireless SVN Mifare / DESFire half escutcheon for use w/ concealed vertical rods, N lever, unhanded, BioCote antimicrobial finish, for use with KPB adapter | 1 |  | 1 Year | 851.8 | 0.15 | 724.03
37200 | Salto | E9650N00BCP8--- | XS4 wide body electronic wire-free SVN Mifare / DESFire half escutcheon for use w/ concealed vertical rods, N lever, unhanded, BioCote antimicrobial finish, for use with KPB adapter | 1 |  | 1 Year | 759.8 | 0.15 | 645.83
37201 | Salto | E9650N00BCP8-W- | XS4 wide body electronic RF wireless SVN Mifare / DESFire half escutcheon for use w/ concealed vertical rods, N lever, unhanded, BioCote antimicrobial finish, for use with KPB adapter | 1 |  | 1 Year | 851.8 | 0.15 | 724.03
37202 | Salto | E9650N00IMH8--- | XS4 wide body electronic wire-free SVN Mifare / DESFire half escutcheon, N lever, unhanded, satin stainless finish, for use with KPB adapter | 1 |  | 1 Year | 707.8 | 0.15 | 601.63
37203 | Salto | E9650N00IMH8--- | XS4 wide body electronic wire-free SVN Mifare / DESFire half escutcheon, N lever, unhanded, satin stainless finish, for use with KPB adapter | 1 |  | 1 Year | 707.8 | 0.15 | 601.63
37204 | Salto | E9650N00IMH8-W- | XS4 wide body electronic RF wireless SVN Mifare / DESFire half escutcheon, N lever, unhanded, satin stainless finish, for use with KPB adapter | 1 |  | 1 Year | 799.8 | 0.15 | 679.83
37205 | Salto | E9650N00IMH8-W- | XS4 wide body electronic RF wireless SVN Mifare / DESFire half escutcheon, N lever, unhanded, satin stainless finish, for use with KPB adapter | 1 |  | 1 Year | 799.8 | 0.15 | 679.83
37206 | Salto | E9650N00IMP7--- | XS4 wide body electronic wire-free SVN Mifare / DESFire half escutcheon for use w/ concealed vertical rods, N lever, unhanded, satin stainless finish, for use with KPB adapter | 1 |  | 1 Year | 707.8 | 0.15 | 601.63
37207 | Salto | E9650N00IMP7--- | XS4 wide body electronic wire-free SVN Mifare / DESFire half escutcheon for use w/ concealed vertical rods, N lever, unhanded, satin stainless finish, for use with KPB adapter | 1 |  | 1 Year | 707.8 | 0.15 | 601.63
37208 | Salto | E9650N00IMP7-W- | XS4 wide body electronic RF wireless SVN Mifare / DESFire half escutcheon for use w/ concealed vertical rods, N lever, unhanded, satin stainless finish, for use with KPB adapter | 1 |  | 1 Year | 799.8 | 0.15 | 679.83
37209 | Salto | E9650N00IMP7-W- | XS4 wide body electronic RF wireless SVN Mifare / DESFire half escutcheon for use w/ concealed vertical rods, N lever, unhanded, satin stainless finish, for use with KPB adapter | 1 |  | 1 Year | 799.8 | 0.15 | 679.83
37210 | Salto | E9650N00IMP8--- | XS4 wide body electronic wire-free SVN Mifare / DESFire half escutcheon for use w/ concealed vertical rods, N lever, unhanded, satin stainless finish, for use with KPB adapter | 1 |  | 1 Year | 707.8 | 0.15 | 601.63
37211 | Salto | E9650N00IMP8--- | XS4 wide body electronic wire-free SVN Mifare / DESFire half escutcheon for use w/ concealed vertical rods, N lever, unhanded, satin stainless finish, for use with KPB adapter | 1 |  | 1 Year | 707.8 | 0.15 | 601.63
37212 | Salto | E9650N00IMP8-W- | XS4 wide body electronic RF wireless SVN Mifare / DESFire half escutcheon for use w/ concealed vertical rods, N lever, unhanded, satin stainless finish, for use with KPB adapter | 1 |  | 1 Year | 799.8 | 0.15 | 679.83
37213 | Salto | E9650N00IMP8-W- | XS4 wide body electronic RF wireless SVN Mifare / DESFire half escutcheon for use w/ concealed vertical rods, N lever, unhanded, satin stainless finish, for use with KPB adapter | 1 |  | 1 Year | 799.8 | 0.15 | 679.83
37214 | Salto | E9650N00IPH8--- | XS4 wide body electronic wire-free SVN Mifare / DESFire half escutcheon, N lever, unhanded, bright stainless steel finish, for use with KPB adapter | 1 |  | 1 Year | 724.1 | 0.15 | 615.485
37215 | Salto | E9650N00IPH8-W- | XS4 wide body electronic RF wireless SVN Mifare / DESFire half escutcheon, N lever, unhanded, bright stainless steel finish, for use with KPB adapter | 1 |  | 1 Year | 816.1 | 0.15 | 693.685
37216 | Salto | E9650N00IPP7--- | XS4 wide body electronic wire-free SVN Mifare / DESFire half escutcheon for use w/ concealed vertical rods, N lever, unhanded, bright stainless steel finish, for use with KPB adapter | 1 |  | 1 Year | 724.1 | 0.15 | 615.485
37217 | Salto | E9650N00IPP7-W- | XS4 wide body electronic RF wireless SVN Mifare / DESFire half escutcheon for use w/ concealed vertical rods, N lever, unhanded, bright stainless steel finish, for use with KPB adapter | 1 |  | 1 Year | 816.1 | 0.15 | 693.685
37218 | Salto | E9650N00IPP8--- | XS4 wide body electronic wire-free SVN Mifare / DESFire half escutcheon for use w/ concealed vertical rods, N lever, unhanded, bright stainless steel finish, for use with KPB adapter | 1 |  | 1 Year | 724.1 | 0.15 | 615.485
37219 | Salto | E9650N00IPP8-W- | XS4 wide body electronic RF wireless SVN Mifare / DESFire half escutcheon for use w/ concealed vertical rods, N lever, unhanded, bright stainless steel finish, for use with KPB adapter | 1 |  | 1 Year | 816.1 | 0.15 | 693.685
37220 | Salto | E9650N00PMH8--- | XS4 wide body electronic wire-free SVN Mifare / DESFire half escutcheon, N lever, unhanded, satin brass finish, for use with KPB adapter | 1 |  | 1 Year | 707.8 | 0.15 | 601.63
37221 | Salto | E9650N00PMH8-W- | XS4 wide body electronic RF wireless SVN Mifare / DESFire half escutcheon, N lever, unhanded, satin brass finish, for use with KPB adapter | 1 |  | 1 Year | 799.8 | 0.15 | 679.83
37222 | Salto | E9650N00PMP7--- | XS4 wide body electronic wire-free SVN Mifare / DESFire half escutcheon for use w/ concealed vertical rods, N lever, unhanded, satin brass finish, for use with KPB adapter | 1 |  | 1 Year | 707.8 | 0.15 | 601.63
37223 | Salto | E9650N00PMP7-W- | XS4 wide body electronic RF wireless SVN Mifare / DESFire half escutcheon for use w/ concealed vertical rods, N lever, unhanded, satin brass finish, for use with KPB adapter | 1 |  | 1 Year | 799.8 | 0.15 | 679.83
37224 | Salto | E9650N00PMP8--- | XS4 wide body electronic wire-free SVN Mifare / DESFire half escutcheon for use w/ concealed vertical rods, N lever, unhanded, satin brass finish, for use with KPB adapter | 1 |  | 1 Year | 707.8 | 0.15 | 601.63
37225 | Salto | E9650N00PMP8-W- | XS4 wide body electronic RF wireless SVN Mifare / DESFire half escutcheon for use w/ concealed vertical rods, N lever, unhanded, satin brass finish, for use with KPB adapter | 1 |  | 1 Year | 799.8 | 0.15 | 679.83
37226 | Salto | E9650O00BCH8L-- | XS4 wide body electronic wire-free SVN Mifare / DESFire half escutcheon, O lever, left handed, BioCote antimicrobial finish, for use with KPB adapter | 1 |  | 1 Year | 770 | 0.15 | 654.5
37227 | Salto | E9650O00BCH8LW- | XS4 wide body electronic RF wireless SVN Mifare / DESFire half escutcheon, O lever, left handed, BioCote antimicrobial finish, for use with KPB adapter | 1 |  | 1 Year | 862 | 0.15 | 732.7
37228 | Salto | E9650O00BCH8R-- | XS4 wide body electronic wire-free SVN Mifare / DESFire half escutcheon, O lever, right handed, BioCote antimicrobial finish, for use with KPB adapter | 1 |  | 1 Year | 770 | 0.15 | 654.5
37229 | Salto | E9650O00BCH8RW- | XS4 wide body electronic RF wireless SVN Mifare / DESFire half escutcheon, O lever, right handed, BioCote antimicrobial finish, for use with KPB adapter | 1 |  | 1 Year | 862 | 0.15 | 732.7
37230 | Salto | E9650O00BCP7L-- | XS4 wide body electronic wire-free SVN Mifare / DESFire half escutcheon for use w/ concealed vertical rods, O lever, left handed, BioCote antimicrobial finish, for use with KPB adapter | 1 |  | 1 Year | 770 | 0.15 | 654.5
37231 | Salto | E9650O00BCP7LW- | XS4 wide body electronic RF wireless SVN Mifare / DESFire half escutcheon for use w/ concealed vertical rods, O lever, left handed, BioCote antimicrobial finish, for use with KPB adapter | 1 |  | 1 Year | 862 | 0.15 | 732.7
37232 | Salto | E9650O00BCP7R-- | XS4 wide body electronic wire-free SVN Mifare / DESFire half escutcheon for use w/ concealed vertical rods, O lever, right handed, BioCote antimicrobial finish, for use with KPB adapter | 1 |  | 1 Year | 770 | 0.15 | 654.5
37233 | Salto | E9650O00BCP7RW- | XS4 wide body electronic RF wireless SVN Mifare / DESFire half escutcheon for use w/ concealed vertical rods, O lever, right handed, BioCote antimicrobial finish, for use with KPB adapter | 1 |  | 1 Year | 862 | 0.15 | 732.7
37234 | Salto | E9650O00BCP8L-- | XS4 wide body electronic wire-free SVN Mifare / DESFire half escutcheon for use w/ concealed vertical rods, O lever, left handed, BioCote antimicrobial finish, for use with KPB adapter | 1 |  | 1 Year | 770 | 0.15 | 654.5
37235 | Salto | E9650O00BCP8LW- | XS4 wide body electronic RF wireless SVN Mifare / DESFire half escutcheon for use w/ concealed vertical rods, O lever, left handed, BioCote antimicrobial finish, for use with KPB adapter | 1 |  | 1 Year | 862 | 0.15 | 732.7
37236 | Salto | E9650O00BCP8R-- | XS4 wide body electronic wire-free SVN Mifare / DESFire half escutcheon for use w/ concealed vertical rods, O lever, right handed, BioCote antimicrobial finish, for use with KPB adapter | 1 |  | 1 Year | 770 | 0.15 | 654.5
37237 | Salto | E9650O00BCP8RW- | XS4 wide body electronic RF wireless SVN Mifare / DESFire half escutcheon for use w/ concealed vertical rods, O lever, right handed, BioCote antimicrobial finish, for use with KPB adapter | 1 |  | 1 Year | 862 | 0.15 | 732.7
37238 | Salto | E9650O00IAH8L-- | XS4 wide body electronic wire-free SVN Mifare / DESFire half escutcheon, O lever, left handed, antique brass finish, for use with KPB adapter | 1 |  | 1 Year | 770 | 0.15 | 654.5
37239 | Salto | E9650O00IAH8LW- | XS4 wide body electronic RF wireless SVN Mifare / DESFire half escutcheon, O lever, left handed, antique brass finish, for use with KPB adapter | 1 |  | 1 Year | 862 | 0.15 | 732.7
37240 | Salto | E9650O00IAH8R-- | XS4 wide body electronic wire-free SVN Mifare / DESFire half escutcheon, O lever, right handed, antique brass finish, for use with KPB adapter | 1 |  | 1 Year | 770 | 0.15 | 654.5
37241 | Salto | E9650O00IAH8RW- | XS4 wide body electronic RF wireless SVN Mifare / DESFire half escutcheon, O lever, right handed, antique brass finish, for use with KPB adapter | 1 |  | 1 Year | 862 | 0.15 | 732.7
37242 | Salto | E9650O00IAP7L-- | XS4 wide body electronic wire-free SVN Mifare / DESFire half escutcheon for use w/ concealed vertical rods, O lever, left handed, antique brass finish, for use with KPB adapter | 1 |  | 1 Year | 770 | 0.15 | 654.5
37243 | Salto | E9650O00IAP7LW- | XS4 wide body electronic RF wireless SVN Mifare / DESFire half escutcheon for use w/ concealed vertical rods, O lever, left handed, antique brass finish, for use with KPB adapter | 1 |  | 1 Year | 862 | 0.15 | 732.7
37244 | Salto | E9650O00IAP7R-- | XS4 wide body electronic wire-free SVN Mifare / DESFire half escutcheon for use w/ concealed vertical rods, O lever, right handed, antique brass finish, for use with KPB adapter | 1 |  | 1 Year | 770 | 0.15 | 654.5
37245 | Salto | E9650O00IAP7RW- | XS4 wide body electronic RF wireless SVN Mifare / DESFire half escutcheon for use w/ concealed vertical rods, O lever, right handed, antique brass finish, for use with KPB adapter | 1 |  | 1 Year | 862 | 0.15 | 732.7
37246 | Salto | E9650O00IAP8L-- | XS4 wide body electronic wire-free SVN Mifare / DESFire half escutcheon for use w/ concealed vertical rods, O lever, left handed, antique brass finish, for use with KPB adapter | 1 |  | 1 Year | 770 | 0.15 | 654.5
37247 | Salto | E9650O00IAP8LW- | XS4 wide body electronic RF wireless SVN Mifare / DESFire half escutcheon for use w/ concealed vertical rods, O lever, left handed, antique brass finish, for use with KPB adapter | 1 |  | 1 Year | 862 | 0.15 | 732.7
37248 | Salto | E9650O00IAP8R-- | XS4 wide body electronic wire-free SVN Mifare / DESFire half escutcheon for use w/ concealed vertical rods, O lever, right handed, antique brass finish, for use with KPB adapter | 1 |  | 1 Year | 770 | 0.15 | 654.5
37249 | Salto | E9650O00IAP8RW- | XS4 wide body electronic RF wireless SVN Mifare / DESFire half escutcheon for use w/ concealed vertical rods, O lever, right handed, antique brass finish, for use with KPB adapter | 1 |  | 1 Year | 862 | 0.15 | 732.7
37250 | Salto | E9650O00IMH8L-- | XS4 wide body electronic wire-free SVN Mifare / DESFire half escutcheon, O lever, left handed, satin stainless finish, for use with KPB adapter | 1 |  | 1 Year | 718 | 0.15 | 610.3
37251 | Salto | E9650O00IMH8LW- | XS4 wide body electronic RF wireless SVN Mifare / DESFire half escutcheon, O lever, left handed, satin stainless finish, for use with KPB adapter | 1 |  | 1 Year | 810 | 0.15 | 688.5
37252 | Salto | E9650O00IMH8R-- | XS4 wide body electronic wire-free SVN Mifare / DESFire half escutcheon, O lever, right handed, satin stainless finish, for use with KPB adapter | 1 |  | 1 Year | 718 | 0.15 | 610.3
37253 | Salto | E9650O00IMH8RW- | XS4 wide body electronic RF wireless SVN Mifare / DESFire half escutcheon, O lever, right handed, satin stainless finish, for use with KPB adapter | 1 |  | 1 Year | 810 | 0.15 | 688.5
37254 | Salto | E9650O00IMP7L-- | XS4 wide body electronic wire-free SVN Mifare / DESFire half escutcheon for use w/ concealed vertical rods, O lever, left handed, satin stainless finish, for use with KPB adapter | 1 |  | 1 Year | 718 | 0.15 | 610.3
37255 | Salto | E9650O00IMP7LW- | XS4 wide body electronic RF wireless SVN Mifare / DESFire half escutcheon for use w/ concealed vertical rods, O lever, left handed, satin stainless finish, for use with KPB adapter | 1 |  | 1 Year | 810 | 0.15 | 688.5
37256 | Salto | E9650O00IMP7R-- | XS4 wide body electronic wire-free SVN Mifare / DESFire half escutcheon for use w/ concealed vertical rods, O lever, right handed, satin stainless finish, for use with KPB adapter | 1 |  | 1 Year | 718 | 0.15 | 610.3
37257 | Salto | E9650O00IMP7RW- | XS4 wide body electronic RF wireless SVN Mifare / DESFire half escutcheon for use w/ concealed vertical rods, O lever, right handed, satin stainless finish, for use with KPB adapter | 1 |  | 1 Year | 810 | 0.15 | 688.5
37258 | Salto | E9650O00IMP8L-- | XS4 wide body electronic wire-free SVN Mifare / DESFire half escutcheon for use w/ concealed vertical rods, O lever, left handed, satin stainless finish, for use with KPB adapter | 1 |  | 1 Year | 718 | 0.15 | 610.3
37259 | Salto | E9650O00IMP8LW- | XS4 wide body electronic RF wireless SVN Mifare / DESFire half escutcheon for use w/ concealed vertical rods, O lever, left handed, satin stainless finish, for use with KPB adapter | 1 |  | 1 Year | 810 | 0.15 | 688.5
37260 | Salto | E9650O00IMP8R-- | XS4 wide body electronic wire-free SVN Mifare / DESFire half escutcheon for use w/ concealed vertical rods, O lever, right handed, satin stainless finish, for use with KPB adapter | 1 |  | 1 Year | 718 | 0.15 | 610.3
37261 | Salto | E9650O00IMP8RW- | XS4 wide body electronic RF wireless SVN Mifare / DESFire half escutcheon for use w/ concealed vertical rods, O lever, right handed, satin stainless finish, for use with KPB adapter | 1 |  | 1 Year | 810 | 0.15 | 688.5
37262 | Salto | E9650O00IPH8L-- | XS4 wide body electronic wire-free SVN Mifare / DESFire half escutcheon, O lever, left handed, bright stainless steel finish, for use with KPB adapter | 1 |  | 1 Year | 734.3 | 0.15 | 624.155
37263 | Salto | E9650O00IPH8LW- | XS4 wide body electronic RF wireless SVN Mifare / DESFire half escutcheon, O lever, left handed, bright stainless steel finish, for use with KPB adapter | 1 |  | 1 Year | 826.3 | 0.15 | 702.355
37264 | Salto | E9650O00IPH8R-- | XS4 wide body electronic wire-free SVN Mifare / DESFire half escutcheon, O lever, right handed, bright stainless steel finish, for use with KPB adapter | 1 |  | 1 Year | 734.3 | 0.15 | 624.155
37265 | Salto | E9650O00IPH8RW- | XS4 wide body electronic RF wireless SVN Mifare / DESFire half escutcheon, O lever, right handed, bright stainless steel finish, for use with KPB adapter | 1 |  | 1 Year | 826.3 | 0.15 | 702.355
37266 | Salto | E9650O00IPP7L-- | XS4 wide body electronic wire-free SVN Mifare / DESFire half escutcheon for use w/ concealed vertical rods, O lever, left handed, bright stainless steel finish, for use with KPB adapter | 1 |  | 1 Year | 734.3 | 0.15 | 624.155
37267 | Salto | E9650O00IPP7LW- | XS4 wide body electronic RF wireless SVN Mifare / DESFire half escutcheon for use w/ concealed vertical rods, O lever, left handed, bright stainless steel finish, for use with KPB adapter | 1 |  | 1 Year | 826.3 | 0.15 | 702.355
37268 | Salto | E9650O00IPP7R-- | XS4 wide body electronic wire-free SVN Mifare / DESFire half escutcheon for use w/ concealed vertical rods, O lever, right handed, bright stainless steel finish, for use with KPB adapter | 1 |  | 1 Year | 734.3 | 0.15 | 624.155
37269 | Salto | E9650O00IPP7RW- | XS4 wide body electronic RF wireless SVN Mifare / DESFire half escutcheon for use w/ concealed vertical rods, O lever, right handed, bright stainless steel finish, for use with KPB adapter | 1 |  | 1 Year | 826.3 | 0.15 | 702.355
37270 | Salto | E9650O00IPP8L-- | XS4 wide body electronic wire-free SVN Mifare / DESFire half escutcheon for use w/ concealed vertical rods, O lever, left handed, bright stainless steel finish, for use with KPB adapter | 1 |  | 1 Year | 734.3 | 0.15 | 624.155
37271 | Salto | E9650O00IPP8LW- | XS4 wide body electronic RF wireless SVN Mifare / DESFire half escutcheon for use w/ concealed vertical rods, O lever, left handed, bright stainless steel finish, for use with KPB adapter | 1 |  | 1 Year | 826.3 | 0.15 | 702.355
37272 | Salto | E9650O00IPP8R-- | XS4 wide body electronic wire-free SVN Mifare / DESFire half escutcheon for use w/ concealed vertical rods, O lever, right handed, bright stainless steel finish, for use with KPB adapter | 1 |  | 1 Year | 734.3 | 0.15 | 624.155
37273 | Salto | E9650O00IPP8RW- | XS4 wide body electronic RF wireless SVN Mifare / DESFire half escutcheon for use w/ concealed vertical rods, O lever, right handed, bright stainless steel finish, for use with KPB adapter | 1 |  | 1 Year | 826.3 | 0.15 | 702.355
37274 | Salto | E9650O00NEH8L-- | XS4 wide body electronic wire-free SVN Mifare / DESFire half escutcheon, O lever, left handed, black chromium finish, for use with KPB adapter | 1 |  | 1 Year | 752.7 | 0.15 | 639.795
37275 | Salto | E9650O00NEH8LW- | XS4 wide body electronic RF wireless SVN Mifare / DESFire half escutcheon, O lever, left handed, black chromium finish, for use with KPB adapter | 1 |  | 1 Year | 844.7 | 0.15 | 717.995
37276 | Salto | E9650O00NEH8R-- | XS4 wide body electronic wire-free SVN Mifare / DESFire half escutcheon, O lever, right handed, black chromium finish, for use with KPB adapter | 1 |  | 1 Year | 752.7 | 0.15 | 639.795
37277 | Salto | E9650O00NEH8RW- | XS4 wide body electronic RF wireless SVN Mifare / DESFire half escutcheon, O lever, right handed, black chromium finish, for use with KPB adapter | 1 |  | 1 Year | 844.7 | 0.15 | 717.995
37278 | Salto | E9650O00NEP7L-- | XS4 wide body electronic wire-free SVN Mifare / DESFire half escutcheon for use w/ concealed vertical rods, O lever, left handed, black chromium finish, for use with KPB adapter | 1 |  | 1 Year | 752.7 | 0.15 | 639.795
37279 | Salto | E9650O00NEP7LW- | XS4 wide body electronic RF wireless SVN Mifare / DESFire half escutcheon for use w/ concealed vertical rods, O lever, left handed, black chromium finish, for use with KPB adapter | 1 |  | 1 Year | 844.7 | 0.15 | 717.995
37280 | Salto | E9650O00NEP7R-- | XS4 wide body electronic wire-free SVN Mifare / DESFire half escutcheon for use w/ concealed vertical rods, O lever, right handed, black chromium finish, for use with KPB adapter | 1 |  | 1 Year | 752.7 | 0.15 | 639.795
37281 | Salto | E9650O00NEP7RW- | XS4 wide body electronic RF wireless SVN Mifare / DESFire half escutcheon for use w/ concealed vertical rods, O lever, right handed, black chromium finish, for use with KPB adapter | 1 |  | 1 Year | 844.7 | 0.15 | 717.995
37282 | Salto | E9650O00NEP8L-- | XS4 wide body electronic wire-free SVN Mifare / DESFire half escutcheon for use w/ concealed vertical rods, O lever, left handed, black chromium finish, for use with KPB adapter | 1 |  | 1 Year | 752.7 | 0.15 | 639.795
37283 | Salto | E9650O00NEP8LW- | XS4 wide body electronic RF wireless SVN Mifare / DESFire half escutcheon for use w/ concealed vertical rods, O lever, left handed, black chromium finish, for use with KPB adapter | 1 |  | 1 Year | 844.7 | 0.15 | 717.995
37284 | Salto | E9650O00NEP8R-- | XS4 wide body electronic wire-free SVN Mifare / DESFire half escutcheon for use w/ concealed vertical rods, O lever, right handed, black chromium finish, for use with KPB adapter | 1 |  | 1 Year | 752.7 | 0.15 | 639.795
37285 | Salto | E9650O00NEP8RW- | XS4 wide body electronic RF wireless SVN Mifare / DESFire half escutcheon for use w/ concealed vertical rods, O lever, right handed, black chromium finish, for use with KPB adapter | 1 |  | 1 Year | 844.7 | 0.15 | 717.995
37286 | Salto | E9650O00PMH8L-- | XS4 wide body electronic wire-free SVN Mifare / DESFire half escutcheon, O lever, left handed, satin brass finish, for use with KPB adapter | 1 |  | 1 Year | 718 | 0.15 | 610.3
37287 | Salto | E9650O00PMH8LW- | XS4 wide body electronic RF wireless SVN Mifare / DESFire half escutcheon, O lever, left handed, satin brass finish, for use with KPB adapter | 1 |  | 1 Year | 810 | 0.15 | 688.5
37288 | Salto | E9650O00PMH8R-- | XS4 wide body electronic wire-free SVN Mifare / DESFire half escutcheon, O lever, right handed, satin brass finish, for use with KPB adapter | 1 |  | 1 Year | 718 | 0.15 | 610.3
37289 | Salto | E9650O00PMH8RW- | XS4 wide body electronic RF wireless SVN Mifare / DESFire half escutcheon, O lever, right handed, satin brass finish, for use with KPB adapter | 1 |  | 1 Year | 810 | 0.15 | 688.5
37290 | Salto | E9650O00PMP7L-- | XS4 wide body electronic wire-free SVN Mifare / DESFire half escutcheon for use w/ concealed vertical rods, O lever, left handed, satin brass finish, for use with KPB adapter | 1 |  | 1 Year | 718 | 0.15 | 610.3
37291 | Salto | E9650O00PMP7LW- | XS4 wide body electronic RF wireless SVN Mifare / DESFire half escutcheon for use w/ concealed vertical rods, O lever, left handed, satin brass finish, for use with KPB adapter | 1 |  | 1 Year | 810 | 0.15 | 688.5
37292 | Salto | E9650O00PMP7R-- | XS4 wide body electronic wire-free SVN Mifare / DESFire half escutcheon for use w/ concealed vertical rods, O lever, right handed, satin brass finish, for use with KPB adapter | 1 |  | 1 Year | 718 | 0.15 | 610.3
37293 | Salto | E9650O00PMP7RW- | XS4 wide body electronic RF wireless SVN Mifare / DESFire half escutcheon for use w/ concealed vertical rods, O lever, right handed, satin brass finish, for use with KPB adapter | 1 |  | 1 Year | 810 | 0.15 | 688.5
37294 | Salto | E9650O00PMP8L-- | XS4 wide body electronic wire-free SVN Mifare / DESFire half escutcheon for use w/ concealed vertical rods, O lever, left handed, satin brass finish, for use with KPB adapter | 1 |  | 1 Year | 718 | 0.15 | 610.3
37295 | Salto | E9650O00PMP8LW- | XS4 wide body electronic RF wireless SVN Mifare / DESFire half escutcheon for use w/ concealed vertical rods, O lever, left handed, satin brass finish, for use with KPB adapter | 1 |  | 1 Year | 810 | 0.15 | 688.5
37296 | Salto | E9650O00PMP8R-- | XS4 wide body electronic wire-free SVN Mifare / DESFire half escutcheon for use w/ concealed vertical rods, O lever, right handed, satin brass finish, for use with KPB adapter | 1 |  | 1 Year | 718 | 0.15 | 610.3
37297 | Salto | E9650O00PMP8RW- | XS4 wide body electronic RF wireless SVN Mifare / DESFire half escutcheon for use w/ concealed vertical rods, O lever, right handed, satin brass finish, for use with KPB adapter | 1 |  | 1 Year | 810 | 0.15 | 688.5
37298 | Salto | E9650O00PPH8L-- | XS4 wide body electronic wire-free SVN Mifare / DESFire half escutcheon, O lever, left handed, bright brass finish, for use with KPB adapter | 1 |  | 1 Year | 734.3 | 0.15 | 624.155
37299 | Salto | E9650O00PPH8LW- | XS4 wide body electronic RF wireless SVN Mifare / DESFire half escutcheon, O lever, left handed, bright brass finish, for use with KPB adapter | 1 |  | 1 Year | 826.3 | 0.15 | 702.355
37300 | Salto | E9650O00PPH8R-- | XS4 wide body electronic wire-free SVN Mifare / DESFire half escutcheon, O lever, right handed, bright brass finish, for use with KPB adapter | 1 |  | 1 Year | 734.3 | 0.15 | 624.155
37301 | Salto | E9650O00PPH8RW- | XS4 wide body electronic RF wireless SVN Mifare / DESFire half escutcheon, O lever, right handed, bright brass finish, for use with KPB adapter | 1 |  | 1 Year | 826.3 | 0.15 | 702.355
37302 | Salto | E9650O00PPP7L-- | XS4 wide body electronic wire-free SVN Mifare / DESFire half escutcheon for use w/ concealed vertical rods, O lever, left handed, bright brass finish, for use with KPB adapter | 1 |  | 1 Year | 734.3 | 0.15 | 624.155
37303 | Salto | E9650O00PPP7LW- | XS4 wide body electronic RF wireless SVN Mifare / DESFire half escutcheon for use w/ concealed vertical rods, O lever, left handed, bright brass finish, for use with KPB adapter | 1 |  | 1 Year | 826.3 | 0.15 | 702.355
37304 | Salto | E9650O00PPP7R-- | XS4 wide body electronic wire-free SVN Mifare / DESFire half escutcheon for use w/ concealed vertical rods, O lever, right handed, bright brass finish, for use with KPB adapter | 1 |  | 1 Year | 734.3 | 0.15 | 624.155
37305 | Salto | E9650O00PPP7RW- | XS4 wide body electronic RF wireless SVN Mifare / DESFire half escutcheon for use w/ concealed vertical rods, O lever, right handed, bright brass finish, for use with KPB adapter | 1 |  | 1 Year | 826.3 | 0.15 | 702.355
37306 | Salto | E9650O00PPP8L-- | XS4 wide body electronic wire-free SVN Mifare / DESFire half escutcheon for use w/ concealed vertical rods, O lever, left handed, bright brass finish, for use with KPB adapter | 1 |  | 1 Year | 734.3 | 0.15 | 624.155
37307 | Salto | E9650O00PPP8LW- | XS4 wide body electronic RF wireless SVN Mifare / DESFire half escutcheon for use w/ concealed vertical rods, O lever, left handed, bright brass finish, for use with KPB adapter | 1 |  | 1 Year | 826.3 | 0.15 | 702.355
37308 | Salto | E9650O00PPP8R-- | XS4 wide body electronic wire-free SVN Mifare / DESFire half escutcheon for use w/ concealed vertical rods, O lever, right handed, bright brass finish, for use with KPB adapter | 1 |  | 1 Year | 734.3 | 0.15 | 624.155
37309 | Salto | E9650O00PPP8RW- | XS4 wide body electronic RF wireless SVN Mifare / DESFire half escutcheon for use w/ concealed vertical rods, O lever, right handed, bright brass finish, for use with KPB adapter | 1 |  | 1 Year | 826.3 | 0.15 | 702.355
37310 | Salto | E9650W00BCH8--- | XS4 wide body electronic wire-free SVN Mifare / DESFire half escutcheon, W lever, unhanded, BioCote antimicrobial finish, for use with KPB adapter | 1 |  | 1 Year | 759.8 | 0.15 | 645.83
37311 | Salto | E9650W00BCH8-W- | XS4 wide body electronic RF wireless SVN Mifare / DESFire half escutcheon, W lever, unhanded, BioCote antimicrobial finish, for use with KPB adapter | 1 |  | 1 Year | 851.8 | 0.15 | 724.03
37312 | Salto | E9650W00BCP7--- | XS4 wide body electronic wire-free SVN Mifare / DESFire half escutcheon for use w/ concealed vertical rods, W lever, unhanded, BioCote antimicrobial finish, for use with KPB adapter | 1 |  | 1 Year | 759.8 | 0.15 | 645.83
37313 | Salto | E9650W00BCP7-W- | XS4 wide body electronic RF wireless SVN Mifare / DESFire half escutcheon for use w/ concealed vertical rods, W lever, unhanded, BioCote antimicrobial finish, for use with KPB adapter | 1 |  | 1 Year | 851.8 | 0.15 | 724.03
37314 | Salto | E9650W00BCP8--- | XS4 wide body electronic wire-free SVN Mifare / DESFire half escutcheon for use w/ concealed vertical rods, W lever, unhanded, BioCote antimicrobial finish, for use with KPB adapter | 1 |  | 1 Year | 759.8 | 0.15 | 645.83
37315 | Salto | E9650W00BCP8-W- | XS4 wide body electronic RF wireless SVN Mifare / DESFire half escutcheon for use w/ concealed vertical rods, W lever, unhanded, BioCote antimicrobial finish, for use with KPB adapter | 1 |  | 1 Year | 851.8 | 0.15 | 724.03
37316 | Salto | E9650W00IAH8--- | XS4 wide body electronic wire-free SVN Mifare / DESFire half escutcheon, W lever, unhanded, antique brass finish, for use with KPB adapter | 1 |  | 1 Year | 759.8 | 0.15 | 645.83
37317 | Salto | E9650W00IAH8-W- | XS4 wide body electronic RF wireless SVN Mifare / DESFire half escutcheon, W lever, unhanded, antique brass finish, for use with KPB adapter | 1 |  | 1 Year | 851.8 | 0.15 | 724.03
37318 | Salto | E9650W00IAP7--- | XS4 wide body electronic wire-free SVN Mifare / DESFire half escutcheon for use w/ concealed vertical rods, W lever, unhanded, antique brass finish, for use with KPB adapter | 1 |  | 1 Year | 759.8 | 0.15 | 645.83
37319 | Salto | E9650W00IAP7-W- | XS4 wide body electronic RF wireless SVN Mifare / DESFire half escutcheon for use w/ concealed vertical rods, W lever, unhanded, antique brass finish, for use with KPB adapter | 1 |  | 1 Year | 851.8 | 0.15 | 724.03
37320 | Salto | E9650W00IAP8--- | XS4 wide body electronic wire-free SVN Mifare / DESFire half escutcheon for use w/ concealed vertical rods, W lever, unhanded, antique brass finish, for use with KPB adapter | 1 |  | 1 Year | 759.8 | 0.15 | 645.83
37321 | Salto | E9650W00IAP8-W- | XS4 wide body electronic RF wireless SVN Mifare / DESFire half escutcheon for use w/ concealed vertical rods, W lever, unhanded, antique brass finish, for use with KPB adapter | 1 |  | 1 Year | 851.8 | 0.15 | 724.03
37322 | Salto | E9650W00IMH8--- | XS4 wide body electronic wire-free SVN Mifare / DESFire half escutcheon, W lever, unhanded, satin stainless finish, for use with KPB adapter | 1 |  | 1 Year | 707.8 | 0.15 | 601.63
37323 | Salto | E9650W00IMH8-W- | XS4 wide body electronic RF wireless SVN Mifare / DESFire half escutcheon, W lever, unhanded, satin stainless finish, for use with KPB adapter | 1 |  | 1 Year | 799.8 | 0.15 | 679.83
37324 | Salto | E9650W00IMP7--- | XS4 wide body electronic wire-free SVN Mifare / DESFire half escutcheon for use w/ concealed vertical rods, W lever, unhanded, satin stainless finish, for use with KPB adapter | 1 |  | 1 Year | 707.8 | 0.15 | 601.63
37325 | Salto | E9650W00IMP7-W- | XS4 wide body electronic RF wireless SVN Mifare / DESFire half escutcheon for use w/ concealed vertical rods, W lever, unhanded, satin stainless finish, for use with KPB adapter | 1 |  | 1 Year | 799.8 | 0.15 | 679.83
37326 | Salto | E9650W00IMP8--- | XS4 wide body electronic wire-free SVN Mifare / DESFire half escutcheon for use w/ concealed vertical rods, W lever, unhanded, satin stainless finish, for use with KPB adapter | 1 |  | 1 Year | 707.8 | 0.15 | 601.63
37327 | Salto | E9650W00IMP8-W- | XS4 wide body electronic RF wireless SVN Mifare / DESFire half escutcheon for use w/ concealed vertical rods, W lever, unhanded, satin stainless finish, for use with KPB adapter | 1 |  | 1 Year | 799.8 | 0.15 | 679.83
37328 | Salto | E9650W00IPH8--- | XS4 wide body electronic wire-free SVN Mifare / DESFire half escutcheon, W lever, unhanded, bright stainless steel finish, for use with KPB adapter | 1 |  | 1 Year | 724.1 | 0.15 | 615.485
37329 | Salto | E9650W00IPH8-W- | XS4 wide body electronic RF wireless SVN Mifare / DESFire half escutcheon, W lever, unhanded, bright stainless steel finish, for use with KPB adapter | 1 |  | 1 Year | 816.1 | 0.15 | 693.685
37330 | Salto | E9650W00IPP7--- | XS4 wide body electronic wire-free SVN Mifare / DESFire half escutcheon for use w/ concealed vertical rods, W lever, unhanded, bright stainless steel finish, for use with KPB adapter | 1 |  | 1 Year | 724.1 | 0.15 | 615.485
37331 | Salto | E9650W00IPP7-W- | XS4 wide body electronic RF wireless SVN Mifare / DESFire half escutcheon for use w/ concealed vertical rods, W lever, unhanded, bright stainless steel finish, for use with KPB adapter | 1 |  | 1 Year | 816.1 | 0.15 | 693.685
37332 | Salto | E9650W00IPP8--- | XS4 wide body electronic wire-free SVN Mifare / DESFire half escutcheon for use w/ concealed vertical rods, W lever, unhanded, bright stainless steel finish, for use with KPB adapter | 1 |  | 1 Year | 724.1 | 0.15 | 615.485
37333 | Salto | E9650W00IPP8-W- | XS4 wide body electronic RF wireless SVN Mifare / DESFire half escutcheon for use w/ concealed vertical rods, W lever, unhanded, bright stainless steel finish, for use with KPB adapter | 1 |  | 1 Year | 816.1 | 0.15 | 693.685
37334 | Salto | E9650W00NEH8--- | XS4 wide body electronic wire-free SVN Mifare / DESFire half escutcheon, W lever, unhanded, black chromium finish, for use with KPB adapter | 1 |  | 1 Year | 742.5 | 0.15 | 631.125
37335 | Salto | E9650W00NEH8-W- | XS4 wide body electronic RF wireless SVN Mifare / DESFire half escutcheon, W lever, unhanded, black chromium finish, for use with KPB adapter | 1 |  | 1 Year | 834.5 | 0.15 | 709.325
37336 | Salto | E9650W00NEP7--- | XS4 wide body electronic wire-free SVN Mifare / DESFire half escutcheon for use w/ concealed vertical rods, W lever, unhanded, black chromium finish, for use with KPB adapter | 1 |  | 1 Year | 742.5 | 0.15 | 631.125
37337 | Salto | E9650W00NEP7-W- | XS4 wide body electronic RF wireless SVN Mifare / DESFire half escutcheon for use w/ concealed vertical rods, W lever, unhanded, black chromium finish, for use with KPB adapter | 1 |  | 1 Year | 834.5 | 0.15 | 709.325
37338 | Salto | E9650W00NEP8--- | XS4 wide body electronic wire-free SVN Mifare / DESFire half escutcheon for use w/ concealed vertical rods, W lever, unhanded, black chromium finish, for use with KPB adapter | 1 |  | 1 Year | 742.5 | 0.15 | 631.125
37339 | Salto | E9650W00NEP8-W- | XS4 wide body electronic RF wireless SVN Mifare / DESFire half escutcheon for use w/ concealed vertical rods, W lever, unhanded, black chromium finish, for use with KPB adapter | 1 |  | 1 Year | 834.5 | 0.15 | 709.325
37340 | Salto | E9650W00PMH8--- | XS4 wide body electronic wire-free SVN Mifare / DESFire half escutcheon, W lever, unhanded, satin brass finish, for use with KPB adapter | 1 |  | 1 Year | 707.8 | 0.15 | 601.63
37341 | Salto | E9650W00PMH8-W- | XS4 wide body electronic RF wireless SVN Mifare / DESFire half escutcheon, W lever, unhanded, satin brass finish, for use with KPB adapter | 1 |  | 1 Year | 799.8 | 0.15 | 679.83
37342 | Salto | E9650W00PMP7--- | XS4 wide body electronic wire-free SVN Mifare / DESFire half escutcheon for use w/ concealed vertical rods, W lever, unhanded, satin brass finish, for use with KPB adapter | 1 |  | 1 Year | 707.8 | 0.15 | 601.63
37343 | Salto | E9650W00PMP7-W- | XS4 wide body electronic RF wireless SVN Mifare / DESFire half escutcheon for use w/ concealed vertical rods, W lever, unhanded, satin brass finish, for use with KPB adapter | 1 |  | 1 Year | 799.8 | 0.15 | 679.83
37344 | Salto | E9650W00PMP8--- | XS4 wide body electronic wire-free SVN Mifare / DESFire half escutcheon for use w/ concealed vertical rods, W lever, unhanded, satin brass finish, for use with KPB adapter | 1 |  | 1 Year | 707.8 | 0.15 | 601.63
37345 | Salto | E9650W00PMP8-W- | XS4 wide body electronic RF wireless SVN Mifare / DESFire half escutcheon for use w/ concealed vertical rods, W lever, unhanded, satin brass finish, for use with KPB adapter | 1 |  | 1 Year | 799.8 | 0.15 | 679.83
37346 | Salto | E9650W00PPH8--- | XS4 wide body electronic wire-free SVN Mifare / DESFire half escutcheon, W lever, unhanded, bright brass finish, for use with KPB adapter | 1 |  | 1 Year | 724.1 | 0.15 | 615.485
37347 | Salto | E9650W00PPH8-W- | XS4 wide body electronic RF wireless SVN Mifare / DESFire half escutcheon, W lever, unhanded, bright brass finish, for use with KPB adapter | 1 |  | 1 Year | 816.1 | 0.15 | 693.685
37348 | Salto | E9650W00PPP7--- | XS4 wide body electronic wire-free SVN Mifare / DESFire half escutcheon for use w/ concealed vertical rods, W lever, unhanded, bright brass finish, for use with KPB adapter | 1 |  | 1 Year | 724.1 | 0.15 | 615.485
37349 | Salto | E9650W00PPP7-W- | XS4 wide body electronic RF wireless SVN Mifare / DESFire half escutcheon for use w/ concealed vertical rods, W lever, unhanded, bright brass finish, for use with KPB adapter | 1 |  | 1 Year | 816.1 | 0.15 | 693.685
37350 | Salto | E9650W00PPP8--- | XS4 wide body electronic wire-free SVN Mifare / DESFire half escutcheon for use w/ concealed vertical rods, W lever, unhanded, bright brass finish, for use with KPB adapter | 1 |  | 1 Year | 724.1 | 0.15 | 615.485
37351 | Salto | E9650W00PPP8-W- | XS4 wide body electronic RF wireless SVN Mifare / DESFire half escutcheon for use w/ concealed vertical rods, W lever, unhanded, bright brass finish, for use with KPB adapter | 1 |  | 1 Year | 816.1 | 0.15 | 693.685
37352 | Salto | E9660200IMH8--- | XS4 wide body electronic wire-free SVN Mifare / DESFire w/ key override, half escutcheon, Columbo Robodue premium series lever, unhanded, satin stainless finish, for use with KPB adapter | 1 |  | 1 Year | 753.7 | 0.15 | 640.645
37353 | Salto | E9660200IMH8-W- | XS4 wide body electronic RF wireless SVN Mifare / DESFire w/ key override, half escutcheon, Columbo Robodue premium series lever, unhanded, satin stainless finish, for use with KPB adapter | 1 |  | 1 Year | 845.7 | 0.15 | 718.845
37354 | Salto | E9660200IMP7--- | XS4 wide body electronic wire-free SVN Mifare / DESFire w/ key override, half escutcheon for use w/ concealed vertical rods, Columbo Robodue premium series lever, unhanded, satin stainless finish, for use with KPB adapter | 1 |  | 1 Year | 753.7 | 0.15 | 640.645
37355 | Salto | E9660200IMP7-W- | XS4 wide body electronic RF wireless SVN Mifare / DESFire w/ key override, half escutcheon for use w/ concealed vertical rods, Columbo Robodue premium series lever, unhanded, satin stainless finish, for use with KPB adapter | 1 |  | 1 Year | 845.7 | 0.15 | 718.845
37356 | Salto | E9660200IMP8--- | XS4 wide body electronic wire-free SVN Mifare / DESFire w/ key override, half escutcheon for use w/ concealed vertical rods, Columbo Robodue premium series lever, unhanded, satin stainless finish, for use with KPB adapter | 1 |  | 1 Year | 753.7 | 0.15 | 640.645
37357 | Salto | E9660200IMP8-W- | XS4 wide body electronic RF wireless SVN Mifare / DESFire w/ key override, half escutcheon for use w/ concealed vertical rods, Columbo Robodue premium series lever, unhanded, satin stainless finish, for use with KPB adapter | 1 |  | 1 Year | 845.7 | 0.15 | 718.845
37358 | Salto | E9660200IPH8--- | XS4 wide body electronic wire-free SVN Mifare / DESFire w/ key override, half escutcheon, Columbo Robodue premium series lever, unhanded, bright stainless steel finish, for use with KPB adapter | 1 |  | 1 Year | 770 | 0.15 | 654.5
37359 | Salto | E9660200IPH8-W- | XS4 wide body electronic RF wireless SVN Mifare / DESFire w/ key override, half escutcheon, Columbo Robodue premium series lever, unhanded, bright stainless steel finish, for use with KPB adapter | 1 |  | 1 Year | 862 | 0.15 | 732.7
37360 | Salto | E9660200IPP7--- | XS4 wide body electronic wire-free SVN Mifare / DESFire w/ key override, half escutcheon for use w/ concealed vertical rods, Columbo Robodue premium series lever, unhanded, bright stainless steel finish, for use with KPB adapter | 1 |  | 1 Year | 770 | 0.15 | 654.5
37361 | Salto | E9660200IPP7-W- | XS4 wide body electronic RF wireless SVN Mifare / DESFire w/ key override, half escutcheon for use w/ concealed vertical rods, Columbo Robodue premium series lever, unhanded, bright stainless steel finish, for use with KPB adapter | 1 |  | 1 Year | 862 | 0.15 | 732.7
37362 | Salto | E9660200IPP8--- | XS4 wide body electronic wire-free SVN Mifare / DESFire w/ key override, half escutcheon for use w/ concealed vertical rods, Columbo Robodue premium series lever, unhanded, bright stainless steel finish, for use with KPB adapter | 1 |  | 1 Year | 770 | 0.15 | 654.5
37363 | Salto | E9660200IPP8-W- | XS4 wide body electronic RF wireless SVN Mifare / DESFire w/ key override, half escutcheon for use w/ concealed vertical rods, Columbo Robodue premium series lever, unhanded, bright stainless steel finish, for use with KPB adapter | 1 |  | 1 Year | 862 | 0.15 | 732.7
37364 | Salto | E9660200PPH8--- | XS4 wide body electronic wire-free SVN Mifare / DESFire w/ key override, half escutcheon, Columbo Robodue premium series lever, unhanded, bright brass finish, for use with KPB adapter | 1 |  | 1 Year | 770 | 0.15 | 654.5
37365 | Salto | E9660200PPH8-W- | XS4 wide body electronic RF wireless SVN Mifare / DESFire w/ key override, half escutcheon, Columbo Robodue premium series lever, unhanded, bright brass finish, for use with KPB adapter | 1 |  | 1 Year | 862 | 0.15 | 732.7
37366 | Salto | E9660200PPP7--- | XS4 wide body electronic wire-free SVN Mifare / DESFire w/ key override, half escutcheon for use w/ concealed vertical rods, Columbo Robodue premium series lever, unhanded, bright brass finish, for use with KPB adapter | 1 |  | 1 Year | 770 | 0.15 | 654.5
37367 | Salto | E9660200PPP7-W- | XS4 wide body electronic RF wireless SVN Mifare / DESFire w/ key override, half escutcheon for use w/ concealed vertical rods, Columbo Robodue premium series lever, unhanded, bright brass finish, for use with KPB adapter | 1 |  | 1 Year | 862 | 0.15 | 732.7
37368 | Salto | E9660200PPP8--- | XS4 wide body electronic wire-free SVN Mifare / DESFire w/ key override, half escutcheon for use w/ concealed vertical rods, Columbo Robodue premium series lever, unhanded, bright brass finish, for use with KPB adapter | 1 |  | 1 Year | 770 | 0.15 | 654.5
37369 | Salto | E9660200PPP8-W- | XS4 wide body electronic RF wireless SVN Mifare / DESFire w/ key override, half escutcheon for use w/ concealed vertical rods, Columbo Robodue premium series lever, unhanded, bright brass finish, for use with KPB adapter | 1 |  | 1 Year | 862 | 0.15 | 732.7
37370 | Salto | E9660300IMH8--- | XS4 wide body electronic wire-free SVN Mifare / DESFire w/ key override, half escutcheon, Columbo Robotre premium series lever, unhanded, satin stainless finish, for use with KPB adapter | 1 |  | 1 Year | 753.7 | 0.15 | 640.645
37371 | Salto | E9660300IMH8-W- | XS4 wide body electronic RF wireless SVN Mifare / DESFire w/ key override, half escutcheon, Columbo Robotre premium series lever, unhanded, satin stainless finish, for use with KPB adapter | 1 |  | 1 Year | 845.7 | 0.15 | 718.845
37372 | Salto | E9660300IMP7--- | XS4 wide body electronic wire-free SVN Mifare / DESFire w/ key override, half escutcheon for use w/ concealed vertical rods, Columbo Robotre premium series lever, unhanded, satin stainless finish, for use with KPB adapter | 1 |  | 1 Year | 753.7 | 0.15 | 640.645
37373 | Salto | E9660300IMP7-W- | XS4 wide body electronic RF wireless SVN Mifare / DESFire w/ key override, half escutcheon for use w/ concealed vertical rods, Columbo Robotre premium series lever, unhanded, satin stainless finish, for use with KPB adapter | 1 |  | 1 Year | 845.7 | 0.15 | 718.845
37374 | Salto | E9660300IMP8--- | XS4 wide body electronic wire-free SVN Mifare / DESFire w/ key override, half escutcheon for use w/ concealed vertical rods, Columbo Robotre premium series lever, unhanded, satin stainless finish, for use with KPB adapter | 1 |  | 1 Year | 753.7 | 0.15 | 640.645
37375 | Salto | E9660300IMP8-W- | XS4 wide body electronic RF wireless SVN Mifare / DESFire w/ key override, half escutcheon for use w/ concealed vertical rods, Columbo Robotre premium series lever, unhanded, satin stainless finish, for use with KPB adapter | 1 |  | 1 Year | 845.7 | 0.15 | 718.845
37376 | Salto | E9660300IPH8--- | XS4 wide body electronic wire-free SVN Mifare / DESFire w/ key override, half escutcheon, Columbo Robotre premium series lever, unhanded, bright stainless steel finish, for use with KPB adapter | 1 |  | 1 Year | 770 | 0.15 | 654.5
37377 | Salto | E9660300IPH8-W- | XS4 wide body electronic RF wireless SVN Mifare / DESFire w/ key override, half escutcheon, Columbo Robotre premium series lever, unhanded, bright stainless steel finish, for use with KPB adapter | 1 |  | 1 Year | 862 | 0.15 | 732.7
37378 | Salto | E9660300IPP7--- | XS4 wide body electronic wire-free SVN Mifare / DESFire w/ key override, half escutcheon for use w/ concealed vertical rods, Columbo Robotre premium series lever, unhanded, bright stainless steel finish, for use with KPB adapter | 1 |  | 1 Year | 770 | 0.15 | 654.5
37379 | Salto | E9660300IPP7-W- | XS4 wide body electronic RF wireless SVN Mifare / DESFire w/ key override, half escutcheon for use w/ concealed vertical rods, Columbo Robotre premium series lever, unhanded, bright stainless steel finish, for use with KPB adapter | 1 |  | 1 Year | 862 | 0.15 | 732.7
37380 | Salto | E9660300IPP8--- | XS4 wide body electronic wire-free SVN Mifare / DESFire w/ key override, half escutcheon for use w/ concealed vertical rods, Columbo Robotre premium series lever, unhanded, bright stainless steel finish, for use with KPB adapter | 1 |  | 1 Year | 770 | 0.15 | 654.5
37381 | Salto | E9660300IPP8-W- | XS4 wide body electronic RF wireless SVN Mifare / DESFire w/ key override, half escutcheon for use w/ concealed vertical rods, Columbo Robotre premium series lever, unhanded, bright stainless steel finish, for use with KPB adapter | 1 |  | 1 Year | 862 | 0.15 | 732.7
37382 | Salto | E9660300PPH8--- | XS4 wide body electronic wire-free SVN Mifare / DESFire w/ key override, half escutcheon, Columbo Robotre premium series lever, unhanded, bright brass finish, for use with KPB adapter | 1 |  | 1 Year | 770 | 0.15 | 654.5
37383 | Salto | E9660300PPH8-W- | XS4 wide body electronic RF wireless SVN Mifare / DESFire w/ key override, half escutcheon, Columbo Robotre premium series lever, unhanded, bright brass finish, for use with KPB adapter | 1 |  | 1 Year | 862 | 0.15 | 732.7
37384 | Salto | E9660300PPP7--- | XS4 wide body electronic wire-free SVN Mifare / DESFire w/ key override, half escutcheon for use w/ concealed vertical rods, Columbo Robotre premium series lever, unhanded, bright brass finish, for use with KPB adapter | 1 |  | 1 Year | 770 | 0.15 | 654.5
37385 | Salto | E9660300PPP7-W- | XS4 wide body electronic RF wireless SVN Mifare / DESFire w/ key override, half escutcheon for use w/ concealed vertical rods, Columbo Robotre premium series lever, unhanded, bright brass finish, for use with KPB adapter | 1 |  | 1 Year | 862 | 0.15 | 732.7
37386 | Salto | E9660300PPP8--- | XS4 wide body electronic wire-free SVN Mifare / DESFire w/ key override, half escutcheon for use w/ concealed vertical rods, Columbo Robotre premium series lever, unhanded, bright brass finish, for use with KPB adapter | 1 |  | 1 Year | 770 | 0.15 | 654.5
37387 | Salto | E9660300PPP8-W- | XS4 wide body electronic RF wireless SVN Mifare / DESFire w/ key override, half escutcheon for use w/ concealed vertical rods, Columbo Robotre premium series lever, unhanded, bright brass finish, for use with KPB adapter | 1 |  | 1 Year | 862 | 0.15 | 732.7
37388 | Salto | E9660400IMH8--- | XS4 wide body electronic wire-free SVN Mifare / DESFire w/ key override, half escutcheon, Columbo Roboquattro premium series lever, unhanded, satin stainless finish, for use with KPB adapter | 1 |  | 1 Year | 753.7 | 0.15 | 640.645
37389 | Salto | E9660400IMH8-W- | XS4 wide body electronic RF wireless SVN Mifare / DESFire w/ key override, half escutcheon, Columbo Roboquattro premium series lever, unhanded, satin stainless finish, for use with KPB adapter | 1 |  | 1 Year | 845.7 | 0.15 | 718.845
37390 | Salto | E9660400IMP7--- | XS4 wide body electronic wire-free SVN Mifare / DESFire w/ key override, half escutcheon for use w/ concealed vertical rods, Columbo Roboquattro premium series lever, unhanded, satin stainless finish, for use with KPB adapter | 1 |  | 1 Year | 753.7 | 0.15 | 640.645
37391 | Salto | E9660400IMP7-W- | XS4 wide body electronic RF wireless SVN Mifare / DESFire w/ key override, half escutcheon for use w/ concealed vertical rods, Columbo Roboquattro premium series lever, unhanded, satin stainless finish, for use with KPB adapter | 1 |  | 1 Year | 845.7 | 0.15 | 718.845
37392 | Salto | E9660400IMP8--- | XS4 wide body electronic wire-free SVN Mifare / DESFire w/ key override, half escutcheon for use w/ concealed vertical rods, Columbo Roboquattro premium series lever, unhanded, satin stainless finish, for use with KPB adapter | 1 |  | 1 Year | 753.7 | 0.15 | 640.645
37393 | Salto | E9660400IMP8-W- | XS4 wide body electronic RF wireless SVN Mifare / DESFire w/ key override, half escutcheon for use w/ concealed vertical rods, Columbo Roboquattro premium series lever, unhanded, satin stainless finish, for use with KPB adapter | 1 |  | 1 Year | 845.7 | 0.15 | 718.845
37394 | Salto | E9660400IPH8--- | XS4 wide body electronic wire-free SVN Mifare / DESFire w/ key override, half escutcheon, Columbo Roboquattro premium series lever, unhanded, bright stainless steel finish, for use with KPB adapter | 1 |  | 1 Year | 770 | 0.15 | 654.5
37395 | Salto | E9660400IPH8-W- | XS4 wide body electronic RF wireless SVN Mifare / DESFire w/ key override, half escutcheon, Columbo Roboquattro premium series lever, unhanded, bright stainless steel finish, for use with KPB adapter | 1 |  | 1 Year | 862 | 0.15 | 732.7
37396 | Salto | E9660400IPP7--- | XS4 wide body electronic wire-free SVN Mifare / DESFire w/ key override, half escutcheon for use w/ concealed vertical rods, Columbo Roboquattro premium series lever, unhanded, bright stainless steel finish, for use with KPB adapter | 1 |  | 1 Year | 770 | 0.15 | 654.5
37397 | Salto | E9660400IPP7-W- | XS4 wide body electronic RF wireless SVN Mifare / DESFire w/ key override, half escutcheon for use w/ concealed vertical rods, Columbo Roboquattro premium series lever, unhanded, bright stainless steel finish, for use with KPB adapter | 1 |  | 1 Year | 862 | 0.15 | 732.7
37398 | Salto | E9660400IPP8--- | XS4 wide body electronic wire-free SVN Mifare / DESFire w/ key override, half escutcheon for use w/ concealed vertical rods, Columbo Roboquattro premium series lever, unhanded, bright stainless steel finish, for use with KPB adapter | 1 |  | 1 Year | 770 | 0.15 | 654.5
37399 | Salto | E9660400IPP8-W- | XS4 wide body electronic RF wireless SVN Mifare / DESFire w/ key override, half escutcheon for use w/ concealed vertical rods, Columbo Roboquattro premium series lever, unhanded, bright stainless steel finish, for use with KPB adapter | 1 |  | 1 Year | 862 | 0.15 | 732.7
37400 | Salto | E9660400PPH8--- | XS4 wide body electronic wire-free SVN Mifare / DESFire w/ key override, half escutcheon, Columbo Roboquattro premium series lever, unhanded, bright brass finish, for use with KPB adapter | 1 |  | 1 Year | 770 | 0.15 | 654.5
37401 | Salto | E9660400PPH8-W- | XS4 wide body electronic RF wireless SVN Mifare / DESFire w/ key override, half escutcheon, Columbo Roboquattro premium series lever, unhanded, bright brass finish, for use with KPB adapter | 1 |  | 1 Year | 862 | 0.15 | 732.7
37402 | Salto | E9660400PPP7--- | XS4 wide body electronic wire-free SVN Mifare / DESFire w/ key override, half escutcheon for use w/ concealed vertical rods, Columbo Roboquattro premium series lever, unhanded, bright brass finish, for use with KPB adapter | 1 |  | 1 Year | 770 | 0.15 | 654.5
37403 | Salto | E9660400PPP7-W- | XS4 wide body electronic RF wireless SVN Mifare / DESFire w/ key override, half escutcheon for use w/ concealed vertical rods, Columbo Roboquattro premium series lever, unhanded, bright brass finish, for use with KPB adapter | 1 |  | 1 Year | 862 | 0.15 | 732.7
37404 | Salto | E9660400PPP8--- | XS4 wide body electronic wire-free SVN Mifare / DESFire w/ key override, half escutcheon for use w/ concealed vertical rods, Columbo Roboquattro premium series lever, unhanded, bright brass finish, for use with KPB adapter | 1 |  | 1 Year | 770 | 0.15 | 654.5
37405 | Salto | E9660400PPP8-W- | XS4 wide body electronic RF wireless SVN Mifare / DESFire w/ key override, half escutcheon for use w/ concealed vertical rods, Columbo Roboquattro premium series lever, unhanded, bright brass finish, for use with KPB adapter | 1 |  | 1 Year | 862 | 0.15 | 732.7
37406 | Salto | E9660700IMH8--- | XS4 wide body electronic wire-free SVN Mifare / DESFire w/ key override, half escutcheon, Columbo Mach premium series lever, unhanded, satin stainless finish, for use with KPB adapter | 1 |  | 1 Year | 753.7 | 0.15 | 640.645
37407 | Salto | E9660700IMH8-W- | XS4 wide body electronic RF wireless SVN Mifare / DESFire w/ key override, half escutcheon, Columbo Mach premium series lever, unhanded, satin stainless finish, for use with KPB adapter | 1 |  | 1 Year | 845.7 | 0.15 | 718.845
37408 | Salto | E9660700IMP7--- | XS4 wide body electronic wire-free SVN Mifare / DESFire w/ key override, half escutcheon for use w/ concealed vertical rods, Columbo Mach premium series lever, unhanded, satin stainless finish, for use with KPB adapter | 1 |  | 1 Year | 753.7 | 0.15 | 640.645
37409 | Salto | E9660700IMP7-W- | XS4 wide body electronic RF wireless SVN Mifare / DESFire w/ key override, half escutcheon for use w/ concealed vertical rods, Columbo Mach premium series lever, unhanded, satin stainless finish, for use with KPB adapter | 1 |  | 1 Year | 845.7 | 0.15 | 718.845
37410 | Salto | E9660700IMP8--- | XS4 wide body electronic wire-free SVN Mifare / DESFire w/ key override, half escutcheon for use w/ concealed vertical rods, Columbo Mach premium series lever, unhanded, satin stainless finish, for use with KPB adapter | 1 |  | 1 Year | 753.7 | 0.15 | 640.645
37411 | Salto | E9660700IMP8-W- | XS4 wide body electronic RF wireless SVN Mifare / DESFire w/ key override, half escutcheon for use w/ concealed vertical rods, Columbo Mach premium series lever, unhanded, satin stainless finish, for use with KPB adapter | 1 |  | 1 Year | 845.7 | 0.15 | 718.845
37412 | Salto | E9660700IPH8--- | XS4 wide body electronic wire-free SVN Mifare / DESFire w/ key override, half escutcheon, Columbo Mach premium series lever, unhanded, bright stainless steel finish, for use with KPB adapter | 1 |  | 1 Year | 770 | 0.15 | 654.5
37413 | Salto | E9660700IPH8-W- | XS4 wide body electronic RF wireless SVN Mifare / DESFire w/ key override, half escutcheon, Columbo Mach premium series lever, unhanded, bright stainless steel finish, for use with KPB adapter | 1 |  | 1 Year | 862 | 0.15 | 732.7
37414 | Salto | E9660700IPP7--- | XS4 wide body electronic wire-free SVN Mifare / DESFire w/ key override, half escutcheon for use w/ concealed vertical rods, Columbo Mach premium series lever, unhanded, bright stainless steel finish, for use with KPB adapter | 1 |  | 1 Year | 770 | 0.15 | 654.5
37415 | Salto | E9660700IPP7-W- | XS4 wide body electronic RF wireless SVN Mifare / DESFire w/ key override, half escutcheon for use w/ concealed vertical rods, Columbo Mach premium series lever, unhanded, bright stainless steel finish, for use with KPB adapter | 1 |  | 1 Year | 862 | 0.15 | 732.7
37416 | Salto | E9660700IPP8--- | XS4 wide body electronic wire-free SVN Mifare / DESFire w/ key override, half escutcheon for use w/ concealed vertical rods, Columbo Mach premium series lever, unhanded, bright stainless steel finish, for use with KPB adapter | 1 |  | 1 Year | 770 | 0.15 | 654.5
37417 | Salto | E9660700IPP8-W- | XS4 wide body electronic RF wireless SVN Mifare / DESFire w/ key override, half escutcheon for use w/ concealed vertical rods, Columbo Mach premium series lever, unhanded, bright stainless steel finish, for use with KPB adapter | 1 |  | 1 Year | 862 | 0.15 | 732.7
37418 | Salto | E9660700PPH8--- | XS4 wide body electronic wire-free SVN Mifare / DESFire w/ key override, half escutcheon, Columbo Mach premium series lever, unhanded, bright brass finish, for use with KPB adapter | 1 |  | 1 Year | 770 | 0.15 | 654.5
37419 | Salto | E9660700PPH8-W- | XS4 wide body electronic RF wireless SVN Mifare / DESFire w/ key override, half escutcheon, Columbo Mach premium series lever, unhanded, bright brass finish, for use with KPB adapter | 1 |  | 1 Year | 862 | 0.15 | 732.7
37420 | Salto | E9660700PPP7--- | XS4 wide body electronic wire-free SVN Mifare / DESFire w/ key override, half escutcheon for use w/ concealed vertical rods, Columbo Mach premium series lever, unhanded, bright brass finish, for use with KPB adapter | 1 |  | 1 Year | 770 | 0.15 | 654.5
37421 | Salto | E9660700PPP7-W- | XS4 wide body electronic RF wireless SVN Mifare / DESFire w/ key override, half escutcheon for use w/ concealed vertical rods, Columbo Mach premium series lever, unhanded, bright brass finish, for use with KPB adapter | 1 |  | 1 Year | 862 | 0.15 | 732.7
37422 | Salto | E9660700PPP8--- | XS4 wide body electronic wire-free SVN Mifare / DESFire w/ key override, half escutcheon for use w/ concealed vertical rods, Columbo Mach premium series lever, unhanded, bright brass finish, for use with KPB adapter | 1 |  | 1 Year | 770 | 0.15 | 654.5
37423 | Salto | E9660700PPP8-W- | XS4 wide body electronic RF wireless SVN Mifare / DESFire w/ key override, half escutcheon for use w/ concealed vertical rods, Columbo Mach premium series lever, unhanded, bright brass finish, for use with KPB adapter | 1 |  | 1 Year | 862 | 0.15 | 732.7
37424 | Salto | E9660A00BCH8--- | XS4 wide body electronic wire-free SVN Mifare / DESFire w/ key override, half escutcheon, A lever, unhanded, BioCote antimicrobial finish, for use with KPB adapter | 1 |  | 1 Year | 759.8 | 0.15 | 645.83
37425 | Salto | E9660A00BCH8-W- | XS4 wide body electronic RF wireless SVN Mifare / DESFire w/ key override, half escutcheon, A lever, unhanded, BioCote antimicrobial finish, for use with KPB adapter | 1 |  | 1 Year | 851.8 | 0.15 | 724.03
37426 | Salto | E9660A00BCP7--- | XS4 wide body electronic wire-free SVN Mifare / DESFire w/ key override, half escutcheon for use w/ concealed vertical rods, A lever, unhanded, BioCote antimicrobial finish, for use with KPB adapter | 1 |  | 1 Year | 759.8 | 0.15 | 645.83
37427 | Salto | E9660A00BCP7-W- | XS4 wide body electronic RF wireless SVN Mifare / DESFire w/ key override, half escutcheon for use w/ concealed vertical rods, A lever, unhanded, BioCote antimicrobial finish, for use with KPB adapter | 1 |  | 1 Year | 851.8 | 0.15 | 724.03
37428 | Salto | E9660A00BCP8--- | XS4 wide body electronic wire-free SVN Mifare / DESFire w/ key override, half escutcheon for use w/ concealed vertical rods, A lever, unhanded, BioCote antimicrobial finish, for use with KPB adapter | 1 |  | 1 Year | 759.8 | 0.15 | 645.83
37429 | Salto | E9660A00BCP8-W- | XS4 wide body electronic RF wireless SVN Mifare / DESFire w/ key override, half escutcheon for use w/ concealed vertical rods, A lever, unhanded, BioCote antimicrobial finish, for use with KPB adapter | 1 |  | 1 Year | 851.8 | 0.15 | 724.03
37430 | Salto | E9660A00IAH8--- | XS4 wide body electronic wire-free SVN Mifare / DESFire w/ key override, half escutcheon, A lever, unhanded, antique brass finish, for use with KPB adapter | 1 |  | 1 Year | 759.8 | 0.15 | 645.83
37431 | Salto | E9660A00IAH8-W- | XS4 wide body electronic RF wireless SVN Mifare / DESFire w/ key override, half escutcheon, A lever, unhanded, antique brass finish, for use with KPB adapter | 1 |  | 1 Year | 851.8 | 0.15 | 724.03
37432 | Salto | E9660A00IAP7--- | XS4 wide body electronic wire-free SVN Mifare / DESFire w/ key override, half escutcheon for use w/ concealed vertical rods, A lever, unhanded, antique brass finish, for use with KPB adapter | 1 |  | 1 Year | 759.8 | 0.15 | 645.83
37433 | Salto | E9660A00IAP7-W- | XS4 wide body electronic RF wireless SVN Mifare / DESFire w/ key override, half escutcheon for use w/ concealed vertical rods, A lever, unhanded, antique brass finish, for use with KPB adapter | 1 |  | 1 Year | 851.8 | 0.15 | 724.03
37434 | Salto | E9660A00IAP8--- | XS4 wide body electronic wire-free SVN Mifare / DESFire w/ key override, half escutcheon for use w/ concealed vertical rods, A lever, unhanded, antique brass finish, for use with KPB adapter | 1 |  | 1 Year | 759.8 | 0.15 | 645.83
37435 | Salto | E9660A00IAP8-W- | XS4 wide body electronic RF wireless SVN Mifare / DESFire w/ key override, half escutcheon for use w/ concealed vertical rods, A lever, unhanded, antique brass finish, for use with KPB adapter | 1 |  | 1 Year | 851.8 | 0.15 | 724.03
37436 | Salto | E9660A00IMH8--- | XS4 wide body electronic wire-free SVN Mifare / DESFire w/ key override, half escutcheon, A lever, unhanded, satin stainless finish, for use with KPB adapter | 1 |  | 1 Year | 707.8 | 0.15 | 601.63
37437 | Salto | E9660A00IMH8-W- | XS4 wide body electronic RF wireless SVN Mifare / DESFire w/ key override, half escutcheon, A lever, unhanded, satin stainless finish, for use with KPB adapter | 1 |  | 1 Year | 799.8 | 0.15 | 679.83
37438 | Salto | E9660A00IMP7--- | XS4 wide body electronic wire-free SVN Mifare / DESFire w/ key override, half escutcheon for use w/ concealed vertical rods, A lever, unhanded, satin stainless finish, for use with KPB adapter | 1 |  | 1 Year | 707.8 | 0.15 | 601.63
37439 | Salto | E9660A00IMP7-W- | XS4 wide body electronic RF wireless SVN Mifare / DESFire w/ key override, half escutcheon for use w/ concealed vertical rods, A lever, unhanded, satin stainless finish, for use with KPB adapter | 1 |  | 1 Year | 799.8 | 0.15 | 679.83
37440 | Salto | E9660A00IMP8--- | XS4 wide body electronic wire-free SVN Mifare / DESFire w/ key override, half escutcheon for use w/ concealed vertical rods, A lever, unhanded, satin stainless finish, for use with KPB adapter | 1 |  | 1 Year | 707.8 | 0.15 | 601.63
37441 | Salto | E9660A00IMP8-W- | XS4 wide body electronic RF wireless SVN Mifare / DESFire w/ key override, half escutcheon for use w/ concealed vertical rods, A lever, unhanded, satin stainless finish, for use with KPB adapter | 1 |  | 1 Year | 799.8 | 0.15 | 679.83
37442 | Salto | E9660A00IPH8--- | XS4 wide body electronic wire-free SVN Mifare / DESFire w/ key override, half escutcheon, A lever, unhanded, bright stainless steel finish, for use with KPB adapter | 1 |  | 1 Year | 724.1 | 0.15 | 615.485
37443 | Salto | E9660A00IPH8-W- | XS4 wide body electronic RF wireless SVN Mifare / DESFire w/ key override, half escutcheon, A lever, unhanded, bright stainless steel finish, for use with KPB adapter | 1 |  | 1 Year | 816.1 | 0.15 | 693.685
37444 | Salto | E9660A00IPP7--- | XS4 wide body electronic wire-free SVN Mifare / DESFire w/ key override, half escutcheon for use w/ concealed vertical rods, A lever, unhanded, bright stainless steel finish, for use with KPB adapter | 1 |  | 1 Year | 724.1 | 0.15 | 615.485
37445 | Salto | E9660A00IPP7-W- | XS4 wide body electronic RF wireless SVN Mifare / DESFire w/ key override, half escutcheon for use w/ concealed vertical rods, A lever, unhanded, bright stainless steel finish, for use with KPB adapter | 1 |  | 1 Year | 816.1 | 0.15 | 693.685
37446 | Salto | E9660A00IPP8--- | XS4 wide body electronic wire-free SVN Mifare / DESFire w/ key override, half escutcheon for use w/ concealed vertical rods, A lever, unhanded, bright stainless steel finish, for use with KPB adapter | 1 |  | 1 Year | 724.1 | 0.15 | 615.485
37447 | Salto | E9660A00IPP8-W- | XS4 wide body electronic RF wireless SVN Mifare / DESFire w/ key override, half escutcheon for use w/ concealed vertical rods, A lever, unhanded, bright stainless steel finish, for use with KPB adapter | 1 |  | 1 Year | 816.1 | 0.15 | 693.685
37448 | Salto | E9660A00NEH8--- | XS4 wide body electronic wire-free SVN Mifare / DESFire w/ key override, half escutcheon, A lever, unhanded, black chromium finish, for use with KPB adapter | 1 |  | 1 Year | 742.5 | 0.15 | 631.125
37449 | Salto | E9660A00NEH8-W- | XS4 wide body electronic RF wireless SVN Mifare / DESFire w/ key override, half escutcheon, A lever, unhanded, black chromium finish, for use with KPB adapter | 1 |  | 1 Year | 834.5 | 0.15 | 709.325
37450 | Salto | E9660A00NEP7--- | XS4 wide body electronic wire-free SVN Mifare / DESFire w/ key override, half escutcheon for use w/ concealed vertical rods, A lever, unhanded, black chromium finish, for use with KPB adapter | 1 |  | 1 Year | 742.5 | 0.15 | 631.125
37451 | Salto | E9660A00NEP7-W- | XS4 wide body electronic RF wireless SVN Mifare / DESFire w/ key override, half escutcheon for use w/ concealed vertical rods, A lever, unhanded, black chromium finish, for use with KPB adapter | 1 |  | 1 Year | 834.5 | 0.15 | 709.325
37452 | Salto | E9660A00NEP8--- | XS4 wide body electronic wire-free SVN Mifare / DESFire w/ key override, half escutcheon for use w/ concealed vertical rods, A lever, unhanded, black chromium finish, for use with KPB adapter | 1 |  | 1 Year | 742.5 | 0.15 | 631.125
37453 | Salto | E9660A00NEP8-W- | XS4 wide body electronic RF wireless SVN Mifare / DESFire w/ key override, half escutcheon for use w/ concealed vertical rods, A lever, unhanded, black chromium finish, for use with KPB adapter | 1 |  | 1 Year | 834.5 | 0.15 | 709.325
37454 | Salto | E9660A00PMH8--- | XS4 wide body electronic wire-free SVN Mifare / DESFire w/ key override, half escutcheon, A lever, unhanded, satin brass finish, for use with KPB adapter | 1 |  | 1 Year | 707.8 | 0.15 | 601.63
37455 | Salto | E9660A00PMH8-W- | XS4 wide body electronic RF wireless SVN Mifare / DESFire w/ key override, half escutcheon, A lever, unhanded, satin brass finish, for use with KPB adapter | 1 |  | 1 Year | 799.8 | 0.15 | 679.83
37456 | Salto | E9660A00PMP7--- | XS4 wide body electronic wire-free SVN Mifare / DESFire w/ key override, half escutcheon for use w/ concealed vertical rods, A lever, unhanded, satin brass finish, for use with KPB adapter | 1 |  | 1 Year | 707.8 | 0.15 | 601.63
37457 | Salto | E9660A00PMP7-W- | XS4 wide body electronic RF wireless SVN Mifare / DESFire w/ key override, half escutcheon for use w/ concealed vertical rods, A lever, unhanded, satin brass finish, for use with KPB adapter | 1 |  | 1 Year | 799.8 | 0.15 | 679.83
37458 | Salto | E9660A00PMP8--- | XS4 wide body electronic wire-free SVN Mifare / DESFire w/ key override, half escutcheon for use w/ concealed vertical rods, A lever, unhanded, satin brass finish, for use with KPB adapter | 1 |  | 1 Year | 707.8 | 0.15 | 601.63
37459 | Salto | E9660A00PMP8-W- | XS4 wide body electronic RF wireless SVN Mifare / DESFire w/ key override, half escutcheon for use w/ concealed vertical rods, A lever, unhanded, satin brass finish, for use with KPB adapter | 1 |  | 1 Year | 799.8 | 0.15 | 679.83
37460 | Salto | E9660A00PPH8--- | XS4 wide body electronic wire-free SVN Mifare / DESFire w/ key override, half escutcheon, A lever, unhanded, bright brass finish, for use with KPB adapter | 1 |  | 1 Year | 724.1 | 0.15 | 615.485
37461 | Salto | E9660A00PPH8-W- | XS4 wide body electronic RF wireless SVN Mifare / DESFire w/ key override, half escutcheon, A lever, unhanded, bright brass finish, for use with KPB adapter | 1 |  | 1 Year | 816.1 | 0.15 | 693.685
37462 | Salto | E9660A00PPP7--- | XS4 wide body electronic wire-free SVN Mifare / DESFire w/ key override, half escutcheon for use w/ concealed vertical rods, A lever, unhanded, bright brass finish, for use with KPB adapter | 1 |  | 1 Year | 724.1 | 0.15 | 615.485
37463 | Salto | E9660A00PPP7-W- | XS4 wide body electronic RF wireless SVN Mifare / DESFire w/ key override, half escutcheon for use w/ concealed vertical rods, A lever, unhanded, bright brass finish, for use with KPB adapter | 1 |  | 1 Year | 816.1 | 0.15 | 693.685
37464 | Salto | E9660A00PPP8--- | XS4 wide body electronic wire-free SVN Mifare / DESFire w/ key override, half escutcheon for use w/ concealed vertical rods, A lever, unhanded, bright brass finish, for use with KPB adapter | 1 |  | 1 Year | 724.1 | 0.15 | 615.485
37465 | Salto | E9660A00PPP8-W- | XS4 wide body electronic RF wireless SVN Mifare / DESFire w/ key override, half escutcheon for use w/ concealed vertical rods, A lever, unhanded, bright brass finish, for use with KPB adapter | 1 |  | 1 Year | 816.1 | 0.15 | 693.685
37466 | Salto | E9660G00BCH8--- | XS4 wide body electronic wire-free SVN Mifare / DESFire w/ key override, half escutcheon, G lever, unhanded, BioCote antimicrobial finish, for use with KPB adapter | 1 |  | 1 Year | 759.8 | 0.15 | 645.83
37467 | Salto | E9660G00BCH8-W- | XS4 wide body electronic RF wireless SVN Mifare / DESFire w/ key override, half escutcheon, G lever, unhanded, BioCote antimicrobial finish, for use with KPB adapter | 1 |  | 1 Year | 851.8 | 0.15 | 724.03
37468 | Salto | E9660G00BCP7--- | XS4 wide body electronic wire-free SVN Mifare / DESFire w/ key override, half escutcheon for use w/ concealed vertical rods, G lever, unhanded, BioCote antimicrobial finish, for use with KPB adapter | 1 |  | 1 Year | 759.8 | 0.15 | 645.83
37469 | Salto | E9660G00BCP7-W- | XS4 wide body electronic RF wireless SVN Mifare / DESFire w/ key override, half escutcheon for use w/ concealed vertical rods, G lever, unhanded, BioCote antimicrobial finish, for use with KPB adapter | 1 |  | 1 Year | 851.8 | 0.15 | 724.03
37470 | Salto | E9660G00BCP8--- | XS4 wide body electronic wire-free SVN Mifare / DESFire w/ key override, half escutcheon for use w/ concealed vertical rods, G lever, unhanded, BioCote antimicrobial finish, for use with KPB adapter | 1 |  | 1 Year | 759.8 | 0.15 | 645.83
37471 | Salto | E9660G00BCP8-W- | XS4 wide body electronic RF wireless SVN Mifare / DESFire w/ key override, half escutcheon for use w/ concealed vertical rods, G lever, unhanded, BioCote antimicrobial finish, for use with KPB adapter | 1 |  | 1 Year | 851.8 | 0.15 | 724.03
37472 | Salto | E9660G00IMH8--- | XS4 wide body electronic wire-free SVN Mifare / DESFire w/ key override, half escutcheon, G lever, unhanded, satin stainless finish, for use with KPB adapter | 1 |  | 1 Year | 707.8 | 0.15 | 601.63
37473 | Salto | E9660G00IMH8-W- | XS4 wide body electronic RF wireless SVN Mifare / DESFire w/ key override, half escutcheon, G lever, unhanded, satin stainless finish, for use with KPB adapter | 1 |  | 1 Year | 799.8 | 0.15 | 679.83
37474 | Salto | E9660G00IMP7--- | XS4 wide body electronic wire-free SVN Mifare / DESFire w/ key override, half escutcheon for use w/ concealed vertical rods, G lever, unhanded, satin stainless finish, for use with KPB adapter | 1 |  | 1 Year | 707.8 | 0.15 | 601.63
37475 | Salto | E9660G00IMP7-W- | XS4 wide body electronic RF wireless SVN Mifare / DESFire w/ key override, half escutcheon for use w/ concealed vertical rods, G lever, unhanded, satin stainless finish, for use with KPB adapter | 1 |  | 1 Year | 799.8 | 0.15 | 679.83
37476 | Salto | E9660G00IMP8--- | XS4 wide body electronic wire-free SVN Mifare / DESFire w/ key override, half escutcheon for use w/ concealed vertical rods, G lever, unhanded, satin stainless finish, for use with KPB adapter | 1 |  | 1 Year | 707.8 | 0.15 | 601.63
37477 | Salto | E9660G00IMP8-W- | XS4 wide body electronic RF wireless SVN Mifare / DESFire w/ key override, half escutcheon for use w/ concealed vertical rods, G lever, unhanded, satin stainless finish, for use with KPB adapter | 1 |  | 1 Year | 799.8 | 0.15 | 679.83
37478 | Salto | E9660G00PMH8--- | XS4 wide body electronic wire-free SVN Mifare / DESFire w/ key override, half escutcheon, G lever, unhanded, satin brass finish, for use with KPB adapter | 1 |  | 1 Year | 707.8 | 0.15 | 601.63
37479 | Salto | E9660G00PMH8-W- | XS4 wide body electronic RF wireless SVN Mifare / DESFire w/ key override, half escutcheon, G lever, unhanded, satin brass finish, for use with KPB adapter | 1 |  | 1 Year | 799.8 | 0.15 | 679.83
37480 | Salto | E9660G00PMP7--- | XS4 wide body electronic wire-free SVN Mifare / DESFire w/ key override, half escutcheon for use w/ concealed vertical rods, G lever, unhanded, satin brass finish, for use with KPB adapter | 1 |  | 1 Year | 707.8 | 0.15 | 601.63
37481 | Salto | E9660G00PMP7-W- | XS4 wide body electronic RF wireless SVN Mifare / DESFire w/ key override, half escutcheon for use w/ concealed vertical rods, G lever, unhanded, satin brass finish, for use with KPB adapter | 1 |  | 1 Year | 799.8 | 0.15 | 679.83
37482 | Salto | E9660G00PMP8--- | XS4 wide body electronic wire-free SVN Mifare / DESFire w/ key override, half escutcheon for use w/ concealed vertical rods, G lever, unhanded, satin brass finish, for use with KPB adapter | 1 |  | 1 Year | 707.8 | 0.15 | 601.63
37483 | Salto | E9660G00PMP8-W- | XS4 wide body electronic RF wireless SVN Mifare / DESFire w/ key override, half escutcheon for use w/ concealed vertical rods, G lever, unhanded, satin brass finish, for use with KPB adapter | 1 |  | 1 Year | 799.8 | 0.15 | 679.83
37484 | Salto | E9660J00BCH8--- | XS4 wide body electronic wire-free SVN Mifare / DESFire w/ key override, half escutcheon, J lever, unhanded, BioCote antimicrobial finish, for use with KPB adapter | 1 |  | 1 Year | 770 | 0.15 | 654.5
37485 | Salto | E9660J00BCH8-W- | XS4 wide body electronic RF wireless SVN Mifare / DESFire w/ key override, half escutcheon, J lever, unhanded, BioCote antimicrobial finish, for use with KPB adapter | 1 |  | 1 Year | 862 | 0.15 | 732.7
37486 | Salto | E9660J00BCP7--- | XS4 wide body electronic wire-free SVN Mifare / DESFire w/ key override, half escutcheon for use w/ concealed vertical rods, J lever, unhanded, BioCote antimicrobial finish, for use with KPB adapter | 1 |  | 1 Year | 770 | 0.15 | 654.5
37487 | Salto | E9660J00BCP7-W- | XS4 wide body electronic RF wireless SVN Mifare / DESFire w/ key override, half escutcheon for use w/ concealed vertical rods, J lever, unhanded, BioCote antimicrobial finish, for use with KPB adapter | 1 |  | 1 Year | 862 | 0.15 | 732.7
37488 | Salto | E9660J00BCP8--- | XS4 wide body electronic wire-free SVN Mifare / DESFire w/ key override, half escutcheon for use w/ concealed vertical rods, J lever, unhanded, BioCote antimicrobial finish, for use with KPB adapter | 1 |  | 1 Year | 770 | 0.15 | 654.5
37489 | Salto | E9660J00BCP8-W- | XS4 wide body electronic RF wireless SVN Mifare / DESFire w/ key override, half escutcheon for use w/ concealed vertical rods, J lever, unhanded, BioCote antimicrobial finish, for use with KPB adapter | 1 |  | 1 Year | 862 | 0.15 | 732.7
37490 | Salto | E9660J00IAH8--- | XS4 wide body electronic wire-free SVN Mifare / DESFire w/ key override, half escutcheon, J lever, unhanded, antique brass finish, for use with KPB adapter | 1 |  | 1 Year | 770 | 0.15 | 654.5
37491 | Salto | E9660J00IAH8-W- | XS4 wide body electronic RF wireless SVN Mifare / DESFire w/ key override, half escutcheon, J lever, unhanded, antique brass finish, for use with KPB adapter | 1 |  | 1 Year | 862 | 0.15 | 732.7
37492 | Salto | E9660J00IAP7--- | XS4 wide body electronic wire-free SVN Mifare / DESFire w/ key override, half escutcheon for use w/ concealed vertical rods, J lever, unhanded, antique brass finish, for use with KPB adapter | 1 |  | 1 Year | 770 | 0.15 | 654.5
37493 | Salto | E9660J00IAP7-W- | XS4 wide body electronic RF wireless SVN Mifare / DESFire w/ key override, half escutcheon for use w/ concealed vertical rods, J lever, unhanded, antique brass finish, for use with KPB adapter | 1 |  | 1 Year | 862 | 0.15 | 732.7
37494 | Salto | E9660J00IAP8--- | XS4 wide body electronic wire-free SVN Mifare / DESFire w/ key override, half escutcheon for use w/ concealed vertical rods, J lever, unhanded, antique brass finish, for use with KPB adapter | 1 |  | 1 Year | 770 | 0.15 | 654.5
37495 | Salto | E9660J00IAP8-W- | XS4 wide body electronic RF wireless SVN Mifare / DESFire w/ key override, half escutcheon for use w/ concealed vertical rods, J lever, unhanded, antique brass finish, for use with KPB adapter | 1 |  | 1 Year | 862 | 0.15 | 732.7
37496 | Salto | E9660J00IMH8--- | XS4 wide body electronic wire-free SVN Mifare / DESFire w/ key override, half escutcheon, J lever, unhanded, satin stainless finish, for use with KPB adapter | 1 |  | 1 Year | 718 | 0.15 | 610.3
37497 | Salto | E9660J00IMH8-W- | XS4 wide body electronic RF wireless SVN Mifare / DESFire w/ key override, half escutcheon, J lever, unhanded, satin stainless finish, for use with KPB adapter | 1 |  | 1 Year | 810 | 0.15 | 688.5
37498 | Salto | E9660J00IMP7--- | XS4 wide body electronic wire-free SVN Mifare / DESFire w/ key override, half escutcheon for use w/ concealed vertical rods, J lever, unhanded, satin stainless finish, for use with KPB adapter | 1 |  | 1 Year | 718 | 0.15 | 610.3
37499 | Salto | E9660J00IMP7-W- | XS4 wide body electronic RF wireless SVN Mifare / DESFire w/ key override, half escutcheon for use w/ concealed vertical rods, J lever, unhanded, satin stainless finish, for use with KPB adapter | 1 |  | 1 Year | 810 | 0.15 | 688.5
37500 | Salto | E9660J00IMP8--- | XS4 wide body electronic wire-free SVN Mifare / DESFire w/ key override, half escutcheon for use w/ concealed vertical rods, J lever, unhanded, satin stainless finish, for use with KPB adapter | 1 |  | 1 Year | 718 | 0.15 | 610.3
37501 | Salto | E9660J00IMP8-W- | XS4 wide body electronic RF wireless SVN Mifare / DESFire w/ key override, half escutcheon for use w/ concealed vertical rods, J lever, unhanded, satin stainless finish, for use with KPB adapter | 1 |  | 1 Year | 810 | 0.15 | 688.5
37502 | Salto | E9660J00NEH8--- | XS4 wide body electronic wire-free SVN Mifare / DESFire w/ key override, half escutcheon, J lever, unhanded, black chromium finish, for use with KPB adapter | 1 |  | 1 Year | 752.7 | 0.15 | 639.795
37503 | Salto | E9660J00NEH8-W- | XS4 wide body electronic RF wireless SVN Mifare / DESFire w/ key override, half escutcheon, J lever, unhanded, black chromium finish, for use with KPB adapter | 1 |  | 1 Year | 844.7 | 0.15 | 717.995
37504 | Salto | E9660J00NEP7--- | XS4 wide body electronic wire-free SVN Mifare / DESFire w/ key override, half escutcheon for use w/ concealed vertical rods, J lever, unhanded, black chromium finish, for use with KPB adapter | 1 |  | 1 Year | 752.7 | 0.15 | 639.795
37505 | Salto | E9660J00NEP7-W- | XS4 wide body electronic RF wireless SVN Mifare / DESFire w/ key override, half escutcheon for use w/ concealed vertical rods, J lever, unhanded, black chromium finish, for use with KPB adapter | 1 |  | 1 Year | 844.7 | 0.15 | 717.995
37506 | Salto | E9660J00NEP8--- | XS4 wide body electronic wire-free SVN Mifare / DESFire w/ key override, half escutcheon for use w/ concealed vertical rods, J lever, unhanded, black chromium finish, for use with KPB adapter | 1 |  | 1 Year | 752.7 | 0.15 | 639.795
37507 | Salto | E9660J00NEP8-W- | XS4 wide body electronic RF wireless SVN Mifare / DESFire w/ key override, half escutcheon for use w/ concealed vertical rods, J lever, unhanded, black chromium finish, for use with KPB adapter | 1 |  | 1 Year | 844.7 | 0.15 | 717.995
37508 | Salto | E9660J00PMH8--- | XS4 wide body electronic wire-free SVN Mifare / DESFire w/ key override, half escutcheon, J lever, unhanded, satin brass finish, for use with KPB adapter | 1 |  | 1 Year | 718 | 0.15 | 610.3
37509 | Salto | E9660J00PMH8-W- | XS4 wide body electronic RF wireless SVN Mifare / DESFire w/ key override, half escutcheon, J lever, unhanded, satin brass finish, for use with KPB adapter | 1 |  | 1 Year | 810 | 0.15 | 688.5
37510 | Salto | E9660J00PMP7--- | XS4 wide body electronic wire-free SVN Mifare / DESFire w/ key override, half escutcheon for use w/ concealed vertical rods, J lever, unhanded, satin brass finish, for use with KPB adapter | 1 |  | 1 Year | 718 | 0.15 | 610.3
37511 | Salto | E9660J00PMP7-W- | XS4 wide body electronic RF wireless SVN Mifare / DESFire w/ key override, half escutcheon for use w/ concealed vertical rods, J lever, unhanded, satin brass finish, for use with KPB adapter | 1 |  | 1 Year | 810 | 0.15 | 688.5
37512 | Salto | E9660J00PMP8--- | XS4 wide body electronic wire-free SVN Mifare / DESFire w/ key override, half escutcheon for use w/ concealed vertical rods, J lever, unhanded, satin brass finish, for use with KPB adapter | 1 |  | 1 Year | 718 | 0.15 | 610.3
37513 | Salto | E9660J00PMP8-W- | XS4 wide body electronic RF wireless SVN Mifare / DESFire w/ key override, half escutcheon for use w/ concealed vertical rods, J lever, unhanded, satin brass finish, for use with KPB adapter | 1 |  | 1 Year | 810 | 0.15 | 688.5
37514 | Salto | E9660K00IMH8L-- | XS4 wide body electronic wire-free SVN Mifare / DESFire w/ key override, half escutcheon, K lever, left handed, satin stainless finish, for use with KPB adapter | 1 |  | 1 Year | 718 | 0.15 | 610.3
37515 | Salto | E9660K00IMH8LW- | XS4 wide body electronic RF wireless SVN Mifare / DESFire w/ key override, half escutcheon, K lever, left handed, satin stainless finish, for use with KPB adapter | 1 |  | 1 Year | 810 | 0.15 | 688.5
37516 | Salto | E9660K00IMH8R-- | XS4 wide body electronic wire-free SVN Mifare / DESFire w/ key override, half escutcheon, K lever, right handed, satin stainless finish, for use with KPB adapter | 1 |  | 1 Year | 718 | 0.15 | 610.3
37517 | Salto | E9660K00IMH8RW- | XS4 wide body electronic RF wireless SVN Mifare / DESFire w/ key override, half escutcheon, K lever, right handed, satin stainless finish, for use with KPB adapter | 1 |  | 1 Year | 810 | 0.15 | 688.5
37518 | Salto | E9660K00IMP7L-- | XS4 wide body electronic wire-free SVN Mifare / DESFire w/ key override, half escutcheon for use w/ concealed vertical rods, K lever, left handed, satin stainless finish, for use with KPB adapter | 1 |  | 1 Year | 718 | 0.15 | 610.3
37519 | Salto | E9660K00IMP7LW- | XS4 wide body electronic RF wireless SVN Mifare / DESFire w/ key override, half escutcheon for use w/ concealed vertical rods, K lever, left handed, satin stainless finish, for use with KPB adapter | 1 |  | 1 Year | 810 | 0.15 | 688.5
37520 | Salto | E9660K00IMP7R-- | XS4 wide body electronic wire-free SVN Mifare / DESFire w/ key override, half escutcheon for use w/ concealed vertical rods, K lever, right handed, satin stainless finish, for use with KPB adapter | 1 |  | 1 Year | 718 | 0.15 | 610.3
37521 | Salto | E9660K00IMP7RW- | XS4 wide body electronic RF wireless SVN Mifare / DESFire w/ key override, half escutcheon for use w/ concealed vertical rods, K lever, right handed, satin stainless finish, for use with KPB adapter | 1 |  | 1 Year | 810 | 0.15 | 688.5
37522 | Salto | E9660K00IMP8L-- | XS4 wide body electronic wire-free SVN Mifare / DESFire w/ key override, half escutcheon for use w/ concealed vertical rods, K lever, left handed, satin stainless finish, for use with KPB adapter | 1 |  | 1 Year | 718 | 0.15 | 610.3
37523 | Salto | E9660K00IMP8LW- | XS4 wide body electronic RF wireless SVN Mifare / DESFire w/ key override, half escutcheon for use w/ concealed vertical rods, K lever, left handed, satin stainless finish, for use with KPB adapter | 1 |  | 1 Year | 810 | 0.15 | 688.5
37524 | Salto | E9660K00IMP8R-- | XS4 wide body electronic wire-free SVN Mifare / DESFire w/ key override, half escutcheon for use w/ concealed vertical rods, K lever, right handed, satin stainless finish, for use with KPB adapter | 1 |  | 1 Year | 718 | 0.15 | 610.3
37525 | Salto | E9660K00IMP8RW- | XS4 wide body electronic RF wireless SVN Mifare / DESFire w/ key override, half escutcheon for use w/ concealed vertical rods, K lever, right handed, satin stainless finish, for use with KPB adapter | 1 |  | 1 Year | 810 | 0.15 | 688.5
37526 | Salto | E9660K00IPH8L-- | XS4 wide body electronic wire-free SVN Mifare / DESFire w/ key override, half escutcheon, K lever, left handed, bright stainless steel finish, for use with KPB adapter | 1 |  | 1 Year | 734.3 | 0.15 | 624.155
37527 | Salto | E9660K00IPH8LW- | XS4 wide body electronic RF wireless SVN Mifare / DESFire w/ key override, half escutcheon, K lever, left handed, bright stainless steel finish, for use with KPB adapter | 1 |  | 1 Year | 826.3 | 0.15 | 702.355
37528 | Salto | E9660K00IPH8R-- | XS4 wide body electronic wire-free SVN Mifare / DESFire w/ key override, half escutcheon, K lever, right handed, bright stainless steel finish, for use with KPB adapter | 1 |  | 1 Year | 734.3 | 0.15 | 624.155
37529 | Salto | E9660K00IPH8RW- | XS4 wide body electronic RF wireless SVN Mifare / DESFire w/ key override, half escutcheon, K lever, right handed, bright stainless steel finish, for use with KPB adapter | 1 |  | 1 Year | 826.3 | 0.15 | 702.355
37530 | Salto | E9660K00IPP7L-- | XS4 wide body electronic wire-free SVN Mifare / DESFire w/ key override, half escutcheon for use w/ concealed vertical rods, K lever, left handed, bright stainless steel finish, for use with KPB adapter | 1 |  | 1 Year | 734.3 | 0.15 | 624.155
37531 | Salto | E9660K00IPP7LW- | XS4 wide body electronic RF wireless SVN Mifare / DESFire w/ key override, half escutcheon for use w/ concealed vertical rods, K lever, left handed, bright stainless steel finish, for use with KPB adapter | 1 |  | 1 Year | 826.3 | 0.15 | 702.355
37532 | Salto | E9660K00IPP7R-- | XS4 wide body electronic wire-free SVN Mifare / DESFire w/ key override, half escutcheon for use w/ concealed vertical rods, K lever, right handed, bright stainless steel finish, for use with KPB adapter | 1 |  | 1 Year | 734.3 | 0.15 | 624.155
37533 | Salto | E9660K00IPP7RW- | XS4 wide body electronic RF wireless SVN Mifare / DESFire w/ key override, half escutcheon for use w/ concealed vertical rods, K lever, right handed, bright stainless steel finish, for use with KPB adapter | 1 |  | 1 Year | 826.3 | 0.15 | 702.355
37534 | Salto | E9660K00IPP8L-- | XS4 wide body electronic wire-free SVN Mifare / DESFire w/ key override, half escutcheon for use w/ concealed vertical rods, K lever, left handed, bright stainless steel finish, for use with KPB adapter | 1 |  | 1 Year | 734.3 | 0.15 | 624.155
37535 | Salto | E9660K00IPP8LW- | XS4 wide body electronic RF wireless SVN Mifare / DESFire w/ key override, half escutcheon for use w/ concealed vertical rods, K lever, left handed, bright stainless steel finish, for use with KPB adapter | 1 |  | 1 Year | 826.3 | 0.15 | 702.355
37536 | Salto | E9660K00IPP8R-- | XS4 wide body electronic wire-free SVN Mifare / DESFire w/ key override, half escutcheon for use w/ concealed vertical rods, K lever, right handed, bright stainless steel finish, for use with KPB adapter | 1 |  | 1 Year | 734.3 | 0.15 | 624.155
37537 | Salto | E9660K00IPP8RW- | XS4 wide body electronic RF wireless SVN Mifare / DESFire w/ key override, half escutcheon for use w/ concealed vertical rods, K lever, right handed, bright stainless steel finish, for use with KPB adapter | 1 |  | 1 Year | 826.3 | 0.15 | 702.355
37538 | Salto | E9660K00PPH8L-- | XS4 wide body electronic wire-free SVN Mifare / DESFire w/ key override, half escutcheon, K lever, left handed, bright brass finish, for use with KPB adapter | 1 |  | 1 Year | 734.3 | 0.15 | 624.155
37539 | Salto | E9660K00PPH8LW- | XS4 wide body electronic RF wireless SVN Mifare / DESFire w/ key override, half escutcheon, K lever, left handed, bright brass finish, for use with KPB adapter | 1 |  | 1 Year | 826.3 | 0.15 | 702.355
37540 | Salto | E9660K00PPH8R-- | XS4 wide body electronic wire-free SVN Mifare / DESFire w/ key override, half escutcheon, K lever, right handed, bright brass finish, for use with KPB adapter | 1 |  | 1 Year | 734.3 | 0.15 | 624.155
37541 | Salto | E9660K00PPH8RW- | XS4 wide body electronic RF wireless SVN Mifare / DESFire w/ key override, half escutcheon, K lever, right handed, bright brass finish, for use with KPB adapter | 1 |  | 1 Year | 826.3 | 0.15 | 702.355
37542 | Salto | E9660K00PPP7L-- | XS4 wide body electronic wire-free SVN Mifare / DESFire w/ key override, half escutcheon for use w/ concealed vertical rods, K lever, left handed, bright brass finish, for use with KPB adapter | 1 |  | 1 Year | 734.3 | 0.15 | 624.155
37543 | Salto | E9660K00PPP7LW- | XS4 wide body electronic RF wireless SVN Mifare / DESFire w/ key override, half escutcheon for use w/ concealed vertical rods, K lever, left handed, bright brass finish, for use with KPB adapter | 1 |  | 1 Year | 826.3 | 0.15 | 702.355
37544 | Salto | E9660K00PPP7R-- | XS4 wide body electronic wire-free SVN Mifare / DESFire w/ key override, half escutcheon for use w/ concealed vertical rods, K lever, right handed, bright brass finish, for use with KPB adapter | 1 |  | 1 Year | 734.3 | 0.15 | 624.155
37545 | Salto | E9660K00PPP7RW- | XS4 wide body electronic RF wireless SVN Mifare / DESFire w/ key override, half escutcheon for use w/ concealed vertical rods, K lever, right handed, bright brass finish, for use with KPB adapter | 1 |  | 1 Year | 826.3 | 0.15 | 702.355
37546 | Salto | E9660K00PPP8L-- | XS4 wide body electronic wire-free SVN Mifare / DESFire w/ key override, half escutcheon for use w/ concealed vertical rods, K lever, left handed, bright brass finish, for use with KPB adapter | 1 |  | 1 Year | 734.3 | 0.15 | 624.155
37547 | Salto | E9660K00PPP8LW- | XS4 wide body electronic RF wireless SVN Mifare / DESFire w/ key override, half escutcheon for use w/ concealed vertical rods, K lever, left handed, bright brass finish, for use with KPB adapter | 1 |  | 1 Year | 826.3 | 0.15 | 702.355
37548 | Salto | E9660K00PPP8R-- | XS4 wide body electronic wire-free SVN Mifare / DESFire w/ key override, half escutcheon for use w/ concealed vertical rods, K lever, right handed, bright brass finish, for use with KPB adapter | 1 |  | 1 Year | 734.3 | 0.15 | 624.155
37549 | Salto | E9660K00PPP8RW- | XS4 wide body electronic RF wireless SVN Mifare / DESFire w/ key override, half escutcheon for use w/ concealed vertical rods, K lever, right handed, bright brass finish, for use with KPB adapter | 1 |  | 1 Year | 826.3 | 0.15 | 702.355
37550 | Salto | E9660L00BCH8--- | XS4 wide body electronic wire-free SVN Mifare / DESFire w/ key override, half escutcheon, L lever, unhanded, BioCote antimicrobial finish, for use with KPB adapter | 1 |  | 1 Year | 759.8 | 0.15 | 645.83
37551 | Salto | E9660L00BCH8-W- | XS4 wide body electronic RF wireless SVN Mifare / DESFire w/ key override, half escutcheon, L lever, unhanded, BioCote antimicrobial finish, for use with KPB adapter | 1 |  | 1 Year | 851.8 | 0.15 | 724.03
37552 | Salto | E9660L00BCP7--- | XS4 wide body electronic wire-free SVN Mifare / DESFire w/ key override, half escutcheon for use w/ concealed vertical rods, L lever, unhanded, BioCote antimicrobial finish, for use with KPB adapter | 1 |  | 1 Year | 759.8 | 0.15 | 645.83
37553 | Salto | E9660L00BCP7-W- | XS4 wide body electronic RF wireless SVN Mifare / DESFire w/ key override, half escutcheon for use w/ concealed vertical rods, L lever, unhanded, BioCote antimicrobial finish, for use with KPB adapter | 1 |  | 1 Year | 851.8 | 0.15 | 724.03
37554 | Salto | E9660L00BCP8--- | XS4 wide body electronic wire-free SVN Mifare / DESFire w/ key override, half escutcheon for use w/ concealed vertical rods, L lever, unhanded, BioCote antimicrobial finish, for use with KPB adapter | 1 |  | 1 Year | 759.8 | 0.15 | 645.83
37555 | Salto | E9660L00BCP8-W- | XS4 wide body electronic RF wireless SVN Mifare / DESFire w/ key override, half escutcheon for use w/ concealed vertical rods, L lever, unhanded, BioCote antimicrobial finish, for use with KPB adapter | 1 |  | 1 Year | 851.8 | 0.15 | 724.03
37556 | Salto | E9660L00IAH8--- | XS4 wide body electronic wire-free SVN Mifare / DESFire w/ key override, half escutcheon, L lever, unhanded, antique brass finish, for use with KPB adapter | 1 |  | 1 Year | 759.8 | 0.15 | 645.83
37557 | Salto | E9660L00IAH8-W- | XS4 wide body electronic RF wireless SVN Mifare / DESFire w/ key override, half escutcheon, L lever, unhanded, antique brass finish, for use with KPB adapter | 1 |  | 1 Year | 851.8 | 0.15 | 724.03
37558 | Salto | E9660L00IAP7--- | XS4 wide body electronic wire-free SVN Mifare / DESFire w/ key override, half escutcheon for use w/ concealed vertical rods, L lever, unhanded, antique brass finish, for use with KPB adapter | 1 |  | 1 Year | 759.8 | 0.15 | 645.83
37559 | Salto | E9660L00IAP7-W- | XS4 wide body electronic RF wireless SVN Mifare / DESFire w/ key override, half escutcheon for use w/ concealed vertical rods, L lever, unhanded, antique brass finish, for use with KPB adapter | 1 |  | 1 Year | 851.8 | 0.15 | 724.03
37560 | Salto | E9660L00IAP8--- | XS4 wide body electronic wire-free SVN Mifare / DESFire w/ key override, half escutcheon for use w/ concealed vertical rods, L lever, unhanded, antique brass finish, for use with KPB adapter | 1 |  | 1 Year | 759.8 | 0.15 | 645.83
37561 | Salto | E9660L00IAP8-W- | XS4 wide body electronic RF wireless SVN Mifare / DESFire w/ key override, half escutcheon for use w/ concealed vertical rods, L lever, unhanded, antique brass finish, for use with KPB adapter | 1 |  | 1 Year | 851.8 | 0.15 | 724.03
37562 | Salto | E9660L00IMH8--- | XS4 wide body electronic wire-free SVN Mifare / DESFire w/ key override, half escutcheon, L lever, unhanded, satin stainless finish, for use with KPB adapter | 1 |  | 1 Year | 707.8 | 0.15 | 601.63
37563 | Salto | E9660L00IMH8-W- | XS4 wide body electronic RF wireless SVN Mifare / DESFire w/ key override, half escutcheon, L lever, unhanded, satin stainless finish, for use with KPB adapter | 1 |  | 1 Year | 799.8 | 0.15 | 679.83
37564 | Salto | E9660L00IMP7--- | XS4 wide body electronic wire-free SVN Mifare / DESFire w/ key override, half escutcheon for use w/ concealed vertical rods, L lever, unhanded, satin stainless finish, for use with KPB adapter | 1 |  | 1 Year | 707.8 | 0.15 | 601.63
37565 | Salto | E9660L00IMP7-W- | XS4 wide body electronic RF wireless SVN Mifare / DESFire w/ key override, half escutcheon for use w/ concealed vertical rods, L lever, unhanded, satin stainless finish, for use with KPB adapter | 1 |  | 1 Year | 799.8 | 0.15 | 679.83
37566 | Salto | E9660L00IMP8--- | XS4 wide body electronic wire-free SVN Mifare / DESFire w/ key override, half escutcheon for use w/ concealed vertical rods, L lever, unhanded, satin stainless finish, for use with KPB adapter | 1 |  | 1 Year | 707.8 | 0.15 | 601.63
37567 | Salto | E9660L00IMP8-W- | XS4 wide body electronic RF wireless SVN Mifare / DESFire w/ key override, half escutcheon for use w/ concealed vertical rods, L lever, unhanded, satin stainless finish, for use with KPB adapter | 1 |  | 1 Year | 799.8 | 0.15 | 679.83
37568 | Salto | E9660L00IPH8--- | XS4 wide body electronic wire-free SVN Mifare / DESFire w/ key override, half escutcheon, L lever, unhanded, bright stainless steel finish, for use with KPB adapter | 1 |  | 1 Year | 724.1 | 0.15 | 615.485
37569 | Salto | E9660L00IPH8-W- | XS4 wide body electronic RF wireless SVN Mifare / DESFire w/ key override, half escutcheon, L lever, unhanded, bright stainless steel finish, for use with KPB adapter | 1 |  | 1 Year | 816.1 | 0.15 | 693.685
37570 | Salto | E9660L00IPP7--- | XS4 wide body electronic wire-free SVN Mifare / DESFire w/ key override, half escutcheon for use w/ concealed vertical rods, L lever, unhanded, bright stainless steel finish, for use with KPB adapter | 1 |  | 1 Year | 724.1 | 0.15 | 615.485
37571 | Salto | E9660L00IPP7-W- | XS4 wide body electronic RF wireless SVN Mifare / DESFire w/ key override, half escutcheon for use w/ concealed vertical rods, L lever, unhanded, bright stainless steel finish, for use with KPB adapter | 1 |  | 1 Year | 816.1 | 0.15 | 693.685
37572 | Salto | E9660L00IPP8--- | XS4 wide body electronic wire-free SVN Mifare / DESFire w/ key override, half escutcheon for use w/ concealed vertical rods, L lever, unhanded, bright stainless steel finish, for use with KPB adapter | 1 |  | 1 Year | 724.1 | 0.15 | 615.485
37573 | Salto | E9660L00IPP8-W- | XS4 wide body electronic RF wireless SVN Mifare / DESFire w/ key override, half escutcheon for use w/ concealed vertical rods, L lever, unhanded, bright stainless steel finish, for use with KPB adapter | 1 |  | 1 Year | 816.1 | 0.15 | 693.685
37574 | Salto | E9660L00NEH8--- | XS4 wide body electronic wire-free SVN Mifare / DESFire w/ key override, half escutcheon, L lever, unhanded, black chromium finish, for use with KPB adapter | 1 |  | 1 Year | 742.5 | 0.15 | 631.125
37575 | Salto | E9660L00NEH8-W- | XS4 wide body electronic RF wireless SVN Mifare / DESFire w/ key override, half escutcheon, L lever, unhanded, black chromium finish, for use with KPB adapter | 1 |  | 1 Year | 834.5 | 0.15 | 709.325
37576 | Salto | E9660L00NEP7--- | XS4 wide body electronic wire-free SVN Mifare / DESFire w/ key override, half escutcheon for use w/ concealed vertical rods, L lever, unhanded, black chromium finish, for use with KPB adapter | 1 |  | 1 Year | 742.5 | 0.15 | 631.125
37577 | Salto | E9660L00NEP7-W- | XS4 wide body electronic RF wireless SVN Mifare / DESFire w/ key override, half escutcheon for use w/ concealed vertical rods, L lever, unhanded, black chromium finish, for use with KPB adapter | 1 |  | 1 Year | 834.5 | 0.15 | 709.325
37578 | Salto | E9660L00NEP8--- | XS4 wide body electronic wire-free SVN Mifare / DESFire w/ key override, half escutcheon for use w/ concealed vertical rods, L lever, unhanded, black chromium finish, for use with KPB adapter | 1 |  | 1 Year | 742.5 | 0.15 | 631.125
37579 | Salto | E9660L00NEP8-W- | XS4 wide body electronic RF wireless SVN Mifare / DESFire w/ key override, half escutcheon for use w/ concealed vertical rods, L lever, unhanded, black chromium finish, for use with KPB adapter | 1 |  | 1 Year | 834.5 | 0.15 | 709.325
37580 | Salto | E9660L00PMH8--- | XS4 wide body electronic wire-free SVN Mifare / DESFire w/ key override, half escutcheon, L lever, unhanded, satin brass finish, for use with KPB adapter | 1 |  | 1 Year | 707.8 | 0.15 | 601.63
37581 | Salto | E9660L00PMH8-W- | XS4 wide body electronic RF wireless SVN Mifare / DESFire w/ key override, half escutcheon, L lever, unhanded, satin brass finish, for use with KPB adapter | 1 |  | 1 Year | 799.8 | 0.15 | 679.83
37582 | Salto | E9660L00PMP7--- | XS4 wide body electronic wire-free SVN Mifare / DESFire w/ key override, half escutcheon for use w/ concealed vertical rods, L lever, unhanded, satin brass finish, for use with KPB adapter | 1 |  | 1 Year | 707.8 | 0.15 | 601.63
37583 | Salto | E9660L00PMP7-W- | XS4 wide body electronic RF wireless SVN Mifare / DESFire w/ key override, half escutcheon for use w/ concealed vertical rods, L lever, unhanded, satin brass finish, for use with KPB adapter | 1 |  | 1 Year | 799.8 | 0.15 | 679.83
37584 | Salto | E9660L00PMP8--- | XS4 wide body electronic wire-free SVN Mifare / DESFire w/ key override, half escutcheon for use w/ concealed vertical rods, L lever, unhanded, satin brass finish, for use with KPB adapter | 1 |  | 1 Year | 707.8 | 0.15 | 601.63
37585 | Salto | E9660L00PMP8-W- | XS4 wide body electronic RF wireless SVN Mifare / DESFire w/ key override, half escutcheon for use w/ concealed vertical rods, L lever, unhanded, satin brass finish, for use with KPB adapter | 1 |  | 1 Year | 799.8 | 0.15 | 679.83
37586 | Salto | E9660L00PPH8--- | XS4 wide body electronic wire-free SVN Mifare / DESFire w/ key override, half escutcheon, L lever, unhanded, bright brass finish, for use with KPB adapter | 1 |  | 1 Year | 724.1 | 0.15 | 615.485
37587 | Salto | E9660L00PPH8-W- | XS4 wide body electronic RF wireless SVN Mifare / DESFire w/ key override, half escutcheon, L lever, unhanded, bright brass finish, for use with KPB adapter | 1 |  | 1 Year | 816.1 | 0.15 | 693.685
37588 | Salto | E9660L00PPP7--- | XS4 wide body electronic wire-free SVN Mifare / DESFire w/ key override, half escutcheon for use w/ concealed vertical rods, L lever, unhanded, bright brass finish, for use with KPB adapter | 1 |  | 1 Year | 724.1 | 0.15 | 615.485
37589 | Salto | E9660L00PPP7-W- | XS4 wide body electronic RF wireless SVN Mifare / DESFire w/ key override, half escutcheon for use w/ concealed vertical rods, L lever, unhanded, bright brass finish, for use with KPB adapter | 1 |  | 1 Year | 816.1 | 0.15 | 693.685
37590 | Salto | E9660L00PPP8--- | XS4 wide body electronic wire-free SVN Mifare / DESFire w/ key override, half escutcheon for use w/ concealed vertical rods, L lever, unhanded, bright brass finish, for use with KPB adapter | 1 |  | 1 Year | 724.1 | 0.15 | 615.485
37591 | Salto | E9660L00PPP8-W- | XS4 wide body electronic RF wireless SVN Mifare / DESFire w/ key override, half escutcheon for use w/ concealed vertical rods, L lever, unhanded, bright brass finish, for use with KPB adapter | 1 |  | 1 Year | 816.1 | 0.15 | 693.685
37592 | Salto | E9660N00BCH8--- | XS4 wide body electronic wire-free SVN Mifare / DESFire w/ key override, half escutcheon, N lever, unhanded, BioCote antimicrobial finish, for use with KPB adapter | 1 |  | 1 Year | 759.8 | 0.15 | 645.83
37593 | Salto | E9660N00BCH8-W- | XS4 wide body electronic RF wireless SVN Mifare / DESFire w/ key override, half escutcheon, N lever, unhanded, BioCote antimicrobial finish, for use with KPB adapter | 1 |  | 1 Year | 851.8 | 0.15 | 724.03
37594 | Salto | E9660N00BCP7--- | XS4 wide body electronic wire-free SVN Mifare / DESFire w/ key override, half escutcheon for use w/ concealed vertical rods, N lever, unhanded, BioCote antimicrobial finish, for use with KPB adapter | 1 |  | 1 Year | 759.8 | 0.15 | 645.83
37595 | Salto | E9660N00BCP7-W- | XS4 wide body electronic RF wireless SVN Mifare / DESFire w/ key override, half escutcheon for use w/ concealed vertical rods, N lever, unhanded, BioCote antimicrobial finish, for use with KPB adapter | 1 |  | 1 Year | 851.8 | 0.15 | 724.03
37596 | Salto | E9660N00BCP8--- | XS4 wide body electronic wire-free SVN Mifare / DESFire w/ key override, half escutcheon for use w/ concealed vertical rods, N lever, unhanded, BioCote antimicrobial finish, for use with KPB adapter | 1 |  | 1 Year | 759.8 | 0.15 | 645.83
37597 | Salto | E9660N00BCP8-W- | XS4 wide body electronic RF wireless SVN Mifare / DESFire w/ key override, half escutcheon for use w/ concealed vertical rods, N lever, unhanded, BioCote antimicrobial finish, for use with KPB adapter | 1 |  | 1 Year | 851.8 | 0.15 | 724.03
37598 | Salto | E9660N00IMH8--- | XS4 wide body electronic wire-free SVN Mifare / DESFire w/ key override, half escutcheon, N lever, unhanded, satin stainless finish, for use with KPB adapter | 1 |  | 1 Year | 707.8 | 0.15 | 601.63
37599 | Salto | E9660N00IMH8--- | XS4 wide body electronic wire-free SVN Mifare / DESFire w/ key override, half escutcheon, N lever, unhanded, satin stainless finish, for use with KPB adapter | 1 |  | 1 Year | 707.8 | 0.15 | 601.63
37600 | Salto | E9660N00IMH8-W- | XS4 wide body electronic RF wireless SVN Mifare / DESFire w/ key override, half escutcheon, N lever, unhanded, satin stainless finish, for use with KPB adapter | 1 |  | 1 Year | 799.8 | 0.15 | 679.83
37601 | Salto | E9660N00IMH8-W- | XS4 wide body electronic RF wireless SVN Mifare / DESFire w/ key override, half escutcheon, N lever, unhanded, satin stainless finish, for use with KPB adapter | 1 |  | 1 Year | 799.8 | 0.15 | 679.83
37602 | Salto | E9660N00IMP7--- | XS4 wide body electronic wire-free SVN Mifare / DESFire w/ key override, half escutcheon for use w/ concealed vertical rods, N lever, unhanded, satin stainless finish, for use with KPB adapter | 1 |  | 1 Year | 707.8 | 0.15 | 601.63
37603 | Salto | E9660N00IMP7--- | XS4 wide body electronic wire-free SVN Mifare / DESFire w/ key override, half escutcheon for use w/ concealed vertical rods, N lever, unhanded, satin stainless finish, for use with KPB adapter | 1 |  | 1 Year | 707.8 | 0.15 | 601.63
37604 | Salto | E9660N00IMP7-W- | XS4 wide body electronic RF wireless SVN Mifare / DESFire w/ key override, half escutcheon for use w/ concealed vertical rods, N lever, unhanded, satin stainless finish, for use with KPB adapter | 1 |  | 1 Year | 799.8 | 0.15 | 679.83
37605 | Salto | E9660N00IMP7-W- | XS4 wide body electronic RF wireless SVN Mifare / DESFire w/ key override, half escutcheon for use w/ concealed vertical rods, N lever, unhanded, satin stainless finish, for use with KPB adapter | 1 |  | 1 Year | 799.8 | 0.15 | 679.83
37606 | Salto | E9660N00IMP8--- | XS4 wide body electronic wire-free SVN Mifare / DESFire w/ key override, half escutcheon for use w/ concealed vertical rods, N lever, unhanded, satin stainless finish, for use with KPB adapter | 1 |  | 1 Year | 707.8 | 0.15 | 601.63
37607 | Salto | E9660N00IMP8--- | XS4 wide body electronic wire-free SVN Mifare / DESFire w/ key override, half escutcheon for use w/ concealed vertical rods, N lever, unhanded, satin stainless finish, for use with KPB adapter | 1 |  | 1 Year | 707.8 | 0.15 | 601.63
37608 | Salto | E9660N00IMP8-W- | XS4 wide body electronic RF wireless SVN Mifare / DESFire w/ key override, half escutcheon for use w/ concealed vertical rods, N lever, unhanded, satin stainless finish, for use with KPB adapter | 1 |  | 1 Year | 799.8 | 0.15 | 679.83
37609 | Salto | E9660N00IMP8-W- | XS4 wide body electronic RF wireless SVN Mifare / DESFire w/ key override, half escutcheon for use w/ concealed vertical rods, N lever, unhanded, satin stainless finish, for use with KPB adapter | 1 |  | 1 Year | 799.8 | 0.15 | 679.83
37610 | Salto | E9660N00IPH8--- | XS4 wide body electronic wire-free SVN Mifare / DESFire w/ key override, half escutcheon, N lever, unhanded, bright stainless steel finish, for use with KPB adapter | 1 |  | 1 Year | 724.1 | 0.15 | 615.485
37611 | Salto | E9660N00IPH8-W- | XS4 wide body electronic RF wireless SVN Mifare / DESFire w/ key override, half escutcheon, N lever, unhanded, bright stainless steel finish, for use with KPB adapter | 1 |  | 1 Year | 816.1 | 0.15 | 693.685
37612 | Salto | E9660N00IPP7--- | XS4 wide body electronic wire-free SVN Mifare / DESFire w/ key override, half escutcheon for use w/ concealed vertical rods, N lever, unhanded, bright stainless steel finish, for use with KPB adapter | 1 |  | 1 Year | 724.1 | 0.15 | 615.485
37613 | Salto | E9660N00IPP7-W- | XS4 wide body electronic RF wireless SVN Mifare / DESFire w/ key override, half escutcheon for use w/ concealed vertical rods, N lever, unhanded, bright stainless steel finish, for use with KPB adapter | 1 |  | 1 Year | 816.1 | 0.15 | 693.685
37614 | Salto | E9660N00IPP8--- | XS4 wide body electronic wire-free SVN Mifare / DESFire w/ key override, half escutcheon for use w/ concealed vertical rods, N lever, unhanded, bright stainless steel finish, for use with KPB adapter | 1 |  | 1 Year | 724.1 | 0.15 | 615.485
37615 | Salto | E9660N00IPP8-W- | XS4 wide body electronic RF wireless SVN Mifare / DESFire w/ key override, half escutcheon for use w/ concealed vertical rods, N lever, unhanded, bright stainless steel finish, for use with KPB adapter | 1 |  | 1 Year | 816.1 | 0.15 | 693.685
37616 | Salto | E9660N00PMH8--- | XS4 wide body electronic wire-free SVN Mifare / DESFire w/ key override, half escutcheon, N lever, unhanded, satin brass finish, for use with KPB adapter | 1 |  | 1 Year | 707.8 | 0.15 | 601.63
37617 | Salto | E9660N00PMH8-W- | XS4 wide body electronic RF wireless SVN Mifare / DESFire w/ key override, half escutcheon, N lever, unhanded, satin brass finish, for use with KPB adapter | 1 |  | 1 Year | 799.8 | 0.15 | 679.83
37618 | Salto | E9660N00PMP7--- | XS4 wide body electronic wire-free SVN Mifare / DESFire w/ key override, half escutcheon for use w/ concealed vertical rods, N lever, unhanded, satin brass finish, for use with KPB adapter | 1 |  | 1 Year | 707.8 | 0.15 | 601.63
37619 | Salto | E9660N00PMP7-W- | XS4 wide body electronic RF wireless SVN Mifare / DESFire w/ key override, half escutcheon for use w/ concealed vertical rods, N lever, unhanded, satin brass finish, for use with KPB adapter | 1 |  | 1 Year | 799.8 | 0.15 | 679.83
37620 | Salto | E9660N00PMP8--- | XS4 wide body electronic wire-free SVN Mifare / DESFire w/ key override, half escutcheon for use w/ concealed vertical rods, N lever, unhanded, satin brass finish, for use with KPB adapter | 1 |  | 1 Year | 707.8 | 0.15 | 601.63
37621 | Salto | E9660N00PMP8-W- | XS4 wide body electronic RF wireless SVN Mifare / DESFire w/ key override, half escutcheon for use w/ concealed vertical rods, N lever, unhanded, satin brass finish, for use with KPB adapter | 1 |  | 1 Year | 799.8 | 0.15 | 679.83
37622 | Salto | E9660O00BCH8L-- | XS4 wide body electronic wire-free SVN Mifare / DESFire w/ key override, half escutcheon, O lever, left handed, BioCote antimicrobial finish, for use with KPB adapter | 1 |  | 1 Year | 770 | 0.15 | 654.5
37623 | Salto | E9660O00BCH8LW- | XS4 wide body electronic RF wireless SVN Mifare / DESFire w/ key override, half escutcheon, O lever, left handed, BioCote antimicrobial finish, for use with KPB adapter | 1 |  | 1 Year | 862 | 0.15 | 732.7
37624 | Salto | E9660O00BCH8R-- | XS4 wide body electronic wire-free SVN Mifare / DESFire w/ key override, half escutcheon, O lever, right handed, BioCote antimicrobial finish, for use with KPB adapter | 1 |  | 1 Year | 770 | 0.15 | 654.5
37625 | Salto | E9660O00BCH8RW- | XS4 wide body electronic RF wireless SVN Mifare / DESFire w/ key override, half escutcheon, O lever, right handed, BioCote antimicrobial finish, for use with KPB adapter | 1 |  | 1 Year | 862 | 0.15 | 732.7
37626 | Salto | E9660O00BCP7L-- | XS4 wide body electronic wire-free SVN Mifare / DESFire w/ key override, half escutcheon for use w/ concealed vertical rods, O lever, left handed, BioCote antimicrobial finish, for use with KPB adapter | 1 |  | 1 Year | 770 | 0.15 | 654.5
37627 | Salto | E9660O00BCP7LW- | XS4 wide body electronic RF wireless SVN Mifare / DESFire w/ key override, half escutcheon for use w/ concealed vertical rods, O lever, left handed, BioCote antimicrobial finish, for use with KPB adapter | 1 |  | 1 Year | 862 | 0.15 | 732.7
37628 | Salto | E9660O00BCP7R-- | XS4 wide body electronic wire-free SVN Mifare / DESFire w/ key override, half escutcheon for use w/ concealed vertical rods, O lever, right handed, BioCote antimicrobial finish, for use with KPB adapter | 1 |  | 1 Year | 770 | 0.15 | 654.5
37629 | Salto | E9660O00BCP7RW- | XS4 wide body electronic RF wireless SVN Mifare / DESFire w/ key override, half escutcheon for use w/ concealed vertical rods, O lever, right handed, BioCote antimicrobial finish, for use with KPB adapter | 1 |  | 1 Year | 862 | 0.15 | 732.7
37630 | Salto | E9660O00BCP8L-- | XS4 wide body electronic wire-free SVN Mifare / DESFire w/ key override, half escutcheon for use w/ concealed vertical rods, O lever, left handed, BioCote antimicrobial finish, for use with KPB adapter | 1 |  | 1 Year | 770 | 0.15 | 654.5
37631 | Salto | E9660O00BCP8LW- | XS4 wide body electronic RF wireless SVN Mifare / DESFire w/ key override, half escutcheon for use w/ concealed vertical rods, O lever, left handed, BioCote antimicrobial finish, for use with KPB adapter | 1 |  | 1 Year | 862 | 0.15 | 732.7
37632 | Salto | E9660O00BCP8R-- | XS4 wide body electronic wire-free SVN Mifare / DESFire w/ key override, half escutcheon for use w/ concealed vertical rods, O lever, right handed, BioCote antimicrobial finish, for use with KPB adapter | 1 |  | 1 Year | 770 | 0.15 | 654.5
37633 | Salto | E9660O00BCP8RW- | XS4 wide body electronic RF wireless SVN Mifare / DESFire w/ key override, half escutcheon for use w/ concealed vertical rods, O lever, right handed, BioCote antimicrobial finish, for use with KPB adapter | 1 |  | 1 Year | 862 | 0.15 | 732.7
37634 | Salto | E9660O00IAH8L-- | XS4 wide body electronic wire-free SVN Mifare / DESFire w/ key override, half escutcheon, O lever, left handed, antique brass finish, for use with KPB adapter | 1 |  | 1 Year | 770 | 0.15 | 654.5
37635 | Salto | E9660O00IAH8LW- | XS4 wide body electronic RF wireless SVN Mifare / DESFire w/ key override, half escutcheon, O lever, left handed, antique brass finish, for use with KPB adapter | 1 |  | 1 Year | 862 | 0.15 | 732.7
37636 | Salto | E9660O00IAH8R-- | XS4 wide body electronic wire-free SVN Mifare / DESFire w/ key override, half escutcheon, O lever, right handed, antique brass finish, for use with KPB adapter | 1 |  | 1 Year | 770 | 0.15 | 654.5
37637 | Salto | E9660O00IAH8RW- | XS4 wide body electronic RF wireless SVN Mifare / DESFire w/ key override, half escutcheon, O lever, right handed, antique brass finish, for use with KPB adapter | 1 |  | 1 Year | 862 | 0.15 | 732.7
37638 | Salto | E9660O00IAP7L-- | XS4 wide body electronic wire-free SVN Mifare / DESFire w/ key override, half escutcheon for use w/ concealed vertical rods, O lever, left handed, antique brass finish, for use with KPB adapter | 1 |  | 1 Year | 770 | 0.15 | 654.5
37639 | Salto | E9660O00IAP7LW- | XS4 wide body electronic RF wireless SVN Mifare / DESFire w/ key override, half escutcheon for use w/ concealed vertical rods, O lever, left handed, antique brass finish, for use with KPB adapter | 1 |  | 1 Year | 862 | 0.15 | 732.7
37640 | Salto | E9660O00IAP7R-- | XS4 wide body electronic wire-free SVN Mifare / DESFire w/ key override, half escutcheon for use w/ concealed vertical rods, O lever, right handed, antique brass finish, for use with KPB adapter | 1 |  | 1 Year | 770 | 0.15 | 654.5
37641 | Salto | E9660O00IAP7RW- | XS4 wide body electronic RF wireless SVN Mifare / DESFire w/ key override, half escutcheon for use w/ concealed vertical rods, O lever, right handed, antique brass finish, for use with KPB adapter | 1 |  | 1 Year | 862 | 0.15 | 732.7
37642 | Salto | E9660O00IAP8L-- | XS4 wide body electronic wire-free SVN Mifare / DESFire w/ key override, half escutcheon for use w/ concealed vertical rods, O lever, left handed, antique brass finish, for use with KPB adapter | 1 |  | 1 Year | 770 | 0.15 | 654.5
37643 | Salto | E9660O00IAP8LW- | XS4 wide body electronic RF wireless SVN Mifare / DESFire w/ key override, half escutcheon for use w/ concealed vertical rods, O lever, left handed, antique brass finish, for use with KPB adapter | 1 |  | 1 Year | 862 | 0.15 | 732.7
37644 | Salto | E9660O00IAP8R-- | XS4 wide body electronic wire-free SVN Mifare / DESFire w/ key override, half escutcheon for use w/ concealed vertical rods, O lever, right handed, antique brass finish, for use with KPB adapter | 1 |  | 1 Year | 770 | 0.15 | 654.5
37645 | Salto | E9660O00IAP8RW- | XS4 wide body electronic RF wireless SVN Mifare / DESFire w/ key override, half escutcheon for use w/ concealed vertical rods, O lever, right handed, antique brass finish, for use with KPB adapter | 1 |  | 1 Year | 862 | 0.15 | 732.7
37646 | Salto | E9660O00IMH8L-- | XS4 wide body electronic wire-free SVN Mifare / DESFire w/ key override, half escutcheon, O lever, left handed, satin stainless finish, for use with KPB adapter | 1 |  | 1 Year | 718 | 0.15 | 610.3
37647 | Salto | E9660O00IMH8LW- | XS4 wide body electronic RF wireless SVN Mifare / DESFire w/ key override, half escutcheon, O lever, left handed, satin stainless finish, for use with KPB adapter | 1 |  | 1 Year | 810 | 0.15 | 688.5
37648 | Salto | E9660O00IMH8R-- | XS4 wide body electronic wire-free SVN Mifare / DESFire w/ key override, half escutcheon, O lever, right handed, satin stainless finish, for use with KPB adapter | 1 |  | 1 Year | 718 | 0.15 | 610.3
37649 | Salto | E9660O00IMH8RW- | XS4 wide body electronic RF wireless SVN Mifare / DESFire w/ key override, half escutcheon, O lever, right handed, satin stainless finish, for use with KPB adapter | 1 |  | 1 Year | 810 | 0.15 | 688.5
37650 | Salto | E9660O00IMP7L-- | XS4 wide body electronic wire-free SVN Mifare / DESFire w/ key override, half escutcheon for use w/ concealed vertical rods, O lever, left handed, satin stainless finish, for use with KPB adapter | 1 |  | 1 Year | 718 | 0.15 | 610.3
37651 | Salto | E9660O00IMP7LW- | XS4 wide body electronic RF wireless SVN Mifare / DESFire w/ key override, half escutcheon for use w/ concealed vertical rods, O lever, left handed, satin stainless finish, for use with KPB adapter | 1 |  | 1 Year | 810 | 0.15 | 688.5
37652 | Salto | E9660O00IMP7R-- | XS4 wide body electronic wire-free SVN Mifare / DESFire w/ key override, half escutcheon for use w/ concealed vertical rods, O lever, right handed, satin stainless finish, for use with KPB adapter | 1 |  | 1 Year | 718 | 0.15 | 610.3
37653 | Salto | E9660O00IMP7RW- | XS4 wide body electronic RF wireless SVN Mifare / DESFire w/ key override, half escutcheon for use w/ concealed vertical rods, O lever, right handed, satin stainless finish, for use with KPB adapter | 1 |  | 1 Year | 810 | 0.15 | 688.5
37654 | Salto | E9660O00IMP8L-- | XS4 wide body electronic wire-free SVN Mifare / DESFire w/ key override, half escutcheon for use w/ concealed vertical rods, O lever, left handed, satin stainless finish, for use with KPB adapter | 1 |  | 1 Year | 718 | 0.15 | 610.3
37655 | Salto | E9660O00IMP8LW- | XS4 wide body electronic RF wireless SVN Mifare / DESFire w/ key override, half escutcheon for use w/ concealed vertical rods, O lever, left handed, satin stainless finish, for use with KPB adapter | 1 |  | 1 Year | 810 | 0.15 | 688.5
37656 | Salto | E9660O00IMP8R-- | XS4 wide body electronic wire-free SVN Mifare / DESFire w/ key override, half escutcheon for use w/ concealed vertical rods, O lever, right handed, satin stainless finish, for use with KPB adapter | 1 |  | 1 Year | 718 | 0.15 | 610.3
37657 | Salto | E9660O00IMP8RW- | XS4 wide body electronic RF wireless SVN Mifare / DESFire w/ key override, half escutcheon for use w/ concealed vertical rods, O lever, right handed, satin stainless finish, for use with KPB adapter | 1 |  | 1 Year | 810 | 0.15 | 688.5
37658 | Salto | E9660O00IPH8L-- | XS4 wide body electronic wire-free SVN Mifare / DESFire w/ key override, half escutcheon, O lever, left handed, bright stainless steel finish, for use with KPB adapter | 1 |  | 1 Year | 734.3 | 0.15 | 624.155
37659 | Salto | E9660O00IPH8LW- | XS4 wide body electronic RF wireless SVN Mifare / DESFire w/ key override, half escutcheon, O lever, left handed, bright stainless steel finish, for use with KPB adapter | 1 |  | 1 Year | 826.3 | 0.15 | 702.355
37660 | Salto | E9660O00IPH8R-- | XS4 wide body electronic wire-free SVN Mifare / DESFire w/ key override, half escutcheon, O lever, right handed, bright stainless steel finish, for use with KPB adapter | 1 |  | 1 Year | 734.3 | 0.15 | 624.155
37661 | Salto | E9660O00IPH8RW- | XS4 wide body electronic RF wireless SVN Mifare / DESFire w/ key override, half escutcheon, O lever, right handed, bright stainless steel finish, for use with KPB adapter | 1 |  | 1 Year | 826.3 | 0.15 | 702.355
37662 | Salto | E9660O00IPP7L-- | XS4 wide body electronic wire-free SVN Mifare / DESFire w/ key override, half escutcheon for use w/ concealed vertical rods, O lever, left handed, bright stainless steel finish, for use with KPB adapter | 1 |  | 1 Year | 734.3 | 0.15 | 624.155
37663 | Salto | E9660O00IPP7LW- | XS4 wide body electronic RF wireless SVN Mifare / DESFire w/ key override, half escutcheon for use w/ concealed vertical rods, O lever, left handed, bright stainless steel finish, for use with KPB adapter | 1 |  | 1 Year | 826.3 | 0.15 | 702.355
37664 | Salto | E9660O00IPP7R-- | XS4 wide body electronic wire-free SVN Mifare / DESFire w/ key override, half escutcheon for use w/ concealed vertical rods, O lever, right handed, bright stainless steel finish, for use with KPB adapter | 1 |  | 1 Year | 734.3 | 0.15 | 624.155
37665 | Salto | E9660O00IPP7RW- | XS4 wide body electronic RF wireless SVN Mifare / DESFire w/ key override, half escutcheon for use w/ concealed vertical rods, O lever, right handed, bright stainless steel finish, for use with KPB adapter | 1 |  | 1 Year | 826.3 | 0.15 | 702.355
37666 | Salto | E9660O00IPP8L-- | XS4 wide body electronic wire-free SVN Mifare / DESFire w/ key override, half escutcheon for use w/ concealed vertical rods, O lever, left handed, bright stainless steel finish, for use with KPB adapter | 1 |  | 1 Year | 734.3 | 0.15 | 624.155
37667 | Salto | E9660O00IPP8LW- | XS4 wide body electronic RF wireless SVN Mifare / DESFire w/ key override, half escutcheon for use w/ concealed vertical rods, O lever, left handed, bright stainless steel finish, for use with KPB adapter | 1 |  | 1 Year | 826.3 | 0.15 | 702.355
37668 | Salto | E9660O00IPP8R-- | XS4 wide body electronic wire-free SVN Mifare / DESFire w/ key override, half escutcheon for use w/ concealed vertical rods, O lever, right handed, bright stainless steel finish, for use with KPB adapter | 1 |  | 1 Year | 734.3 | 0.15 | 624.155
37669 | Salto | E9660O00IPP8RW- | XS4 wide body electronic RF wireless SVN Mifare / DESFire w/ key override, half escutcheon for use w/ concealed vertical rods, O lever, right handed, bright stainless steel finish, for use with KPB adapter | 1 |  | 1 Year | 826.3 | 0.15 | 702.355
37670 | Salto | E9660O00NEH8L-- | XS4 wide body electronic wire-free SVN Mifare / DESFire w/ key override, half escutcheon, O lever, left handed, black chromium finish, for use with KPB adapter | 1 |  | 1 Year | 752.7 | 0.15 | 639.795
37671 | Salto | E9660O00NEH8LW- | XS4 wide body electronic RF wireless SVN Mifare / DESFire w/ key override, half escutcheon, O lever, left handed, black chromium finish, for use with KPB adapter | 1 |  | 1 Year | 844.7 | 0.15 | 717.995
37672 | Salto | E9660O00NEH8R-- | XS4 wide body electronic wire-free SVN Mifare / DESFire w/ key override, half escutcheon, O lever, right handed, black chromium finish, for use with KPB adapter | 1 |  | 1 Year | 752.7 | 0.15 | 639.795
37673 | Salto | E9660O00NEH8RW- | XS4 wide body electronic RF wireless SVN Mifare / DESFire w/ key override, half escutcheon, O lever, right handed, black chromium finish, for use with KPB adapter | 1 |  | 1 Year | 844.7 | 0.15 | 717.995
37674 | Salto | E9660O00NEP7L-- | XS4 wide body electronic wire-free SVN Mifare / DESFire w/ key override, half escutcheon for use w/ concealed vertical rods, O lever, left handed, black chromium finish, for use with KPB adapter | 1 |  | 1 Year | 752.7 | 0.15 | 639.795
37675 | Salto | E9660O00NEP7LW- | XS4 wide body electronic RF wireless SVN Mifare / DESFire w/ key override, half escutcheon for use w/ concealed vertical rods, O lever, left handed, black chromium finish, for use with KPB adapter | 1 |  | 1 Year | 844.7 | 0.15 | 717.995
37676 | Salto | E9660O00NEP7R-- | XS4 wide body electronic wire-free SVN Mifare / DESFire w/ key override, half escutcheon for use w/ concealed vertical rods, O lever, right handed, black chromium finish, for use with KPB adapter | 1 |  | 1 Year | 752.7 | 0.15 | 639.795
37677 | Salto | E9660O00NEP7RW- | XS4 wide body electronic RF wireless SVN Mifare / DESFire w/ key override, half escutcheon for use w/ concealed vertical rods, O lever, right handed, black chromium finish, for use with KPB adapter | 1 |  | 1 Year | 844.7 | 0.15 | 717.995
37678 | Salto | E9660O00NEP8L-- | XS4 wide body electronic wire-free SVN Mifare / DESFire w/ key override, half escutcheon for use w/ concealed vertical rods, O lever, left handed, black chromium finish, for use with KPB adapter | 1 |  | 1 Year | 752.7 | 0.15 | 639.795
37679 | Salto | E9660O00NEP8LW- | XS4 wide body electronic RF wireless SVN Mifare / DESFire w/ key override, half escutcheon for use w/ concealed vertical rods, O lever, left handed, black chromium finish, for use with KPB adapter | 1 |  | 1 Year | 844.7 | 0.15 | 717.995
37680 | Salto | E9660O00NEP8R-- | XS4 wide body electronic wire-free SVN Mifare / DESFire w/ key override, half escutcheon for use w/ concealed vertical rods, O lever, right handed, black chromium finish, for use with KPB adapter | 1 |  | 1 Year | 752.7 | 0.15 | 639.795
37681 | Salto | E9660O00NEP8RW- | XS4 wide body electronic RF wireless SVN Mifare / DESFire w/ key override, half escutcheon for use w/ concealed vertical rods, O lever, right handed, black chromium finish, for use with KPB adapter | 1 |  | 1 Year | 844.7 | 0.15 | 717.995
37682 | Salto | E9660O00PMH8L-- | XS4 wide body electronic wire-free SVN Mifare / DESFire w/ key override, half escutcheon, O lever, left handed, satin brass finish, for use with KPB adapter | 1 |  | 1 Year | 718 | 0.15 | 610.3
37683 | Salto | E9660O00PMH8LW- | XS4 wide body electronic RF wireless SVN Mifare / DESFire w/ key override, half escutcheon, O lever, left handed, satin brass finish, for use with KPB adapter | 1 |  | 1 Year | 810 | 0.15 | 688.5
37684 | Salto | E9660O00PMH8R-- | XS4 wide body electronic wire-free SVN Mifare / DESFire w/ key override, half escutcheon, O lever, right handed, satin brass finish, for use with KPB adapter | 1 |  | 1 Year | 718 | 0.15 | 610.3
37685 | Salto | E9660O00PMH8RW- | XS4 wide body electronic RF wireless SVN Mifare / DESFire w/ key override, half escutcheon, O lever, right handed, satin brass finish, for use with KPB adapter | 1 |  | 1 Year | 810 | 0.15 | 688.5
37686 | Salto | E9660O00PMP7L-- | XS4 wide body electronic wire-free SVN Mifare / DESFire w/ key override, half escutcheon for use w/ concealed vertical rods, O lever, left handed, satin brass finish, for use with KPB adapter | 1 |  | 1 Year | 718 | 0.15 | 610.3
37687 | Salto | E9660O00PMP7LW- | XS4 wide body electronic RF wireless SVN Mifare / DESFire w/ key override, half escutcheon for use w/ concealed vertical rods, O lever, left handed, satin brass finish, for use with KPB adapter | 1 |  | 1 Year | 810 | 0.15 | 688.5
37688 | Salto | E9660O00PMP7R-- | XS4 wide body electronic wire-free SVN Mifare / DESFire w/ key override, half escutcheon for use w/ concealed vertical rods, O lever, right handed, satin brass finish, for use with KPB adapter | 1 |  | 1 Year | 718 | 0.15 | 610.3
37689 | Salto | E9660O00PMP7RW- | XS4 wide body electronic RF wireless SVN Mifare / DESFire w/ key override, half escutcheon for use w/ concealed vertical rods, O lever, right handed, satin brass finish, for use with KPB adapter | 1 |  | 1 Year | 810 | 0.15 | 688.5
37690 | Salto | E9660O00PMP8L-- | XS4 wide body electronic wire-free SVN Mifare / DESFire w/ key override, half escutcheon for use w/ concealed vertical rods, O lever, left handed, satin brass finish, for use with KPB adapter | 1 |  | 1 Year | 718 | 0.15 | 610.3
37691 | Salto | E9660O00PMP8LW- | XS4 wide body electronic RF wireless SVN Mifare / DESFire w/ key override, half escutcheon for use w/ concealed vertical rods, O lever, left handed, satin brass finish, for use with KPB adapter | 1 |  | 1 Year | 810 | 0.15 | 688.5
37692 | Salto | E9660O00PMP8R-- | XS4 wide body electronic wire-free SVN Mifare / DESFire w/ key override, half escutcheon for use w/ concealed vertical rods, O lever, right handed, satin brass finish, for use with KPB adapter | 1 |  | 1 Year | 718 | 0.15 | 610.3
37693 | Salto | E9660O00PMP8RW- | XS4 wide body electronic RF wireless SVN Mifare / DESFire w/ key override, half escutcheon for use w/ concealed vertical rods, O lever, right handed, satin brass finish, for use with KPB adapter | 1 |  | 1 Year | 810 | 0.15 | 688.5
37694 | Salto | E9660O00PPH8L-- | XS4 wide body electronic wire-free SVN Mifare / DESFire w/ key override, half escutcheon, O lever, left handed, bright brass finish, for use with KPB adapter | 1 |  | 1 Year | 734.3 | 0.15 | 624.155
37695 | Salto | E9660O00PPH8LW- | XS4 wide body electronic RF wireless SVN Mifare / DESFire w/ key override, half escutcheon, O lever, left handed, bright brass finish, for use with KPB adapter | 1 |  | 1 Year | 826.3 | 0.15 | 702.355
37696 | Salto | E9660O00PPH8R-- | XS4 wide body electronic wire-free SVN Mifare / DESFire w/ key override, half escutcheon, O lever, right handed, bright brass finish, for use with KPB adapter | 1 |  | 1 Year | 734.3 | 0.15 | 624.155
37697 | Salto | E9660O00PPH8RW- | XS4 wide body electronic RF wireless SVN Mifare / DESFire w/ key override, half escutcheon, O lever, right handed, bright brass finish, for use with KPB adapter | 1 |  | 1 Year | 826.3 | 0.15 | 702.355
37698 | Salto | E9660O00PPP7L-- | XS4 wide body electronic wire-free SVN Mifare / DESFire w/ key override, half escutcheon for use w/ concealed vertical rods, O lever, left handed, bright brass finish, for use with KPB adapter | 1 |  | 1 Year | 734.3 | 0.15 | 624.155
37699 | Salto | E9660O00PPP7LW- | XS4 wide body electronic RF wireless SVN Mifare / DESFire w/ key override, half escutcheon for use w/ concealed vertical rods, O lever, left handed, bright brass finish, for use with KPB adapter | 1 |  | 1 Year | 826.3 | 0.15 | 702.355
37700 | Salto | E9660O00PPP7R-- | XS4 wide body electronic wire-free SVN Mifare / DESFire w/ key override, half escutcheon for use w/ concealed vertical rods, O lever, right handed, bright brass finish, for use with KPB adapter | 1 |  | 1 Year | 734.3 | 0.15 | 624.155
37701 | Salto | E9660O00PPP7RW- | XS4 wide body electronic RF wireless SVN Mifare / DESFire w/ key override, half escutcheon for use w/ concealed vertical rods, O lever, right handed, bright brass finish, for use with KPB adapter | 1 |  | 1 Year | 826.3 | 0.15 | 702.355
37702 | Salto | E9660O00PPP8L-- | XS4 wide body electronic wire-free SVN Mifare / DESFire w/ key override, half escutcheon for use w/ concealed vertical rods, O lever, left handed, bright brass finish, for use with KPB adapter | 1 |  | 1 Year | 734.3 | 0.15 | 624.155
37703 | Salto | E9660O00PPP8LW- | XS4 wide body electronic RF wireless SVN Mifare / DESFire w/ key override, half escutcheon for use w/ concealed vertical rods, O lever, left handed, bright brass finish, for use with KPB adapter | 1 |  | 1 Year | 826.3 | 0.15 | 702.355
37704 | Salto | E9660O00PPP8R-- | XS4 wide body electronic wire-free SVN Mifare / DESFire w/ key override, half escutcheon for use w/ concealed vertical rods, O lever, right handed, bright brass finish, for use with KPB adapter | 1 |  | 1 Year | 734.3 | 0.15 | 624.155
37705 | Salto | E9660O00PPP8RW- | XS4 wide body electronic RF wireless SVN Mifare / DESFire w/ key override, half escutcheon for use w/ concealed vertical rods, O lever, right handed, bright brass finish, for use with KPB adapter | 1 |  | 1 Year | 826.3 | 0.15 | 702.355
37706 | Salto | E9660W00BCH8--- | XS4 wide body electronic wire-free SVN Mifare / DESFire w/ key override, half escutcheon, W lever, unhanded, BioCote antimicrobial finish, for use with KPB adapter | 1 |  | 1 Year | 759.8 | 0.15 | 645.83
37707 | Salto | E9660W00BCH8-W- | XS4 wide body electronic RF wireless SVN Mifare / DESFire w/ key override, half escutcheon, W lever, unhanded, BioCote antimicrobial finish, for use with KPB adapter | 1 |  | 1 Year | 851.8 | 0.15 | 724.03
37708 | Salto | E9660W00BCP7--- | XS4 wide body electronic wire-free SVN Mifare / DESFire w/ key override, half escutcheon for use w/ concealed vertical rods, W lever, unhanded, BioCote antimicrobial finish, for use with KPB adapter | 1 |  | 1 Year | 759.8 | 0.15 | 645.83
37709 | Salto | E9660W00BCP7-W- | XS4 wide body electronic RF wireless SVN Mifare / DESFire w/ key override, half escutcheon for use w/ concealed vertical rods, W lever, unhanded, BioCote antimicrobial finish, for use with KPB adapter | 1 |  | 1 Year | 851.8 | 0.15 | 724.03
37710 | Salto | E9660W00BCP8--- | XS4 wide body electronic wire-free SVN Mifare / DESFire w/ key override, half escutcheon for use w/ concealed vertical rods, W lever, unhanded, BioCote antimicrobial finish, for use with KPB adapter | 1 |  | 1 Year | 759.8 | 0.15 | 645.83
37711 | Salto | E9660W00BCP8-W- | XS4 wide body electronic RF wireless SVN Mifare / DESFire w/ key override, half escutcheon for use w/ concealed vertical rods, W lever, unhanded, BioCote antimicrobial finish, for use with KPB adapter | 1 |  | 1 Year | 851.8 | 0.15 | 724.03
37712 | Salto | E9660W00IAH8--- | XS4 wide body electronic wire-free SVN Mifare / DESFire w/ key override, half escutcheon, W lever, unhanded, antique brass finish, for use with KPB adapter | 1 |  | 1 Year | 759.8 | 0.15 | 645.83
37713 | Salto | E9660W00IAH8-W- | XS4 wide body electronic RF wireless SVN Mifare / DESFire w/ key override, half escutcheon, W lever, unhanded, antique brass finish, for use with KPB adapter | 1 |  | 1 Year | 851.8 | 0.15 | 724.03
37714 | Salto | E9660W00IAP7--- | XS4 wide body electronic wire-free SVN Mifare / DESFire w/ key override, half escutcheon for use w/ concealed vertical rods, W lever, unhanded, antique brass finish, for use with KPB adapter | 1 |  | 1 Year | 759.8 | 0.15 | 645.83
37715 | Salto | E9660W00IAP7-W- | XS4 wide body electronic RF wireless SVN Mifare / DESFire w/ key override, half escutcheon for use w/ concealed vertical rods, W lever, unhanded, antique brass finish, for use with KPB adapter | 1 |  | 1 Year | 851.8 | 0.15 | 724.03
37716 | Salto | E9660W00IAP8--- | XS4 wide body electronic wire-free SVN Mifare / DESFire w/ key override, half escutcheon for use w/ concealed vertical rods, W lever, unhanded, antique brass finish, for use with KPB adapter | 1 |  | 1 Year | 759.8 | 0.15 | 645.83
37717 | Salto | E9660W00IAP8-W- | XS4 wide body electronic RF wireless SVN Mifare / DESFire w/ key override, half escutcheon for use w/ concealed vertical rods, W lever, unhanded, antique brass finish, for use with KPB adapter | 1 |  | 1 Year | 851.8 | 0.15 | 724.03
37718 | Salto | E9660W00IMH8--- | XS4 wide body electronic wire-free SVN Mifare / DESFire w/ key override, half escutcheon, W lever, unhanded, satin stainless finish, for use with KPB adapter | 1 |  | 1 Year | 707.8 | 0.15 | 601.63
37719 | Salto | E9660W00IMH8-W- | XS4 wide body electronic RF wireless SVN Mifare / DESFire w/ key override, half escutcheon, W lever, unhanded, satin stainless finish, for use with KPB adapter | 1 |  | 1 Year | 799.8 | 0.15 | 679.83
37720 | Salto | E9660W00IMP7--- | XS4 wide body electronic wire-free SVN Mifare / DESFire w/ key override, half escutcheon for use w/ concealed vertical rods, W lever, unhanded, satin stainless finish, for use with KPB adapter | 1 |  | 1 Year | 707.8 | 0.15 | 601.63
37721 | Salto | E9660W00IMP7-W- | XS4 wide body electronic RF wireless SVN Mifare / DESFire w/ key override, half escutcheon for use w/ concealed vertical rods, W lever, unhanded, satin stainless finish, for use with KPB adapter | 1 |  | 1 Year | 799.8 | 0.15 | 679.83
37722 | Salto | E9660W00IMP8--- | XS4 wide body electronic wire-free SVN Mifare / DESFire w/ key override, half escutcheon for use w/ concealed vertical rods, W lever, unhanded, satin stainless finish, for use with KPB adapter | 1 |  | 1 Year | 707.8 | 0.15 | 601.63
37723 | Salto | E9660W00IMP8-W- | XS4 wide body electronic RF wireless SVN Mifare / DESFire w/ key override, half escutcheon for use w/ concealed vertical rods, W lever, unhanded, satin stainless finish, for use with KPB adapter | 1 |  | 1 Year | 799.8 | 0.15 | 679.83
37724 | Salto | E9660W00IPH8--- | XS4 wide body electronic wire-free SVN Mifare / DESFire w/ key override, half escutcheon, W lever, unhanded, bright stainless steel finish, for use with KPB adapter | 1 |  | 1 Year | 724.1 | 0.15 | 615.485
37725 | Salto | E9660W00IPH8-W- | XS4 wide body electronic RF wireless SVN Mifare / DESFire w/ key override, half escutcheon, W lever, unhanded, bright stainless steel finish, for use with KPB adapter | 1 |  | 1 Year | 816.1 | 0.15 | 693.685
37726 | Salto | E9660W00IPP7--- | XS4 wide body electronic wire-free SVN Mifare / DESFire w/ key override, half escutcheon for use w/ concealed vertical rods, W lever, unhanded, bright stainless steel finish, for use with KPB adapter | 1 |  | 1 Year | 724.1 | 0.15 | 615.485
37727 | Salto | E9660W00IPP7-W- | XS4 wide body electronic RF wireless SVN Mifare / DESFire w/ key override, half escutcheon for use w/ concealed vertical rods, W lever, unhanded, bright stainless steel finish, for use with KPB adapter | 1 |  | 1 Year | 816.1 | 0.15 | 693.685
37728 | Salto | E9660W00IPP8--- | XS4 wide body electronic wire-free SVN Mifare / DESFire w/ key override, half escutcheon for use w/ concealed vertical rods, W lever, unhanded, bright stainless steel finish, for use with KPB adapter | 1 |  | 1 Year | 724.1 | 0.15 | 615.485
37729 | Salto | E9660W00IPP8-W- | XS4 wide body electronic RF wireless SVN Mifare / DESFire w/ key override, half escutcheon for use w/ concealed vertical rods, W lever, unhanded, bright stainless steel finish, for use with KPB adapter | 1 |  | 1 Year | 816.1 | 0.15 | 693.685
37730 | Salto | E9660W00NEH8--- | XS4 wide body electronic wire-free SVN Mifare / DESFire w/ key override, half escutcheon, W lever, unhanded, black chromium finish, for use with KPB adapter | 1 |  | 1 Year | 742.5 | 0.15 | 631.125
37731 | Salto | E9660W00NEH8-W- | XS4 wide body electronic RF wireless SVN Mifare / DESFire w/ key override, half escutcheon, W lever, unhanded, black chromium finish, for use with KPB adapter | 1 |  | 1 Year | 834.5 | 0.15 | 709.325
37732 | Salto | E9660W00NEP7--- | XS4 wide body electronic wire-free SVN Mifare / DESFire w/ key override, half escutcheon for use w/ concealed vertical rods, W lever, unhanded, black chromium finish, for use with KPB adapter | 1 |  | 1 Year | 742.5 | 0.15 | 631.125
37733 | Salto | E9660W00NEP7-W- | XS4 wide body electronic RF wireless SVN Mifare / DESFire w/ key override, half escutcheon for use w/ concealed vertical rods, W lever, unhanded, black chromium finish, for use with KPB adapter | 1 |  | 1 Year | 834.5 | 0.15 | 709.325
37734 | Salto | E9660W00NEP8--- | XS4 wide body electronic wire-free SVN Mifare / DESFire w/ key override, half escutcheon for use w/ concealed vertical rods, W lever, unhanded, black chromium finish, for use with KPB adapter | 1 |  | 1 Year | 742.5 | 0.15 | 631.125
37735 | Salto | E9660W00NEP8-W- | XS4 wide body electronic RF wireless SVN Mifare / DESFire w/ key override, half escutcheon for use w/ concealed vertical rods, W lever, unhanded, black chromium finish, for use with KPB adapter | 1 |  | 1 Year | 834.5 | 0.15 | 709.325
37736 | Salto | E9660W00PMH8--- | XS4 wide body electronic wire-free SVN Mifare / DESFire w/ key override, half escutcheon, W lever, unhanded, satin brass finish, for use with KPB adapter | 1 |  | 1 Year | 707.8 | 0.15 | 601.63
37737 | Salto | E9660W00PMH8-W- | XS4 wide body electronic RF wireless SVN Mifare / DESFire w/ key override, half escutcheon, W lever, unhanded, satin brass finish, for use with KPB adapter | 1 |  | 1 Year | 799.8 | 0.15 | 679.83
37738 | Salto | E9660W00PMP7--- | XS4 wide body electronic wire-free SVN Mifare / DESFire w/ key override, half escutcheon for use w/ concealed vertical rods, W lever, unhanded, satin brass finish, for use with KPB adapter | 1 |  | 1 Year | 707.8 | 0.15 | 601.63
37739 | Salto | E9660W00PMP7-W- | XS4 wide body electronic RF wireless SVN Mifare / DESFire w/ key override, half escutcheon for use w/ concealed vertical rods, W lever, unhanded, satin brass finish, for use with KPB adapter | 1 |  | 1 Year | 799.8 | 0.15 | 679.83
37740 | Salto | E9660W00PMP8--- | XS4 wide body electronic wire-free SVN Mifare / DESFire w/ key override, half escutcheon for use w/ concealed vertical rods, W lever, unhanded, satin brass finish, for use with KPB adapter | 1 |  | 1 Year | 707.8 | 0.15 | 601.63
37741 | Salto | E9660W00PMP8-W- | XS4 wide body electronic RF wireless SVN Mifare / DESFire w/ key override, half escutcheon for use w/ concealed vertical rods, W lever, unhanded, satin brass finish, for use with KPB adapter | 1 |  | 1 Year | 799.8 | 0.15 | 679.83
37742 | Salto | E9660W00PPH8--- | XS4 wide body electronic wire-free SVN Mifare / DESFire w/ key override, half escutcheon, W lever, unhanded, bright brass finish, for use with KPB adapter | 1 |  | 1 Year | 724.1 | 0.15 | 615.485
37743 | Salto | E9660W00PPH8-W- | XS4 wide body electronic RF wireless SVN Mifare / DESFire w/ key override, half escutcheon, W lever, unhanded, bright brass finish, for use with KPB adapter | 1 |  | 1 Year | 816.1 | 0.15 | 693.685
37744 | Salto | E9660W00PPP7--- | XS4 wide body electronic wire-free SVN Mifare / DESFire w/ key override, half escutcheon for use w/ concealed vertical rods, W lever, unhanded, bright brass finish, for use with KPB adapter | 1 |  | 1 Year | 724.1 | 0.15 | 615.485
37745 | Salto | E9660W00PPP7-W- | XS4 wide body electronic RF wireless SVN Mifare / DESFire w/ key override, half escutcheon for use w/ concealed vertical rods, W lever, unhanded, bright brass finish, for use with KPB adapter | 1 |  | 1 Year | 816.1 | 0.15 | 693.685
37746 | Salto | E9660W00PPP8--- | XS4 wide body electronic wire-free SVN Mifare / DESFire w/ key override, half escutcheon for use w/ concealed vertical rods, W lever, unhanded, bright brass finish, for use with KPB adapter | 1 |  | 1 Year | 724.1 | 0.15 | 615.485
37747 | Salto | E9660W00PPP8-W- | XS4 wide body electronic RF wireless SVN Mifare / DESFire w/ key override, half escutcheon for use w/ concealed vertical rods, W lever, unhanded, bright brass finish, for use with KPB adapter | 1 |  | 1 Year | 816.1 | 0.15 | 693.685
37748 | Salto | EB650200IMH8--- | XS4 wide body electronic wire-free SVN BLE / Mifare / DESFire half escutcheon, Columbo Robodue premium series lever, unhanded, satin stainless finish, for use with KPB adapter | 1 |  | 1 Year | 792.7 | 0.15 | 673.795
37749 | Salto | EB650200IMH8--K | XS4 wide body electronic wire-free SVN BLE / Mifare / DESFire half escutcheon, with keypad, Columbo Robodue premium series lever, unhanded, satin stainless finish, for use with KPB adapter | 1 |  | 1 Year | 855.55 | 0.15 | 727.2175
37750 | Salto | EB650200IMH8-W- | XS4 wide body electronic RF wireless SVN BLE / Mifare / DESFire half escutcheon, Columbo Robodue premium series lever, unhanded, satin stainless finish, for use with KPB adapter | 1 |  | 1 Year | 884.7 | 0.15 | 751.995
37751 | Salto | EB650200IMH8-WK | XS4 wide body electronic RF wireless SVN BLE / Mifare / DESFire half escutcheon, with keypad, Columbo Robodue premium series lever, unhanded, satin stainless finish, for use with KPB adapter | 1 |  | 1 Year | 1040.75 | 0.15 | 884.6375
37752 | Salto | EB650200IMP7--- | XS4 wide body electronic wire-free SVN BLE / Mifare / DESFire half escutcheon for use w/ concealed vertical rods, Columbo Robodue premium series lever, unhanded, satin stainless finish, for use with KPB adapter | 1 |  | 1 Year | 792.7 | 0.15 | 673.795
37753 | Salto | EB650200IMP7--K | XS4 wide body electronic wire-free SVN BLE / Mifare / DESFire half escutcheon for use w/ concealed vertical rods, with keypad, Columbo Robodue premium series lever, unhanded, satin stainless finish, for use with KPB adapter | 1 |  | 1 Year | 855.55 | 0.15 | 727.2175
37754 | Salto | EB650200IMP7-W- | XS4 wide body electronic RF wireless SVN BLE / Mifare / DESFire half escutcheon for use w/ concealed vertical rods, Columbo Robodue premium series lever, unhanded, satin stainless finish, for use with KPB adapter | 1 |  | 1 Year | 884.7 | 0.15 | 751.995
37755 | Salto | EB650200IMP7-WK | XS4 wide body electronic RF wireless SVN BLE / Mifare / DESFire half escutcheon for use w/ concealed vertical rods, with keypad, Columbo Robodue premium series lever, unhanded, satin stainless finish, for use with KPB adapter | 1 |  | 1 Year | 1040.75 | 0.15 | 884.6375
37756 | Salto | EB650200IMP8--- | XS4 wide body electronic wire-free SVN BLE / Mifare / DESFire half escutcheon for use w/ concealed vertical rods, Columbo Robodue premium series lever, unhanded, satin stainless finish, for use with KPB adapter | 1 |  | 1 Year | 792.7 | 0.15 | 673.795
37757 | Salto | EB650200IMP8--K | XS4 wide body electronic wire-free SVN BLE / Mifare / DESFire half escutcheon for use w/ concealed vertical rods, with keypad, Columbo Robodue premium series lever, unhanded, satin stainless finish, for use with KPB adapter | 1 |  | 1 Year | 855.55 | 0.15 | 727.2175
37758 | Salto | EB650200IMP8-W- | XS4 wide body electronic RF wireless SVN BLE / Mifare / DESFire half escutcheon for use w/ concealed vertical rods, Columbo Robodue premium series lever, unhanded, satin stainless finish, for use with KPB adapter | 1 |  | 1 Year | 884.7 | 0.15 | 751.995
37759 | Salto | EB650200IMP8-WK | XS4 wide body electronic RF wireless SVN BLE / Mifare / DESFire half escutcheon for use w/ concealed vertical rods, with keypad, Columbo Robodue premium series lever, unhanded, satin stainless finish, for use with KPB adapter | 1 |  | 1 Year | 1040.75 | 0.15 | 884.6375
37760 | Salto | EB650200IPH8--- | XS4 wide body electronic wire-free SVN BLE / Mifare / DESFire half escutcheon, Columbo Robodue premium series lever, unhanded, bright stainless steel finish, for use with KPB adapter | 1 |  | 1 Year | 809 | 0.15 | 687.65
37761 | Salto | EB650200IPH8--K | XS4 wide body electronic wire-free SVN BLE / Mifare / DESFire half escutcheon, with keypad, Columbo Robodue premium series lever, unhanded, bright stainless steel finish, for use with KPB adapter | 1 |  | 1 Year | 871.85 | 0.15 | 741.0725
37762 | Salto | EB650200IPH8-W- | XS4 wide body electronic RF wireless SVN BLE / Mifare / DESFire half escutcheon, Columbo Robodue premium series lever, unhanded, bright stainless steel finish, for use with KPB adapter | 1 |  | 1 Year | 901 | 0.15 | 765.85
37763 | Salto | EB650200IPH8-WK | XS4 wide body electronic RF wireless SVN BLE / Mifare / DESFire half escutcheon, with keypad, Columbo Robodue premium series lever, unhanded, bright stainless steel finish, for use with KPB adapter | 1 |  | 1 Year | 1057.05 | 0.15 | 898.4925
37764 | Salto | EB650200IPP7--- | XS4 wide body electronic wire-free SVN BLE / Mifare / DESFire half escutcheon for use w/ concealed vertical rods, Columbo Robodue premium series lever, unhanded, bright stainless steel finish, for use with KPB adapter | 1 |  | 1 Year | 809 | 0.15 | 687.65
37765 | Salto | EB650200IPP7--K | XS4 wide body electronic wire-free SVN BLE / Mifare / DESFire half escutcheon for use w/ concealed vertical rods, with keypad, Columbo Robodue premium series lever, unhanded, bright stainless steel finish, for use with KPB adapter | 1 |  | 1 Year | 871.85 | 0.15 | 741.0725
37766 | Salto | EB650200IPP7-W- | XS4 wide body electronic RF wireless SVN BLE / Mifare / DESFire half escutcheon for use w/ concealed vertical rods, Columbo Robodue premium series lever, unhanded, bright stainless steel finish, for use with KPB adapter | 1 |  | 1 Year | 901 | 0.15 | 765.85
37767 | Salto | EB650200IPP7-WK | XS4 wide body electronic RF wireless SVN BLE / Mifare / DESFire half escutcheon for use w/ concealed vertical rods, with keypad, Columbo Robodue premium series lever, unhanded, bright stainless steel finish, for use with KPB adapter | 1 |  | 1 Year | 1057.05 | 0.15 | 898.4925
37768 | Salto | EB650200IPP8--- | XS4 wide body electronic wire-free SVN BLE / Mifare / DESFire half escutcheon for use w/ concealed vertical rods, Columbo Robodue premium series lever, unhanded, bright stainless steel finish, for use with KPB adapter | 1 |  | 1 Year | 809 | 0.15 | 687.65
37769 | Salto | EB650200IPP8--K | XS4 wide body electronic wire-free SVN BLE / Mifare / DESFire half escutcheon for use w/ concealed vertical rods, with keypad, Columbo Robodue premium series lever, unhanded, bright stainless steel finish, for use with KPB adapter | 1 |  | 1 Year | 871.85 | 0.15 | 741.0725
37770 | Salto | EB650200IPP8-W- | XS4 wide body electronic RF wireless SVN BLE / Mifare / DESFire half escutcheon for use w/ concealed vertical rods, Columbo Robodue premium series lever, unhanded, bright stainless steel finish, for use with KPB adapter | 1 |  | 1 Year | 901 | 0.15 | 765.85
37771 | Salto | EB650200IPP8-WK | XS4 wide body electronic RF wireless SVN BLE / Mifare / DESFire half escutcheon for use w/ concealed vertical rods, with keypad, Columbo Robodue premium series lever, unhanded, bright stainless steel finish, for use with KPB adapter | 1 |  | 1 Year | 1057.05 | 0.15 | 898.4925
37772 | Salto | EB650200PPH8--- | XS4 wide body electronic wire-free SVN BLE / Mifare / DESFire half escutcheon, Columbo Robodue premium series lever, unhanded, bright brass finish, for use with KPB adapter | 1 |  | 1 Year | 809 | 0.15 | 687.65
37773 | Salto | EB650200PPH8--K | XS4 wide body electronic wire-free SVN BLE / Mifare / DESFire half escutcheon, with keypad, Columbo Robodue premium series lever, unhanded, bright brass finish, for use with KPB adapter | 1 |  | 1 Year | 871.85 | 0.15 | 741.0725
37774 | Salto | EB650200PPH8-W- | XS4 wide body electronic RF wireless SVN BLE / Mifare / DESFire half escutcheon, Columbo Robodue premium series lever, unhanded, bright brass finish, for use with KPB adapter | 1 |  | 1 Year | 901 | 0.15 | 765.85
37775 | Salto | EB650200PPH8-WK | XS4 wide body electronic RF wireless SVN BLE / Mifare / DESFire half escutcheon, with keypad, Columbo Robodue premium series lever, unhanded, bright brass finish, for use with KPB adapter | 1 |  | 1 Year | 1057.05 | 0.15 | 898.4925
37776 | Salto | EB650200PPP7--- | XS4 wide body electronic wire-free SVN BLE / Mifare / DESFire half escutcheon for use w/ concealed vertical rods, Columbo Robodue premium series lever, unhanded, bright brass finish, for use with KPB adapter | 1 |  | 1 Year | 809 | 0.15 | 687.65
37777 | Salto | EB650200PPP7--K | XS4 wide body electronic wire-free SVN BLE / Mifare / DESFire half escutcheon for use w/ concealed vertical rods, with keypad, Columbo Robodue premium series lever, unhanded, bright brass finish, for use with KPB adapter | 1 |  | 1 Year | 871.85 | 0.15 | 741.0725
37778 | Salto | EB650200PPP7-W- | XS4 wide body electronic RF wireless SVN BLE / Mifare / DESFire half escutcheon for use w/ concealed vertical rods, Columbo Robodue premium series lever, unhanded, bright brass finish, for use with KPB adapter | 1 |  | 1 Year | 901 | 0.15 | 765.85
37779 | Salto | EB650200PPP7-WK | XS4 wide body electronic RF wireless SVN BLE / Mifare / DESFire half escutcheon for use w/ concealed vertical rods, with keypad, Columbo Robodue premium series lever, unhanded, bright brass finish, for use with KPB adapter | 1 |  | 1 Year | 1057.05 | 0.15 | 898.4925
37780 | Salto | EB650200PPP8--- | XS4 wide body electronic wire-free SVN BLE / Mifare / DESFire half escutcheon for use w/ concealed vertical rods, Columbo Robodue premium series lever, unhanded, bright brass finish, for use with KPB adapter | 1 |  | 1 Year | 809 | 0.15 | 687.65
37781 | Salto | EB650200PPP8--K | XS4 wide body electronic wire-free SVN BLE / Mifare / DESFire half escutcheon for use w/ concealed vertical rods, with keypad, Columbo Robodue premium series lever, unhanded, bright brass finish, for use with KPB adapter | 1 |  | 1 Year | 871.85 | 0.15 | 741.0725
37782 | Salto | EB650200PPP8-W- | XS4 wide body electronic RF wireless SVN BLE / Mifare / DESFire half escutcheon for use w/ concealed vertical rods, Columbo Robodue premium series lever, unhanded, bright brass finish, for use with KPB adapter | 1 |  | 1 Year | 901 | 0.15 | 765.85
37783 | Salto | EB650200PPP8-WK | XS4 wide body electronic RF wireless SVN BLE / Mifare / DESFire half escutcheon for use w/ concealed vertical rods, with keypad, Columbo Robodue premium series lever, unhanded, bright brass finish, for use with KPB adapter | 1 |  | 1 Year | 1057.05 | 0.15 | 898.4925
37784 | Salto | EB650300IMH8--- | XS4 wide body electronic wire-free SVN BLE / Mifare / DESFire half escutcheon, Columbo Robotre premium series lever, unhanded, satin stainless finish, for use with KPB adapter | 1 |  | 1 Year | 792.7 | 0.15 | 673.795
37785 | Salto | EB650300IMH8--K | XS4 wide body electronic wire-free SVN BLE / Mifare / DESFire half escutcheon, with keypad, Columbo Robotre premium series lever, unhanded, satin stainless finish, for use with KPB adapter | 1 |  | 1 Year | 855.55 | 0.15 | 727.2175
37786 | Salto | EB650300IMH8-W- | XS4 wide body electronic RF wireless SVN BLE / Mifare / DESFire half escutcheon, Columbo Robotre premium series lever, unhanded, satin stainless finish, for use with KPB adapter | 1 |  | 1 Year | 884.7 | 0.15 | 751.995
37787 | Salto | EB650300IMH8-WK | XS4 wide body electronic RF wireless SVN BLE / Mifare / DESFire half escutcheon, with keypad, Columbo Robotre premium series lever, unhanded, satin stainless finish, for use with KPB adapter | 1 |  | 1 Year | 1040.75 | 0.15 | 884.6375
37788 | Salto | EB650300IMP7--- | XS4 wide body electronic wire-free SVN BLE / Mifare / DESFire half escutcheon for use w/ concealed vertical rods, Columbo Robotre premium series lever, unhanded, satin stainless finish, for use with KPB adapter | 1 |  | 1 Year | 792.7 | 0.15 | 673.795
37789 | Salto | EB650300IMP7--K | XS4 wide body electronic wire-free SVN BLE / Mifare / DESFire half escutcheon for use w/ concealed vertical rods, with keypad, Columbo Robotre premium series lever, unhanded, satin stainless finish, for use with KPB adapter | 1 |  | 1 Year | 855.55 | 0.15 | 727.2175
37790 | Salto | EB650300IMP7-W- | XS4 wide body electronic RF wireless SVN BLE / Mifare / DESFire half escutcheon for use w/ concealed vertical rods, Columbo Robotre premium series lever, unhanded, satin stainless finish, for use with KPB adapter | 1 |  | 1 Year | 884.7 | 0.15 | 751.995
37791 | Salto | EB650300IMP7-WK | XS4 wide body electronic RF wireless SVN BLE / Mifare / DESFire half escutcheon for use w/ concealed vertical rods, with keypad, Columbo Robotre premium series lever, unhanded, satin stainless finish, for use with KPB adapter | 1 |  | 1 Year | 1040.75 | 0.15 | 884.6375
37792 | Salto | EB650300IMP8--- | XS4 wide body electronic wire-free SVN BLE / Mifare / DESFire half escutcheon for use w/ concealed vertical rods, Columbo Robotre premium series lever, unhanded, satin stainless finish, for use with KPB adapter | 1 |  | 1 Year | 792.7 | 0.15 | 673.795
37793 | Salto | EB650300IMP8--K | XS4 wide body electronic wire-free SVN BLE / Mifare / DESFire half escutcheon for use w/ concealed vertical rods, with keypad, Columbo Robotre premium series lever, unhanded, satin stainless finish, for use with KPB adapter | 1 |  | 1 Year | 855.55 | 0.15 | 727.2175
37794 | Salto | EB650300IMP8-W- | XS4 wide body electronic RF wireless SVN BLE / Mifare / DESFire half escutcheon for use w/ concealed vertical rods, Columbo Robotre premium series lever, unhanded, satin stainless finish, for use with KPB adapter | 1 |  | 1 Year | 884.7 | 0.15 | 751.995
37795 | Salto | EB650300IMP8-WK | XS4 wide body electronic RF wireless SVN BLE / Mifare / DESFire half escutcheon for use w/ concealed vertical rods, with keypad, Columbo Robotre premium series lever, unhanded, satin stainless finish, for use with KPB adapter | 1 |  | 1 Year | 1040.75 | 0.15 | 884.6375
37796 | Salto | EB650300IPH8--- | XS4 wide body electronic wire-free SVN BLE / Mifare / DESFire half escutcheon, Columbo Robotre premium series lever, unhanded, bright stainless steel finish, for use with KPB adapter | 1 |  | 1 Year | 809 | 0.15 | 687.65
37797 | Salto | EB650300IPH8--K | XS4 wide body electronic wire-free SVN BLE / Mifare / DESFire half escutcheon, with keypad, Columbo Robotre premium series lever, unhanded, bright stainless steel finish, for use with KPB adapter | 1 |  | 1 Year | 871.85 | 0.15 | 741.0725
37798 | Salto | EB650300IPH8-W- | XS4 wide body electronic RF wireless SVN BLE / Mifare / DESFire half escutcheon, Columbo Robotre premium series lever, unhanded, bright stainless steel finish, for use with KPB adapter | 1 |  | 1 Year | 901 | 0.15 | 765.85
37799 | Salto | EB650300IPH8-WK | XS4 wide body electronic RF wireless SVN BLE / Mifare / DESFire half escutcheon, with keypad, Columbo Robotre premium series lever, unhanded, bright stainless steel finish, for use with KPB adapter | 1 |  | 1 Year | 1057.05 | 0.15 | 898.4925
37800 | Salto | EB650300IPP7--- | XS4 wide body electronic wire-free SVN BLE / Mifare / DESFire half escutcheon for use w/ concealed vertical rods, Columbo Robotre premium series lever, unhanded, bright stainless steel finish, for use with KPB adapter | 1 |  | 1 Year | 809 | 0.15 | 687.65
37801 | Salto | EB650300IPP7--K | XS4 wide body electronic wire-free SVN BLE / Mifare / DESFire half escutcheon for use w/ concealed vertical rods, with keypad, Columbo Robotre premium series lever, unhanded, bright stainless steel finish, for use with KPB adapter | 1 |  | 1 Year | 871.85 | 0.15 | 741.0725
37802 | Salto | EB650300IPP7-W- | XS4 wide body electronic RF wireless SVN BLE / Mifare / DESFire half escutcheon for use w/ concealed vertical rods, Columbo Robotre premium series lever, unhanded, bright stainless steel finish, for use with KPB adapter | 1 |  | 1 Year | 901 | 0.15 | 765.85
37803 | Salto | EB650300IPP7-WK | XS4 wide body electronic RF wireless SVN BLE / Mifare / DESFire half escutcheon for use w/ concealed vertical rods, with keypad, Columbo Robotre premium series lever, unhanded, bright stainless steel finish, for use with KPB adapter | 1 |  | 1 Year | 1057.05 | 0.15 | 898.4925
37804 | Salto | EB650300IPP8--- | XS4 wide body electronic wire-free SVN BLE / Mifare / DESFire half escutcheon for use w/ concealed vertical rods, Columbo Robotre premium series lever, unhanded, bright stainless steel finish, for use with KPB adapter | 1 |  | 1 Year | 809 | 0.15 | 687.65
37805 | Salto | EB650300IPP8--K | XS4 wide body electronic wire-free SVN BLE / Mifare / DESFire half escutcheon for use w/ concealed vertical rods, with keypad, Columbo Robotre premium series lever, unhanded, bright stainless steel finish, for use with KPB adapter | 1 |  | 1 Year | 871.85 | 0.15 | 741.0725
37806 | Salto | EB650300IPP8-W- | XS4 wide body electronic RF wireless SVN BLE / Mifare / DESFire half escutcheon for use w/ concealed vertical rods, Columbo Robotre premium series lever, unhanded, bright stainless steel finish, for use with KPB adapter | 1 |  | 1 Year | 901 | 0.15 | 765.85
37807 | Salto | EB650300IPP8-WK | XS4 wide body electronic RF wireless SVN BLE / Mifare / DESFire half escutcheon for use w/ concealed vertical rods, with keypad, Columbo Robotre premium series lever, unhanded, bright stainless steel finish, for use with KPB adapter | 1 |  | 1 Year | 1057.05 | 0.15 | 898.4925
37808 | Salto | EB650300PPH8--- | XS4 wide body electronic wire-free SVN BLE / Mifare / DESFire half escutcheon, Columbo Robotre premium series lever, unhanded, bright brass finish, for use with KPB adapter | 1 |  | 1 Year | 809 | 0.15 | 687.65
37809 | Salto | EB650300PPH8--K | XS4 wide body electronic wire-free SVN BLE / Mifare / DESFire half escutcheon, with keypad, Columbo Robotre premium series lever, unhanded, bright brass finish, for use with KPB adapter | 1 |  | 1 Year | 871.85 | 0.15 | 741.0725
37810 | Salto | EB650300PPH8-W- | XS4 wide body electronic RF wireless SVN BLE / Mifare / DESFire half escutcheon, Columbo Robotre premium series lever, unhanded, bright brass finish, for use with KPB adapter | 1 |  | 1 Year | 901 | 0.15 | 765.85
37811 | Salto | EB650300PPH8-WK | XS4 wide body electronic RF wireless SVN BLE / Mifare / DESFire half escutcheon, with keypad, Columbo Robotre premium series lever, unhanded, bright brass finish, for use with KPB adapter | 1 |  | 1 Year | 1057.05 | 0.15 | 898.4925
37812 | Salto | EB650300PPP7--- | XS4 wide body electronic wire-free SVN BLE / Mifare / DESFire half escutcheon for use w/ concealed vertical rods, Columbo Robotre premium series lever, unhanded, bright brass finish, for use with KPB adapter | 1 |  | 1 Year | 809 | 0.15 | 687.65
37813 | Salto | EB650300PPP7--K | XS4 wide body electronic wire-free SVN BLE / Mifare / DESFire half escutcheon for use w/ concealed vertical rods, with keypad, Columbo Robotre premium series lever, unhanded, bright brass finish, for use with KPB adapter | 1 |  | 1 Year | 871.85 | 0.15 | 741.0725
37814 | Salto | EB650300PPP7-W- | XS4 wide body electronic RF wireless SVN BLE / Mifare / DESFire half escutcheon for use w/ concealed vertical rods, Columbo Robotre premium series lever, unhanded, bright brass finish, for use with KPB adapter | 1 |  | 1 Year | 901 | 0.15 | 765.85
37815 | Salto | EB650300PPP7-WK | XS4 wide body electronic RF wireless SVN BLE / Mifare / DESFire half escutcheon for use w/ concealed vertical rods, with keypad, Columbo Robotre premium series lever, unhanded, bright brass finish, for use with KPB adapter | 1 |  | 1 Year | 1057.05 | 0.15 | 898.4925
37816 | Salto | EB650300PPP8--- | XS4 wide body electronic wire-free SVN BLE / Mifare / DESFire half escutcheon for use w/ concealed vertical rods, Columbo Robotre premium series lever, unhanded, bright brass finish, for use with KPB adapter | 1 |  | 1 Year | 809 | 0.15 | 687.65
37817 | Salto | EB650300PPP8--K | XS4 wide body electronic wire-free SVN BLE / Mifare / DESFire half escutcheon for use w/ concealed vertical rods, with keypad, Columbo Robotre premium series lever, unhanded, bright brass finish, for use with KPB adapter | 1 |  | 1 Year | 871.85 | 0.15 | 741.0725
37818 | Salto | EB650300PPP8-W- | XS4 wide body electronic RF wireless SVN BLE / Mifare / DESFire half escutcheon for use w/ concealed vertical rods, Columbo Robotre premium series lever, unhanded, bright brass finish, for use with KPB adapter | 1 |  | 1 Year | 901 | 0.15 | 765.85
37819 | Salto | EB650300PPP8-WK | XS4 wide body electronic RF wireless SVN BLE / Mifare / DESFire half escutcheon for use w/ concealed vertical rods, with keypad, Columbo Robotre premium series lever, unhanded, bright brass finish, for use with KPB adapter | 1 |  | 1 Year | 1057.05 | 0.15 | 898.4925
37820 | Salto | EB650400IMH8--- | XS4 wide body electronic wire-free SVN BLE / Mifare / DESFire half escutcheon, Columbo Roboquattro premium series lever, unhanded, satin stainless finish, for use with KPB adapter | 1 |  | 1 Year | 792.7 | 0.15 | 673.795
37821 | Salto | EB650400IMH8--K | XS4 wide body electronic wire-free SVN BLE / Mifare / DESFire half escutcheon, with keypad, Columbo Roboquattro premium series lever, unhanded, satin stainless finish, for use with KPB adapter | 1 |  | 1 Year | 855.55 | 0.15 | 727.2175
37822 | Salto | EB650400IMH8-W- | XS4 wide body electronic RF wireless SVN BLE / Mifare / DESFire half escutcheon, Columbo Roboquattro premium series lever, unhanded, satin stainless finish, for use with KPB adapter | 1 |  | 1 Year | 884.7 | 0.15 | 751.995
37823 | Salto | EB650400IMH8-WK | XS4 wide body electronic RF wireless SVN BLE / Mifare / DESFire half escutcheon, with keypad, Columbo Roboquattro premium series lever, unhanded, satin stainless finish, for use with KPB adapter | 1 |  | 1 Year | 1040.75 | 0.15 | 884.6375
37824 | Salto | EB650400IMP7--- | XS4 wide body electronic wire-free SVN BLE / Mifare / DESFire half escutcheon for use w/ concealed vertical rods, Columbo Roboquattro premium series lever, unhanded, satin stainless finish, for use with KPB adapter | 1 |  | 1 Year | 792.7 | 0.15 | 673.795
37825 | Salto | EB650400IMP7--K | XS4 wide body electronic wire-free SVN BLE / Mifare / DESFire half escutcheon for use w/ concealed vertical rods, with keypad, Columbo Roboquattro premium series lever, unhanded, satin stainless finish, for use with KPB adapter | 1 |  | 1 Year | 855.55 | 0.15 | 727.2175
37826 | Salto | EB650400IMP7-W- | XS4 wide body electronic RF wireless SVN BLE / Mifare / DESFire half escutcheon for use w/ concealed vertical rods, Columbo Roboquattro premium series lever, unhanded, satin stainless finish, for use with KPB adapter | 1 |  | 1 Year | 884.7 | 0.15 | 751.995
37827 | Salto | EB650400IMP7-WK | XS4 wide body electronic RF wireless SVN BLE / Mifare / DESFire half escutcheon for use w/ concealed vertical rods, with keypad, Columbo Roboquattro premium series lever, unhanded, satin stainless finish, for use with KPB adapter | 1 |  | 1 Year | 1040.75 | 0.15 | 884.6375
37828 | Salto | EB650400IMP8--- | XS4 wide body electronic wire-free SVN BLE / Mifare / DESFire half escutcheon for use w/ concealed vertical rods, Columbo Roboquattro premium series lever, unhanded, satin stainless finish, for use with KPB adapter | 1 |  | 1 Year | 792.7 | 0.15 | 673.795
37829 | Salto | EB650400IMP8--K | XS4 wide body electronic wire-free SVN BLE / Mifare / DESFire half escutcheon for use w/ concealed vertical rods, with keypad, Columbo Roboquattro premium series lever, unhanded, satin stainless finish, for use with KPB adapter | 1 |  | 1 Year | 855.55 | 0.15 | 727.2175
37830 | Salto | EB650400IMP8-W- | XS4 wide body electronic RF wireless SVN BLE / Mifare / DESFire half escutcheon for use w/ concealed vertical rods, Columbo Roboquattro premium series lever, unhanded, satin stainless finish, for use with KPB adapter | 1 |  | 1 Year | 884.7 | 0.15 | 751.995
37831 | Salto | EB650400IMP8-WK | XS4 wide body electronic RF wireless SVN BLE / Mifare / DESFire half escutcheon for use w/ concealed vertical rods, with keypad, Columbo Roboquattro premium series lever, unhanded, satin stainless finish, for use with KPB adapter | 1 |  | 1 Year | 1040.75 | 0.15 | 884.6375
37832 | Salto | EB650400IPH8--- | XS4 wide body electronic wire-free SVN BLE / Mifare / DESFire half escutcheon, Columbo Roboquattro premium series lever, unhanded, bright stainless steel finish, for use with KPB adapter | 1 |  | 1 Year | 809 | 0.15 | 687.65
37833 | Salto | EB650400IPH8--K | XS4 wide body electronic wire-free SVN BLE / Mifare / DESFire half escutcheon, with keypad, Columbo Roboquattro premium series lever, unhanded, bright stainless steel finish, for use with KPB adapter | 1 |  | 1 Year | 871.85 | 0.15 | 741.0725
37834 | Salto | EB650400IPH8-W- | XS4 wide body electronic RF wireless SVN BLE / Mifare / DESFire half escutcheon, Columbo Roboquattro premium series lever, unhanded, bright stainless steel finish, for use with KPB adapter | 1 |  | 1 Year | 901 | 0.15 | 765.85
37835 | Salto | EB650400IPH8-WK | XS4 wide body electronic RF wireless SVN BLE / Mifare / DESFire half escutcheon, with keypad, Columbo Roboquattro premium series lever, unhanded, bright stainless steel finish, for use with KPB adapter | 1 |  | 1 Year | 1057.05 | 0.15 | 898.4925
37836 | Salto | EB650400IPP7--- | XS4 wide body electronic wire-free SVN BLE / Mifare / DESFire half escutcheon for use w/ concealed vertical rods, Columbo Roboquattro premium series lever, unhanded, bright stainless steel finish, for use with KPB adapter | 1 |  | 1 Year | 809 | 0.15 | 687.65
37837 | Salto | EB650400IPP7--K | XS4 wide body electronic wire-free SVN BLE / Mifare / DESFire half escutcheon for use w/ concealed vertical rods, with keypad, Columbo Roboquattro premium series lever, unhanded, bright stainless steel finish, for use with KPB adapter | 1 |  | 1 Year | 871.85 | 0.15 | 741.0725
37838 | Salto | EB650400IPP7-W- | XS4 wide body electronic RF wireless SVN BLE / Mifare / DESFire half escutcheon for use w/ concealed vertical rods, Columbo Roboquattro premium series lever, unhanded, bright stainless steel finish, for use with KPB adapter | 1 |  | 1 Year | 901 | 0.15 | 765.85
37839 | Salto | EB650400IPP7-WK | XS4 wide body electronic RF wireless SVN BLE / Mifare / DESFire half escutcheon for use w/ concealed vertical rods, with keypad, Columbo Roboquattro premium series lever, unhanded, bright stainless steel finish, for use with KPB adapter | 1 |  | 1 Year | 1057.05 | 0.15 | 898.4925
37840 | Salto | EB650400IPP8--- | XS4 wide body electronic wire-free SVN BLE / Mifare / DESFire half escutcheon for use w/ concealed vertical rods, Columbo Roboquattro premium series lever, unhanded, bright stainless steel finish, for use with KPB adapter | 1 |  | 1 Year | 809 | 0.15 | 687.65
37841 | Salto | EB650400IPP8--K | XS4 wide body electronic wire-free SVN BLE / Mifare / DESFire half escutcheon for use w/ concealed vertical rods, with keypad, Columbo Roboquattro premium series lever, unhanded, bright stainless steel finish, for use with KPB adapter | 1 |  | 1 Year | 871.85 | 0.15 | 741.0725
37842 | Salto | EB650400IPP8-W- | XS4 wide body electronic RF wireless SVN BLE / Mifare / DESFire half escutcheon for use w/ concealed vertical rods, Columbo Roboquattro premium series lever, unhanded, bright stainless steel finish, for use with KPB adapter | 1 |  | 1 Year | 901 | 0.15 | 765.85
37843 | Salto | EB650400IPP8-WK | XS4 wide body electronic RF wireless SVN BLE / Mifare / DESFire half escutcheon for use w/ concealed vertical rods, with keypad, Columbo Roboquattro premium series lever, unhanded, bright stainless steel finish, for use with KPB adapter | 1 |  | 1 Year | 1057.05 | 0.15 | 898.4925
37844 | Salto | EB650400PPH8--- | XS4 wide body electronic wire-free SVN BLE / Mifare / DESFire half escutcheon, Columbo Roboquattro premium series lever, unhanded, bright brass finish, for use with KPB adapter | 1 |  | 1 Year | 809 | 0.15 | 687.65
37845 | Salto | EB650400PPH8--K | XS4 wide body electronic wire-free SVN BLE / Mifare / DESFire half escutcheon, with keypad, Columbo Roboquattro premium series lever, unhanded, bright brass finish, for use with KPB adapter | 1 |  | 1 Year | 871.85 | 0.15 | 741.0725
37846 | Salto | EB650400PPH8-W- | XS4 wide body electronic RF wireless SVN BLE / Mifare / DESFire half escutcheon, Columbo Roboquattro premium series lever, unhanded, bright brass finish, for use with KPB adapter | 1 |  | 1 Year | 901 | 0.15 | 765.85
37847 | Salto | EB650400PPH8-WK | XS4 wide body electronic RF wireless SVN BLE / Mifare / DESFire half escutcheon, with keypad, Columbo Roboquattro premium series lever, unhanded, bright brass finish, for use with KPB adapter | 1 |  | 1 Year | 1057.05 | 0.15 | 898.4925
37848 | Salto | EB650400PPP7--- | XS4 wide body electronic wire-free SVN BLE / Mifare / DESFire half escutcheon for use w/ concealed vertical rods, Columbo Roboquattro premium series lever, unhanded, bright brass finish, for use with KPB adapter | 1 |  | 1 Year | 809 | 0.15 | 687.65
37849 | Salto | EB650400PPP7--K | XS4 wide body electronic wire-free SVN BLE / Mifare / DESFire half escutcheon for use w/ concealed vertical rods, with keypad, Columbo Roboquattro premium series lever, unhanded, bright brass finish, for use with KPB adapter | 1 |  | 1 Year | 871.85 | 0.15 | 741.0725
37850 | Salto | EB650400PPP7-W- | XS4 wide body electronic RF wireless SVN BLE / Mifare / DESFire half escutcheon for use w/ concealed vertical rods, Columbo Roboquattro premium series lever, unhanded, bright brass finish, for use with KPB adapter | 1 |  | 1 Year | 901 | 0.15 | 765.85
37851 | Salto | EB650400PPP7-WK | XS4 wide body electronic RF wireless SVN BLE / Mifare / DESFire half escutcheon for use w/ concealed vertical rods, with keypad, Columbo Roboquattro premium series lever, unhanded, bright brass finish, for use with KPB adapter | 1 |  | 1 Year | 1057.05 | 0.15 | 898.4925
37852 | Salto | EB650400PPP8--- | XS4 wide body electronic wire-free SVN BLE / Mifare / DESFire half escutcheon for use w/ concealed vertical rods, Columbo Roboquattro premium series lever, unhanded, bright brass finish, for use with KPB adapter | 1 |  | 1 Year | 809 | 0.15 | 687.65
37853 | Salto | EB650400PPP8--K | XS4 wide body electronic wire-free SVN BLE / Mifare / DESFire half escutcheon for use w/ concealed vertical rods, with keypad, Columbo Roboquattro premium series lever, unhanded, bright brass finish, for use with KPB adapter | 1 |  | 1 Year | 871.85 | 0.15 | 741.0725
37854 | Salto | EB650400PPP8-W- | XS4 wide body electronic RF wireless SVN BLE / Mifare / DESFire half escutcheon for use w/ concealed vertical rods, Columbo Roboquattro premium series lever, unhanded, bright brass finish, for use with KPB adapter | 1 |  | 1 Year | 901 | 0.15 | 765.85
37855 | Salto | EB650400PPP8-WK | XS4 wide body electronic RF wireless SVN BLE / Mifare / DESFire half escutcheon for use w/ concealed vertical rods, with keypad, Columbo Roboquattro premium series lever, unhanded, bright brass finish, for use with KPB adapter | 1 |  | 1 Year | 1057.05 | 0.15 | 898.4925
37856 | Salto | EB650700IMH8--- | XS4 wide body electronic wire-free SVN BLE / Mifare / DESFire half escutcheon, Columbo Mach premium series lever, unhanded, satin stainless finish, for use with KPB adapter | 1 |  | 1 Year | 792.7 | 0.15 | 673.795
37857 | Salto | EB650700IMH8--K | XS4 wide body electronic wire-free SVN BLE / Mifare / DESFire half escutcheon, with keypad, Columbo Mach premium series lever, unhanded, satin stainless finish, for use with KPB adapter | 1 |  | 1 Year | 855.55 | 0.15 | 727.2175
37858 | Salto | EB650700IMH8-W- | XS4 wide body electronic RF wireless SVN BLE / Mifare / DESFire half escutcheon, Columbo Mach premium series lever, unhanded, satin stainless finish, for use with KPB adapter | 1 |  | 1 Year | 884.7 | 0.15 | 751.995
37859 | Salto | EB650700IMH8-WK | XS4 wide body electronic RF wireless SVN BLE / Mifare / DESFire half escutcheon, with keypad, Columbo Mach premium series lever, unhanded, satin stainless finish, for use with KPB adapter | 1 |  | 1 Year | 1040.75 | 0.15 | 884.6375
37860 | Salto | EB650700IMP7--- | XS4 wide body electronic wire-free SVN BLE / Mifare / DESFire half escutcheon for use w/ concealed vertical rods, Columbo Mach premium series lever, unhanded, satin stainless finish, for use with KPB adapter | 1 |  | 1 Year | 792.7 | 0.15 | 673.795
37861 | Salto | EB650700IMP7--K | XS4 wide body electronic wire-free SVN BLE / Mifare / DESFire half escutcheon for use w/ concealed vertical rods, with keypad, Columbo Mach premium series lever, unhanded, satin stainless finish, for use with KPB adapter | 1 |  | 1 Year | 855.55 | 0.15 | 727.2175
37862 | Salto | EB650700IMP7-W- | XS4 wide body electronic RF wireless SVN BLE / Mifare / DESFire half escutcheon for use w/ concealed vertical rods, Columbo Mach premium series lever, unhanded, satin stainless finish, for use with KPB adapter | 1 |  | 1 Year | 884.7 | 0.15 | 751.995
37863 | Salto | EB650700IMP7-WK | XS4 wide body electronic RF wireless SVN BLE / Mifare / DESFire half escutcheon for use w/ concealed vertical rods, with keypad, Columbo Mach premium series lever, unhanded, satin stainless finish, for use with KPB adapter | 1 |  | 1 Year | 1040.75 | 0.15 | 884.6375
37864 | Salto | EB650700IMP8--- | XS4 wide body electronic wire-free SVN BLE / Mifare / DESFire half escutcheon for use w/ concealed vertical rods, Columbo Mach premium series lever, unhanded, satin stainless finish, for use with KPB adapter | 1 |  | 1 Year | 792.7 | 0.15 | 673.795
37865 | Salto | EB650700IMP8--K | XS4 wide body electronic wire-free SVN BLE / Mifare / DESFire half escutcheon for use w/ concealed vertical rods, with keypad, Columbo Mach premium series lever, unhanded, satin stainless finish, for use with KPB adapter | 1 |  | 1 Year | 855.55 | 0.15 | 727.2175
37866 | Salto | EB650700IMP8-W- | XS4 wide body electronic RF wireless SVN BLE / Mifare / DESFire half escutcheon for use w/ concealed vertical rods, Columbo Mach premium series lever, unhanded, satin stainless finish, for use with KPB adapter | 1 |  | 1 Year | 884.7 | 0.15 | 751.995
37867 | Salto | EB650700IMP8-WK | XS4 wide body electronic RF wireless SVN BLE / Mifare / DESFire half escutcheon for use w/ concealed vertical rods, with keypad, Columbo Mach premium series lever, unhanded, satin stainless finish, for use with KPB adapter | 1 |  | 1 Year | 1040.75 | 0.15 | 884.6375
37868 | Salto | EB650700IPH8--- | XS4 wide body electronic wire-free SVN BLE / Mifare / DESFire half escutcheon, Columbo Mach premium series lever, unhanded, bright stainless steel finish, for use with KPB adapter | 1 |  | 1 Year | 809 | 0.15 | 687.65
37869 | Salto | EB650700IPH8--K | XS4 wide body electronic wire-free SVN BLE / Mifare / DESFire half escutcheon, with keypad, Columbo Mach premium series lever, unhanded, bright stainless steel finish, for use with KPB adapter | 1 |  | 1 Year | 871.85 | 0.15 | 741.0725
37870 | Salto | EB650700IPH8-W- | XS4 wide body electronic RF wireless SVN BLE / Mifare / DESFire half escutcheon, Columbo Mach premium series lever, unhanded, bright stainless steel finish, for use with KPB adapter | 1 |  | 1 Year | 901 | 0.15 | 765.85
37871 | Salto | EB650700IPH8-WK | XS4 wide body electronic RF wireless SVN BLE / Mifare / DESFire half escutcheon, with keypad, Columbo Mach premium series lever, unhanded, bright stainless steel finish, for use with KPB adapter | 1 |  | 1 Year | 1057.05 | 0.15 | 898.4925
37872 | Salto | EB650700IPP7--- | XS4 wide body electronic wire-free SVN BLE / Mifare / DESFire half escutcheon for use w/ concealed vertical rods, Columbo Mach premium series lever, unhanded, bright stainless steel finish, for use with KPB adapter | 1 |  | 1 Year | 809 | 0.15 | 687.65
37873 | Salto | EB650700IPP7--K | XS4 wide body electronic wire-free SVN BLE / Mifare / DESFire half escutcheon for use w/ concealed vertical rods, with keypad, Columbo Mach premium series lever, unhanded, bright stainless steel finish, for use with KPB adapter | 1 |  | 1 Year | 871.85 | 0.15 | 741.0725
37874 | Salto | EB650700IPP7-W- | XS4 wide body electronic RF wireless SVN BLE / Mifare / DESFire half escutcheon for use w/ concealed vertical rods, Columbo Mach premium series lever, unhanded, bright stainless steel finish, for use with KPB adapter | 1 |  | 1 Year | 901 | 0.15 | 765.85
37875 | Salto | EB650700IPP7-WK | XS4 wide body electronic RF wireless SVN BLE / Mifare / DESFire half escutcheon for use w/ concealed vertical rods, with keypad, Columbo Mach premium series lever, unhanded, bright stainless steel finish, for use with KPB adapter | 1 |  | 1 Year | 1057.05 | 0.15 | 898.4925
37876 | Salto | EB650700IPP8--- | XS4 wide body electronic wire-free SVN BLE / Mifare / DESFire half escutcheon for use w/ concealed vertical rods, Columbo Mach premium series lever, unhanded, bright stainless steel finish, for use with KPB adapter | 1 |  | 1 Year | 809 | 0.15 | 687.65
37877 | Salto | EB650700IPP8--K | XS4 wide body electronic wire-free SVN BLE / Mifare / DESFire half escutcheon for use w/ concealed vertical rods, with keypad, Columbo Mach premium series lever, unhanded, bright stainless steel finish, for use with KPB adapter | 1 |  | 1 Year | 871.85 | 0.15 | 741.0725
37878 | Salto | EB650700IPP8-W- | XS4 wide body electronic RF wireless SVN BLE / Mifare / DESFire half escutcheon for use w/ concealed vertical rods, Columbo Mach premium series lever, unhanded, bright stainless steel finish, for use with KPB adapter | 1 |  | 1 Year | 901 | 0.15 | 765.85
37879 | Salto | EB650700IPP8-WK | XS4 wide body electronic RF wireless SVN BLE / Mifare / DESFire half escutcheon for use w/ concealed vertical rods, with keypad, Columbo Mach premium series lever, unhanded, bright stainless steel finish, for use with KPB adapter | 1 |  | 1 Year | 1057.05 | 0.15 | 898.4925
37880 | Salto | EB650700PPH8--- | XS4 wide body electronic wire-free SVN BLE / Mifare / DESFire half escutcheon, Columbo Mach premium series lever, unhanded, bright brass finish, for use with KPB adapter | 1 |  | 1 Year | 809 | 0.15 | 687.65
37881 | Salto | EB650700PPH8--K | XS4 wide body electronic wire-free SVN BLE / Mifare / DESFire half escutcheon, with keypad, Columbo Mach premium series lever, unhanded, bright brass finish, for use with KPB adapter | 1 |  | 1 Year | 871.85 | 0.15 | 741.0725
37882 | Salto | EB650700PPH8-W- | XS4 wide body electronic RF wireless SVN BLE / Mifare / DESFire half escutcheon, Columbo Mach premium series lever, unhanded, bright brass finish, for use with KPB adapter | 1 |  | 1 Year | 901 | 0.15 | 765.85
37883 | Salto | EB650700PPH8-WK | XS4 wide body electronic RF wireless SVN BLE / Mifare / DESFire half escutcheon, with keypad, Columbo Mach premium series lever, unhanded, bright brass finish, for use with KPB adapter | 1 |  | 1 Year | 1057.05 | 0.15 | 898.4925
37884 | Salto | EB650700PPP7--- | XS4 wide body electronic wire-free SVN BLE / Mifare / DESFire half escutcheon for use w/ concealed vertical rods, Columbo Mach premium series lever, unhanded, bright brass finish, for use with KPB adapter | 1 |  | 1 Year | 809 | 0.15 | 687.65
37885 | Salto | EB650700PPP7--K | XS4 wide body electronic wire-free SVN BLE / Mifare / DESFire half escutcheon for use w/ concealed vertical rods, with keypad, Columbo Mach premium series lever, unhanded, bright brass finish, for use with KPB adapter | 1 |  | 1 Year | 871.85 | 0.15 | 741.0725
37886 | Salto | EB650700PPP7-W- | XS4 wide body electronic RF wireless SVN BLE / Mifare / DESFire half escutcheon for use w/ concealed vertical rods, Columbo Mach premium series lever, unhanded, bright brass finish, for use with KPB adapter | 1 |  | 1 Year | 901 | 0.15 | 765.85
37887 | Salto | EB650700PPP7-WK | XS4 wide body electronic RF wireless SVN BLE / Mifare / DESFire half escutcheon for use w/ concealed vertical rods, with keypad, Columbo Mach premium series lever, unhanded, bright brass finish, for use with KPB adapter | 1 |  | 1 Year | 1057.05 | 0.15 | 898.4925
37888 | Salto | EB650700PPP8--- | XS4 wide body electronic wire-free SVN BLE / Mifare / DESFire half escutcheon for use w/ concealed vertical rods, Columbo Mach premium series lever, unhanded, bright brass finish, for use with KPB adapter | 1 |  | 1 Year | 809 | 0.15 | 687.65
37889 | Salto | EB650700PPP8--K | XS4 wide body electronic wire-free SVN BLE / Mifare / DESFire half escutcheon for use w/ concealed vertical rods, with keypad, Columbo Mach premium series lever, unhanded, bright brass finish, for use with KPB adapter | 1 |  | 1 Year | 871.85 | 0.15 | 741.0725
37890 | Salto | EB650700PPP8-W- | XS4 wide body electronic RF wireless SVN BLE / Mifare / DESFire half escutcheon for use w/ concealed vertical rods, Columbo Mach premium series lever, unhanded, bright brass finish, for use with KPB adapter | 1 |  | 1 Year | 901 | 0.15 | 765.85
37891 | Salto | EB650700PPP8-WK | XS4 wide body electronic RF wireless SVN BLE / Mifare / DESFire half escutcheon for use w/ concealed vertical rods, with keypad, Columbo Mach premium series lever, unhanded, bright brass finish, for use with KPB adapter | 1 |  | 1 Year | 1057.05 | 0.15 | 898.4925
37892 | Salto | EB650A00BCH8--- | XS4 wide body electronic wire-free SVN BLE / Mifare / DESFire half escutcheon, A lever, unhanded, BioCote antimicrobial finish, for use with KPB adapter | 1 |  | 1 Year | 798.8 | 0.15 | 678.98
37893 | Salto | EB650A00BCH8--K | XS4 wide body electronic wire-free SVN BLE / Mifare / DESFire half escutcheon, with keypad, A lever, unhanded, BioCote antimicrobial finish, for use with KPB adapter | 1 |  | 1 Year | 861.65 | 0.15 | 732.4025
37894 | Salto | EB650A00BCH8-W- | XS4 wide body electronic RF wireless SVN BLE / Mifare / DESFire half escutcheon, A lever, unhanded, BioCote antimicrobial finish, for use with KPB adapter | 1 |  | 1 Year | 890.8 | 0.15 | 757.18
37895 | Salto | EB650A00BCH8-WK | XS4 wide body electronic RF wireless SVN BLE / Mifare / DESFire half escutcheon, with keypad, A lever, unhanded, BioCote antimicrobial finish, for use with KPB adapter | 1 |  | 1 Year | 1046.85 | 0.15 | 889.8225
37896 | Salto | EB650A00BCP7--- | XS4 wide body electronic wire-free SVN BLE / Mifare / DESFire half escutcheon for use w/ concealed vertical rods, A lever, unhanded, BioCote antimicrobial finish, for use with KPB adapter | 1 |  | 1 Year | 798.8 | 0.15 | 678.98
37897 | Salto | EB650A00BCP7--K | XS4 wide body electronic wire-free SVN BLE / Mifare / DESFire half escutcheon for use w/ concealed vertical rods, with keypad, A lever, unhanded, BioCote antimicrobial finish, for use with KPB adapter | 1 |  | 1 Year | 861.65 | 0.15 | 732.4025
37898 | Salto | EB650A00BCP7-W- | XS4 wide body electronic RF wireless SVN BLE / Mifare / DESFire half escutcheon for use w/ concealed vertical rods, A lever, unhanded, BioCote antimicrobial finish, for use with KPB adapter | 1 |  | 1 Year | 890.8 | 0.15 | 757.18
37899 | Salto | EB650A00BCP7-WK | XS4 wide body electronic RF wireless SVN BLE / Mifare / DESFire half escutcheon for use w/ concealed vertical rods, with keypad, A lever, unhanded, BioCote antimicrobial finish, for use with KPB adapter | 1 |  | 1 Year | 1046.85 | 0.15 | 889.8225
37900 | Salto | EB650A00BCP8--- | XS4 wide body electronic wire-free SVN BLE / Mifare / DESFire half escutcheon for use w/ concealed vertical rods, A lever, unhanded, BioCote antimicrobial finish, for use with KPB adapter | 1 |  | 1 Year | 798.8 | 0.15 | 678.98
37901 | Salto | EB650A00BCP8--K | XS4 wide body electronic wire-free SVN BLE / Mifare / DESFire half escutcheon for use w/ concealed vertical rods, with keypad, A lever, unhanded, BioCote antimicrobial finish, for use with KPB adapter | 1 |  | 1 Year | 861.65 | 0.15 | 732.4025
37902 | Salto | EB650A00BCP8-W- | XS4 wide body electronic RF wireless SVN BLE / Mifare / DESFire half escutcheon for use w/ concealed vertical rods, A lever, unhanded, BioCote antimicrobial finish, for use with KPB adapter | 1 |  | 1 Year | 890.8 | 0.15 | 757.18
37903 | Salto | EB650A00BCP8-WK | XS4 wide body electronic RF wireless SVN BLE / Mifare / DESFire half escutcheon for use w/ concealed vertical rods, with keypad, A lever, unhanded, BioCote antimicrobial finish, for use with KPB adapter | 1 |  | 1 Year | 1046.85 | 0.15 | 889.8225
37904 | Salto | EB650A00IAH8--- | XS4 wide body electronic wire-free SVN BLE / Mifare / DESFire half escutcheon, A lever, unhanded, antique brass finish, for use with KPB adapter | 1 |  | 1 Year | 798.8 | 0.15 | 678.98
37905 | Salto | EB650A00IAH8--K | XS4 wide body electronic wire-free SVN BLE / Mifare / DESFire half escutcheon, with keypad, A lever, unhanded, antique brass finish, for use with KPB adapter | 1 |  | 1 Year | 861.65 | 0.15 | 732.4025
37906 | Salto | EB650A00IAH8-W- | XS4 wide body electronic RF wireless SVN BLE / Mifare / DESFire half escutcheon, A lever, unhanded, antique brass finish, for use with KPB adapter | 1 |  | 1 Year | 890.8 | 0.15 | 757.18
37907 | Salto | EB650A00IAH8-WK | XS4 wide body electronic RF wireless SVN BLE / Mifare / DESFire half escutcheon, with keypad, A lever, unhanded, antique brass finish, for use with KPB adapter | 1 |  | 1 Year | 1046.85 | 0.15 | 889.8225
37908 | Salto | EB650A00IAP7--- | XS4 wide body electronic wire-free SVN BLE / Mifare / DESFire half escutcheon for use w/ concealed vertical rods, A lever, unhanded, antique brass finish, for use with KPB adapter | 1 |  | 1 Year | 798.8 | 0.15 | 678.98
37909 | Salto | EB650A00IAP7--K | XS4 wide body electronic wire-free SVN BLE / Mifare / DESFire half escutcheon for use w/ concealed vertical rods, with keypad, A lever, unhanded, antique brass finish, for use with KPB adapter | 1 |  | 1 Year | 861.65 | 0.15 | 732.4025
37910 | Salto | EB650A00IAP7-W- | XS4 wide body electronic RF wireless SVN BLE / Mifare / DESFire half escutcheon for use w/ concealed vertical rods, A lever, unhanded, antique brass finish, for use with KPB adapter | 1 |  | 1 Year | 890.8 | 0.15 | 757.18
37911 | Salto | EB650A00IAP7-WK | XS4 wide body electronic RF wireless SVN BLE / Mifare / DESFire half escutcheon for use w/ concealed vertical rods, with keypad, A lever, unhanded, antique brass finish, for use with KPB adapter | 1 |  | 1 Year | 1046.85 | 0.15 | 889.8225
37912 | Salto | EB650A00IAP8--- | XS4 wide body electronic wire-free SVN BLE / Mifare / DESFire half escutcheon for use w/ concealed vertical rods, A lever, unhanded, antique brass finish, for use with KPB adapter | 1 |  | 1 Year | 798.8 | 0.15 | 678.98
37913 | Salto | EB650A00IAP8--K | XS4 wide body electronic wire-free SVN BLE / Mifare / DESFire half escutcheon for use w/ concealed vertical rods, with keypad, A lever, unhanded, antique brass finish, for use with KPB adapter | 1 |  | 1 Year | 861.65 | 0.15 | 732.4025
37914 | Salto | EB650A00IAP8-W- | XS4 wide body electronic RF wireless SVN BLE / Mifare / DESFire half escutcheon for use w/ concealed vertical rods, A lever, unhanded, antique brass finish, for use with KPB adapter | 1 |  | 1 Year | 890.8 | 0.15 | 757.18
37915 | Salto | EB650A00IAP8-WK | XS4 wide body electronic RF wireless SVN BLE / Mifare / DESFire half escutcheon for use w/ concealed vertical rods, with keypad, A lever, unhanded, antique brass finish, for use with KPB adapter | 1 |  | 1 Year | 1046.85 | 0.15 | 889.8225
37916 | Salto | EB650A00IMH8--- | XS4 wide body electronic wire-free SVN BLE / Mifare / DESFire half escutcheon, A lever, unhanded, satin stainless finish, for use with KPB adapter | 1 |  | 1 Year | 746.8 | 0.15 | 634.78
37917 | Salto | EB650A00IMH8--K | XS4 wide body electronic wire-free SVN BLE / Mifare / DESFire half escutcheon, with keypad, A lever, unhanded, satin stainless finish, for use with KPB adapter | 1 |  | 1 Year | 809.65 | 0.15 | 688.2025
37918 | Salto | EB650A00IMH8-W- | XS4 wide body electronic RF wireless SVN BLE / Mifare / DESFire half escutcheon, A lever, unhanded, satin stainless finish, for use with KPB adapter | 1 |  | 1 Year | 838.8 | 0.15 | 712.98
37919 | Salto | EB650A00IMH8-WK | XS4 wide body electronic RF wireless SVN BLE / Mifare / DESFire half escutcheon, with keypad, A lever, unhanded, satin stainless finish, for use with KPB adapter | 1 |  | 1 Year | 994.85 | 0.15 | 845.6225
37920 | Salto | EB650A00IMP7--- | XS4 wide body electronic wire-free SVN BLE / Mifare / DESFire half escutcheon for use w/ concealed vertical rods, A lever, unhanded, satin stainless finish, for use with KPB adapter | 1 |  | 1 Year | 746.8 | 0.15 | 634.78
37921 | Salto | EB650A00IMP7--K | XS4 wide body electronic wire-free SVN BLE / Mifare / DESFire half escutcheon for use w/ concealed vertical rods, with keypad, A lever, unhanded, satin stainless finish, for use with KPB adapter | 1 |  | 1 Year | 809.65 | 0.15 | 688.2025
37922 | Salto | EB650A00IMP7-W- | XS4 wide body electronic RF wireless SVN BLE / Mifare / DESFire half escutcheon for use w/ concealed vertical rods, A lever, unhanded, satin stainless finish, for use with KPB adapter | 1 |  | 1 Year | 838.8 | 0.15 | 712.98
37923 | Salto | EB650A00IMP7-WK | XS4 wide body electronic RF wireless SVN BLE / Mifare / DESFire half escutcheon for use w/ concealed vertical rods, with keypad, A lever, unhanded, satin stainless finish, for use with KPB adapter | 1 |  | 1 Year | 994.85 | 0.15 | 845.6225
37924 | Salto | EB650A00IMP8--- | XS4 wide body electronic wire-free SVN BLE / Mifare / DESFire half escutcheon for use w/ concealed vertical rods, A lever, unhanded, satin stainless finish, for use with KPB adapter | 1 |  | 1 Year | 746.8 | 0.15 | 634.78
37925 | Salto | EB650A00IMP8--K | XS4 wide body electronic wire-free SVN BLE / Mifare / DESFire half escutcheon for use w/ concealed vertical rods, with keypad, A lever, unhanded, satin stainless finish, for use with KPB adapter | 1 |  | 1 Year | 809.65 | 0.15 | 688.2025
37926 | Salto | EB650A00IMP8-W- | XS4 wide body electronic RF wireless SVN BLE / Mifare / DESFire half escutcheon for use w/ concealed vertical rods, A lever, unhanded, satin stainless finish, for use with KPB adapter | 1 |  | 1 Year | 838.8 | 0.15 | 712.98
37927 | Salto | EB650A00IMP8-WK | XS4 wide body electronic RF wireless SVN BLE / Mifare / DESFire half escutcheon for use w/ concealed vertical rods, with keypad, A lever, unhanded, satin stainless finish, for use with KPB adapter | 1 |  | 1 Year | 994.85 | 0.15 | 845.6225
37928 | Salto | EB650A00IPH8--- | XS4 wide body electronic wire-free SVN BLE / Mifare / DESFire half escutcheon, A lever, unhanded, bright stainless steel finish, for use with KPB adapter | 1 |  | 1 Year | 763.1 | 0.15 | 648.635
37929 | Salto | EB650A00IPH8--K | XS4 wide body electronic wire-free SVN BLE / Mifare / DESFire half escutcheon, with keypad, A lever, unhanded, bright stainless steel finish, for use with KPB adapter | 1 |  | 1 Year | 825.95 | 0.15 | 702.0575
37930 | Salto | EB650A00IPH8-W- | XS4 wide body electronic RF wireless SVN BLE / Mifare / DESFire half escutcheon, A lever, unhanded, bright stainless steel finish, for use with KPB adapter | 1 |  | 1 Year | 855.1 | 0.15 | 726.835
37931 | Salto | EB650A00IPH8-WK | XS4 wide body electronic RF wireless SVN BLE / Mifare / DESFire half escutcheon, with keypad, A lever, unhanded, bright stainless steel finish, for use with KPB adapter | 1 |  | 1 Year | 1011.15 | 0.15 | 859.4775
37932 | Salto | EB650A00IPP7--- | XS4 wide body electronic wire-free SVN BLE / Mifare / DESFire half escutcheon for use w/ concealed vertical rods, A lever, unhanded, bright stainless steel finish, for use with KPB adapter | 1 |  | 1 Year | 763.1 | 0.15 | 648.635
37933 | Salto | EB650A00IPP7--K | XS4 wide body electronic wire-free SVN BLE / Mifare / DESFire half escutcheon for use w/ concealed vertical rods, with keypad, A lever, unhanded, bright stainless steel finish, for use with KPB adapter | 1 |  | 1 Year | 825.95 | 0.15 | 702.0575
37934 | Salto | EB650A00IPP7-W- | XS4 wide body electronic RF wireless SVN BLE / Mifare / DESFire half escutcheon for use w/ concealed vertical rods, A lever, unhanded, bright stainless steel finish, for use with KPB adapter | 1 |  | 1 Year | 855.1 | 0.15 | 726.835
37935 | Salto | EB650A00IPP7-WK | XS4 wide body electronic RF wireless SVN BLE / Mifare / DESFire half escutcheon for use w/ concealed vertical rods, with keypad, A lever, unhanded, bright stainless steel finish, for use with KPB adapter | 1 |  | 1 Year | 1011.15 | 0.15 | 859.4775
37936 | Salto | EB650A00IPP8--- | XS4 wide body electronic wire-free SVN BLE / Mifare / DESFire half escutcheon for use w/ concealed vertical rods, A lever, unhanded, bright stainless steel finish, for use with KPB adapter | 1 |  | 1 Year | 763.1 | 0.15 | 648.635
37937 | Salto | EB650A00IPP8--K | XS4 wide body electronic wire-free SVN BLE / Mifare / DESFire half escutcheon for use w/ concealed vertical rods, with keypad, A lever, unhanded, bright stainless steel finish, for use with KPB adapter | 1 |  | 1 Year | 825.95 | 0.15 | 702.0575
37938 | Salto | EB650A00IPP8-W- | XS4 wide body electronic RF wireless SVN BLE / Mifare / DESFire half escutcheon for use w/ concealed vertical rods, A lever, unhanded, bright stainless steel finish, for use with KPB adapter | 1 |  | 1 Year | 855.1 | 0.15 | 726.835
37939 | Salto | EB650A00IPP8-WK | XS4 wide body electronic RF wireless SVN BLE / Mifare / DESFire half escutcheon for use w/ concealed vertical rods, with keypad, A lever, unhanded, bright stainless steel finish, for use with KPB adapter | 1 |  | 1 Year | 1011.15 | 0.15 | 859.4775
37940 | Salto | EB650A00NEH8--- | XS4 wide body electronic wire-free SVN BLE / Mifare / DESFire half escutcheon, A lever, unhanded, black chromium finish, for use with KPB adapter | 1 |  | 1 Year | 781.5 | 0.15 | 664.275
37941 | Salto | EB650A00NEH8--K | XS4 wide body electronic wire-free SVN BLE / Mifare / DESFire half escutcheon, with keypad, A lever, unhanded, black chromium finish, for use with KPB adapter | 1 |  | 1 Year | 844.35 | 0.15 | 717.6975
37942 | Salto | EB650A00NEH8-W- | XS4 wide body electronic RF wireless SVN BLE / Mifare / DESFire half escutcheon, A lever, unhanded, black chromium finish, for use with KPB adapter | 1 |  | 1 Year | 873.5 | 0.15 | 742.475
37943 | Salto | EB650A00NEH8-WK | XS4 wide body electronic RF wireless SVN BLE / Mifare / DESFire half escutcheon, with keypad, A lever, unhanded, black chromium finish, for use with KPB adapter | 1 |  | 1 Year | 1029.55 | 0.15 | 875.1175
37944 | Salto | EB650A00NEP7--- | XS4 wide body electronic wire-free SVN BLE / Mifare / DESFire half escutcheon for use w/ concealed vertical rods, A lever, unhanded, black chromium finish, for use with KPB adapter | 1 |  | 1 Year | 781.5 | 0.15 | 664.275
37945 | Salto | EB650A00NEP7--K | XS4 wide body electronic wire-free SVN BLE / Mifare / DESFire half escutcheon for use w/ concealed vertical rods, with keypad, A lever, unhanded, black chromium finish, for use with KPB adapter | 1 |  | 1 Year | 844.35 | 0.15 | 717.6975
37946 | Salto | EB650A00NEP7-W- | XS4 wide body electronic RF wireless SVN BLE / Mifare / DESFire half escutcheon for use w/ concealed vertical rods, A lever, unhanded, black chromium finish, for use with KPB adapter | 1 |  | 1 Year | 873.5 | 0.15 | 742.475
37947 | Salto | EB650A00NEP7-WK | XS4 wide body electronic RF wireless SVN BLE / Mifare / DESFire half escutcheon for use w/ concealed vertical rods, with keypad, A lever, unhanded, black chromium finish, for use with KPB adapter | 1 |  | 1 Year | 1029.55 | 0.15 | 875.1175
37948 | Salto | EB650A00NEP8--- | XS4 wide body electronic wire-free SVN BLE / Mifare / DESFire half escutcheon for use w/ concealed vertical rods, A lever, unhanded, black chromium finish, for use with KPB adapter | 1 |  | 1 Year | 781.5 | 0.15 | 664.275
37949 | Salto | EB650A00NEP8--K | XS4 wide body electronic wire-free SVN BLE / Mifare / DESFire half escutcheon for use w/ concealed vertical rods, with keypad, A lever, unhanded, black chromium finish, for use with KPB adapter | 1 |  | 1 Year | 844.35 | 0.15 | 717.6975
37950 | Salto | EB650A00NEP8-W- | XS4 wide body electronic RF wireless SVN BLE / Mifare / DESFire half escutcheon for use w/ concealed vertical rods, A lever, unhanded, black chromium finish, for use with KPB adapter | 1 |  | 1 Year | 873.5 | 0.15 | 742.475
37951 | Salto | EB650A00NEP8-WK | XS4 wide body electronic RF wireless SVN BLE / Mifare / DESFire half escutcheon for use w/ concealed vertical rods, with keypad, A lever, unhanded, black chromium finish, for use with KPB adapter | 1 |  | 1 Year | 1029.55 | 0.15 | 875.1175
37952 | Salto | EB650A00PMH8--- | XS4 wide body electronic wire-free SVN BLE / Mifare / DESFire half escutcheon, A lever, unhanded, satin brass finish, for use with KPB adapter | 1 |  | 1 Year | 746.8 | 0.15 | 634.78
37953 | Salto | EB650A00PMH8--K | XS4 wide body electronic wire-free SVN BLE / Mifare / DESFire half escutcheon, with keypad, A lever, unhanded, satin brass finish, for use with KPB adapter | 1 |  | 1 Year | 809.65 | 0.15 | 688.2025
37954 | Salto | EB650A00PMH8-W- | XS4 wide body electronic RF wireless SVN BLE / Mifare / DESFire half escutcheon, A lever, unhanded, satin brass finish, for use with KPB adapter | 1 |  | 1 Year | 838.8 | 0.15 | 712.98
37955 | Salto | EB650A00PMH8-WK | XS4 wide body electronic RF wireless SVN BLE / Mifare / DESFire half escutcheon, with keypad, A lever, unhanded, satin brass finish, for use with KPB adapter | 1 |  | 1 Year | 994.85 | 0.15 | 845.6225
37956 | Salto | EB650A00PMP7--- | XS4 wide body electronic wire-free SVN BLE / Mifare / DESFire half escutcheon for use w/ concealed vertical rods, A lever, unhanded, satin brass finish, for use with KPB adapter | 1 |  | 1 Year | 746.8 | 0.15 | 634.78
37957 | Salto | EB650A00PMP7--K | XS4 wide body electronic wire-free SVN BLE / Mifare / DESFire half escutcheon for use w/ concealed vertical rods, with keypad, A lever, unhanded, satin brass finish, for use with KPB adapter | 1 |  | 1 Year | 809.65 | 0.15 | 688.2025
37958 | Salto | EB650A00PMP7-W- | XS4 wide body electronic RF wireless SVN BLE / Mifare / DESFire half escutcheon for use w/ concealed vertical rods, A lever, unhanded, satin brass finish, for use with KPB adapter | 1 |  | 1 Year | 838.8 | 0.15 | 712.98
37959 | Salto | EB650A00PMP7-WK | XS4 wide body electronic RF wireless SVN BLE / Mifare / DESFire half escutcheon for use w/ concealed vertical rods, with keypad, A lever, unhanded, satin brass finish, for use with KPB adapter | 1 |  | 1 Year | 994.85 | 0.15 | 845.6225
37960 | Salto | EB650A00PMP8--- | XS4 wide body electronic wire-free SVN BLE / Mifare / DESFire half escutcheon for use w/ concealed vertical rods, A lever, unhanded, satin brass finish, for use with KPB adapter | 1 |  | 1 Year | 746.8 | 0.15 | 634.78
37961 | Salto | EB650A00PMP8--K | XS4 wide body electronic wire-free SVN BLE / Mifare / DESFire half escutcheon for use w/ concealed vertical rods, with keypad, A lever, unhanded, satin brass finish, for use with KPB adapter | 1 |  | 1 Year | 809.65 | 0.15 | 688.2025
37962 | Salto | EB650A00PMP8-W- | XS4 wide body electronic RF wireless SVN BLE / Mifare / DESFire half escutcheon for use w/ concealed vertical rods, A lever, unhanded, satin brass finish, for use with KPB adapter | 1 |  | 1 Year | 838.8 | 0.15 | 712.98
37963 | Salto | EB650A00PMP8-WK | XS4 wide body electronic RF wireless SVN BLE / Mifare / DESFire half escutcheon for use w/ concealed vertical rods, with keypad, A lever, unhanded, satin brass finish, for use with KPB adapter | 1 |  | 1 Year | 994.85 | 0.15 | 845.6225
37964 | Salto | EB650A00PPH8--- | XS4 wide body electronic wire-free SVN BLE / Mifare / DESFire half escutcheon, A lever, unhanded, bright brass finish, for use with KPB adapter | 1 |  | 1 Year | 763.1 | 0.15 | 648.635
37965 | Salto | EB650A00PPH8--K | XS4 wide body electronic wire-free SVN BLE / Mifare / DESFire half escutcheon, with keypad, A lever, unhanded, bright brass finish, for use with KPB adapter | 1 |  | 1 Year | 825.95 | 0.15 | 702.0575
37966 | Salto | EB650A00PPH8-W- | XS4 wide body electronic RF wireless SVN BLE / Mifare / DESFire half escutcheon, A lever, unhanded, bright brass finish, for use with KPB adapter | 1 |  | 1 Year | 855.1 | 0.15 | 726.835
37967 | Salto | EB650A00PPH8-WK | XS4 wide body electronic RF wireless SVN BLE / Mifare / DESFire half escutcheon, with keypad, A lever, unhanded, bright brass finish, for use with KPB adapter | 1 |  | 1 Year | 1011.15 | 0.15 | 859.4775
37968 | Salto | EB650A00PPP7--- | XS4 wide body electronic wire-free SVN BLE / Mifare / DESFire half escutcheon for use w/ concealed vertical rods, A lever, unhanded, bright brass finish, for use with KPB adapter | 1 |  | 1 Year | 763.1 | 0.15 | 648.635
37969 | Salto | EB650A00PPP7--K | XS4 wide body electronic wire-free SVN BLE / Mifare / DESFire half escutcheon for use w/ concealed vertical rods, with keypad, A lever, unhanded, bright brass finish, for use with KPB adapter | 1 |  | 1 Year | 825.95 | 0.15 | 702.0575
37970 | Salto | EB650A00PPP7-W- | XS4 wide body electronic RF wireless SVN BLE / Mifare / DESFire half escutcheon for use w/ concealed vertical rods, A lever, unhanded, bright brass finish, for use with KPB adapter | 1 |  | 1 Year | 855.1 | 0.15 | 726.835
37971 | Salto | EB650A00PPP7-WK | XS4 wide body electronic RF wireless SVN BLE / Mifare / DESFire half escutcheon for use w/ concealed vertical rods, with keypad, A lever, unhanded, bright brass finish, for use with KPB adapter | 1 |  | 1 Year | 1011.15 | 0.15 | 859.4775
37972 | Salto | EB650A00PPP8--- | XS4 wide body electronic wire-free SVN BLE / Mifare / DESFire half escutcheon for use w/ concealed vertical rods, A lever, unhanded, bright brass finish, for use with KPB adapter | 1 |  | 1 Year | 763.1 | 0.15 | 648.635
37973 | Salto | EB650A00PPP8--K | XS4 wide body electronic wire-free SVN BLE / Mifare / DESFire half escutcheon for use w/ concealed vertical rods, with keypad, A lever, unhanded, bright brass finish, for use with KPB adapter | 1 |  | 1 Year | 825.95 | 0.15 | 702.0575
37974 | Salto | EB650A00PPP8-W- | XS4 wide body electronic RF wireless SVN BLE / Mifare / DESFire half escutcheon for use w/ concealed vertical rods, A lever, unhanded, bright brass finish, for use with KPB adapter | 1 |  | 1 Year | 855.1 | 0.15 | 726.835
37975 | Salto | EB650A00PPP8-WK | XS4 wide body electronic RF wireless SVN BLE / Mifare / DESFire half escutcheon for use w/ concealed vertical rods, with keypad, A lever, unhanded, bright brass finish, for use with KPB adapter | 1 |  | 1 Year | 1011.15 | 0.15 | 859.4775
37976 | Salto | EB650G00BCH8--- | XS4 wide body electronic wire-free SVN BLE / Mifare / DESFire half escutcheon, G lever, unhanded, BioCote antimicrobial finish, for use with KPB adapter | 1 |  | 1 Year | 798.8 | 0.15 | 678.98
37977 | Salto | EB650G00BCH8--K | XS4 wide body electronic wire-free SVN BLE / Mifare / DESFire half escutcheon, with keypad, G lever, unhanded, BioCote antimicrobial finish, for use with KPB adapter | 1 |  | 1 Year | 861.65 | 0.15 | 732.4025
37978 | Salto | EB650G00BCH8-W- | XS4 wide body electronic RF wireless SVN BLE / Mifare / DESFire half escutcheon, G lever, unhanded, BioCote antimicrobial finish, for use with KPB adapter | 1 |  | 1 Year | 890.8 | 0.15 | 757.18
37979 | Salto | EB650G00BCH8-WK | XS4 wide body electronic RF wireless SVN BLE / Mifare / DESFire half escutcheon, with keypad, G lever, unhanded, BioCote antimicrobial finish, for use with KPB adapter | 1 |  | 1 Year | 1046.85 | 0.15 | 889.8225
37980 | Salto | EB650G00BCP7--- | XS4 wide body electronic wire-free SVN BLE / Mifare / DESFire half escutcheon for use w/ concealed vertical rods, G lever, unhanded, BioCote antimicrobial finish, for use with KPB adapter | 1 |  | 1 Year | 798.8 | 0.15 | 678.98
37981 | Salto | EB650G00BCP7--K | XS4 wide body electronic wire-free SVN BLE / Mifare / DESFire half escutcheon for use w/ concealed vertical rods, with keypad, G lever, unhanded, BioCote antimicrobial finish, for use with KPB adapter | 1 |  | 1 Year | 861.65 | 0.15 | 732.4025
37982 | Salto | EB650G00BCP7-W- | XS4 wide body electronic RF wireless SVN BLE / Mifare / DESFire half escutcheon for use w/ concealed vertical rods, G lever, unhanded, BioCote antimicrobial finish, for use with KPB adapter | 1 |  | 1 Year | 890.8 | 0.15 | 757.18
37983 | Salto | EB650G00BCP7-WK | XS4 wide body electronic RF wireless SVN BLE / Mifare / DESFire half escutcheon for use w/ concealed vertical rods, with keypad, G lever, unhanded, BioCote antimicrobial finish, for use with KPB adapter | 1 |  | 1 Year | 1046.85 | 0.15 | 889.8225
37984 | Salto | EB650G00BCP8--- | XS4 wide body electronic wire-free SVN BLE / Mifare / DESFire half escutcheon for use w/ concealed vertical rods, G lever, unhanded, BioCote antimicrobial finish, for use with KPB adapter | 1 |  | 1 Year | 798.8 | 0.15 | 678.98
37985 | Salto | EB650G00BCP8--K | XS4 wide body electronic wire-free SVN BLE / Mifare / DESFire half escutcheon for use w/ concealed vertical rods, with keypad, G lever, unhanded, BioCote antimicrobial finish, for use with KPB adapter | 1 |  | 1 Year | 861.65 | 0.15 | 732.4025
37986 | Salto | EB650G00BCP8-W- | XS4 wide body electronic RF wireless SVN BLE / Mifare / DESFire half escutcheon for use w/ concealed vertical rods, G lever, unhanded, BioCote antimicrobial finish, for use with KPB adapter | 1 |  | 1 Year | 890.8 | 0.15 | 757.18
37987 | Salto | EB650G00BCP8-WK | XS4 wide body electronic RF wireless SVN BLE / Mifare / DESFire half escutcheon for use w/ concealed vertical rods, with keypad, G lever, unhanded, BioCote antimicrobial finish, for use with KPB adapter | 1 |  | 1 Year | 1046.85 | 0.15 | 889.8225
37988 | Salto | EB650G00IMH8--- | XS4 wide body electronic wire-free SVN BLE / Mifare / DESFire half escutcheon, G lever, unhanded, satin stainless finish, for use with KPB adapter | 1 |  | 1 Year | 746.8 | 0.15 | 634.78
37989 | Salto | EB650G00IMH8--K | XS4 wide body electronic wire-free SVN BLE / Mifare / DESFire half escutcheon, with keypad, G lever, unhanded, satin stainless finish, for use with KPB adapter | 1 |  | 1 Year | 809.65 | 0.15 | 688.2025
37990 | Salto | EB650G00IMH8-W- | XS4 wide body electronic RF wireless SVN BLE / Mifare / DESFire half escutcheon, G lever, unhanded, satin stainless finish, for use with KPB adapter | 1 |  | 1 Year | 838.8 | 0.15 | 712.98
37991 | Salto | EB650G00IMH8-WK | XS4 wide body electronic RF wireless SVN BLE / Mifare / DESFire half escutcheon, with keypad, G lever, unhanded, satin stainless finish, for use with KPB adapter | 1 |  | 1 Year | 994.85 | 0.15 | 845.6225
37992 | Salto | EB650G00IMP7--- | XS4 wide body electronic wire-free SVN BLE / Mifare / DESFire half escutcheon for use w/ concealed vertical rods, G lever, unhanded, satin stainless finish, for use with KPB adapter | 1 |  | 1 Year | 746.8 | 0.15 | 634.78
37993 | Salto | EB650G00IMP7--K | XS4 wide body electronic wire-free SVN BLE / Mifare / DESFire half escutcheon for use w/ concealed vertical rods, with keypad, G lever, unhanded, satin stainless finish, for use with KPB adapter | 1 |  | 1 Year | 809.65 | 0.15 | 688.2025
37994 | Salto | EB650G00IMP7-W- | XS4 wide body electronic RF wireless SVN BLE / Mifare / DESFire half escutcheon for use w/ concealed vertical rods, G lever, unhanded, satin stainless finish, for use with KPB adapter | 1 |  | 1 Year | 838.8 | 0.15 | 712.98
37995 | Salto | EB650G00IMP7-WK | XS4 wide body electronic RF wireless SVN BLE / Mifare / DESFire half escutcheon for use w/ concealed vertical rods, with keypad, G lever, unhanded, satin stainless finish, for use with KPB adapter | 1 |  | 1 Year | 994.85 | 0.15 | 845.6225
37996 | Salto | EB650G00IMP8--- | XS4 wide body electronic wire-free SVN BLE / Mifare / DESFire half escutcheon for use w/ concealed vertical rods, G lever, unhanded, satin stainless finish, for use with KPB adapter | 1 |  | 1 Year | 746.8 | 0.15 | 634.78
37997 | Salto | EB650G00IMP8--K | XS4 wide body electronic wire-free SVN BLE / Mifare / DESFire half escutcheon for use w/ concealed vertical rods, with keypad, G lever, unhanded, satin stainless finish, for use with KPB adapter | 1 |  | 1 Year | 809.65 | 0.15 | 688.2025
37998 | Salto | EB650G00IMP8-W- | XS4 wide body electronic RF wireless SVN BLE / Mifare / DESFire half escutcheon for use w/ concealed vertical rods, G lever, unhanded, satin stainless finish, for use with KPB adapter | 1 |  | 1 Year | 838.8 | 0.15 | 712.98
37999 | Salto | EB650G00IMP8-WK | XS4 wide body electronic RF wireless SVN BLE / Mifare / DESFire half escutcheon for use w/ concealed vertical rods, with keypad, G lever, unhanded, satin stainless finish, for use with KPB adapter | 1 |  | 1 Year | 994.85 | 0.15 | 845.6225
38000 | Salto | EB650G00PMH8--- | XS4 wide body electronic wire-free SVN BLE / Mifare / DESFire half escutcheon, G lever, unhanded, satin brass finish, for use with KPB adapter | 1 |  | 1 Year | 746.8 | 0.15 | 634.78
38001 | Salto | EB650G00PMH8--K | XS4 wide body electronic wire-free SVN BLE / Mifare / DESFire half escutcheon, with keypad, G lever, unhanded, satin brass finish, for use with KPB adapter | 1 |  | 1 Year | 809.65 | 0.15 | 688.2025
38002 | Salto | EB650G00PMH8-W- | XS4 wide body electronic RF wireless SVN BLE / Mifare / DESFire half escutcheon, G lever, unhanded, satin brass finish, for use with KPB adapter | 1 |  | 1 Year | 838.8 | 0.15 | 712.98
38003 | Salto | EB650G00PMH8-WK | XS4 wide body electronic RF wireless SVN BLE / Mifare / DESFire half escutcheon, with keypad, G lever, unhanded, satin brass finish, for use with KPB adapter | 1 |  | 1 Year | 994.85 | 0.15 | 845.6225
38004 | Salto | EB650G00PMP7--- | XS4 wide body electronic wire-free SVN BLE / Mifare / DESFire half escutcheon for use w/ concealed vertical rods, G lever, unhanded, satin brass finish, for use with KPB adapter | 1 |  | 1 Year | 746.8 | 0.15 | 634.78
38005 | Salto | EB650G00PMP7--K | XS4 wide body electronic wire-free SVN BLE / Mifare / DESFire half escutcheon for use w/ concealed vertical rods, with keypad, G lever, unhanded, satin brass finish, for use with KPB adapter | 1 |  | 1 Year | 809.65 | 0.15 | 688.2025
38006 | Salto | EB650G00PMP7-W- | XS4 wide body electronic RF wireless SVN BLE / Mifare / DESFire half escutcheon for use w/ concealed vertical rods, G lever, unhanded, satin brass finish, for use with KPB adapter | 1 |  | 1 Year | 838.8 | 0.15 | 712.98
38007 | Salto | EB650G00PMP7-WK | XS4 wide body electronic RF wireless SVN BLE / Mifare / DESFire half escutcheon for use w/ concealed vertical rods, with keypad, G lever, unhanded, satin brass finish, for use with KPB adapter | 1 |  | 1 Year | 994.85 | 0.15 | 845.6225
38008 | Salto | EB650G00PMP8--- | XS4 wide body electronic wire-free SVN BLE / Mifare / DESFire half escutcheon for use w/ concealed vertical rods, G lever, unhanded, satin brass finish, for use with KPB adapter | 1 |  | 1 Year | 746.8 | 0.15 | 634.78
38009 | Salto | EB650G00PMP8--K | XS4 wide body electronic wire-free SVN BLE / Mifare / DESFire half escutcheon for use w/ concealed vertical rods, with keypad, G lever, unhanded, satin brass finish, for use with KPB adapter | 1 |  | 1 Year | 809.65 | 0.15 | 688.2025
38010 | Salto | EB650G00PMP8-W- | XS4 wide body electronic RF wireless SVN BLE / Mifare / DESFire half escutcheon for use w/ concealed vertical rods, G lever, unhanded, satin brass finish, for use with KPB adapter | 1 |  | 1 Year | 838.8 | 0.15 | 712.98
38011 | Salto | EB650G00PMP8-WK | XS4 wide body electronic RF wireless SVN BLE / Mifare / DESFire half escutcheon for use w/ concealed vertical rods, with keypad, G lever, unhanded, satin brass finish, for use with KPB adapter | 1 |  | 1 Year | 994.85 | 0.15 | 845.6225
38012 | Salto | EB650J00BCH8--- | XS4 wide body electronic wire-free SVN BLE / Mifare / DESFire half escutcheon, J lever, unhanded, BioCote antimicrobial finish, for use with KPB adapter | 1 |  | 1 Year | 809 | 0.15 | 687.65
38013 | Salto | EB650J00BCH8--K | XS4 wide body electronic wire-free SVN BLE / Mifare / DESFire half escutcheon, with keypad, J lever, unhanded, BioCote antimicrobial finish, for use with KPB adapter | 1 |  | 1 Year | 871.85 | 0.15 | 741.0725
38014 | Salto | EB650J00BCH8-W- | XS4 wide body electronic RF wireless SVN BLE / Mifare / DESFire half escutcheon, J lever, unhanded, BioCote antimicrobial finish, for use with KPB adapter | 1 |  | 1 Year | 901 | 0.15 | 765.85
38015 | Salto | EB650J00BCH8-WK | XS4 wide body electronic RF wireless SVN BLE / Mifare / DESFire half escutcheon, with keypad, J lever, unhanded, BioCote antimicrobial finish, for use with KPB adapter | 1 |  | 1 Year | 1057.05 | 0.15 | 898.4925
38016 | Salto | EB650J00BCP7--- | XS4 wide body electronic wire-free SVN BLE / Mifare / DESFire half escutcheon for use w/ concealed vertical rods, J lever, unhanded, BioCote antimicrobial finish, for use with KPB adapter | 1 |  | 1 Year | 809 | 0.15 | 687.65
38017 | Salto | EB650J00BCP7--K | XS4 wide body electronic wire-free SVN BLE / Mifare / DESFire half escutcheon for use w/ concealed vertical rods, with keypad, J lever, unhanded, BioCote antimicrobial finish, for use with KPB adapter | 1 |  | 1 Year | 871.85 | 0.15 | 741.0725
38018 | Salto | EB650J00BCP7-W- | XS4 wide body electronic RF wireless SVN BLE / Mifare / DESFire half escutcheon for use w/ concealed vertical rods, J lever, unhanded, BioCote antimicrobial finish, for use with KPB adapter | 1 |  | 1 Year | 901 | 0.15 | 765.85
38019 | Salto | EB650J00BCP7-WK | XS4 wide body electronic RF wireless SVN BLE / Mifare / DESFire half escutcheon for use w/ concealed vertical rods, with keypad, J lever, unhanded, BioCote antimicrobial finish, for use with KPB adapter | 1 |  | 1 Year | 1057.05 | 0.15 | 898.4925
38020 | Salto | EB650J00BCP8--- | XS4 wide body electronic wire-free SVN BLE / Mifare / DESFire half escutcheon for use w/ concealed vertical rods, J lever, unhanded, BioCote antimicrobial finish, for use with KPB adapter | 1 |  | 1 Year | 809 | 0.15 | 687.65
38021 | Salto | EB650J00BCP8--K | XS4 wide body electronic wire-free SVN BLE / Mifare / DESFire half escutcheon for use w/ concealed vertical rods, with keypad, J lever, unhanded, BioCote antimicrobial finish, for use with KPB adapter | 1 |  | 1 Year | 871.85 | 0.15 | 741.0725
38022 | Salto | EB650J00BCP8-W- | XS4 wide body electronic RF wireless SVN BLE / Mifare / DESFire half escutcheon for use w/ concealed vertical rods, J lever, unhanded, BioCote antimicrobial finish, for use with KPB adapter | 1 |  | 1 Year | 901 | 0.15 | 765.85
38023 | Salto | EB650J00BCP8-WK | XS4 wide body electronic RF wireless SVN BLE / Mifare / DESFire half escutcheon for use w/ concealed vertical rods, with keypad, J lever, unhanded, BioCote antimicrobial finish, for use with KPB adapter | 1 |  | 1 Year | 1057.05 | 0.15 | 898.4925
38024 | Salto | EB650J00IAH8--- | XS4 wide body electronic wire-free SVN BLE / Mifare / DESFire half escutcheon, J lever, unhanded, antique brass finish, for use with KPB adapter | 1 |  | 1 Year | 809 | 0.15 | 687.65
38025 | Salto | EB650J00IAH8--K | XS4 wide body electronic wire-free SVN BLE / Mifare / DESFire half escutcheon, with keypad, J lever, unhanded, antique brass finish, for use with KPB adapter | 1 |  | 1 Year | 871.85 | 0.15 | 741.0725
38026 | Salto | EB650J00IAH8-W- | XS4 wide body electronic RF wireless SVN BLE / Mifare / DESFire half escutcheon, J lever, unhanded, antique brass finish, for use with KPB adapter | 1 |  | 1 Year | 901 | 0.15 | 765.85
38027 | Salto | EB650J00IAH8-WK | XS4 wide body electronic RF wireless SVN BLE / Mifare / DESFire half escutcheon, with keypad, J lever, unhanded, antique brass finish, for use with KPB adapter | 1 |  | 1 Year | 1057.05 | 0.15 | 898.4925
38028 | Salto | EB650J00IAP7--- | XS4 wide body electronic wire-free SVN BLE / Mifare / DESFire half escutcheon for use w/ concealed vertical rods, J lever, unhanded, antique brass finish, for use with KPB adapter | 1 |  | 1 Year | 809 | 0.15 | 687.65
38029 | Salto | EB650J00IAP7--K | XS4 wide body electronic wire-free SVN BLE / Mifare / DESFire half escutcheon for use w/ concealed vertical rods, with keypad, J lever, unhanded, antique brass finish, for use with KPB adapter | 1 |  | 1 Year | 871.85 | 0.15 | 741.0725
38030 | Salto | EB650J00IAP7-W- | XS4 wide body electronic RF wireless SVN BLE / Mifare / DESFire half escutcheon for use w/ concealed vertical rods, J lever, unhanded, antique brass finish, for use with KPB adapter | 1 |  | 1 Year | 901 | 0.15 | 765.85
38031 | Salto | EB650J00IAP7-WK | XS4 wide body electronic RF wireless SVN BLE / Mifare / DESFire half escutcheon for use w/ concealed vertical rods, with keypad, J lever, unhanded, antique brass finish, for use with KPB adapter | 1 |  | 1 Year | 1057.05 | 0.15 | 898.4925
38032 | Salto | EB650J00IAP8--- | XS4 wide body electronic wire-free SVN BLE / Mifare / DESFire half escutcheon for use w/ concealed vertical rods, J lever, unhanded, antique brass finish, for use with KPB adapter | 1 |  | 1 Year | 809 | 0.15 | 687.65
38033 | Salto | EB650J00IAP8--K | XS4 wide body electronic wire-free SVN BLE / Mifare / DESFire half escutcheon for use w/ concealed vertical rods, with keypad, J lever, unhanded, antique brass finish, for use with KPB adapter | 1 |  | 1 Year | 871.85 | 0.15 | 741.0725
38034 | Salto | EB650J00IAP8-W- | XS4 wide body electronic RF wireless SVN BLE / Mifare / DESFire half escutcheon for use w/ concealed vertical rods, J lever, unhanded, antique brass finish, for use with KPB adapter | 1 |  | 1 Year | 901 | 0.15 | 765.85
38035 | Salto | EB650J00IAP8-WK | XS4 wide body electronic RF wireless SVN BLE / Mifare / DESFire half escutcheon for use w/ concealed vertical rods, with keypad, J lever, unhanded, antique brass finish, for use with KPB adapter | 1 |  | 1 Year | 1057.05 | 0.15 | 898.4925
38036 | Salto | EB650J00IMH8--- | XS4 wide body electronic wire-free SVN BLE / Mifare / DESFire half escutcheon, J lever, unhanded, satin stainless finish, for use with KPB adapter | 1 |  | 1 Year | 757 | 0.15 | 643.45
38037 | Salto | EB650J00IMH8--K | XS4 wide body electronic wire-free SVN BLE / Mifare / DESFire half escutcheon, with keypad, J lever, unhanded, satin stainless finish, for use with KPB adapter | 1 |  | 1 Year | 819.85 | 0.15 | 696.8725
38038 | Salto | EB650J00IMH8-W- | XS4 wide body electronic RF wireless SVN BLE / Mifare / DESFire half escutcheon, J lever, unhanded, satin stainless finish, for use with KPB adapter | 1 |  | 1 Year | 849 | 0.15 | 721.65
38039 | Salto | EB650J00IMH8-WK | XS4 wide body electronic RF wireless SVN BLE / Mifare / DESFire half escutcheon, with keypad, J lever, unhanded, satin stainless finish, for use with KPB adapter | 1 |  | 1 Year | 1005.05 | 0.15 | 854.2925
38040 | Salto | EB650J00IMP7--- | XS4 wide body electronic wire-free SVN BLE / Mifare / DESFire half escutcheon for use w/ concealed vertical rods, J lever, unhanded, satin stainless finish, for use with KPB adapter | 1 |  | 1 Year | 757 | 0.15 | 643.45
38041 | Salto | EB650J00IMP7--K | XS4 wide body electronic wire-free SVN BLE / Mifare / DESFire half escutcheon for use w/ concealed vertical rods, with keypad, J lever, unhanded, satin stainless finish, for use with KPB adapter | 1 |  | 1 Year | 819.85 | 0.15 | 696.8725
38042 | Salto | EB650J00IMP7-W- | XS4 wide body electronic RF wireless SVN BLE / Mifare / DESFire half escutcheon for use w/ concealed vertical rods, J lever, unhanded, satin stainless finish, for use with KPB adapter | 1 |  | 1 Year | 849 | 0.15 | 721.65
38043 | Salto | EB650J00IMP7-WK | XS4 wide body electronic RF wireless SVN BLE / Mifare / DESFire half escutcheon for use w/ concealed vertical rods, with keypad, J lever, unhanded, satin stainless finish, for use with KPB adapter | 1 |  | 1 Year | 1005.05 | 0.15 | 854.2925
38044 | Salto | EB650J00IMP8--- | XS4 wide body electronic wire-free SVN BLE / Mifare / DESFire half escutcheon for use w/ concealed vertical rods, J lever, unhanded, satin stainless finish, for use with KPB adapter | 1 |  | 1 Year | 757 | 0.15 | 643.45
38045 | Salto | EB650J00IMP8--K | XS4 wide body electronic wire-free SVN BLE / Mifare / DESFire half escutcheon for use w/ concealed vertical rods, with keypad, J lever, unhanded, satin stainless finish, for use with KPB adapter | 1 |  | 1 Year | 819.85 | 0.15 | 696.8725
38046 | Salto | EB650J00IMP8-W- | XS4 wide body electronic RF wireless SVN BLE / Mifare / DESFire half escutcheon for use w/ concealed vertical rods, J lever, unhanded, satin stainless finish, for use with KPB adapter | 1 |  | 1 Year | 849 | 0.15 | 721.65
38047 | Salto | EB650J00IMP8-WK | XS4 wide body electronic RF wireless SVN BLE / Mifare / DESFire half escutcheon for use w/ concealed vertical rods, with keypad, J lever, unhanded, satin stainless finish, for use with KPB adapter | 1 |  | 1 Year | 1005.05 | 0.15 | 854.2925
38048 | Salto | EB650J00NEH8--- | XS4 wide body electronic wire-free SVN BLE / Mifare / DESFire half escutcheon, J lever, unhanded, black chromium finish, for use with KPB adapter | 1 |  | 1 Year | 791.7 | 0.15 | 672.945
38049 | Salto | EB650J00NEH8--K | XS4 wide body electronic wire-free SVN BLE / Mifare / DESFire half escutcheon, with keypad, J lever, unhanded, black chromium finish, for use with KPB adapter | 1 |  | 1 Year | 854.55 | 0.15 | 726.3675
38050 | Salto | EB650J00NEH8-W- | XS4 wide body electronic RF wireless SVN BLE / Mifare / DESFire half escutcheon, J lever, unhanded, black chromium finish, for use with KPB adapter | 1 |  | 1 Year | 883.7 | 0.15 | 751.145
38051 | Salto | EB650J00NEH8-WK | XS4 wide body electronic RF wireless SVN BLE / Mifare / DESFire half escutcheon, with keypad, J lever, unhanded, black chromium finish, for use with KPB adapter | 1 |  | 1 Year | 1039.75 | 0.15 | 883.7875
38052 | Salto | EB650J00NEP7--- | XS4 wide body electronic wire-free SVN BLE / Mifare / DESFire half escutcheon for use w/ concealed vertical rods, J lever, unhanded, black chromium finish, for use with KPB adapter | 1 |  | 1 Year | 791.7 | 0.15 | 672.945
38053 | Salto | EB650J00NEP7--K | XS4 wide body electronic wire-free SVN BLE / Mifare / DESFire half escutcheon for use w/ concealed vertical rods, with keypad, J lever, unhanded, black chromium finish, for use with KPB adapter | 1 |  | 1 Year | 854.55 | 0.15 | 726.3675
38054 | Salto | EB650J00NEP7-W- | XS4 wide body electronic RF wireless SVN BLE / Mifare / DESFire half escutcheon for use w/ concealed vertical rods, J lever, unhanded, black chromium finish, for use with KPB adapter | 1 |  | 1 Year | 883.7 | 0.15 | 751.145
38055 | Salto | EB650J00NEP7-WK | XS4 wide body electronic RF wireless SVN BLE / Mifare / DESFire half escutcheon for use w/ concealed vertical rods, with keypad, J lever, unhanded, black chromium finish, for use with KPB adapter | 1 |  | 1 Year | 1039.75 | 0.15 | 883.7875
38056 | Salto | EB650J00NEP8--- | XS4 wide body electronic wire-free SVN BLE / Mifare / DESFire half escutcheon for use w/ concealed vertical rods, J lever, unhanded, black chromium finish, for use with KPB adapter | 1 |  | 1 Year | 791.7 | 0.15 | 672.945
38057 | Salto | EB650J00NEP8--K | XS4 wide body electronic wire-free SVN BLE / Mifare / DESFire half escutcheon for use w/ concealed vertical rods, with keypad, J lever, unhanded, black chromium finish, for use with KPB adapter | 1 |  | 1 Year | 854.55 | 0.15 | 726.3675
38058 | Salto | EB650J00NEP8-W- | XS4 wide body electronic RF wireless SVN BLE / Mifare / DESFire half escutcheon for use w/ concealed vertical rods, J lever, unhanded, black chromium finish, for use with KPB adapter | 1 |  | 1 Year | 883.7 | 0.15 | 751.145
38059 | Salto | EB650J00NEP8-WK | XS4 wide body electronic RF wireless SVN BLE / Mifare / DESFire half escutcheon for use w/ concealed vertical rods, with keypad, J lever, unhanded, black chromium finish, for use with KPB adapter | 1 |  | 1 Year | 1039.75 | 0.15 | 883.7875
38060 | Salto | EB650J00PMH8--- | XS4 wide body electronic wire-free SVN BLE / Mifare / DESFire half escutcheon, J lever, unhanded, satin brass finish, for use with KPB adapter | 1 |  | 1 Year | 757 | 0.15 | 643.45
38061 | Salto | EB650J00PMH8--K | XS4 wide body electronic wire-free SVN BLE / Mifare / DESFire half escutcheon, with keypad, J lever, unhanded, satin brass finish, for use with KPB adapter | 1 |  | 1 Year | 819.85 | 0.15 | 696.8725
38062 | Salto | EB650J00PMH8-W- | XS4 wide body electronic RF wireless SVN BLE / Mifare / DESFire half escutcheon, J lever, unhanded, satin brass finish, for use with KPB adapter | 1 |  | 1 Year | 849 | 0.15 | 721.65
38063 | Salto | EB650J00PMH8-WK | XS4 wide body electronic RF wireless SVN BLE / Mifare / DESFire half escutcheon, with keypad, J lever, unhanded, satin brass finish, for use with KPB adapter | 1 |  | 1 Year | 1005.05 | 0.15 | 854.2925
38064 | Salto | EB650J00PMP7--- | XS4 wide body electronic wire-free SVN BLE / Mifare / DESFire half escutcheon for use w/ concealed vertical rods, J lever, unhanded, satin brass finish, for use with KPB adapter | 1 |  | 1 Year | 757 | 0.15 | 643.45
38065 | Salto | EB650J00PMP7--K | XS4 wide body electronic wire-free SVN BLE / Mifare / DESFire half escutcheon for use w/ concealed vertical rods, with keypad, J lever, unhanded, satin brass finish, for use with KPB adapter | 1 |  | 1 Year | 819.85 | 0.15 | 696.8725
38066 | Salto | EB650J00PMP7-W- | XS4 wide body electronic RF wireless SVN BLE / Mifare / DESFire half escutcheon for use w/ concealed vertical rods, J lever, unhanded, satin brass finish, for use with KPB adapter | 1 |  | 1 Year | 849 | 0.15 | 721.65
38067 | Salto | EB650J00PMP7-WK | XS4 wide body electronic RF wireless SVN BLE / Mifare / DESFire half escutcheon for use w/ concealed vertical rods, with keypad, J lever, unhanded, satin brass finish, for use with KPB adapter | 1 |  | 1 Year | 1005.05 | 0.15 | 854.2925
38068 | Salto | EB650J00PMP8--- | XS4 wide body electronic wire-free SVN BLE / Mifare / DESFire half escutcheon for use w/ concealed vertical rods, J lever, unhanded, satin brass finish, for use with KPB adapter | 1 |  | 1 Year | 757 | 0.15 | 643.45
38069 | Salto | EB650J00PMP8--K | XS4 wide body electronic wire-free SVN BLE / Mifare / DESFire half escutcheon for use w/ concealed vertical rods, with keypad, J lever, unhanded, satin brass finish, for use with KPB adapter | 1 |  | 1 Year | 819.85 | 0.15 | 696.8725
38070 | Salto | EB650J00PMP8-W- | XS4 wide body electronic RF wireless SVN BLE / Mifare / DESFire half escutcheon for use w/ concealed vertical rods, J lever, unhanded, satin brass finish, for use with KPB adapter | 1 |  | 1 Year | 849 | 0.15 | 721.65
38071 | Salto | EB650J00PMP8-WK | XS4 wide body electronic RF wireless SVN BLE / Mifare / DESFire half escutcheon for use w/ concealed vertical rods, with keypad, J lever, unhanded, satin brass finish, for use with KPB adapter | 1 |  | 1 Year | 1005.05 | 0.15 | 854.2925
38072 | Salto | EB650K00IMH8L-- | XS4 wide body electronic wire-free SVN BLE / Mifare / DESFire half escutcheon, K lever, left handed, satin stainless finish, for use with KPB adapter | 1 |  | 1 Year | 757 | 0.15 | 643.45
38073 | Salto | EB650K00IMH8L-K | XS4 wide body electronic wire-free SVN BLE / Mifare / DESFire half escutcheon, with keypad, K lever, left handed, satin stainless finish, for use with KPB adapter | 1 |  | 1 Year | 819.85 | 0.15 | 696.8725
38074 | Salto | EB650K00IMH8LW- | XS4 wide body electronic RF wireless SVN BLE / Mifare / DESFire half escutcheon, K lever, left handed, satin stainless finish, for use with KPB adapter | 1 |  | 1 Year | 849 | 0.15 | 721.65
38075 | Salto | EB650K00IMH8LWK | XS4 wide body electronic RF wireless SVN BLE / Mifare / DESFire half escutcheon, with keypad, K lever, left handed, satin stainless finish, for use with KPB adapter | 1 |  | 1 Year | 1005.05 | 0.15 | 854.2925
38076 | Salto | EB650K00IMH8R-- | XS4 wide body electronic wire-free SVN BLE / Mifare / DESFire half escutcheon, K lever, right handed, satin stainless finish, for use with KPB adapter | 1 |  | 1 Year | 757 | 0.15 | 643.45
38077 | Salto | EB650K00IMH8R-K | XS4 wide body electronic wire-free SVN BLE / Mifare / DESFire half escutcheon, with keypad, K lever, right handed, satin stainless finish, for use with KPB adapter | 1 |  | 1 Year | 819.85 | 0.15 | 696.8725
38078 | Salto | EB650K00IMH8RW- | XS4 wide body electronic RF wireless SVN BLE / Mifare / DESFire half escutcheon, K lever, right handed, satin stainless finish, for use with KPB adapter | 1 |  | 1 Year | 849 | 0.15 | 721.65
38079 | Salto | EB650K00IMH8RWK | XS4 wide body electronic RF wireless SVN BLE / Mifare / DESFire half escutcheon, with keypad, K lever, right handed, satin stainless finish, for use with KPB adapter | 1 |  | 1 Year | 1005.05 | 0.15 | 854.2925
38080 | Salto | EB650K00IMP7L-- | XS4 wide body electronic wire-free SVN BLE / Mifare / DESFire half escutcheon for use w/ concealed vertical rods, K lever, left handed, satin stainless finish, for use with KPB adapter | 1 |  | 1 Year | 757 | 0.15 | 643.45
38081 | Salto | EB650K00IMP7L-K | XS4 wide body electronic wire-free SVN BLE / Mifare / DESFire half escutcheon for use w/ concealed vertical rods, with keypad, K lever, left handed, satin stainless finish, for use with KPB adapter | 1 |  | 1 Year | 819.85 | 0.15 | 696.8725
38082 | Salto | EB650K00IMP7LW- | XS4 wide body electronic RF wireless SVN BLE / Mifare / DESFire half escutcheon for use w/ concealed vertical rods, K lever, left handed, satin stainless finish, for use with KPB adapter | 1 |  | 1 Year | 849 | 0.15 | 721.65
38083 | Salto | EB650K00IMP7LWK | XS4 wide body electronic RF wireless SVN BLE / Mifare / DESFire half escutcheon for use w/ concealed vertical rods, with keypad, K lever, left handed, satin stainless finish, for use with KPB adapter | 1 |  | 1 Year | 1005.05 | 0.15 | 854.2925
38084 | Salto | EB650K00IMP7R-- | XS4 wide body electronic wire-free SVN BLE / Mifare / DESFire half escutcheon for use w/ concealed vertical rods, K lever, right handed, satin stainless finish, for use with KPB adapter | 1 |  | 1 Year | 757 | 0.15 | 643.45
38085 | Salto | EB650K00IMP7R-K | XS4 wide body electronic wire-free SVN BLE / Mifare / DESFire half escutcheon for use w/ concealed vertical rods, with keypad, K lever, right handed, satin stainless finish, for use with KPB adapter | 1 |  | 1 Year | 819.85 | 0.15 | 696.8725
38086 | Salto | EB650K00IMP7RW- | XS4 wide body electronic RF wireless SVN BLE / Mifare / DESFire half escutcheon for use w/ concealed vertical rods, K lever, right handed, satin stainless finish, for use with KPB adapter | 1 |  | 1 Year | 849 | 0.15 | 721.65
38087 | Salto | EB650K00IMP7RWK | XS4 wide body electronic RF wireless SVN BLE / Mifare / DESFire half escutcheon for use w/ concealed vertical rods, with keypad, K lever, right handed, satin stainless finish, for use with KPB adapter | 1 |  | 1 Year | 1005.05 | 0.15 | 854.2925
38088 | Salto | EB650K00IMP8L-- | XS4 wide body electronic wire-free SVN BLE / Mifare / DESFire half escutcheon for use w/ concealed vertical rods, K lever, left handed, satin stainless finish, for use with KPB adapter | 1 |  | 1 Year | 757 | 0.15 | 643.45
38089 | Salto | EB650K00IMP8L-K | XS4 wide body electronic wire-free SVN BLE / Mifare / DESFire half escutcheon for use w/ concealed vertical rods, with keypad, K lever, left handed, satin stainless finish, for use with KPB adapter | 1 |  | 1 Year | 819.85 | 0.15 | 696.8725
38090 | Salto | EB650K00IMP8LW- | XS4 wide body electronic RF wireless SVN BLE / Mifare / DESFire half escutcheon for use w/ concealed vertical rods, K lever, left handed, satin stainless finish, for use with KPB adapter | 1 |  | 1 Year | 849 | 0.15 | 721.65
38091 | Salto | EB650K00IMP8LWK | XS4 wide body electronic RF wireless SVN BLE / Mifare / DESFire half escutcheon for use w/ concealed vertical rods, with keypad, K lever, left handed, satin stainless finish, for use with KPB adapter | 1 |  | 1 Year | 1005.05 | 0.15 | 854.2925
38092 | Salto | EB650K00IMP8R-- | XS4 wide body electronic wire-free SVN BLE / Mifare / DESFire half escutcheon for use w/ concealed vertical rods, K lever, right handed, satin stainless finish, for use with KPB adapter | 1 |  | 1 Year | 757 | 0.15 | 643.45
38093 | Salto | EB650K00IMP8R-K | XS4 wide body electronic wire-free SVN BLE / Mifare / DESFire half escutcheon for use w/ concealed vertical rods, with keypad, K lever, right handed, satin stainless finish, for use with KPB adapter | 1 |  | 1 Year | 819.85 | 0.15 | 696.8725
38094 | Salto | EB650K00IMP8RW- | XS4 wide body electronic RF wireless SVN BLE / Mifare / DESFire half escutcheon for use w/ concealed vertical rods, K lever, right handed, satin stainless finish, for use with KPB adapter | 1 |  | 1 Year | 849 | 0.15 | 721.65
38095 | Salto | EB650K00IMP8RWK | XS4 wide body electronic RF wireless SVN BLE / Mifare / DESFire half escutcheon for use w/ concealed vertical rods, with keypad, K lever, right handed, satin stainless finish, for use with KPB adapter | 1 |  | 1 Year | 1005.05 | 0.15 | 854.2925
38096 | Salto | EB650K00IPH8L-- | XS4 wide body electronic wire-free SVN BLE / Mifare / DESFire half escutcheon, K lever, left handed, bright stainless steel finish, for use with KPB adapter | 1 |  | 1 Year | 773.3 | 0.15 | 657.305
38097 | Salto | EB650K00IPH8L-K | XS4 wide body electronic wire-free SVN BLE / Mifare / DESFire half escutcheon, with keypad, K lever, left handed, bright stainless steel finish, for use with KPB adapter | 1 |  | 1 Year | 836.15 | 0.15 | 710.7275
38098 | Salto | EB650K00IPH8LW- | XS4 wide body electronic RF wireless SVN BLE / Mifare / DESFire half escutcheon, K lever, left handed, bright stainless steel finish, for use with KPB adapter | 1 |  | 1 Year | 865.3 | 0.15 | 735.505
38099 | Salto | EB650K00IPH8LWK | XS4 wide body electronic RF wireless SVN BLE / Mifare / DESFire half escutcheon, with keypad, K lever, left handed, bright stainless steel finish, for use with KPB adapter | 1 |  | 1 Year | 1021.35 | 0.15 | 868.1475
38100 | Salto | EB650K00IPH8R-- | XS4 wide body electronic wire-free SVN BLE / Mifare / DESFire half escutcheon, K lever, right handed, bright stainless steel finish, for use with KPB adapter | 1 |  | 1 Year | 773.3 | 0.15 | 657.305
38101 | Salto | EB650K00IPH8R-K | XS4 wide body electronic wire-free SVN BLE / Mifare / DESFire half escutcheon, with keypad, K lever, right handed, bright stainless steel finish, for use with KPB adapter | 1 |  | 1 Year | 836.15 | 0.15 | 710.7275
38102 | Salto | EB650K00IPH8RW- | XS4 wide body electronic RF wireless SVN BLE / Mifare / DESFire half escutcheon, K lever, right handed, bright stainless steel finish, for use with KPB adapter | 1 |  | 1 Year | 865.3 | 0.15 | 735.505
38103 | Salto | EB650K00IPH8RWK | XS4 wide body electronic RF wireless SVN BLE / Mifare / DESFire half escutcheon, with keypad, K lever, right handed, bright stainless steel finish, for use with KPB adapter | 1 |  | 1 Year | 1021.35 | 0.15 | 868.1475
38104 | Salto | EB650K00IPP7L-- | XS4 wide body electronic wire-free SVN BLE / Mifare / DESFire half escutcheon for use w/ concealed vertical rods, K lever, left handed, bright stainless steel finish, for use with KPB adapter | 1 |  | 1 Year | 773.3 | 0.15 | 657.305
38105 | Salto | EB650K00IPP7L-K | XS4 wide body electronic wire-free SVN BLE / Mifare / DESFire half escutcheon for use w/ concealed vertical rods, with keypad, K lever, left handed, bright stainless steel finish, for use with KPB adapter | 1 |  | 1 Year | 836.15 | 0.15 | 710.7275
38106 | Salto | EB650K00IPP7LW- | XS4 wide body electronic RF wireless SVN BLE / Mifare / DESFire half escutcheon for use w/ concealed vertical rods, K lever, left handed, bright stainless steel finish, for use with KPB adapter | 1 |  | 1 Year | 865.3 | 0.15 | 735.505
38107 | Salto | EB650K00IPP7LWK | XS4 wide body electronic RF wireless SVN BLE / Mifare / DESFire half escutcheon for use w/ concealed vertical rods, with keypad, K lever, left handed, bright stainless steel finish, for use with KPB adapter | 1 |  | 1 Year | 1021.35 | 0.15 | 868.1475
38108 | Salto | EB650K00IPP7R-- | XS4 wide body electronic wire-free SVN BLE / Mifare / DESFire half escutcheon for use w/ concealed vertical rods, K lever, right handed, bright stainless steel finish, for use with KPB adapter | 1 |  | 1 Year | 773.3 | 0.15 | 657.305
38109 | Salto | EB650K00IPP7R-K | XS4 wide body electronic wire-free SVN BLE / Mifare / DESFire half escutcheon for use w/ concealed vertical rods, with keypad, K lever, right handed, bright stainless steel finish, for use with KPB adapter | 1 |  | 1 Year | 836.15 | 0.15 | 710.7275
38110 | Salto | EB650K00IPP7RW- | XS4 wide body electronic RF wireless SVN BLE / Mifare / DESFire half escutcheon for use w/ concealed vertical rods, K lever, right handed, bright stainless steel finish, for use with KPB adapter | 1 |  | 1 Year | 865.3 | 0.15 | 735.505
38111 | Salto | EB650K00IPP7RWK | XS4 wide body electronic RF wireless SVN BLE / Mifare / DESFire half escutcheon for use w/ concealed vertical rods, with keypad, K lever, right handed, bright stainless steel finish, for use with KPB adapter | 1 |  | 1 Year | 1021.35 | 0.15 | 868.1475
38112 | Salto | EB650K00IPP8L-- | XS4 wide body electronic wire-free SVN BLE / Mifare / DESFire half escutcheon for use w/ concealed vertical rods, K lever, left handed, bright stainless steel finish, for use with KPB adapter | 1 |  | 1 Year | 773.3 | 0.15 | 657.305
38113 | Salto | EB650K00IPP8L-K | XS4 wide body electronic wire-free SVN BLE / Mifare / DESFire half escutcheon for use w/ concealed vertical rods, with keypad, K lever, left handed, bright stainless steel finish, for use with KPB adapter | 1 |  | 1 Year | 836.15 | 0.15 | 710.7275
38114 | Salto | EB650K00IPP8LW- | XS4 wide body electronic RF wireless SVN BLE / Mifare / DESFire half escutcheon for use w/ concealed vertical rods, K lever, left handed, bright stainless steel finish, for use with KPB adapter | 1 |  | 1 Year | 865.3 | 0.15 | 735.505
38115 | Salto | EB650K00IPP8LWK | XS4 wide body electronic RF wireless SVN BLE / Mifare / DESFire half escutcheon for use w/ concealed vertical rods, with keypad, K lever, left handed, bright stainless steel finish, for use with KPB adapter | 1 |  | 1 Year | 1021.35 | 0.15 | 868.1475
38116 | Salto | EB650K00IPP8R-- | XS4 wide body electronic wire-free SVN BLE / Mifare / DESFire half escutcheon for use w/ concealed vertical rods, K lever, right handed, bright stainless steel finish, for use with KPB adapter | 1 |  | 1 Year | 773.3 | 0.15 | 657.305
38117 | Salto | EB650K00IPP8R-K | XS4 wide body electronic wire-free SVN BLE / Mifare / DESFire half escutcheon for use w/ concealed vertical rods, with keypad, K lever, right handed, bright stainless steel finish, for use with KPB adapter | 1 |  | 1 Year | 836.15 | 0.15 | 710.7275
38118 | Salto | EB650K00IPP8RW- | XS4 wide body electronic RF wireless SVN BLE / Mifare / DESFire half escutcheon for use w/ concealed vertical rods, K lever, right handed, bright stainless steel finish, for use with KPB adapter | 1 |  | 1 Year | 865.3 | 0.15 | 735.505
38119 | Salto | EB650K00IPP8RWK | XS4 wide body electronic RF wireless SVN BLE / Mifare / DESFire half escutcheon for use w/ concealed vertical rods, with keypad, K lever, right handed, bright stainless steel finish, for use with KPB adapter | 1 |  | 1 Year | 1021.35 | 0.15 | 868.1475
38120 | Salto | EB650K00PPH8L-- | XS4 wide body electronic wire-free SVN BLE / Mifare / DESFire half escutcheon, K lever, left handed, bright brass finish, for use with KPB adapter | 1 |  | 1 Year | 773.3 | 0.15 | 657.305
38121 | Salto | EB650K00PPH8L-K | XS4 wide body electronic wire-free SVN BLE / Mifare / DESFire half escutcheon, with keypad, K lever, left handed, bright brass finish, for use with KPB adapter | 1 |  | 1 Year | 836.15 | 0.15 | 710.7275
38122 | Salto | EB650K00PPH8LW- | XS4 wide body electronic RF wireless SVN BLE / Mifare / DESFire half escutcheon, K lever, left handed, bright brass finish, for use with KPB adapter | 1 |  | 1 Year | 865.3 | 0.15 | 735.505
38123 | Salto | EB650K00PPH8LWK | XS4 wide body electronic RF wireless SVN BLE / Mifare / DESFire half escutcheon, with keypad, K lever, left handed, bright brass finish, for use with KPB adapter | 1 |  | 1 Year | 1021.35 | 0.15 | 868.1475
38124 | Salto | EB650K00PPH8R-- | XS4 wide body electronic wire-free SVN BLE / Mifare / DESFire half escutcheon, K lever, right handed, bright brass finish, for use with KPB adapter | 1 |  | 1 Year | 773.3 | 0.15 | 657.305
38125 | Salto | EB650K00PPH8R-K | XS4 wide body electronic wire-free SVN BLE / Mifare / DESFire half escutcheon, with keypad, K lever, right handed, bright brass finish, for use with KPB adapter | 1 |  | 1 Year | 836.15 | 0.15 | 710.7275
38126 | Salto | EB650K00PPH8RW- | XS4 wide body electronic RF wireless SVN BLE / Mifare / DESFire half escutcheon, K lever, right handed, bright brass finish, for use with KPB adapter | 1 |  | 1 Year | 865.3 | 0.15 | 735.505
38127 | Salto | EB650K00PPH8RWK | XS4 wide body electronic RF wireless SVN BLE / Mifare / DESFire half escutcheon, with keypad, K lever, right handed, bright brass finish, for use with KPB adapter | 1 |  | 1 Year | 1021.35 | 0.15 | 868.1475
38128 | Salto | EB650K00PPP7L-- | XS4 wide body electronic wire-free SVN BLE / Mifare / DESFire half escutcheon for use w/ concealed vertical rods, K lever, left handed, bright brass finish, for use with KPB adapter | 1 |  | 1 Year | 773.3 | 0.15 | 657.305
38129 | Salto | EB650K00PPP7L-K | XS4 wide body electronic wire-free SVN BLE / Mifare / DESFire half escutcheon for use w/ concealed vertical rods, with keypad, K lever, left handed, bright brass finish, for use with KPB adapter | 1 |  | 1 Year | 836.15 | 0.15 | 710.7275
38130 | Salto | EB650K00PPP7LW- | XS4 wide body electronic RF wireless SVN BLE / Mifare / DESFire half escutcheon for use w/ concealed vertical rods, K lever, left handed, bright brass finish, for use with KPB adapter | 1 |  | 1 Year | 865.3 | 0.15 | 735.505
38131 | Salto | EB650K00PPP7LWK | XS4 wide body electronic RF wireless SVN BLE / Mifare / DESFire half escutcheon for use w/ concealed vertical rods, with keypad, K lever, left handed, bright brass finish, for use with KPB adapter | 1 |  | 1 Year | 1021.35 | 0.15 | 868.1475
38132 | Salto | EB650K00PPP7R-- | XS4 wide body electronic wire-free SVN BLE / Mifare / DESFire half escutcheon for use w/ concealed vertical rods, K lever, right handed, bright brass finish, for use with KPB adapter | 1 |  | 1 Year | 773.3 | 0.15 | 657.305
38133 | Salto | EB650K00PPP7R-K | XS4 wide body electronic wire-free SVN BLE / Mifare / DESFire half escutcheon for use w/ concealed vertical rods, with keypad, K lever, right handed, bright brass finish, for use with KPB adapter | 1 |  | 1 Year | 836.15 | 0.15 | 710.7275
38134 | Salto | EB650K00PPP7RW- | XS4 wide body electronic RF wireless SVN BLE / Mifare / DESFire half escutcheon for use w/ concealed vertical rods, K lever, right handed, bright brass finish, for use with KPB adapter | 1 |  | 1 Year | 865.3 | 0.15 | 735.505
38135 | Salto | EB650K00PPP7RWK | XS4 wide body electronic RF wireless SVN BLE / Mifare / DESFire half escutcheon for use w/ concealed vertical rods, with keypad, K lever, right handed, bright brass finish, for use with KPB adapter | 1 |  | 1 Year | 1021.35 | 0.15 | 868.1475
38136 | Salto | EB650K00PPP8L-- | XS4 wide body electronic wire-free SVN BLE / Mifare / DESFire half escutcheon for use w/ concealed vertical rods, K lever, left handed, bright brass finish, for use with KPB adapter | 1 |  | 1 Year | 773.3 | 0.15 | 657.305
38137 | Salto | EB650K00PPP8L-K | XS4 wide body electronic wire-free SVN BLE / Mifare / DESFire half escutcheon for use w/ concealed vertical rods, with keypad, K lever, left handed, bright brass finish, for use with KPB adapter | 1 |  | 1 Year | 836.15 | 0.15 | 710.7275
38138 | Salto | EB650K00PPP8LW- | XS4 wide body electronic RF wireless SVN BLE / Mifare / DESFire half escutcheon for use w/ concealed vertical rods, K lever, left handed, bright brass finish, for use with KPB adapter | 1 |  | 1 Year | 865.3 | 0.15 | 735.505
38139 | Salto | EB650K00PPP8LWK | XS4 wide body electronic RF wireless SVN BLE / Mifare / DESFire half escutcheon for use w/ concealed vertical rods, with keypad, K lever, left handed, bright brass finish, for use with KPB adapter | 1 |  | 1 Year | 1021.35 | 0.15 | 868.1475
38140 | Salto | EB650K00PPP8R-- | XS4 wide body electronic wire-free SVN BLE / Mifare / DESFire half escutcheon for use w/ concealed vertical rods, K lever, right handed, bright brass finish, for use with KPB adapter | 1 |  | 1 Year | 773.3 | 0.15 | 657.305
38141 | Salto | EB650K00PPP8R-K | XS4 wide body electronic wire-free SVN BLE / Mifare / DESFire half escutcheon for use w/ concealed vertical rods, with keypad, K lever, right handed, bright brass finish, for use with KPB adapter | 1 |  | 1 Year | 836.15 | 0.15 | 710.7275
38142 | Salto | EB650K00PPP8RW- | XS4 wide body electronic RF wireless SVN BLE / Mifare / DESFire half escutcheon for use w/ concealed vertical rods, K lever, right handed, bright brass finish, for use with KPB adapter | 1 |  | 1 Year | 865.3 | 0.15 | 735.505
38143 | Salto | EB650K00PPP8RWK | XS4 wide body electronic RF wireless SVN BLE / Mifare / DESFire half escutcheon for use w/ concealed vertical rods, with keypad, K lever, right handed, bright brass finish, for use with KPB adapter | 1 |  | 1 Year | 1021.35 | 0.15 | 868.1475
38144 | Salto | EB650L00BCH8--- | XS4 wide body electronic wire-free SVN BLE / Mifare / DESFire half escutcheon, L lever, unhanded, BioCote antimicrobial finish, for use with KPB adapter | 1 |  | 1 Year | 798.8 | 0.15 | 678.98
38145 | Salto | EB650L00BCH8--K | XS4 wide body electronic wire-free SVN BLE / Mifare / DESFire half escutcheon, with keypad, L lever, unhanded, BioCote antimicrobial finish, for use with KPB adapter | 1 |  | 1 Year | 861.65 | 0.15 | 732.4025
38146 | Salto | EB650L00BCH8-W- | XS4 wide body electronic RF wireless SVN BLE / Mifare / DESFire half escutcheon, L lever, unhanded, BioCote antimicrobial finish, for use with KPB adapter | 1 |  | 1 Year | 890.8 | 0.15 | 757.18
38147 | Salto | EB650L00BCH8-WK | XS4 wide body electronic RF wireless SVN BLE / Mifare / DESFire half escutcheon, with keypad, L lever, unhanded, BioCote antimicrobial finish, for use with KPB adapter | 1 |  | 1 Year | 1046.85 | 0.15 | 889.8225
38148 | Salto | EB650L00BCP7--- | XS4 wide body electronic wire-free SVN BLE / Mifare / DESFire half escutcheon for use w/ concealed vertical rods, L lever, unhanded, BioCote antimicrobial finish, for use with KPB adapter | 1 |  | 1 Year | 798.8 | 0.15 | 678.98
38149 | Salto | EB650L00BCP7--K | XS4 wide body electronic wire-free SVN BLE / Mifare / DESFire half escutcheon for use w/ concealed vertical rods, with keypad, L lever, unhanded, BioCote antimicrobial finish, for use with KPB adapter | 1 |  | 1 Year | 861.65 | 0.15 | 732.4025
38150 | Salto | EB650L00BCP7-W- | XS4 wide body electronic RF wireless SVN BLE / Mifare / DESFire half escutcheon for use w/ concealed vertical rods, L lever, unhanded, BioCote antimicrobial finish, for use with KPB adapter | 1 |  | 1 Year | 890.8 | 0.15 | 757.18
38151 | Salto | EB650L00BCP7-WK | XS4 wide body electronic RF wireless SVN BLE / Mifare / DESFire half escutcheon for use w/ concealed vertical rods, with keypad, L lever, unhanded, BioCote antimicrobial finish, for use with KPB adapter | 1 |  | 1 Year | 1046.85 | 0.15 | 889.8225
38152 | Salto | EB650L00BCP8--- | XS4 wide body electronic wire-free SVN BLE / Mifare / DESFire half escutcheon for use w/ concealed vertical rods, L lever, unhanded, BioCote antimicrobial finish, for use with KPB adapter | 1 |  | 1 Year | 798.8 | 0.15 | 678.98
38153 | Salto | EB650L00BCP8--K | XS4 wide body electronic wire-free SVN BLE / Mifare / DESFire half escutcheon for use w/ concealed vertical rods, with keypad, L lever, unhanded, BioCote antimicrobial finish, for use with KPB adapter | 1 |  | 1 Year | 861.65 | 0.15 | 732.4025
38154 | Salto | EB650L00BCP8-W- | XS4 wide body electronic RF wireless SVN BLE / Mifare / DESFire half escutcheon for use w/ concealed vertical rods, L lever, unhanded, BioCote antimicrobial finish, for use with KPB adapter | 1 |  | 1 Year | 890.8 | 0.15 | 757.18
38155 | Salto | EB650L00BCP8-WK | XS4 wide body electronic RF wireless SVN BLE / Mifare / DESFire half escutcheon for use w/ concealed vertical rods, with keypad, L lever, unhanded, BioCote antimicrobial finish, for use with KPB adapter | 1 |  | 1 Year | 1046.85 | 0.15 | 889.8225
38156 | Salto | EB650L00IAH8--- | XS4 wide body electronic wire-free SVN BLE / Mifare / DESFire half escutcheon, L lever, unhanded, antique brass finish, for use with KPB adapter | 1 |  | 1 Year | 798.8 | 0.15 | 678.98
38157 | Salto | EB650L00IAH8--K | XS4 wide body electronic wire-free SVN BLE / Mifare / DESFire half escutcheon, with keypad, L lever, unhanded, antique brass finish, for use with KPB adapter | 1 |  | 1 Year | 861.65 | 0.15 | 732.4025
38158 | Salto | EB650L00IAH8-W- | XS4 wide body electronic RF wireless SVN BLE / Mifare / DESFire half escutcheon, L lever, unhanded, antique brass finish, for use with KPB adapter | 1 |  | 1 Year | 890.8 | 0.15 | 757.18
38159 | Salto | EB650L00IAH8-WK | XS4 wide body electronic RF wireless SVN BLE / Mifare / DESFire half escutcheon, with keypad, L lever, unhanded, antique brass finish, for use with KPB adapter | 1 |  | 1 Year | 1046.85 | 0.15 | 889.8225
38160 | Salto | EB650L00IAP7--- | XS4 wide body electronic wire-free SVN BLE / Mifare / DESFire half escutcheon for use w/ concealed vertical rods, L lever, unhanded, antique brass finish, for use with KPB adapter | 1 |  | 1 Year | 798.8 | 0.15 | 678.98
38161 | Salto | EB650L00IAP7--K | XS4 wide body electronic wire-free SVN BLE / Mifare / DESFire half escutcheon for use w/ concealed vertical rods, with keypad, L lever, unhanded, antique brass finish, for use with KPB adapter | 1 |  | 1 Year | 861.65 | 0.15 | 732.4025
38162 | Salto | EB650L00IAP7-W- | XS4 wide body electronic RF wireless SVN BLE / Mifare / DESFire half escutcheon for use w/ concealed vertical rods, L lever, unhanded, antique brass finish, for use with KPB adapter | 1 |  | 1 Year | 890.8 | 0.15 | 757.18
38163 | Salto | EB650L00IAP7-WK | XS4 wide body electronic RF wireless SVN BLE / Mifare / DESFire half escutcheon for use w/ concealed vertical rods, with keypad, L lever, unhanded, antique brass finish, for use with KPB adapter | 1 |  | 1 Year | 1046.85 | 0.15 | 889.8225
38164 | Salto | EB650L00IAP8--- | XS4 wide body electronic wire-free SVN BLE / Mifare / DESFire half escutcheon for use w/ concealed vertical rods, L lever, unhanded, antique brass finish, for use with KPB adapter | 1 |  | 1 Year | 798.8 | 0.15 | 678.98
38165 | Salto | EB650L00IAP8--K | XS4 wide body electronic wire-free SVN BLE / Mifare / DESFire half escutcheon for use w/ concealed vertical rods, with keypad, L lever, unhanded, antique brass finish, for use with KPB adapter | 1 |  | 1 Year | 861.65 | 0.15 | 732.4025
38166 | Salto | EB650L00IAP8-W- | XS4 wide body electronic RF wireless SVN BLE / Mifare / DESFire half escutcheon for use w/ concealed vertical rods, L lever, unhanded, antique brass finish, for use with KPB adapter | 1 |  | 1 Year | 890.8 | 0.15 | 757.18
38167 | Salto | EB650L00IAP8-WK | XS4 wide body electronic RF wireless SVN BLE / Mifare / DESFire half escutcheon for use w/ concealed vertical rods, with keypad, L lever, unhanded, antique brass finish, for use with KPB adapter | 1 |  | 1 Year | 1046.85 | 0.15 | 889.8225
38168 | Salto | EB650L00IMH8--- | XS4 wide body electronic wire-free SVN BLE / Mifare / DESFire half escutcheon, L lever, unhanded, satin stainless finish, for use with KPB adapter | 1 |  | 1 Year | 746.8 | 0.15 | 634.78
38169 | Salto | EB650L00IMH8--K | XS4 wide body electronic wire-free SVN BLE / Mifare / DESFire half escutcheon, with keypad, L lever, unhanded, satin stainless finish, for use with KPB adapter | 1 |  | 1 Year | 809.65 | 0.15 | 688.2025
38170 | Salto | EB650L00IMH8-W- | XS4 wide body electronic RF wireless SVN BLE / Mifare / DESFire half escutcheon, L lever, unhanded, satin stainless finish, for use with KPB adapter | 1 |  | 1 Year | 838.8 | 0.15 | 712.98
38171 | Salto | EB650L00IMH8-WK | XS4 wide body electronic RF wireless SVN BLE / Mifare / DESFire half escutcheon, with keypad, L lever, unhanded, satin stainless finish, for use with KPB adapter | 1 |  | 1 Year | 994.85 | 0.15 | 845.6225
38172 | Salto | EB650L00IMP7--- | XS4 wide body electronic wire-free SVN BLE / Mifare / DESFire half escutcheon for use w/ concealed vertical rods, L lever, unhanded, satin stainless finish, for use with KPB adapter | 1 |  | 1 Year | 746.8 | 0.15 | 634.78
38173 | Salto | EB650L00IMP7--K | XS4 wide body electronic wire-free SVN BLE / Mifare / DESFire half escutcheon for use w/ concealed vertical rods, with keypad, L lever, unhanded, satin stainless finish, for use with KPB adapter | 1 |  | 1 Year | 809.65 | 0.15 | 688.2025
38174 | Salto | EB650L00IMP7-W- | XS4 wide body electronic RF wireless SVN BLE / Mifare / DESFire half escutcheon for use w/ concealed vertical rods, L lever, unhanded, satin stainless finish, for use with KPB adapter | 1 |  | 1 Year | 838.8 | 0.15 | 712.98
38175 | Salto | EB650L00IMP7-WK | XS4 wide body electronic RF wireless SVN BLE / Mifare / DESFire half escutcheon for use w/ concealed vertical rods, with keypad, L lever, unhanded, satin stainless finish, for use with KPB adapter | 1 |  | 1 Year | 994.85 | 0.15 | 845.6225
38176 | Salto | EB650L00IMP8--- | XS4 wide body electronic wire-free SVN BLE / Mifare / DESFire half escutcheon for use w/ concealed vertical rods, L lever, unhanded, satin stainless finish, for use with KPB adapter | 1 |  | 1 Year | 746.8 | 0.15 | 634.78
38177 | Salto | EB650L00IMP8--K | XS4 wide body electronic wire-free SVN BLE / Mifare / DESFire half escutcheon for use w/ concealed vertical rods, with keypad, L lever, unhanded, satin stainless finish, for use with KPB adapter | 1 |  | 1 Year | 809.65 | 0.15 | 688.2025
38178 | Salto | EB650L00IMP8-W- | XS4 wide body electronic RF wireless SVN BLE / Mifare / DESFire half escutcheon for use w/ concealed vertical rods, L lever, unhanded, satin stainless finish, for use with KPB adapter | 1 |  | 1 Year | 838.8 | 0.15 | 712.98
38179 | Salto | EB650L00IMP8-WK | XS4 wide body electronic RF wireless SVN BLE / Mifare / DESFire half escutcheon for use w/ concealed vertical rods, with keypad, L lever, unhanded, satin stainless finish, for use with KPB adapter | 1 |  | 1 Year | 994.85 | 0.15 | 845.6225
38180 | Salto | EB650L00IPH8--- | XS4 wide body electronic wire-free SVN BLE / Mifare / DESFire half escutcheon, L lever, unhanded, bright stainless steel finish, for use with KPB adapter | 1 |  | 1 Year | 763.1 | 0.15 | 648.635
38181 | Salto | EB650L00IPH8--K | XS4 wide body electronic wire-free SVN BLE / Mifare / DESFire half escutcheon, with keypad, L lever, unhanded, bright stainless steel finish, for use with KPB adapter | 1 |  | 1 Year | 825.95 | 0.15 | 702.0575
38182 | Salto | EB650L00IPH8-W- | XS4 wide body electronic RF wireless SVN BLE / Mifare / DESFire half escutcheon, L lever, unhanded, bright stainless steel finish, for use with KPB adapter | 1 |  | 1 Year | 855.1 | 0.15 | 726.835
38183 | Salto | EB650L00IPH8-WK | XS4 wide body electronic RF wireless SVN BLE / Mifare / DESFire half escutcheon, with keypad, L lever, unhanded, bright stainless steel finish, for use with KPB adapter | 1 |  | 1 Year | 1011.15 | 0.15 | 859.4775
38184 | Salto | EB650L00IPP7--- | XS4 wide body electronic wire-free SVN BLE / Mifare / DESFire half escutcheon for use w/ concealed vertical rods, L lever, unhanded, bright stainless steel finish, for use with KPB adapter | 1 |  | 1 Year | 763.1 | 0.15 | 648.635
38185 | Salto | EB650L00IPP7--K | XS4 wide body electronic wire-free SVN BLE / Mifare / DESFire half escutcheon for use w/ concealed vertical rods, with keypad, L lever, unhanded, bright stainless steel finish, for use with KPB adapter | 1 |  | 1 Year | 825.95 | 0.15 | 702.0575
38186 | Salto | EB650L00IPP7-W- | XS4 wide body electronic RF wireless SVN BLE / Mifare / DESFire half escutcheon for use w/ concealed vertical rods, L lever, unhanded, bright stainless steel finish, for use with KPB adapter | 1 |  | 1 Year | 855.1 | 0.15 | 726.835
38187 | Salto | EB650L00IPP7-WK | XS4 wide body electronic RF wireless SVN BLE / Mifare / DESFire half escutcheon for use w/ concealed vertical rods, with keypad, L lever, unhanded, bright stainless steel finish, for use with KPB adapter | 1 |  | 1 Year | 1011.15 | 0.15 | 859.4775
38188 | Salto | EB650L00IPP8--- | XS4 wide body electronic wire-free SVN BLE / Mifare / DESFire half escutcheon for use w/ concealed vertical rods, L lever, unhanded, bright stainless steel finish, for use with KPB adapter | 1 |  | 1 Year | 763.1 | 0.15 | 648.635
38189 | Salto | EB650L00IPP8--K | XS4 wide body electronic wire-free SVN BLE / Mifare / DESFire half escutcheon for use w/ concealed vertical rods, with keypad, L lever, unhanded, bright stainless steel finish, for use with KPB adapter | 1 |  | 1 Year | 825.95 | 0.15 | 702.0575
38190 | Salto | EB650L00IPP8-W- | XS4 wide body electronic RF wireless SVN BLE / Mifare / DESFire half escutcheon for use w/ concealed vertical rods, L lever, unhanded, bright stainless steel finish, for use with KPB adapter | 1 |  | 1 Year | 855.1 | 0.15 | 726.835
38191 | Salto | EB650L00IPP8-WK | XS4 wide body electronic RF wireless SVN BLE / Mifare / DESFire half escutcheon for use w/ concealed vertical rods, with keypad, L lever, unhanded, bright stainless steel finish, for use with KPB adapter | 1 |  | 1 Year | 1011.15 | 0.15 | 859.4775
38192 | Salto | EB650L00NEH8--- | XS4 wide body electronic wire-free SVN BLE / Mifare / DESFire half escutcheon, L lever, unhanded, black chromium finish, for use with KPB adapter | 1 |  | 1 Year | 781.5 | 0.15 | 664.275
38193 | Salto | EB650L00NEH8--K | XS4 wide body electronic wire-free SVN BLE / Mifare / DESFire half escutcheon, with keypad, L lever, unhanded, black chromium finish, for use with KPB adapter | 1 |  | 1 Year | 844.35 | 0.15 | 717.6975
38194 | Salto | EB650L00NEH8-W- | XS4 wide body electronic RF wireless SVN BLE / Mifare / DESFire half escutcheon, L lever, unhanded, black chromium finish, for use with KPB adapter | 1 |  | 1 Year | 873.5 | 0.15 | 742.475
38195 | Salto | EB650L00NEH8-WK | XS4 wide body electronic RF wireless SVN BLE / Mifare / DESFire half escutcheon, with keypad, L lever, unhanded, black chromium finish, for use with KPB adapter | 1 |  | 1 Year | 1029.55 | 0.15 | 875.1175
38196 | Salto | EB650L00NEP7--- | XS4 wide body electronic wire-free SVN BLE / Mifare / DESFire half escutcheon for use w/ concealed vertical rods, L lever, unhanded, black chromium finish, for use with KPB adapter | 1 |  | 1 Year | 781.5 | 0.15 | 664.275
38197 | Salto | EB650L00NEP7--K | XS4 wide body electronic wire-free SVN BLE / Mifare / DESFire half escutcheon for use w/ concealed vertical rods, with keypad, L lever, unhanded, black chromium finish, for use with KPB adapter | 1 |  | 1 Year | 844.35 | 0.15 | 717.6975
38198 | Salto | EB650L00NEP7-W- | XS4 wide body electronic RF wireless SVN BLE / Mifare / DESFire half escutcheon for use w/ concealed vertical rods, L lever, unhanded, black chromium finish, for use with KPB adapter | 1 |  | 1 Year | 873.5 | 0.15 | 742.475
38199 | Salto | EB650L00NEP7-WK | XS4 wide body electronic RF wireless SVN BLE / Mifare / DESFire half escutcheon for use w/ concealed vertical rods, with keypad, L lever, unhanded, black chromium finish, for use with KPB adapter | 1 |  | 1 Year | 1029.55 | 0.15 | 875.1175
38200 | Salto | EB650L00NEP8--- | XS4 wide body electronic wire-free SVN BLE / Mifare / DESFire half escutcheon for use w/ concealed vertical rods, L lever, unhanded, black chromium finish, for use with KPB adapter | 1 |  | 1 Year | 781.5 | 0.15 | 664.275
38201 | Salto | EB650L00NEP8--K | XS4 wide body electronic wire-free SVN BLE / Mifare / DESFire half escutcheon for use w/ concealed vertical rods, with keypad, L lever, unhanded, black chromium finish, for use with KPB adapter | 1 |  | 1 Year | 844.35 | 0.15 | 717.6975
38202 | Salto | EB650L00NEP8-W- | XS4 wide body electronic RF wireless SVN BLE / Mifare / DESFire half escutcheon for use w/ concealed vertical rods, L lever, unhanded, black chromium finish, for use with KPB adapter | 1 |  | 1 Year | 873.5 | 0.15 | 742.475
38203 | Salto | EB650L00NEP8-WK | XS4 wide body electronic RF wireless SVN BLE / Mifare / DESFire half escutcheon for use w/ concealed vertical rods, with keypad, L lever, unhanded, black chromium finish, for use with KPB adapter | 1 |  | 1 Year | 1029.55 | 0.15 | 875.1175
38204 | Salto | EB650L00PMH8--- | XS4 wide body electronic wire-free SVN BLE / Mifare / DESFire half escutcheon, L lever, unhanded, satin brass finish, for use with KPB adapter | 1 |  | 1 Year | 746.8 | 0.15 | 634.78
38205 | Salto | EB650L00PMH8--K | XS4 wide body electronic wire-free SVN BLE / Mifare / DESFire half escutcheon, with keypad, L lever, unhanded, satin brass finish, for use with KPB adapter | 1 |  | 1 Year | 809.65 | 0.15 | 688.2025
38206 | Salto | EB650L00PMH8-W- | XS4 wide body electronic RF wireless SVN BLE / Mifare / DESFire half escutcheon, L lever, unhanded, satin brass finish, for use with KPB adapter | 1 |  | 1 Year | 838.8 | 0.15 | 712.98
38207 | Salto | EB650L00PMH8-WK | XS4 wide body electronic RF wireless SVN BLE / Mifare / DESFire half escutcheon, with keypad, L lever, unhanded, satin brass finish, for use with KPB adapter | 1 |  | 1 Year | 994.85 | 0.15 | 845.6225
38208 | Salto | EB650L00PMP7--- | XS4 wide body electronic wire-free SVN BLE / Mifare / DESFire half escutcheon for use w/ concealed vertical rods, L lever, unhanded, satin brass finish, for use with KPB adapter | 1 |  | 1 Year | 746.8 | 0.15 | 634.78
38209 | Salto | EB650L00PMP7--K | XS4 wide body electronic wire-free SVN BLE / Mifare / DESFire half escutcheon for use w/ concealed vertical rods, with keypad, L lever, unhanded, satin brass finish, for use with KPB adapter | 1 |  | 1 Year | 809.65 | 0.15 | 688.2025
38210 | Salto | EB650L00PMP7-W- | XS4 wide body electronic RF wireless SVN BLE / Mifare / DESFire half escutcheon for use w/ concealed vertical rods, L lever, unhanded, satin brass finish, for use with KPB adapter | 1 |  | 1 Year | 838.8 | 0.15 | 712.98
38211 | Salto | EB650L00PMP7-WK | XS4 wide body electronic RF wireless SVN BLE / Mifare / DESFire half escutcheon for use w/ concealed vertical rods, with keypad, L lever, unhanded, satin brass finish, for use with KPB adapter | 1 |  | 1 Year | 994.85 | 0.15 | 845.6225
38212 | Salto | EB650L00PMP8--- | XS4 wide body electronic wire-free SVN BLE / Mifare / DESFire half escutcheon for use w/ concealed vertical rods, L lever, unhanded, satin brass finish, for use with KPB adapter | 1 |  | 1 Year | 746.8 | 0.15 | 634.78
38213 | Salto | EB650L00PMP8--K | XS4 wide body electronic wire-free SVN BLE / Mifare / DESFire half escutcheon for use w/ concealed vertical rods, with keypad, L lever, unhanded, satin brass finish, for use with KPB adapter | 1 |  | 1 Year | 809.65 | 0.15 | 688.2025
38214 | Salto | EB650L00PMP8-W- | XS4 wide body electronic RF wireless SVN BLE / Mifare / DESFire half escutcheon for use w/ concealed vertical rods, L lever, unhanded, satin brass finish, for use with KPB adapter | 1 |  | 1 Year | 838.8 | 0.15 | 712.98
38215 | Salto | EB650L00PMP8-WK | XS4 wide body electronic RF wireless SVN BLE / Mifare / DESFire half escutcheon for use w/ concealed vertical rods, with keypad, L lever, unhanded, satin brass finish, for use with KPB adapter | 1 |  | 1 Year | 994.85 | 0.15 | 845.6225
38216 | Salto | EB650L00PPH8--- | XS4 wide body electronic wire-free SVN BLE / Mifare / DESFire half escutcheon, L lever, unhanded, bright brass finish, for use with KPB adapter | 1 |  | 1 Year | 763.1 | 0.15 | 648.635
38217 | Salto | EB650L00PPH8--K | XS4 wide body electronic wire-free SVN BLE / Mifare / DESFire half escutcheon, with keypad, L lever, unhanded, bright brass finish, for use with KPB adapter | 1 |  | 1 Year | 825.95 | 0.15 | 702.0575
38218 | Salto | EB650L00PPH8-W- | XS4 wide body electronic RF wireless SVN BLE / Mifare / DESFire half escutcheon, L lever, unhanded, bright brass finish, for use with KPB adapter | 1 |  | 1 Year | 855.1 | 0.15 | 726.835
38219 | Salto | EB650L00PPH8-WK | XS4 wide body electronic RF wireless SVN BLE / Mifare / DESFire half escutcheon, with keypad, L lever, unhanded, bright brass finish, for use with KPB adapter | 1 |  | 1 Year | 1011.15 | 0.15 | 859.4775
38220 | Salto | EB650L00PPP7--- | XS4 wide body electronic wire-free SVN BLE / Mifare / DESFire half escutcheon for use w/ concealed vertical rods, L lever, unhanded, bright brass finish, for use with KPB adapter | 1 |  | 1 Year | 763.1 | 0.15 | 648.635
38221 | Salto | EB650L00PPP7--K | XS4 wide body electronic wire-free SVN BLE / Mifare / DESFire half escutcheon for use w/ concealed vertical rods, with keypad, L lever, unhanded, bright brass finish, for use with KPB adapter | 1 |  | 1 Year | 825.95 | 0.15 | 702.0575
38222 | Salto | EB650L00PPP7-W- | XS4 wide body electronic RF wireless SVN BLE / Mifare / DESFire half escutcheon for use w/ concealed vertical rods, L lever, unhanded, bright brass finish, for use with KPB adapter | 1 |  | 1 Year | 855.1 | 0.15 | 726.835
38223 | Salto | EB650L00PPP7-WK | XS4 wide body electronic RF wireless SVN BLE / Mifare / DESFire half escutcheon for use w/ concealed vertical rods, with keypad, L lever, unhanded, bright brass finish, for use with KPB adapter | 1 |  | 1 Year | 1011.15 | 0.15 | 859.4775
38224 | Salto | EB650L00PPP8--- | XS4 wide body electronic wire-free SVN BLE / Mifare / DESFire half escutcheon for use w/ concealed vertical rods, L lever, unhanded, bright brass finish, for use with KPB adapter | 1 |  | 1 Year | 763.1 | 0.15 | 648.635
38225 | Salto | EB650L00PPP8--K | XS4 wide body electronic wire-free SVN BLE / Mifare / DESFire half escutcheon for use w/ concealed vertical rods, with keypad, L lever, unhanded, bright brass finish, for use with KPB adapter | 1 |  | 1 Year | 825.95 | 0.15 | 702.0575
38226 | Salto | EB650L00PPP8-W- | XS4 wide body electronic RF wireless SVN BLE / Mifare / DESFire half escutcheon for use w/ concealed vertical rods, L lever, unhanded, bright brass finish, for use with KPB adapter | 1 |  | 1 Year | 855.1 | 0.15 | 726.835
38227 | Salto | EB650L00PPP8-WK | XS4 wide body electronic RF wireless SVN BLE / Mifare / DESFire half escutcheon for use w/ concealed vertical rods, with keypad, L lever, unhanded, bright brass finish, for use with KPB adapter | 1 |  | 1 Year | 1011.15 | 0.15 | 859.4775
38228 | Salto | EB650N00BCH8--- | XS4 wide body electronic wire-free SVN BLE / Mifare / DESFire half escutcheon, N lever, unhanded, BioCote antimicrobial finish, for use with KPB adapter | 1 |  | 1 Year | 798.8 | 0.15 | 678.98
38229 | Salto | EB650N00BCH8--K | XS4 wide body electronic wire-free SVN BLE / Mifare / DESFire half escutcheon, with keypad, N lever, unhanded, BioCote antimicrobial finish, for use with KPB adapter | 1 |  | 1 Year | 861.65 | 0.15 | 732.4025
38230 | Salto | EB650N00BCH8-W- | XS4 wide body electronic RF wireless SVN BLE / Mifare / DESFire half escutcheon, N lever, unhanded, BioCote antimicrobial finish, for use with KPB adapter | 1 |  | 1 Year | 890.8 | 0.15 | 757.18
38231 | Salto | EB650N00BCH8-WK | XS4 wide body electronic RF wireless SVN BLE / Mifare / DESFire half escutcheon, with keypad, N lever, unhanded, BioCote antimicrobial finish, for use with KPB adapter | 1 |  | 1 Year | 1046.85 | 0.15 | 889.8225
38232 | Salto | EB650N00BCP7--- | XS4 wide body electronic wire-free SVN BLE / Mifare / DESFire half escutcheon for use w/ concealed vertical rods, N lever, unhanded, BioCote antimicrobial finish, for use with KPB adapter | 1 |  | 1 Year | 798.8 | 0.15 | 678.98
38233 | Salto | EB650N00BCP7--K | XS4 wide body electronic wire-free SVN BLE / Mifare / DESFire half escutcheon for use w/ concealed vertical rods, with keypad, N lever, unhanded, BioCote antimicrobial finish, for use with KPB adapter | 1 |  | 1 Year | 861.65 | 0.15 | 732.4025
38234 | Salto | EB650N00BCP7-W- | XS4 wide body electronic RF wireless SVN BLE / Mifare / DESFire half escutcheon for use w/ concealed vertical rods, N lever, unhanded, BioCote antimicrobial finish, for use with KPB adapter | 1 |  | 1 Year | 890.8 | 0.15 | 757.18
38235 | Salto | EB650N00BCP7-WK | XS4 wide body electronic RF wireless SVN BLE / Mifare / DESFire half escutcheon for use w/ concealed vertical rods, with keypad, N lever, unhanded, BioCote antimicrobial finish, for use with KPB adapter | 1 |  | 1 Year | 1046.85 | 0.15 | 889.8225
38236 | Salto | EB650N00BCP8--- | XS4 wide body electronic wire-free SVN BLE / Mifare / DESFire half escutcheon for use w/ concealed vertical rods, N lever, unhanded, BioCote antimicrobial finish, for use with KPB adapter | 1 |  | 1 Year | 798.8 | 0.15 | 678.98
38237 | Salto | EB650N00BCP8--K | XS4 wide body electronic wire-free SVN BLE / Mifare / DESFire half escutcheon for use w/ concealed vertical rods, with keypad, N lever, unhanded, BioCote antimicrobial finish, for use with KPB adapter | 1 |  | 1 Year | 861.65 | 0.15 | 732.4025
38238 | Salto | EB650N00BCP8-W- | XS4 wide body electronic RF wireless SVN BLE / Mifare / DESFire half escutcheon for use w/ concealed vertical rods, N lever, unhanded, BioCote antimicrobial finish, for use with KPB adapter | 1 |  | 1 Year | 890.8 | 0.15 | 757.18
38239 | Salto | EB650N00BCP8-WK | XS4 wide body electronic RF wireless SVN BLE / Mifare / DESFire half escutcheon for use w/ concealed vertical rods, with keypad, N lever, unhanded, BioCote antimicrobial finish, for use with KPB adapter | 1 |  | 1 Year | 1046.85 | 0.15 | 889.8225
38240 | Salto | EB650N00IMH8--- | XS4 wide body electronic wire-free SVN BLE / Mifare / DESFire half escutcheon, N lever, unhanded, satin stainless finish, for use with KPB adapter | 1 |  | 1 Year | 746.8 | 0.15 | 634.78
38241 | Salto | EB650N00IMH8--- | XS4 wide body electronic wire-free SVN BLE / Mifare / DESFire half escutcheon, N lever, unhanded, satin stainless finish, for use with KPB adapter | 1 |  | 1 Year | 746.8 | 0.15 | 634.78
38242 | Salto | EB650N00IMH8--K | XS4 wide body electronic wire-free SVN BLE / Mifare / DESFire half escutcheon, with keypad, N lever, unhanded, satin stainless finish, for use with KPB adapter | 1 |  | 1 Year | 809.65 | 0.15 | 688.2025
38243 | Salto | EB650N00IMH8--K | XS4 wide body electronic wire-free SVN BLE / Mifare / DESFire half escutcheon, with keypad, N lever, unhanded, satin stainless finish, for use with KPB adapter | 1 |  | 1 Year | 809.65 | 0.15 | 688.2025
38244 | Salto | EB650N00IMH8-W- | XS4 wide body electronic RF wireless SVN BLE / Mifare / DESFire half escutcheon, N lever, unhanded, satin stainless finish, for use with KPB adapter | 1 |  | 1 Year | 838.8 | 0.15 | 712.98
38245 | Salto | EB650N00IMH8-W- | XS4 wide body electronic RF wireless SVN BLE / Mifare / DESFire half escutcheon, N lever, unhanded, satin stainless finish, for use with KPB adapter | 1 |  | 1 Year | 838.8 | 0.15 | 712.98
38246 | Salto | EB650N00IMH8-WK | XS4 wide body electronic RF wireless SVN BLE / Mifare / DESFire half escutcheon, with keypad, N lever, unhanded, satin stainless finish, for use with KPB adapter | 1 |  | 1 Year | 994.85 | 0.15 | 845.6225
38247 | Salto | EB650N00IMH8-WK | XS4 wide body electronic RF wireless SVN BLE / Mifare / DESFire half escutcheon, with keypad, N lever, unhanded, satin stainless finish, for use with KPB adapter | 1 |  | 1 Year | 994.85 | 0.15 | 845.6225
38248 | Salto | EB650N00IMP7--- | XS4 wide body electronic wire-free SVN BLE / Mifare / DESFire half escutcheon for use w/ concealed vertical rods, N lever, unhanded, satin stainless finish, for use with KPB adapter | 1 |  | 1 Year | 746.8 | 0.15 | 634.78
38249 | Salto | EB650N00IMP7--- | XS4 wide body electronic wire-free SVN BLE / Mifare / DESFire half escutcheon for use w/ concealed vertical rods, N lever, unhanded, satin stainless finish, for use with KPB adapter | 1 |  | 1 Year | 746.8 | 0.15 | 634.78
38250 | Salto | EB650N00IMP7--K | XS4 wide body electronic wire-free SVN BLE / Mifare / DESFire half escutcheon for use w/ concealed vertical rods, with keypad, N lever, unhanded, satin stainless finish, for use with KPB adapter | 1 |  | 1 Year | 809.65 | 0.15 | 688.2025
38251 | Salto | EB650N00IMP7--K | XS4 wide body electronic wire-free SVN BLE / Mifare / DESFire half escutcheon for use w/ concealed vertical rods, with keypad, N lever, unhanded, satin stainless finish, for use with KPB adapter | 1 |  | 1 Year | 809.65 | 0.15 | 688.2025
38252 | Salto | EB650N00IMP7-W- | XS4 wide body electronic RF wireless SVN BLE / Mifare / DESFire half escutcheon for use w/ concealed vertical rods, N lever, unhanded, satin stainless finish, for use with KPB adapter | 1 |  | 1 Year | 838.8 | 0.15 | 712.98
38253 | Salto | EB650N00IMP7-W- | XS4 wide body electronic RF wireless SVN BLE / Mifare / DESFire half escutcheon for use w/ concealed vertical rods, N lever, unhanded, satin stainless finish, for use with KPB adapter | 1 |  | 1 Year | 838.8 | 0.15 | 712.98
38254 | Salto | EB650N00IMP7-WK | XS4 wide body electronic RF wireless SVN BLE / Mifare / DESFire half escutcheon for use w/ concealed vertical rods, with keypad, N lever, unhanded, satin stainless finish, for use with KPB adapter | 1 |  | 1 Year | 994.85 | 0.15 | 845.6225
38255 | Salto | EB650N00IMP7-WK | XS4 wide body electronic RF wireless SVN BLE / Mifare / DESFire half escutcheon for use w/ concealed vertical rods, with keypad, N lever, unhanded, satin stainless finish, for use with KPB adapter | 1 |  | 1 Year | 994.85 | 0.15 | 845.6225
38256 | Salto | EB650N00IMP8--- | XS4 wide body electronic wire-free SVN BLE / Mifare / DESFire half escutcheon for use w/ concealed vertical rods, N lever, unhanded, satin stainless finish, for use with KPB adapter | 1 |  | 1 Year | 746.8 | 0.15 | 634.78
38257 | Salto | EB650N00IMP8--- | XS4 wide body electronic wire-free SVN BLE / Mifare / DESFire half escutcheon for use w/ concealed vertical rods, N lever, unhanded, satin stainless finish, for use with KPB adapter | 1 |  | 1 Year | 746.8 | 0.15 | 634.78
38258 | Salto | EB650N00IMP8--K | XS4 wide body electronic wire-free SVN BLE / Mifare / DESFire half escutcheon for use w/ concealed vertical rods, with keypad, N lever, unhanded, satin stainless finish, for use with KPB adapter | 1 |  | 1 Year | 809.65 | 0.15 | 688.2025
38259 | Salto | EB650N00IMP8--K | XS4 wide body electronic wire-free SVN BLE / Mifare / DESFire half escutcheon for use w/ concealed vertical rods, with keypad, N lever, unhanded, satin stainless finish, for use with KPB adapter | 1 |  | 1 Year | 809.65 | 0.15 | 688.2025
38260 | Salto | EB650N00IMP8-W- | XS4 wide body electronic RF wireless SVN BLE / Mifare / DESFire half escutcheon for use w/ concealed vertical rods, N lever, unhanded, satin stainless finish, for use with KPB adapter | 1 |  | 1 Year | 838.8 | 0.15 | 712.98
38261 | Salto | EB650N00IMP8-W- | XS4 wide body electronic RF wireless SVN BLE / Mifare / DESFire half escutcheon for use w/ concealed vertical rods, N lever, unhanded, satin stainless finish, for use with KPB adapter | 1 |  | 1 Year | 838.8 | 0.15 | 712.98
38262 | Salto | EB650N00IMP8-WK | XS4 wide body electronic RF wireless SVN BLE / Mifare / DESFire half escutcheon for use w/ concealed vertical rods, with keypad, N lever, unhanded, satin stainless finish, for use with KPB adapter | 1 |  | 1 Year | 994.85 | 0.15 | 845.6225
38263 | Salto | EB650N00IMP8-WK | XS4 wide body electronic RF wireless SVN BLE / Mifare / DESFire half escutcheon for use w/ concealed vertical rods, with keypad, N lever, unhanded, satin stainless finish, for use with KPB adapter | 1 |  | 1 Year | 994.85 | 0.15 | 845.6225
38264 | Salto | EB650N00IPH8--- | XS4 wide body electronic wire-free SVN BLE / Mifare / DESFire half escutcheon, N lever, unhanded, bright stainless steel finish, for use with KPB adapter | 1 |  | 1 Year | 763.1 | 0.15 | 648.635
38265 | Salto | EB650N00IPH8--K | XS4 wide body electronic wire-free SVN BLE / Mifare / DESFire half escutcheon, with keypad, N lever, unhanded, bright stainless steel finish, for use with KPB adapter | 1 |  | 1 Year | 825.95 | 0.15 | 702.0575
38266 | Salto | EB650N00IPH8-W- | XS4 wide body electronic RF wireless SVN BLE / Mifare / DESFire half escutcheon, N lever, unhanded, bright stainless steel finish, for use with KPB adapter | 1 |  | 1 Year | 855.1 | 0.15 | 726.835
38267 | Salto | EB650N00IPH8-WK | XS4 wide body electronic RF wireless SVN BLE / Mifare / DESFire half escutcheon, with keypad, N lever, unhanded, bright stainless steel finish, for use with KPB adapter | 1 |  | 1 Year | 1011.15 | 0.15 | 859.4775
38268 | Salto | EB650N00IPP7--- | XS4 wide body electronic wire-free SVN BLE / Mifare / DESFire half escutcheon for use w/ concealed vertical rods, N lever, unhanded, bright stainless steel finish, for use with KPB adapter | 1 |  | 1 Year | 763.1 | 0.15 | 648.635
38269 | Salto | EB650N00IPP7--K | XS4 wide body electronic wire-free SVN BLE / Mifare / DESFire half escutcheon for use w/ concealed vertical rods, with keypad, N lever, unhanded, bright stainless steel finish, for use with KPB adapter | 1 |  | 1 Year | 825.95 | 0.15 | 702.0575
38270 | Salto | EB650N00IPP7-W- | XS4 wide body electronic RF wireless SVN BLE / Mifare / DESFire half escutcheon for use w/ concealed vertical rods, N lever, unhanded, bright stainless steel finish, for use with KPB adapter | 1 |  | 1 Year | 855.1 | 0.15 | 726.835
38271 | Salto | EB650N00IPP7-WK | XS4 wide body electronic RF wireless SVN BLE / Mifare / DESFire half escutcheon for use w/ concealed vertical rods, with keypad, N lever, unhanded, bright stainless steel finish, for use with KPB adapter | 1 |  | 1 Year | 1011.15 | 0.15 | 859.4775
38272 | Salto | EB650N00IPP8--- | XS4 wide body electronic wire-free SVN BLE / Mifare / DESFire half escutcheon for use w/ concealed vertical rods, N lever, unhanded, bright stainless steel finish, for use with KPB adapter | 1 |  | 1 Year | 763.1 | 0.15 | 648.635
38273 | Salto | EB650N00IPP8--K | XS4 wide body electronic wire-free SVN BLE / Mifare / DESFire half escutcheon for use w/ concealed vertical rods, with keypad, N lever, unhanded, bright stainless steel finish, for use with KPB adapter | 1 |  | 1 Year | 825.95 | 0.15 | 702.0575
38274 | Salto | EB650N00IPP8-W- | XS4 wide body electronic RF wireless SVN BLE / Mifare / DESFire half escutcheon for use w/ concealed vertical rods, N lever, unhanded, bright stainless steel finish, for use with KPB adapter | 1 |  | 1 Year | 855.1 | 0.15 | 726.835
38275 | Salto | EB650N00IPP8-WK | XS4 wide body electronic RF wireless SVN BLE / Mifare / DESFire half escutcheon for use w/ concealed vertical rods, with keypad, N lever, unhanded, bright stainless steel finish, for use with KPB adapter | 1 |  | 1 Year | 1011.15 | 0.15 | 859.4775
38276 | Salto | EB650N00PMH8--- | XS4 wide body electronic wire-free SVN BLE / Mifare / DESFire half escutcheon, N lever, unhanded, satin brass finish, for use with KPB adapter | 1 |  | 1 Year | 746.8 | 0.15 | 634.78
38277 | Salto | EB650N00PMH8--K | XS4 wide body electronic wire-free SVN BLE / Mifare / DESFire half escutcheon, with keypad, N lever, unhanded, satin brass finish, for use with KPB adapter | 1 |  | 1 Year | 809.65 | 0.15 | 688.2025
38278 | Salto | EB650N00PMH8-W- | XS4 wide body electronic RF wireless SVN BLE / Mifare / DESFire half escutcheon, N lever, unhanded, satin brass finish, for use with KPB adapter | 1 |  | 1 Year | 838.8 | 0.15 | 712.98
38279 | Salto | EB650N00PMH8-WK | XS4 wide body electronic RF wireless SVN BLE / Mifare / DESFire half escutcheon, with keypad, N lever, unhanded, satin brass finish, for use with KPB adapter | 1 |  | 1 Year | 994.85 | 0.15 | 845.6225
38280 | Salto | EB650N00PMP7--- | XS4 wide body electronic wire-free SVN BLE / Mifare / DESFire half escutcheon for use w/ concealed vertical rods, N lever, unhanded, satin brass finish, for use with KPB adapter | 1 |  | 1 Year | 746.8 | 0.15 | 634.78
38281 | Salto | EB650N00PMP7--K | XS4 wide body electronic wire-free SVN BLE / Mifare / DESFire half escutcheon for use w/ concealed vertical rods, with keypad, N lever, unhanded, satin brass finish, for use with KPB adapter | 1 |  | 1 Year | 809.65 | 0.15 | 688.2025
38282 | Salto | EB650N00PMP7-W- | XS4 wide body electronic RF wireless SVN BLE / Mifare / DESFire half escutcheon for use w/ concealed vertical rods, N lever, unhanded, satin brass finish, for use with KPB adapter | 1 |  | 1 Year | 838.8 | 0.15 | 712.98
38283 | Salto | EB650N00PMP7-WK | XS4 wide body electronic RF wireless SVN BLE / Mifare / DESFire half escutcheon for use w/ concealed vertical rods, with keypad, N lever, unhanded, satin brass finish, for use with KPB adapter | 1 |  | 1 Year | 994.85 | 0.15 | 845.6225
38284 | Salto | EB650N00PMP8--- | XS4 wide body electronic wire-free SVN BLE / Mifare / DESFire half escutcheon for use w/ concealed vertical rods, N lever, unhanded, satin brass finish, for use with KPB adapter | 1 |  | 1 Year | 746.8 | 0.15 | 634.78
38285 | Salto | EB650N00PMP8--K | XS4 wide body electronic wire-free SVN BLE / Mifare / DESFire half escutcheon for use w/ concealed vertical rods, with keypad, N lever, unhanded, satin brass finish, for use with KPB adapter | 1 |  | 1 Year | 809.65 | 0.15 | 688.2025
38286 | Salto | EB650N00PMP8-W- | XS4 wide body electronic RF wireless SVN BLE / Mifare / DESFire half escutcheon for use w/ concealed vertical rods, N lever, unhanded, satin brass finish, for use with KPB adapter | 1 |  | 1 Year | 838.8 | 0.15 | 712.98
38287 | Salto | EB650N00PMP8-WK | XS4 wide body electronic RF wireless SVN BLE / Mifare / DESFire half escutcheon for use w/ concealed vertical rods, with keypad, N lever, unhanded, satin brass finish, for use with KPB adapter | 1 |  | 1 Year | 994.85 | 0.15 | 845.6225
38288 | Salto | EB650O00BCH8L-- | XS4 wide body electronic wire-free SVN BLE / Mifare / DESFire half escutcheon, O lever, left handed, BioCote antimicrobial finish, for use with KPB adapter | 1 |  | 1 Year | 809 | 0.15 | 687.65
38289 | Salto | EB650O00BCH8L-K | XS4 wide body electronic wire-free SVN BLE / Mifare / DESFire half escutcheon, with keypad, O lever, left handed, BioCote antimicrobial finish, for use with KPB adapter | 1 |  | 1 Year | 871.85 | 0.15 | 741.0725
38290 | Salto | EB650O00BCH8LW- | XS4 wide body electronic RF wireless SVN BLE / Mifare / DESFire half escutcheon, O lever, left handed, BioCote antimicrobial finish, for use with KPB adapter | 1 |  | 1 Year | 901 | 0.15 | 765.85
38291 | Salto | EB650O00BCH8LWK | XS4 wide body electronic RF wireless SVN BLE / Mifare / DESFire half escutcheon, with keypad, O lever, left handed, BioCote antimicrobial finish, for use with KPB adapter | 1 |  | 1 Year | 1057.05 | 0.15 | 898.4925
38292 | Salto | EB650O00BCH8R-- | XS4 wide body electronic wire-free SVN BLE / Mifare / DESFire half escutcheon, O lever, right handed, BioCote antimicrobial finish, for use with KPB adapter | 1 |  | 1 Year | 809 | 0.15 | 687.65
38293 | Salto | EB650O00BCH8R-K | XS4 wide body electronic wire-free SVN BLE / Mifare / DESFire half escutcheon, with keypad, O lever, right handed, BioCote antimicrobial finish, for use with KPB adapter | 1 |  | 1 Year | 871.85 | 0.15 | 741.0725
38294 | Salto | EB650O00BCH8RW- | XS4 wide body electronic RF wireless SVN BLE / Mifare / DESFire half escutcheon, O lever, right handed, BioCote antimicrobial finish, for use with KPB adapter | 1 |  | 1 Year | 901 | 0.15 | 765.85
38295 | Salto | EB650O00BCH8RWK | XS4 wide body electronic RF wireless SVN BLE / Mifare / DESFire half escutcheon, with keypad, O lever, right handed, BioCote antimicrobial finish, for use with KPB adapter | 1 |  | 1 Year | 1057.05 | 0.15 | 898.4925
38296 | Salto | EB650O00BCP7L-- | XS4 wide body electronic wire-free SVN BLE / Mifare / DESFire half escutcheon for use w/ concealed vertical rods, O lever, left handed, BioCote antimicrobial finish, for use with KPB adapter | 1 |  | 1 Year | 809 | 0.15 | 687.65
38297 | Salto | EB650O00BCP7L-K | XS4 wide body electronic wire-free SVN BLE / Mifare / DESFire half escutcheon for use w/ concealed vertical rods, with keypad, O lever, left handed, BioCote antimicrobial finish, for use with KPB adapter | 1 |  | 1 Year | 871.85 | 0.15 | 741.0725
38298 | Salto | EB650O00BCP7LW- | XS4 wide body electronic RF wireless SVN BLE / Mifare / DESFire half escutcheon for use w/ concealed vertical rods, O lever, left handed, BioCote antimicrobial finish, for use with KPB adapter | 1 |  | 1 Year | 901 | 0.15 | 765.85
38299 | Salto | EB650O00BCP7LWK | XS4 wide body electronic RF wireless SVN BLE / Mifare / DESFire half escutcheon for use w/ concealed vertical rods, with keypad, O lever, left handed, BioCote antimicrobial finish, for use with KPB adapter | 1 |  | 1 Year | 1057.05 | 0.15 | 898.4925
38300 | Salto | EB650O00BCP7R-- | XS4 wide body electronic wire-free SVN BLE / Mifare / DESFire half escutcheon for use w/ concealed vertical rods, O lever, right handed, BioCote antimicrobial finish, for use with KPB adapter | 1 |  | 1 Year | 809 | 0.15 | 687.65
38301 | Salto | EB650O00BCP7R-K | XS4 wide body electronic wire-free SVN BLE / Mifare / DESFire half escutcheon for use w/ concealed vertical rods, with keypad, O lever, right handed, BioCote antimicrobial finish, for use with KPB adapter | 1 |  | 1 Year | 871.85 | 0.15 | 741.0725
38302 | Salto | EB650O00BCP7RW- | XS4 wide body electronic RF wireless SVN BLE / Mifare / DESFire half escutcheon for use w/ concealed vertical rods, O lever, right handed, BioCote antimicrobial finish, for use with KPB adapter | 1 |  | 1 Year | 901 | 0.15 | 765.85
38303 | Salto | EB650O00BCP7RWK | XS4 wide body electronic RF wireless SVN BLE / Mifare / DESFire half escutcheon for use w/ concealed vertical rods, with keypad, O lever, right handed, BioCote antimicrobial finish, for use with KPB adapter | 1 |  | 1 Year | 1057.05 | 0.15 | 898.4925
38304 | Salto | EB650O00BCP8L-- | XS4 wide body electronic wire-free SVN BLE / Mifare / DESFire half escutcheon for use w/ concealed vertical rods, O lever, left handed, BioCote antimicrobial finish, for use with KPB adapter | 1 |  | 1 Year | 809 | 0.15 | 687.65
38305 | Salto | EB650O00BCP8L-K | XS4 wide body electronic wire-free SVN BLE / Mifare / DESFire half escutcheon for use w/ concealed vertical rods, with keypad, O lever, left handed, BioCote antimicrobial finish, for use with KPB adapter | 1 |  | 1 Year | 871.85 | 0.15 | 741.0725
38306 | Salto | EB650O00BCP8LW- | XS4 wide body electronic RF wireless SVN BLE / Mifare / DESFire half escutcheon for use w/ concealed vertical rods, O lever, left handed, BioCote antimicrobial finish, for use with KPB adapter | 1 |  | 1 Year | 901 | 0.15 | 765.85
38307 | Salto | EB650O00BCP8LWK | XS4 wide body electronic RF wireless SVN BLE / Mifare / DESFire half escutcheon for use w/ concealed vertical rods, with keypad, O lever, left handed, BioCote antimicrobial finish, for use with KPB adapter | 1 |  | 1 Year | 1057.05 | 0.15 | 898.4925
38308 | Salto | EB650O00BCP8R-- | XS4 wide body electronic wire-free SVN BLE / Mifare / DESFire half escutcheon for use w/ concealed vertical rods, O lever, right handed, BioCote antimicrobial finish, for use with KPB adapter | 1 |  | 1 Year | 809 | 0.15 | 687.65
38309 | Salto | EB650O00BCP8R-K | XS4 wide body electronic wire-free SVN BLE / Mifare / DESFire half escutcheon for use w/ concealed vertical rods, with keypad, O lever, right handed, BioCote antimicrobial finish, for use with KPB adapter | 1 |  | 1 Year | 871.85 | 0.15 | 741.0725
38310 | Salto | EB650O00BCP8RW- | XS4 wide body electronic RF wireless SVN BLE / Mifare / DESFire half escutcheon for use w/ concealed vertical rods, O lever, right handed, BioCote antimicrobial finish, for use with KPB adapter | 1 |  | 1 Year | 901 | 0.15 | 765.85
38311 | Salto | EB650O00BCP8RWK | XS4 wide body electronic RF wireless SVN BLE / Mifare / DESFire half escutcheon for use w/ concealed vertical rods, with keypad, O lever, right handed, BioCote antimicrobial finish, for use with KPB adapter | 1 |  | 1 Year | 1057.05 | 0.15 | 898.4925
38312 | Salto | EB650O00IAH8L-- | XS4 wide body electronic wire-free SVN BLE / Mifare / DESFire half escutcheon, O lever, left handed, antique brass finish, for use with KPB adapter | 1 |  | 1 Year | 809 | 0.15 | 687.65
38313 | Salto | EB650O00IAH8L-K | XS4 wide body electronic wire-free SVN BLE / Mifare / DESFire half escutcheon, with keypad, O lever, left handed, antique brass finish, for use with KPB adapter | 1 |  | 1 Year | 871.85 | 0.15 | 741.0725
38314 | Salto | EB650O00IAH8LW- | XS4 wide body electronic RF wireless SVN BLE / Mifare / DESFire half escutcheon, O lever, left handed, antique brass finish, for use with KPB adapter | 1 |  | 1 Year | 901 | 0.15 | 765.85
38315 | Salto | EB650O00IAH8LWK | XS4 wide body electronic RF wireless SVN BLE / Mifare / DESFire half escutcheon, with keypad, O lever, left handed, antique brass finish, for use with KPB adapter | 1 |  | 1 Year | 1057.05 | 0.15 | 898.4925
38316 | Salto | EB650O00IAH8R-- | XS4 wide body electronic wire-free SVN BLE / Mifare / DESFire half escutcheon, O lever, right handed, antique brass finish, for use with KPB adapter | 1 |  | 1 Year | 809 | 0.15 | 687.65
38317 | Salto | EB650O00IAH8R-K | XS4 wide body electronic wire-free SVN BLE / Mifare / DESFire half escutcheon, with keypad, O lever, right handed, antique brass finish, for use with KPB adapter | 1 |  | 1 Year | 871.85 | 0.15 | 741.0725
38318 | Salto | EB650O00IAH8RW- | XS4 wide body electronic RF wireless SVN BLE / Mifare / DESFire half escutcheon, O lever, right handed, antique brass finish, for use with KPB adapter | 1 |  | 1 Year | 901 | 0.15 | 765.85
38319 | Salto | EB650O00IAH8RWK | XS4 wide body electronic RF wireless SVN BLE / Mifare / DESFire half escutcheon, with keypad, O lever, right handed, antique brass finish, for use with KPB adapter | 1 |  | 1 Year | 1057.05 | 0.15 | 898.4925
38320 | Salto | EB650O00IAP7L-- | XS4 wide body electronic wire-free SVN BLE / Mifare / DESFire half escutcheon for use w/ concealed vertical rods, O lever, left handed, antique brass finish, for use with KPB adapter | 1 |  | 1 Year | 809 | 0.15 | 687.65
38321 | Salto | EB650O00IAP7L-K | XS4 wide body electronic wire-free SVN BLE / Mifare / DESFire half escutcheon for use w/ concealed vertical rods, with keypad, O lever, left handed, antique brass finish, for use with KPB adapter | 1 |  | 1 Year | 871.85 | 0.15 | 741.0725
38322 | Salto | EB650O00IAP7LW- | XS4 wide body electronic RF wireless SVN BLE / Mifare / DESFire half escutcheon for use w/ concealed vertical rods, O lever, left handed, antique brass finish, for use with KPB adapter | 1 |  | 1 Year | 901 | 0.15 | 765.85
38323 | Salto | EB650O00IAP7LWK | XS4 wide body electronic RF wireless SVN BLE / Mifare / DESFire half escutcheon for use w/ concealed vertical rods, with keypad, O lever, left handed, antique brass finish, for use with KPB adapter | 1 |  | 1 Year | 1057.05 | 0.15 | 898.4925
38324 | Salto | EB650O00IAP7R-- | XS4 wide body electronic wire-free SVN BLE / Mifare / DESFire half escutcheon for use w/ concealed vertical rods, O lever, right handed, antique brass finish, for use with KPB adapter | 1 |  | 1 Year | 809 | 0.15 | 687.65
38325 | Salto | EB650O00IAP7R-K | XS4 wide body electronic wire-free SVN BLE / Mifare / DESFire half escutcheon for use w/ concealed vertical rods, with keypad, O lever, right handed, antique brass finish, for use with KPB adapter | 1 |  | 1 Year | 871.85 | 0.15 | 741.0725
38326 | Salto | EB650O00IAP7RW- | XS4 wide body electronic RF wireless SVN BLE / Mifare / DESFire half escutcheon for use w/ concealed vertical rods, O lever, right handed, antique brass finish, for use with KPB adapter | 1 |  | 1 Year | 901 | 0.15 | 765.85
38327 | Salto | EB650O00IAP7RWK | XS4 wide body electronic RF wireless SVN BLE / Mifare / DESFire half escutcheon for use w/ concealed vertical rods, with keypad, O lever, right handed, antique brass finish, for use with KPB adapter | 1 |  | 1 Year | 1057.05 | 0.15 | 898.4925
38328 | Salto | EB650O00IAP8L-- | XS4 wide body electronic wire-free SVN BLE / Mifare / DESFire half escutcheon for use w/ concealed vertical rods, O lever, left handed, antique brass finish, for use with KPB adapter | 1 |  | 1 Year | 809 | 0.15 | 687.65
38329 | Salto | EB650O00IAP8L-K | XS4 wide body electronic wire-free SVN BLE / Mifare / DESFire half escutcheon for use w/ concealed vertical rods, with keypad, O lever, left handed, antique brass finish, for use with KPB adapter | 1 |  | 1 Year | 871.85 | 0.15 | 741.0725
38330 | Salto | EB650O00IAP8LW- | XS4 wide body electronic RF wireless SVN BLE / Mifare / DESFire half escutcheon for use w/ concealed vertical rods, O lever, left handed, antique brass finish, for use with KPB adapter | 1 |  | 1 Year | 901 | 0.15 | 765.85
38331 | Salto | EB650O00IAP8LWK | XS4 wide body electronic RF wireless SVN BLE / Mifare / DESFire half escutcheon for use w/ concealed vertical rods, with keypad, O lever, left handed, antique brass finish, for use with KPB adapter | 1 |  | 1 Year | 1057.05 | 0.15 | 898.4925
38332 | Salto | EB650O00IAP8R-- | XS4 wide body electronic wire-free SVN BLE / Mifare / DESFire half escutcheon for use w/ concealed vertical rods, O lever, right handed, antique brass finish, for use with KPB adapter | 1 |  | 1 Year | 809 | 0.15 | 687.65
38333 | Salto | EB650O00IAP8R-K | XS4 wide body electronic wire-free SVN BLE / Mifare / DESFire half escutcheon for use w/ concealed vertical rods, with keypad, O lever, right handed, antique brass finish, for use with KPB adapter | 1 |  | 1 Year | 871.85 | 0.15 | 741.0725
38334 | Salto | EB650O00IAP8RW- | XS4 wide body electronic RF wireless SVN BLE / Mifare / DESFire half escutcheon for use w/ concealed vertical rods, O lever, right handed, antique brass finish, for use with KPB adapter | 1 |  | 1 Year | 901 | 0.15 | 765.85
38335 | Salto | EB650O00IAP8RWK | XS4 wide body electronic RF wireless SVN BLE / Mifare / DESFire half escutcheon for use w/ concealed vertical rods, with keypad, O lever, right handed, antique brass finish, for use with KPB adapter | 1 |  | 1 Year | 1057.05 | 0.15 | 898.4925
38336 | Salto | EB650O00IMH8L-- | XS4 wide body electronic wire-free SVN BLE / Mifare / DESFire half escutcheon, O lever, left handed, satin stainless finish, for use with KPB adapter | 1 |  | 1 Year | 757 | 0.15 | 643.45
38337 | Salto | EB650O00IMH8L-K | XS4 wide body electronic wire-free SVN BLE / Mifare / DESFire half escutcheon, with keypad, O lever, left handed, satin stainless finish, for use with KPB adapter | 1 |  | 1 Year | 819.85 | 0.15 | 696.8725
38338 | Salto | EB650O00IMH8LW- | XS4 wide body electronic RF wireless SVN BLE / Mifare / DESFire half escutcheon, O lever, left handed, satin stainless finish, for use with KPB adapter | 1 |  | 1 Year | 849 | 0.15 | 721.65
38339 | Salto | EB650O00IMH8LWK | XS4 wide body electronic RF wireless SVN BLE / Mifare / DESFire half escutcheon, with keypad, O lever, left handed, satin stainless finish, for use with KPB adapter | 1 |  | 1 Year | 1005.05 | 0.15 | 854.2925
38340 | Salto | EB650O00IMH8R-- | XS4 wide body electronic wire-free SVN BLE / Mifare / DESFire half escutcheon, O lever, right handed, satin stainless finish, for use with KPB adapter | 1 |  | 1 Year | 757 | 0.15 | 643.45
38341 | Salto | EB650O00IMH8R-K | XS4 wide body electronic wire-free SVN BLE / Mifare / DESFire half escutcheon, with keypad, O lever, right handed, satin stainless finish, for use with KPB adapter | 1 |  | 1 Year | 819.85 | 0.15 | 696.8725
38342 | Salto | EB650O00IMH8RW- | XS4 wide body electronic RF wireless SVN BLE / Mifare / DESFire half escutcheon, O lever, right handed, satin stainless finish, for use with KPB adapter | 1 |  | 1 Year | 849 | 0.15 | 721.65
38343 | Salto | EB650O00IMH8RWK | XS4 wide body electronic RF wireless SVN BLE / Mifare / DESFire half escutcheon, with keypad, O lever, right handed, satin stainless finish, for use with KPB adapter | 1 |  | 1 Year | 1005.05 | 0.15 | 854.2925
38344 | Salto | EB650O00IMP7L-- | XS4 wide body electronic wire-free SVN BLE / Mifare / DESFire half escutcheon for use w/ concealed vertical rods, O lever, left handed, satin stainless finish, for use with KPB adapter | 1 |  | 1 Year | 757 | 0.15 | 643.45
38345 | Salto | EB650O00IMP7L-K | XS4 wide body electronic wire-free SVN BLE / Mifare / DESFire half escutcheon for use w/ concealed vertical rods, with keypad, O lever, left handed, satin stainless finish, for use with KPB adapter | 1 |  | 1 Year | 819.85 | 0.15 | 696.8725
38346 | Salto | EB650O00IMP7LW- | XS4 wide body electronic RF wireless SVN BLE / Mifare / DESFire half escutcheon for use w/ concealed vertical rods, O lever, left handed, satin stainless finish, for use with KPB adapter | 1 |  | 1 Year | 849 | 0.15 | 721.65
38347 | Salto | EB650O00IMP7LWK | XS4 wide body electronic RF wireless SVN BLE / Mifare / DESFire half escutcheon for use w/ concealed vertical rods, with keypad, O lever, left handed, satin stainless finish, for use with KPB adapter | 1 |  | 1 Year | 1005.05 | 0.15 | 854.2925
38348 | Salto | EB650O00IMP7R-- | XS4 wide body electronic wire-free SVN BLE / Mifare / DESFire half escutcheon for use w/ concealed vertical rods, O lever, right handed, satin stainless finish, for use with KPB adapter | 1 |  | 1 Year | 757 | 0.15 | 643.45
38349 | Salto | EB650O00IMP7R-K | XS4 wide body electronic wire-free SVN BLE / Mifare / DESFire half escutcheon for use w/ concealed vertical rods, with keypad, O lever, right handed, satin stainless finish, for use with KPB adapter | 1 |  | 1 Year | 819.85 | 0.15 | 696.8725
38350 | Salto | EB650O00IMP7RW- | XS4 wide body electronic RF wireless SVN BLE / Mifare / DESFire half escutcheon for use w/ concealed vertical rods, O lever, right handed, satin stainless finish, for use with KPB adapter | 1 |  | 1 Year | 849 | 0.15 | 721.65
38351 | Salto | EB650O00IMP7RWK | XS4 wide body electronic RF wireless SVN BLE / Mifare / DESFire half escutcheon for use w/ concealed vertical rods, with keypad, O lever, right handed, satin stainless finish, for use with KPB adapter | 1 |  | 1 Year | 1005.05 | 0.15 | 854.2925
38352 | Salto | EB650O00IMP8L-- | XS4 wide body electronic wire-free SVN BLE / Mifare / DESFire half escutcheon for use w/ concealed vertical rods, O lever, left handed, satin stainless finish, for use with KPB adapter | 1 |  | 1 Year | 757 | 0.15 | 643.45
38353 | Salto | EB650O00IMP8L-K | XS4 wide body electronic wire-free SVN BLE / Mifare / DESFire half escutcheon for use w/ concealed vertical rods, with keypad, O lever, left handed, satin stainless finish, for use with KPB adapter | 1 |  | 1 Year | 819.85 | 0.15 | 696.8725
38354 | Salto | EB650O00IMP8LW- | XS4 wide body electronic RF wireless SVN BLE / Mifare / DESFire half escutcheon for use w/ concealed vertical rods, O lever, left handed, satin stainless finish, for use with KPB adapter | 1 |  | 1 Year | 849 | 0.15 | 721.65
38355 | Salto | EB650O00IMP8LWK | XS4 wide body electronic RF wireless SVN BLE / Mifare / DESFire half escutcheon for use w/ concealed vertical rods, with keypad, O lever, left handed, satin stainless finish, for use with KPB adapter | 1 |  | 1 Year | 1005.05 | 0.15 | 854.2925
38356 | Salto | EB650O00IMP8R-- | XS4 wide body electronic wire-free SVN BLE / Mifare / DESFire half escutcheon for use w/ concealed vertical rods, O lever, right handed, satin stainless finish, for use with KPB adapter | 1 |  | 1 Year | 757 | 0.15 | 643.45
38357 | Salto | EB650O00IMP8R-K | XS4 wide body electronic wire-free SVN BLE / Mifare / DESFire half escutcheon for use w/ concealed vertical rods, with keypad, O lever, right handed, satin stainless finish, for use with KPB adapter | 1 |  | 1 Year | 819.85 | 0.15 | 696.8725
38358 | Salto | EB650O00IMP8RW- | XS4 wide body electronic RF wireless SVN BLE / Mifare / DESFire half escutcheon for use w/ concealed vertical rods, O lever, right handed, satin stainless finish, for use with KPB adapter | 1 |  | 1 Year | 849 | 0.15 | 721.65
38359 | Salto | EB650O00IMP8RWK | XS4 wide body electronic RF wireless SVN BLE / Mifare / DESFire half escutcheon for use w/ concealed vertical rods, with keypad, O lever, right handed, satin stainless finish, for use with KPB adapter | 1 |  | 1 Year | 1005.05 | 0.15 | 854.2925
38360 | Salto | EB650O00IPH8L-- | XS4 wide body electronic wire-free SVN BLE / Mifare / DESFire half escutcheon, O lever, left handed, bright stainless steel finish, for use with KPB adapter | 1 |  | 1 Year | 773.3 | 0.15 | 657.305
38361 | Salto | EB650O00IPH8L-K | XS4 wide body electronic wire-free SVN BLE / Mifare / DESFire half escutcheon, with keypad, O lever, left handed, bright stainless steel finish, for use with KPB adapter | 1 |  | 1 Year | 836.15 | 0.15 | 710.7275
38362 | Salto | EB650O00IPH8LW- | XS4 wide body electronic RF wireless SVN BLE / Mifare / DESFire half escutcheon, O lever, left handed, bright stainless steel finish, for use with KPB adapter | 1 |  | 1 Year | 865.3 | 0.15 | 735.505
38363 | Salto | EB650O00IPH8LWK | XS4 wide body electronic RF wireless SVN BLE / Mifare / DESFire half escutcheon, with keypad, O lever, left handed, bright stainless steel finish, for use with KPB adapter | 1 |  | 1 Year | 1021.35 | 0.15 | 868.1475
38364 | Salto | EB650O00IPH8R-- | XS4 wide body electronic wire-free SVN BLE / Mifare / DESFire half escutcheon, O lever, right handed, bright stainless steel finish, for use with KPB adapter | 1 |  | 1 Year | 773.3 | 0.15 | 657.305
38365 | Salto | EB650O00IPH8R-K | XS4 wide body electronic wire-free SVN BLE / Mifare / DESFire half escutcheon, with keypad, O lever, right handed, bright stainless steel finish, for use with KPB adapter | 1 |  | 1 Year | 836.15 | 0.15 | 710.7275
38366 | Salto | EB650O00IPH8RW- | XS4 wide body electronic RF wireless SVN BLE / Mifare / DESFire half escutcheon, O lever, right handed, bright stainless steel finish, for use with KPB adapter | 1 |  | 1 Year | 865.3 | 0.15 | 735.505
38367 | Salto | EB650O00IPH8RWK | XS4 wide body electronic RF wireless SVN BLE / Mifare / DESFire half escutcheon, with keypad, O lever, right handed, bright stainless steel finish, for use with KPB adapter | 1 |  | 1 Year | 1021.35 | 0.15 | 868.1475
38368 | Salto | EB650O00IPP7L-- | XS4 wide body electronic wire-free SVN BLE / Mifare / DESFire half escutcheon for use w/ concealed vertical rods, O lever, left handed, bright stainless steel finish, for use with KPB adapter | 1 |  | 1 Year | 773.3 | 0.15 | 657.305
38369 | Salto | EB650O00IPP7L-K | XS4 wide body electronic wire-free SVN BLE / Mifare / DESFire half escutcheon for use w/ concealed vertical rods, with keypad, O lever, left handed, bright stainless steel finish, for use with KPB adapter | 1 |  | 1 Year | 836.15 | 0.15 | 710.7275
38370 | Salto | EB650O00IPP7LW- | XS4 wide body electronic RF wireless SVN BLE / Mifare / DESFire half escutcheon for use w/ concealed vertical rods, O lever, left handed, bright stainless steel finish, for use with KPB adapter | 1 |  | 1 Year | 865.3 | 0.15 | 735.505
38371 | Salto | EB650O00IPP7LWK | XS4 wide body electronic RF wireless SVN BLE / Mifare / DESFire half escutcheon for use w/ concealed vertical rods, with keypad, O lever, left handed, bright stainless steel finish, for use with KPB adapter | 1 |  | 1 Year | 1021.35 | 0.15 | 868.1475
38372 | Salto | EB650O00IPP7R-- | XS4 wide body electronic wire-free SVN BLE / Mifare / DESFire half escutcheon for use w/ concealed vertical rods, O lever, right handed, bright stainless steel finish, for use with KPB adapter | 1 |  | 1 Year | 773.3 | 0.15 | 657.305
38373 | Salto | EB650O00IPP7R-K | XS4 wide body electronic wire-free SVN BLE / Mifare / DESFire half escutcheon for use w/ concealed vertical rods, with keypad, O lever, right handed, bright stainless steel finish, for use with KPB adapter | 1 |  | 1 Year | 836.15 | 0.15 | 710.7275
38374 | Salto | EB650O00IPP7RW- | XS4 wide body electronic RF wireless SVN BLE / Mifare / DESFire half escutcheon for use w/ concealed vertical rods, O lever, right handed, bright stainless steel finish, for use with KPB adapter | 1 |  | 1 Year | 865.3 | 0.15 | 735.505
38375 | Salto | EB650O00IPP7RWK | XS4 wide body electronic RF wireless SVN BLE / Mifare / DESFire half escutcheon for use w/ concealed vertical rods, with keypad, O lever, right handed, bright stainless steel finish, for use with KPB adapter | 1 |  | 1 Year | 1021.35 | 0.15 | 868.1475
38376 | Salto | EB650O00IPP8L-- | XS4 wide body electronic wire-free SVN BLE / Mifare / DESFire half escutcheon for use w/ concealed vertical rods, O lever, left handed, bright stainless steel finish, for use with KPB adapter | 1 |  | 1 Year | 773.3 | 0.15 | 657.305
38377 | Salto | EB650O00IPP8L-K | XS4 wide body electronic wire-free SVN BLE / Mifare / DESFire half escutcheon for use w/ concealed vertical rods, with keypad, O lever, left handed, bright stainless steel finish, for use with KPB adapter | 1 |  | 1 Year | 836.15 | 0.15 | 710.7275
38378 | Salto | EB650O00IPP8LW- | XS4 wide body electronic RF wireless SVN BLE / Mifare / DESFire half escutcheon for use w/ concealed vertical rods, O lever, left handed, bright stainless steel finish, for use with KPB adapter | 1 |  | 1 Year | 865.3 | 0.15 | 735.505
38379 | Salto | EB650O00IPP8LWK | XS4 wide body electronic RF wireless SVN BLE / Mifare / DESFire half escutcheon for use w/ concealed vertical rods, with keypad, O lever, left handed, bright stainless steel finish, for use with KPB adapter | 1 |  | 1 Year | 1021.35 | 0.15 | 868.1475
38380 | Salto | EB650O00IPP8R-- | XS4 wide body electronic wire-free SVN BLE / Mifare / DESFire half escutcheon for use w/ concealed vertical rods, O lever, right handed, bright stainless steel finish, for use with KPB adapter | 1 |  | 1 Year | 773.3 | 0.15 | 657.305
38381 | Salto | EB650O00IPP8R-K | XS4 wide body electronic wire-free SVN BLE / Mifare / DESFire half escutcheon for use w/ concealed vertical rods, with keypad, O lever, right handed, bright stainless steel finish, for use with KPB adapter | 1 |  | 1 Year | 836.15 | 0.15 | 710.7275
38382 | Salto | EB650O00IPP8RW- | XS4 wide body electronic RF wireless SVN BLE / Mifare / DESFire half escutcheon for use w/ concealed vertical rods, O lever, right handed, bright stainless steel finish, for use with KPB adapter | 1 |  | 1 Year | 865.3 | 0.15 | 735.505
38383 | Salto | EB650O00IPP8RWK | XS4 wide body electronic RF wireless SVN BLE / Mifare / DESFire half escutcheon for use w/ concealed vertical rods, with keypad, O lever, right handed, bright stainless steel finish, for use with KPB adapter | 1 |  | 1 Year | 1021.35 | 0.15 | 868.1475
38384 | Salto | EB650O00NEH8L-- | XS4 wide body electronic wire-free SVN BLE / Mifare / DESFire half escutcheon, O lever, left handed, black chromium finish, for use with KPB adapter | 1 |  | 1 Year | 791.7 | 0.15 | 672.945
38385 | Salto | EB650O00NEH8L-K | XS4 wide body electronic wire-free SVN BLE / Mifare / DESFire half escutcheon, with keypad, O lever, left handed, black chromium finish, for use with KPB adapter | 1 |  | 1 Year | 854.55 | 0.15 | 726.3675
38386 | Salto | EB650O00NEH8LW- | XS4 wide body electronic RF wireless SVN BLE / Mifare / DESFire half escutcheon, O lever, left handed, black chromium finish, for use with KPB adapter | 1 |  | 1 Year | 883.7 | 0.15 | 751.145
38387 | Salto | EB650O00NEH8LWK | XS4 wide body electronic RF wireless SVN BLE / Mifare / DESFire half escutcheon, with keypad, O lever, left handed, black chromium finish, for use with KPB adapter | 1 |  | 1 Year | 1039.75 | 0.15 | 883.7875
38388 | Salto | EB650O00NEH8R-- | XS4 wide body electronic wire-free SVN BLE / Mifare / DESFire half escutcheon, O lever, right handed, black chromium finish, for use with KPB adapter | 1 |  | 1 Year | 791.7 | 0.15 | 672.945
38389 | Salto | EB650O00NEH8R-K | XS4 wide body electronic wire-free SVN BLE / Mifare / DESFire half escutcheon, with keypad, O lever, right handed, black chromium finish, for use with KPB adapter | 1 |  | 1 Year | 854.55 | 0.15 | 726.3675
38390 | Salto | EB650O00NEH8RW- | XS4 wide body electronic RF wireless SVN BLE / Mifare / DESFire half escutcheon, O lever, right handed, black chromium finish, for use with KPB adapter | 1 |  | 1 Year | 883.7 | 0.15 | 751.145
38391 | Salto | EB650O00NEH8RWK | XS4 wide body electronic RF wireless SVN BLE / Mifare / DESFire half escutcheon, with keypad, O lever, right handed, black chromium finish, for use with KPB adapter | 1 |  | 1 Year | 1039.75 | 0.15 | 883.7875
38392 | Salto | EB650O00NEP7L-- | XS4 wide body electronic wire-free SVN BLE / Mifare / DESFire half escutcheon for use w/ concealed vertical rods, O lever, left handed, black chromium finish, for use with KPB adapter | 1 |  | 1 Year | 791.7 | 0.15 | 672.945
38393 | Salto | EB650O00NEP7L-K | XS4 wide body electronic wire-free SVN BLE / Mifare / DESFire half escutcheon for use w/ concealed vertical rods, with keypad, O lever, left handed, black chromium finish, for use with KPB adapter | 1 |  | 1 Year | 854.55 | 0.15 | 726.3675
38394 | Salto | EB650O00NEP7LW- | XS4 wide body electronic RF wireless SVN BLE / Mifare / DESFire half escutcheon for use w/ concealed vertical rods, O lever, left handed, black chromium finish, for use with KPB adapter | 1 |  | 1 Year | 883.7 | 0.15 | 751.145
38395 | Salto | EB650O00NEP7LWK | XS4 wide body electronic RF wireless SVN BLE / Mifare / DESFire half escutcheon for use w/ concealed vertical rods, with keypad, O lever, left handed, black chromium finish, for use with KPB adapter | 1 |  | 1 Year | 1039.75 | 0.15 | 883.7875
38396 | Salto | EB650O00NEP7R-- | XS4 wide body electronic wire-free SVN BLE / Mifare / DESFire half escutcheon for use w/ concealed vertical rods, O lever, right handed, black chromium finish, for use with KPB adapter | 1 |  | 1 Year | 791.7 | 0.15 | 672.945
38397 | Salto | EB650O00NEP7R-K | XS4 wide body electronic wire-free SVN BLE / Mifare / DESFire half escutcheon for use w/ concealed vertical rods, with keypad, O lever, right handed, black chromium finish, for use with KPB adapter | 1 |  | 1 Year | 854.55 | 0.15 | 726.3675
38398 | Salto | EB650O00NEP7RW- | XS4 wide body electronic RF wireless SVN BLE / Mifare / DESFire half escutcheon for use w/ concealed vertical rods, O lever, right handed, black chromium finish, for use with KPB adapter | 1 |  | 1 Year | 883.7 | 0.15 | 751.145
38399 | Salto | EB650O00NEP7RWK | XS4 wide body electronic RF wireless SVN BLE / Mifare / DESFire half escutcheon for use w/ concealed vertical rods, with keypad, O lever, right handed, black chromium finish, for use with KPB adapter | 1 |  | 1 Year | 1039.75 | 0.15 | 883.7875
38400 | Salto | EB650O00NEP8L-- | XS4 wide body electronic wire-free SVN BLE / Mifare / DESFire half escutcheon for use w/ concealed vertical rods, O lever, left handed, black chromium finish, for use with KPB adapter | 1 |  | 1 Year | 791.7 | 0.15 | 672.945
38401 | Salto | EB650O00NEP8L-K | XS4 wide body electronic wire-free SVN BLE / Mifare / DESFire half escutcheon for use w/ concealed vertical rods, with keypad, O lever, left handed, black chromium finish, for use with KPB adapter | 1 |  | 1 Year | 854.55 | 0.15 | 726.3675
38402 | Salto | EB650O00NEP8LW- | XS4 wide body electronic RF wireless SVN BLE / Mifare / DESFire half escutcheon for use w/ concealed vertical rods, O lever, left handed, black chromium finish, for use with KPB adapter | 1 |  | 1 Year | 883.7 | 0.15 | 751.145
38403 | Salto | EB650O00NEP8LWK | XS4 wide body electronic RF wireless SVN BLE / Mifare / DESFire half escutcheon for use w/ concealed vertical rods, with keypad, O lever, left handed, black chromium finish, for use with KPB adapter | 1 |  | 1 Year | 1039.75 | 0.15 | 883.7875
38404 | Salto | EB650O00NEP8R-- | XS4 wide body electronic wire-free SVN BLE / Mifare / DESFire half escutcheon for use w/ concealed vertical rods, O lever, right handed, black chromium finish, for use with KPB adapter | 1 |  | 1 Year | 791.7 | 0.15 | 672.945
38405 | Salto | EB650O00NEP8R-K | XS4 wide body electronic wire-free SVN BLE / Mifare / DESFire half escutcheon for use w/ concealed vertical rods, with keypad, O lever, right handed, black chromium finish, for use with KPB adapter | 1 |  | 1 Year | 854.55 | 0.15 | 726.3675
38406 | Salto | EB650O00NEP8RW- | XS4 wide body electronic RF wireless SVN BLE / Mifare / DESFire half escutcheon for use w/ concealed vertical rods, O lever, right handed, black chromium finish, for use with KPB adapter | 1 |  | 1 Year | 883.7 | 0.15 | 751.145
38407 | Salto | EB650O00NEP8RWK | XS4 wide body electronic RF wireless SVN BLE / Mifare / DESFire half escutcheon for use w/ concealed vertical rods, with keypad, O lever, right handed, black chromium finish, for use with KPB adapter | 1 |  | 1 Year | 1039.75 | 0.15 | 883.7875
38408 | Salto | EB650O00PMH8L-- | XS4 wide body electronic wire-free SVN BLE / Mifare / DESFire half escutcheon, O lever, left handed, satin brass finish, for use with KPB adapter | 1 |  | 1 Year | 757 | 0.15 | 643.45
38409 | Salto | EB650O00PMH8L-K | XS4 wide body electronic wire-free SVN BLE / Mifare / DESFire half escutcheon, with keypad, O lever, left handed, satin brass finish, for use with KPB adapter | 1 |  | 1 Year | 819.85 | 0.15 | 696.8725
38410 | Salto | EB650O00PMH8LW- | XS4 wide body electronic RF wireless SVN BLE / Mifare / DESFire half escutcheon, O lever, left handed, satin brass finish, for use with KPB adapter | 1 |  | 1 Year | 849 | 0.15 | 721.65
38411 | Salto | EB650O00PMH8LWK | XS4 wide body electronic RF wireless SVN BLE / Mifare / DESFire half escutcheon, with keypad, O lever, left handed, satin brass finish, for use with KPB adapter | 1 |  | 1 Year | 1005.05 | 0.15 | 854.2925
38412 | Salto | EB650O00PMH8R-- | XS4 wide body electronic wire-free SVN BLE / Mifare / DESFire half escutcheon, O lever, right handed, satin brass finish, for use with KPB adapter | 1 |  | 1 Year | 757 | 0.15 | 643.45
38413 | Salto | EB650O00PMH8R-K | XS4 wide body electronic wire-free SVN BLE / Mifare / DESFire half escutcheon, with keypad, O lever, right handed, satin brass finish, for use with KPB adapter | 1 |  | 1 Year | 819.85 | 0.15 | 696.8725
38414 | Salto | EB650O00PMH8RW- | XS4 wide body electronic RF wireless SVN BLE / Mifare / DESFire half escutcheon, O lever, right handed, satin brass finish, for use with KPB adapter | 1 |  | 1 Year | 849 | 0.15 | 721.65
38415 | Salto | EB650O00PMH8RWK | XS4 wide body electronic RF wireless SVN BLE / Mifare / DESFire half escutcheon, with keypad, O lever, right handed, satin brass finish, for use with KPB adapter | 1 |  | 1 Year | 1005.05 | 0.15 | 854.2925
38416 | Salto | EB650O00PMP7L-- | XS4 wide body electronic wire-free SVN BLE / Mifare / DESFire half escutcheon for use w/ concealed vertical rods, O lever, left handed, satin brass finish, for use with KPB adapter | 1 |  | 1 Year | 757 | 0.15 | 643.45
38417 | Salto | EB650O00PMP7L-K | XS4 wide body electronic wire-free SVN BLE / Mifare / DESFire half escutcheon for use w/ concealed vertical rods, with keypad, O lever, left handed, satin brass finish, for use with KPB adapter | 1 |  | 1 Year | 819.85 | 0.15 | 696.8725
38418 | Salto | EB650O00PMP7LW- | XS4 wide body electronic RF wireless SVN BLE / Mifare / DESFire half escutcheon for use w/ concealed vertical rods, O lever, left handed, satin brass finish, for use with KPB adapter | 1 |  | 1 Year | 849 | 0.15 | 721.65
38419 | Salto | EB650O00PMP7LWK | XS4 wide body electronic RF wireless SVN BLE / Mifare / DESFire half escutcheon for use w/ concealed vertical rods, with keypad, O lever, left handed, satin brass finish, for use with KPB adapter | 1 |  | 1 Year | 1005.05 | 0.15 | 854.2925
38420 | Salto | EB650O00PMP7R-- | XS4 wide body electronic wire-free SVN BLE / Mifare / DESFire half escutcheon for use w/ concealed vertical rods, O lever, right handed, satin brass finish, for use with KPB adapter | 1 |  | 1 Year | 757 | 0.15 | 643.45
38421 | Salto | EB650O00PMP7R-K | XS4 wide body electronic wire-free SVN BLE / Mifare / DESFire half escutcheon for use w/ concealed vertical rods, with keypad, O lever, right handed, satin brass finish, for use with KPB adapter | 1 |  | 1 Year | 819.85 | 0.15 | 696.8725
38422 | Salto | EB650O00PMP7RW- | XS4 wide body electronic RF wireless SVN BLE / Mifare / DESFire half escutcheon for use w/ concealed vertical rods, O lever, right handed, satin brass finish, for use with KPB adapter | 1 |  | 1 Year | 849 | 0.15 | 721.65
38423 | Salto | EB650O00PMP7RWK | XS4 wide body electronic RF wireless SVN BLE / Mifare / DESFire half escutcheon for use w/ concealed vertical rods, with keypad, O lever, right handed, satin brass finish, for use with KPB adapter | 1 |  | 1 Year | 1005.05 | 0.15 | 854.2925
38424 | Salto | EB650O00PMP8L-- | XS4 wide body electronic wire-free SVN BLE / Mifare / DESFire half escutcheon for use w/ concealed vertical rods, O lever, left handed, satin brass finish, for use with KPB adapter | 1 |  | 1 Year | 757 | 0.15 | 643.45
38425 | Salto | EB650O00PMP8L-K | XS4 wide body electronic wire-free SVN BLE / Mifare / DESFire half escutcheon for use w/ concealed vertical rods, with keypad, O lever, left handed, satin brass finish, for use with KPB adapter | 1 |  | 1 Year | 819.85 | 0.15 | 696.8725
38426 | Salto | EB650O00PMP8LW- | XS4 wide body electronic RF wireless SVN BLE / Mifare / DESFire half escutcheon for use w/ concealed vertical rods, O lever, left handed, satin brass finish, for use with KPB adapter | 1 |  | 1 Year | 849 | 0.15 | 721.65
38427 | Salto | EB650O00PMP8LWK | XS4 wide body electronic RF wireless SVN BLE / Mifare / DESFire half escutcheon for use w/ concealed vertical rods, with keypad, O lever, left handed, satin brass finish, for use with KPB adapter | 1 |  | 1 Year | 1005.05 | 0.15 | 854.2925
38428 | Salto | EB650O00PMP8R-- | XS4 wide body electronic wire-free SVN BLE / Mifare / DESFire half escutcheon for use w/ concealed vertical rods, O lever, right handed, satin brass finish, for use with KPB adapter | 1 |  | 1 Year | 757 | 0.15 | 643.45
38429 | Salto | EB650O00PMP8R-K | XS4 wide body electronic wire-free SVN BLE / Mifare / DESFire half escutcheon for use w/ concealed vertical rods, with keypad, O lever, right handed, satin brass finish, for use with KPB adapter | 1 |  | 1 Year | 819.85 | 0.15 | 696.8725
38430 | Salto | EB650O00PMP8RW- | XS4 wide body electronic RF wireless SVN BLE / Mifare / DESFire half escutcheon for use w/ concealed vertical rods, O lever, right handed, satin brass finish, for use with KPB adapter | 1 |  | 1 Year | 849 | 0.15 | 721.65
38431 | Salto | EB650O00PMP8RWK | XS4 wide body electronic RF wireless SVN BLE / Mifare / DESFire half escutcheon for use w/ concealed vertical rods, with keypad, O lever, right handed, satin brass finish, for use with KPB adapter | 1 |  | 1 Year | 1005.05 | 0.15 | 854.2925
38432 | Salto | EB650O00PPH8L-- | XS4 wide body electronic wire-free SVN BLE / Mifare / DESFire half escutcheon, O lever, left handed, bright brass finish, for use with KPB adapter | 1 |  | 1 Year | 773.3 | 0.15 | 657.305
38433 | Salto | EB650O00PPH8L-K | XS4 wide body electronic wire-free SVN BLE / Mifare / DESFire half escutcheon, with keypad, O lever, left handed, bright brass finish, for use with KPB adapter | 1 |  | 1 Year | 836.15 | 0.15 | 710.7275
38434 | Salto | EB650O00PPH8LW- | XS4 wide body electronic RF wireless SVN BLE / Mifare / DESFire half escutcheon, O lever, left handed, bright brass finish, for use with KPB adapter | 1 |  | 1 Year | 865.3 | 0.15 | 735.505
38435 | Salto | EB650O00PPH8LWK | XS4 wide body electronic RF wireless SVN BLE / Mifare / DESFire half escutcheon, with keypad, O lever, left handed, bright brass finish, for use with KPB adapter | 1 |  | 1 Year | 1021.35 | 0.15 | 868.1475
38436 | Salto | EB650O00PPH8R-- | XS4 wide body electronic wire-free SVN BLE / Mifare / DESFire half escutcheon, O lever, right handed, bright brass finish, for use with KPB adapter | 1 |  | 1 Year | 773.3 | 0.15 | 657.305
38437 | Salto | EB650O00PPH8R-K | XS4 wide body electronic wire-free SVN BLE / Mifare / DESFire half escutcheon, with keypad, O lever, right handed, bright brass finish, for use with KPB adapter | 1 |  | 1 Year | 836.15 | 0.15 | 710.7275
38438 | Salto | EB650O00PPH8RW- | XS4 wide body electronic RF wireless SVN BLE / Mifare / DESFire half escutcheon, O lever, right handed, bright brass finish, for use with KPB adapter | 1 |  | 1 Year | 865.3 | 0.15 | 735.505
38439 | Salto | EB650O00PPH8RWK | XS4 wide body electronic RF wireless SVN BLE / Mifare / DESFire half escutcheon, with keypad, O lever, right handed, bright brass finish, for use with KPB adapter | 1 |  | 1 Year | 1021.35 | 0.15 | 868.1475
38440 | Salto | EB650O00PPP7L-- | XS4 wide body electronic wire-free SVN BLE / Mifare / DESFire half escutcheon for use w/ concealed vertical rods, O lever, left handed, bright brass finish, for use with KPB adapter | 1 |  | 1 Year | 773.3 | 0.15 | 657.305
38441 | Salto | EB650O00PPP7L-K | XS4 wide body electronic wire-free SVN BLE / Mifare / DESFire half escutcheon for use w/ concealed vertical rods, with keypad, O lever, left handed, bright brass finish, for use with KPB adapter | 1 |  | 1 Year | 836.15 | 0.15 | 710.7275
38442 | Salto | EB650O00PPP7LW- | XS4 wide body electronic RF wireless SVN BLE / Mifare / DESFire half escutcheon for use w/ concealed vertical rods, O lever, left handed, bright brass finish, for use with KPB adapter | 1 |  | 1 Year | 865.3 | 0.15 | 735.505
38443 | Salto | EB650O00PPP7LWK | XS4 wide body electronic RF wireless SVN BLE / Mifare / DESFire half escutcheon for use w/ concealed vertical rods, with keypad, O lever, left handed, bright brass finish, for use with KPB adapter | 1 |  | 1 Year | 1021.35 | 0.15 | 868.1475
38444 | Salto | EB650O00PPP7R-- | XS4 wide body electronic wire-free SVN BLE / Mifare / DESFire half escutcheon for use w/ concealed vertical rods, O lever, right handed, bright brass finish, for use with KPB adapter | 1 |  | 1 Year | 773.3 | 0.15 | 657.305
38445 | Salto | EB650O00PPP7R-K | XS4 wide body electronic wire-free SVN BLE / Mifare / DESFire half escutcheon for use w/ concealed vertical rods, with keypad, O lever, right handed, bright brass finish, for use with KPB adapter | 1 |  | 1 Year | 836.15 | 0.15 | 710.7275
38446 | Salto | EB650O00PPP7RW- | XS4 wide body electronic RF wireless SVN BLE / Mifare / DESFire half escutcheon for use w/ concealed vertical rods, O lever, right handed, bright brass finish, for use with KPB adapter | 1 |  | 1 Year | 865.3 | 0.15 | 735.505
38447 | Salto | EB650O00PPP7RWK | XS4 wide body electronic RF wireless SVN BLE / Mifare / DESFire half escutcheon for use w/ concealed vertical rods, with keypad, O lever, right handed, bright brass finish, for use with KPB adapter | 1 |  | 1 Year | 1021.35 | 0.15 | 868.1475
38448 | Salto | EB650O00PPP8L-- | XS4 wide body electronic wire-free SVN BLE / Mifare / DESFire half escutcheon for use w/ concealed vertical rods, O lever, left handed, bright brass finish, for use with KPB adapter | 1 |  | 1 Year | 773.3 | 0.15 | 657.305
38449 | Salto | EB650O00PPP8L-K | XS4 wide body electronic wire-free SVN BLE / Mifare / DESFire half escutcheon for use w/ concealed vertical rods, with keypad, O lever, left handed, bright brass finish, for use with KPB adapter | 1 |  | 1 Year | 836.15 | 0.15 | 710.7275
38450 | Salto | EB650O00PPP8LW- | XS4 wide body electronic RF wireless SVN BLE / Mifare / DESFire half escutcheon for use w/ concealed vertical rods, O lever, left handed, bright brass finish, for use with KPB adapter | 1 |  | 1 Year | 865.3 | 0.15 | 735.505
38451 | Salto | EB650O00PPP8LWK | XS4 wide body electronic RF wireless SVN BLE / Mifare / DESFire half escutcheon for use w/ concealed vertical rods, with keypad, O lever, left handed, bright brass finish, for use with KPB adapter | 1 |  | 1 Year | 1021.35 | 0.15 | 868.1475
38452 | Salto | EB650O00PPP8R-- | XS4 wide body electronic wire-free SVN BLE / Mifare / DESFire half escutcheon for use w/ concealed vertical rods, O lever, right handed, bright brass finish, for use with KPB adapter | 1 |  | 1 Year | 773.3 | 0.15 | 657.305
38453 | Salto | EB650O00PPP8R-K | XS4 wide body electronic wire-free SVN BLE / Mifare / DESFire half escutcheon for use w/ concealed vertical rods, with keypad, O lever, right handed, bright brass finish, for use with KPB adapter | 1 |  | 1 Year | 836.15 | 0.15 | 710.7275
38454 | Salto | EB650O00PPP8RW- | XS4 wide body electronic RF wireless SVN BLE / Mifare / DESFire half escutcheon for use w/ concealed vertical rods, O lever, right handed, bright brass finish, for use with KPB adapter | 1 |  | 1 Year | 865.3 | 0.15 | 735.505
38455 | Salto | EB650O00PPP8RWK | XS4 wide body electronic RF wireless SVN BLE / Mifare / DESFire half escutcheon for use w/ concealed vertical rods, with keypad, O lever, right handed, bright brass finish, for use with KPB adapter | 1 |  | 1 Year | 1021.35 | 0.15 | 868.1475
38456 | Salto | EB650W00BCH8--- | XS4 wide body electronic wire-free SVN BLE / Mifare / DESFire half escutcheon, W lever, unhanded, BioCote antimicrobial finish, for use with KPB adapter | 1 |  | 1 Year | 798.8 | 0.15 | 678.98
38457 | Salto | EB650W00BCH8--K | XS4 wide body electronic wire-free SVN BLE / Mifare / DESFire half escutcheon, with keypad, W lever, unhanded, BioCote antimicrobial finish, for use with KPB adapter | 1 |  | 1 Year | 861.65 | 0.15 | 732.4025
38458 | Salto | EB650W00BCH8-W- | XS4 wide body electronic RF wireless SVN BLE / Mifare / DESFire half escutcheon, W lever, unhanded, BioCote antimicrobial finish, for use with KPB adapter | 1 |  | 1 Year | 890.8 | 0.15 | 757.18
38459 | Salto | EB650W00BCH8-WK | XS4 wide body electronic RF wireless SVN BLE / Mifare / DESFire half escutcheon, with keypad, W lever, unhanded, BioCote antimicrobial finish, for use with KPB adapter | 1 |  | 1 Year | 1046.85 | 0.15 | 889.8225
38460 | Salto | EB650W00BCP7--- | XS4 wide body electronic wire-free SVN BLE / Mifare / DESFire half escutcheon for use w/ concealed vertical rods, W lever, unhanded, BioCote antimicrobial finish, for use with KPB adapter | 1 |  | 1 Year | 798.8 | 0.15 | 678.98
38461 | Salto | EB650W00BCP7--K | XS4 wide body electronic wire-free SVN BLE / Mifare / DESFire half escutcheon for use w/ concealed vertical rods, with keypad, W lever, unhanded, BioCote antimicrobial finish, for use with KPB adapter | 1 |  | 1 Year | 861.65 | 0.15 | 732.4025
38462 | Salto | EB650W00BCP7-W- | XS4 wide body electronic RF wireless SVN BLE / Mifare / DESFire half escutcheon for use w/ concealed vertical rods, W lever, unhanded, BioCote antimicrobial finish, for use with KPB adapter | 1 |  | 1 Year | 890.8 | 0.15 | 757.18
38463 | Salto | EB650W00BCP7-WK | XS4 wide body electronic RF wireless SVN BLE / Mifare / DESFire half escutcheon for use w/ concealed vertical rods, with keypad, W lever, unhanded, BioCote antimicrobial finish, for use with KPB adapter | 1 |  | 1 Year | 1046.85 | 0.15 | 889.8225
38464 | Salto | EB650W00BCP8--- | XS4 wide body electronic wire-free SVN BLE / Mifare / DESFire half escutcheon for use w/ concealed vertical rods, W lever, unhanded, BioCote antimicrobial finish, for use with KPB adapter | 1 |  | 1 Year | 798.8 | 0.15 | 678.98
38465 | Salto | EB650W00BCP8--K | XS4 wide body electronic wire-free SVN BLE / Mifare / DESFire half escutcheon for use w/ concealed vertical rods, with keypad, W lever, unhanded, BioCote antimicrobial finish, for use with KPB adapter | 1 |  | 1 Year | 861.65 | 0.15 | 732.4025
38466 | Salto | EB650W00BCP8-W- | XS4 wide body electronic RF wireless SVN BLE / Mifare / DESFire half escutcheon for use w/ concealed vertical rods, W lever, unhanded, BioCote antimicrobial finish, for use with KPB adapter | 1 |  | 1 Year | 890.8 | 0.15 | 757.18
38467 | Salto | EB650W00BCP8-WK | XS4 wide body electronic RF wireless SVN BLE / Mifare / DESFire half escutcheon for use w/ concealed vertical rods, with keypad, W lever, unhanded, BioCote antimicrobial finish, for use with KPB adapter | 1 |  | 1 Year | 1046.85 | 0.15 | 889.8225
38468 | Salto | EB650W00IAH8--- | XS4 wide body electronic wire-free SVN BLE / Mifare / DESFire half escutcheon, W lever, unhanded, antique brass finish, for use with KPB adapter | 1 |  | 1 Year | 798.8 | 0.15 | 678.98
38469 | Salto | EB650W00IAH8--K | XS4 wide body electronic wire-free SVN BLE / Mifare / DESFire half escutcheon, with keypad, W lever, unhanded, antique brass finish, for use with KPB adapter | 1 |  | 1 Year | 861.65 | 0.15 | 732.4025
38470 | Salto | EB650W00IAH8-W- | XS4 wide body electronic RF wireless SVN BLE / Mifare / DESFire half escutcheon, W lever, unhanded, antique brass finish, for use with KPB adapter | 1 |  | 1 Year | 890.8 | 0.15 | 757.18
38471 | Salto | EB650W00IAH8-WK | XS4 wide body electronic RF wireless SVN BLE / Mifare / DESFire half escutcheon, with keypad, W lever, unhanded, antique brass finish, for use with KPB adapter | 1 |  | 1 Year | 1046.85 | 0.15 | 889.8225
38472 | Salto | EB650W00IAP7--- | XS4 wide body electronic wire-free SVN BLE / Mifare / DESFire half escutcheon for use w/ concealed vertical rods, W lever, unhanded, antique brass finish, for use with KPB adapter | 1 |  | 1 Year | 798.8 | 0.15 | 678.98
38473 | Salto | EB650W00IAP7--K | XS4 wide body electronic wire-free SVN BLE / Mifare / DESFire half escutcheon for use w/ concealed vertical rods, with keypad, W lever, unhanded, antique brass finish, for use with KPB adapter | 1 |  | 1 Year | 861.65 | 0.15 | 732.4025
38474 | Salto | EB650W00IAP7-W- | XS4 wide body electronic RF wireless SVN BLE / Mifare / DESFire half escutcheon for use w/ concealed vertical rods, W lever, unhanded, antique brass finish, for use with KPB adapter | 1 |  | 1 Year | 890.8 | 0.15 | 757.18
38475 | Salto | EB650W00IAP7-WK | XS4 wide body electronic RF wireless SVN BLE / Mifare / DESFire half escutcheon for use w/ concealed vertical rods, with keypad, W lever, unhanded, antique brass finish, for use with KPB adapter | 1 |  | 1 Year | 1046.85 | 0.15 | 889.8225
38476 | Salto | EB650W00IAP8--- | XS4 wide body electronic wire-free SVN BLE / Mifare / DESFire half escutcheon for use w/ concealed vertical rods, W lever, unhanded, antique brass finish, for use with KPB adapter | 1 |  | 1 Year | 798.8 | 0.15 | 678.98
38477 | Salto | EB650W00IAP8--K | XS4 wide body electronic wire-free SVN BLE / Mifare / DESFire half escutcheon for use w/ concealed vertical rods, with keypad, W lever, unhanded, antique brass finish, for use with KPB adapter | 1 |  | 1 Year | 861.65 | 0.15 | 732.4025
38478 | Salto | EB650W00IAP8-W- | XS4 wide body electronic RF wireless SVN BLE / Mifare / DESFire half escutcheon for use w/ concealed vertical rods, W lever, unhanded, antique brass finish, for use with KPB adapter | 1 |  | 1 Year | 890.8 | 0.15 | 757.18
38479 | Salto | EB650W00IAP8-WK | XS4 wide body electronic RF wireless SVN BLE / Mifare / DESFire half escutcheon for use w/ concealed vertical rods, with keypad, W lever, unhanded, antique brass finish, for use with KPB adapter | 1 |  | 1 Year | 1046.85 | 0.15 | 889.8225
38480 | Salto | EB650W00IMH8--- | XS4 wide body electronic wire-free SVN BLE / Mifare / DESFire half escutcheon, W lever, unhanded, satin stainless finish, for use with KPB adapter | 1 |  | 1 Year | 746.8 | 0.15 | 634.78
38481 | Salto | EB650W00IMH8--K | XS4 wide body electronic wire-free SVN BLE / Mifare / DESFire half escutcheon, with keypad, W lever, unhanded, satin stainless finish, for use with KPB adapter | 1 |  | 1 Year | 809.65 | 0.15 | 688.2025
38482 | Salto | EB650W00IMH8-W- | XS4 wide body electronic RF wireless SVN BLE / Mifare / DESFire half escutcheon, W lever, unhanded, satin stainless finish, for use with KPB adapter | 1 |  | 1 Year | 838.8 | 0.15 | 712.98
38483 | Salto | EB650W00IMH8-WK | XS4 wide body electronic RF wireless SVN BLE / Mifare / DESFire half escutcheon, with keypad, W lever, unhanded, satin stainless finish, for use with KPB adapter | 1 |  | 1 Year | 994.85 | 0.15 | 845.6225
38484 | Salto | EB650W00IMP7--- | XS4 wide body electronic wire-free SVN BLE / Mifare / DESFire half escutcheon for use w/ concealed vertical rods, W lever, unhanded, satin stainless finish, for use with KPB adapter | 1 |  | 1 Year | 746.8 | 0.15 | 634.78
38485 | Salto | EB650W00IMP7--K | XS4 wide body electronic wire-free SVN BLE / Mifare / DESFire half escutcheon for use w/ concealed vertical rods, with keypad, W lever, unhanded, satin stainless finish, for use with KPB adapter | 1 |  | 1 Year | 809.65 | 0.15 | 688.2025
38486 | Salto | EB650W00IMP7-W- | XS4 wide body electronic RF wireless SVN BLE / Mifare / DESFire half escutcheon for use w/ concealed vertical rods, W lever, unhanded, satin stainless finish, for use with KPB adapter | 1 |  | 1 Year | 838.8 | 0.15 | 712.98
38487 | Salto | EB650W00IMP7-WK | XS4 wide body electronic RF wireless SVN BLE / Mifare / DESFire half escutcheon for use w/ concealed vertical rods, with keypad, W lever, unhanded, satin stainless finish, for use with KPB adapter | 1 |  | 1 Year | 994.85 | 0.15 | 845.6225
38488 | Salto | EB650W00IMP8--- | XS4 wide body electronic wire-free SVN BLE / Mifare / DESFire half escutcheon for use w/ concealed vertical rods, W lever, unhanded, satin stainless finish, for use with KPB adapter | 1 |  | 1 Year | 746.8 | 0.15 | 634.78
38489 | Salto | EB650W00IMP8--K | XS4 wide body electronic wire-free SVN BLE / Mifare / DESFire half escutcheon for use w/ concealed vertical rods, with keypad, W lever, unhanded, satin stainless finish, for use with KPB adapter | 1 |  | 1 Year | 809.65 | 0.15 | 688.2025
38490 | Salto | EB650W00IMP8-W- | XS4 wide body electronic RF wireless SVN BLE / Mifare / DESFire half escutcheon for use w/ concealed vertical rods, W lever, unhanded, satin stainless finish, for use with KPB adapter | 1 |  | 1 Year | 838.8 | 0.15 | 712.98
38491 | Salto | EB650W00IMP8-WK | XS4 wide body electronic RF wireless SVN BLE / Mifare / DESFire half escutcheon for use w/ concealed vertical rods, with keypad, W lever, unhanded, satin stainless finish, for use with KPB adapter | 1 |  | 1 Year | 994.85 | 0.15 | 845.6225
38492 | Salto | EB650W00IPH8--- | XS4 wide body electronic wire-free SVN BLE / Mifare / DESFire half escutcheon, W lever, unhanded, bright stainless steel finish, for use with KPB adapter | 1 |  | 1 Year | 763.1 | 0.15 | 648.635
38493 | Salto | EB650W00IPH8--K | XS4 wide body electronic wire-free SVN BLE / Mifare / DESFire half escutcheon, with keypad, W lever, unhanded, bright stainless steel finish, for use with KPB adapter | 1 |  | 1 Year | 825.95 | 0.15 | 702.0575
38494 | Salto | EB650W00IPH8-W- | XS4 wide body electronic RF wireless SVN BLE / Mifare / DESFire half escutcheon, W lever, unhanded, bright stainless steel finish, for use with KPB adapter | 1 |  | 1 Year | 855.1 | 0.15 | 726.835
38495 | Salto | EB650W00IPH8-WK | XS4 wide body electronic RF wireless SVN BLE / Mifare / DESFire half escutcheon, with keypad, W lever, unhanded, bright stainless steel finish, for use with KPB adapter | 1 |  | 1 Year | 1011.15 | 0.15 | 859.4775
38496 | Salto | EB650W00IPP7--- | XS4 wide body electronic wire-free SVN BLE / Mifare / DESFire half escutcheon for use w/ concealed vertical rods, W lever, unhanded, bright stainless steel finish, for use with KPB adapter | 1 |  | 1 Year | 763.1 | 0.15 | 648.635
38497 | Salto | EB650W00IPP7--K | XS4 wide body electronic wire-free SVN BLE / Mifare / DESFire half escutcheon for use w/ concealed vertical rods, with keypad, W lever, unhanded, bright stainless steel finish, for use with KPB adapter | 1 |  | 1 Year | 825.95 | 0.15 | 702.0575
38498 | Salto | EB650W00IPP7-W- | XS4 wide body electronic RF wireless SVN BLE / Mifare / DESFire half escutcheon for use w/ concealed vertical rods, W lever, unhanded, bright stainless steel finish, for use with KPB adapter | 1 |  | 1 Year | 855.1 | 0.15 | 726.835
38499 | Salto | EB650W00IPP7-WK | XS4 wide body electronic RF wireless SVN BLE / Mifare / DESFire half escutcheon for use w/ concealed vertical rods, with keypad, W lever, unhanded, bright stainless steel finish, for use with KPB adapter | 1 |  | 1 Year | 1011.15 | 0.15 | 859.4775
38500 | Salto | EB650W00IPP8--- | XS4 wide body electronic wire-free SVN BLE / Mifare / DESFire half escutcheon for use w/ concealed vertical rods, W lever, unhanded, bright stainless steel finish, for use with KPB adapter | 1 |  | 1 Year | 763.1 | 0.15 | 648.635
38501 | Salto | EB650W00IPP8--K | XS4 wide body electronic wire-free SVN BLE / Mifare / DESFire half escutcheon for use w/ concealed vertical rods, with keypad, W lever, unhanded, bright stainless steel finish, for use with KPB adapter | 1 |  | 1 Year | 825.95 | 0.15 | 702.0575
38502 | Salto | EB650W00IPP8-W- | XS4 wide body electronic RF wireless SVN BLE / Mifare / DESFire half escutcheon for use w/ concealed vertical rods, W lever, unhanded, bright stainless steel finish, for use with KPB adapter | 1 |  | 1 Year | 855.1 | 0.15 | 726.835
38503 | Salto | EB650W00IPP8-WK | XS4 wide body electronic RF wireless SVN BLE / Mifare / DESFire half escutcheon for use w/ concealed vertical rods, with keypad, W lever, unhanded, bright stainless steel finish, for use with KPB adapter | 1 |  | 1 Year | 1011.15 | 0.15 | 859.4775
38504 | Salto | EB650W00NEH8--- | XS4 wide body electronic wire-free SVN BLE / Mifare / DESFire half escutcheon, W lever, unhanded, black chromium finish, for use with KPB adapter | 1 |  | 1 Year | 781.5 | 0.15 | 664.275
38505 | Salto | EB650W00NEH8--K | XS4 wide body electronic wire-free SVN BLE / Mifare / DESFire half escutcheon, with keypad, W lever, unhanded, black chromium finish, for use with KPB adapter | 1 |  | 1 Year | 844.35 | 0.15 | 717.6975
38506 | Salto | EB650W00NEH8-W- | XS4 wide body electronic RF wireless SVN BLE / Mifare / DESFire half escutcheon, W lever, unhanded, black chromium finish, for use with KPB adapter | 1 |  | 1 Year | 873.5 | 0.15 | 742.475
38507 | Salto | EB650W00NEH8-WK | XS4 wide body electronic RF wireless SVN BLE / Mifare / DESFire half escutcheon, with keypad, W lever, unhanded, black chromium finish, for use with KPB adapter | 1 |  | 1 Year | 1029.55 | 0.15 | 875.1175
38508 | Salto | EB650W00NEP7--- | XS4 wide body electronic wire-free SVN BLE / Mifare / DESFire half escutcheon for use w/ concealed vertical rods, W lever, unhanded, black chromium finish, for use with KPB adapter | 1 |  | 1 Year | 781.5 | 0.15 | 664.275
38509 | Salto | EB650W00NEP7--K | XS4 wide body electronic wire-free SVN BLE / Mifare / DESFire half escutcheon for use w/ concealed vertical rods, with keypad, W lever, unhanded, black chromium finish, for use with KPB adapter | 1 |  | 1 Year | 844.35 | 0.15 | 717.6975
38510 | Salto | EB650W00NEP7-W- | XS4 wide body electronic RF wireless SVN BLE / Mifare / DESFire half escutcheon for use w/ concealed vertical rods, W lever, unhanded, black chromium finish, for use with KPB adapter | 1 |  | 1 Year | 873.5 | 0.15 | 742.475
38511 | Salto | EB650W00NEP7-WK | XS4 wide body electronic RF wireless SVN BLE / Mifare / DESFire half escutcheon for use w/ concealed vertical rods, with keypad, W lever, unhanded, black chromium finish, for use with KPB adapter | 1 |  | 1 Year | 1029.55 | 0.15 | 875.1175
38512 | Salto | EB650W00NEP8--- | XS4 wide body electronic wire-free SVN BLE / Mifare / DESFire half escutcheon for use w/ concealed vertical rods, W lever, unhanded, black chromium finish, for use with KPB adapter | 1 |  | 1 Year | 781.5 | 0.15 | 664.275
38513 | Salto | EB650W00NEP8--K | XS4 wide body electronic wire-free SVN BLE / Mifare / DESFire half escutcheon for use w/ concealed vertical rods, with keypad, W lever, unhanded, black chromium finish, for use with KPB adapter | 1 |  | 1 Year | 844.35 | 0.15 | 717.6975
38514 | Salto | EB650W00NEP8-W- | XS4 wide body electronic RF wireless SVN BLE / Mifare / DESFire half escutcheon for use w/ concealed vertical rods, W lever, unhanded, black chromium finish, for use with KPB adapter | 1 |  | 1 Year | 873.5 | 0.15 | 742.475
38515 | Salto | EB650W00NEP8-WK | XS4 wide body electronic RF wireless SVN BLE / Mifare / DESFire half escutcheon for use w/ concealed vertical rods, with keypad, W lever, unhanded, black chromium finish, for use with KPB adapter | 1 |  | 1 Year | 1029.55 | 0.15 | 875.1175
38516 | Salto | EB650W00PMH8--- | XS4 wide body electronic wire-free SVN BLE / Mifare / DESFire half escutcheon, W lever, unhanded, satin brass finish, for use with KPB adapter | 1 |  | 1 Year | 746.8 | 0.15 | 634.78
38517 | Salto | EB650W00PMH8--K | XS4 wide body electronic wire-free SVN BLE / Mifare / DESFire half escutcheon, with keypad, W lever, unhanded, satin brass finish, for use with KPB adapter | 1 |  | 1 Year | 809.65 | 0.15 | 688.2025
38518 | Salto | EB650W00PMH8-W- | XS4 wide body electronic RF wireless SVN BLE / Mifare / DESFire half escutcheon, W lever, unhanded, satin brass finish, for use with KPB adapter | 1 |  | 1 Year | 838.8 | 0.15 | 712.98
38519 | Salto | EB650W00PMH8-WK | XS4 wide body electronic RF wireless SVN BLE / Mifare / DESFire half escutcheon, with keypad, W lever, unhanded, satin brass finish, for use with KPB adapter | 1 |  | 1 Year | 994.85 | 0.15 | 845.6225
38520 | Salto | EB650W00PMP7--- | XS4 wide body electronic wire-free SVN BLE / Mifare / DESFire half escutcheon for use w/ concealed vertical rods, W lever, unhanded, satin brass finish, for use with KPB adapter | 1 |  | 1 Year | 746.8 | 0.15 | 634.78
38521 | Salto | EB650W00PMP7--K | XS4 wide body electronic wire-free SVN BLE / Mifare / DESFire half escutcheon for use w/ concealed vertical rods, with keypad, W lever, unhanded, satin brass finish, for use with KPB adapter | 1 |  | 1 Year | 809.65 | 0.15 | 688.2025
38522 | Salto | EB650W00PMP7-W- | XS4 wide body electronic RF wireless SVN BLE / Mifare / DESFire half escutcheon for use w/ concealed vertical rods, W lever, unhanded, satin brass finish, for use with KPB adapter | 1 |  | 1 Year | 838.8 | 0.15 | 712.98
38523 | Salto | EB650W00PMP7-WK | XS4 wide body electronic RF wireless SVN BLE / Mifare / DESFire half escutcheon for use w/ concealed vertical rods, with keypad, W lever, unhanded, satin brass finish, for use with KPB adapter | 1 |  | 1 Year | 994.85 | 0.15 | 845.6225
38524 | Salto | EB650W00PMP8--- | XS4 wide body electronic wire-free SVN BLE / Mifare / DESFire half escutcheon for use w/ concealed vertical rods, W lever, unhanded, satin brass finish, for use with KPB adapter | 1 |  | 1 Year | 746.8 | 0.15 | 634.78
38525 | Salto | EB650W00PMP8--K | XS4 wide body electronic wire-free SVN BLE / Mifare / DESFire half escutcheon for use w/ concealed vertical rods, with keypad, W lever, unhanded, satin brass finish, for use with KPB adapter | 1 |  | 1 Year | 809.65 | 0.15 | 688.2025
38526 | Salto | EB650W00PMP8-W- | XS4 wide body electronic RF wireless SVN BLE / Mifare / DESFire half escutcheon for use w/ concealed vertical rods, W lever, unhanded, satin brass finish, for use with KPB adapter | 1 |  | 1 Year | 838.8 | 0.15 | 712.98
38527 | Salto | EB650W00PMP8-WK | XS4 wide body electronic RF wireless SVN BLE / Mifare / DESFire half escutcheon for use w/ concealed vertical rods, with keypad, W lever, unhanded, satin brass finish, for use with KPB adapter | 1 |  | 1 Year | 994.85 | 0.15 | 845.6225
38528 | Salto | EB650W00PPH8--- | XS4 wide body electronic wire-free SVN BLE / Mifare / DESFire half escutcheon, W lever, unhanded, bright brass finish, for use with KPB adapter | 1 |  | 1 Year | 763.1 | 0.15 | 648.635
38529 | Salto | EB650W00PPH8--K | XS4 wide body electronic wire-free SVN BLE / Mifare / DESFire half escutcheon, with keypad, W lever, unhanded, bright brass finish, for use with KPB adapter | 1 |  | 1 Year | 825.95 | 0.15 | 702.0575
38530 | Salto | EB650W00PPH8-W- | XS4 wide body electronic RF wireless SVN BLE / Mifare / DESFire half escutcheon, W lever, unhanded, bright brass finish, for use with KPB adapter | 1 |  | 1 Year | 855.1 | 0.15 | 726.835
38531 | Salto | EB650W00PPH8-WK | XS4 wide body electronic RF wireless SVN BLE / Mifare / DESFire half escutcheon, with keypad, W lever, unhanded, bright brass finish, for use with KPB adapter | 1 |  | 1 Year | 1011.15 | 0.15 | 859.4775
38532 | Salto | EB650W00PPP7--- | XS4 wide body electronic wire-free SVN BLE / Mifare / DESFire half escutcheon for use w/ concealed vertical rods, W lever, unhanded, bright brass finish, for use with KPB adapter | 1 |  | 1 Year | 763.1 | 0.15 | 648.635
38533 | Salto | EB650W00PPP7--K | XS4 wide body electronic wire-free SVN BLE / Mifare / DESFire half escutcheon for use w/ concealed vertical rods, with keypad, W lever, unhanded, bright brass finish, for use with KPB adapter | 1 |  | 1 Year | 825.95 | 0.15 | 702.0575
38534 | Salto | EB650W00PPP7-W- | XS4 wide body electronic RF wireless SVN BLE / Mifare / DESFire half escutcheon for use w/ concealed vertical rods, W lever, unhanded, bright brass finish, for use with KPB adapter | 1 |  | 1 Year | 855.1 | 0.15 | 726.835
38535 | Salto | EB650W00PPP7-WK | XS4 wide body electronic RF wireless SVN BLE / Mifare / DESFire half escutcheon for use w/ concealed vertical rods, with keypad, W lever, unhanded, bright brass finish, for use with KPB adapter | 1 |  | 1 Year | 1011.15 | 0.15 | 859.4775
38536 | Salto | EB650W00PPP8--- | XS4 wide body electronic wire-free SVN BLE / Mifare / DESFire half escutcheon for use w/ concealed vertical rods, W lever, unhanded, bright brass finish, for use with KPB adapter | 1 |  | 1 Year | 763.1 | 0.15 | 648.635
38537 | Salto | EB650W00PPP8--K | XS4 wide body electronic wire-free SVN BLE / Mifare / DESFire half escutcheon for use w/ concealed vertical rods, with keypad, W lever, unhanded, bright brass finish, for use with KPB adapter | 1 |  | 1 Year | 825.95 | 0.15 | 702.0575
38538 | Salto | EB650W00PPP8-W- | XS4 wide body electronic RF wireless SVN BLE / Mifare / DESFire half escutcheon for use w/ concealed vertical rods, W lever, unhanded, bright brass finish, for use with KPB adapter | 1 |  | 1 Year | 855.1 | 0.15 | 726.835
38539 | Salto | EB650W00PPP8-WK | XS4 wide body electronic RF wireless SVN BLE / Mifare / DESFire half escutcheon for use w/ concealed vertical rods, with keypad, W lever, unhanded, bright brass finish, for use with KPB adapter | 1 |  | 1 Year | 1011.15 | 0.15 | 859.4775
38540 | Salto | EB660200IMH8--- | XS4 wide body electronic wire-free SVN BLE / Mifare / DESFire w/ key override, half escutcheon, Columbo Robodue premium series lever, unhanded, satin stainless finish, for use with KPB adapter | 1 |  | 1 Year | 792.7 | 0.15 | 673.795
38541 | Salto | EB660200IMH8--K | XS4 wide body electronic wire-free SVN BLE / Mifare / DESFire w/ key override, half escutcheon, with keypad, Columbo Robodue premium series lever, unhanded, satin stainless finish, for use with KPB adapter | 1 |  | 1 Year | 855.55 | 0.15 | 727.2175
38542 | Salto | EB660200IMH8-W- | XS4 wide body electronic RF wireless SVN BLE / Mifare / DESFire w/ key override, half escutcheon, Columbo Robodue premium series lever, unhanded, satin stainless finish, for use with KPB adapter | 1 |  | 1 Year | 884.7 | 0.15 | 751.995
38543 | Salto | EB660200IMH8-WK | XS4 wide body electronic RF wireless SVN BLE / Mifare / DESFire w/ key override, half escutcheon, with keypad, Columbo Robodue premium series lever, unhanded, satin stainless finish, for use with KPB adapter | 1 |  | 1 Year | 1040.75 | 0.15 | 884.6375
38544 | Salto | EB660200IMP7--- | XS4 wide body electronic wire-free SVN BLE / Mifare / DESFire w/ key override, half escutcheon for use w/ concealed vertical rods, Columbo Robodue premium series lever, unhanded, satin stainless finish, for use with KPB adapter | 1 |  | 1 Year | 792.7 | 0.15 | 673.795
38545 | Salto | EB660200IMP7--K | XS4 wide body electronic wire-free SVN BLE / Mifare / DESFire w/ key override, half escutcheon for use w/ concealed vertical rods, with keypad, Columbo Robodue premium series lever, unhanded, satin stainless finish, for use with KPB adapter | 1 |  | 1 Year | 855.55 | 0.15 | 727.2175
38546 | Salto | EB660200IMP7-W- | XS4 wide body electronic RF wireless SVN BLE / Mifare / DESFire w/ key override, half escutcheon for use w/ concealed vertical rods, Columbo Robodue premium series lever, unhanded, satin stainless finish, for use with KPB adapter | 1 |  | 1 Year | 884.7 | 0.15 | 751.995
38547 | Salto | EB660200IMP7-WK | XS4 wide body electronic RF wireless SVN BLE / Mifare / DESFire w/ key override, half escutcheon for use w/ concealed vertical rods, with keypad, Columbo Robodue premium series lever, unhanded, satin stainless finish, for use with KPB adapter | 1 |  | 1 Year | 1040.75 | 0.15 | 884.6375
38548 | Salto | EB660200IMP8--- | XS4 wide body electronic wire-free SVN BLE / Mifare / DESFire w/ key override, half escutcheon for use w/ concealed vertical rods, Columbo Robodue premium series lever, unhanded, satin stainless finish, for use with KPB adapter | 1 |  | 1 Year | 792.7 | 0.15 | 673.795
38549 | Salto | EB660200IMP8--K | XS4 wide body electronic wire-free SVN BLE / Mifare / DESFire w/ key override, half escutcheon for use w/ concealed vertical rods, with keypad, Columbo Robodue premium series lever, unhanded, satin stainless finish, for use with KPB adapter | 1 |  | 1 Year | 855.55 | 0.15 | 727.2175
38550 | Salto | EB660200IMP8-W- | XS4 wide body electronic RF wireless SVN BLE / Mifare / DESFire w/ key override, half escutcheon for use w/ concealed vertical rods, Columbo Robodue premium series lever, unhanded, satin stainless finish, for use with KPB adapter | 1 |  | 1 Year | 884.7 | 0.15 | 751.995
38551 | Salto | EB660200IMP8-WK | XS4 wide body electronic RF wireless SVN BLE / Mifare / DESFire w/ key override, half escutcheon for use w/ concealed vertical rods, with keypad, Columbo Robodue premium series lever, unhanded, satin stainless finish, for use with KPB adapter | 1 |  | 1 Year | 1040.75 | 0.15 | 884.6375
38552 | Salto | EB660200IPH8--- | XS4 wide body electronic wire-free SVN BLE / Mifare / DESFire w/ key override, half escutcheon, Columbo Robodue premium series lever, unhanded, bright stainless steel finish, for use with KPB adapter | 1 |  | 1 Year | 809 | 0.15 | 687.65
38553 | Salto | EB660200IPH8--K | XS4 wide body electronic wire-free SVN BLE / Mifare / DESFire w/ key override, half escutcheon, with keypad, Columbo Robodue premium series lever, unhanded, bright stainless steel finish, for use with KPB adapter | 1 |  | 1 Year | 871.85 | 0.15 | 741.0725
38554 | Salto | EB660200IPH8-W- | XS4 wide body electronic RF wireless SVN BLE / Mifare / DESFire w/ key override, half escutcheon, Columbo Robodue premium series lever, unhanded, bright stainless steel finish, for use with KPB adapter | 1 |  | 1 Year | 901 | 0.15 | 765.85
38555 | Salto | EB660200IPH8-WK | XS4 wide body electronic RF wireless SVN BLE / Mifare / DESFire w/ key override, half escutcheon, with keypad, Columbo Robodue premium series lever, unhanded, bright stainless steel finish, for use with KPB adapter | 1 |  | 1 Year | 1057.05 | 0.15 | 898.4925
38556 | Salto | EB660200IPP7--- | XS4 wide body electronic wire-free SVN BLE / Mifare / DESFire w/ key override, half escutcheon for use w/ concealed vertical rods, Columbo Robodue premium series lever, unhanded, bright stainless steel finish, for use with KPB adapter | 1 |  | 1 Year | 809 | 0.15 | 687.65
38557 | Salto | EB660200IPP7--K | XS4 wide body electronic wire-free SVN BLE / Mifare / DESFire w/ key override, half escutcheon for use w/ concealed vertical rods, with keypad, Columbo Robodue premium series lever, unhanded, bright stainless steel finish, for use with KPB adapter | 1 |  | 1 Year | 871.85 | 0.15 | 741.0725
38558 | Salto | EB660200IPP7-W- | XS4 wide body electronic RF wireless SVN BLE / Mifare / DESFire w/ key override, half escutcheon for use w/ concealed vertical rods, Columbo Robodue premium series lever, unhanded, bright stainless steel finish, for use with KPB adapter | 1 |  | 1 Year | 901 | 0.15 | 765.85
38559 | Salto | EB660200IPP7-WK | XS4 wide body electronic RF wireless SVN BLE / Mifare / DESFire w/ key override, half escutcheon for use w/ concealed vertical rods, with keypad, Columbo Robodue premium series lever, unhanded, bright stainless steel finish, for use with KPB adapter | 1 |  | 1 Year | 1057.05 | 0.15 | 898.4925
38560 | Salto | EB660200IPP8--- | XS4 wide body electronic wire-free SVN BLE / Mifare / DESFire w/ key override, half escutcheon for use w/ concealed vertical rods, Columbo Robodue premium series lever, unhanded, bright stainless steel finish, for use with KPB adapter | 1 |  | 1 Year | 809 | 0.15 | 687.65
38561 | Salto | EB660200IPP8--K | XS4 wide body electronic wire-free SVN BLE / Mifare / DESFire w/ key override, half escutcheon for use w/ concealed vertical rods, with keypad, Columbo Robodue premium series lever, unhanded, bright stainless steel finish, for use with KPB adapter | 1 |  | 1 Year | 871.85 | 0.15 | 741.0725
38562 | Salto | EB660200IPP8-W- | XS4 wide body electronic RF wireless SVN BLE / Mifare / DESFire w/ key override, half escutcheon for use w/ concealed vertical rods, Columbo Robodue premium series lever, unhanded, bright stainless steel finish, for use with KPB adapter | 1 |  | 1 Year | 901 | 0.15 | 765.85
38563 | Salto | EB660200IPP8-WK | XS4 wide body electronic RF wireless SVN BLE / Mifare / DESFire w/ key override, half escutcheon for use w/ concealed vertical rods, with keypad, Columbo Robodue premium series lever, unhanded, bright stainless steel finish, for use with KPB adapter | 1 |  | 1 Year | 1057.05 | 0.15 | 898.4925
38564 | Salto | EB660200PPH8--- | XS4 wide body electronic wire-free SVN BLE / Mifare / DESFire w/ key override, half escutcheon, Columbo Robodue premium series lever, unhanded, bright brass finish, for use with KPB adapter | 1 |  | 1 Year | 809 | 0.15 | 687.65
38565 | Salto | EB660200PPH8--K | XS4 wide body electronic wire-free SVN BLE / Mifare / DESFire w/ key override, half escutcheon, with keypad, Columbo Robodue premium series lever, unhanded, bright brass finish, for use with KPB adapter | 1 |  | 1 Year | 871.85 | 0.15 | 741.0725
38566 | Salto | EB660200PPH8-W- | XS4 wide body electronic RF wireless SVN BLE / Mifare / DESFire w/ key override, half escutcheon, Columbo Robodue premium series lever, unhanded, bright brass finish, for use with KPB adapter | 1 |  | 1 Year | 901 | 0.15 | 765.85
38567 | Salto | EB660200PPH8-WK | XS4 wide body electronic RF wireless SVN BLE / Mifare / DESFire w/ key override, half escutcheon, with keypad, Columbo Robodue premium series lever, unhanded, bright brass finish, for use with KPB adapter | 1 |  | 1 Year | 1057.05 | 0.15 | 898.4925
38568 | Salto | EB660200PPP7--- | XS4 wide body electronic wire-free SVN BLE / Mifare / DESFire w/ key override, half escutcheon for use w/ concealed vertical rods, Columbo Robodue premium series lever, unhanded, bright brass finish, for use with KPB adapter | 1 |  | 1 Year | 809 | 0.15 | 687.65
38569 | Salto | EB660200PPP7--K | XS4 wide body electronic wire-free SVN BLE / Mifare / DESFire w/ key override, half escutcheon for use w/ concealed vertical rods, with keypad, Columbo Robodue premium series lever, unhanded, bright brass finish, for use with KPB adapter | 1 |  | 1 Year | 871.85 | 0.15 | 741.0725
38570 | Salto | EB660200PPP7-W- | XS4 wide body electronic RF wireless SVN BLE / Mifare / DESFire w/ key override, half escutcheon for use w/ concealed vertical rods, Columbo Robodue premium series lever, unhanded, bright brass finish, for use with KPB adapter | 1 |  | 1 Year | 901 | 0.15 | 765.85
38571 | Salto | EB660200PPP7-WK | XS4 wide body electronic RF wireless SVN BLE / Mifare / DESFire w/ key override, half escutcheon for use w/ concealed vertical rods, with keypad, Columbo Robodue premium series lever, unhanded, bright brass finish, for use with KPB adapter | 1 |  | 1 Year | 1057.05 | 0.15 | 898.4925
38572 | Salto | EB660200PPP8--- | XS4 wide body electronic wire-free SVN BLE / Mifare / DESFire w/ key override, half escutcheon for use w/ concealed vertical rods, Columbo Robodue premium series lever, unhanded, bright brass finish, for use with KPB adapter | 1 |  | 1 Year | 809 | 0.15 | 687.65
38573 | Salto | EB660200PPP8--K | XS4 wide body electronic wire-free SVN BLE / Mifare / DESFire w/ key override, half escutcheon for use w/ concealed vertical rods, with keypad, Columbo Robodue premium series lever, unhanded, bright brass finish, for use with KPB adapter | 1 |  | 1 Year | 871.85 | 0.15 | 741.0725
38574 | Salto | EB660200PPP8-W- | XS4 wide body electronic RF wireless SVN BLE / Mifare / DESFire w/ key override, half escutcheon for use w/ concealed vertical rods, Columbo Robodue premium series lever, unhanded, bright brass finish, for use with KPB adapter | 1 |  | 1 Year | 901 | 0.15 | 765.85
38575 | Salto | EB660200PPP8-WK | XS4 wide body electronic RF wireless SVN BLE / Mifare / DESFire w/ key override, half escutcheon for use w/ concealed vertical rods, with keypad, Columbo Robodue premium series lever, unhanded, bright brass finish, for use with KPB adapter | 1 |  | 1 Year | 1057.05 | 0.15 | 898.4925
38576 | Salto | EB660300IMH8--- | XS4 wide body electronic wire-free SVN BLE / Mifare / DESFire w/ key override, half escutcheon, Columbo Robotre premium series lever, unhanded, satin stainless finish, for use with KPB adapter | 1 |  | 1 Year | 792.7 | 0.15 | 673.795
38577 | Salto | EB660300IMH8--K | XS4 wide body electronic wire-free SVN BLE / Mifare / DESFire w/ key override, half escutcheon, with keypad, Columbo Robotre premium series lever, unhanded, satin stainless finish, for use with KPB adapter | 1 |  | 1 Year | 855.55 | 0.15 | 727.2175
38578 | Salto | EB660300IMH8-W- | XS4 wide body electronic RF wireless SVN BLE / Mifare / DESFire w/ key override, half escutcheon, Columbo Robotre premium series lever, unhanded, satin stainless finish, for use with KPB adapter | 1 |  | 1 Year | 884.7 | 0.15 | 751.995
38579 | Salto | EB660300IMH8-WK | XS4 wide body electronic RF wireless SVN BLE / Mifare / DESFire w/ key override, half escutcheon, with keypad, Columbo Robotre premium series lever, unhanded, satin stainless finish, for use with KPB adapter | 1 |  | 1 Year | 1040.75 | 0.15 | 884.6375
38580 | Salto | EB660300IMP7--- | XS4 wide body electronic wire-free SVN BLE / Mifare / DESFire w/ key override, half escutcheon for use w/ concealed vertical rods, Columbo Robotre premium series lever, unhanded, satin stainless finish, for use with KPB adapter | 1 |  | 1 Year | 792.7 | 0.15 | 673.795
38581 | Salto | EB660300IMP7--K | XS4 wide body electronic wire-free SVN BLE / Mifare / DESFire w/ key override, half escutcheon for use w/ concealed vertical rods, with keypad, Columbo Robotre premium series lever, unhanded, satin stainless finish, for use with KPB adapter | 1 |  | 1 Year | 855.55 | 0.15 | 727.2175
38582 | Salto | EB660300IMP7-W- | XS4 wide body electronic RF wireless SVN BLE / Mifare / DESFire w/ key override, half escutcheon for use w/ concealed vertical rods, Columbo Robotre premium series lever, unhanded, satin stainless finish, for use with KPB adapter | 1 |  | 1 Year | 884.7 | 0.15 | 751.995
38583 | Salto | EB660300IMP7-WK | XS4 wide body electronic RF wireless SVN BLE / Mifare / DESFire w/ key override, half escutcheon for use w/ concealed vertical rods, with keypad, Columbo Robotre premium series lever, unhanded, satin stainless finish, for use with KPB adapter | 1 |  | 1 Year | 1040.75 | 0.15 | 884.6375
38584 | Salto | EB660300IMP8--- | XS4 wide body electronic wire-free SVN BLE / Mifare / DESFire w/ key override, half escutcheon for use w/ concealed vertical rods, Columbo Robotre premium series lever, unhanded, satin stainless finish, for use with KPB adapter | 1 |  | 1 Year | 792.7 | 0.15 | 673.795
38585 | Salto | EB660300IMP8--K | XS4 wide body electronic wire-free SVN BLE / Mifare / DESFire w/ key override, half escutcheon for use w/ concealed vertical rods, with keypad, Columbo Robotre premium series lever, unhanded, satin stainless finish, for use with KPB adapter | 1 |  | 1 Year | 855.55 | 0.15 | 727.2175
38586 | Salto | EB660300IMP8-W- | XS4 wide body electronic RF wireless SVN BLE / Mifare / DESFire w/ key override, half escutcheon for use w/ concealed vertical rods, Columbo Robotre premium series lever, unhanded, satin stainless finish, for use with KPB adapter | 1 |  | 1 Year | 884.7 | 0.15 | 751.995
38587 | Salto | EB660300IMP8-WK | XS4 wide body electronic RF wireless SVN BLE / Mifare / DESFire w/ key override, half escutcheon for use w/ concealed vertical rods, with keypad, Columbo Robotre premium series lever, unhanded, satin stainless finish, for use with KPB adapter | 1 |  | 1 Year | 1040.75 | 0.15 | 884.6375
38588 | Salto | EB660300IPH8--- | XS4 wide body electronic wire-free SVN BLE / Mifare / DESFire w/ key override, half escutcheon, Columbo Robotre premium series lever, unhanded, bright stainless steel finish, for use with KPB adapter | 1 |  | 1 Year | 809 | 0.15 | 687.65
38589 | Salto | EB660300IPH8--K | XS4 wide body electronic wire-free SVN BLE / Mifare / DESFire w/ key override, half escutcheon, with keypad, Columbo Robotre premium series lever, unhanded, bright stainless steel finish, for use with KPB adapter | 1 |  | 1 Year | 871.85 | 0.15 | 741.0725
38590 | Salto | EB660300IPH8-W- | XS4 wide body electronic RF wireless SVN BLE / Mifare / DESFire w/ key override, half escutcheon, Columbo Robotre premium series lever, unhanded, bright stainless steel finish, for use with KPB adapter | 1 |  | 1 Year | 901 | 0.15 | 765.85
38591 | Salto | EB660300IPH8-WK | XS4 wide body electronic RF wireless SVN BLE / Mifare / DESFire w/ key override, half escutcheon, with keypad, Columbo Robotre premium series lever, unhanded, bright stainless steel finish, for use with KPB adapter | 1 |  | 1 Year | 1057.05 | 0.15 | 898.4925
38592 | Salto | EB660300IPP7--- | XS4 wide body electronic wire-free SVN BLE / Mifare / DESFire w/ key override, half escutcheon for use w/ concealed vertical rods, Columbo Robotre premium series lever, unhanded, bright stainless steel finish, for use with KPB adapter | 1 |  | 1 Year | 809 | 0.15 | 687.65
38593 | Salto | EB660300IPP7--K | XS4 wide body electronic wire-free SVN BLE / Mifare / DESFire w/ key override, half escutcheon for use w/ concealed vertical rods, with keypad, Columbo Robotre premium series lever, unhanded, bright stainless steel finish, for use with KPB adapter | 1 |  | 1 Year | 871.85 | 0.15 | 741.0725
38594 | Salto | EB660300IPP7-W- | XS4 wide body electronic RF wireless SVN BLE / Mifare / DESFire w/ key override, half escutcheon for use w/ concealed vertical rods, Columbo Robotre premium series lever, unhanded, bright stainless steel finish, for use with KPB adapter | 1 |  | 1 Year | 901 | 0.15 | 765.85
38595 | Salto | EB660300IPP7-WK | XS4 wide body electronic RF wireless SVN BLE / Mifare / DESFire w/ key override, half escutcheon for use w/ concealed vertical rods, with keypad, Columbo Robotre premium series lever, unhanded, bright stainless steel finish, for use with KPB adapter | 1 |  | 1 Year | 1057.05 | 0.15 | 898.4925
38596 | Salto | EB660300IPP8--- | XS4 wide body electronic wire-free SVN BLE / Mifare / DESFire w/ key override, half escutcheon for use w/ concealed vertical rods, Columbo Robotre premium series lever, unhanded, bright stainless steel finish, for use with KPB adapter | 1 |  | 1 Year | 809 | 0.15 | 687.65
38597 | Salto | EB660300IPP8--K | XS4 wide body electronic wire-free SVN BLE / Mifare / DESFire w/ key override, half escutcheon for use w/ concealed vertical rods, with keypad, Columbo Robotre premium series lever, unhanded, bright stainless steel finish, for use with KPB adapter | 1 |  | 1 Year | 871.85 | 0.15 | 741.0725
38598 | Salto | EB660300IPP8-W- | XS4 wide body electronic RF wireless SVN BLE / Mifare / DESFire w/ key override, half escutcheon for use w/ concealed vertical rods, Columbo Robotre premium series lever, unhanded, bright stainless steel finish, for use with KPB adapter | 1 |  | 1 Year | 901 | 0.15 | 765.85
38599 | Salto | EB660300IPP8-WK | XS4 wide body electronic RF wireless SVN BLE / Mifare / DESFire w/ key override, half escutcheon for use w/ concealed vertical rods, with keypad, Columbo Robotre premium series lever, unhanded, bright stainless steel finish, for use with KPB adapter | 1 |  | 1 Year | 1057.05 | 0.15 | 898.4925
38600 | Salto | EB660300PPH8--- | XS4 wide body electronic wire-free SVN BLE / Mifare / DESFire w/ key override, half escutcheon, Columbo Robotre premium series lever, unhanded, bright brass finish, for use with KPB adapter | 1 |  | 1 Year | 809 | 0.15 | 687.65
38601 | Salto | EB660300PPH8--K | XS4 wide body electronic wire-free SVN BLE / Mifare / DESFire w/ key override, half escutcheon, with keypad, Columbo Robotre premium series lever, unhanded, bright brass finish, for use with KPB adapter | 1 |  | 1 Year | 871.85 | 0.15 | 741.0725
38602 | Salto | EB660300PPH8-W- | XS4 wide body electronic RF wireless SVN BLE / Mifare / DESFire w/ key override, half escutcheon, Columbo Robotre premium series lever, unhanded, bright brass finish, for use with KPB adapter | 1 |  | 1 Year | 901 | 0.15 | 765.85
38603 | Salto | EB660300PPH8-WK | XS4 wide body electronic RF wireless SVN BLE / Mifare / DESFire w/ key override, half escutcheon, with keypad, Columbo Robotre premium series lever, unhanded, bright brass finish, for use with KPB adapter | 1 |  | 1 Year | 1057.05 | 0.15 | 898.4925
38604 | Salto | EB660300PPP7--- | XS4 wide body electronic wire-free SVN BLE / Mifare / DESFire w/ key override, half escutcheon for use w/ concealed vertical rods, Columbo Robotre premium series lever, unhanded, bright brass finish, for use with KPB adapter | 1 |  | 1 Year | 809 | 0.15 | 687.65
38605 | Salto | EB660300PPP7--K | XS4 wide body electronic wire-free SVN BLE / Mifare / DESFire w/ key override, half escutcheon for use w/ concealed vertical rods, with keypad, Columbo Robotre premium series lever, unhanded, bright brass finish, for use with KPB adapter | 1 |  | 1 Year | 871.85 | 0.15 | 741.0725
38606 | Salto | EB660300PPP7-W- | XS4 wide body electronic RF wireless SVN BLE / Mifare / DESFire w/ key override, half escutcheon for use w/ concealed vertical rods, Columbo Robotre premium series lever, unhanded, bright brass finish, for use with KPB adapter | 1 |  | 1 Year | 901 | 0.15 | 765.85
38607 | Salto | EB660300PPP7-WK | XS4 wide body electronic RF wireless SVN BLE / Mifare / DESFire w/ key override, half escutcheon for use w/ concealed vertical rods, with keypad, Columbo Robotre premium series lever, unhanded, bright brass finish, for use with KPB adapter | 1 |  | 1 Year | 1057.05 | 0.15 | 898.4925
38608 | Salto | EB660300PPP8--- | XS4 wide body electronic wire-free SVN BLE / Mifare / DESFire w/ key override, half escutcheon for use w/ concealed vertical rods, Columbo Robotre premium series lever, unhanded, bright brass finish, for use with KPB adapter | 1 |  | 1 Year | 809 | 0.15 | 687.65
38609 | Salto | EB660300PPP8--K | XS4 wide body electronic wire-free SVN BLE / Mifare / DESFire w/ key override, half escutcheon for use w/ concealed vertical rods, with keypad, Columbo Robotre premium series lever, unhanded, bright brass finish, for use with KPB adapter | 1 |  | 1 Year | 871.85 | 0.15 | 741.0725
38610 | Salto | EB660300PPP8-W- | XS4 wide body electronic RF wireless SVN BLE / Mifare / DESFire w/ key override, half escutcheon for use w/ concealed vertical rods, Columbo Robotre premium series lever, unhanded, bright brass finish, for use with KPB adapter | 1 |  | 1 Year | 901 | 0.15 | 765.85
38611 | Salto | EB660300PPP8-WK | XS4 wide body electronic RF wireless SVN BLE / Mifare / DESFire w/ key override, half escutcheon for use w/ concealed vertical rods, with keypad, Columbo Robotre premium series lever, unhanded, bright brass finish, for use with KPB adapter | 1 |  | 1 Year | 1057.05 | 0.15 | 898.4925
38612 | Salto | EB660400IMH8--- | XS4 wide body electronic wire-free SVN BLE / Mifare / DESFire w/ key override, half escutcheon, Columbo Roboquattro premium series lever, unhanded, satin stainless finish, for use with KPB adapter | 1 |  | 1 Year | 792.7 | 0.15 | 673.795
38613 | Salto | EB660400IMH8--K | XS4 wide body electronic wire-free SVN BLE / Mifare / DESFire w/ key override, half escutcheon, with keypad, Columbo Roboquattro premium series lever, unhanded, satin stainless finish, for use with KPB adapter | 1 |  | 1 Year | 855.55 | 0.15 | 727.2175
38614 | Salto | EB660400IMH8-W- | XS4 wide body electronic RF wireless SVN BLE / Mifare / DESFire w/ key override, half escutcheon, Columbo Roboquattro premium series lever, unhanded, satin stainless finish, for use with KPB adapter | 1 |  | 1 Year | 884.7 | 0.15 | 751.995
38615 | Salto | EB660400IMH8-WK | XS4 wide body electronic RF wireless SVN BLE / Mifare / DESFire w/ key override, half escutcheon, with keypad, Columbo Roboquattro premium series lever, unhanded, satin stainless finish, for use with KPB adapter | 1 |  | 1 Year | 1040.75 | 0.15 | 884.6375
38616 | Salto | EB660400IMP7--- | XS4 wide body electronic wire-free SVN BLE / Mifare / DESFire w/ key override, half escutcheon for use w/ concealed vertical rods, Columbo Roboquattro premium series lever, unhanded, satin stainless finish, for use with KPB adapter | 1 |  | 1 Year | 792.7 | 0.15 | 673.795
38617 | Salto | EB660400IMP7--K | XS4 wide body electronic wire-free SVN BLE / Mifare / DESFire w/ key override, half escutcheon for use w/ concealed vertical rods, with keypad, Columbo Roboquattro premium series lever, unhanded, satin stainless finish, for use with KPB adapter | 1 |  | 1 Year | 855.55 | 0.15 | 727.2175
38618 | Salto | EB660400IMP7-W- | XS4 wide body electronic RF wireless SVN BLE / Mifare / DESFire w/ key override, half escutcheon for use w/ concealed vertical rods, Columbo Roboquattro premium series lever, unhanded, satin stainless finish, for use with KPB adapter | 1 |  | 1 Year | 884.7 | 0.15 | 751.995
38619 | Salto | EB660400IMP7-WK | XS4 wide body electronic RF wireless SVN BLE / Mifare / DESFire w/ key override, half escutcheon for use w/ concealed vertical rods, with keypad, Columbo Roboquattro premium series lever, unhanded, satin stainless finish, for use with KPB adapter | 1 |  | 1 Year | 1040.75 | 0.15 | 884.6375
38620 | Salto | EB660400IMP8--- | XS4 wide body electronic wire-free SVN BLE / Mifare / DESFire w/ key override, half escutcheon for use w/ concealed vertical rods, Columbo Roboquattro premium series lever, unhanded, satin stainless finish, for use with KPB adapter | 1 |  | 1 Year | 792.7 | 0.15 | 673.795
38621 | Salto | EB660400IMP8--K | XS4 wide body electronic wire-free SVN BLE / Mifare / DESFire w/ key override, half escutcheon for use w/ concealed vertical rods, with keypad, Columbo Roboquattro premium series lever, unhanded, satin stainless finish, for use with KPB adapter | 1 |  | 1 Year | 855.55 | 0.15 | 727.2175
38622 | Salto | EB660400IMP8-W- | XS4 wide body electronic RF wireless SVN BLE / Mifare / DESFire w/ key override, half escutcheon for use w/ concealed vertical rods, Columbo Roboquattro premium series lever, unhanded, satin stainless finish, for use with KPB adapter | 1 |  | 1 Year | 884.7 | 0.15 | 751.995
38623 | Salto | EB660400IMP8-WK | XS4 wide body electronic RF wireless SVN BLE / Mifare / DESFire w/ key override, half escutcheon for use w/ concealed vertical rods, with keypad, Columbo Roboquattro premium series lever, unhanded, satin stainless finish, for use with KPB adapter | 1 |  | 1 Year | 1040.75 | 0.15 | 884.6375
38624 | Salto | EB660400IPH8--- | XS4 wide body electronic wire-free SVN BLE / Mifare / DESFire w/ key override, half escutcheon, Columbo Roboquattro premium series lever, unhanded, bright stainless steel finish, for use with KPB adapter | 1 |  | 1 Year | 809 | 0.15 | 687.65
38625 | Salto | EB660400IPH8--K | XS4 wide body electronic wire-free SVN BLE / Mifare / DESFire w/ key override, half escutcheon, with keypad, Columbo Roboquattro premium series lever, unhanded, bright stainless steel finish, for use with KPB adapter | 1 |  | 1 Year | 871.85 | 0.15 | 741.0725
38626 | Salto | EB660400IPH8-W- | XS4 wide body electronic RF wireless SVN BLE / Mifare / DESFire w/ key override, half escutcheon, Columbo Roboquattro premium series lever, unhanded, bright stainless steel finish, for use with KPB adapter | 1 |  | 1 Year | 901 | 0.15 | 765.85
38627 | Salto | EB660400IPH8-WK | XS4 wide body electronic RF wireless SVN BLE / Mifare / DESFire w/ key override, half escutcheon, with keypad, Columbo Roboquattro premium series lever, unhanded, bright stainless steel finish, for use with KPB adapter | 1 |  | 1 Year | 1057.05 | 0.15 | 898.4925
38628 | Salto | EB660400IPP7--- | XS4 wide body electronic wire-free SVN BLE / Mifare / DESFire w/ key override, half escutcheon for use w/ concealed vertical rods, Columbo Roboquattro premium series lever, unhanded, bright stainless steel finish, for use with KPB adapter | 1 |  | 1 Year | 809 | 0.15 | 687.65
38629 | Salto | EB660400IPP7--K | XS4 wide body electronic wire-free SVN BLE / Mifare / DESFire w/ key override, half escutcheon for use w/ concealed vertical rods, with keypad, Columbo Roboquattro premium series lever, unhanded, bright stainless steel finish, for use with KPB adapter | 1 |  | 1 Year | 871.85 | 0.15 | 741.0725
38630 | Salto | EB660400IPP7-W- | XS4 wide body electronic RF wireless SVN BLE / Mifare / DESFire w/ key override, half escutcheon for use w/ concealed vertical rods, Columbo Roboquattro premium series lever, unhanded, bright stainless steel finish, for use with KPB adapter | 1 |  | 1 Year | 901 | 0.15 | 765.85
38631 | Salto | EB660400IPP7-WK | XS4 wide body electronic RF wireless SVN BLE / Mifare / DESFire w/ key override, half escutcheon for use w/ concealed vertical rods, with keypad, Columbo Roboquattro premium series lever, unhanded, bright stainless steel finish, for use with KPB adapter | 1 |  | 1 Year | 1057.05 | 0.15 | 898.4925
38632 | Salto | EB660400IPP8--- | XS4 wide body electronic wire-free SVN BLE / Mifare / DESFire w/ key override, half escutcheon for use w/ concealed vertical rods, Columbo Roboquattro premium series lever, unhanded, bright stainless steel finish, for use with KPB adapter | 1 |  | 1 Year | 809 | 0.15 | 687.65
38633 | Salto | EB660400IPP8--K | XS4 wide body electronic wire-free SVN BLE / Mifare / DESFire w/ key override, half escutcheon for use w/ concealed vertical rods, with keypad, Columbo Roboquattro premium series lever, unhanded, bright stainless steel finish, for use with KPB adapter | 1 |  | 1 Year | 871.85 | 0.15 | 741.0725
38634 | Salto | EB660400IPP8-W- | XS4 wide body electronic RF wireless SVN BLE / Mifare / DESFire w/ key override, half escutcheon for use w/ concealed vertical rods, Columbo Roboquattro premium series lever, unhanded, bright stainless steel finish, for use with KPB adapter | 1 |  | 1 Year | 901 | 0.15 | 765.85
38635 | Salto | EB660400IPP8-WK | XS4 wide body electronic RF wireless SVN BLE / Mifare / DESFire w/ key override, half escutcheon for use w/ concealed vertical rods, with keypad, Columbo Roboquattro premium series lever, unhanded, bright stainless steel finish, for use with KPB adapter | 1 |  | 1 Year | 1057.05 | 0.15 | 898.4925
38636 | Salto | EB660400PPH8--- | XS4 wide body electronic wire-free SVN BLE / Mifare / DESFire w/ key override, half escutcheon, Columbo Roboquattro premium series lever, unhanded, bright brass finish, for use with KPB adapter | 1 |  | 1 Year | 809 | 0.15 | 687.65
38637 | Salto | EB660400PPH8--K | XS4 wide body electronic wire-free SVN BLE / Mifare / DESFire w/ key override, half escutcheon, with keypad, Columbo Roboquattro premium series lever, unhanded, bright brass finish, for use with KPB adapter | 1 |  | 1 Year | 871.85 | 0.15 | 741.0725
38638 | Salto | EB660400PPH8-W- | XS4 wide body electronic RF wireless SVN BLE / Mifare / DESFire w/ key override, half escutcheon, Columbo Roboquattro premium series lever, unhanded, bright brass finish, for use with KPB adapter | 1 |  | 1 Year | 901 | 0.15 | 765.85
38639 | Salto | EB660400PPH8-WK | XS4 wide body electronic RF wireless SVN BLE / Mifare / DESFire w/ key override, half escutcheon, with keypad, Columbo Roboquattro premium series lever, unhanded, bright brass finish, for use with KPB adapter | 1 |  | 1 Year | 1057.05 | 0.15 | 898.4925
38640 | Salto | EB660400PPP7--- | XS4 wide body electronic wire-free SVN BLE / Mifare / DESFire w/ key override, half escutcheon for use w/ concealed vertical rods, Columbo Roboquattro premium series lever, unhanded, bright brass finish, for use with KPB adapter | 1 |  | 1 Year | 809 | 0.15 | 687.65
38641 | Salto | EB660400PPP7--K | XS4 wide body electronic wire-free SVN BLE / Mifare / DESFire w/ key override, half escutcheon for use w/ concealed vertical rods, with keypad, Columbo Roboquattro premium series lever, unhanded, bright brass finish, for use with KPB adapter | 1 |  | 1 Year | 871.85 | 0.15 | 741.0725
38642 | Salto | EB660400PPP7-W- | XS4 wide body electronic RF wireless SVN BLE / Mifare / DESFire w/ key override, half escutcheon for use w/ concealed vertical rods, Columbo Roboquattro premium series lever, unhanded, bright brass finish, for use with KPB adapter | 1 |  | 1 Year | 901 | 0.15 | 765.85
38643 | Salto | EB660400PPP7-WK | XS4 wide body electronic RF wireless SVN BLE / Mifare / DESFire w/ key override, half escutcheon for use w/ concealed vertical rods, with keypad, Columbo Roboquattro premium series lever, unhanded, bright brass finish, for use with KPB adapter | 1 |  | 1 Year | 1057.05 | 0.15 | 898.4925
38644 | Salto | EB660400PPP8--- | XS4 wide body electronic wire-free SVN BLE / Mifare / DESFire w/ key override, half escutcheon for use w/ concealed vertical rods, Columbo Roboquattro premium series lever, unhanded, bright brass finish, for use with KPB adapter | 1 |  | 1 Year | 809 | 0.15 | 687.65
38645 | Salto | EB660400PPP8--K | XS4 wide body electronic wire-free SVN BLE / Mifare / DESFire w/ key override, half escutcheon for use w/ concealed vertical rods, with keypad, Columbo Roboquattro premium series lever, unhanded, bright brass finish, for use with KPB adapter | 1 |  | 1 Year | 871.85 | 0.15 | 741.0725
38646 | Salto | EB660400PPP8-W- | XS4 wide body electronic RF wireless SVN BLE / Mifare / DESFire w/ key override, half escutcheon for use w/ concealed vertical rods, Columbo Roboquattro premium series lever, unhanded, bright brass finish, for use with KPB adapter | 1 |  | 1 Year | 901 | 0.15 | 765.85
38647 | Salto | EB660400PPP8-WK | XS4 wide body electronic RF wireless SVN BLE / Mifare / DESFire w/ key override, half escutcheon for use w/ concealed vertical rods, with keypad, Columbo Roboquattro premium series lever, unhanded, bright brass finish, for use with KPB adapter | 1 |  | 1 Year | 1057.05 | 0.15 | 898.4925
38648 | Salto | EB660700IMH8--- | XS4 wide body electronic wire-free SVN BLE / Mifare / DESFire w/ key override, half escutcheon, Columbo Mach premium series lever, unhanded, satin stainless finish, for use with KPB adapter | 1 |  | 1 Year | 792.7 | 0.15 | 673.795
38649 | Salto | EB660700IMH8--K | XS4 wide body electronic wire-free SVN BLE / Mifare / DESFire w/ key override, half escutcheon, with keypad, Columbo Mach premium series lever, unhanded, satin stainless finish, for use with KPB adapter | 1 |  | 1 Year | 855.55 | 0.15 | 727.2175
38650 | Salto | EB660700IMH8-W- | XS4 wide body electronic RF wireless SVN BLE / Mifare / DESFire w/ key override, half escutcheon, Columbo Mach premium series lever, unhanded, satin stainless finish, for use with KPB adapter | 1 |  | 1 Year | 884.7 | 0.15 | 751.995
38651 | Salto | EB660700IMH8-WK | XS4 wide body electronic RF wireless SVN BLE / Mifare / DESFire w/ key override, half escutcheon, with keypad, Columbo Mach premium series lever, unhanded, satin stainless finish, for use with KPB adapter | 1 |  | 1 Year | 1040.75 | 0.15 | 884.6375
38652 | Salto | EB660700IMP7--- | XS4 wide body electronic wire-free SVN BLE / Mifare / DESFire w/ key override, half escutcheon for use w/ concealed vertical rods, Columbo Mach premium series lever, unhanded, satin stainless finish, for use with KPB adapter | 1 |  | 1 Year | 792.7 | 0.15 | 673.795
38653 | Salto | EB660700IMP7--K | XS4 wide body electronic wire-free SVN BLE / Mifare / DESFire w/ key override, half escutcheon for use w/ concealed vertical rods, with keypad, Columbo Mach premium series lever, unhanded, satin stainless finish, for use with KPB adapter | 1 |  | 1 Year | 855.55 | 0.15 | 727.2175
38654 | Salto | EB660700IMP7-W- | XS4 wide body electronic RF wireless SVN BLE / Mifare / DESFire w/ key override, half escutcheon for use w/ concealed vertical rods, Columbo Mach premium series lever, unhanded, satin stainless finish, for use with KPB adapter | 1 |  | 1 Year | 884.7 | 0.15 | 751.995
38655 | Salto | EB660700IMP7-WK | XS4 wide body electronic RF wireless SVN BLE / Mifare / DESFire w/ key override, half escutcheon for use w/ concealed vertical rods, with keypad, Columbo Mach premium series lever, unhanded, satin stainless finish, for use with KPB adapter | 1 |  | 1 Year | 1040.75 | 0.15 | 884.6375
38656 | Salto | EB660700IMP8--- | XS4 wide body electronic wire-free SVN BLE / Mifare / DESFire w/ key override, half escutcheon for use w/ concealed vertical rods, Columbo Mach premium series lever, unhanded, satin stainless finish, for use with KPB adapter | 1 |  | 1 Year | 792.7 | 0.15 | 673.795
38657 | Salto | EB660700IMP8--K | XS4 wide body electronic wire-free SVN BLE / Mifare / DESFire w/ key override, half escutcheon for use w/ concealed vertical rods, with keypad, Columbo Mach premium series lever, unhanded, satin stainless finish, for use with KPB adapter | 1 |  | 1 Year | 855.55 | 0.15 | 727.2175
38658 | Salto | EB660700IMP8-W- | XS4 wide body electronic RF wireless SVN BLE / Mifare / DESFire w/ key override, half escutcheon for use w/ concealed vertical rods, Columbo Mach premium series lever, unhanded, satin stainless finish, for use with KPB adapter | 1 |  | 1 Year | 884.7 | 0.15 | 751.995
38659 | Salto | EB660700IMP8-WK | XS4 wide body electronic RF wireless SVN BLE / Mifare / DESFire w/ key override, half escutcheon for use w/ concealed vertical rods, with keypad, Columbo Mach premium series lever, unhanded, satin stainless finish, for use with KPB adapter | 1 |  | 1 Year | 1040.75 | 0.15 | 884.6375
38660 | Salto | EB660700IPH8--- | XS4 wide body electronic wire-free SVN BLE / Mifare / DESFire w/ key override, half escutcheon, Columbo Mach premium series lever, unhanded, bright stainless steel finish, for use with KPB adapter | 1 |  | 1 Year | 809 | 0.15 | 687.65
38661 | Salto | EB660700IPH8--K | XS4 wide body electronic wire-free SVN BLE / Mifare / DESFire w/ key override, half escutcheon, with keypad, Columbo Mach premium series lever, unhanded, bright stainless steel finish, for use with KPB adapter | 1 |  | 1 Year | 871.85 | 0.15 | 741.0725
38662 | Salto | EB660700IPH8-W- | XS4 wide body electronic RF wireless SVN BLE / Mifare / DESFire w/ key override, half escutcheon, Columbo Mach premium series lever, unhanded, bright stainless steel finish, for use with KPB adapter | 1 |  | 1 Year | 901 | 0.15 | 765.85
38663 | Salto | EB660700IPH8-WK | XS4 wide body electronic RF wireless SVN BLE / Mifare / DESFire w/ key override, half escutcheon, with keypad, Columbo Mach premium series lever, unhanded, bright stainless steel finish, for use with KPB adapter | 1 |  | 1 Year | 1057.05 | 0.15 | 898.4925
38664 | Salto | EB660700IPP7--- | XS4 wide body electronic wire-free SVN BLE / Mifare / DESFire w/ key override, half escutcheon for use w/ concealed vertical rods, Columbo Mach premium series lever, unhanded, bright stainless steel finish, for use with KPB adapter | 1 |  | 1 Year | 809 | 0.15 | 687.65
38665 | Salto | EB660700IPP7--K | XS4 wide body electronic wire-free SVN BLE / Mifare / DESFire w/ key override, half escutcheon for use w/ concealed vertical rods, with keypad, Columbo Mach premium series lever, unhanded, bright stainless steel finish, for use with KPB adapter | 1 |  | 1 Year | 871.85 | 0.15 | 741.0725
38666 | Salto | EB660700IPP7-W- | XS4 wide body electronic RF wireless SVN BLE / Mifare / DESFire w/ key override, half escutcheon for use w/ concealed vertical rods, Columbo Mach premium series lever, unhanded, bright stainless steel finish, for use with KPB adapter | 1 |  | 1 Year | 901 | 0.15 | 765.85
38667 | Salto | EB660700IPP7-WK | XS4 wide body electronic RF wireless SVN BLE / Mifare / DESFire w/ key override, half escutcheon for use w/ concealed vertical rods, with keypad, Columbo Mach premium series lever, unhanded, bright stainless steel finish, for use with KPB adapter | 1 |  | 1 Year | 1057.05 | 0.15 | 898.4925
38668 | Salto | EB660700IPP8--- | XS4 wide body electronic wire-free SVN BLE / Mifare / DESFire w/ key override, half escutcheon for use w/ concealed vertical rods, Columbo Mach premium series lever, unhanded, bright stainless steel finish, for use with KPB adapter | 1 |  | 1 Year | 809 | 0.15 | 687.65
38669 | Salto | EB660700IPP8--K | XS4 wide body electronic wire-free SVN BLE / Mifare / DESFire w/ key override, half escutcheon for use w/ concealed vertical rods, with keypad, Columbo Mach premium series lever, unhanded, bright stainless steel finish, for use with KPB adapter | 1 |  | 1 Year | 871.85 | 0.15 | 741.0725
38670 | Salto | EB660700IPP8-W- | XS4 wide body electronic RF wireless SVN BLE / Mifare / DESFire w/ key override, half escutcheon for use w/ concealed vertical rods, Columbo Mach premium series lever, unhanded, bright stainless steel finish, for use with KPB adapter | 1 |  | 1 Year | 901 | 0.15 | 765.85
38671 | Salto | EB660700IPP8-WK | XS4 wide body electronic RF wireless SVN BLE / Mifare / DESFire w/ key override, half escutcheon for use w/ concealed vertical rods, with keypad, Columbo Mach premium series lever, unhanded, bright stainless steel finish, for use with KPB adapter | 1 |  | 1 Year | 1057.05 | 0.15 | 898.4925
38672 | Salto | EB660700PPH8--- | XS4 wide body electronic wire-free SVN BLE / Mifare / DESFire w/ key override, half escutcheon, Columbo Mach premium series lever, unhanded, bright brass finish, for use with KPB adapter | 1 |  | 1 Year | 809 | 0.15 | 687.65
38673 | Salto | EB660700PPH8--K | XS4 wide body electronic wire-free SVN BLE / Mifare / DESFire w/ key override, half escutcheon, with keypad, Columbo Mach premium series lever, unhanded, bright brass finish, for use with KPB adapter | 1 |  | 1 Year | 871.85 | 0.15 | 741.0725
38674 | Salto | EB660700PPH8-W- | XS4 wide body electronic RF wireless SVN BLE / Mifare / DESFire w/ key override, half escutcheon, Columbo Mach premium series lever, unhanded, bright brass finish, for use with KPB adapter | 1 |  | 1 Year | 901 | 0.15 | 765.85
38675 | Salto | EB660700PPH8-WK | XS4 wide body electronic RF wireless SVN BLE / Mifare / DESFire w/ key override, half escutcheon, with keypad, Columbo Mach premium series lever, unhanded, bright brass finish, for use with KPB adapter | 1 |  | 1 Year | 1057.05 | 0.15 | 898.4925
38676 | Salto | EB660700PPP7--- | XS4 wide body electronic wire-free SVN BLE / Mifare / DESFire w/ key override, half escutcheon for use w/ concealed vertical rods, Columbo Mach premium series lever, unhanded, bright brass finish, for use with KPB adapter | 1 |  | 1 Year | 809 | 0.15 | 687.65
38677 | Salto | EB660700PPP7--K | XS4 wide body electronic wire-free SVN BLE / Mifare / DESFire w/ key override, half escutcheon for use w/ concealed vertical rods, with keypad, Columbo Mach premium series lever, unhanded, bright brass finish, for use with KPB adapter | 1 |  | 1 Year | 871.85 | 0.15 | 741.0725
38678 | Salto | EB660700PPP7-W- | XS4 wide body electronic RF wireless SVN BLE / Mifare / DESFire w/ key override, half escutcheon for use w/ concealed vertical rods, Columbo Mach premium series lever, unhanded, bright brass finish, for use with KPB adapter | 1 |  | 1 Year | 901 | 0.15 | 765.85
38679 | Salto | EB660700PPP7-WK | XS4 wide body electronic RF wireless SVN BLE / Mifare / DESFire w/ key override, half escutcheon for use w/ concealed vertical rods, with keypad, Columbo Mach premium series lever, unhanded, bright brass finish, for use with KPB adapter | 1 |  | 1 Year | 1057.05 | 0.15 | 898.4925
38680 | Salto | EB660700PPP8--- | XS4 wide body electronic wire-free SVN BLE / Mifare / DESFire w/ key override, half escutcheon for use w/ concealed vertical rods, Columbo Mach premium series lever, unhanded, bright brass finish, for use with KPB adapter | 1 |  | 1 Year | 809 | 0.15 | 687.65
38681 | Salto | EB660700PPP8--K | XS4 wide body electronic wire-free SVN BLE / Mifare / DESFire w/ key override, half escutcheon for use w/ concealed vertical rods, with keypad, Columbo Mach premium series lever, unhanded, bright brass finish, for use with KPB adapter | 1 |  | 1 Year | 871.85 | 0.15 | 741.0725
38682 | Salto | EB660700PPP8-W- | XS4 wide body electronic RF wireless SVN BLE / Mifare / DESFire w/ key override, half escutcheon for use w/ concealed vertical rods, Columbo Mach premium series lever, unhanded, bright brass finish, for use with KPB adapter | 1 |  | 1 Year | 901 | 0.15 | 765.85
38683 | Salto | EB660700PPP8-WK | XS4 wide body electronic RF wireless SVN BLE / Mifare / DESFire w/ key override, half escutcheon for use w/ concealed vertical rods, with keypad, Columbo Mach premium series lever, unhanded, bright brass finish, for use with KPB adapter | 1 |  | 1 Year | 1057.05 | 0.15 | 898.4925
38684 | Salto | EB660A00BCH8--- | XS4 wide body electronic wire-free SVN BLE / Mifare / DESFire w/ key override, half escutcheon, A lever, unhanded, BioCote antimicrobial finish, for use with KPB adapter | 1 |  | 1 Year | 798.8 | 0.15 | 678.98
38685 | Salto | EB660A00BCH8--K | XS4 wide body electronic wire-free SVN BLE / Mifare / DESFire w/ key override, half escutcheon, with keypad, A lever, unhanded, BioCote antimicrobial finish, for use with KPB adapter | 1 |  | 1 Year | 861.65 | 0.15 | 732.4025
38686 | Salto | EB660A00BCH8-W- | XS4 wide body electronic RF wireless SVN BLE / Mifare / DESFire w/ key override, half escutcheon, A lever, unhanded, BioCote antimicrobial finish, for use with KPB adapter | 1 |  | 1 Year | 890.8 | 0.15 | 757.18
38687 | Salto | EB660A00BCH8-WK | XS4 wide body electronic RF wireless SVN BLE / Mifare / DESFire w/ key override, half escutcheon, with keypad, A lever, unhanded, BioCote antimicrobial finish, for use with KPB adapter | 1 |  | 1 Year | 1046.85 | 0.15 | 889.8225
38688 | Salto | EB660A00BCP7--- | XS4 wide body electronic wire-free SVN BLE / Mifare / DESFire w/ key override, half escutcheon for use w/ concealed vertical rods, A lever, unhanded, BioCote antimicrobial finish, for use with KPB adapter | 1 |  | 1 Year | 798.8 | 0.15 | 678.98
38689 | Salto | EB660A00BCP7--K | XS4 wide body electronic wire-free SVN BLE / Mifare / DESFire w/ key override, half escutcheon for use w/ concealed vertical rods, with keypad, A lever, unhanded, BioCote antimicrobial finish, for use with KPB adapter | 1 |  | 1 Year | 861.65 | 0.15 | 732.4025
38690 | Salto | EB660A00BCP7-W- | XS4 wide body electronic RF wireless SVN BLE / Mifare / DESFire w/ key override, half escutcheon for use w/ concealed vertical rods, A lever, unhanded, BioCote antimicrobial finish, for use with KPB adapter | 1 |  | 1 Year | 890.8 | 0.15 | 757.18
38691 | Salto | EB660A00BCP7-WK | XS4 wide body electronic RF wireless SVN BLE / Mifare / DESFire w/ key override, half escutcheon for use w/ concealed vertical rods, with keypad, A lever, unhanded, BioCote antimicrobial finish, for use with KPB adapter | 1 |  | 1 Year | 1046.85 | 0.15 | 889.8225
38692 | Salto | EB660A00BCP8--- | XS4 wide body electronic wire-free SVN BLE / Mifare / DESFire w/ key override, half escutcheon for use w/ concealed vertical rods, A lever, unhanded, BioCote antimicrobial finish, for use with KPB adapter | 1 |  | 1 Year | 798.8 | 0.15 | 678.98
38693 | Salto | EB660A00BCP8--K | XS4 wide body electronic wire-free SVN BLE / Mifare / DESFire w/ key override, half escutcheon for use w/ concealed vertical rods, with keypad, A lever, unhanded, BioCote antimicrobial finish, for use with KPB adapter | 1 |  | 1 Year | 861.65 | 0.15 | 732.4025
38694 | Salto | EB660A00BCP8-W- | XS4 wide body electronic RF wireless SVN BLE / Mifare / DESFire w/ key override, half escutcheon for use w/ concealed vertical rods, A lever, unhanded, BioCote antimicrobial finish, for use with KPB adapter | 1 |  | 1 Year | 890.8 | 0.15 | 757.18
38695 | Salto | EB660A00BCP8-WK | XS4 wide body electronic RF wireless SVN BLE / Mifare / DESFire w/ key override, half escutcheon for use w/ concealed vertical rods, with keypad, A lever, unhanded, BioCote antimicrobial finish, for use with KPB adapter | 1 |  | 1 Year | 1046.85 | 0.15 | 889.8225
38696 | Salto | EB660A00IAH8--- | XS4 wide body electronic wire-free SVN BLE / Mifare / DESFire w/ key override, half escutcheon, A lever, unhanded, antique brass finish, for use with KPB adapter | 1 |  | 1 Year | 798.8 | 0.15 | 678.98
38697 | Salto | EB660A00IAH8--K | XS4 wide body electronic wire-free SVN BLE / Mifare / DESFire w/ key override, half escutcheon, with keypad, A lever, unhanded, antique brass finish, for use with KPB adapter | 1 |  | 1 Year | 861.65 | 0.15 | 732.4025
38698 | Salto | EB660A00IAH8-W- | XS4 wide body electronic RF wireless SVN BLE / Mifare / DESFire w/ key override, half escutcheon, A lever, unhanded, antique brass finish, for use with KPB adapter | 1 |  | 1 Year | 890.8 | 0.15 | 757.18
38699 | Salto | EB660A00IAH8-WK | XS4 wide body electronic RF wireless SVN BLE / Mifare / DESFire w/ key override, half escutcheon, with keypad, A lever, unhanded, antique brass finish, for use with KPB adapter | 1 |  | 1 Year | 1046.85 | 0.15 | 889.8225
38700 | Salto | EB660A00IAP7--- | XS4 wide body electronic wire-free SVN BLE / Mifare / DESFire w/ key override, half escutcheon for use w/ concealed vertical rods, A lever, unhanded, antique brass finish, for use with KPB adapter | 1 |  | 1 Year | 798.8 | 0.15 | 678.98
38701 | Salto | EB660A00IAP7--K | XS4 wide body electronic wire-free SVN BLE / Mifare / DESFire w/ key override, half escutcheon for use w/ concealed vertical rods, with keypad, A lever, unhanded, antique brass finish, for use with KPB adapter | 1 |  | 1 Year | 861.65 | 0.15 | 732.4025
38702 | Salto | EB660A00IAP7-W- | XS4 wide body electronic RF wireless SVN BLE / Mifare / DESFire w/ key override, half escutcheon for use w/ concealed vertical rods, A lever, unhanded, antique brass finish, for use with KPB adapter | 1 |  | 1 Year | 890.8 | 0.15 | 757.18
38703 | Salto | EB660A00IAP7-WK | XS4 wide body electronic RF wireless SVN BLE / Mifare / DESFire w/ key override, half escutcheon for use w/ concealed vertical rods, with keypad, A lever, unhanded, antique brass finish, for use with KPB adapter | 1 |  | 1 Year | 1046.85 | 0.15 | 889.8225
38704 | Salto | EB660A00IAP8--- | XS4 wide body electronic wire-free SVN BLE / Mifare / DESFire w/ key override, half escutcheon for use w/ concealed vertical rods, A lever, unhanded, antique brass finish, for use with KPB adapter | 1 |  | 1 Year | 798.8 | 0.15 | 678.98
38705 | Salto | EB660A00IAP8--K | XS4 wide body electronic wire-free SVN BLE / Mifare / DESFire w/ key override, half escutcheon for use w/ concealed vertical rods, with keypad, A lever, unhanded, antique brass finish, for use with KPB adapter | 1 |  | 1 Year | 861.65 | 0.15 | 732.4025
38706 | Salto | EB660A00IAP8-W- | XS4 wide body electronic RF wireless SVN BLE / Mifare / DESFire w/ key override, half escutcheon for use w/ concealed vertical rods, A lever, unhanded, antique brass finish, for use with KPB adapter | 1 |  | 1 Year | 890.8 | 0.15 | 757.18
38707 | Salto | EB660A00IAP8-WK | XS4 wide body electronic RF wireless SVN BLE / Mifare / DESFire w/ key override, half escutcheon for use w/ concealed vertical rods, with keypad, A lever, unhanded, antique brass finish, for use with KPB adapter | 1 |  | 1 Year | 1046.85 | 0.15 | 889.8225
38708 | Salto | EB660A00IMH8--- | XS4 wide body electronic wire-free SVN BLE / Mifare / DESFire w/ key override, half escutcheon, A lever, unhanded, satin stainless finish, for use with KPB adapter | 1 |  | 1 Year | 746.8 | 0.15 | 634.78
38709 | Salto | EB660A00IMH8--K | XS4 wide body electronic wire-free SVN BLE / Mifare / DESFire w/ key override, half escutcheon, with keypad, A lever, unhanded, satin stainless finish, for use with KPB adapter | 1 |  | 1 Year | 809.65 | 0.15 | 688.2025
38710 | Salto | EB660A00IMH8-W- | XS4 wide body electronic RF wireless SVN BLE / Mifare / DESFire w/ key override, half escutcheon, A lever, unhanded, satin stainless finish, for use with KPB adapter | 1 |  | 1 Year | 838.8 | 0.15 | 712.98
38711 | Salto | EB660A00IMH8-WK | XS4 wide body electronic RF wireless SVN BLE / Mifare / DESFire w/ key override, half escutcheon, with keypad, A lever, unhanded, satin stainless finish, for use with KPB adapter | 1 |  | 1 Year | 994.85 | 0.15 | 845.6225
38712 | Salto | EB660A00IMP7--- | XS4 wide body electronic wire-free SVN BLE / Mifare / DESFire w/ key override, half escutcheon for use w/ concealed vertical rods, A lever, unhanded, satin stainless finish, for use with KPB adapter | 1 |  | 1 Year | 746.8 | 0.15 | 634.78
38713 | Salto | EB660A00IMP7--K | XS4 wide body electronic wire-free SVN BLE / Mifare / DESFire w/ key override, half escutcheon for use w/ concealed vertical rods, with keypad, A lever, unhanded, satin stainless finish, for use with KPB adapter | 1 |  | 1 Year | 809.65 | 0.15 | 688.2025
38714 | Salto | EB660A00IMP7-W- | XS4 wide body electronic RF wireless SVN BLE / Mifare / DESFire w/ key override, half escutcheon for use w/ concealed vertical rods, A lever, unhanded, satin stainless finish, for use with KPB adapter | 1 |  | 1 Year | 838.8 | 0.15 | 712.98
38715 | Salto | EB660A00IMP7-WK | XS4 wide body electronic RF wireless SVN BLE / Mifare / DESFire w/ key override, half escutcheon for use w/ concealed vertical rods, with keypad, A lever, unhanded, satin stainless finish, for use with KPB adapter | 1 |  | 1 Year | 994.85 | 0.15 | 845.6225
38716 | Salto | EB660A00IMP8--- | XS4 wide body electronic wire-free SVN BLE / Mifare / DESFire w/ key override, half escutcheon for use w/ concealed vertical rods, A lever, unhanded, satin stainless finish, for use with KPB adapter | 1 |  | 1 Year | 746.8 | 0.15 | 634.78
38717 | Salto | EB660A00IMP8--K | XS4 wide body electronic wire-free SVN BLE / Mifare / DESFire w/ key override, half escutcheon for use w/ concealed vertical rods, with keypad, A lever, unhanded, satin stainless finish, for use with KPB adapter | 1 |  | 1 Year | 809.65 | 0.15 | 688.2025
38718 | Salto | EB660A00IMP8-W- | XS4 wide body electronic RF wireless SVN BLE / Mifare / DESFire w/ key override, half escutcheon for use w/ concealed vertical rods, A lever, unhanded, satin stainless finish, for use with KPB adapter | 1 |  | 1 Year | 838.8 | 0.15 | 712.98
38719 | Salto | EB660A00IMP8-WK | XS4 wide body electronic RF wireless SVN BLE / Mifare / DESFire w/ key override, half escutcheon for use w/ concealed vertical rods, with keypad, A lever, unhanded, satin stainless finish, for use with KPB adapter | 1 |  | 1 Year | 994.85 | 0.15 | 845.6225
38720 | Salto | EB660A00IPH8--- | XS4 wide body electronic wire-free SVN BLE / Mifare / DESFire w/ key override, half escutcheon, A lever, unhanded, bright stainless steel finish, for use with KPB adapter | 1 |  | 1 Year | 763.1 | 0.15 | 648.635
38721 | Salto | EB660A00IPH8--K | XS4 wide body electronic wire-free SVN BLE / Mifare / DESFire w/ key override, half escutcheon, with keypad, A lever, unhanded, bright stainless steel finish, for use with KPB adapter | 1 |  | 1 Year | 825.95 | 0.15 | 702.0575
38722 | Salto | EB660A00IPH8-W- | XS4 wide body electronic RF wireless SVN BLE / Mifare / DESFire w/ key override, half escutcheon, A lever, unhanded, bright stainless steel finish, for use with KPB adapter | 1 |  | 1 Year | 855.1 | 0.15 | 726.835
38723 | Salto | EB660A00IPH8-WK | XS4 wide body electronic RF wireless SVN BLE / Mifare / DESFire w/ key override, half escutcheon, with keypad, A lever, unhanded, bright stainless steel finish, for use with KPB adapter | 1 |  | 1 Year | 1011.15 | 0.15 | 859.4775
38724 | Salto | EB660A00IPP7--- | XS4 wide body electronic wire-free SVN BLE / Mifare / DESFire w/ key override, half escutcheon for use w/ concealed vertical rods, A lever, unhanded, bright stainless steel finish, for use with KPB adapter | 1 |  | 1 Year | 763.1 | 0.15 | 648.635
38725 | Salto | EB660A00IPP7--K | XS4 wide body electronic wire-free SVN BLE / Mifare / DESFire w/ key override, half escutcheon for use w/ concealed vertical rods, with keypad, A lever, unhanded, bright stainless steel finish, for use with KPB adapter | 1 |  | 1 Year | 825.95 | 0.15 | 702.0575
38726 | Salto | EB660A00IPP7-W- | XS4 wide body electronic RF wireless SVN BLE / Mifare / DESFire w/ key override, half escutcheon for use w/ concealed vertical rods, A lever, unhanded, bright stainless steel finish, for use with KPB adapter | 1 |  | 1 Year | 855.1 | 0.15 | 726.835
38727 | Salto | EB660A00IPP7-WK | XS4 wide body electronic RF wireless SVN BLE / Mifare / DESFire w/ key override, half escutcheon for use w/ concealed vertical rods, with keypad, A lever, unhanded, bright stainless steel finish, for use with KPB adapter | 1 |  | 1 Year | 1011.15 | 0.15 | 859.4775
38728 | Salto | EB660A00IPP8--- | XS4 wide body electronic wire-free SVN BLE / Mifare / DESFire w/ key override, half escutcheon for use w/ concealed vertical rods, A lever, unhanded, bright stainless steel finish, for use with KPB adapter | 1 |  | 1 Year | 763.1 | 0.15 | 648.635
38729 | Salto | EB660A00IPP8--K | XS4 wide body electronic wire-free SVN BLE / Mifare / DESFire w/ key override, half escutcheon for use w/ concealed vertical rods, with keypad, A lever, unhanded, bright stainless steel finish, for use with KPB adapter | 1 |  | 1 Year | 825.95 | 0.15 | 702.0575
38730 | Salto | EB660A00IPP8-W- | XS4 wide body electronic RF wireless SVN BLE / Mifare / DESFire w/ key override, half escutcheon for use w/ concealed vertical rods, A lever, unhanded, bright stainless steel finish, for use with KPB adapter | 1 |  | 1 Year | 855.1 | 0.15 | 726.835
38731 | Salto | EB660A00IPP8-WK | XS4 wide body electronic RF wireless SVN BLE / Mifare / DESFire w/ key override, half escutcheon for use w/ concealed vertical rods, with keypad, A lever, unhanded, bright stainless steel finish, for use with KPB adapter | 1 |  | 1 Year | 1011.15 | 0.15 | 859.4775
38732 | Salto | EB660A00NEH8--- | XS4 wide body electronic wire-free SVN BLE / Mifare / DESFire w/ key override, half escutcheon, A lever, unhanded, black chromium finish, for use with KPB adapter | 1 |  | 1 Year | 781.5 | 0.15 | 664.275
38733 | Salto | EB660A00NEH8--K | XS4 wide body electronic wire-free SVN BLE / Mifare / DESFire w/ key override, half escutcheon, with keypad, A lever, unhanded, black chromium finish, for use with KPB adapter | 1 |  | 1 Year | 844.35 | 0.15 | 717.6975
38734 | Salto | EB660A00NEH8-W- | XS4 wide body electronic RF wireless SVN BLE / Mifare / DESFire w/ key override, half escutcheon, A lever, unhanded, black chromium finish, for use with KPB adapter | 1 |  | 1 Year | 873.5 | 0.15 | 742.475
38735 | Salto | EB660A00NEH8-WK | XS4 wide body electronic RF wireless SVN BLE / Mifare / DESFire w/ key override, half escutcheon, with keypad, A lever, unhanded, black chromium finish, for use with KPB adapter | 1 |  | 1 Year | 1029.55 | 0.15 | 875.1175
38736 | Salto | EB660A00NEP7--- | XS4 wide body electronic wire-free SVN BLE / Mifare / DESFire w/ key override, half escutcheon for use w/ concealed vertical rods, A lever, unhanded, black chromium finish, for use with KPB adapter | 1 |  | 1 Year | 781.5 | 0.15 | 664.275
38737 | Salto | EB660A00NEP7--K | XS4 wide body electronic wire-free SVN BLE / Mifare / DESFire w/ key override, half escutcheon for use w/ concealed vertical rods, with keypad, A lever, unhanded, black chromium finish, for use with KPB adapter | 1 |  | 1 Year | 844.35 | 0.15 | 717.6975
38738 | Salto | EB660A00NEP7-W- | XS4 wide body electronic RF wireless SVN BLE / Mifare / DESFire w/ key override, half escutcheon for use w/ concealed vertical rods, A lever, unhanded, black chromium finish, for use with KPB adapter | 1 |  | 1 Year | 873.5 | 0.15 | 742.475
38739 | Salto | EB660A00NEP7-WK | XS4 wide body electronic RF wireless SVN BLE / Mifare / DESFire w/ key override, half escutcheon for use w/ concealed vertical rods, with keypad, A lever, unhanded, black chromium finish, for use with KPB adapter | 1 |  | 1 Year | 1029.55 | 0.15 | 875.1175
38740 | Salto | EB660A00NEP8--- | XS4 wide body electronic wire-free SVN BLE / Mifare / DESFire w/ key override, half escutcheon for use w/ concealed vertical rods, A lever, unhanded, black chromium finish, for use with KPB adapter | 1 |  | 1 Year | 781.5 | 0.15 | 664.275
38741 | Salto | EB660A00NEP8--K | XS4 wide body electronic wire-free SVN BLE / Mifare / DESFire w/ key override, half escutcheon for use w/ concealed vertical rods, with keypad, A lever, unhanded, black chromium finish, for use with KPB adapter | 1 |  | 1 Year | 844.35 | 0.15 | 717.6975
38742 | Salto | EB660A00NEP8-W- | XS4 wide body electronic RF wireless SVN BLE / Mifare / DESFire w/ key override, half escutcheon for use w/ concealed vertical rods, A lever, unhanded, black chromium finish, for use with KPB adapter | 1 |  | 1 Year | 873.5 | 0.15 | 742.475
38743 | Salto | EB660A00NEP8-WK | XS4 wide body electronic RF wireless SVN BLE / Mifare / DESFire w/ key override, half escutcheon for use w/ concealed vertical rods, with keypad, A lever, unhanded, black chromium finish, for use with KPB adapter | 1 |  | 1 Year | 1029.55 | 0.15 | 875.1175
38744 | Salto | EB660A00PMH8--- | XS4 wide body electronic wire-free SVN BLE / Mifare / DESFire w/ key override, half escutcheon, A lever, unhanded, satin brass finish, for use with KPB adapter | 1 |  | 1 Year | 746.8 | 0.15 | 634.78
38745 | Salto | EB660A00PMH8--K | XS4 wide body electronic wire-free SVN BLE / Mifare / DESFire w/ key override, half escutcheon, with keypad, A lever, unhanded, satin brass finish, for use with KPB adapter | 1 |  | 1 Year | 809.65 | 0.15 | 688.2025
38746 | Salto | EB660A00PMH8-W- | XS4 wide body electronic RF wireless SVN BLE / Mifare / DESFire w/ key override, half escutcheon, A lever, unhanded, satin brass finish, for use with KPB adapter | 1 |  | 1 Year | 838.8 | 0.15 | 712.98
38747 | Salto | EB660A00PMH8-WK | XS4 wide body electronic RF wireless SVN BLE / Mifare / DESFire w/ key override, half escutcheon, with keypad, A lever, unhanded, satin brass finish, for use with KPB adapter | 1 |  | 1 Year | 994.85 | 0.15 | 845.6225
38748 | Salto | EB660A00PMP7--- | XS4 wide body electronic wire-free SVN BLE / Mifare / DESFire w/ key override, half escutcheon for use w/ concealed vertical rods, A lever, unhanded, satin brass finish, for use with KPB adapter | 1 |  | 1 Year | 746.8 | 0.15 | 634.78
38749 | Salto | EB660A00PMP7--K | XS4 wide body electronic wire-free SVN BLE / Mifare / DESFire w/ key override, half escutcheon for use w/ concealed vertical rods, with keypad, A lever, unhanded, satin brass finish, for use with KPB adapter | 1 |  | 1 Year | 809.65 | 0.15 | 688.2025
38750 | Salto | EB660A00PMP7-W- | XS4 wide body electronic RF wireless SVN BLE / Mifare / DESFire w/ key override, half escutcheon for use w/ concealed vertical rods, A lever, unhanded, satin brass finish, for use with KPB adapter | 1 |  | 1 Year | 838.8 | 0.15 | 712.98
38751 | Salto | EB660A00PMP7-WK | XS4 wide body electronic RF wireless SVN BLE / Mifare / DESFire w/ key override, half escutcheon for use w/ concealed vertical rods, with keypad, A lever, unhanded, satin brass finish, for use with KPB adapter | 1 |  | 1 Year | 994.85 | 0.15 | 845.6225
38752 | Salto | EB660A00PMP8--- | XS4 wide body electronic wire-free SVN BLE / Mifare / DESFire w/ key override, half escutcheon for use w/ concealed vertical rods, A lever, unhanded, satin brass finish, for use with KPB adapter | 1 |  | 1 Year | 746.8 | 0.15 | 634.78
38753 | Salto | EB660A00PMP8--K | XS4 wide body electronic wire-free SVN BLE / Mifare / DESFire w/ key override, half escutcheon for use w/ concealed vertical rods, with keypad, A lever, unhanded, satin brass finish, for use with KPB adapter | 1 |  | 1 Year | 809.65 | 0.15 | 688.2025
38754 | Salto | EB660A00PMP8-W- | XS4 wide body electronic RF wireless SVN BLE / Mifare / DESFire w/ key override, half escutcheon for use w/ concealed vertical rods, A lever, unhanded, satin brass finish, for use with KPB adapter | 1 |  | 1 Year | 838.8 | 0.15 | 712.98
38755 | Salto | EB660A00PMP8-WK | XS4 wide body electronic RF wireless SVN BLE / Mifare / DESFire w/ key override, half escutcheon for use w/ concealed vertical rods, with keypad, A lever, unhanded, satin brass finish, for use with KPB adapter | 1 |  | 1 Year | 994.85 | 0.15 | 845.6225
38756 | Salto | EB660A00PPH8--- | XS4 wide body electronic wire-free SVN BLE / Mifare / DESFire w/ key override, half escutcheon, A lever, unhanded, bright brass finish, for use with KPB adapter | 1 |  | 1 Year | 763.1 | 0.15 | 648.635
38757 | Salto | EB660A00PPH8--K | XS4 wide body electronic wire-free SVN BLE / Mifare / DESFire w/ key override, half escutcheon, with keypad, A lever, unhanded, bright brass finish, for use with KPB adapter | 1 |  | 1 Year | 825.95 | 0.15 | 702.0575
38758 | Salto | EB660A00PPH8-W- | XS4 wide body electronic RF wireless SVN BLE / Mifare / DESFire w/ key override, half escutcheon, A lever, unhanded, bright brass finish, for use with KPB adapter | 1 |  | 1 Year | 855.1 | 0.15 | 726.835
38759 | Salto | EB660A00PPH8-WK | XS4 wide body electronic RF wireless SVN BLE / Mifare / DESFire w/ key override, half escutcheon, with keypad, A lever, unhanded, bright brass finish, for use with KPB adapter | 1 |  | 1 Year | 1011.15 | 0.15 | 859.4775
38760 | Salto | EB660A00PPP7--- | XS4 wide body electronic wire-free SVN BLE / Mifare / DESFire w/ key override, half escutcheon for use w/ concealed vertical rods, A lever, unhanded, bright brass finish, for use with KPB adapter | 1 |  | 1 Year | 763.1 | 0.15 | 648.635
38761 | Salto | EB660A00PPP7--K | XS4 wide body electronic wire-free SVN BLE / Mifare / DESFire w/ key override, half escutcheon for use w/ concealed vertical rods, with keypad, A lever, unhanded, bright brass finish, for use with KPB adapter | 1 |  | 1 Year | 825.95 | 0.15 | 702.0575
38762 | Salto | EB660A00PPP7-W- | XS4 wide body electronic RF wireless SVN BLE / Mifare / DESFire w/ key override, half escutcheon for use w/ concealed vertical rods, A lever, unhanded, bright brass finish, for use with KPB adapter | 1 |  | 1 Year | 855.1 | 0.15 | 726.835
38763 | Salto | EB660A00PPP7-WK | XS4 wide body electronic RF wireless SVN BLE / Mifare / DESFire w/ key override, half escutcheon for use w/ concealed vertical rods, with keypad, A lever, unhanded, bright brass finish, for use with KPB adapter | 1 |  | 1 Year | 1011.15 | 0.15 | 859.4775
38764 | Salto | EB660A00PPP8--- | XS4 wide body electronic wire-free SVN BLE / Mifare / DESFire w/ key override, half escutcheon for use w/ concealed vertical rods, A lever, unhanded, bright brass finish, for use with KPB adapter | 1 |  | 1 Year | 763.1 | 0.15 | 648.635
38765 | Salto | EB660A00PPP8--K | XS4 wide body electronic wire-free SVN BLE / Mifare / DESFire w/ key override, half escutcheon for use w/ concealed vertical rods, with keypad, A lever, unhanded, bright brass finish, for use with KPB adapter | 1 |  | 1 Year | 825.95 | 0.15 | 702.0575
38766 | Salto | EB660A00PPP8-W- | XS4 wide body electronic RF wireless SVN BLE / Mifare / DESFire w/ key override, half escutcheon for use w/ concealed vertical rods, A lever, unhanded, bright brass finish, for use with KPB adapter | 1 |  | 1 Year | 855.1 | 0.15 | 726.835
38767 | Salto | EB660A00PPP8-WK | XS4 wide body electronic RF wireless SVN BLE / Mifare / DESFire w/ key override, half escutcheon for use w/ concealed vertical rods, with keypad, A lever, unhanded, bright brass finish, for use with KPB adapter | 1 |  | 1 Year | 1011.15 | 0.15 | 859.4775
38768 | Salto | EB660G00BCH8--- | XS4 wide body electronic wire-free SVN BLE / Mifare / DESFire w/ key override, half escutcheon, G lever, unhanded, BioCote antimicrobial finish, for use with KPB adapter | 1 |  | 1 Year | 798.8 | 0.15 | 678.98
38769 | Salto | EB660G00BCH8--K | XS4 wide body electronic wire-free SVN BLE / Mifare / DESFire w/ key override, half escutcheon, with keypad, G lever, unhanded, BioCote antimicrobial finish, for use with KPB adapter | 1 |  | 1 Year | 861.65 | 0.15 | 732.4025
38770 | Salto | EB660G00BCH8-W- | XS4 wide body electronic RF wireless SVN BLE / Mifare / DESFire w/ key override, half escutcheon, G lever, unhanded, BioCote antimicrobial finish, for use with KPB adapter | 1 |  | 1 Year | 890.8 | 0.15 | 757.18
38771 | Salto | EB660G00BCH8-WK | XS4 wide body electronic RF wireless SVN BLE / Mifare / DESFire w/ key override, half escutcheon, with keypad, G lever, unhanded, BioCote antimicrobial finish, for use with KPB adapter | 1 |  | 1 Year | 1046.85 | 0.15 | 889.8225
38772 | Salto | EB660G00BCP7--- | XS4 wide body electronic wire-free SVN BLE / Mifare / DESFire w/ key override, half escutcheon for use w/ concealed vertical rods, G lever, unhanded, BioCote antimicrobial finish, for use with KPB adapter | 1 |  | 1 Year | 798.8 | 0.15 | 678.98
38773 | Salto | EB660G00BCP7--K | XS4 wide body electronic wire-free SVN BLE / Mifare / DESFire w/ key override, half escutcheon for use w/ concealed vertical rods, with keypad, G lever, unhanded, BioCote antimicrobial finish, for use with KPB adapter | 1 |  | 1 Year | 861.65 | 0.15 | 732.4025
38774 | Salto | EB660G00BCP7-W- | XS4 wide body electronic RF wireless SVN BLE / Mifare / DESFire w/ key override, half escutcheon for use w/ concealed vertical rods, G lever, unhanded, BioCote antimicrobial finish, for use with KPB adapter | 1 |  | 1 Year | 890.8 | 0.15 | 757.18
38775 | Salto | EB660G00BCP7-WK | XS4 wide body electronic RF wireless SVN BLE / Mifare / DESFire w/ key override, half escutcheon for use w/ concealed vertical rods, with keypad, G lever, unhanded, BioCote antimicrobial finish, for use with KPB adapter | 1 |  | 1 Year | 1046.85 | 0.15 | 889.8225
38776 | Salto | EB660G00BCP8--- | XS4 wide body electronic wire-free SVN BLE / Mifare / DESFire w/ key override, half escutcheon for use w/ concealed vertical rods, G lever, unhanded, BioCote antimicrobial finish, for use with KPB adapter | 1 |  | 1 Year | 798.8 | 0.15 | 678.98
38777 | Salto | EB660G00BCP8--K | XS4 wide body electronic wire-free SVN BLE / Mifare / DESFire w/ key override, half escutcheon for use w/ concealed vertical rods, with keypad, G lever, unhanded, BioCote antimicrobial finish, for use with KPB adapter | 1 |  | 1 Year | 861.65 | 0.15 | 732.4025
38778 | Salto | EB660G00BCP8-W- | XS4 wide body electronic RF wireless SVN BLE / Mifare / DESFire w/ key override, half escutcheon for use w/ concealed vertical rods, G lever, unhanded, BioCote antimicrobial finish, for use with KPB adapter | 1 |  | 1 Year | 890.8 | 0.15 | 757.18
38779 | Salto | EB660G00BCP8-WK | XS4 wide body electronic RF wireless SVN BLE / Mifare / DESFire w/ key override, half escutcheon for use w/ concealed vertical rods, with keypad, G lever, unhanded, BioCote antimicrobial finish, for use with KPB adapter | 1 |  | 1 Year | 1046.85 | 0.15 | 889.8225
38780 | Salto | EB660G00IMH8--- | XS4 wide body electronic wire-free SVN BLE / Mifare / DESFire w/ key override, half escutcheon, G lever, unhanded, satin stainless finish, for use with KPB adapter | 1 |  | 1 Year | 746.8 | 0.15 | 634.78
38781 | Salto | EB660G00IMH8--K | XS4 wide body electronic wire-free SVN BLE / Mifare / DESFire w/ key override, half escutcheon, with keypad, G lever, unhanded, satin stainless finish, for use with KPB adapter | 1 |  | 1 Year | 809.65 | 0.15 | 688.2025
38782 | Salto | EB660G00IMH8-W- | XS4 wide body electronic RF wireless SVN BLE / Mifare / DESFire w/ key override, half escutcheon, G lever, unhanded, satin stainless finish, for use with KPB adapter | 1 |  | 1 Year | 838.8 | 0.15 | 712.98
38783 | Salto | EB660G00IMH8-WK | XS4 wide body electronic RF wireless SVN BLE / Mifare / DESFire w/ key override, half escutcheon, with keypad, G lever, unhanded, satin stainless finish, for use with KPB adapter | 1 |  | 1 Year | 994.85 | 0.15 | 845.6225
38784 | Salto | EB660G00IMP7--- | XS4 wide body electronic wire-free SVN BLE / Mifare / DESFire w/ key override, half escutcheon for use w/ concealed vertical rods, G lever, unhanded, satin stainless finish, for use with KPB adapter | 1 |  | 1 Year | 746.8 | 0.15 | 634.78
38785 | Salto | EB660G00IMP7--K | XS4 wide body electronic wire-free SVN BLE / Mifare / DESFire w/ key override, half escutcheon for use w/ concealed vertical rods, with keypad, G lever, unhanded, satin stainless finish, for use with KPB adapter | 1 |  | 1 Year | 809.65 | 0.15 | 688.2025
38786 | Salto | EB660G00IMP7-W- | XS4 wide body electronic RF wireless SVN BLE / Mifare / DESFire w/ key override, half escutcheon for use w/ concealed vertical rods, G lever, unhanded, satin stainless finish, for use with KPB adapter | 1 |  | 1 Year | 838.8 | 0.15 | 712.98
38787 | Salto | EB660G00IMP7-WK | XS4 wide body electronic RF wireless SVN BLE / Mifare / DESFire w/ key override, half escutcheon for use w/ concealed vertical rods, with keypad, G lever, unhanded, satin stainless finish, for use with KPB adapter | 1 |  | 1 Year | 994.85 | 0.15 | 845.6225
38788 | Salto | EB660G00IMP8--- | XS4 wide body electronic wire-free SVN BLE / Mifare / DESFire w/ key override, half escutcheon for use w/ concealed vertical rods, G lever, unhanded, satin stainless finish, for use with KPB adapter | 1 |  | 1 Year | 746.8 | 0.15 | 634.78
38789 | Salto | EB660G00IMP8--K | XS4 wide body electronic wire-free SVN BLE / Mifare / DESFire w/ key override, half escutcheon for use w/ concealed vertical rods, with keypad, G lever, unhanded, satin stainless finish, for use with KPB adapter | 1 |  | 1 Year | 809.65 | 0.15 | 688.2025
38790 | Salto | EB660G00IMP8-W- | XS4 wide body electronic RF wireless SVN BLE / Mifare / DESFire w/ key override, half escutcheon for use w/ concealed vertical rods, G lever, unhanded, satin stainless finish, for use with KPB adapter | 1 |  | 1 Year | 838.8 | 0.15 | 712.98
38791 | Salto | EB660G00IMP8-WK | XS4 wide body electronic RF wireless SVN BLE / Mifare / DESFire w/ key override, half escutcheon for use w/ concealed vertical rods, with keypad, G lever, unhanded, satin stainless finish, for use with KPB adapter | 1 |  | 1 Year | 994.85 | 0.15 | 845.6225
38792 | Salto | EB660G00PMH8--- | XS4 wide body electronic wire-free SVN BLE / Mifare / DESFire w/ key override, half escutcheon, G lever, unhanded, satin brass finish, for use with KPB adapter | 1 |  | 1 Year | 746.8 | 0.15 | 634.78
38793 | Salto | EB660G00PMH8--K | XS4 wide body electronic wire-free SVN BLE / Mifare / DESFire w/ key override, half escutcheon, with keypad, G lever, unhanded, satin brass finish, for use with KPB adapter | 1 |  | 1 Year | 809.65 | 0.15 | 688.2025
38794 | Salto | EB660G00PMH8-W- | XS4 wide body electronic RF wireless SVN BLE / Mifare / DESFire w/ key override, half escutcheon, G lever, unhanded, satin brass finish, for use with KPB adapter | 1 |  | 1 Year | 838.8 | 0.15 | 712.98
38795 | Salto | EB660G00PMH8-WK | XS4 wide body electronic RF wireless SVN BLE / Mifare / DESFire w/ key override, half escutcheon, with keypad, G lever, unhanded, satin brass finish, for use with KPB adapter | 1 |  | 1 Year | 994.85 | 0.15 | 845.6225
38796 | Salto | EB660G00PMP7--- | XS4 wide body electronic wire-free SVN BLE / Mifare / DESFire w/ key override, half escutcheon for use w/ concealed vertical rods, G lever, unhanded, satin brass finish, for use with KPB adapter | 1 |  | 1 Year | 746.8 | 0.15 | 634.78
38797 | Salto | EB660G00PMP7--K | XS4 wide body electronic wire-free SVN BLE / Mifare / DESFire w/ key override, half escutcheon for use w/ concealed vertical rods, with keypad, G lever, unhanded, satin brass finish, for use with KPB adapter | 1 |  | 1 Year | 809.65 | 0.15 | 688.2025
38798 | Salto | EB660G00PMP7-W- | XS4 wide body electronic RF wireless SVN BLE / Mifare / DESFire w/ key override, half escutcheon for use w/ concealed vertical rods, G lever, unhanded, satin brass finish, for use with KPB adapter | 1 |  | 1 Year | 838.8 | 0.15 | 712.98
38799 | Salto | EB660G00PMP7-WK | XS4 wide body electronic RF wireless SVN BLE / Mifare / DESFire w/ key override, half escutcheon for use w/ concealed vertical rods, with keypad, G lever, unhanded, satin brass finish, for use with KPB adapter | 1 |  | 1 Year | 994.85 | 0.15 | 845.6225
38800 | Salto | EB660G00PMP8--- | XS4 wide body electronic wire-free SVN BLE / Mifare / DESFire w/ key override, half escutcheon for use w/ concealed vertical rods, G lever, unhanded, satin brass finish, for use with KPB adapter | 1 |  | 1 Year | 746.8 | 0.15 | 634.78
38801 | Salto | EB660G00PMP8--K | XS4 wide body electronic wire-free SVN BLE / Mifare / DESFire w/ key override, half escutcheon for use w/ concealed vertical rods, with keypad, G lever, unhanded, satin brass finish, for use with KPB adapter | 1 |  | 1 Year | 809.65 | 0.15 | 688.2025
38802 | Salto | EB660G00PMP8-W- | XS4 wide body electronic RF wireless SVN BLE / Mifare / DESFire w/ key override, half escutcheon for use w/ concealed vertical rods, G lever, unhanded, satin brass finish, for use with KPB adapter | 1 |  | 1 Year | 838.8 | 0.15 | 712.98
38803 | Salto | EB660G00PMP8-WK | XS4 wide body electronic RF wireless SVN BLE / Mifare / DESFire w/ key override, half escutcheon for use w/ concealed vertical rods, with keypad, G lever, unhanded, satin brass finish, for use with KPB adapter | 1 |  | 1 Year | 994.85 | 0.15 | 845.6225
38804 | Salto | EB660J00BCH8--- | XS4 wide body electronic wire-free SVN BLE / Mifare / DESFire w/ key override, half escutcheon, J lever, unhanded, BioCote antimicrobial finish, for use with KPB adapter | 1 |  | 1 Year | 809 | 0.15 | 687.65
38805 | Salto | EB660J00BCH8--K | XS4 wide body electronic wire-free SVN BLE / Mifare / DESFire w/ key override, half escutcheon, with keypad, J lever, unhanded, BioCote antimicrobial finish, for use with KPB adapter | 1 |  | 1 Year | 871.85 | 0.15 | 741.0725
38806 | Salto | EB660J00BCH8-W- | XS4 wide body electronic RF wireless SVN BLE / Mifare / DESFire w/ key override, half escutcheon, J lever, unhanded, BioCote antimicrobial finish, for use with KPB adapter | 1 |  | 1 Year | 901 | 0.15 | 765.85
38807 | Salto | EB660J00BCH8-WK | XS4 wide body electronic RF wireless SVN BLE / Mifare / DESFire w/ key override, half escutcheon, with keypad, J lever, unhanded, BioCote antimicrobial finish, for use with KPB adapter | 1 |  | 1 Year | 1057.05 | 0.15 | 898.4925
38808 | Salto | EB660J00BCP7--- | XS4 wide body electronic wire-free SVN BLE / Mifare / DESFire w/ key override, half escutcheon for use w/ concealed vertical rods, J lever, unhanded, BioCote antimicrobial finish, for use with KPB adapter | 1 |  | 1 Year | 809 | 0.15 | 687.65
38809 | Salto | EB660J00BCP7--K | XS4 wide body electronic wire-free SVN BLE / Mifare / DESFire w/ key override, half escutcheon for use w/ concealed vertical rods, with keypad, J lever, unhanded, BioCote antimicrobial finish, for use with KPB adapter | 1 |  | 1 Year | 871.85 | 0.15 | 741.0725
38810 | Salto | EB660J00BCP7-W- | XS4 wide body electronic RF wireless SVN BLE / Mifare / DESFire w/ key override, half escutcheon for use w/ concealed vertical rods, J lever, unhanded, BioCote antimicrobial finish, for use with KPB adapter | 1 |  | 1 Year | 901 | 0.15 | 765.85
38811 | Salto | EB660J00BCP7-WK | XS4 wide body electronic RF wireless SVN BLE / Mifare / DESFire w/ key override, half escutcheon for use w/ concealed vertical rods, with keypad, J lever, unhanded, BioCote antimicrobial finish, for use with KPB adapter | 1 |  | 1 Year | 1057.05 | 0.15 | 898.4925
38812 | Salto | EB660J00BCP8--- | XS4 wide body electronic wire-free SVN BLE / Mifare / DESFire w/ key override, half escutcheon for use w/ concealed vertical rods, J lever, unhanded, BioCote antimicrobial finish, for use with KPB adapter | 1 |  | 1 Year | 809 | 0.15 | 687.65
38813 | Salto | EB660J00BCP8--K | XS4 wide body electronic wire-free SVN BLE / Mifare / DESFire w/ key override, half escutcheon for use w/ concealed vertical rods, with keypad, J lever, unhanded, BioCote antimicrobial finish, for use with KPB adapter | 1 |  | 1 Year | 871.85 | 0.15 | 741.0725
38814 | Salto | EB660J00BCP8-W- | XS4 wide body electronic RF wireless SVN BLE / Mifare / DESFire w/ key override, half escutcheon for use w/ concealed vertical rods, J lever, unhanded, BioCote antimicrobial finish, for use with KPB adapter | 1 |  | 1 Year | 901 | 0.15 | 765.85
38815 | Salto | EB660J00BCP8-WK | XS4 wide body electronic RF wireless SVN BLE / Mifare / DESFire w/ key override, half escutcheon for use w/ concealed vertical rods, with keypad, J lever, unhanded, BioCote antimicrobial finish, for use with KPB adapter | 1 |  | 1 Year | 1057.05 | 0.15 | 898.4925
38816 | Salto | EB660J00IAH8--- | XS4 wide body electronic wire-free SVN BLE / Mifare / DESFire w/ key override, half escutcheon, J lever, unhanded, antique brass finish, for use with KPB adapter | 1 |  | 1 Year | 809 | 0.15 | 687.65
38817 | Salto | EB660J00IAH8--K | XS4 wide body electronic wire-free SVN BLE / Mifare / DESFire w/ key override, half escutcheon, with keypad, J lever, unhanded, antique brass finish, for use with KPB adapter | 1 |  | 1 Year | 871.85 | 0.15 | 741.0725
38818 | Salto | EB660J00IAH8-W- | XS4 wide body electronic RF wireless SVN BLE / Mifare / DESFire w/ key override, half escutcheon, J lever, unhanded, antique brass finish, for use with KPB adapter | 1 |  | 1 Year | 901 | 0.15 | 765.85
38819 | Salto | EB660J00IAH8-WK | XS4 wide body electronic RF wireless SVN BLE / Mifare / DESFire w/ key override, half escutcheon, with keypad, J lever, unhanded, antique brass finish, for use with KPB adapter | 1 |  | 1 Year | 1057.05 | 0.15 | 898.4925
38820 | Salto | EB660J00IAP7--- | XS4 wide body electronic wire-free SVN BLE / Mifare / DESFire w/ key override, half escutcheon for use w/ concealed vertical rods, J lever, unhanded, antique brass finish, for use with KPB adapter | 1 |  | 1 Year | 809 | 0.15 | 687.65
38821 | Salto | EB660J00IAP7--K | XS4 wide body electronic wire-free SVN BLE / Mifare / DESFire w/ key override, half escutcheon for use w/ concealed vertical rods, with keypad, J lever, unhanded, antique brass finish, for use with KPB adapter | 1 |  | 1 Year | 871.85 | 0.15 | 741.0725
38822 | Salto | EB660J00IAP7-W- | XS4 wide body electronic RF wireless SVN BLE / Mifare / DESFire w/ key override, half escutcheon for use w/ concealed vertical rods, J lever, unhanded, antique brass finish, for use with KPB adapter | 1 |  | 1 Year | 901 | 0.15 | 765.85
38823 | Salto | EB660J00IAP7-WK | XS4 wide body electronic RF wireless SVN BLE / Mifare / DESFire w/ key override, half escutcheon for use w/ concealed vertical rods, with keypad, J lever, unhanded, antique brass finish, for use with KPB adapter | 1 |  | 1 Year | 1057.05 | 0.15 | 898.4925
38824 | Salto | EB660J00IAP8--- | XS4 wide body electronic wire-free SVN BLE / Mifare / DESFire w/ key override, half escutcheon for use w/ concealed vertical rods, J lever, unhanded, antique brass finish, for use with KPB adapter | 1 |  | 1 Year | 809 | 0.15 | 687.65
38825 | Salto | EB660J00IAP8--K | XS4 wide body electronic wire-free SVN BLE / Mifare / DESFire w/ key override, half escutcheon for use w/ concealed vertical rods, with keypad, J lever, unhanded, antique brass finish, for use with KPB adapter | 1 |  | 1 Year | 871.85 | 0.15 | 741.0725
38826 | Salto | EB660J00IAP8-W- | XS4 wide body electronic RF wireless SVN BLE / Mifare / DESFire w/ key override, half escutcheon for use w/ concealed vertical rods, J lever, unhanded, antique brass finish, for use with KPB adapter | 1 |  | 1 Year | 901 | 0.15 | 765.85
38827 | Salto | EB660J00IAP8-WK | XS4 wide body electronic RF wireless SVN BLE / Mifare / DESFire w/ key override, half escutcheon for use w/ concealed vertical rods, with keypad, J lever, unhanded, antique brass finish, for use with KPB adapter | 1 |  | 1 Year | 1057.05 | 0.15 | 898.4925
38828 | Salto | EB660J00IMH8--- | XS4 wide body electronic wire-free SVN BLE / Mifare / DESFire w/ key override, half escutcheon, J lever, unhanded, satin stainless finish, for use with KPB adapter | 1 |  | 1 Year | 757 | 0.15 | 643.45
38829 | Salto | EB660J00IMH8--K | XS4 wide body electronic wire-free SVN BLE / Mifare / DESFire w/ key override, half escutcheon, with keypad, J lever, unhanded, satin stainless finish, for use with KPB adapter | 1 |  | 1 Year | 819.85 | 0.15 | 696.8725
38830 | Salto | EB660J00IMH8-W- | XS4 wide body electronic RF wireless SVN BLE / Mifare / DESFire w/ key override, half escutcheon, J lever, unhanded, satin stainless finish, for use with KPB adapter | 1 |  | 1 Year | 849 | 0.15 | 721.65
38831 | Salto | EB660J00IMH8-WK | XS4 wide body electronic RF wireless SVN BLE / Mifare / DESFire w/ key override, half escutcheon, with keypad, J lever, unhanded, satin stainless finish, for use with KPB adapter | 1 |  | 1 Year | 1005.05 | 0.15 | 854.2925
38832 | Salto | EB660J00IMP7--- | XS4 wide body electronic wire-free SVN BLE / Mifare / DESFire w/ key override, half escutcheon for use w/ concealed vertical rods, J lever, unhanded, satin stainless finish, for use with KPB adapter | 1 |  | 1 Year | 757 | 0.15 | 643.45
38833 | Salto | EB660J00IMP7--K | XS4 wide body electronic wire-free SVN BLE / Mifare / DESFire w/ key override, half escutcheon for use w/ concealed vertical rods, with keypad, J lever, unhanded, satin stainless finish, for use with KPB adapter | 1 |  | 1 Year | 819.85 | 0.15 | 696.8725
38834 | Salto | EB660J00IMP7-W- | XS4 wide body electronic RF wireless SVN BLE / Mifare / DESFire w/ key override, half escutcheon for use w/ concealed vertical rods, J lever, unhanded, satin stainless finish, for use with KPB adapter | 1 |  | 1 Year | 849 | 0.15 | 721.65
38835 | Salto | EB660J00IMP7-WK | XS4 wide body electronic RF wireless SVN BLE / Mifare / DESFire w/ key override, half escutcheon for use w/ concealed vertical rods, with keypad, J lever, unhanded, satin stainless finish, for use with KPB adapter | 1 |  | 1 Year | 1005.05 | 0.15 | 854.2925
38836 | Salto | EB660J00IMP8--- | XS4 wide body electronic wire-free SVN BLE / Mifare / DESFire w/ key override, half escutcheon for use w/ concealed vertical rods, J lever, unhanded, satin stainless finish, for use with KPB adapter | 1 |  | 1 Year | 757 | 0.15 | 643.45
38837 | Salto | EB660J00IMP8--K | XS4 wide body electronic wire-free SVN BLE / Mifare / DESFire w/ key override, half escutcheon for use w/ concealed vertical rods, with keypad, J lever, unhanded, satin stainless finish, for use with KPB adapter | 1 |  | 1 Year | 819.85 | 0.15 | 696.8725
38838 | Salto | EB660J00IMP8-W- | XS4 wide body electronic RF wireless SVN BLE / Mifare / DESFire w/ key override, half escutcheon for use w/ concealed vertical rods, J lever, unhanded, satin stainless finish, for use with KPB adapter | 1 |  | 1 Year | 849 | 0.15 | 721.65
38839 | Salto | EB660J00IMP8-WK | XS4 wide body electronic RF wireless SVN BLE / Mifare / DESFire w/ key override, half escutcheon for use w/ concealed vertical rods, with keypad, J lever, unhanded, satin stainless finish, for use with KPB adapter | 1 |  | 1 Year | 1005.05 | 0.15 | 854.2925
38840 | Salto | EB660J00NEH8--- | XS4 wide body electronic wire-free SVN BLE / Mifare / DESFire w/ key override, half escutcheon, J lever, unhanded, black chromium finish, for use with KPB adapter | 1 |  | 1 Year | 791.7 | 0.15 | 672.945
38841 | Salto | EB660J00NEH8--K | XS4 wide body electronic wire-free SVN BLE / Mifare / DESFire w/ key override, half escutcheon, with keypad, J lever, unhanded, black chromium finish, for use with KPB adapter | 1 |  | 1 Year | 854.55 | 0.15 | 726.3675
38842 | Salto | EB660J00NEH8-W- | XS4 wide body electronic RF wireless SVN BLE / Mifare / DESFire w/ key override, half escutcheon, J lever, unhanded, black chromium finish, for use with KPB adapter | 1 |  | 1 Year | 883.7 | 0.15 | 751.145
38843 | Salto | EB660J00NEH8-WK | XS4 wide body electronic RF wireless SVN BLE / Mifare / DESFire w/ key override, half escutcheon, with keypad, J lever, unhanded, black chromium finish, for use with KPB adapter | 1 |  | 1 Year | 1039.75 | 0.15 | 883.7875
38844 | Salto | EB660J00NEP7--- | XS4 wide body electronic wire-free SVN BLE / Mifare / DESFire w/ key override, half escutcheon for use w/ concealed vertical rods, J lever, unhanded, black chromium finish, for use with KPB adapter | 1 |  | 1 Year | 791.7 | 0.15 | 672.945
38845 | Salto | EB660J00NEP7--K | XS4 wide body electronic wire-free SVN BLE / Mifare / DESFire w/ key override, half escutcheon for use w/ concealed vertical rods, with keypad, J lever, unhanded, black chromium finish, for use with KPB adapter | 1 |  | 1 Year | 854.55 | 0.15 | 726.3675
38846 | Salto | EB660J00NEP7-W- | XS4 wide body electronic RF wireless SVN BLE / Mifare / DESFire w/ key override, half escutcheon for use w/ concealed vertical rods, J lever, unhanded, black chromium finish, for use with KPB adapter | 1 |  | 1 Year | 883.7 | 0.15 | 751.145
38847 | Salto | EB660J00NEP7-WK | XS4 wide body electronic RF wireless SVN BLE / Mifare / DESFire w/ key override, half escutcheon for use w/ concealed vertical rods, with keypad, J lever, unhanded, black chromium finish, for use with KPB adapter | 1 |  | 1 Year | 1039.75 | 0.15 | 883.7875
38848 | Salto | EB660J00NEP8--- | XS4 wide body electronic wire-free SVN BLE / Mifare / DESFire w/ key override, half escutcheon for use w/ concealed vertical rods, J lever, unhanded, black chromium finish, for use with KPB adapter | 1 |  | 1 Year | 791.7 | 0.15 | 672.945
38849 | Salto | EB660J00NEP8--K | XS4 wide body electronic wire-free SVN BLE / Mifare / DESFire w/ key override, half escutcheon for use w/ concealed vertical rods, with keypad, J lever, unhanded, black chromium finish, for use with KPB adapter | 1 |  | 1 Year | 854.55 | 0.15 | 726.3675
38850 | Salto | EB660J00NEP8-W- | XS4 wide body electronic RF wireless SVN BLE / Mifare / DESFire w/ key override, half escutcheon for use w/ concealed vertical rods, J lever, unhanded, black chromium finish, for use with KPB adapter | 1 |  | 1 Year | 883.7 | 0.15 | 751.145
38851 | Salto | EB660J00NEP8-WK | XS4 wide body electronic RF wireless SVN BLE / Mifare / DESFire w/ key override, half escutcheon for use w/ concealed vertical rods, with keypad, J lever, unhanded, black chromium finish, for use with KPB adapter | 1 |  | 1 Year | 1039.75 | 0.15 | 883.7875
38852 | Salto | EB660J00PMH8--- | XS4 wide body electronic wire-free SVN BLE / Mifare / DESFire w/ key override, half escutcheon, J lever, unhanded, satin brass finish, for use with KPB adapter | 1 |  | 1 Year | 757 | 0.15 | 643.45
38853 | Salto | EB660J00PMH8--K | XS4 wide body electronic wire-free SVN BLE / Mifare / DESFire w/ key override, half escutcheon, with keypad, J lever, unhanded, satin brass finish, for use with KPB adapter | 1 |  | 1 Year | 819.85 | 0.15 | 696.8725
38854 | Salto | EB660J00PMH8-W- | XS4 wide body electronic RF wireless SVN BLE / Mifare / DESFire w/ key override, half escutcheon, J lever, unhanded, satin brass finish, for use with KPB adapter | 1 |  | 1 Year | 849 | 0.15 | 721.65
38855 | Salto | EB660J00PMH8-WK | XS4 wide body electronic RF wireless SVN BLE / Mifare / DESFire w/ key override, half escutcheon, with keypad, J lever, unhanded, satin brass finish, for use with KPB adapter | 1 |  | 1 Year | 1005.05 | 0.15 | 854.2925
38856 | Salto | EB660J00PMP7--- | XS4 wide body electronic wire-free SVN BLE / Mifare / DESFire w/ key override, half escutcheon for use w/ concealed vertical rods, J lever, unhanded, satin brass finish, for use with KPB adapter | 1 |  | 1 Year | 757 | 0.15 | 643.45
38857 | Salto | EB660J00PMP7--K | XS4 wide body electronic wire-free SVN BLE / Mifare / DESFire w/ key override, half escutcheon for use w/ concealed vertical rods, with keypad, J lever, unhanded, satin brass finish, for use with KPB adapter | 1 |  | 1 Year | 819.85 | 0.15 | 696.8725
38858 | Salto | EB660J00PMP7-W- | XS4 wide body electronic RF wireless SVN BLE / Mifare / DESFire w/ key override, half escutcheon for use w/ concealed vertical rods, J lever, unhanded, satin brass finish, for use with KPB adapter | 1 |  | 1 Year | 849 | 0.15 | 721.65
38859 | Salto | EB660J00PMP7-WK | XS4 wide body electronic RF wireless SVN BLE / Mifare / DESFire w/ key override, half escutcheon for use w/ concealed vertical rods, with keypad, J lever, unhanded, satin brass finish, for use with KPB adapter | 1 |  | 1 Year | 1005.05 | 0.15 | 854.2925
38860 | Salto | EB660J00PMP8--- | XS4 wide body electronic wire-free SVN BLE / Mifare / DESFire w/ key override, half escutcheon for use w/ concealed vertical rods, J lever, unhanded, satin brass finish, for use with KPB adapter | 1 |  | 1 Year | 757 | 0.15 | 643.45
38861 | Salto | EB660J00PMP8--K | XS4 wide body electronic wire-free SVN BLE / Mifare / DESFire w/ key override, half escutcheon for use w/ concealed vertical rods, with keypad, J lever, unhanded, satin brass finish, for use with KPB adapter | 1 |  | 1 Year | 819.85 | 0.15 | 696.8725
38862 | Salto | EB660J00PMP8-W- | XS4 wide body electronic RF wireless SVN BLE / Mifare / DESFire w/ key override, half escutcheon for use w/ concealed vertical rods, J lever, unhanded, satin brass finish, for use with KPB adapter | 1 |  | 1 Year | 849 | 0.15 | 721.65
38863 | Salto | EB660J00PMP8-WK | XS4 wide body electronic RF wireless SVN BLE / Mifare / DESFire w/ key override, half escutcheon for use w/ concealed vertical rods, with keypad, J lever, unhanded, satin brass finish, for use with KPB adapter | 1 |  | 1 Year | 1005.05 | 0.15 | 854.2925
38864 | Salto | EB660K00IMH8L-- | XS4 wide body electronic wire-free SVN BLE / Mifare / DESFire w/ key override, half escutcheon, K lever, left handed, satin stainless finish, for use with KPB adapter | 1 |  | 1 Year | 757 | 0.15 | 643.45
38865 | Salto | EB660K00IMH8L-K | XS4 wide body electronic wire-free SVN BLE / Mifare / DESFire w/ key override, half escutcheon, with keypad, K lever, left handed, satin stainless finish, for use with KPB adapter | 1 |  | 1 Year | 819.85 | 0.15 | 696.8725
38866 | Salto | EB660K00IMH8LW- | XS4 wide body electronic RF wireless SVN BLE / Mifare / DESFire w/ key override, half escutcheon, K lever, left handed, satin stainless finish, for use with KPB adapter | 1 |  | 1 Year | 849 | 0.15 | 721.65
38867 | Salto | EB660K00IMH8LWK | XS4 wide body electronic RF wireless SVN BLE / Mifare / DESFire w/ key override, half escutcheon, with keypad, K lever, left handed, satin stainless finish, for use with KPB adapter | 1 |  | 1 Year | 1005.05 | 0.15 | 854.2925
38868 | Salto | EB660K00IMH8R-- | XS4 wide body electronic wire-free SVN BLE / Mifare / DESFire w/ key override, half escutcheon, K lever, right handed, satin stainless finish, for use with KPB adapter | 1 |  | 1 Year | 757 | 0.15 | 643.45
38869 | Salto | EB660K00IMH8R-K | XS4 wide body electronic wire-free SVN BLE / Mifare / DESFire w/ key override, half escutcheon, with keypad, K lever, right handed, satin stainless finish, for use with KPB adapter | 1 |  | 1 Year | 819.85 | 0.15 | 696.8725
38870 | Salto | EB660K00IMH8RW- | XS4 wide body electronic RF wireless SVN BLE / Mifare / DESFire w/ key override, half escutcheon, K lever, right handed, satin stainless finish, for use with KPB adapter | 1 |  | 1 Year | 849 | 0.15 | 721.65
38871 | Salto | EB660K00IMH8RWK | XS4 wide body electronic RF wireless SVN BLE / Mifare / DESFire w/ key override, half escutcheon, with keypad, K lever, right handed, satin stainless finish, for use with KPB adapter | 1 |  | 1 Year | 1005.05 | 0.15 | 854.2925
38872 | Salto | EB660K00IMP7L-- | XS4 wide body electronic wire-free SVN BLE / Mifare / DESFire w/ key override, half escutcheon for use w/ concealed vertical rods, K lever, left handed, satin stainless finish, for use with KPB adapter | 1 |  | 1 Year | 757 | 0.15 | 643.45
38873 | Salto | EB660K00IMP7L-K | XS4 wide body electronic wire-free SVN BLE / Mifare / DESFire w/ key override, half escutcheon for use w/ concealed vertical rods, with keypad, K lever, left handed, satin stainless finish, for use with KPB adapter | 1 |  | 1 Year | 819.85 | 0.15 | 696.8725
38874 | Salto | EB660K00IMP7LW- | XS4 wide body electronic RF wireless SVN BLE / Mifare / DESFire w/ key override, half escutcheon for use w/ concealed vertical rods, K lever, left handed, satin stainless finish, for use with KPB adapter | 1 |  | 1 Year | 849 | 0.15 | 721.65
38875 | Salto | EB660K00IMP7LWK | XS4 wide body electronic RF wireless SVN BLE / Mifare / DESFire w/ key override, half escutcheon for use w/ concealed vertical rods, with keypad, K lever, left handed, satin stainless finish, for use with KPB adapter | 1 |  | 1 Year | 1005.05 | 0.15 | 854.2925
38876 | Salto | EB660K00IMP7R-- | XS4 wide body electronic wire-free SVN BLE / Mifare / DESFire w/ key override, half escutcheon for use w/ concealed vertical rods, K lever, right handed, satin stainless finish, for use with KPB adapter | 1 |  | 1 Year | 757 | 0.15 | 643.45
38877 | Salto | EB660K00IMP7R-K | XS4 wide body electronic wire-free SVN BLE / Mifare / DESFire w/ key override, half escutcheon for use w/ concealed vertical rods, with keypad, K lever, right handed, satin stainless finish, for use with KPB adapter | 1 |  | 1 Year | 819.85 | 0.15 | 696.8725
38878 | Salto | EB660K00IMP7RW- | XS4 wide body electronic RF wireless SVN BLE / Mifare / DESFire w/ key override, half escutcheon for use w/ concealed vertical rods, K lever, right handed, satin stainless finish, for use with KPB adapter | 1 |  | 1 Year | 849 | 0.15 | 721.65
38879 | Salto | EB660K00IMP7RWK | XS4 wide body electronic RF wireless SVN BLE / Mifare / DESFire w/ key override, half escutcheon for use w/ concealed vertical rods, with keypad, K lever, right handed, satin stainless finish, for use with KPB adapter | 1 |  | 1 Year | 1005.05 | 0.15 | 854.2925
38880 | Salto | EB660K00IMP8L-- | XS4 wide body electronic wire-free SVN BLE / Mifare / DESFire w/ key override, half escutcheon for use w/ concealed vertical rods, K lever, left handed, satin stainless finish, for use with KPB adapter | 1 |  | 1 Year | 757 | 0.15 | 643.45
38881 | Salto | EB660K00IMP8L-K | XS4 wide body electronic wire-free SVN BLE / Mifare / DESFire w/ key override, half escutcheon for use w/ concealed vertical rods, with keypad, K lever, left handed, satin stainless finish, for use with KPB adapter | 1 |  | 1 Year | 819.85 | 0.15 | 696.8725
38882 | Salto | EB660K00IMP8LW- | XS4 wide body electronic RF wireless SVN BLE / Mifare / DESFire w/ key override, half escutcheon for use w/ concealed vertical rods, K lever, left handed, satin stainless finish, for use with KPB adapter | 1 |  | 1 Year | 849 | 0.15 | 721.65
38883 | Salto | EB660K00IMP8LWK | XS4 wide body electronic RF wireless SVN BLE / Mifare / DESFire w/ key override, half escutcheon for use w/ concealed vertical rods, with keypad, K lever, left handed, satin stainless finish, for use with KPB adapter | 1 |  | 1 Year | 1005.05 | 0.15 | 854.2925
38884 | Salto | EB660K00IMP8R-- | XS4 wide body electronic wire-free SVN BLE / Mifare / DESFire w/ key override, half escutcheon for use w/ concealed vertical rods, K lever, right handed, satin stainless finish, for use with KPB adapter | 1 |  | 1 Year | 757 | 0.15 | 643.45
38885 | Salto | EB660K00IMP8R-K | XS4 wide body electronic wire-free SVN BLE / Mifare / DESFire w/ key override, half escutcheon for use w/ concealed vertical rods, with keypad, K lever, right handed, satin stainless finish, for use with KPB adapter | 1 |  | 1 Year | 819.85 | 0.15 | 696.8725
38886 | Salto | EB660K00IMP8RW- | XS4 wide body electronic RF wireless SVN BLE / Mifare / DESFire w/ key override, half escutcheon for use w/ concealed vertical rods, K lever, right handed, satin stainless finish, for use with KPB adapter | 1 |  | 1 Year | 849 | 0.15 | 721.65
38887 | Salto | EB660K00IMP8RWK | XS4 wide body electronic RF wireless SVN BLE / Mifare / DESFire w/ key override, half escutcheon for use w/ concealed vertical rods, with keypad, K lever, right handed, satin stainless finish, for use with KPB adapter | 1 |  | 1 Year | 1005.05 | 0.15 | 854.2925
38888 | Salto | EB660K00IPH8L-- | XS4 wide body electronic wire-free SVN BLE / Mifare / DESFire w/ key override, half escutcheon, K lever, left handed, bright stainless steel finish, for use with KPB adapter | 1 |  | 1 Year | 773.3 | 0.15 | 657.305
38889 | Salto | EB660K00IPH8L-K | XS4 wide body electronic wire-free SVN BLE / Mifare / DESFire w/ key override, half escutcheon, with keypad, K lever, left handed, bright stainless steel finish, for use with KPB adapter | 1 |  | 1 Year | 836.15 | 0.15 | 710.7275
38890 | Salto | EB660K00IPH8LW- | XS4 wide body electronic RF wireless SVN BLE / Mifare / DESFire w/ key override, half escutcheon, K lever, left handed, bright stainless steel finish, for use with KPB adapter | 1 |  | 1 Year | 865.3 | 0.15 | 735.505
38891 | Salto | EB660K00IPH8LWK | XS4 wide body electronic RF wireless SVN BLE / Mifare / DESFire w/ key override, half escutcheon, with keypad, K lever, left handed, bright stainless steel finish, for use with KPB adapter | 1 |  | 1 Year | 1021.35 | 0.15 | 868.1475
38892 | Salto | EB660K00IPH8R-- | XS4 wide body electronic wire-free SVN BLE / Mifare / DESFire w/ key override, half escutcheon, K lever, right handed, bright stainless steel finish, for use with KPB adapter | 1 |  | 1 Year | 773.3 | 0.15 | 657.305
38893 | Salto | EB660K00IPH8R-K | XS4 wide body electronic wire-free SVN BLE / Mifare / DESFire w/ key override, half escutcheon, with keypad, K lever, right handed, bright stainless steel finish, for use with KPB adapter | 1 |  | 1 Year | 836.15 | 0.15 | 710.7275
38894 | Salto | EB660K00IPH8RW- | XS4 wide body electronic RF wireless SVN BLE / Mifare / DESFire w/ key override, half escutcheon, K lever, right handed, bright stainless steel finish, for use with KPB adapter | 1 |  | 1 Year | 865.3 | 0.15 | 735.505
38895 | Salto | EB660K00IPH8RWK | XS4 wide body electronic RF wireless SVN BLE / Mifare / DESFire w/ key override, half escutcheon, with keypad, K lever, right handed, bright stainless steel finish, for use with KPB adapter | 1 |  | 1 Year | 1021.35 | 0.15 | 868.1475
38896 | Salto | EB660K00IPP7L-- | XS4 wide body electronic wire-free SVN BLE / Mifare / DESFire w/ key override, half escutcheon for use w/ concealed vertical rods, K lever, left handed, bright stainless steel finish, for use with KPB adapter | 1 |  | 1 Year | 773.3 | 0.15 | 657.305
38897 | Salto | EB660K00IPP7L-K | XS4 wide body electronic wire-free SVN BLE / Mifare / DESFire w/ key override, half escutcheon for use w/ concealed vertical rods, with keypad, K lever, left handed, bright stainless steel finish, for use with KPB adapter | 1 |  | 1 Year | 836.15 | 0.15 | 710.7275
38898 | Salto | EB660K00IPP7LW- | XS4 wide body electronic RF wireless SVN BLE / Mifare / DESFire w/ key override, half escutcheon for use w/ concealed vertical rods, K lever, left handed, bright stainless steel finish, for use with KPB adapter | 1 |  | 1 Year | 865.3 | 0.15 | 735.505
38899 | Salto | EB660K00IPP7LWK | XS4 wide body electronic RF wireless SVN BLE / Mifare / DESFire w/ key override, half escutcheon for use w/ concealed vertical rods, with keypad, K lever, left handed, bright stainless steel finish, for use with KPB adapter | 1 |  | 1 Year | 1021.35 | 0.15 | 868.1475
38900 | Salto | EB660K00IPP7R-- | XS4 wide body electronic wire-free SVN BLE / Mifare / DESFire w/ key override, half escutcheon for use w/ concealed vertical rods, K lever, right handed, bright stainless steel finish, for use with KPB adapter | 1 |  | 1 Year | 773.3 | 0.15 | 657.305
38901 | Salto | EB660K00IPP7R-K | XS4 wide body electronic wire-free SVN BLE / Mifare / DESFire w/ key override, half escutcheon for use w/ concealed vertical rods, with keypad, K lever, right handed, bright stainless steel finish, for use with KPB adapter | 1 |  | 1 Year | 836.15 | 0.15 | 710.7275
38902 | Salto | EB660K00IPP7RW- | XS4 wide body electronic RF wireless SVN BLE / Mifare / DESFire w/ key override, half escutcheon for use w/ concealed vertical rods, K lever, right handed, bright stainless steel finish, for use with KPB adapter | 1 |  | 1 Year | 865.3 | 0.15 | 735.505
38903 | Salto | EB660K00IPP7RWK | XS4 wide body electronic RF wireless SVN BLE / Mifare / DESFire w/ key override, half escutcheon for use w/ concealed vertical rods, with keypad, K lever, right handed, bright stainless steel finish, for use with KPB adapter | 1 |  | 1 Year | 1021.35 | 0.15 | 868.1475
38904 | Salto | EB660K00IPP8L-- | XS4 wide body electronic wire-free SVN BLE / Mifare / DESFire w/ key override, half escutcheon for use w/ concealed vertical rods, K lever, left handed, bright stainless steel finish, for use with KPB adapter | 1 |  | 1 Year | 773.3 | 0.15 | 657.305
38905 | Salto | EB660K00IPP8L-K | XS4 wide body electronic wire-free SVN BLE / Mifare / DESFire w/ key override, half escutcheon for use w/ concealed vertical rods, with keypad, K lever, left handed, bright stainless steel finish, for use with KPB adapter | 1 |  | 1 Year | 836.15 | 0.15 | 710.7275
38906 | Salto | EB660K00IPP8LW- | XS4 wide body electronic RF wireless SVN BLE / Mifare / DESFire w/ key override, half escutcheon for use w/ concealed vertical rods, K lever, left handed, bright stainless steel finish, for use with KPB adapter | 1 |  | 1 Year | 865.3 | 0.15 | 735.505
38907 | Salto | EB660K00IPP8LWK | XS4 wide body electronic RF wireless SVN BLE / Mifare / DESFire w/ key override, half escutcheon for use w/ concealed vertical rods, with keypad, K lever, left handed, bright stainless steel finish, for use with KPB adapter | 1 |  | 1 Year | 1021.35 | 0.15 | 868.1475
38908 | Salto | EB660K00IPP8R-- | XS4 wide body electronic wire-free SVN BLE / Mifare / DESFire w/ key override, half escutcheon for use w/ concealed vertical rods, K lever, right handed, bright stainless steel finish, for use with KPB adapter | 1 |  | 1 Year | 773.3 | 0.15 | 657.305
38909 | Salto | EB660K00IPP8R-K | XS4 wide body electronic wire-free SVN BLE / Mifare / DESFire w/ key override, half escutcheon for use w/ concealed vertical rods, with keypad, K lever, right handed, bright stainless steel finish, for use with KPB adapter | 1 |  | 1 Year | 836.15 | 0.15 | 710.7275
38910 | Salto | EB660K00IPP8RW- | XS4 wide body electronic RF wireless SVN BLE / Mifare / DESFire w/ key override, half escutcheon for use w/ concealed vertical rods, K lever, right handed, bright stainless steel finish, for use with KPB adapter | 1 |  | 1 Year | 865.3 | 0.15 | 735.505
38911 | Salto | EB660K00IPP8RWK | XS4 wide body electronic RF wireless SVN BLE / Mifare / DESFire w/ key override, half escutcheon for use w/ concealed vertical rods, with keypad, K lever, right handed, bright stainless steel finish, for use with KPB adapter | 1 |  | 1 Year | 1021.35 | 0.15 | 868.1475
38912 | Salto | EB660K00PPH8L-- | XS4 wide body electronic wire-free SVN BLE / Mifare / DESFire w/ key override, half escutcheon, K lever, left handed, bright brass finish, for use with KPB adapter | 1 |  | 1 Year | 773.3 | 0.15 | 657.305
38913 | Salto | EB660K00PPH8L-K | XS4 wide body electronic wire-free SVN BLE / Mifare / DESFire w/ key override, half escutcheon, with keypad, K lever, left handed, bright brass finish, for use with KPB adapter | 1 |  | 1 Year | 836.15 | 0.15 | 710.7275
38914 | Salto | EB660K00PPH8LW- | XS4 wide body electronic RF wireless SVN BLE / Mifare / DESFire w/ key override, half escutcheon, K lever, left handed, bright brass finish, for use with KPB adapter | 1 |  | 1 Year | 865.3 | 0.15 | 735.505
38915 | Salto | EB660K00PPH8LWK | XS4 wide body electronic RF wireless SVN BLE / Mifare / DESFire w/ key override, half escutcheon, with keypad, K lever, left handed, bright brass finish, for use with KPB adapter | 1 |  | 1 Year | 1021.35 | 0.15 | 868.1475
38916 | Salto | EB660K00PPH8R-- | XS4 wide body electronic wire-free SVN BLE / Mifare / DESFire w/ key override, half escutcheon, K lever, right handed, bright brass finish, for use with KPB adapter | 1 |  | 1 Year | 773.3 | 0.15 | 657.305
38917 | Salto | EB660K00PPH8R-K | XS4 wide body electronic wire-free SVN BLE / Mifare / DESFire w/ key override, half escutcheon, with keypad, K lever, right handed, bright brass finish, for use with KPB adapter | 1 |  | 1 Year | 836.15 | 0.15 | 710.7275
38918 | Salto | EB660K00PPH8RW- | XS4 wide body electronic RF wireless SVN BLE / Mifare / DESFire w/ key override, half escutcheon, K lever, right handed, bright brass finish, for use with KPB adapter | 1 |  | 1 Year | 865.3 | 0.15 | 735.505
38919 | Salto | EB660K00PPH8RWK | XS4 wide body electronic RF wireless SVN BLE / Mifare / DESFire w/ key override, half escutcheon, with keypad, K lever, right handed, bright brass finish, for use with KPB adapter | 1 |  | 1 Year | 1021.35 | 0.15 | 868.1475
38920 | Salto | EB660K00PPP7L-- | XS4 wide body electronic wire-free SVN BLE / Mifare / DESFire w/ key override, half escutcheon for use w/ concealed vertical rods, K lever, left handed, bright brass finish, for use with KPB adapter | 1 |  | 1 Year | 773.3 | 0.15 | 657.305
38921 | Salto | EB660K00PPP7L-K | XS4 wide body electronic wire-free SVN BLE / Mifare / DESFire w/ key override, half escutcheon for use w/ concealed vertical rods, with keypad, K lever, left handed, bright brass finish, for use with KPB adapter | 1 |  | 1 Year | 836.15 | 0.15 | 710.7275
38922 | Salto | EB660K00PPP7LW- | XS4 wide body electronic RF wireless SVN BLE / Mifare / DESFire w/ key override, half escutcheon for use w/ concealed vertical rods, K lever, left handed, bright brass finish, for use with KPB adapter | 1 |  | 1 Year | 865.3 | 0.15 | 735.505
38923 | Salto | EB660K00PPP7LWK | XS4 wide body electronic RF wireless SVN BLE / Mifare / DESFire w/ key override, half escutcheon for use w/ concealed vertical rods, with keypad, K lever, left handed, bright brass finish, for use with KPB adapter | 1 |  | 1 Year | 1021.35 | 0.15 | 868.1475
38924 | Salto | EB660K00PPP7R-- | XS4 wide body electronic wire-free SVN BLE / Mifare / DESFire w/ key override, half escutcheon for use w/ concealed vertical rods, K lever, right handed, bright brass finish, for use with KPB adapter | 1 |  | 1 Year | 773.3 | 0.15 | 657.305
38925 | Salto | EB660K00PPP7R-K | XS4 wide body electronic wire-free SVN BLE / Mifare / DESFire w/ key override, half escutcheon for use w/ concealed vertical rods, with keypad, K lever, right handed, bright brass finish, for use with KPB adapter | 1 |  | 1 Year | 836.15 | 0.15 | 710.7275
38926 | Salto | EB660K00PPP7RW- | XS4 wide body electronic RF wireless SVN BLE / Mifare / DESFire w/ key override, half escutcheon for use w/ concealed vertical rods, K lever, right handed, bright brass finish, for use with KPB adapter | 1 |  | 1 Year | 865.3 | 0.15 | 735.505
38927 | Salto | EB660K00PPP7RWK | XS4 wide body electronic RF wireless SVN BLE / Mifare / DESFire w/ key override, half escutcheon for use w/ concealed vertical rods, with keypad, K lever, right handed, bright brass finish, for use with KPB adapter | 1 |  | 1 Year | 1021.35 | 0.15 | 868.1475
38928 | Salto | EB660K00PPP8L-- | XS4 wide body electronic wire-free SVN BLE / Mifare / DESFire w/ key override, half escutcheon for use w/ concealed vertical rods, K lever, left handed, bright brass finish, for use with KPB adapter | 1 |  | 1 Year | 773.3 | 0.15 | 657.305
38929 | Salto | EB660K00PPP8L-K | XS4 wide body electronic wire-free SVN BLE / Mifare / DESFire w/ key override, half escutcheon for use w/ concealed vertical rods, with keypad, K lever, left handed, bright brass finish, for use with KPB adapter | 1 |  | 1 Year | 836.15 | 0.15 | 710.7275
38930 | Salto | EB660K00PPP8LW- | XS4 wide body electronic RF wireless SVN BLE / Mifare / DESFire w/ key override, half escutcheon for use w/ concealed vertical rods, K lever, left handed, bright brass finish, for use with KPB adapter | 1 |  | 1 Year | 865.3 | 0.15 | 735.505
38931 | Salto | EB660K00PPP8LWK | XS4 wide body electronic RF wireless SVN BLE / Mifare / DESFire w/ key override, half escutcheon for use w/ concealed vertical rods, with keypad, K lever, left handed, bright brass finish, for use with KPB adapter | 1 |  | 1 Year | 1021.35 | 0.15 | 868.1475
38932 | Salto | EB660K00PPP8R-- | XS4 wide body electronic wire-free SVN BLE / Mifare / DESFire w/ key override, half escutcheon for use w/ concealed vertical rods, K lever, right handed, bright brass finish, for use with KPB adapter | 1 |  | 1 Year | 773.3 | 0.15 | 657.305
38933 | Salto | EB660K00PPP8R-K | XS4 wide body electronic wire-free SVN BLE / Mifare / DESFire w/ key override, half escutcheon for use w/ concealed vertical rods, with keypad, K lever, right handed, bright brass finish, for use with KPB adapter | 1 |  | 1 Year | 836.15 | 0.15 | 710.7275
38934 | Salto | EB660K00PPP8RW- | XS4 wide body electronic RF wireless SVN BLE / Mifare / DESFire w/ key override, half escutcheon for use w/ concealed vertical rods, K lever, right handed, bright brass finish, for use with KPB adapter | 1 |  | 1 Year | 865.3 | 0.15 | 735.505
38935 | Salto | EB660K00PPP8RWK | XS4 wide body electronic RF wireless SVN BLE / Mifare / DESFire w/ key override, half escutcheon for use w/ concealed vertical rods, with keypad, K lever, right handed, bright brass finish, for use with KPB adapter | 1 |  | 1 Year | 1021.35 | 0.15 | 868.1475
38936 | Salto | EB660L00BCH8--- | XS4 wide body electronic wire-free SVN BLE / Mifare / DESFire w/ key override, half escutcheon, L lever, unhanded, BioCote antimicrobial finish, for use with KPB adapter | 1 |  | 1 Year | 798.8 | 0.15 | 678.98
38937 | Salto | EB660L00BCH8--K | XS4 wide body electronic wire-free SVN BLE / Mifare / DESFire w/ key override, half escutcheon, with keypad, L lever, unhanded, BioCote antimicrobial finish, for use with KPB adapter | 1 |  | 1 Year | 861.65 | 0.15 | 732.4025
38938 | Salto | EB660L00BCH8-W- | XS4 wide body electronic RF wireless SVN BLE / Mifare / DESFire w/ key override, half escutcheon, L lever, unhanded, BioCote antimicrobial finish, for use with KPB adapter | 1 |  | 1 Year | 890.8 | 0.15 | 757.18
38939 | Salto | EB660L00BCH8-WK | XS4 wide body electronic RF wireless SVN BLE / Mifare / DESFire w/ key override, half escutcheon, with keypad, L lever, unhanded, BioCote antimicrobial finish, for use with KPB adapter | 1 |  | 1 Year | 1046.85 | 0.15 | 889.8225
38940 | Salto | EB660L00BCP7--- | XS4 wide body electronic wire-free SVN BLE / Mifare / DESFire w/ key override, half escutcheon for use w/ concealed vertical rods, L lever, unhanded, BioCote antimicrobial finish, for use with KPB adapter | 1 |  | 1 Year | 798.8 | 0.15 | 678.98
38941 | Salto | EB660L00BCP7--K | XS4 wide body electronic wire-free SVN BLE / Mifare / DESFire w/ key override, half escutcheon for use w/ concealed vertical rods, with keypad, L lever, unhanded, BioCote antimicrobial finish, for use with KPB adapter | 1 |  | 1 Year | 861.65 | 0.15 | 732.4025
38942 | Salto | EB660L00BCP7-W- | XS4 wide body electronic RF wireless SVN BLE / Mifare / DESFire w/ key override, half escutcheon for use w/ concealed vertical rods, L lever, unhanded, BioCote antimicrobial finish, for use with KPB adapter | 1 |  | 1 Year | 890.8 | 0.15 | 757.18
38943 | Salto | EB660L00BCP7-WK | XS4 wide body electronic RF wireless SVN BLE / Mifare / DESFire w/ key override, half escutcheon for use w/ concealed vertical rods, with keypad, L lever, unhanded, BioCote antimicrobial finish, for use with KPB adapter | 1 |  | 1 Year | 1046.85 | 0.15 | 889.8225
38944 | Salto | EB660L00BCP8--- | XS4 wide body electronic wire-free SVN BLE / Mifare / DESFire w/ key override, half escutcheon for use w/ concealed vertical rods, L lever, unhanded, BioCote antimicrobial finish, for use with KPB adapter | 1 |  | 1 Year | 798.8 | 0.15 | 678.98
38945 | Salto | EB660L00BCP8--K | XS4 wide body electronic wire-free SVN BLE / Mifare / DESFire w/ key override, half escutcheon for use w/ concealed vertical rods, with keypad, L lever, unhanded, BioCote antimicrobial finish, for use with KPB adapter | 1 |  | 1 Year | 861.65 | 0.15 | 732.4025
38946 | Salto | EB660L00BCP8-W- | XS4 wide body electronic RF wireless SVN BLE / Mifare / DESFire w/ key override, half escutcheon for use w/ concealed vertical rods, L lever, unhanded, BioCote antimicrobial finish, for use with KPB adapter | 1 |  | 1 Year | 890.8 | 0.15 | 757.18
38947 | Salto | EB660L00BCP8-WK | XS4 wide body electronic RF wireless SVN BLE / Mifare / DESFire w/ key override, half escutcheon for use w/ concealed vertical rods, with keypad, L lever, unhanded, BioCote antimicrobial finish, for use with KPB adapter | 1 |  | 1 Year | 1046.85 | 0.15 | 889.8225
38948 | Salto | EB660L00IAH8--- | XS4 wide body electronic wire-free SVN BLE / Mifare / DESFire w/ key override, half escutcheon, L lever, unhanded, antique brass finish, for use with KPB adapter | 1 |  | 1 Year | 798.8 | 0.15 | 678.98
38949 | Salto | EB660L00IAH8--K | XS4 wide body electronic wire-free SVN BLE / Mifare / DESFire w/ key override, half escutcheon, with keypad, L lever, unhanded, antique brass finish, for use with KPB adapter | 1 |  | 1 Year | 861.65 | 0.15 | 732.4025
38950 | Salto | EB660L00IAH8-W- | XS4 wide body electronic RF wireless SVN BLE / Mifare / DESFire w/ key override, half escutcheon, L lever, unhanded, antique brass finish, for use with KPB adapter | 1 |  | 1 Year | 890.8 | 0.15 | 757.18
38951 | Salto | EB660L00IAH8-WK | XS4 wide body electronic RF wireless SVN BLE / Mifare / DESFire w/ key override, half escutcheon, with keypad, L lever, unhanded, antique brass finish, for use with KPB adapter | 1 |  | 1 Year | 1046.85 | 0.15 | 889.8225
38952 | Salto | EB660L00IAP7--- | XS4 wide body electronic wire-free SVN BLE / Mifare / DESFire w/ key override, half escutcheon for use w/ concealed vertical rods, L lever, unhanded, antique brass finish, for use with KPB adapter | 1 |  | 1 Year | 798.8 | 0.15 | 678.98
38953 | Salto | EB660L00IAP7--K | XS4 wide body electronic wire-free SVN BLE / Mifare / DESFire w/ key override, half escutcheon for use w/ concealed vertical rods, with keypad, L lever, unhanded, antique brass finish, for use with KPB adapter | 1 |  | 1 Year | 861.65 | 0.15 | 732.4025
38954 | Salto | EB660L00IAP7-W- | XS4 wide body electronic RF wireless SVN BLE / Mifare / DESFire w/ key override, half escutcheon for use w/ concealed vertical rods, L lever, unhanded, antique brass finish, for use with KPB adapter | 1 |  | 1 Year | 890.8 | 0.15 | 757.18
38955 | Salto | EB660L00IAP7-WK | XS4 wide body electronic RF wireless SVN BLE / Mifare / DESFire w/ key override, half escutcheon for use w/ concealed vertical rods, with keypad, L lever, unhanded, antique brass finish, for use with KPB adapter | 1 |  | 1 Year | 1046.85 | 0.15 | 889.8225
38956 | Salto | EB660L00IAP8--- | XS4 wide body electronic wire-free SVN BLE / Mifare / DESFire w/ key override, half escutcheon for use w/ concealed vertical rods, L lever, unhanded, antique brass finish, for use with KPB adapter | 1 |  | 1 Year | 798.8 | 0.15 | 678.98
38957 | Salto | EB660L00IAP8--K | XS4 wide body electronic wire-free SVN BLE / Mifare / DESFire w/ key override, half escutcheon for use w/ concealed vertical rods, with keypad, L lever, unhanded, antique brass finish, for use with KPB adapter | 1 |  | 1 Year | 861.65 | 0.15 | 732.4025
38958 | Salto | EB660L00IAP8-W- | XS4 wide body electronic RF wireless SVN BLE / Mifare / DESFire w/ key override, half escutcheon for use w/ concealed vertical rods, L lever, unhanded, antique brass finish, for use with KPB adapter | 1 |  | 1 Year | 890.8 | 0.15 | 757.18
38959 | Salto | EB660L00IAP8-WK | XS4 wide body electronic RF wireless SVN BLE / Mifare / DESFire w/ key override, half escutcheon for use w/ concealed vertical rods, with keypad, L lever, unhanded, antique brass finish, for use with KPB adapter | 1 |  | 1 Year | 1046.85 | 0.15 | 889.8225
38960 | Salto | EB660L00IMH8--- | XS4 wide body electronic wire-free SVN BLE / Mifare / DESFire w/ key override, half escutcheon, L lever, unhanded, satin stainless finish, for use with KPB adapter | 1 |  | 1 Year | 746.8 | 0.15 | 634.78
38961 | Salto | EB660L00IMH8--K | XS4 wide body electronic wire-free SVN BLE / Mifare / DESFire w/ key override, half escutcheon, with keypad, L lever, unhanded, satin stainless finish, for use with KPB adapter | 1 |  | 1 Year | 809.65 | 0.15 | 688.2025
38962 | Salto | EB660L00IMH8-W- | XS4 wide body electronic RF wireless SVN BLE / Mifare / DESFire w/ key override, half escutcheon, L lever, unhanded, satin stainless finish, for use with KPB adapter | 1 |  | 1 Year | 838.8 | 0.15 | 712.98
38963 | Salto | EB660L00IMH8-WK | XS4 wide body electronic RF wireless SVN BLE / Mifare / DESFire w/ key override, half escutcheon, with keypad, L lever, unhanded, satin stainless finish, for use with KPB adapter | 1 |  | 1 Year | 994.85 | 0.15 | 845.6225
38964 | Salto | EB660L00IMP7--- | XS4 wide body electronic wire-free SVN BLE / Mifare / DESFire w/ key override, half escutcheon for use w/ concealed vertical rods, L lever, unhanded, satin stainless finish, for use with KPB adapter | 1 |  | 1 Year | 746.8 | 0.15 | 634.78
38965 | Salto | EB660L00IMP7--K | XS4 wide body electronic wire-free SVN BLE / Mifare / DESFire w/ key override, half escutcheon for use w/ concealed vertical rods, with keypad, L lever, unhanded, satin stainless finish, for use with KPB adapter | 1 |  | 1 Year | 809.65 | 0.15 | 688.2025
38966 | Salto | EB660L00IMP7-W- | XS4 wide body electronic RF wireless SVN BLE / Mifare / DESFire w/ key override, half escutcheon for use w/ concealed vertical rods, L lever, unhanded, satin stainless finish, for use with KPB adapter | 1 |  | 1 Year | 838.8 | 0.15 | 712.98
38967 | Salto | EB660L00IMP7-WK | XS4 wide body electronic RF wireless SVN BLE / Mifare / DESFire w/ key override, half escutcheon for use w/ concealed vertical rods, with keypad, L lever, unhanded, satin stainless finish, for use with KPB adapter | 1 |  | 1 Year | 994.85 | 0.15 | 845.6225
38968 | Salto | EB660L00IMP8--- | XS4 wide body electronic wire-free SVN BLE / Mifare / DESFire w/ key override, half escutcheon for use w/ concealed vertical rods, L lever, unhanded, satin stainless finish, for use with KPB adapter | 1 |  | 1 Year | 746.8 | 0.15 | 634.78
38969 | Salto | EB660L00IMP8--K | XS4 wide body electronic wire-free SVN BLE / Mifare / DESFire w/ key override, half escutcheon for use w/ concealed vertical rods, with keypad, L lever, unhanded, satin stainless finish, for use with KPB adapter | 1 |  | 1 Year | 809.65 | 0.15 | 688.2025
38970 | Salto | EB660L00IMP8-W- | XS4 wide body electronic RF wireless SVN BLE / Mifare / DESFire w/ key override, half escutcheon for use w/ concealed vertical rods, L lever, unhanded, satin stainless finish, for use with KPB adapter | 1 |  | 1 Year | 838.8 | 0.15 | 712.98
38971 | Salto | EB660L00IMP8-WK | XS4 wide body electronic RF wireless SVN BLE / Mifare / DESFire w/ key override, half escutcheon for use w/ concealed vertical rods, with keypad, L lever, unhanded, satin stainless finish, for use with KPB adapter | 1 |  | 1 Year | 994.85 | 0.15 | 845.6225
38972 | Salto | EB660L00IPH8--- | XS4 wide body electronic wire-free SVN BLE / Mifare / DESFire w/ key override, half escutcheon, L lever, unhanded, bright stainless steel finish, for use with KPB adapter | 1 |  | 1 Year | 763.1 | 0.15 | 648.635
38973 | Salto | EB660L00IPH8--K | XS4 wide body electronic wire-free SVN BLE / Mifare / DESFire w/ key override, half escutcheon, with keypad, L lever, unhanded, bright stainless steel finish, for use with KPB adapter | 1 |  | 1 Year | 825.95 | 0.15 | 702.0575
38974 | Salto | EB660L00IPH8-W- | XS4 wide body electronic RF wireless SVN BLE / Mifare / DESFire w/ key override, half escutcheon, L lever, unhanded, bright stainless steel finish, for use with KPB adapter | 1 |  | 1 Year | 855.1 | 0.15 | 726.835
38975 | Salto | EB660L00IPH8-WK | XS4 wide body electronic RF wireless SVN BLE / Mifare / DESFire w/ key override, half escutcheon, with keypad, L lever, unhanded, bright stainless steel finish, for use with KPB adapter | 1 |  | 1 Year | 1011.15 | 0.15 | 859.4775
38976 | Salto | EB660L00IPP7--- | XS4 wide body electronic wire-free SVN BLE / Mifare / DESFire w/ key override, half escutcheon for use w/ concealed vertical rods, L lever, unhanded, bright stainless steel finish, for use with KPB adapter | 1 |  | 1 Year | 763.1 | 0.15 | 648.635
38977 | Salto | EB660L00IPP7--K | XS4 wide body electronic wire-free SVN BLE / Mifare / DESFire w/ key override, half escutcheon for use w/ concealed vertical rods, with keypad, L lever, unhanded, bright stainless steel finish, for use with KPB adapter | 1 |  | 1 Year | 825.95 | 0.15 | 702.0575
38978 | Salto | EB660L00IPP7-W- | XS4 wide body electronic RF wireless SVN BLE / Mifare / DESFire w/ key override, half escutcheon for use w/ concealed vertical rods, L lever, unhanded, bright stainless steel finish, for use with KPB adapter | 1 |  | 1 Year | 855.1 | 0.15 | 726.835
38979 | Salto | EB660L00IPP7-WK | XS4 wide body electronic RF wireless SVN BLE / Mifare / DESFire w/ key override, half escutcheon for use w/ concealed vertical rods, with keypad, L lever, unhanded, bright stainless steel finish, for use with KPB adapter | 1 |  | 1 Year | 1011.15 | 0.15 | 859.4775
38980 | Salto | EB660L00IPP8--- | XS4 wide body electronic wire-free SVN BLE / Mifare / DESFire w/ key override, half escutcheon for use w/ concealed vertical rods, L lever, unhanded, bright stainless steel finish, for use with KPB adapter | 1 |  | 1 Year | 763.1 | 0.15 | 648.635
38981 | Salto | EB660L00IPP8--K | XS4 wide body electronic wire-free SVN BLE / Mifare / DESFire w/ key override, half escutcheon for use w/ concealed vertical rods, with keypad, L lever, unhanded, bright stainless steel finish, for use with KPB adapter | 1 |  | 1 Year | 825.95 | 0.15 | 702.0575
38982 | Salto | EB660L00IPP8-W- | XS4 wide body electronic RF wireless SVN BLE / Mifare / DESFire w/ key override, half escutcheon for use w/ concealed vertical rods, L lever, unhanded, bright stainless steel finish, for use with KPB adapter | 1 |  | 1 Year | 855.1 | 0.15 | 726.835
38983 | Salto | EB660L00IPP8-WK | XS4 wide body electronic RF wireless SVN BLE / Mifare / DESFire w/ key override, half escutcheon for use w/ concealed vertical rods, with keypad, L lever, unhanded, bright stainless steel finish, for use with KPB adapter | 1 |  | 1 Year | 1011.15 | 0.15 | 859.4775
38984 | Salto | EB660L00NEH8--- | XS4 wide body electronic wire-free SVN BLE / Mifare / DESFire w/ key override, half escutcheon, L lever, unhanded, black chromium finish, for use with KPB adapter | 1 |  | 1 Year | 781.5 | 0.15 | 664.275
38985 | Salto | EB660L00NEH8--K | XS4 wide body electronic wire-free SVN BLE / Mifare / DESFire w/ key override, half escutcheon, with keypad, L lever, unhanded, black chromium finish, for use with KPB adapter | 1 |  | 1 Year | 844.35 | 0.15 | 717.6975
38986 | Salto | EB660L00NEH8-W- | XS4 wide body electronic RF wireless SVN BLE / Mifare / DESFire w/ key override, half escutcheon, L lever, unhanded, black chromium finish, for use with KPB adapter | 1 |  | 1 Year | 873.5 | 0.15 | 742.475
38987 | Salto | EB660L00NEH8-WK | XS4 wide body electronic RF wireless SVN BLE / Mifare / DESFire w/ key override, half escutcheon, with keypad, L lever, unhanded, black chromium finish, for use with KPB adapter | 1 |  | 1 Year | 1029.55 | 0.15 | 875.1175
38988 | Salto | EB660L00NEP7--- | XS4 wide body electronic wire-free SVN BLE / Mifare / DESFire w/ key override, half escutcheon for use w/ concealed vertical rods, L lever, unhanded, black chromium finish, for use with KPB adapter | 1 |  | 1 Year | 781.5 | 0.15 | 664.275
38989 | Salto | EB660L00NEP7--K | XS4 wide body electronic wire-free SVN BLE / Mifare / DESFire w/ key override, half escutcheon for use w/ concealed vertical rods, with keypad, L lever, unhanded, black chromium finish, for use with KPB adapter | 1 |  | 1 Year | 844.35 | 0.15 | 717.6975
38990 | Salto | EB660L00NEP7-W- | XS4 wide body electronic RF wireless SVN BLE / Mifare / DESFire w/ key override, half escutcheon for use w/ concealed vertical rods, L lever, unhanded, black chromium finish, for use with KPB adapter | 1 |  | 1 Year | 873.5 | 0.15 | 742.475
38991 | Salto | EB660L00NEP7-WK | XS4 wide body electronic RF wireless SVN BLE / Mifare / DESFire w/ key override, half escutcheon for use w/ concealed vertical rods, with keypad, L lever, unhanded, black chromium finish, for use with KPB adapter | 1 |  | 1 Year | 1029.55 | 0.15 | 875.1175
38992 | Salto | EB660L00NEP8--- | XS4 wide body electronic wire-free SVN BLE / Mifare / DESFire w/ key override, half escutcheon for use w/ concealed vertical rods, L lever, unhanded, black chromium finish, for use with KPB adapter | 1 |  | 1 Year | 781.5 | 0.15 | 664.275
38993 | Salto | EB660L00NEP8--K | XS4 wide body electronic wire-free SVN BLE / Mifare / DESFire w/ key override, half escutcheon for use w/ concealed vertical rods, with keypad, L lever, unhanded, black chromium finish, for use with KPB adapter | 1 |  | 1 Year | 844.35 | 0.15 | 717.6975
38994 | Salto | EB660L00NEP8-W- | XS4 wide body electronic RF wireless SVN BLE / Mifare / DESFire w/ key override, half escutcheon for use w/ concealed vertical rods, L lever, unhanded, black chromium finish, for use with KPB adapter | 1 |  | 1 Year | 873.5 | 0.15 | 742.475
38995 | Salto | EB660L00NEP8-WK | XS4 wide body electronic RF wireless SVN BLE / Mifare / DESFire w/ key override, half escutcheon for use w/ concealed vertical rods, with keypad, L lever, unhanded, black chromium finish, for use with KPB adapter | 1 |  | 1 Year | 1029.55 | 0.15 | 875.1175
38996 | Salto | EB660L00PMH8--- | XS4 wide body electronic wire-free SVN BLE / Mifare / DESFire w/ key override, half escutcheon, L lever, unhanded, satin brass finish, for use with KPB adapter | 1 |  | 1 Year | 746.8 | 0.15 | 634.78
38997 | Salto | EB660L00PMH8--K | XS4 wide body electronic wire-free SVN BLE / Mifare / DESFire w/ key override, half escutcheon, with keypad, L lever, unhanded, satin brass finish, for use with KPB adapter | 1 |  | 1 Year | 809.65 | 0.15 | 688.2025
38998 | Salto | EB660L00PMH8-W- | XS4 wide body electronic RF wireless SVN BLE / Mifare / DESFire w/ key override, half escutcheon, L lever, unhanded, satin brass finish, for use with KPB adapter | 1 |  | 1 Year | 838.8 | 0.15 | 712.98
38999 | Salto | EB660L00PMH8-WK | XS4 wide body electronic RF wireless SVN BLE / Mifare / DESFire w/ key override, half escutcheon, with keypad, L lever, unhanded, satin brass finish, for use with KPB adapter | 1 |  | 1 Year | 994.85 | 0.15 | 845.6225
39000 | Salto | EB660L00PMP7--- | XS4 wide body electronic wire-free SVN BLE / Mifare / DESFire w/ key override, half escutcheon for use w/ concealed vertical rods, L lever, unhanded, satin brass finish, for use with KPB adapter | 1 |  | 1 Year | 746.8 | 0.15 | 634.78
39001 | Salto | EB660L00PMP7--K | XS4 wide body electronic wire-free SVN BLE / Mifare / DESFire w/ key override, half escutcheon for use w/ concealed vertical rods, with keypad, L lever, unhanded, satin brass finish, for use with KPB adapter | 1 |  | 1 Year | 809.65 | 0.15 | 688.2025
39002 | Salto | EB660L00PMP7-W- | XS4 wide body electronic RF wireless SVN BLE / Mifare / DESFire w/ key override, half escutcheon for use w/ concealed vertical rods, L lever, unhanded, satin brass finish, for use with KPB adapter | 1 |  | 1 Year | 838.8 | 0.15 | 712.98
39003 | Salto | EB660L00PMP7-WK | XS4 wide body electronic RF wireless SVN BLE / Mifare / DESFire w/ key override, half escutcheon for use w/ concealed vertical rods, with keypad, L lever, unhanded, satin brass finish, for use with KPB adapter | 1 |  | 1 Year | 994.85 | 0.15 | 845.6225
39004 | Salto | EB660L00PMP8--- | XS4 wide body electronic wire-free SVN BLE / Mifare / DESFire w/ key override, half escutcheon for use w/ concealed vertical rods, L lever, unhanded, satin brass finish, for use with KPB adapter | 1 |  | 1 Year | 746.8 | 0.15 | 634.78
39005 | Salto | EB660L00PMP8--K | XS4 wide body electronic wire-free SVN BLE / Mifare / DESFire w/ key override, half escutcheon for use w/ concealed vertical rods, with keypad, L lever, unhanded, satin brass finish, for use with KPB adapter | 1 |  | 1 Year | 809.65 | 0.15 | 688.2025
39006 | Salto | EB660L00PMP8-W- | XS4 wide body electronic RF wireless SVN BLE / Mifare / DESFire w/ key override, half escutcheon for use w/ concealed vertical rods, L lever, unhanded, satin brass finish, for use with KPB adapter | 1 |  | 1 Year | 838.8 | 0.15 | 712.98
39007 | Salto | EB660L00PMP8-WK | XS4 wide body electronic RF wireless SVN BLE / Mifare / DESFire w/ key override, half escutcheon for use w/ concealed vertical rods, with keypad, L lever, unhanded, satin brass finish, for use with KPB adapter | 1 |  | 1 Year | 994.85 | 0.15 | 845.6225
39008 | Salto | EB660L00PPH8--- | XS4 wide body electronic wire-free SVN BLE / Mifare / DESFire w/ key override, half escutcheon, L lever, unhanded, bright brass finish, for use with KPB adapter | 1 |  | 1 Year | 763.1 | 0.15 | 648.635
39009 | Salto | EB660L00PPH8--K | XS4 wide body electronic wire-free SVN BLE / Mifare / DESFire w/ key override, half escutcheon, with keypad, L lever, unhanded, bright brass finish, for use with KPB adapter | 1 |  | 1 Year | 825.95 | 0.15 | 702.0575
39010 | Salto | EB660L00PPH8-W- | XS4 wide body electronic RF wireless SVN BLE / Mifare / DESFire w/ key override, half escutcheon, L lever, unhanded, bright brass finish, for use with KPB adapter | 1 |  | 1 Year | 855.1 | 0.15 | 726.835
39011 | Salto | EB660L00PPH8-WK | XS4 wide body electronic RF wireless SVN BLE / Mifare / DESFire w/ key override, half escutcheon, with keypad, L lever, unhanded, bright brass finish, for use with KPB adapter | 1 |  | 1 Year | 1011.15 | 0.15 | 859.4775
39012 | Salto | EB660L00PPP7--- | XS4 wide body electronic wire-free SVN BLE / Mifare / DESFire w/ key override, half escutcheon for use w/ concealed vertical rods, L lever, unhanded, bright brass finish, for use with KPB adapter | 1 |  | 1 Year | 763.1 | 0.15 | 648.635
39013 | Salto | EB660L00PPP7--K | XS4 wide body electronic wire-free SVN BLE / Mifare / DESFire w/ key override, half escutcheon for use w/ concealed vertical rods, with keypad, L lever, unhanded, bright brass finish, for use with KPB adapter | 1 |  | 1 Year | 825.95 | 0.15 | 702.0575
39014 | Salto | EB660L00PPP7-W- | XS4 wide body electronic RF wireless SVN BLE / Mifare / DESFire w/ key override, half escutcheon for use w/ concealed vertical rods, L lever, unhanded, bright brass finish, for use with KPB adapter | 1 |  | 1 Year | 855.1 | 0.15 | 726.835
39015 | Salto | EB660L00PPP7-WK | XS4 wide body electronic RF wireless SVN BLE / Mifare / DESFire w/ key override, half escutcheon for use w/ concealed vertical rods, with keypad, L lever, unhanded, bright brass finish, for use with KPB adapter | 1 |  | 1 Year | 1011.15 | 0.15 | 859.4775
39016 | Salto | EB660L00PPP8--- | XS4 wide body electronic wire-free SVN BLE / Mifare / DESFire w/ key override, half escutcheon for use w/ concealed vertical rods, L lever, unhanded, bright brass finish, for use with KPB adapter | 1 |  | 1 Year | 763.1 | 0.15 | 648.635
39017 | Salto | EB660L00PPP8--K | XS4 wide body electronic wire-free SVN BLE / Mifare / DESFire w/ key override, half escutcheon for use w/ concealed vertical rods, with keypad, L lever, unhanded, bright brass finish, for use with KPB adapter | 1 |  | 1 Year | 825.95 | 0.15 | 702.0575
39018 | Salto | EB660L00PPP8-W- | XS4 wide body electronic RF wireless SVN BLE / Mifare / DESFire w/ key override, half escutcheon for use w/ concealed vertical rods, L lever, unhanded, bright brass finish, for use with KPB adapter | 1 |  | 1 Year | 855.1 | 0.15 | 726.835
39019 | Salto | EB660L00PPP8-WK | XS4 wide body electronic RF wireless SVN BLE / Mifare / DESFire w/ key override, half escutcheon for use w/ concealed vertical rods, with keypad, L lever, unhanded, bright brass finish, for use with KPB adapter | 1 |  | 1 Year | 1011.15 | 0.15 | 859.4775
39020 | Salto | EB660N00BCH8--- | XS4 wide body electronic wire-free SVN BLE / Mifare / DESFire w/ key override, half escutcheon, N lever, unhanded, BioCote antimicrobial finish, for use with KPB adapter | 1 |  | 1 Year | 798.8 | 0.15 | 678.98
39021 | Salto | EB660N00BCH8--K | XS4 wide body electronic wire-free SVN BLE / Mifare / DESFire w/ key override, half escutcheon, with keypad, N lever, unhanded, BioCote antimicrobial finish, for use with KPB adapter | 1 |  | 1 Year | 861.65 | 0.15 | 732.4025
39022 | Salto | EB660N00BCH8-W- | XS4 wide body electronic RF wireless SVN BLE / Mifare / DESFire w/ key override, half escutcheon, N lever, unhanded, BioCote antimicrobial finish, for use with KPB adapter | 1 |  | 1 Year | 890.8 | 0.15 | 757.18
39023 | Salto | EB660N00BCH8-WK | XS4 wide body electronic RF wireless SVN BLE / Mifare / DESFire w/ key override, half escutcheon, with keypad, N lever, unhanded, BioCote antimicrobial finish, for use with KPB adapter | 1 |  | 1 Year | 1046.85 | 0.15 | 889.8225
39024 | Salto | EB660N00BCP7--- | XS4 wide body electronic wire-free SVN BLE / Mifare / DESFire w/ key override, half escutcheon for use w/ concealed vertical rods, N lever, unhanded, BioCote antimicrobial finish, for use with KPB adapter | 1 |  | 1 Year | 798.8 | 0.15 | 678.98
39025 | Salto | EB660N00BCP7--K | XS4 wide body electronic wire-free SVN BLE / Mifare / DESFire w/ key override, half escutcheon for use w/ concealed vertical rods, with keypad, N lever, unhanded, BioCote antimicrobial finish, for use with KPB adapter | 1 |  | 1 Year | 861.65 | 0.15 | 732.4025
39026 | Salto | EB660N00BCP7-W- | XS4 wide body electronic RF wireless SVN BLE / Mifare / DESFire w/ key override, half escutcheon for use w/ concealed vertical rods, N lever, unhanded, BioCote antimicrobial finish, for use with KPB adapter | 1 |  | 1 Year | 890.8 | 0.15 | 757.18
39027 | Salto | EB660N00BCP7-WK | XS4 wide body electronic RF wireless SVN BLE / Mifare / DESFire w/ key override, half escutcheon for use w/ concealed vertical rods, with keypad, N lever, unhanded, BioCote antimicrobial finish, for use with KPB adapter | 1 |  | 1 Year | 1046.85 | 0.15 | 889.8225
39028 | Salto | EB660N00BCP8--- | XS4 wide body electronic wire-free SVN BLE / Mifare / DESFire w/ key override, half escutcheon for use w/ concealed vertical rods, N lever, unhanded, BioCote antimicrobial finish, for use with KPB adapter | 1 |  | 1 Year | 798.8 | 0.15 | 678.98
39029 | Salto | EB660N00BCP8--K | XS4 wide body electronic wire-free SVN BLE / Mifare / DESFire w/ key override, half escutcheon for use w/ concealed vertical rods, with keypad, N lever, unhanded, BioCote antimicrobial finish, for use with KPB adapter | 1 |  | 1 Year | 861.65 | 0.15 | 732.4025
39030 | Salto | EB660N00BCP8-W- | XS4 wide body electronic RF wireless SVN BLE / Mifare / DESFire w/ key override, half escutcheon for use w/ concealed vertical rods, N lever, unhanded, BioCote antimicrobial finish, for use with KPB adapter | 1 |  | 1 Year | 890.8 | 0.15 | 757.18
39031 | Salto | EB660N00BCP8-WK | XS4 wide body electronic RF wireless SVN BLE / Mifare / DESFire w/ key override, half escutcheon for use w/ concealed vertical rods, with keypad, N lever, unhanded, BioCote antimicrobial finish, for use with KPB adapter | 1 |  | 1 Year | 1046.85 | 0.15 | 889.8225
39032 | Salto | EB660N00IMH8--- | XS4 wide body electronic wire-free SVN BLE / Mifare / DESFire w/ key override, half escutcheon, N lever, unhanded, satin stainless finish, for use with KPB adapter | 1 |  | 1 Year | 746.8 | 0.15 | 634.78
39033 | Salto | EB660N00IMH8--- | XS4 wide body electronic wire-free SVN BLE / Mifare / DESFire w/ key override, half escutcheon, N lever, unhanded, satin stainless finish, for use with KPB adapter | 1 |  | 1 Year | 746.8 | 0.15 | 634.78
39034 | Salto | EB660N00IMH8--K | XS4 wide body electronic wire-free SVN BLE / Mifare / DESFire w/ key override, half escutcheon, with keypad, N lever, unhanded, satin stainless finish, for use with KPB adapter | 1 |  | 1 Year | 809.65 | 0.15 | 688.2025
39035 | Salto | EB660N00IMH8--K | XS4 wide body electronic wire-free SVN BLE / Mifare / DESFire w/ key override, half escutcheon, with keypad, N lever, unhanded, satin stainless finish, for use with KPB adapter | 1 |  | 1 Year | 809.65 | 0.15 | 688.2025
39036 | Salto | EB660N00IMH8-W- | XS4 wide body electronic RF wireless SVN BLE / Mifare / DESFire w/ key override, half escutcheon, N lever, unhanded, satin stainless finish, for use with KPB adapter | 1 |  | 1 Year | 838.8 | 0.15 | 712.98
39037 | Salto | EB660N00IMH8-W- | XS4 wide body electronic RF wireless SVN BLE / Mifare / DESFire w/ key override, half escutcheon, N lever, unhanded, satin stainless finish, for use with KPB adapter | 1 |  | 1 Year | 838.8 | 0.15 | 712.98
39038 | Salto | EB660N00IMH8-WK | XS4 wide body electronic RF wireless SVN BLE / Mifare / DESFire w/ key override, half escutcheon, with keypad, N lever, unhanded, satin stainless finish, for use with KPB adapter | 1 |  | 1 Year | 994.85 | 0.15 | 845.6225
39039 | Salto | EB660N00IMH8-WK | XS4 wide body electronic RF wireless SVN BLE / Mifare / DESFire w/ key override, half escutcheon, with keypad, N lever, unhanded, satin stainless finish, for use with KPB adapter | 1 |  | 1 Year | 994.85 | 0.15 | 845.6225
39040 | Salto | EB660N00IMP7--- | XS4 wide body electronic wire-free SVN BLE / Mifare / DESFire w/ key override, half escutcheon for use w/ concealed vertical rods, N lever, unhanded, satin stainless finish, for use with KPB adapter | 1 |  | 1 Year | 746.8 | 0.15 | 634.78
39041 | Salto | EB660N00IMP7--- | XS4 wide body electronic wire-free SVN BLE / Mifare / DESFire w/ key override, half escutcheon for use w/ concealed vertical rods, N lever, unhanded, satin stainless finish, for use with KPB adapter | 1 |  | 1 Year | 746.8 | 0.15 | 634.78
39042 | Salto | EB660N00IMP7--K | XS4 wide body electronic wire-free SVN BLE / Mifare / DESFire w/ key override, half escutcheon for use w/ concealed vertical rods, with keypad, N lever, unhanded, satin stainless finish, for use with KPB adapter | 1 |  | 1 Year | 809.65 | 0.15 | 688.2025
39043 | Salto | EB660N00IMP7--K | XS4 wide body electronic wire-free SVN BLE / Mifare / DESFire w/ key override, half escutcheon for use w/ concealed vertical rods, with keypad, N lever, unhanded, satin stainless finish, for use with KPB adapter | 1 |  | 1 Year | 809.65 | 0.15 | 688.2025
39044 | Salto | EB660N00IMP7-W- | XS4 wide body electronic RF wireless SVN BLE / Mifare / DESFire w/ key override, half escutcheon for use w/ concealed vertical rods, N lever, unhanded, satin stainless finish, for use with KPB adapter | 1 |  | 1 Year | 838.8 | 0.15 | 712.98
39045 | Salto | EB660N00IMP7-W- | XS4 wide body electronic RF wireless SVN BLE / Mifare / DESFire w/ key override, half escutcheon for use w/ concealed vertical rods, N lever, unhanded, satin stainless finish, for use with KPB adapter | 1 |  | 1 Year | 838.8 | 0.15 | 712.98
39046 | Salto | EB660N00IMP7-WK | XS4 wide body electronic RF wireless SVN BLE / Mifare / DESFire w/ key override, half escutcheon for use w/ concealed vertical rods, with keypad, N lever, unhanded, satin stainless finish, for use with KPB adapter | 1 |  | 1 Year | 994.85 | 0.15 | 845.6225
39047 | Salto | EB660N00IMP7-WK | XS4 wide body electronic RF wireless SVN BLE / Mifare / DESFire w/ key override, half escutcheon for use w/ concealed vertical rods, with keypad, N lever, unhanded, satin stainless finish, for use with KPB adapter | 1 |  | 1 Year | 994.85 | 0.15 | 845.6225
39048 | Salto | EB660N00IMP8--- | XS4 wide body electronic wire-free SVN BLE / Mifare / DESFire w/ key override, half escutcheon for use w/ concealed vertical rods, N lever, unhanded, satin stainless finish, for use with KPB adapter | 1 |  | 1 Year | 746.8 | 0.15 | 634.78
39049 | Salto | EB660N00IMP8--- | XS4 wide body electronic wire-free SVN BLE / Mifare / DESFire w/ key override, half escutcheon for use w/ concealed vertical rods, N lever, unhanded, satin stainless finish, for use with KPB adapter | 1 |  | 1 Year | 746.8 | 0.15 | 634.78
39050 | Salto | EB660N00IMP8--K | XS4 wide body electronic wire-free SVN BLE / Mifare / DESFire w/ key override, half escutcheon for use w/ concealed vertical rods, with keypad, N lever, unhanded, satin stainless finish, for use with KPB adapter | 1 |  | 1 Year | 809.65 | 0.15 | 688.2025
39051 | Salto | EB660N00IMP8--K | XS4 wide body electronic wire-free SVN BLE / Mifare / DESFire w/ key override, half escutcheon for use w/ concealed vertical rods, with keypad, N lever, unhanded, satin stainless finish, for use with KPB adapter | 1 |  | 1 Year | 809.65 | 0.15 | 688.2025
39052 | Salto | EB660N00IMP8-W- | XS4 wide body electronic RF wireless SVN BLE / Mifare / DESFire w/ key override, half escutcheon for use w/ concealed vertical rods, N lever, unhanded, satin stainless finish, for use with KPB adapter | 1 |  | 1 Year | 838.8 | 0.15 | 712.98
39053 | Salto | EB660N00IMP8-W- | XS4 wide body electronic RF wireless SVN BLE / Mifare / DESFire w/ key override, half escutcheon for use w/ concealed vertical rods, N lever, unhanded, satin stainless finish, for use with KPB adapter | 1 |  | 1 Year | 838.8 | 0.15 | 712.98
39054 | Salto | EB660N00IMP8-WK | XS4 wide body electronic RF wireless SVN BLE / Mifare / DESFire w/ key override, half escutcheon for use w/ concealed vertical rods, with keypad, N lever, unhanded, satin stainless finish, for use with KPB adapter | 1 |  | 1 Year | 994.85 | 0.15 | 845.6225
39055 | Salto | EB660N00IMP8-WK | XS4 wide body electronic RF wireless SVN BLE / Mifare / DESFire w/ key override, half escutcheon for use w/ concealed vertical rods, with keypad, N lever, unhanded, satin stainless finish, for use with KPB adapter | 1 |  | 1 Year | 994.85 | 0.15 | 845.6225
39056 | Salto | EB660N00IPH8--- | XS4 wide body electronic wire-free SVN BLE / Mifare / DESFire w/ key override, half escutcheon, N lever, unhanded, bright stainless steel finish, for use with KPB adapter | 1 |  | 1 Year | 763.1 | 0.15 | 648.635
39057 | Salto | EB660N00IPH8--K | XS4 wide body electronic wire-free SVN BLE / Mifare / DESFire w/ key override, half escutcheon, with keypad, N lever, unhanded, bright stainless steel finish, for use with KPB adapter | 1 |  | 1 Year | 825.95 | 0.15 | 702.0575
39058 | Salto | EB660N00IPH8-W- | XS4 wide body electronic RF wireless SVN BLE / Mifare / DESFire w/ key override, half escutcheon, N lever, unhanded, bright stainless steel finish, for use with KPB adapter | 1 |  | 1 Year | 855.1 | 0.15 | 726.835
39059 | Salto | EB660N00IPH8-WK | XS4 wide body electronic RF wireless SVN BLE / Mifare / DESFire w/ key override, half escutcheon, with keypad, N lever, unhanded, bright stainless steel finish, for use with KPB adapter | 1 |  | 1 Year | 1011.15 | 0.15 | 859.4775
39060 | Salto | EB660N00IPP7--- | XS4 wide body electronic wire-free SVN BLE / Mifare / DESFire w/ key override, half escutcheon for use w/ concealed vertical rods, N lever, unhanded, bright stainless steel finish, for use with KPB adapter | 1 |  | 1 Year | 763.1 | 0.15 | 648.635
39061 | Salto | EB660N00IPP7--K | XS4 wide body electronic wire-free SVN BLE / Mifare / DESFire w/ key override, half escutcheon for use w/ concealed vertical rods, with keypad, N lever, unhanded, bright stainless steel finish, for use with KPB adapter | 1 |  | 1 Year | 825.95 | 0.15 | 702.0575
39062 | Salto | EB660N00IPP7-W- | XS4 wide body electronic RF wireless SVN BLE / Mifare / DESFire w/ key override, half escutcheon for use w/ concealed vertical rods, N lever, unhanded, bright stainless steel finish, for use with KPB adapter | 1 |  | 1 Year | 855.1 | 0.15 | 726.835
39063 | Salto | EB660N00IPP7-WK | XS4 wide body electronic RF wireless SVN BLE / Mifare / DESFire w/ key override, half escutcheon for use w/ concealed vertical rods, with keypad, N lever, unhanded, bright stainless steel finish, for use with KPB adapter | 1 |  | 1 Year | 1011.15 | 0.15 | 859.4775
39064 | Salto | EB660N00IPP8--- | XS4 wide body electronic wire-free SVN BLE / Mifare / DESFire w/ key override, half escutcheon for use w/ concealed vertical rods, N lever, unhanded, bright stainless steel finish, for use with KPB adapter | 1 |  | 1 Year | 763.1 | 0.15 | 648.635
39065 | Salto | EB660N00IPP8--K | XS4 wide body electronic wire-free SVN BLE / Mifare / DESFire w/ key override, half escutcheon for use w/ concealed vertical rods, with keypad, N lever, unhanded, bright stainless steel finish, for use with KPB adapter | 1 |  | 1 Year | 825.95 | 0.15 | 702.0575
39066 | Salto | EB660N00IPP8-W- | XS4 wide body electronic RF wireless SVN BLE / Mifare / DESFire w/ key override, half escutcheon for use w/ concealed vertical rods, N lever, unhanded, bright stainless steel finish, for use with KPB adapter | 1 |  | 1 Year | 855.1 | 0.15 | 726.835
39067 | Salto | EB660N00IPP8-WK | XS4 wide body electronic RF wireless SVN BLE / Mifare / DESFire w/ key override, half escutcheon for use w/ concealed vertical rods, with keypad, N lever, unhanded, bright stainless steel finish, for use with KPB adapter | 1 |  | 1 Year | 1011.15 | 0.15 | 859.4775
39068 | Salto | EB660N00PMH8--- | XS4 wide body electronic wire-free SVN BLE / Mifare / DESFire w/ key override, half escutcheon, N lever, unhanded, satin brass finish, for use with KPB adapter | 1 |  | 1 Year | 746.8 | 0.15 | 634.78
39069 | Salto | EB660N00PMH8--K | XS4 wide body electronic wire-free SVN BLE / Mifare / DESFire w/ key override, half escutcheon, with keypad, N lever, unhanded, satin brass finish, for use with KPB adapter | 1 |  | 1 Year | 809.65 | 0.15 | 688.2025
39070 | Salto | EB660N00PMH8-W- | XS4 wide body electronic RF wireless SVN BLE / Mifare / DESFire w/ key override, half escutcheon, N lever, unhanded, satin brass finish, for use with KPB adapter | 1 |  | 1 Year | 838.8 | 0.15 | 712.98
39071 | Salto | EB660N00PMH8-WK | XS4 wide body electronic RF wireless SVN BLE / Mifare / DESFire w/ key override, half escutcheon, with keypad, N lever, unhanded, satin brass finish, for use with KPB adapter | 1 |  | 1 Year | 994.85 | 0.15 | 845.6225
39072 | Salto | EB660N00PMP7--- | XS4 wide body electronic wire-free SVN BLE / Mifare / DESFire w/ key override, half escutcheon for use w/ concealed vertical rods, N lever, unhanded, satin brass finish, for use with KPB adapter | 1 |  | 1 Year | 746.8 | 0.15 | 634.78
39073 | Salto | EB660N00PMP7--K | XS4 wide body electronic wire-free SVN BLE / Mifare / DESFire w/ key override, half escutcheon for use w/ concealed vertical rods, with keypad, N lever, unhanded, satin brass finish, for use with KPB adapter | 1 |  | 1 Year | 809.65 | 0.15 | 688.2025
39074 | Salto | EB660N00PMP7-W- | XS4 wide body electronic RF wireless SVN BLE / Mifare / DESFire w/ key override, half escutcheon for use w/ concealed vertical rods, N lever, unhanded, satin brass finish, for use with KPB adapter | 1 |  | 1 Year | 838.8 | 0.15 | 712.98
39075 | Salto | EB660N00PMP7-WK | XS4 wide body electronic RF wireless SVN BLE / Mifare / DESFire w/ key override, half escutcheon for use w/ concealed vertical rods, with keypad, N lever, unhanded, satin brass finish, for use with KPB adapter | 1 |  | 1 Year | 994.85 | 0.15 | 845.6225
39076 | Salto | EB660N00PMP8--- | XS4 wide body electronic wire-free SVN BLE / Mifare / DESFire w/ key override, half escutcheon for use w/ concealed vertical rods, N lever, unhanded, satin brass finish, for use with KPB adapter | 1 |  | 1 Year | 746.8 | 0.15 | 634.78
39077 | Salto | EB660N00PMP8--K | XS4 wide body electronic wire-free SVN BLE / Mifare / DESFire w/ key override, half escutcheon for use w/ concealed vertical rods, with keypad, N lever, unhanded, satin brass finish, for use with KPB adapter | 1 |  | 1 Year | 809.65 | 0.15 | 688.2025
39078 | Salto | EB660N00PMP8-W- | XS4 wide body electronic RF wireless SVN BLE / Mifare / DESFire w/ key override, half escutcheon for use w/ concealed vertical rods, N lever, unhanded, satin brass finish, for use with KPB adapter | 1 |  | 1 Year | 838.8 | 0.15 | 712.98
39079 | Salto | EB660N00PMP8-WK | XS4 wide body electronic RF wireless SVN BLE / Mifare / DESFire w/ key override, half escutcheon for use w/ concealed vertical rods, with keypad, N lever, unhanded, satin brass finish, for use with KPB adapter | 1 |  | 1 Year | 994.85 | 0.15 | 845.6225
39080 | Salto | EB660O00BCH8L-- | XS4 wide body electronic wire-free SVN BLE / Mifare / DESFire w/ key override, half escutcheon, O lever, left handed, BioCote antimicrobial finish, for use with KPB adapter | 1 |  | 1 Year | 809 | 0.15 | 687.65
39081 | Salto | EB660O00BCH8L-K | XS4 wide body electronic wire-free SVN BLE / Mifare / DESFire w/ key override, half escutcheon, with keypad, O lever, left handed, BioCote antimicrobial finish, for use with KPB adapter | 1 |  | 1 Year | 871.85 | 0.15 | 741.0725
39082 | Salto | EB660O00BCH8LW- | XS4 wide body electronic RF wireless SVN BLE / Mifare / DESFire w/ key override, half escutcheon, O lever, left handed, BioCote antimicrobial finish, for use with KPB adapter | 1 |  | 1 Year | 901 | 0.15 | 765.85
39083 | Salto | EB660O00BCH8LWK | XS4 wide body electronic RF wireless SVN BLE / Mifare / DESFire w/ key override, half escutcheon, with keypad, O lever, left handed, BioCote antimicrobial finish, for use with KPB adapter | 1 |  | 1 Year | 1057.05 | 0.15 | 898.4925
39084 | Salto | EB660O00BCH8R-- | XS4 wide body electronic wire-free SVN BLE / Mifare / DESFire w/ key override, half escutcheon, O lever, right handed, BioCote antimicrobial finish, for use with KPB adapter | 1 |  | 1 Year | 809 | 0.15 | 687.65
39085 | Salto | EB660O00BCH8R-K | XS4 wide body electronic wire-free SVN BLE / Mifare / DESFire w/ key override, half escutcheon, with keypad, O lever, right handed, BioCote antimicrobial finish, for use with KPB adapter | 1 |  | 1 Year | 871.85 | 0.15 | 741.0725
39086 | Salto | EB660O00BCH8RW- | XS4 wide body electronic RF wireless SVN BLE / Mifare / DESFire w/ key override, half escutcheon, O lever, right handed, BioCote antimicrobial finish, for use with KPB adapter | 1 |  | 1 Year | 901 | 0.15 | 765.85
39087 | Salto | EB660O00BCH8RWK | XS4 wide body electronic RF wireless SVN BLE / Mifare / DESFire w/ key override, half escutcheon, with keypad, O lever, right handed, BioCote antimicrobial finish, for use with KPB adapter | 1 |  | 1 Year | 1057.05 | 0.15 | 898.4925
39088 | Salto | EB660O00BCP7L-- | XS4 wide body electronic wire-free SVN BLE / Mifare / DESFire w/ key override, half escutcheon for use w/ concealed vertical rods, O lever, left handed, BioCote antimicrobial finish, for use with KPB adapter | 1 |  | 1 Year | 809 | 0.15 | 687.65
39089 | Salto | EB660O00BCP7L-K | XS4 wide body electronic wire-free SVN BLE / Mifare / DESFire w/ key override, half escutcheon for use w/ concealed vertical rods, with keypad, O lever, left handed, BioCote antimicrobial finish, for use with KPB adapter | 1 |  | 1 Year | 871.85 | 0.15 | 741.0725
39090 | Salto | EB660O00BCP7LW- | XS4 wide body electronic RF wireless SVN BLE / Mifare / DESFire w/ key override, half escutcheon for use w/ concealed vertical rods, O lever, left handed, BioCote antimicrobial finish, for use with KPB adapter | 1 |  | 1 Year | 901 | 0.15 | 765.85
39091 | Salto | EB660O00BCP7LWK | XS4 wide body electronic RF wireless SVN BLE / Mifare / DESFire w/ key override, half escutcheon for use w/ concealed vertical rods, with keypad, O lever, left handed, BioCote antimicrobial finish, for use with KPB adapter | 1 |  | 1 Year | 1057.05 | 0.15 | 898.4925
39092 | Salto | EB660O00BCP7R-- | XS4 wide body electronic wire-free SVN BLE / Mifare / DESFire w/ key override, half escutcheon for use w/ concealed vertical rods, O lever, right handed, BioCote antimicrobial finish, for use with KPB adapter | 1 |  | 1 Year | 809 | 0.15 | 687.65
39093 | Salto | EB660O00BCP7R-K | XS4 wide body electronic wire-free SVN BLE / Mifare / DESFire w/ key override, half escutcheon for use w/ concealed vertical rods, with keypad, O lever, right handed, BioCote antimicrobial finish, for use with KPB adapter | 1 |  | 1 Year | 871.85 | 0.15 | 741.0725
39094 | Salto | EB660O00BCP7RW- | XS4 wide body electronic RF wireless SVN BLE / Mifare / DESFire w/ key override, half escutcheon for use w/ concealed vertical rods, O lever, right handed, BioCote antimicrobial finish, for use with KPB adapter | 1 |  | 1 Year | 901 | 0.15 | 765.85
39095 | Salto | EB660O00BCP7RWK | XS4 wide body electronic RF wireless SVN BLE / Mifare / DESFire w/ key override, half escutcheon for use w/ concealed vertical rods, with keypad, O lever, right handed, BioCote antimicrobial finish, for use with KPB adapter | 1 |  | 1 Year | 1057.05 | 0.15 | 898.4925
39096 | Salto | EB660O00BCP8L-- | XS4 wide body electronic wire-free SVN BLE / Mifare / DESFire w/ key override, half escutcheon for use w/ concealed vertical rods, O lever, left handed, BioCote antimicrobial finish, for use with KPB adapter | 1 |  | 1 Year | 809 | 0.15 | 687.65
39097 | Salto | EB660O00BCP8L-K | XS4 wide body electronic wire-free SVN BLE / Mifare / DESFire w/ key override, half escutcheon for use w/ concealed vertical rods, with keypad, O lever, left handed, BioCote antimicrobial finish, for use with KPB adapter | 1 |  | 1 Year | 871.85 | 0.15 | 741.0725
39098 | Salto | EB660O00BCP8LW- | XS4 wide body electronic RF wireless SVN BLE / Mifare / DESFire w/ key override, half escutcheon for use w/ concealed vertical rods, O lever, left handed, BioCote antimicrobial finish, for use with KPB adapter | 1 |  | 1 Year | 901 | 0.15 | 765.85
39099 | Salto | EB660O00BCP8LWK | XS4 wide body electronic RF wireless SVN BLE / Mifare / DESFire w/ key override, half escutcheon for use w/ concealed vertical rods, with keypad, O lever, left handed, BioCote antimicrobial finish, for use with KPB adapter | 1 |  | 1 Year | 1057.05 | 0.15 | 898.4925
39100 | Salto | EB660O00BCP8R-- | XS4 wide body electronic wire-free SVN BLE / Mifare / DESFire w/ key override, half escutcheon for use w/ concealed vertical rods, O lever, right handed, BioCote antimicrobial finish, for use with KPB adapter | 1 |  | 1 Year | 809 | 0.15 | 687.65
39101 | Salto | EB660O00BCP8R-K | XS4 wide body electronic wire-free SVN BLE / Mifare / DESFire w/ key override, half escutcheon for use w/ concealed vertical rods, with keypad, O lever, right handed, BioCote antimicrobial finish, for use with KPB adapter | 1 |  | 1 Year | 871.85 | 0.15 | 741.0725
39102 | Salto | EB660O00BCP8RW- | XS4 wide body electronic RF wireless SVN BLE / Mifare / DESFire w/ key override, half escutcheon for use w/ concealed vertical rods, O lever, right handed, BioCote antimicrobial finish, for use with KPB adapter | 1 |  | 1 Year | 901 | 0.15 | 765.85
39103 | Salto | EB660O00BCP8RWK | XS4 wide body electronic RF wireless SVN BLE / Mifare / DESFire w/ key override, half escutcheon for use w/ concealed vertical rods, with keypad, O lever, right handed, BioCote antimicrobial finish, for use with KPB adapter | 1 |  | 1 Year | 1057.05 | 0.15 | 898.4925
39104 | Salto | EB660O00IAH8L-- | XS4 wide body electronic wire-free SVN BLE / Mifare / DESFire w/ key override, half escutcheon, O lever, left handed, antique brass finish, for use with KPB adapter | 1 |  | 1 Year | 809 | 0.15 | 687.65
39105 | Salto | EB660O00IAH8L-K | XS4 wide body electronic wire-free SVN BLE / Mifare / DESFire w/ key override, half escutcheon, with keypad, O lever, left handed, antique brass finish, for use with KPB adapter | 1 |  | 1 Year | 871.85 | 0.15 | 741.0725
39106 | Salto | EB660O00IAH8LW- | XS4 wide body electronic RF wireless SVN BLE / Mifare / DESFire w/ key override, half escutcheon, O lever, left handed, antique brass finish, for use with KPB adapter | 1 |  | 1 Year | 901 | 0.15 | 765.85
39107 | Salto | EB660O00IAH8LWK | XS4 wide body electronic RF wireless SVN BLE / Mifare / DESFire w/ key override, half escutcheon, with keypad, O lever, left handed, antique brass finish, for use with KPB adapter | 1 |  | 1 Year | 1057.05 | 0.15 | 898.4925
39108 | Salto | EB660O00IAH8R-- | XS4 wide body electronic wire-free SVN BLE / Mifare / DESFire w/ key override, half escutcheon, O lever, right handed, antique brass finish, for use with KPB adapter | 1 |  | 1 Year | 809 | 0.15 | 687.65
39109 | Salto | EB660O00IAH8R-K | XS4 wide body electronic wire-free SVN BLE / Mifare / DESFire w/ key override, half escutcheon, with keypad, O lever, right handed, antique brass finish, for use with KPB adapter | 1 |  | 1 Year | 871.85 | 0.15 | 741.0725
39110 | Salto | EB660O00IAH8RW- | XS4 wide body electronic RF wireless SVN BLE / Mifare / DESFire w/ key override, half escutcheon, O lever, right handed, antique brass finish, for use with KPB adapter | 1 |  | 1 Year | 901 | 0.15 | 765.85
39111 | Salto | EB660O00IAH8RWK | XS4 wide body electronic RF wireless SVN BLE / Mifare / DESFire w/ key override, half escutcheon, with keypad, O lever, right handed, antique brass finish, for use with KPB adapter | 1 |  | 1 Year | 1057.05 | 0.15 | 898.4925
39112 | Salto | EB660O00IAP7L-- | XS4 wide body electronic wire-free SVN BLE / Mifare / DESFire w/ key override, half escutcheon for use w/ concealed vertical rods, O lever, left handed, antique brass finish, for use with KPB adapter | 1 |  | 1 Year | 809 | 0.15 | 687.65
39113 | Salto | EB660O00IAP7L-K | XS4 wide body electronic wire-free SVN BLE / Mifare / DESFire w/ key override, half escutcheon for use w/ concealed vertical rods, with keypad, O lever, left handed, antique brass finish, for use with KPB adapter | 1 |  | 1 Year | 871.85 | 0.15 | 741.0725
39114 | Salto | EB660O00IAP7LW- | XS4 wide body electronic RF wireless SVN BLE / Mifare / DESFire w/ key override, half escutcheon for use w/ concealed vertical rods, O lever, left handed, antique brass finish, for use with KPB adapter | 1 |  | 1 Year | 901 | 0.15 | 765.85
39115 | Salto | EB660O00IAP7LWK | XS4 wide body electronic RF wireless SVN BLE / Mifare / DESFire w/ key override, half escutcheon for use w/ concealed vertical rods, with keypad, O lever, left handed, antique brass finish, for use with KPB adapter | 1 |  | 1 Year | 1057.05 | 0.15 | 898.4925
39116 | Salto | EB660O00IAP7R-- | XS4 wide body electronic wire-free SVN BLE / Mifare / DESFire w/ key override, half escutcheon for use w/ concealed vertical rods, O lever, right handed, antique brass finish, for use with KPB adapter | 1 |  | 1 Year | 809 | 0.15 | 687.65
39117 | Salto | EB660O00IAP7R-K | XS4 wide body electronic wire-free SVN BLE / Mifare / DESFire w/ key override, half escutcheon for use w/ concealed vertical rods, with keypad, O lever, right handed, antique brass finish, for use with KPB adapter | 1 |  | 1 Year | 871.85 | 0.15 | 741.0725
39118 | Salto | EB660O00IAP7RW- | XS4 wide body electronic RF wireless SVN BLE / Mifare / DESFire w/ key override, half escutcheon for use w/ concealed vertical rods, O lever, right handed, antique brass finish, for use with KPB adapter | 1 |  | 1 Year | 901 | 0.15 | 765.85
39119 | Salto | EB660O00IAP7RWK | XS4 wide body electronic RF wireless SVN BLE / Mifare / DESFire w/ key override, half escutcheon for use w/ concealed vertical rods, with keypad, O lever, right handed, antique brass finish, for use with KPB adapter | 1 |  | 1 Year | 1057.05 | 0.15 | 898.4925
39120 | Salto | EB660O00IAP8L-- | XS4 wide body electronic wire-free SVN BLE / Mifare / DESFire w/ key override, half escutcheon for use w/ concealed vertical rods, O lever, left handed, antique brass finish, for use with KPB adapter | 1 |  | 1 Year | 809 | 0.15 | 687.65
39121 | Salto | EB660O00IAP8L-K | XS4 wide body electronic wire-free SVN BLE / Mifare / DESFire w/ key override, half escutcheon for use w/ concealed vertical rods, with keypad, O lever, left handed, antique brass finish, for use with KPB adapter | 1 |  | 1 Year | 871.85 | 0.15 | 741.0725
39122 | Salto | EB660O00IAP8LW- | XS4 wide body electronic RF wireless SVN BLE / Mifare / DESFire w/ key override, half escutcheon for use w/ concealed vertical rods, O lever, left handed, antique brass finish, for use with KPB adapter | 1 |  | 1 Year | 901 | 0.15 | 765.85
39123 | Salto | EB660O00IAP8LWK | XS4 wide body electronic RF wireless SVN BLE / Mifare / DESFire w/ key override, half escutcheon for use w/ concealed vertical rods, with keypad, O lever, left handed, antique brass finish, for use with KPB adapter | 1 |  | 1 Year | 1057.05 | 0.15 | 898.4925
39124 | Salto | EB660O00IAP8R-- | XS4 wide body electronic wire-free SVN BLE / Mifare / DESFire w/ key override, half escutcheon for use w/ concealed vertical rods, O lever, right handed, antique brass finish, for use with KPB adapter | 1 |  | 1 Year | 809 | 0.15 | 687.65
39125 | Salto | EB660O00IAP8R-K | XS4 wide body electronic wire-free SVN BLE / Mifare / DESFire w/ key override, half escutcheon for use w/ concealed vertical rods, with keypad, O lever, right handed, antique brass finish, for use with KPB adapter | 1 |  | 1 Year | 871.85 | 0.15 | 741.0725
39126 | Salto | EB660O00IAP8RW- | XS4 wide body electronic RF wireless SVN BLE / Mifare / DESFire w/ key override, half escutcheon for use w/ concealed vertical rods, O lever, right handed, antique brass finish, for use with KPB adapter | 1 |  | 1 Year | 901 | 0.15 | 765.85
39127 | Salto | EB660O00IAP8RWK | XS4 wide body electronic RF wireless SVN BLE / Mifare / DESFire w/ key override, half escutcheon for use w/ concealed vertical rods, with keypad, O lever, right handed, antique brass finish, for use with KPB adapter | 1 |  | 1 Year | 1057.05 | 0.15 | 898.4925
39128 | Salto | EB660O00IMH8L-- | XS4 wide body electronic wire-free SVN BLE / Mifare / DESFire w/ key override, half escutcheon, O lever, left handed, satin stainless finish, for use with KPB adapter | 1 |  | 1 Year | 757 | 0.15 | 643.45
39129 | Salto | EB660O00IMH8L-K | XS4 wide body electronic wire-free SVN BLE / Mifare / DESFire w/ key override, half escutcheon, with keypad, O lever, left handed, satin stainless finish, for use with KPB adapter | 1 |  | 1 Year | 819.85 | 0.15 | 696.8725
39130 | Salto | EB660O00IMH8LW- | XS4 wide body electronic RF wireless SVN BLE / Mifare / DESFire w/ key override, half escutcheon, O lever, left handed, satin stainless finish, for use with KPB adapter | 1 |  | 1 Year | 849 | 0.15 | 721.65
39131 | Salto | EB660O00IMH8LWK | XS4 wide body electronic RF wireless SVN BLE / Mifare / DESFire w/ key override, half escutcheon, with keypad, O lever, left handed, satin stainless finish, for use with KPB adapter | 1 |  | 1 Year | 1005.05 | 0.15 | 854.2925
39132 | Salto | EB660O00IMH8R-- | XS4 wide body electronic wire-free SVN BLE / Mifare / DESFire w/ key override, half escutcheon, O lever, right handed, satin stainless finish, for use with KPB adapter | 1 |  | 1 Year | 757 | 0.15 | 643.45
39133 | Salto | EB660O00IMH8R-K | XS4 wide body electronic wire-free SVN BLE / Mifare / DESFire w/ key override, half escutcheon, with keypad, O lever, right handed, satin stainless finish, for use with KPB adapter | 1 |  | 1 Year | 819.85 | 0.15 | 696.8725
39134 | Salto | EB660O00IMH8RW- | XS4 wide body electronic RF wireless SVN BLE / Mifare / DESFire w/ key override, half escutcheon, O lever, right handed, satin stainless finish, for use with KPB adapter | 1 |  | 1 Year | 849 | 0.15 | 721.65
39135 | Salto | EB660O00IMH8RWK | XS4 wide body electronic RF wireless SVN BLE / Mifare / DESFire w/ key override, half escutcheon, with keypad, O lever, right handed, satin stainless finish, for use with KPB adapter | 1 |  | 1 Year | 1005.05 | 0.15 | 854.2925
39136 | Salto | EB660O00IMP7L-- | XS4 wide body electronic wire-free SVN BLE / Mifare / DESFire w/ key override, half escutcheon for use w/ concealed vertical rods, O lever, left handed, satin stainless finish, for use with KPB adapter | 1 |  | 1 Year | 757 | 0.15 | 643.45
39137 | Salto | EB660O00IMP7L-K | XS4 wide body electronic wire-free SVN BLE / Mifare / DESFire w/ key override, half escutcheon for use w/ concealed vertical rods, with keypad, O lever, left handed, satin stainless finish, for use with KPB adapter | 1 |  | 1 Year | 819.85 | 0.15 | 696.8725
39138 | Salto | EB660O00IMP7LW- | XS4 wide body electronic RF wireless SVN BLE / Mifare / DESFire w/ key override, half escutcheon for use w/ concealed vertical rods, O lever, left handed, satin stainless finish, for use with KPB adapter | 1 |  | 1 Year | 849 | 0.15 | 721.65
39139 | Salto | EB660O00IMP7LWK | XS4 wide body electronic RF wireless SVN BLE / Mifare / DESFire w/ key override, half escutcheon for use w/ concealed vertical rods, with keypad, O lever, left handed, satin stainless finish, for use with KPB adapter | 1 |  | 1 Year | 1005.05 | 0.15 | 854.2925
39140 | Salto | EB660O00IMP7R-- | XS4 wide body electronic wire-free SVN BLE / Mifare / DESFire w/ key override, half escutcheon for use w/ concealed vertical rods, O lever, right handed, satin stainless finish, for use with KPB adapter | 1 |  | 1 Year | 757 | 0.15 | 643.45
39141 | Salto | EB660O00IMP7R-K | XS4 wide body electronic wire-free SVN BLE / Mifare / DESFire w/ key override, half escutcheon for use w/ concealed vertical rods, with keypad, O lever, right handed, satin stainless finish, for use with KPB adapter | 1 |  | 1 Year | 819.85 | 0.15 | 696.8725
39142 | Salto | EB660O00IMP7RW- | XS4 wide body electronic RF wireless SVN BLE / Mifare / DESFire w/ key override, half escutcheon for use w/ concealed vertical rods, O lever, right handed, satin stainless finish, for use with KPB adapter | 1 |  | 1 Year | 849 | 0.15 | 721.65
39143 | Salto | EB660O00IMP7RWK | XS4 wide body electronic RF wireless SVN BLE / Mifare / DESFire w/ key override, half escutcheon for use w/ concealed vertical rods, with keypad, O lever, right handed, satin stainless finish, for use with KPB adapter | 1 |  | 1 Year | 1005.05 | 0.15 | 854.2925
39144 | Salto | EB660O00IMP8L-- | XS4 wide body electronic wire-free SVN BLE / Mifare / DESFire w/ key override, half escutcheon for use w/ concealed vertical rods, O lever, left handed, satin stainless finish, for use with KPB adapter | 1 |  | 1 Year | 757 | 0.15 | 643.45
39145 | Salto | EB660O00IMP8L-K | XS4 wide body electronic wire-free SVN BLE / Mifare / DESFire w/ key override, half escutcheon for use w/ concealed vertical rods, with keypad, O lever, left handed, satin stainless finish, for use with KPB adapter | 1 |  | 1 Year | 819.85 | 0.15 | 696.8725
39146 | Salto | EB660O00IMP8LW- | XS4 wide body electronic RF wireless SVN BLE / Mifare / DESFire w/ key override, half escutcheon for use w/ concealed vertical rods, O lever, left handed, satin stainless finish, for use with KPB adapter | 1 |  | 1 Year | 849 | 0.15 | 721.65
39147 | Salto | EB660O00IMP8LWK | XS4 wide body electronic RF wireless SVN BLE / Mifare / DESFire w/ key override, half escutcheon for use w/ concealed vertical rods, with keypad, O lever, left handed, satin stainless finish, for use with KPB adapter | 1 |  | 1 Year | 1005.05 | 0.15 | 854.2925
39148 | Salto | EB660O00IMP8R-- | XS4 wide body electronic wire-free SVN BLE / Mifare / DESFire w/ key override, half escutcheon for use w/ concealed vertical rods, O lever, right handed, satin stainless finish, for use with KPB adapter | 1 |  | 1 Year | 757 | 0.15 | 643.45
39149 | Salto | EB660O00IMP8R-K | XS4 wide body electronic wire-free SVN BLE / Mifare / DESFire w/ key override, half escutcheon for use w/ concealed vertical rods, with keypad, O lever, right handed, satin stainless finish, for use with KPB adapter | 1 |  | 1 Year | 819.85 | 0.15 | 696.8725
39150 | Salto | EB660O00IMP8RW- | XS4 wide body electronic RF wireless SVN BLE / Mifare / DESFire w/ key override, half escutcheon for use w/ concealed vertical rods, O lever, right handed, satin stainless finish, for use with KPB adapter | 1 |  | 1 Year | 849 | 0.15 | 721.65
39151 | Salto | EB660O00IMP8RWK | XS4 wide body electronic RF wireless SVN BLE / Mifare / DESFire w/ key override, half escutcheon for use w/ concealed vertical rods, with keypad, O lever, right handed, satin stainless finish, for use with KPB adapter | 1 |  | 1 Year | 1005.05 | 0.15 | 854.2925
39152 | Salto | EB660O00IPH8L-- | XS4 wide body electronic wire-free SVN BLE / Mifare / DESFire w/ key override, half escutcheon, O lever, left handed, bright stainless steel finish, for use with KPB adapter | 1 |  | 1 Year | 773.3 | 0.15 | 657.305
39153 | Salto | EB660O00IPH8L-K | XS4 wide body electronic wire-free SVN BLE / Mifare / DESFire w/ key override, half escutcheon, with keypad, O lever, left handed, bright stainless steel finish, for use with KPB adapter | 1 |  | 1 Year | 836.15 | 0.15 | 710.7275
39154 | Salto | EB660O00IPH8LW- | XS4 wide body electronic RF wireless SVN BLE / Mifare / DESFire w/ key override, half escutcheon, O lever, left handed, bright stainless steel finish, for use with KPB adapter | 1 |  | 1 Year | 865.3 | 0.15 | 735.505
39155 | Salto | EB660O00IPH8LWK | XS4 wide body electronic RF wireless SVN BLE / Mifare / DESFire w/ key override, half escutcheon, with keypad, O lever, left handed, bright stainless steel finish, for use with KPB adapter | 1 |  | 1 Year | 1021.35 | 0.15 | 868.1475
39156 | Salto | EB660O00IPH8R-- | XS4 wide body electronic wire-free SVN BLE / Mifare / DESFire w/ key override, half escutcheon, O lever, right handed, bright stainless steel finish, for use with KPB adapter | 1 |  | 1 Year | 773.3 | 0.15 | 657.305
39157 | Salto | EB660O00IPH8R-K | XS4 wide body electronic wire-free SVN BLE / Mifare / DESFire w/ key override, half escutcheon, with keypad, O lever, right handed, bright stainless steel finish, for use with KPB adapter | 1 |  | 1 Year | 836.15 | 0.15 | 710.7275
39158 | Salto | EB660O00IPH8RW- | XS4 wide body electronic RF wireless SVN BLE / Mifare / DESFire w/ key override, half escutcheon, O lever, right handed, bright stainless steel finish, for use with KPB adapter | 1 |  | 1 Year | 865.3 | 0.15 | 735.505
39159 | Salto | EB660O00IPH8RWK | XS4 wide body electronic RF wireless SVN BLE / Mifare / DESFire w/ key override, half escutcheon, with keypad, O lever, right handed, bright stainless steel finish, for use with KPB adapter | 1 |  | 1 Year | 1021.35 | 0.15 | 868.1475
39160 | Salto | EB660O00IPP7L-- | XS4 wide body electronic wire-free SVN BLE / Mifare / DESFire w/ key override, half escutcheon for use w/ concealed vertical rods, O lever, left handed, bright stainless steel finish, for use with KPB adapter | 1 |  | 1 Year | 773.3 | 0.15 | 657.305
39161 | Salto | EB660O00IPP7L-K | XS4 wide body electronic wire-free SVN BLE / Mifare / DESFire w/ key override, half escutcheon for use w/ concealed vertical rods, with keypad, O lever, left handed, bright stainless steel finish, for use with KPB adapter | 1 |  | 1 Year | 836.15 | 0.15 | 710.7275
39162 | Salto | EB660O00IPP7LW- | XS4 wide body electronic RF wireless SVN BLE / Mifare / DESFire w/ key override, half escutcheon for use w/ concealed vertical rods, O lever, left handed, bright stainless steel finish, for use with KPB adapter | 1 |  | 1 Year | 865.3 | 0.15 | 735.505
39163 | Salto | EB660O00IPP7LWK | XS4 wide body electronic RF wireless SVN BLE / Mifare / DESFire w/ key override, half escutcheon for use w/ concealed vertical rods, with keypad, O lever, left handed, bright stainless steel finish, for use with KPB adapter | 1 |  | 1 Year | 1021.35 | 0.15 | 868.1475
39164 | Salto | EB660O00IPP7R-- | XS4 wide body electronic wire-free SVN BLE / Mifare / DESFire w/ key override, half escutcheon for use w/ concealed vertical rods, O lever, right handed, bright stainless steel finish, for use with KPB adapter | 1 |  | 1 Year | 773.3 | 0.15 | 657.305
39165 | Salto | EB660O00IPP7R-K | XS4 wide body electronic wire-free SVN BLE / Mifare / DESFire w/ key override, half escutcheon for use w/ concealed vertical rods, with keypad, O lever, right handed, bright stainless steel finish, for use with KPB adapter | 1 |  | 1 Year | 836.15 | 0.15 | 710.7275
39166 | Salto | EB660O00IPP7RW- | XS4 wide body electronic RF wireless SVN BLE / Mifare / DESFire w/ key override, half escutcheon for use w/ concealed vertical rods, O lever, right handed, bright stainless steel finish, for use with KPB adapter | 1 |  | 1 Year | 865.3 | 0.15 | 735.505
39167 | Salto | EB660O00IPP7RWK | XS4 wide body electronic RF wireless SVN BLE / Mifare / DESFire w/ key override, half escutcheon for use w/ concealed vertical rods, with keypad, O lever, right handed, bright stainless steel finish, for use with KPB adapter | 1 |  | 1 Year | 1021.35 | 0.15 | 868.1475
39168 | Salto | EB660O00IPP8L-- | XS4 wide body electronic wire-free SVN BLE / Mifare / DESFire w/ key override, half escutcheon for use w/ concealed vertical rods, O lever, left handed, bright stainless steel finish, for use with KPB adapter | 1 |  | 1 Year | 773.3 | 0.15 | 657.305
39169 | Salto | EB660O00IPP8L-K | XS4 wide body electronic wire-free SVN BLE / Mifare / DESFire w/ key override, half escutcheon for use w/ concealed vertical rods, with keypad, O lever, left handed, bright stainless steel finish, for use with KPB adapter | 1 |  | 1 Year | 836.15 | 0.15 | 710.7275
39170 | Salto | EB660O00IPP8LW- | XS4 wide body electronic RF wireless SVN BLE / Mifare / DESFire w/ key override, half escutcheon for use w/ concealed vertical rods, O lever, left handed, bright stainless steel finish, for use with KPB adapter | 1 |  | 1 Year | 865.3 | 0.15 | 735.505
39171 | Salto | EB660O00IPP8LWK | XS4 wide body electronic RF wireless SVN BLE / Mifare / DESFire w/ key override, half escutcheon for use w/ concealed vertical rods, with keypad, O lever, left handed, bright stainless steel finish, for use with KPB adapter | 1 |  | 1 Year | 1021.35 | 0.15 | 868.1475
39172 | Salto | EB660O00IPP8R-- | XS4 wide body electronic wire-free SVN BLE / Mifare / DESFire w/ key override, half escutcheon for use w/ concealed vertical rods, O lever, right handed, bright stainless steel finish, for use with KPB adapter | 1 |  | 1 Year | 773.3 | 0.15 | 657.305
39173 | Salto | EB660O00IPP8R-K | XS4 wide body electronic wire-free SVN BLE / Mifare / DESFire w/ key override, half escutcheon for use w/ concealed vertical rods, with keypad, O lever, right handed, bright stainless steel finish, for use with KPB adapter | 1 |  | 1 Year | 836.15 | 0.15 | 710.7275
39174 | Salto | EB660O00IPP8RW- | XS4 wide body electronic RF wireless SVN BLE / Mifare / DESFire w/ key override, half escutcheon for use w/ concealed vertical rods, O lever, right handed, bright stainless steel finish, for use with KPB adapter | 1 |  | 1 Year | 865.3 | 0.15 | 735.505
39175 | Salto | EB660O00IPP8RWK | XS4 wide body electronic RF wireless SVN BLE / Mifare / DESFire w/ key override, half escutcheon for use w/ concealed vertical rods, with keypad, O lever, right handed, bright stainless steel finish, for use with KPB adapter | 1 |  | 1 Year | 1021.35 | 0.15 | 868.1475
39176 | Salto | EB660O00NEH8L-- | XS4 wide body electronic wire-free SVN BLE / Mifare / DESFire w/ key override, half escutcheon, O lever, left handed, black chromium finish, for use with KPB adapter | 1 |  | 1 Year | 791.7 | 0.15 | 672.945
39177 | Salto | EB660O00NEH8L-K | XS4 wide body electronic wire-free SVN BLE / Mifare / DESFire w/ key override, half escutcheon, with keypad, O lever, left handed, black chromium finish, for use with KPB adapter | 1 |  | 1 Year | 854.55 | 0.15 | 726.3675
39178 | Salto | EB660O00NEH8LW- | XS4 wide body electronic RF wireless SVN BLE / Mifare / DESFire w/ key override, half escutcheon, O lever, left handed, black chromium finish, for use with KPB adapter | 1 |  | 1 Year | 883.7 | 0.15 | 751.145
39179 | Salto | EB660O00NEH8LWK | XS4 wide body electronic RF wireless SVN BLE / Mifare / DESFire w/ key override, half escutcheon, with keypad, O lever, left handed, black chromium finish, for use with KPB adapter | 1 |  | 1 Year | 1039.75 | 0.15 | 883.7875
39180 | Salto | EB660O00NEH8R-- | XS4 wide body electronic wire-free SVN BLE / Mifare / DESFire w/ key override, half escutcheon, O lever, right handed, black chromium finish, for use with KPB adapter | 1 |  | 1 Year | 791.7 | 0.15 | 672.945
39181 | Salto | EB660O00NEH8R-K | XS4 wide body electronic wire-free SVN BLE / Mifare / DESFire w/ key override, half escutcheon, with keypad, O lever, right handed, black chromium finish, for use with KPB adapter | 1 |  | 1 Year | 854.55 | 0.15 | 726.3675
39182 | Salto | EB660O00NEH8RW- | XS4 wide body electronic RF wireless SVN BLE / Mifare / DESFire w/ key override, half escutcheon, O lever, right handed, black chromium finish, for use with KPB adapter | 1 |  | 1 Year | 883.7 | 0.15 | 751.145
39183 | Salto | EB660O00NEH8RWK | XS4 wide body electronic RF wireless SVN BLE / Mifare / DESFire w/ key override, half escutcheon, with keypad, O lever, right handed, black chromium finish, for use with KPB adapter | 1 |  | 1 Year | 1039.75 | 0.15 | 883.7875
39184 | Salto | EB660O00NEP7L-- | XS4 wide body electronic wire-free SVN BLE / Mifare / DESFire w/ key override, half escutcheon for use w/ concealed vertical rods, O lever, left handed, black chromium finish, for use with KPB adapter | 1 |  | 1 Year | 791.7 | 0.15 | 672.945
39185 | Salto | EB660O00NEP7L-K | XS4 wide body electronic wire-free SVN BLE / Mifare / DESFire w/ key override, half escutcheon for use w/ concealed vertical rods, with keypad, O lever, left handed, black chromium finish, for use with KPB adapter | 1 |  | 1 Year | 854.55 | 0.15 | 726.3675
39186 | Salto | EB660O00NEP7LW- | XS4 wide body electronic RF wireless SVN BLE / Mifare / DESFire w/ key override, half escutcheon for use w/ concealed vertical rods, O lever, left handed, black chromium finish, for use with KPB adapter | 1 |  | 1 Year | 883.7 | 0.15 | 751.145
39187 | Salto | EB660O00NEP7LWK | XS4 wide body electronic RF wireless SVN BLE / Mifare / DESFire w/ key override, half escutcheon for use w/ concealed vertical rods, with keypad, O lever, left handed, black chromium finish, for use with KPB adapter | 1 |  | 1 Year | 1039.75 | 0.15 | 883.7875
39188 | Salto | EB660O00NEP7R-- | XS4 wide body electronic wire-free SVN BLE / Mifare / DESFire w/ key override, half escutcheon for use w/ concealed vertical rods, O lever, right handed, black chromium finish, for use with KPB adapter | 1 |  | 1 Year | 791.7 | 0.15 | 672.945
39189 | Salto | EB660O00NEP7R-K | XS4 wide body electronic wire-free SVN BLE / Mifare / DESFire w/ key override, half escutcheon for use w/ concealed vertical rods, with keypad, O lever, right handed, black chromium finish, for use with KPB adapter | 1 |  | 1 Year | 854.55 | 0.15 | 726.3675
39190 | Salto | EB660O00NEP7RW- | XS4 wide body electronic RF wireless SVN BLE / Mifare / DESFire w/ key override, half escutcheon for use w/ concealed vertical rods, O lever, right handed, black chromium finish, for use with KPB adapter | 1 |  | 1 Year | 883.7 | 0.15 | 751.145
39191 | Salto | EB660O00NEP7RWK | XS4 wide body electronic RF wireless SVN BLE / Mifare / DESFire w/ key override, half escutcheon for use w/ concealed vertical rods, with keypad, O lever, right handed, black chromium finish, for use with KPB adapter | 1 |  | 1 Year | 1039.75 | 0.15 | 883.7875
39192 | Salto | EB660O00NEP8L-- | XS4 wide body electronic wire-free SVN BLE / Mifare / DESFire w/ key override, half escutcheon for use w/ concealed vertical rods, O lever, left handed, black chromium finish, for use with KPB adapter | 1 |  | 1 Year | 791.7 | 0.15 | 672.945
39193 | Salto | EB660O00NEP8L-K | XS4 wide body electronic wire-free SVN BLE / Mifare / DESFire w/ key override, half escutcheon for use w/ concealed vertical rods, with keypad, O lever, left handed, black chromium finish, for use with KPB adapter | 1 |  | 1 Year | 854.55 | 0.15 | 726.3675
39194 | Salto | EB660O00NEP8LW- | XS4 wide body electronic RF wireless SVN BLE / Mifare / DESFire w/ key override, half escutcheon for use w/ concealed vertical rods, O lever, left handed, black chromium finish, for use with KPB adapter | 1 |  | 1 Year | 883.7 | 0.15 | 751.145
39195 | Salto | EB660O00NEP8LWK | XS4 wide body electronic RF wireless SVN BLE / Mifare / DESFire w/ key override, half escutcheon for use w/ concealed vertical rods, with keypad, O lever, left handed, black chromium finish, for use with KPB adapter | 1 |  | 1 Year | 1039.75 | 0.15 | 883.7875
39196 | Salto | EB660O00NEP8R-- | XS4 wide body electronic wire-free SVN BLE / Mifare / DESFire w/ key override, half escutcheon for use w/ concealed vertical rods, O lever, right handed, black chromium finish, for use with KPB adapter | 1 |  | 1 Year | 791.7 | 0.15 | 672.945
39197 | Salto | EB660O00NEP8R-K | XS4 wide body electronic wire-free SVN BLE / Mifare / DESFire w/ key override, half escutcheon for use w/ concealed vertical rods, with keypad, O lever, right handed, black chromium finish, for use with KPB adapter | 1 |  | 1 Year | 854.55 | 0.15 | 726.3675
39198 | Salto | EB660O00NEP8RW- | XS4 wide body electronic RF wireless SVN BLE / Mifare / DESFire w/ key override, half escutcheon for use w/ concealed vertical rods, O lever, right handed, black chromium finish, for use with KPB adapter | 1 |  | 1 Year | 883.7 | 0.15 | 751.145
39199 | Salto | EB660O00NEP8RWK | XS4 wide body electronic RF wireless SVN BLE / Mifare / DESFire w/ key override, half escutcheon for use w/ concealed vertical rods, with keypad, O lever, right handed, black chromium finish, for use with KPB adapter | 1 |  | 1 Year | 1039.75 | 0.15 | 883.7875
39200 | Salto | EB660O00PMH8L-- | XS4 wide body electronic wire-free SVN BLE / Mifare / DESFire w/ key override, half escutcheon, O lever, left handed, satin brass finish, for use with KPB adapter | 1 |  | 1 Year | 757 | 0.15 | 643.45
39201 | Salto | EB660O00PMH8L-K | XS4 wide body electronic wire-free SVN BLE / Mifare / DESFire w/ key override, half escutcheon, with keypad, O lever, left handed, satin brass finish, for use with KPB adapter | 1 |  | 1 Year | 819.85 | 0.15 | 696.8725
39202 | Salto | EB660O00PMH8LW- | XS4 wide body electronic RF wireless SVN BLE / Mifare / DESFire w/ key override, half escutcheon, O lever, left handed, satin brass finish, for use with KPB adapter | 1 |  | 1 Year | 849 | 0.15 | 721.65
39203 | Salto | EB660O00PMH8LWK | XS4 wide body electronic RF wireless SVN BLE / Mifare / DESFire w/ key override, half escutcheon, with keypad, O lever, left handed, satin brass finish, for use with KPB adapter | 1 |  | 1 Year | 1005.05 | 0.15 | 854.2925
39204 | Salto | EB660O00PMH8R-- | XS4 wide body electronic wire-free SVN BLE / Mifare / DESFire w/ key override, half escutcheon, O lever, right handed, satin brass finish, for use with KPB adapter | 1 |  | 1 Year | 757 | 0.15 | 643.45
39205 | Salto | EB660O00PMH8R-K | XS4 wide body electronic wire-free SVN BLE / Mifare / DESFire w/ key override, half escutcheon, with keypad, O lever, right handed, satin brass finish, for use with KPB adapter | 1 |  | 1 Year | 819.85 | 0.15 | 696.8725
39206 | Salto | EB660O00PMH8RW- | XS4 wide body electronic RF wireless SVN BLE / Mifare / DESFire w/ key override, half escutcheon, O lever, right handed, satin brass finish, for use with KPB adapter | 1 |  | 1 Year | 849 | 0.15 | 721.65
39207 | Salto | EB660O00PMH8RWK | XS4 wide body electronic RF wireless SVN BLE / Mifare / DESFire w/ key override, half escutcheon, with keypad, O lever, right handed, satin brass finish, for use with KPB adapter | 1 |  | 1 Year | 1005.05 | 0.15 | 854.2925
39208 | Salto | EB660O00PMP7L-- | XS4 wide body electronic wire-free SVN BLE / Mifare / DESFire w/ key override, half escutcheon for use w/ concealed vertical rods, O lever, left handed, satin brass finish, for use with KPB adapter | 1 |  | 1 Year | 757 | 0.15 | 643.45
39209 | Salto | EB660O00PMP7L-K | XS4 wide body electronic wire-free SVN BLE / Mifare / DESFire w/ key override, half escutcheon for use w/ concealed vertical rods, with keypad, O lever, left handed, satin brass finish, for use with KPB adapter | 1 |  | 1 Year | 819.85 | 0.15 | 696.8725
39210 | Salto | EB660O00PMP7LW- | XS4 wide body electronic RF wireless SVN BLE / Mifare / DESFire w/ key override, half escutcheon for use w/ concealed vertical rods, O lever, left handed, satin brass finish, for use with KPB adapter | 1 |  | 1 Year | 849 | 0.15 | 721.65
39211 | Salto | EB660O00PMP7LWK | XS4 wide body electronic RF wireless SVN BLE / Mifare / DESFire w/ key override, half escutcheon for use w/ concealed vertical rods, with keypad, O lever, left handed, satin brass finish, for use with KPB adapter | 1 |  | 1 Year | 1005.05 | 0.15 | 854.2925
39212 | Salto | EB660O00PMP7R-- | XS4 wide body electronic wire-free SVN BLE / Mifare / DESFire w/ key override, half escutcheon for use w/ concealed vertical rods, O lever, right handed, satin brass finish, for use with KPB adapter | 1 |  | 1 Year | 757 | 0.15 | 643.45
39213 | Salto | EB660O00PMP7R-K | XS4 wide body electronic wire-free SVN BLE / Mifare / DESFire w/ key override, half escutcheon for use w/ concealed vertical rods, with keypad, O lever, right handed, satin brass finish, for use with KPB adapter | 1 |  | 1 Year | 819.85 | 0.15 | 696.8725
39214 | Salto | EB660O00PMP7RW- | XS4 wide body electronic RF wireless SVN BLE / Mifare / DESFire w/ key override, half escutcheon for use w/ concealed vertical rods, O lever, right handed, satin brass finish, for use with KPB adapter | 1 |  | 1 Year | 849 | 0.15 | 721.65
39215 | Salto | EB660O00PMP7RWK | XS4 wide body electronic RF wireless SVN BLE / Mifare / DESFire w/ key override, half escutcheon for use w/ concealed vertical rods, with keypad, O lever, right handed, satin brass finish, for use with KPB adapter | 1 |  | 1 Year | 1005.05 | 0.15 | 854.2925
39216 | Salto | EB660O00PMP8L-- | XS4 wide body electronic wire-free SVN BLE / Mifare / DESFire w/ key override, half escutcheon for use w/ concealed vertical rods, O lever, left handed, satin brass finish, for use with KPB adapter | 1 |  | 1 Year | 757 | 0.15 | 643.45
39217 | Salto | EB660O00PMP8L-K | XS4 wide body electronic wire-free SVN BLE / Mifare / DESFire w/ key override, half escutcheon for use w/ concealed vertical rods, with keypad, O lever, left handed, satin brass finish, for use with KPB adapter | 1 |  | 1 Year | 819.85 | 0.15 | 696.8725
39218 | Salto | EB660O00PMP8LW- | XS4 wide body electronic RF wireless SVN BLE / Mifare / DESFire w/ key override, half escutcheon for use w/ concealed vertical rods, O lever, left handed, satin brass finish, for use with KPB adapter | 1 |  | 1 Year | 849 | 0.15 | 721.65
39219 | Salto | EB660O00PMP8LWK | XS4 wide body electronic RF wireless SVN BLE / Mifare / DESFire w/ key override, half escutcheon for use w/ concealed vertical rods, with keypad, O lever, left handed, satin brass finish, for use with KPB adapter | 1 |  | 1 Year | 1005.05 | 0.15 | 854.2925
39220 | Salto | EB660O00PMP8R-- | XS4 wide body electronic wire-free SVN BLE / Mifare / DESFire w/ key override, half escutcheon for use w/ concealed vertical rods, O lever, right handed, satin brass finish, for use with KPB adapter | 1 |  | 1 Year | 757 | 0.15 | 643.45
39221 | Salto | EB660O00PMP8R-K | XS4 wide body electronic wire-free SVN BLE / Mifare / DESFire w/ key override, half escutcheon for use w/ concealed vertical rods, with keypad, O lever, right handed, satin brass finish, for use with KPB adapter | 1 |  | 1 Year | 819.85 | 0.15 | 696.8725
39222 | Salto | EB660O00PMP8RW- | XS4 wide body electronic RF wireless SVN BLE / Mifare / DESFire w/ key override, half escutcheon for use w/ concealed vertical rods, O lever, right handed, satin brass finish, for use with KPB adapter | 1 |  | 1 Year | 849 | 0.15 | 721.65
39223 | Salto | EB660O00PMP8RWK | XS4 wide body electronic RF wireless SVN BLE / Mifare / DESFire w/ key override, half escutcheon for use w/ concealed vertical rods, with keypad, O lever, right handed, satin brass finish, for use with KPB adapter | 1 |  | 1 Year | 1005.05 | 0.15 | 854.2925
39224 | Salto | EB660O00PPH8L-- | XS4 wide body electronic wire-free SVN BLE / Mifare / DESFire w/ key override, half escutcheon, O lever, left handed, bright brass finish, for use with KPB adapter | 1 |  | 1 Year | 773.3 | 0.15 | 657.305
39225 | Salto | EB660O00PPH8L-K | XS4 wide body electronic wire-free SVN BLE / Mifare / DESFire w/ key override, half escutcheon, with keypad, O lever, left handed, bright brass finish, for use with KPB adapter | 1 |  | 1 Year | 836.15 | 0.15 | 710.7275
39226 | Salto | EB660O00PPH8LW- | XS4 wide body electronic RF wireless SVN BLE / Mifare / DESFire w/ key override, half escutcheon, O lever, left handed, bright brass finish, for use with KPB adapter | 1 |  | 1 Year | 865.3 | 0.15 | 735.505
39227 | Salto | EB660O00PPH8LWK | XS4 wide body electronic RF wireless SVN BLE / Mifare / DESFire w/ key override, half escutcheon, with keypad, O lever, left handed, bright brass finish, for use with KPB adapter | 1 |  | 1 Year | 1021.35 | 0.15 | 868.1475
39228 | Salto | EB660O00PPH8R-- | XS4 wide body electronic wire-free SVN BLE / Mifare / DESFire w/ key override, half escutcheon, O lever, right handed, bright brass finish, for use with KPB adapter | 1 |  | 1 Year | 773.3 | 0.15 | 657.305
39229 | Salto | EB660O00PPH8R-K | XS4 wide body electronic wire-free SVN BLE / Mifare / DESFire w/ key override, half escutcheon, with keypad, O lever, right handed, bright brass finish, for use with KPB adapter | 1 |  | 1 Year | 836.15 | 0.15 | 710.7275
39230 | Salto | EB660O00PPH8RW- | XS4 wide body electronic RF wireless SVN BLE / Mifare / DESFire w/ key override, half escutcheon, O lever, right handed, bright brass finish, for use with KPB adapter | 1 |  | 1 Year | 865.3 | 0.15 | 735.505
39231 | Salto | EB660O00PPH8RWK | XS4 wide body electronic RF wireless SVN BLE / Mifare / DESFire w/ key override, half escutcheon, with keypad, O lever, right handed, bright brass finish, for use with KPB adapter | 1 |  | 1 Year | 1021.35 | 0.15 | 868.1475
39232 | Salto | EB660O00PPP7L-- | XS4 wide body electronic wire-free SVN BLE / Mifare / DESFire w/ key override, half escutcheon for use w/ concealed vertical rods, O lever, left handed, bright brass finish, for use with KPB adapter | 1 |  | 1 Year | 773.3 | 0.15 | 657.305
39233 | Salto | EB660O00PPP7L-K | XS4 wide body electronic wire-free SVN BLE / Mifare / DESFire w/ key override, half escutcheon for use w/ concealed vertical rods, with keypad, O lever, left handed, bright brass finish, for use with KPB adapter | 1 |  | 1 Year | 836.15 | 0.15 | 710.7275
39234 | Salto | EB660O00PPP7LW- | XS4 wide body electronic RF wireless SVN BLE / Mifare / DESFire w/ key override, half escutcheon for use w/ concealed vertical rods, O lever, left handed, bright brass finish, for use with KPB adapter | 1 |  | 1 Year | 865.3 | 0.15 | 735.505
39235 | Salto | EB660O00PPP7LWK | XS4 wide body electronic RF wireless SVN BLE / Mifare / DESFire w/ key override, half escutcheon for use w/ concealed vertical rods, with keypad, O lever, left handed, bright brass finish, for use with KPB adapter | 1 |  | 1 Year | 1021.35 | 0.15 | 868.1475
39236 | Salto | EB660O00PPP7R-- | XS4 wide body electronic wire-free SVN BLE / Mifare / DESFire w/ key override, half escutcheon for use w/ concealed vertical rods, O lever, right handed, bright brass finish, for use with KPB adapter | 1 |  | 1 Year | 773.3 | 0.15 | 657.305
39237 | Salto | EB660O00PPP7R-K | XS4 wide body electronic wire-free SVN BLE / Mifare / DESFire w/ key override, half escutcheon for use w/ concealed vertical rods, with keypad, O lever, right handed, bright brass finish, for use with KPB adapter | 1 |  | 1 Year | 836.15 | 0.15 | 710.7275
39238 | Salto | EB660O00PPP7RW- | XS4 wide body electronic RF wireless SVN BLE / Mifare / DESFire w/ key override, half escutcheon for use w/ concealed vertical rods, O lever, right handed, bright brass finish, for use with KPB adapter | 1 |  | 1 Year | 865.3 | 0.15 | 735.505
39239 | Salto | EB660O00PPP7RWK | XS4 wide body electronic RF wireless SVN BLE / Mifare / DESFire w/ key override, half escutcheon for use w/ concealed vertical rods, with keypad, O lever, right handed, bright brass finish, for use with KPB adapter | 1 |  | 1 Year | 1021.35 | 0.15 | 868.1475
39240 | Salto | EB660O00PPP8L-- | XS4 wide body electronic wire-free SVN BLE / Mifare / DESFire w/ key override, half escutcheon for use w/ concealed vertical rods, O lever, left handed, bright brass finish, for use with KPB adapter | 1 |  | 1 Year | 773.3 | 0.15 | 657.305
39241 | Salto | EB660O00PPP8L-K | XS4 wide body electronic wire-free SVN BLE / Mifare / DESFire w/ key override, half escutcheon for use w/ concealed vertical rods, with keypad, O lever, left handed, bright brass finish, for use with KPB adapter | 1 |  | 1 Year | 836.15 | 0.15 | 710.7275
39242 | Salto | EB660O00PPP8LW- | XS4 wide body electronic RF wireless SVN BLE / Mifare / DESFire w/ key override, half escutcheon for use w/ concealed vertical rods, O lever, left handed, bright brass finish, for use with KPB adapter | 1 |  | 1 Year | 865.3 | 0.15 | 735.505
39243 | Salto | EB660O00PPP8LWK | XS4 wide body electronic RF wireless SVN BLE / Mifare / DESFire w/ key override, half escutcheon for use w/ concealed vertical rods, with keypad, O lever, left handed, bright brass finish, for use with KPB adapter | 1 |  | 1 Year | 1021.35 | 0.15 | 868.1475
39244 | Salto | EB660O00PPP8R-- | XS4 wide body electronic wire-free SVN BLE / Mifare / DESFire w/ key override, half escutcheon for use w/ concealed vertical rods, O lever, right handed, bright brass finish, for use with KPB adapter | 1 |  | 1 Year | 773.3 | 0.15 | 657.305
39245 | Salto | EB660O00PPP8R-K | XS4 wide body electronic wire-free SVN BLE / Mifare / DESFire w/ key override, half escutcheon for use w/ concealed vertical rods, with keypad, O lever, right handed, bright brass finish, for use with KPB adapter | 1 |  | 1 Year | 836.15 | 0.15 | 710.7275
39246 | Salto | EB660O00PPP8RW- | XS4 wide body electronic RF wireless SVN BLE / Mifare / DESFire w/ key override, half escutcheon for use w/ concealed vertical rods, O lever, right handed, bright brass finish, for use with KPB adapter | 1 |  | 1 Year | 865.3 | 0.15 | 735.505
39247 | Salto | EB660O00PPP8RWK | XS4 wide body electronic RF wireless SVN BLE / Mifare / DESFire w/ key override, half escutcheon for use w/ concealed vertical rods, with keypad, O lever, right handed, bright brass finish, for use with KPB adapter | 1 |  | 1 Year | 1021.35 | 0.15 | 868.1475
39248 | Salto | EB660W00BCH8--- | XS4 wide body electronic wire-free SVN BLE / Mifare / DESFire w/ key override, half escutcheon, W lever, unhanded, BioCote antimicrobial finish, for use with KPB adapter | 1 |  | 1 Year | 798.8 | 0.15 | 678.98
39249 | Salto | EB660W00BCH8--K | XS4 wide body electronic wire-free SVN BLE / Mifare / DESFire w/ key override, half escutcheon, with keypad, W lever, unhanded, BioCote antimicrobial finish, for use with KPB adapter | 1 |  | 1 Year | 861.65 | 0.15 | 732.4025
39250 | Salto | EB660W00BCH8-W- | XS4 wide body electronic RF wireless SVN BLE / Mifare / DESFire w/ key override, half escutcheon, W lever, unhanded, BioCote antimicrobial finish, for use with KPB adapter | 1 |  | 1 Year | 890.8 | 0.15 | 757.18
39251 | Salto | EB660W00BCH8-WK | XS4 wide body electronic RF wireless SVN BLE / Mifare / DESFire w/ key override, half escutcheon, with keypad, W lever, unhanded, BioCote antimicrobial finish, for use with KPB adapter | 1 |  | 1 Year | 1046.85 | 0.15 | 889.8225
39252 | Salto | EB660W00BCP7--- | XS4 wide body electronic wire-free SVN BLE / Mifare / DESFire w/ key override, half escutcheon for use w/ concealed vertical rods, W lever, unhanded, BioCote antimicrobial finish, for use with KPB adapter | 1 |  | 1 Year | 798.8 | 0.15 | 678.98
39253 | Salto | EB660W00BCP7--K | XS4 wide body electronic wire-free SVN BLE / Mifare / DESFire w/ key override, half escutcheon for use w/ concealed vertical rods, with keypad, W lever, unhanded, BioCote antimicrobial finish, for use with KPB adapter | 1 |  | 1 Year | 861.65 | 0.15 | 732.4025
39254 | Salto | EB660W00BCP7-W- | XS4 wide body electronic RF wireless SVN BLE / Mifare / DESFire w/ key override, half escutcheon for use w/ concealed vertical rods, W lever, unhanded, BioCote antimicrobial finish, for use with KPB adapter | 1 |  | 1 Year | 890.8 | 0.15 | 757.18
39255 | Salto | EB660W00BCP7-WK | XS4 wide body electronic RF wireless SVN BLE / Mifare / DESFire w/ key override, half escutcheon for use w/ concealed vertical rods, with keypad, W lever, unhanded, BioCote antimicrobial finish, for use with KPB adapter | 1 |  | 1 Year | 1046.85 | 0.15 | 889.8225
39256 | Salto | EB660W00BCP8--- | XS4 wide body electronic wire-free SVN BLE / Mifare / DESFire w/ key override, half escutcheon for use w/ concealed vertical rods, W lever, unhanded, BioCote antimicrobial finish, for use with KPB adapter | 1 |  | 1 Year | 798.8 | 0.15 | 678.98
39257 | Salto | EB660W00BCP8--K | XS4 wide body electronic wire-free SVN BLE / Mifare / DESFire w/ key override, half escutcheon for use w/ concealed vertical rods, with keypad, W lever, unhanded, BioCote antimicrobial finish, for use with KPB adapter | 1 |  | 1 Year | 861.65 | 0.15 | 732.4025
39258 | Salto | EB660W00BCP8-W- | XS4 wide body electronic RF wireless SVN BLE / Mifare / DESFire w/ key override, half escutcheon for use w/ concealed vertical rods, W lever, unhanded, BioCote antimicrobial finish, for use with KPB adapter | 1 |  | 1 Year | 890.8 | 0.15 | 757.18
39259 | Salto | EB660W00BCP8-WK | XS4 wide body electronic RF wireless SVN BLE / Mifare / DESFire w/ key override, half escutcheon for use w/ concealed vertical rods, with keypad, W lever, unhanded, BioCote antimicrobial finish, for use with KPB adapter | 1 |  | 1 Year | 1046.85 | 0.15 | 889.8225
39260 | Salto | EB660W00IAH8--- | XS4 wide body electronic wire-free SVN BLE / Mifare / DESFire w/ key override, half escutcheon, W lever, unhanded, antique brass finish, for use with KPB adapter | 1 |  | 1 Year | 798.8 | 0.15 | 678.98
39261 | Salto | EB660W00IAH8--K | XS4 wide body electronic wire-free SVN BLE / Mifare / DESFire w/ key override, half escutcheon, with keypad, W lever, unhanded, antique brass finish, for use with KPB adapter | 1 |  | 1 Year | 861.65 | 0.15 | 732.4025
39262 | Salto | EB660W00IAH8-W- | XS4 wide body electronic RF wireless SVN BLE / Mifare / DESFire w/ key override, half escutcheon, W lever, unhanded, antique brass finish, for use with KPB adapter | 1 |  | 1 Year | 890.8 | 0.15 | 757.18
39263 | Salto | EB660W00IAH8-WK | XS4 wide body electronic RF wireless SVN BLE / Mifare / DESFire w/ key override, half escutcheon, with keypad, W lever, unhanded, antique brass finish, for use with KPB adapter | 1 |  | 1 Year | 1046.85 | 0.15 | 889.8225
39264 | Salto | EB660W00IAP7--- | XS4 wide body electronic wire-free SVN BLE / Mifare / DESFire w/ key override, half escutcheon for use w/ concealed vertical rods, W lever, unhanded, antique brass finish, for use with KPB adapter | 1 |  | 1 Year | 798.8 | 0.15 | 678.98
39265 | Salto | EB660W00IAP7--K | XS4 wide body electronic wire-free SVN BLE / Mifare / DESFire w/ key override, half escutcheon for use w/ concealed vertical rods, with keypad, W lever, unhanded, antique brass finish, for use with KPB adapter | 1 |  | 1 Year | 861.65 | 0.15 | 732.4025
39266 | Salto | EB660W00IAP7-W- | XS4 wide body electronic RF wireless SVN BLE / Mifare / DESFire w/ key override, half escutcheon for use w/ concealed vertical rods, W lever, unhanded, antique brass finish, for use with KPB adapter | 1 |  | 1 Year | 890.8 | 0.15 | 757.18
39267 | Salto | EB660W00IAP7-WK | XS4 wide body electronic RF wireless SVN BLE / Mifare / DESFire w/ key override, half escutcheon for use w/ concealed vertical rods, with keypad, W lever, unhanded, antique brass finish, for use with KPB adapter | 1 |  | 1 Year | 1046.85 | 0.15 | 889.8225
39268 | Salto | EB660W00IAP8--- | XS4 wide body electronic wire-free SVN BLE / Mifare / DESFire w/ key override, half escutcheon for use w/ concealed vertical rods, W lever, unhanded, antique brass finish, for use with KPB adapter | 1 |  | 1 Year | 798.8 | 0.15 | 678.98
39269 | Salto | EB660W00IAP8--K | XS4 wide body electronic wire-free SVN BLE / Mifare / DESFire w/ key override, half escutcheon for use w/ concealed vertical rods, with keypad, W lever, unhanded, antique brass finish, for use with KPB adapter | 1 |  | 1 Year | 861.65 | 0.15 | 732.4025
39270 | Salto | EB660W00IAP8-W- | XS4 wide body electronic RF wireless SVN BLE / Mifare / DESFire w/ key override, half escutcheon for use w/ concealed vertical rods, W lever, unhanded, antique brass finish, for use with KPB adapter | 1 |  | 1 Year | 890.8 | 0.15 | 757.18
39271 | Salto | EB660W00IAP8-WK | XS4 wide body electronic RF wireless SVN BLE / Mifare / DESFire w/ key override, half escutcheon for use w/ concealed vertical rods, with keypad, W lever, unhanded, antique brass finish, for use with KPB adapter | 1 |  | 1 Year | 1046.85 | 0.15 | 889.8225
39272 | Salto | EB660W00IMH8--- | XS4 wide body electronic wire-free SVN BLE / Mifare / DESFire w/ key override, half escutcheon, W lever, unhanded, satin stainless finish, for use with KPB adapter | 1 |  | 1 Year | 746.8 | 0.15 | 634.78
39273 | Salto | EB660W00IMH8--K | XS4 wide body electronic wire-free SVN BLE / Mifare / DESFire w/ key override, half escutcheon, with keypad, W lever, unhanded, satin stainless finish, for use with KPB adapter | 1 |  | 1 Year | 809.65 | 0.15 | 688.2025
39274 | Salto | EB660W00IMH8-W- | XS4 wide body electronic RF wireless SVN BLE / Mifare / DESFire w/ key override, half escutcheon, W lever, unhanded, satin stainless finish, for use with KPB adapter | 1 |  | 1 Year | 838.8 | 0.15 | 712.98
39275 | Salto | EB660W00IMH8-WK | XS4 wide body electronic RF wireless SVN BLE / Mifare / DESFire w/ key override, half escutcheon, with keypad, W lever, unhanded, satin stainless finish, for use with KPB adapter | 1 |  | 1 Year | 994.85 | 0.15 | 845.6225
39276 | Salto | EB660W00IMP7--- | XS4 wide body electronic wire-free SVN BLE / Mifare / DESFire w/ key override, half escutcheon for use w/ concealed vertical rods, W lever, unhanded, satin stainless finish, for use with KPB adapter | 1 |  | 1 Year | 746.8 | 0.15 | 634.78
39277 | Salto | EB660W00IMP7--K | XS4 wide body electronic wire-free SVN BLE / Mifare / DESFire w/ key override, half escutcheon for use w/ concealed vertical rods, with keypad, W lever, unhanded, satin stainless finish, for use with KPB adapter | 1 |  | 1 Year | 809.65 | 0.15 | 688.2025
39278 | Salto | EB660W00IMP7-W- | XS4 wide body electronic RF wireless SVN BLE / Mifare / DESFire w/ key override, half escutcheon for use w/ concealed vertical rods, W lever, unhanded, satin stainless finish, for use with KPB adapter | 1 |  | 1 Year | 838.8 | 0.15 | 712.98
39279 | Salto | EB660W00IMP7-WK | XS4 wide body electronic RF wireless SVN BLE / Mifare / DESFire w/ key override, half escutcheon for use w/ concealed vertical rods, with keypad, W lever, unhanded, satin stainless finish, for use with KPB adapter | 1 |  | 1 Year | 994.85 | 0.15 | 845.6225
39280 | Salto | EB660W00IMP8--- | XS4 wide body electronic wire-free SVN BLE / Mifare / DESFire w/ key override, half escutcheon for use w/ concealed vertical rods, W lever, unhanded, satin stainless finish, for use with KPB adapter | 1 |  | 1 Year | 746.8 | 0.15 | 634.78
39281 | Salto | EB660W00IMP8--K | XS4 wide body electronic wire-free SVN BLE / Mifare / DESFire w/ key override, half escutcheon for use w/ concealed vertical rods, with keypad, W lever, unhanded, satin stainless finish, for use with KPB adapter | 1 |  | 1 Year | 809.65 | 0.15 | 688.2025
39282 | Salto | EB660W00IMP8-W- | XS4 wide body electronic RF wireless SVN BLE / Mifare / DESFire w/ key override, half escutcheon for use w/ concealed vertical rods, W lever, unhanded, satin stainless finish, for use with KPB adapter | 1 |  | 1 Year | 838.8 | 0.15 | 712.98
39283 | Salto | EB660W00IMP8-WK | XS4 wide body electronic RF wireless SVN BLE / Mifare / DESFire w/ key override, half escutcheon for use w/ concealed vertical rods, with keypad, W lever, unhanded, satin stainless finish, for use with KPB adapter | 1 |  | 1 Year | 994.85 | 0.15 | 845.6225
39284 | Salto | EB660W00IPH8--- | XS4 wide body electronic wire-free SVN BLE / Mifare / DESFire w/ key override, half escutcheon, W lever, unhanded, bright stainless steel finish, for use with KPB adapter | 1 |  | 1 Year | 763.1 | 0.15 | 648.635
39285 | Salto | EB660W00IPH8--K | XS4 wide body electronic wire-free SVN BLE / Mifare / DESFire w/ key override, half escutcheon, with keypad, W lever, unhanded, bright stainless steel finish, for use with KPB adapter | 1 |  | 1 Year | 825.95 | 0.15 | 702.0575
39286 | Salto | EB660W00IPH8-W- | XS4 wide body electronic RF wireless SVN BLE / Mifare / DESFire w/ key override, half escutcheon, W lever, unhanded, bright stainless steel finish, for use with KPB adapter | 1 |  | 1 Year | 855.1 | 0.15 | 726.835
39287 | Salto | EB660W00IPH8-WK | XS4 wide body electronic RF wireless SVN BLE / Mifare / DESFire w/ key override, half escutcheon, with keypad, W lever, unhanded, bright stainless steel finish, for use with KPB adapter | 1 |  | 1 Year | 1011.15 | 0.15 | 859.4775
39288 | Salto | EB660W00IPP7--- | XS4 wide body electronic wire-free SVN BLE / Mifare / DESFire w/ key override, half escutcheon for use w/ concealed vertical rods, W lever, unhanded, bright stainless steel finish, for use with KPB adapter | 1 |  | 1 Year | 763.1 | 0.15 | 648.635
39289 | Salto | EB660W00IPP7--K | XS4 wide body electronic wire-free SVN BLE / Mifare / DESFire w/ key override, half escutcheon for use w/ concealed vertical rods, with keypad, W lever, unhanded, bright stainless steel finish, for use with KPB adapter | 1 |  | 1 Year | 825.95 | 0.15 | 702.0575
39290 | Salto | EB660W00IPP7-W- | XS4 wide body electronic RF wireless SVN BLE / Mifare / DESFire w/ key override, half escutcheon for use w/ concealed vertical rods, W lever, unhanded, bright stainless steel finish, for use with KPB adapter | 1 |  | 1 Year | 855.1 | 0.15 | 726.835
39291 | Salto | EB660W00IPP7-WK | XS4 wide body electronic RF wireless SVN BLE / Mifare / DESFire w/ key override, half escutcheon for use w/ concealed vertical rods, with keypad, W lever, unhanded, bright stainless steel finish, for use with KPB adapter | 1 |  | 1 Year | 1011.15 | 0.15 | 859.4775
39292 | Salto | EB660W00IPP8--- | XS4 wide body electronic wire-free SVN BLE / Mifare / DESFire w/ key override, half escutcheon for use w/ concealed vertical rods, W lever, unhanded, bright stainless steel finish, for use with KPB adapter | 1 |  | 1 Year | 763.1 | 0.15 | 648.635
39293 | Salto | EB660W00IPP8--K | XS4 wide body electronic wire-free SVN BLE / Mifare / DESFire w/ key override, half escutcheon for use w/ concealed vertical rods, with keypad, W lever, unhanded, bright stainless steel finish, for use with KPB adapter | 1 |  | 1 Year | 825.95 | 0.15 | 702.0575
39294 | Salto | EB660W00IPP8-W- | XS4 wide body electronic RF wireless SVN BLE / Mifare / DESFire w/ key override, half escutcheon for use w/ concealed vertical rods, W lever, unhanded, bright stainless steel finish, for use with KPB adapter | 1 |  | 1 Year | 855.1 | 0.15 | 726.835
39295 | Salto | EB660W00IPP8-WK | XS4 wide body electronic RF wireless SVN BLE / Mifare / DESFire w/ key override, half escutcheon for use w/ concealed vertical rods, with keypad, W lever, unhanded, bright stainless steel finish, for use with KPB adapter | 1 |  | 1 Year | 1011.15 | 0.15 | 859.4775
39296 | Salto | EB660W00NEH8--- | XS4 wide body electronic wire-free SVN BLE / Mifare / DESFire w/ key override, half escutcheon, W lever, unhanded, black chromium finish, for use with KPB adapter | 1 |  | 1 Year | 781.5 | 0.15 | 664.275
39297 | Salto | EB660W00NEH8--K | XS4 wide body electronic wire-free SVN BLE / Mifare / DESFire w/ key override, half escutcheon, with keypad, W lever, unhanded, black chromium finish, for use with KPB adapter | 1 |  | 1 Year | 844.35 | 0.15 | 717.6975
39298 | Salto | EB660W00NEH8-W- | XS4 wide body electronic RF wireless SVN BLE / Mifare / DESFire w/ key override, half escutcheon, W lever, unhanded, black chromium finish, for use with KPB adapter | 1 |  | 1 Year | 873.5 | 0.15 | 742.475
39299 | Salto | EB660W00NEH8-WK | XS4 wide body electronic RF wireless SVN BLE / Mifare / DESFire w/ key override, half escutcheon, with keypad, W lever, unhanded, black chromium finish, for use with KPB adapter | 1 |  | 1 Year | 1029.55 | 0.15 | 875.1175
39300 | Salto | EB660W00NEP7--- | XS4 wide body electronic wire-free SVN BLE / Mifare / DESFire w/ key override, half escutcheon for use w/ concealed vertical rods, W lever, unhanded, black chromium finish, for use with KPB adapter | 1 |  | 1 Year | 781.5 | 0.15 | 664.275
39301 | Salto | EB660W00NEP7--K | XS4 wide body electronic wire-free SVN BLE / Mifare / DESFire w/ key override, half escutcheon for use w/ concealed vertical rods, with keypad, W lever, unhanded, black chromium finish, for use with KPB adapter | 1 |  | 1 Year | 844.35 | 0.15 | 717.6975
39302 | Salto | EB660W00NEP7-W- | XS4 wide body electronic RF wireless SVN BLE / Mifare / DESFire w/ key override, half escutcheon for use w/ concealed vertical rods, W lever, unhanded, black chromium finish, for use with KPB adapter | 1 |  | 1 Year | 873.5 | 0.15 | 742.475
39303 | Salto | EB660W00NEP7-WK | XS4 wide body electronic RF wireless SVN BLE / Mifare / DESFire w/ key override, half escutcheon for use w/ concealed vertical rods, with keypad, W lever, unhanded, black chromium finish, for use with KPB adapter | 1 |  | 1 Year | 1029.55 | 0.15 | 875.1175
39304 | Salto | EB660W00NEP8--- | XS4 wide body electronic wire-free SVN BLE / Mifare / DESFire w/ key override, half escutcheon for use w/ concealed vertical rods, W lever, unhanded, black chromium finish, for use with KPB adapter | 1 |  | 1 Year | 781.5 | 0.15 | 664.275
39305 | Salto | EB660W00NEP8--K | XS4 wide body electronic wire-free SVN BLE / Mifare / DESFire w/ key override, half escutcheon for use w/ concealed vertical rods, with keypad, W lever, unhanded, black chromium finish, for use with KPB adapter | 1 |  | 1 Year | 844.35 | 0.15 | 717.6975
39306 | Salto | EB660W00NEP8-W- | XS4 wide body electronic RF wireless SVN BLE / Mifare / DESFire w/ key override, half escutcheon for use w/ concealed vertical rods, W lever, unhanded, black chromium finish, for use with KPB adapter | 1 |  | 1 Year | 873.5 | 0.15 | 742.475
39307 | Salto | EB660W00NEP8-WK | XS4 wide body electronic RF wireless SVN BLE / Mifare / DESFire w/ key override, half escutcheon for use w/ concealed vertical rods, with keypad, W lever, unhanded, black chromium finish, for use with KPB adapter | 1 |  | 1 Year | 1029.55 | 0.15 | 875.1175
39308 | Salto | EB660W00PMH8--- | XS4 wide body electronic wire-free SVN BLE / Mifare / DESFire w/ key override, half escutcheon, W lever, unhanded, satin brass finish, for use with KPB adapter | 1 |  | 1 Year | 746.8 | 0.15 | 634.78
39309 | Salto | EB660W00PMH8--K | XS4 wide body electronic wire-free SVN BLE / Mifare / DESFire w/ key override, half escutcheon, with keypad, W lever, unhanded, satin brass finish, for use with KPB adapter | 1 |  | 1 Year | 809.65 | 0.15 | 688.2025
39310 | Salto | EB660W00PMH8-W- | XS4 wide body electronic RF wireless SVN BLE / Mifare / DESFire w/ key override, half escutcheon, W lever, unhanded, satin brass finish, for use with KPB adapter | 1 |  | 1 Year | 838.8 | 0.15 | 712.98
39311 | Salto | EB660W00PMH8-WK | XS4 wide body electronic RF wireless SVN BLE / Mifare / DESFire w/ key override, half escutcheon, with keypad, W lever, unhanded, satin brass finish, for use with KPB adapter | 1 |  | 1 Year | 994.85 | 0.15 | 845.6225
39312 | Salto | EB660W00PMP7--- | XS4 wide body electronic wire-free SVN BLE / Mifare / DESFire w/ key override, half escutcheon for use w/ concealed vertical rods, W lever, unhanded, satin brass finish, for use with KPB adapter | 1 |  | 1 Year | 746.8 | 0.15 | 634.78
39313 | Salto | EB660W00PMP7--K | XS4 wide body electronic wire-free SVN BLE / Mifare / DESFire w/ key override, half escutcheon for use w/ concealed vertical rods, with keypad, W lever, unhanded, satin brass finish, for use with KPB adapter | 1 |  | 1 Year | 809.65 | 0.15 | 688.2025
39314 | Salto | EB660W00PMP7-W- | XS4 wide body electronic RF wireless SVN BLE / Mifare / DESFire w/ key override, half escutcheon for use w/ concealed vertical rods, W lever, unhanded, satin brass finish, for use with KPB adapter | 1 |  | 1 Year | 838.8 | 0.15 | 712.98
39315 | Salto | EB660W00PMP7-WK | XS4 wide body electronic RF wireless SVN BLE / Mifare / DESFire w/ key override, half escutcheon for use w/ concealed vertical rods, with keypad, W lever, unhanded, satin brass finish, for use with KPB adapter | 1 |  | 1 Year | 994.85 | 0.15 | 845.6225
39316 | Salto | EB660W00PMP8--- | XS4 wide body electronic wire-free SVN BLE / Mifare / DESFire w/ key override, half escutcheon for use w/ concealed vertical rods, W lever, unhanded, satin brass finish, for use with KPB adapter | 1 |  | 1 Year | 746.8 | 0.15 | 634.78
39317 | Salto | EB660W00PMP8--K | XS4 wide body electronic wire-free SVN BLE / Mifare / DESFire w/ key override, half escutcheon for use w/ concealed vertical rods, with keypad, W lever, unhanded, satin brass finish, for use with KPB adapter | 1 |  | 1 Year | 809.65 | 0.15 | 688.2025
39318 | Salto | EB660W00PMP8-W- | XS4 wide body electronic RF wireless SVN BLE / Mifare / DESFire w/ key override, half escutcheon for use w/ concealed vertical rods, W lever, unhanded, satin brass finish, for use with KPB adapter | 1 |  | 1 Year | 838.8 | 0.15 | 712.98
39319 | Salto | EB660W00PMP8-WK | XS4 wide body electronic RF wireless SVN BLE / Mifare / DESFire w/ key override, half escutcheon for use w/ concealed vertical rods, with keypad, W lever, unhanded, satin brass finish, for use with KPB adapter | 1 |  | 1 Year | 994.85 | 0.15 | 845.6225
39320 | Salto | EB660W00PPH8--- | XS4 wide body electronic wire-free SVN BLE / Mifare / DESFire w/ key override, half escutcheon, W lever, unhanded, bright brass finish, for use with KPB adapter | 1 |  | 1 Year | 763.1 | 0.15 | 648.635
39321 | Salto | EB660W00PPH8--K | XS4 wide body electronic wire-free SVN BLE / Mifare / DESFire w/ key override, half escutcheon, with keypad, W lever, unhanded, bright brass finish, for use with KPB adapter | 1 |  | 1 Year | 825.95 | 0.15 | 702.0575
39322 | Salto | EB660W00PPH8-W- | XS4 wide body electronic RF wireless SVN BLE / Mifare / DESFire w/ key override, half escutcheon, W lever, unhanded, bright brass finish, for use with KPB adapter | 1 |  | 1 Year | 855.1 | 0.15 | 726.835
39323 | Salto | EB660W00PPH8-WK | XS4 wide body electronic RF wireless SVN BLE / Mifare / DESFire w/ key override, half escutcheon, with keypad, W lever, unhanded, bright brass finish, for use with KPB adapter | 1 |  | 1 Year | 1011.15 | 0.15 | 859.4775
39324 | Salto | EB660W00PPP7--- | XS4 wide body electronic wire-free SVN BLE / Mifare / DESFire w/ key override, half escutcheon for use w/ concealed vertical rods, W lever, unhanded, bright brass finish, for use with KPB adapter | 1 |  | 1 Year | 763.1 | 0.15 | 648.635
39325 | Salto | EB660W00PPP7--K | XS4 wide body electronic wire-free SVN BLE / Mifare / DESFire w/ key override, half escutcheon for use w/ concealed vertical rods, with keypad, W lever, unhanded, bright brass finish, for use with KPB adapter | 1 |  | 1 Year | 825.95 | 0.15 | 702.0575
39326 | Salto | EB660W00PPP7-W- | XS4 wide body electronic RF wireless SVN BLE / Mifare / DESFire w/ key override, half escutcheon for use w/ concealed vertical rods, W lever, unhanded, bright brass finish, for use with KPB adapter | 1 |  | 1 Year | 855.1 | 0.15 | 726.835
39327 | Salto | EB660W00PPP7-WK | XS4 wide body electronic RF wireless SVN BLE / Mifare / DESFire w/ key override, half escutcheon for use w/ concealed vertical rods, with keypad, W lever, unhanded, bright brass finish, for use with KPB adapter | 1 |  | 1 Year | 1011.15 | 0.15 | 859.4775
39328 | Salto | EB660W00PPP8--- | XS4 wide body electronic wire-free SVN BLE / Mifare / DESFire w/ key override, half escutcheon for use w/ concealed vertical rods, W lever, unhanded, bright brass finish, for use with KPB adapter | 1 |  | 1 Year | 763.1 | 0.15 | 648.635
39329 | Salto | EB660W00PPP8--K | XS4 wide body electronic wire-free SVN BLE / Mifare / DESFire w/ key override, half escutcheon for use w/ concealed vertical rods, with keypad, W lever, unhanded, bright brass finish, for use with KPB adapter | 1 |  | 1 Year | 825.95 | 0.15 | 702.0575
39330 | Salto | EB660W00PPP8-W- | XS4 wide body electronic RF wireless SVN BLE / Mifare / DESFire w/ key override, half escutcheon for use w/ concealed vertical rods, W lever, unhanded, bright brass finish, for use with KPB adapter | 1 |  | 1 Year | 855.1 | 0.15 | 726.835
39331 | Salto | EB660W00PPP8-WK | XS4 wide body electronic RF wireless SVN BLE / Mifare / DESFire w/ key override, half escutcheon for use w/ concealed vertical rods, with keypad, W lever, unhanded, bright brass finish, for use with KPB adapter | 1 |  | 1 Year | 1011.15 | 0.15 | 859.4775
39332 | Salto | EH650200IMH8--- | XS4 wide body electronic wire-free SVN HID iClass half escutcheon, Columbo Robodue premium series lever, unhanded, satin stainless finish, for use with KPB adapter | 1 |  | 1 Year | 753.7 | 0.15 | 640.645
39333 | Salto | EH650200IMH8-W- | XS4 wide body electronic RF wireless SVN HID iClass half escutcheon, Columbo Robodue premium series lever, unhanded, satin stainless finish, for use with KPB adapter | 1 |  | 1 Year | 845.7 | 0.15 | 718.845
39334 | Salto | EH650200IMP7--- | XS4 wide body electronic wire-free SVN HID iClass half escutcheon for use w/ concealed vertical rods, Columbo Robodue premium series lever, unhanded, satin stainless finish, for use with KPB adapter | 1 |  | 1 Year | 753.7 | 0.15 | 640.645
39335 | Salto | EH650200IMP7-W- | XS4 wide body electronic RF wireless SVN HID iClass half escutcheon for use w/ concealed vertical rods, Columbo Robodue premium series lever, unhanded, satin stainless finish, for use with KPB adapter | 1 |  | 1 Year | 845.7 | 0.15 | 718.845
39336 | Salto | EH650200IMP8--- | XS4 wide body electronic wire-free SVN HID iClass half escutcheon for use w/ concealed vertical rods, Columbo Robodue premium series lever, unhanded, satin stainless finish, for use with KPB adapter | 1 |  | 1 Year | 753.7 | 0.15 | 640.645
39337 | Salto | EH650200IMP8-W- | XS4 wide body electronic RF wireless SVN HID iClass half escutcheon for use w/ concealed vertical rods, Columbo Robodue premium series lever, unhanded, satin stainless finish, for use with KPB adapter | 1 |  | 1 Year | 845.7 | 0.15 | 718.845
39338 | Salto | EH650200IPH8--- | XS4 wide body electronic wire-free SVN HID iClass half escutcheon, Columbo Robodue premium series lever, unhanded, bright stainless steel finish, for use with KPB adapter | 1 |  | 1 Year | 770 | 0.15 | 654.5
39339 | Salto | EH650200IPH8-W- | XS4 wide body electronic RF wireless SVN HID iClass half escutcheon, Columbo Robodue premium series lever, unhanded, bright stainless steel finish, for use with KPB adapter | 1 |  | 1 Year | 862 | 0.15 | 732.7
39340 | Salto | EH650200IPP7--- | XS4 wide body electronic wire-free SVN HID iClass half escutcheon for use w/ concealed vertical rods, Columbo Robodue premium series lever, unhanded, bright stainless steel finish, for use with KPB adapter | 1 |  | 1 Year | 770 | 0.15 | 654.5
39341 | Salto | EH650200IPP7-W- | XS4 wide body electronic RF wireless SVN HID iClass half escutcheon for use w/ concealed vertical rods, Columbo Robodue premium series lever, unhanded, bright stainless steel finish, for use with KPB adapter | 1 |  | 1 Year | 862 | 0.15 | 732.7
39342 | Salto | EH650200IPP8--- | XS4 wide body electronic wire-free SVN HID iClass half escutcheon for use w/ concealed vertical rods, Columbo Robodue premium series lever, unhanded, bright stainless steel finish, for use with KPB adapter | 1 |  | 1 Year | 770 | 0.15 | 654.5
39343 | Salto | EH650200IPP8-W- | XS4 wide body electronic RF wireless SVN HID iClass half escutcheon for use w/ concealed vertical rods, Columbo Robodue premium series lever, unhanded, bright stainless steel finish, for use with KPB adapter | 1 |  | 1 Year | 862 | 0.15 | 732.7
39344 | Salto | EH650200PPH8--- | XS4 wide body electronic wire-free SVN HID iClass half escutcheon, Columbo Robodue premium series lever, unhanded, bright brass finish, for use with KPB adapter | 1 |  | 1 Year | 770 | 0.15 | 654.5
39345 | Salto | EH650200PPH8-W- | XS4 wide body electronic RF wireless SVN HID iClass half escutcheon, Columbo Robodue premium series lever, unhanded, bright brass finish, for use with KPB adapter | 1 |  | 1 Year | 862 | 0.15 | 732.7
39346 | Salto | EH650200PPP7--- | XS4 wide body electronic wire-free SVN HID iClass half escutcheon for use w/ concealed vertical rods, Columbo Robodue premium series lever, unhanded, bright brass finish, for use with KPB adapter | 1 |  | 1 Year | 770 | 0.15 | 654.5
39347 | Salto | EH650200PPP7-W- | XS4 wide body electronic RF wireless SVN HID iClass half escutcheon for use w/ concealed vertical rods, Columbo Robodue premium series lever, unhanded, bright brass finish, for use with KPB adapter | 1 |  | 1 Year | 862 | 0.15 | 732.7
39348 | Salto | EH650200PPP8--- | XS4 wide body electronic wire-free SVN HID iClass half escutcheon for use w/ concealed vertical rods, Columbo Robodue premium series lever, unhanded, bright brass finish, for use with KPB adapter | 1 |  | 1 Year | 770 | 0.15 | 654.5
39349 | Salto | EH650200PPP8-W- | XS4 wide body electronic RF wireless SVN HID iClass half escutcheon for use w/ concealed vertical rods, Columbo Robodue premium series lever, unhanded, bright brass finish, for use with KPB adapter | 1 |  | 1 Year | 862 | 0.15 | 732.7
39350 | Salto | EH650300IMH8--- | XS4 wide body electronic wire-free SVN HID iClass half escutcheon, Columbo Robotre premium series lever, unhanded, satin stainless finish, for use with KPB adapter | 1 |  | 1 Year | 753.7 | 0.15 | 640.645
39351 | Salto | EH650300IMH8-W- | XS4 wide body electronic RF wireless SVN HID iClass half escutcheon, Columbo Robotre premium series lever, unhanded, satin stainless finish, for use with KPB adapter | 1 |  | 1 Year | 845.7 | 0.15 | 718.845
39352 | Salto | EH650300IMP7--- | XS4 wide body electronic wire-free SVN HID iClass half escutcheon for use w/ concealed vertical rods, Columbo Robotre premium series lever, unhanded, satin stainless finish, for use with KPB adapter | 1 |  | 1 Year | 753.7 | 0.15 | 640.645
39353 | Salto | EH650300IMP7-W- | XS4 wide body electronic RF wireless SVN HID iClass half escutcheon for use w/ concealed vertical rods, Columbo Robotre premium series lever, unhanded, satin stainless finish, for use with KPB adapter | 1 |  | 1 Year | 845.7 | 0.15 | 718.845
39354 | Salto | EH650300IMP8--- | XS4 wide body electronic wire-free SVN HID iClass half escutcheon for use w/ concealed vertical rods, Columbo Robotre premium series lever, unhanded, satin stainless finish, for use with KPB adapter | 1 |  | 1 Year | 753.7 | 0.15 | 640.645
39355 | Salto | EH650300IMP8-W- | XS4 wide body electronic RF wireless SVN HID iClass half escutcheon for use w/ concealed vertical rods, Columbo Robotre premium series lever, unhanded, satin stainless finish, for use with KPB adapter | 1 |  | 1 Year | 845.7 | 0.15 | 718.845
39356 | Salto | EH650300IPH8--- | XS4 wide body electronic wire-free SVN HID iClass half escutcheon, Columbo Robotre premium series lever, unhanded, bright stainless steel finish, for use with KPB adapter | 1 |  | 1 Year | 770 | 0.15 | 654.5
39357 | Salto | EH650300IPH8-W- | XS4 wide body electronic RF wireless SVN HID iClass half escutcheon, Columbo Robotre premium series lever, unhanded, bright stainless steel finish, for use with KPB adapter | 1 |  | 1 Year | 862 | 0.15 | 732.7
39358 | Salto | EH650300IPP7--- | XS4 wide body electronic wire-free SVN HID iClass half escutcheon for use w/ concealed vertical rods, Columbo Robotre premium series lever, unhanded, bright stainless steel finish, for use with KPB adapter | 1 |  | 1 Year | 770 | 0.15 | 654.5
39359 | Salto | EH650300IPP7-W- | XS4 wide body electronic RF wireless SVN HID iClass half escutcheon for use w/ concealed vertical rods, Columbo Robotre premium series lever, unhanded, bright stainless steel finish, for use with KPB adapter | 1 |  | 1 Year | 862 | 0.15 | 732.7
39360 | Salto | EH650300IPP8--- | XS4 wide body electronic wire-free SVN HID iClass half escutcheon for use w/ concealed vertical rods, Columbo Robotre premium series lever, unhanded, bright stainless steel finish, for use with KPB adapter | 1 |  | 1 Year | 770 | 0.15 | 654.5
39361 | Salto | EH650300IPP8-W- | XS4 wide body electronic RF wireless SVN HID iClass half escutcheon for use w/ concealed vertical rods, Columbo Robotre premium series lever, unhanded, bright stainless steel finish, for use with KPB adapter | 1 |  | 1 Year | 862 | 0.15 | 732.7
39362 | Salto | EH650300PPH8--- | XS4 wide body electronic wire-free SVN HID iClass half escutcheon, Columbo Robotre premium series lever, unhanded, bright brass finish, for use with KPB adapter | 1 |  | 1 Year | 770 | 0.15 | 654.5
39363 | Salto | EH650300PPH8-W- | XS4 wide body electronic RF wireless SVN HID iClass half escutcheon, Columbo Robotre premium series lever, unhanded, bright brass finish, for use with KPB adapter | 1 |  | 1 Year | 862 | 0.15 | 732.7
39364 | Salto | EH650300PPP7--- | XS4 wide body electronic wire-free SVN HID iClass half escutcheon for use w/ concealed vertical rods, Columbo Robotre premium series lever, unhanded, bright brass finish, for use with KPB adapter | 1 |  | 1 Year | 770 | 0.15 | 654.5
39365 | Salto | EH650300PPP7-W- | XS4 wide body electronic RF wireless SVN HID iClass half escutcheon for use w/ concealed vertical rods, Columbo Robotre premium series lever, unhanded, bright brass finish, for use with KPB adapter | 1 |  | 1 Year | 862 | 0.15 | 732.7
39366 | Salto | EH650300PPP8--- | XS4 wide body electronic wire-free SVN HID iClass half escutcheon for use w/ concealed vertical rods, Columbo Robotre premium series lever, unhanded, bright brass finish, for use with KPB adapter | 1 |  | 1 Year | 770 | 0.15 | 654.5
39367 | Salto | EH650300PPP8-W- | XS4 wide body electronic RF wireless SVN HID iClass half escutcheon for use w/ concealed vertical rods, Columbo Robotre premium series lever, unhanded, bright brass finish, for use with KPB adapter | 1 |  | 1 Year | 862 | 0.15 | 732.7
39368 | Salto | EH650400IMH8--- | XS4 wide body electronic wire-free SVN HID iClass half escutcheon, Columbo Roboquattro premium series lever, unhanded, satin stainless finish, for use with KPB adapter | 1 |  | 1 Year | 753.7 | 0.15 | 640.645
39369 | Salto | EH650400IMH8-W- | XS4 wide body electronic RF wireless SVN HID iClass half escutcheon, Columbo Roboquattro premium series lever, unhanded, satin stainless finish, for use with KPB adapter | 1 |  | 1 Year | 845.7 | 0.15 | 718.845
39370 | Salto | EH650400IMP7--- | XS4 wide body electronic wire-free SVN HID iClass half escutcheon for use w/ concealed vertical rods, Columbo Roboquattro premium series lever, unhanded, satin stainless finish, for use with KPB adapter | 1 |  | 1 Year | 753.7 | 0.15 | 640.645
39371 | Salto | EH650400IMP7-W- | XS4 wide body electronic RF wireless SVN HID iClass half escutcheon for use w/ concealed vertical rods, Columbo Roboquattro premium series lever, unhanded, satin stainless finish, for use with KPB adapter | 1 |  | 1 Year | 845.7 | 0.15 | 718.845
39372 | Salto | EH650400IMP8--- | XS4 wide body electronic wire-free SVN HID iClass half escutcheon for use w/ concealed vertical rods, Columbo Roboquattro premium series lever, unhanded, satin stainless finish, for use with KPB adapter | 1 |  | 1 Year | 753.7 | 0.15 | 640.645
39373 | Salto | EH650400IMP8-W- | XS4 wide body electronic RF wireless SVN HID iClass half escutcheon for use w/ concealed vertical rods, Columbo Roboquattro premium series lever, unhanded, satin stainless finish, for use with KPB adapter | 1 |  | 1 Year | 845.7 | 0.15 | 718.845
39374 | Salto | EH650400IPH8--- | XS4 wide body electronic wire-free SVN HID iClass half escutcheon, Columbo Roboquattro premium series lever, unhanded, bright stainless steel finish, for use with KPB adapter | 1 |  | 1 Year | 770 | 0.15 | 654.5
39375 | Salto | EH650400IPH8-W- | XS4 wide body electronic RF wireless SVN HID iClass half escutcheon, Columbo Roboquattro premium series lever, unhanded, bright stainless steel finish, for use with KPB adapter | 1 |  | 1 Year | 862 | 0.15 | 732.7
39376 | Salto | EH650400IPP7--- | XS4 wide body electronic wire-free SVN HID iClass half escutcheon for use w/ concealed vertical rods, Columbo Roboquattro premium series lever, unhanded, bright stainless steel finish, for use with KPB adapter | 1 |  | 1 Year | 770 | 0.15 | 654.5
39377 | Salto | EH650400IPP7-W- | XS4 wide body electronic RF wireless SVN HID iClass half escutcheon for use w/ concealed vertical rods, Columbo Roboquattro premium series lever, unhanded, bright stainless steel finish, for use with KPB adapter | 1 |  | 1 Year | 862 | 0.15 | 732.7
39378 | Salto | EH650400IPP8--- | XS4 wide body electronic wire-free SVN HID iClass half escutcheon for use w/ concealed vertical rods, Columbo Roboquattro premium series lever, unhanded, bright stainless steel finish, for use with KPB adapter | 1 |  | 1 Year | 770 | 0.15 | 654.5
39379 | Salto | EH650400IPP8-W- | XS4 wide body electronic RF wireless SVN HID iClass half escutcheon for use w/ concealed vertical rods, Columbo Roboquattro premium series lever, unhanded, bright stainless steel finish, for use with KPB adapter | 1 |  | 1 Year | 862 | 0.15 | 732.7
39380 | Salto | EH650400PPH8--- | XS4 wide body electronic wire-free SVN HID iClass half escutcheon, Columbo Roboquattro premium series lever, unhanded, bright brass finish, for use with KPB adapter | 1 |  | 1 Year | 770 | 0.15 | 654.5
39381 | Salto | EH650400PPH8-W- | XS4 wide body electronic RF wireless SVN HID iClass half escutcheon, Columbo Roboquattro premium series lever, unhanded, bright brass finish, for use with KPB adapter | 1 |  | 1 Year | 862 | 0.15 | 732.7
39382 | Salto | EH650400PPP7--- | XS4 wide body electronic wire-free SVN HID iClass half escutcheon for use w/ concealed vertical rods, Columbo Roboquattro premium series lever, unhanded, bright brass finish, for use with KPB adapter | 1 |  | 1 Year | 770 | 0.15 | 654.5
39383 | Salto | EH650400PPP7-W- | XS4 wide body electronic RF wireless SVN HID iClass half escutcheon for use w/ concealed vertical rods, Columbo Roboquattro premium series lever, unhanded, bright brass finish, for use with KPB adapter | 1 |  | 1 Year | 862 | 0.15 | 732.7
39384 | Salto | EH650400PPP8--- | XS4 wide body electronic wire-free SVN HID iClass half escutcheon for use w/ concealed vertical rods, Columbo Roboquattro premium series lever, unhanded, bright brass finish, for use with KPB adapter | 1 |  | 1 Year | 770 | 0.15 | 654.5
39385 | Salto | EH650400PPP8-W- | XS4 wide body electronic RF wireless SVN HID iClass half escutcheon for use w/ concealed vertical rods, Columbo Roboquattro premium series lever, unhanded, bright brass finish, for use with KPB adapter | 1 |  | 1 Year | 862 | 0.15 | 732.7
39386 | Salto | EH650700IMH8--- | XS4 wide body electronic wire-free SVN HID iClass half escutcheon, Columbo Mach premium series lever, unhanded, satin stainless finish, for use with KPB adapter | 1 |  | 1 Year | 753.7 | 0.15 | 640.645
39387 | Salto | EH650700IMH8-W- | XS4 wide body electronic RF wireless SVN HID iClass half escutcheon, Columbo Mach premium series lever, unhanded, satin stainless finish, for use with KPB adapter | 1 |  | 1 Year | 845.7 | 0.15 | 718.845
39388 | Salto | EH650700IMP7--- | XS4 wide body electronic wire-free SVN HID iClass half escutcheon for use w/ concealed vertical rods, Columbo Mach premium series lever, unhanded, satin stainless finish, for use with KPB adapter | 1 |  | 1 Year | 753.7 | 0.15 | 640.645
39389 | Salto | EH650700IMP7-W- | XS4 wide body electronic RF wireless SVN HID iClass half escutcheon for use w/ concealed vertical rods, Columbo Mach premium series lever, unhanded, satin stainless finish, for use with KPB adapter | 1 |  | 1 Year | 845.7 | 0.15 | 718.845
39390 | Salto | EH650700IMP8--- | XS4 wide body electronic wire-free SVN HID iClass half escutcheon for use w/ concealed vertical rods, Columbo Mach premium series lever, unhanded, satin stainless finish, for use with KPB adapter | 1 |  | 1 Year | 753.7 | 0.15 | 640.645
39391 | Salto | EH650700IMP8-W- | XS4 wide body electronic RF wireless SVN HID iClass half escutcheon for use w/ concealed vertical rods, Columbo Mach premium series lever, unhanded, satin stainless finish, for use with KPB adapter | 1 |  | 1 Year | 845.7 | 0.15 | 718.845
39392 | Salto | EH650700IPH8--- | XS4 wide body electronic wire-free SVN HID iClass half escutcheon, Columbo Mach premium series lever, unhanded, bright stainless steel finish, for use with KPB adapter | 1 |  | 1 Year | 770 | 0.15 | 654.5
39393 | Salto | EH650700IPH8-W- | XS4 wide body electronic RF wireless SVN HID iClass half escutcheon, Columbo Mach premium series lever, unhanded, bright stainless steel finish, for use with KPB adapter | 1 |  | 1 Year | 862 | 0.15 | 732.7
39394 | Salto | EH650700IPP7--- | XS4 wide body electronic wire-free SVN HID iClass half escutcheon for use w/ concealed vertical rods, Columbo Mach premium series lever, unhanded, bright stainless steel finish, for use with KPB adapter | 1 |  | 1 Year | 770 | 0.15 | 654.5
39395 | Salto | EH650700IPP7-W- | XS4 wide body electronic RF wireless SVN HID iClass half escutcheon for use w/ concealed vertical rods, Columbo Mach premium series lever, unhanded, bright stainless steel finish, for use with KPB adapter | 1 |  | 1 Year | 862 | 0.15 | 732.7
39396 | Salto | EH650700IPP8--- | XS4 wide body electronic wire-free SVN HID iClass half escutcheon for use w/ concealed vertical rods, Columbo Mach premium series lever, unhanded, bright stainless steel finish, for use with KPB adapter | 1 |  | 1 Year | 770 | 0.15 | 654.5
39397 | Salto | EH650700IPP8-W- | XS4 wide body electronic RF wireless SVN HID iClass half escutcheon for use w/ concealed vertical rods, Columbo Mach premium series lever, unhanded, bright stainless steel finish, for use with KPB adapter | 1 |  | 1 Year | 862 | 0.15 | 732.7
39398 | Salto | EH650700PPH8--- | XS4 wide body electronic wire-free SVN HID iClass half escutcheon, Columbo Mach premium series lever, unhanded, bright brass finish, for use with KPB adapter | 1 |  | 1 Year | 770 | 0.15 | 654.5
39399 | Salto | EH650700PPH8-W- | XS4 wide body electronic RF wireless SVN HID iClass half escutcheon, Columbo Mach premium series lever, unhanded, bright brass finish, for use with KPB adapter | 1 |  | 1 Year | 862 | 0.15 | 732.7
39400 | Salto | EH650700PPP7--- | XS4 wide body electronic wire-free SVN HID iClass half escutcheon for use w/ concealed vertical rods, Columbo Mach premium series lever, unhanded, bright brass finish, for use with KPB adapter | 1 |  | 1 Year | 770 | 0.15 | 654.5
39401 | Salto | EH650700PPP7-W- | XS4 wide body electronic RF wireless SVN HID iClass half escutcheon for use w/ concealed vertical rods, Columbo Mach premium series lever, unhanded, bright brass finish, for use with KPB adapter | 1 |  | 1 Year | 862 | 0.15 | 732.7
39402 | Salto | EH650700PPP8--- | XS4 wide body electronic wire-free SVN HID iClass half escutcheon for use w/ concealed vertical rods, Columbo Mach premium series lever, unhanded, bright brass finish, for use with KPB adapter | 1 |  | 1 Year | 770 | 0.15 | 654.5
39403 | Salto | EH650700PPP8-W- | XS4 wide body electronic RF wireless SVN HID iClass half escutcheon for use w/ concealed vertical rods, Columbo Mach premium series lever, unhanded, bright brass finish, for use with KPB adapter | 1 |  | 1 Year | 862 | 0.15 | 732.7
39404 | Salto | EH650A00BCH8--- | XS4 wide body electronic wire-free SVN HID iClass half escutcheon, A lever, unhanded, BioCote antimicrobial finish, for use with KPB adapter | 1 |  | 1 Year | 759.8 | 0.15 | 645.83
39405 | Salto | EH650A00BCH8-W- | XS4 wide body electronic RF wireless SVN HID iClass half escutcheon, A lever, unhanded, BioCote antimicrobial finish, for use with KPB adapter | 1 |  | 1 Year | 851.8 | 0.15 | 724.03
39406 | Salto | EH650A00BCP7--- | XS4 wide body electronic wire-free SVN HID iClass half escutcheon for use w/ concealed vertical rods, A lever, unhanded, BioCote antimicrobial finish, for use with KPB adapter | 1 |  | 1 Year | 759.8 | 0.15 | 645.83
39407 | Salto | EH650A00BCP7-W- | XS4 wide body electronic RF wireless SVN HID iClass half escutcheon for use w/ concealed vertical rods, A lever, unhanded, BioCote antimicrobial finish, for use with KPB adapter | 1 |  | 1 Year | 851.8 | 0.15 | 724.03
39408 | Salto | EH650A00BCP8--- | XS4 wide body electronic wire-free SVN HID iClass half escutcheon for use w/ concealed vertical rods, A lever, unhanded, BioCote antimicrobial finish, for use with KPB adapter | 1 |  | 1 Year | 759.8 | 0.15 | 645.83
39409 | Salto | EH650A00BCP8-W- | XS4 wide body electronic RF wireless SVN HID iClass half escutcheon for use w/ concealed vertical rods, A lever, unhanded, BioCote antimicrobial finish, for use with KPB adapter | 1 |  | 1 Year | 851.8 | 0.15 | 724.03
39410 | Salto | EH650A00IAH8--- | XS4 wide body electronic wire-free SVN HID iClass half escutcheon, A lever, unhanded, antique brass finish, for use with KPB adapter | 1 |  | 1 Year | 759.8 | 0.15 | 645.83
39411 | Salto | EH650A00IAH8-W- | XS4 wide body electronic RF wireless SVN HID iClass half escutcheon, A lever, unhanded, antique brass finish, for use with KPB adapter | 1 |  | 1 Year | 851.8 | 0.15 | 724.03
39412 | Salto | EH650A00IAP7--- | XS4 wide body electronic wire-free SVN HID iClass half escutcheon for use w/ concealed vertical rods, A lever, unhanded, antique brass finish, for use with KPB adapter | 1 |  | 1 Year | 759.8 | 0.15 | 645.83
39413 | Salto | EH650A00IAP7-W- | XS4 wide body electronic RF wireless SVN HID iClass half escutcheon for use w/ concealed vertical rods, A lever, unhanded, antique brass finish, for use with KPB adapter | 1 |  | 1 Year | 851.8 | 0.15 | 724.03
39414 | Salto | EH650A00IAP8--- | XS4 wide body electronic wire-free SVN HID iClass half escutcheon for use w/ concealed vertical rods, A lever, unhanded, antique brass finish, for use with KPB adapter | 1 |  | 1 Year | 759.8 | 0.15 | 645.83
39415 | Salto | EH650A00IAP8-W- | XS4 wide body electronic RF wireless SVN HID iClass half escutcheon for use w/ concealed vertical rods, A lever, unhanded, antique brass finish, for use with KPB adapter | 1 |  | 1 Year | 851.8 | 0.15 | 724.03
39416 | Salto | EH650A00IMH8--- | XS4 wide body electronic wire-free SVN HID iClass half escutcheon, A lever, unhanded, satin stainless finish, for use with KPB adapter | 1 |  | 1 Year | 707.8 | 0.15 | 601.63
39417 | Salto | EH650A00IMH8-W- | XS4 wide body electronic RF wireless SVN HID iClass half escutcheon, A lever, unhanded, satin stainless finish, for use with KPB adapter | 1 |  | 1 Year | 799.8 | 0.15 | 679.83
39418 | Salto | EH650A00IMP7--- | XS4 wide body electronic wire-free SVN HID iClass half escutcheon for use w/ concealed vertical rods, A lever, unhanded, satin stainless finish, for use with KPB adapter | 1 |  | 1 Year | 707.8 | 0.15 | 601.63
39419 | Salto | EH650A00IMP7-W- | XS4 wide body electronic RF wireless SVN HID iClass half escutcheon for use w/ concealed vertical rods, A lever, unhanded, satin stainless finish, for use with KPB adapter | 1 |  | 1 Year | 799.8 | 0.15 | 679.83
39420 | Salto | EH650A00IMP8--- | XS4 wide body electronic wire-free SVN HID iClass half escutcheon for use w/ concealed vertical rods, A lever, unhanded, satin stainless finish, for use with KPB adapter | 1 |  | 1 Year | 707.8 | 0.15 | 601.63
39421 | Salto | EH650A00IMP8-W- | XS4 wide body electronic RF wireless SVN HID iClass half escutcheon for use w/ concealed vertical rods, A lever, unhanded, satin stainless finish, for use with KPB adapter | 1 |  | 1 Year | 799.8 | 0.15 | 679.83
39422 | Salto | EH650A00IPH8--- | XS4 wide body electronic wire-free SVN HID iClass half escutcheon, A lever, unhanded, bright stainless steel finish, for use with KPB adapter | 1 |  | 1 Year | 724.1 | 0.15 | 615.485
39423 | Salto | EH650A00IPH8-W- | XS4 wide body electronic RF wireless SVN HID iClass half escutcheon, A lever, unhanded, bright stainless steel finish, for use with KPB adapter | 1 |  | 1 Year | 816.1 | 0.15 | 693.685
39424 | Salto | EH650A00IPP7--- | XS4 wide body electronic wire-free SVN HID iClass half escutcheon for use w/ concealed vertical rods, A lever, unhanded, bright stainless steel finish, for use with KPB adapter | 1 |  | 1 Year | 724.1 | 0.15 | 615.485
39425 | Salto | EH650A00IPP7-W- | XS4 wide body electronic RF wireless SVN HID iClass half escutcheon for use w/ concealed vertical rods, A lever, unhanded, bright stainless steel finish, for use with KPB adapter | 1 |  | 1 Year | 816.1 | 0.15 | 693.685
39426 | Salto | EH650A00IPP8--- | XS4 wide body electronic wire-free SVN HID iClass half escutcheon for use w/ concealed vertical rods, A lever, unhanded, bright stainless steel finish, for use with KPB adapter | 1 |  | 1 Year | 724.1 | 0.15 | 615.485
39427 | Salto | EH650A00IPP8-W- | XS4 wide body electronic RF wireless SVN HID iClass half escutcheon for use w/ concealed vertical rods, A lever, unhanded, bright stainless steel finish, for use with KPB adapter | 1 |  | 1 Year | 816.1 | 0.15 | 693.685
39428 | Salto | EH650A00NEH8--- | XS4 wide body electronic wire-free SVN HID iClass half escutcheon, A lever, unhanded, black chromium finish, for use with KPB adapter | 1 |  | 1 Year | 742.5 | 0.15 | 631.125
39429 | Salto | EH650A00NEH8-W- | XS4 wide body electronic RF wireless SVN HID iClass half escutcheon, A lever, unhanded, black chromium finish, for use with KPB adapter | 1 |  | 1 Year | 834.5 | 0.15 | 709.325
39430 | Salto | EH650A00NEP7--- | XS4 wide body electronic wire-free SVN HID iClass half escutcheon for use w/ concealed vertical rods, A lever, unhanded, black chromium finish, for use with KPB adapter | 1 |  | 1 Year | 742.5 | 0.15 | 631.125
39431 | Salto | EH650A00NEP7-W- | XS4 wide body electronic RF wireless SVN HID iClass half escutcheon for use w/ concealed vertical rods, A lever, unhanded, black chromium finish, for use with KPB adapter | 1 |  | 1 Year | 834.5 | 0.15 | 709.325
39432 | Salto | EH650A00NEP8--- | XS4 wide body electronic wire-free SVN HID iClass half escutcheon for use w/ concealed vertical rods, A lever, unhanded, black chromium finish, for use with KPB adapter | 1 |  | 1 Year | 742.5 | 0.15 | 631.125
39433 | Salto | EH650A00NEP8-W- | XS4 wide body electronic RF wireless SVN HID iClass half escutcheon for use w/ concealed vertical rods, A lever, unhanded, black chromium finish, for use with KPB adapter | 1 |  | 1 Year | 834.5 | 0.15 | 709.325
39434 | Salto | EH650A00PMH8--- | XS4 wide body electronic wire-free SVN HID iClass half escutcheon, A lever, unhanded, satin brass finish, for use with KPB adapter | 1 |  | 1 Year | 707.8 | 0.15 | 601.63
39435 | Salto | EH650A00PMH8-W- | XS4 wide body electronic RF wireless SVN HID iClass half escutcheon, A lever, unhanded, satin brass finish, for use with KPB adapter | 1 |  | 1 Year | 799.8 | 0.15 | 679.83
39436 | Salto | EH650A00PMP7--- | XS4 wide body electronic wire-free SVN HID iClass half escutcheon for use w/ concealed vertical rods, A lever, unhanded, satin brass finish, for use with KPB adapter | 1 |  | 1 Year | 707.8 | 0.15 | 601.63
39437 | Salto | EH650A00PMP7-W- | XS4 wide body electronic RF wireless SVN HID iClass half escutcheon for use w/ concealed vertical rods, A lever, unhanded, satin brass finish, for use with KPB adapter | 1 |  | 1 Year | 799.8 | 0.15 | 679.83
39438 | Salto | EH650A00PMP8--- | XS4 wide body electronic wire-free SVN HID iClass half escutcheon for use w/ concealed vertical rods, A lever, unhanded, satin brass finish, for use with KPB adapter | 1 |  | 1 Year | 707.8 | 0.15 | 601.63
39439 | Salto | EH650A00PMP8-W- | XS4 wide body electronic RF wireless SVN HID iClass half escutcheon for use w/ concealed vertical rods, A lever, unhanded, satin brass finish, for use with KPB adapter | 1 |  | 1 Year | 799.8 | 0.15 | 679.83
39440 | Salto | EH650A00PPH8--- | XS4 wide body electronic wire-free SVN HID iClass half escutcheon, A lever, unhanded, bright brass finish, for use with KPB adapter | 1 |  | 1 Year | 724.1 | 0.15 | 615.485
39441 | Salto | EH650A00PPH8-W- | XS4 wide body electronic RF wireless SVN HID iClass half escutcheon, A lever, unhanded, bright brass finish, for use with KPB adapter | 1 |  | 1 Year | 816.1 | 0.15 | 693.685
39442 | Salto | EH650A00PPP7--- | XS4 wide body electronic wire-free SVN HID iClass half escutcheon for use w/ concealed vertical rods, A lever, unhanded, bright brass finish, for use with KPB adapter | 1 |  | 1 Year | 724.1 | 0.15 | 615.485
39443 | Salto | EH650A00PPP7-W- | XS4 wide body electronic RF wireless SVN HID iClass half escutcheon for use w/ concealed vertical rods, A lever, unhanded, bright brass finish, for use with KPB adapter | 1 |  | 1 Year | 816.1 | 0.15 | 693.685
39444 | Salto | EH650A00PPP8--- | XS4 wide body electronic wire-free SVN HID iClass half escutcheon for use w/ concealed vertical rods, A lever, unhanded, bright brass finish, for use with KPB adapter | 1 |  | 1 Year | 724.1 | 0.15 | 615.485
39445 | Salto | EH650A00PPP8-W- | XS4 wide body electronic RF wireless SVN HID iClass half escutcheon for use w/ concealed vertical rods, A lever, unhanded, bright brass finish, for use with KPB adapter | 1 |  | 1 Year | 816.1 | 0.15 | 693.685
39446 | Salto | EH650G00BCH8--- | XS4 wide body electronic wire-free SVN HID iClass half escutcheon, G lever, unhanded, BioCote antimicrobial finish, for use with KPB adapter | 1 |  | 1 Year | 759.8 | 0.15 | 645.83
39447 | Salto | EH650G00BCH8-W- | XS4 wide body electronic RF wireless SVN HID iClass half escutcheon, G lever, unhanded, BioCote antimicrobial finish, for use with KPB adapter | 1 |  | 1 Year | 851.8 | 0.15 | 724.03
39448 | Salto | EH650G00BCP7--- | XS4 wide body electronic wire-free SVN HID iClass half escutcheon for use w/ concealed vertical rods, G lever, unhanded, BioCote antimicrobial finish, for use with KPB adapter | 1 |  | 1 Year | 759.8 | 0.15 | 645.83
39449 | Salto | EH650G00BCP7-W- | XS4 wide body electronic RF wireless SVN HID iClass half escutcheon for use w/ concealed vertical rods, G lever, unhanded, BioCote antimicrobial finish, for use with KPB adapter | 1 |  | 1 Year | 851.8 | 0.15 | 724.03
39450 | Salto | EH650G00BCP8--- | XS4 wide body electronic wire-free SVN HID iClass half escutcheon for use w/ concealed vertical rods, G lever, unhanded, BioCote antimicrobial finish, for use with KPB adapter | 1 |  | 1 Year | 759.8 | 0.15 | 645.83
39451 | Salto | EH650G00BCP8-W- | XS4 wide body electronic RF wireless SVN HID iClass half escutcheon for use w/ concealed vertical rods, G lever, unhanded, BioCote antimicrobial finish, for use with KPB adapter | 1 |  | 1 Year | 851.8 | 0.15 | 724.03
39452 | Salto | EH650G00IMH8--- | XS4 wide body electronic wire-free SVN HID iClass half escutcheon, G lever, unhanded, satin stainless finish, for use with KPB adapter | 1 |  | 1 Year | 707.8 | 0.15 | 601.63
39453 | Salto | EH650G00IMH8-W- | XS4 wide body electronic RF wireless SVN HID iClass half escutcheon, G lever, unhanded, satin stainless finish, for use with KPB adapter | 1 |  | 1 Year | 799.8 | 0.15 | 679.83
39454 | Salto | EH650G00IMP7--- | XS4 wide body electronic wire-free SVN HID iClass half escutcheon for use w/ concealed vertical rods, G lever, unhanded, satin stainless finish, for use with KPB adapter | 1 |  | 1 Year | 707.8 | 0.15 | 601.63
39455 | Salto | EH650G00IMP7-W- | XS4 wide body electronic RF wireless SVN HID iClass half escutcheon for use w/ concealed vertical rods, G lever, unhanded, satin stainless finish, for use with KPB adapter | 1 |  | 1 Year | 799.8 | 0.15 | 679.83
39456 | Salto | EH650G00IMP8--- | XS4 wide body electronic wire-free SVN HID iClass half escutcheon for use w/ concealed vertical rods, G lever, unhanded, satin stainless finish, for use with KPB adapter | 1 |  | 1 Year | 707.8 | 0.15 | 601.63
39457 | Salto | EH650G00IMP8-W- | XS4 wide body electronic RF wireless SVN HID iClass half escutcheon for use w/ concealed vertical rods, G lever, unhanded, satin stainless finish, for use with KPB adapter | 1 |  | 1 Year | 799.8 | 0.15 | 679.83
39458 | Salto | EH650G00PMH8--- | XS4 wide body electronic wire-free SVN HID iClass half escutcheon, G lever, unhanded, satin brass finish, for use with KPB adapter | 1 |  | 1 Year | 707.8 | 0.15 | 601.63
39459 | Salto | EH650G00PMH8-W- | XS4 wide body electronic RF wireless SVN HID iClass half escutcheon, G lever, unhanded, satin brass finish, for use with KPB adapter | 1 |  | 1 Year | 799.8 | 0.15 | 679.83
39460 | Salto | EH650G00PMP7--- | XS4 wide body electronic wire-free SVN HID iClass half escutcheon for use w/ concealed vertical rods, G lever, unhanded, satin brass finish, for use with KPB adapter | 1 |  | 1 Year | 707.8 | 0.15 | 601.63
39461 | Salto | EH650G00PMP7-W- | XS4 wide body electronic RF wireless SVN HID iClass half escutcheon for use w/ concealed vertical rods, G lever, unhanded, satin brass finish, for use with KPB adapter | 1 |  | 1 Year | 799.8 | 0.15 | 679.83
39462 | Salto | EH650G00PMP8--- | XS4 wide body electronic wire-free SVN HID iClass half escutcheon for use w/ concealed vertical rods, G lever, unhanded, satin brass finish, for use with KPB adapter | 1 |  | 1 Year | 707.8 | 0.15 | 601.63
39463 | Salto | EH650G00PMP8-W- | XS4 wide body electronic RF wireless SVN HID iClass half escutcheon for use w/ concealed vertical rods, G lever, unhanded, satin brass finish, for use with KPB adapter | 1 |  | 1 Year | 799.8 | 0.15 | 679.83
39464 | Salto | EH650J00BCH8--- | XS4 wide body electronic wire-free SVN HID iClass half escutcheon, J lever, unhanded, BioCote antimicrobial finish, for use with KPB adapter | 1 |  | 1 Year | 770 | 0.15 | 654.5
39465 | Salto | EH650J00BCH8-W- | XS4 wide body electronic RF wireless SVN HID iClass half escutcheon, J lever, unhanded, BioCote antimicrobial finish, for use with KPB adapter | 1 |  | 1 Year | 862 | 0.15 | 732.7
39466 | Salto | EH650J00BCP7--- | XS4 wide body electronic wire-free SVN HID iClass half escutcheon for use w/ concealed vertical rods, J lever, unhanded, BioCote antimicrobial finish, for use with KPB adapter | 1 |  | 1 Year | 770 | 0.15 | 654.5
39467 | Salto | EH650J00BCP7-W- | XS4 wide body electronic RF wireless SVN HID iClass half escutcheon for use w/ concealed vertical rods, J lever, unhanded, BioCote antimicrobial finish, for use with KPB adapter | 1 |  | 1 Year | 862 | 0.15 | 732.7
39468 | Salto | EH650J00BCP8--- | XS4 wide body electronic wire-free SVN HID iClass half escutcheon for use w/ concealed vertical rods, J lever, unhanded, BioCote antimicrobial finish, for use with KPB adapter | 1 |  | 1 Year | 770 | 0.15 | 654.5
39469 | Salto | EH650J00BCP8-W- | XS4 wide body electronic RF wireless SVN HID iClass half escutcheon for use w/ concealed vertical rods, J lever, unhanded, BioCote antimicrobial finish, for use with KPB adapter | 1 |  | 1 Year | 862 | 0.15 | 732.7
39470 | Salto | EH650J00IAH8--- | XS4 wide body electronic wire-free SVN HID iClass half escutcheon, J lever, unhanded, antique brass finish, for use with KPB adapter | 1 |  | 1 Year | 770 | 0.15 | 654.5
39471 | Salto | EH650J00IAH8-W- | XS4 wide body electronic RF wireless SVN HID iClass half escutcheon, J lever, unhanded, antique brass finish, for use with KPB adapter | 1 |  | 1 Year | 862 | 0.15 | 732.7
39472 | Salto | EH650J00IAP7--- | XS4 wide body electronic wire-free SVN HID iClass half escutcheon for use w/ concealed vertical rods, J lever, unhanded, antique brass finish, for use with KPB adapter | 1 |  | 1 Year | 770 | 0.15 | 654.5
39473 | Salto | EH650J00IAP7-W- | XS4 wide body electronic RF wireless SVN HID iClass half escutcheon for use w/ concealed vertical rods, J lever, unhanded, antique brass finish, for use with KPB adapter | 1 |  | 1 Year | 862 | 0.15 | 732.7
39474 | Salto | EH650J00IAP8--- | XS4 wide body electronic wire-free SVN HID iClass half escutcheon for use w/ concealed vertical rods, J lever, unhanded, antique brass finish, for use with KPB adapter | 1 |  | 1 Year | 770 | 0.15 | 654.5
39475 | Salto | EH650J00IAP8-W- | XS4 wide body electronic RF wireless SVN HID iClass half escutcheon for use w/ concealed vertical rods, J lever, unhanded, antique brass finish, for use with KPB adapter | 1 |  | 1 Year | 862 | 0.15 | 732.7
39476 | Salto | EH650J00IMH8--- | XS4 wide body electronic wire-free SVN HID iClass half escutcheon, J lever, unhanded, satin stainless finish, for use with KPB adapter | 1 |  | 1 Year | 718 | 0.15 | 610.3
39477 | Salto | EH650J00IMH8-W- | XS4 wide body electronic RF wireless SVN HID iClass half escutcheon, J lever, unhanded, satin stainless finish, for use with KPB adapter | 1 |  | 1 Year | 810 | 0.15 | 688.5
39478 | Salto | EH650J00IMP7--- | XS4 wide body electronic wire-free SVN HID iClass half escutcheon for use w/ concealed vertical rods, J lever, unhanded, satin stainless finish, for use with KPB adapter | 1 |  | 1 Year | 718 | 0.15 | 610.3
39479 | Salto | EH650J00IMP7-W- | XS4 wide body electronic RF wireless SVN HID iClass half escutcheon for use w/ concealed vertical rods, J lever, unhanded, satin stainless finish, for use with KPB adapter | 1 |  | 1 Year | 810 | 0.15 | 688.5
39480 | Salto | EH650J00IMP8--- | XS4 wide body electronic wire-free SVN HID iClass half escutcheon for use w/ concealed vertical rods, J lever, unhanded, satin stainless finish, for use with KPB adapter | 1 |  | 1 Year | 718 | 0.15 | 610.3
39481 | Salto | EH650J00IMP8-W- | XS4 wide body electronic RF wireless SVN HID iClass half escutcheon for use w/ concealed vertical rods, J lever, unhanded, satin stainless finish, for use with KPB adapter | 1 |  | 1 Year | 810 | 0.15 | 688.5
39482 | Salto | EH650J00NEH8--- | XS4 wide body electronic wire-free SVN HID iClass half escutcheon, J lever, unhanded, black chromium finish, for use with KPB adapter | 1 |  | 1 Year | 752.7 | 0.15 | 639.795
39483 | Salto | EH650J00NEH8-W- | XS4 wide body electronic RF wireless SVN HID iClass half escutcheon, J lever, unhanded, black chromium finish, for use with KPB adapter | 1 |  | 1 Year | 844.7 | 0.15 | 717.995
39484 | Salto | EH650J00NEP7--- | XS4 wide body electronic wire-free SVN HID iClass half escutcheon for use w/ concealed vertical rods, J lever, unhanded, black chromium finish, for use with KPB adapter | 1 |  | 1 Year | 752.7 | 0.15 | 639.795
39485 | Salto | EH650J00NEP7-W- | XS4 wide body electronic RF wireless SVN HID iClass half escutcheon for use w/ concealed vertical rods, J lever, unhanded, black chromium finish, for use with KPB adapter | 1 |  | 1 Year | 844.7 | 0.15 | 717.995
39486 | Salto | EH650J00NEP8--- | XS4 wide body electronic wire-free SVN HID iClass half escutcheon for use w/ concealed vertical rods, J lever, unhanded, black chromium finish, for use with KPB adapter | 1 |  | 1 Year | 752.7 | 0.15 | 639.795
39487 | Salto | EH650J00NEP8-W- | XS4 wide body electronic RF wireless SVN HID iClass half escutcheon for use w/ concealed vertical rods, J lever, unhanded, black chromium finish, for use with KPB adapter | 1 |  | 1 Year | 844.7 | 0.15 | 717.995
39488 | Salto | EH650J00PMH8--- | XS4 wide body electronic wire-free SVN HID iClass half escutcheon, J lever, unhanded, satin brass finish, for use with KPB adapter | 1 |  | 1 Year | 718 | 0.15 | 610.3
39489 | Salto | EH650J00PMH8-W- | XS4 wide body electronic RF wireless SVN HID iClass half escutcheon, J lever, unhanded, satin brass finish, for use with KPB adapter | 1 |  | 1 Year | 810 | 0.15 | 688.5
39490 | Salto | EH650J00PMP7--- | XS4 wide body electronic wire-free SVN HID iClass half escutcheon for use w/ concealed vertical rods, J lever, unhanded, satin brass finish, for use with KPB adapter | 1 |  | 1 Year | 718 | 0.15 | 610.3
39491 | Salto | EH650J00PMP7-W- | XS4 wide body electronic RF wireless SVN HID iClass half escutcheon for use w/ concealed vertical rods, J lever, unhanded, satin brass finish, for use with KPB adapter | 1 |  | 1 Year | 810 | 0.15 | 688.5
39492 | Salto | EH650J00PMP8--- | XS4 wide body electronic wire-free SVN HID iClass half escutcheon for use w/ concealed vertical rods, J lever, unhanded, satin brass finish, for use with KPB adapter | 1 |  | 1 Year | 718 | 0.15 | 610.3
39493 | Salto | EH650J00PMP8-W- | XS4 wide body electronic RF wireless SVN HID iClass half escutcheon for use w/ concealed vertical rods, J lever, unhanded, satin brass finish, for use with KPB adapter | 1 |  | 1 Year | 810 | 0.15 | 688.5
39494 | Salto | EH650K00IMH8L-- | XS4 wide body electronic wire-free SVN HID iClass half escutcheon, K lever, left handed, satin stainless finish, for use with KPB adapter | 1 |  | 1 Year | 718 | 0.15 | 610.3
39495 | Salto | EH650K00IMH8LW- | XS4 wide body electronic RF wireless SVN HID iClass half escutcheon, K lever, left handed, satin stainless finish, for use with KPB adapter | 1 |  | 1 Year | 810 | 0.15 | 688.5
39496 | Salto | EH650K00IMH8R-- | XS4 wide body electronic wire-free SVN HID iClass half escutcheon, K lever, right handed, satin stainless finish, for use with KPB adapter | 1 |  | 1 Year | 718 | 0.15 | 610.3
39497 | Salto | EH650K00IMH8RW- | XS4 wide body electronic RF wireless SVN HID iClass half escutcheon, K lever, right handed, satin stainless finish, for use with KPB adapter | 1 |  | 1 Year | 810 | 0.15 | 688.5
39498 | Salto | EH650K00IMP7L-- | XS4 wide body electronic wire-free SVN HID iClass half escutcheon for use w/ concealed vertical rods, K lever, left handed, satin stainless finish, for use with KPB adapter | 1 |  | 1 Year | 718 | 0.15 | 610.3
39499 | Salto | EH650K00IMP7LW- | XS4 wide body electronic RF wireless SVN HID iClass half escutcheon for use w/ concealed vertical rods, K lever, left handed, satin stainless finish, for use with KPB adapter | 1 |  | 1 Year | 810 | 0.15 | 688.5
39500 | Salto | EH650K00IMP7R-- | XS4 wide body electronic wire-free SVN HID iClass half escutcheon for use w/ concealed vertical rods, K lever, right handed, satin stainless finish, for use with KPB adapter | 1 |  | 1 Year | 718 | 0.15 | 610.3
39501 | Salto | EH650K00IMP7RW- | XS4 wide body electronic RF wireless SVN HID iClass half escutcheon for use w/ concealed vertical rods, K lever, right handed, satin stainless finish, for use with KPB adapter | 1 |  | 1 Year | 810 | 0.15 | 688.5
39502 | Salto | EH650K00IMP8L-- | XS4 wide body electronic wire-free SVN HID iClass half escutcheon for use w/ concealed vertical rods, K lever, left handed, satin stainless finish, for use with KPB adapter | 1 |  | 1 Year | 718 | 0.15 | 610.3
39503 | Salto | EH650K00IMP8LW- | XS4 wide body electronic RF wireless SVN HID iClass half escutcheon for use w/ concealed vertical rods, K lever, left handed, satin stainless finish, for use with KPB adapter | 1 |  | 1 Year | 810 | 0.15 | 688.5
39504 | Salto | EH650K00IMP8R-- | XS4 wide body electronic wire-free SVN HID iClass half escutcheon for use w/ concealed vertical rods, K lever, right handed, satin stainless finish, for use with KPB adapter | 1 |  | 1 Year | 718 | 0.15 | 610.3
39505 | Salto | EH650K00IMP8RW- | XS4 wide body electronic RF wireless SVN HID iClass half escutcheon for use w/ concealed vertical rods, K lever, right handed, satin stainless finish, for use with KPB adapter | 1 |  | 1 Year | 810 | 0.15 | 688.5
39506 | Salto | EH650K00IPH8L-- | XS4 wide body electronic wire-free SVN HID iClass half escutcheon, K lever, left handed, bright stainless steel finish, for use with KPB adapter | 1 |  | 1 Year | 734.3 | 0.15 | 624.155
39507 | Salto | EH650K00IPH8LW- | XS4 wide body electronic RF wireless SVN HID iClass half escutcheon, K lever, left handed, bright stainless steel finish, for use with KPB adapter | 1 |  | 1 Year | 826.3 | 0.15 | 702.355
39508 | Salto | EH650K00IPH8R-- | XS4 wide body electronic wire-free SVN HID iClass half escutcheon, K lever, right handed, bright stainless steel finish, for use with KPB adapter | 1 |  | 1 Year | 734.3 | 0.15 | 624.155
39509 | Salto | EH650K00IPH8RW- | XS4 wide body electronic RF wireless SVN HID iClass half escutcheon, K lever, right handed, bright stainless steel finish, for use with KPB adapter | 1 |  | 1 Year | 826.3 | 0.15 | 702.355
39510 | Salto | EH650K00IPP7L-- | XS4 wide body electronic wire-free SVN HID iClass half escutcheon for use w/ concealed vertical rods, K lever, left handed, bright stainless steel finish, for use with KPB adapter | 1 |  | 1 Year | 734.3 | 0.15 | 624.155
39511 | Salto | EH650K00IPP7LW- | XS4 wide body electronic RF wireless SVN HID iClass half escutcheon for use w/ concealed vertical rods, K lever, left handed, bright stainless steel finish, for use with KPB adapter | 1 |  | 1 Year | 826.3 | 0.15 | 702.355
39512 | Salto | EH650K00IPP7R-- | XS4 wide body electronic wire-free SVN HID iClass half escutcheon for use w/ concealed vertical rods, K lever, right handed, bright stainless steel finish, for use with KPB adapter | 1 |  | 1 Year | 734.3 | 0.15 | 624.155
39513 | Salto | EH650K00IPP7RW- | XS4 wide body electronic RF wireless SVN HID iClass half escutcheon for use w/ concealed vertical rods, K lever, right handed, bright stainless steel finish, for use with KPB adapter | 1 |  | 1 Year | 826.3 | 0.15 | 702.355
39514 | Salto | EH650K00IPP8L-- | XS4 wide body electronic wire-free SVN HID iClass half escutcheon for use w/ concealed vertical rods, K lever, left handed, bright stainless steel finish, for use with KPB adapter | 1 |  | 1 Year | 734.3 | 0.15 | 624.155
39515 | Salto | EH650K00IPP8LW- | XS4 wide body electronic RF wireless SVN HID iClass half escutcheon for use w/ concealed vertical rods, K lever, left handed, bright stainless steel finish, for use with KPB adapter | 1 |  | 1 Year | 826.3 | 0.15 | 702.355
39516 | Salto | EH650K00IPP8R-- | XS4 wide body electronic wire-free SVN HID iClass half escutcheon for use w/ concealed vertical rods, K lever, right handed, bright stainless steel finish, for use with KPB adapter | 1 |  | 1 Year | 734.3 | 0.15 | 624.155
39517 | Salto | EH650K00IPP8RW- | XS4 wide body electronic RF wireless SVN HID iClass half escutcheon for use w/ concealed vertical rods, K lever, right handed, bright stainless steel finish, for use with KPB adapter | 1 |  | 1 Year | 826.3 | 0.15 | 702.355
39518 | Salto | EH650K00PPH8L-- | XS4 wide body electronic wire-free SVN HID iClass half escutcheon, K lever, left handed, bright brass finish, for use with KPB adapter | 1 |  | 1 Year | 734.3 | 0.15 | 624.155
39519 | Salto | EH650K00PPH8LW- | XS4 wide body electronic RF wireless SVN HID iClass half escutcheon, K lever, left handed, bright brass finish, for use with KPB adapter | 1 |  | 1 Year | 826.3 | 0.15 | 702.355
39520 | Salto | EH650K00PPH8R-- | XS4 wide body electronic wire-free SVN HID iClass half escutcheon, K lever, right handed, bright brass finish, for use with KPB adapter | 1 |  | 1 Year | 734.3 | 0.15 | 624.155
39521 | Salto | EH650K00PPH8RW- | XS4 wide body electronic RF wireless SVN HID iClass half escutcheon, K lever, right handed, bright brass finish, for use with KPB adapter | 1 |  | 1 Year | 826.3 | 0.15 | 702.355
39522 | Salto | EH650K00PPP7L-- | XS4 wide body electronic wire-free SVN HID iClass half escutcheon for use w/ concealed vertical rods, K lever, left handed, bright brass finish, for use with KPB adapter | 1 |  | 1 Year | 734.3 | 0.15 | 624.155
39523 | Salto | EH650K00PPP7LW- | XS4 wide body electronic RF wireless SVN HID iClass half escutcheon for use w/ concealed vertical rods, K lever, left handed, bright brass finish, for use with KPB adapter | 1 |  | 1 Year | 826.3 | 0.15 | 702.355
39524 | Salto | EH650K00PPP7R-- | XS4 wide body electronic wire-free SVN HID iClass half escutcheon for use w/ concealed vertical rods, K lever, right handed, bright brass finish, for use with KPB adapter | 1 |  | 1 Year | 734.3 | 0.15 | 624.155
39525 | Salto | EH650K00PPP7RW- | XS4 wide body electronic RF wireless SVN HID iClass half escutcheon for use w/ concealed vertical rods, K lever, right handed, bright brass finish, for use with KPB adapter | 1 |  | 1 Year | 826.3 | 0.15 | 702.355
39526 | Salto | EH650K00PPP8L-- | XS4 wide body electronic wire-free SVN HID iClass half escutcheon for use w/ concealed vertical rods, K lever, left handed, bright brass finish, for use with KPB adapter | 1 |  | 1 Year | 734.3 | 0.15 | 624.155
39527 | Salto | EH650K00PPP8LW- | XS4 wide body electronic RF wireless SVN HID iClass half escutcheon for use w/ concealed vertical rods, K lever, left handed, bright brass finish, for use with KPB adapter | 1 |  | 1 Year | 826.3 | 0.15 | 702.355
39528 | Salto | EH650K00PPP8R-- | XS4 wide body electronic wire-free SVN HID iClass half escutcheon for use w/ concealed vertical rods, K lever, right handed, bright brass finish, for use with KPB adapter | 1 |  | 1 Year | 734.3 | 0.15 | 624.155
39529 | Salto | EH650K00PPP8RW- | XS4 wide body electronic RF wireless SVN HID iClass half escutcheon for use w/ concealed vertical rods, K lever, right handed, bright brass finish, for use with KPB adapter | 1 |  | 1 Year | 826.3 | 0.15 | 702.355
39530 | Salto | EH650L00BCH8--- | XS4 wide body electronic wire-free SVN HID iClass half escutcheon, L lever, unhanded, BioCote antimicrobial finish, for use with KPB adapter | 1 |  | 1 Year | 759.8 | 0.15 | 645.83
39531 | Salto | EH650L00BCH8-W- | XS4 wide body electronic RF wireless SVN HID iClass half escutcheon, L lever, unhanded, BioCote antimicrobial finish, for use with KPB adapter | 1 |  | 1 Year | 851.8 | 0.15 | 724.03
39532 | Salto | EH650L00BCP7--- | XS4 wide body electronic wire-free SVN HID iClass half escutcheon for use w/ concealed vertical rods, L lever, unhanded, BioCote antimicrobial finish, for use with KPB adapter | 1 |  | 1 Year | 759.8 | 0.15 | 645.83
39533 | Salto | EH650L00BCP7-W- | XS4 wide body electronic RF wireless SVN HID iClass half escutcheon for use w/ concealed vertical rods, L lever, unhanded, BioCote antimicrobial finish, for use with KPB adapter | 1 |  | 1 Year | 851.8 | 0.15 | 724.03
39534 | Salto | EH650L00BCP8--- | XS4 wide body electronic wire-free SVN HID iClass half escutcheon for use w/ concealed vertical rods, L lever, unhanded, BioCote antimicrobial finish, for use with KPB adapter | 1 |  | 1 Year | 759.8 | 0.15 | 645.83
39535 | Salto | EH650L00BCP8-W- | XS4 wide body electronic RF wireless SVN HID iClass half escutcheon for use w/ concealed vertical rods, L lever, unhanded, BioCote antimicrobial finish, for use with KPB adapter | 1 |  | 1 Year | 851.8 | 0.15 | 724.03
39536 | Salto | EH650L00IAH8--- | XS4 wide body electronic wire-free SVN HID iClass half escutcheon, L lever, unhanded, antique brass finish, for use with KPB adapter | 1 |  | 1 Year | 759.8 | 0.15 | 645.83
39537 | Salto | EH650L00IAH8-W- | XS4 wide body electronic RF wireless SVN HID iClass half escutcheon, L lever, unhanded, antique brass finish, for use with KPB adapter | 1 |  | 1 Year | 851.8 | 0.15 | 724.03
39538 | Salto | EH650L00IAP7--- | XS4 wide body electronic wire-free SVN HID iClass half escutcheon for use w/ concealed vertical rods, L lever, unhanded, antique brass finish, for use with KPB adapter | 1 |  | 1 Year | 759.8 | 0.15 | 645.83
39539 | Salto | EH650L00IAP7-W- | XS4 wide body electronic RF wireless SVN HID iClass half escutcheon for use w/ concealed vertical rods, L lever, unhanded, antique brass finish, for use with KPB adapter | 1 |  | 1 Year | 851.8 | 0.15 | 724.03
39540 | Salto | EH650L00IAP8--- | XS4 wide body electronic wire-free SVN HID iClass half escutcheon for use w/ concealed vertical rods, L lever, unhanded, antique brass finish, for use with KPB adapter | 1 |  | 1 Year | 759.8 | 0.15 | 645.83
39541 | Salto | EH650L00IAP8-W- | XS4 wide body electronic RF wireless SVN HID iClass half escutcheon for use w/ concealed vertical rods, L lever, unhanded, antique brass finish, for use with KPB adapter | 1 |  | 1 Year | 851.8 | 0.15 | 724.03
39542 | Salto | EH650L00IMH8--- | XS4 wide body electronic wire-free SVN HID iClass half escutcheon, L lever, unhanded, satin stainless finish, for use with KPB adapter | 1 |  | 1 Year | 707.8 | 0.15 | 601.63
39543 | Salto | EH650L00IMH8-W- | XS4 wide body electronic RF wireless SVN HID iClass half escutcheon, L lever, unhanded, satin stainless finish, for use with KPB adapter | 1 |  | 1 Year | 799.8 | 0.15 | 679.83
39544 | Salto | EH650L00IMP7--- | XS4 wide body electronic wire-free SVN HID iClass half escutcheon for use w/ concealed vertical rods, L lever, unhanded, satin stainless finish, for use with KPB adapter | 1 |  | 1 Year | 707.8 | 0.15 | 601.63
39545 | Salto | EH650L00IMP7-W- | XS4 wide body electronic RF wireless SVN HID iClass half escutcheon for use w/ concealed vertical rods, L lever, unhanded, satin stainless finish, for use with KPB adapter | 1 |  | 1 Year | 799.8 | 0.15 | 679.83
39546 | Salto | EH650L00IMP8--- | XS4 wide body electronic wire-free SVN HID iClass half escutcheon for use w/ concealed vertical rods, L lever, unhanded, satin stainless finish, for use with KPB adapter | 1 |  | 1 Year | 707.8 | 0.15 | 601.63
39547 | Salto | EH650L00IMP8-W- | XS4 wide body electronic RF wireless SVN HID iClass half escutcheon for use w/ concealed vertical rods, L lever, unhanded, satin stainless finish, for use with KPB adapter | 1 |  | 1 Year | 799.8 | 0.15 | 679.83
39548 | Salto | EH650L00IPH8--- | XS4 wide body electronic wire-free SVN HID iClass half escutcheon, L lever, unhanded, bright stainless steel finish, for use with KPB adapter | 1 |  | 1 Year | 724.1 | 0.15 | 615.485
39549 | Salto | EH650L00IPH8-W- | XS4 wide body electronic RF wireless SVN HID iClass half escutcheon, L lever, unhanded, bright stainless steel finish, for use with KPB adapter | 1 |  | 1 Year | 816.1 | 0.15 | 693.685
39550 | Salto | EH650L00IPP7--- | XS4 wide body electronic wire-free SVN HID iClass half escutcheon for use w/ concealed vertical rods, L lever, unhanded, bright stainless steel finish, for use with KPB adapter | 1 |  | 1 Year | 724.1 | 0.15 | 615.485
39551 | Salto | EH650L00IPP7-W- | XS4 wide body electronic RF wireless SVN HID iClass half escutcheon for use w/ concealed vertical rods, L lever, unhanded, bright stainless steel finish, for use with KPB adapter | 1 |  | 1 Year | 816.1 | 0.15 | 693.685
39552 | Salto | EH650L00IPP8--- | XS4 wide body electronic wire-free SVN HID iClass half escutcheon for use w/ concealed vertical rods, L lever, unhanded, bright stainless steel finish, for use with KPB adapter | 1 |  | 1 Year | 724.1 | 0.15 | 615.485
39553 | Salto | EH650L00IPP8-W- | XS4 wide body electronic RF wireless SVN HID iClass half escutcheon for use w/ concealed vertical rods, L lever, unhanded, bright stainless steel finish, for use with KPB adapter | 1 |  | 1 Year | 816.1 | 0.15 | 693.685
39554 | Salto | EH650L00NEH8--- | XS4 wide body electronic wire-free SVN HID iClass half escutcheon, L lever, unhanded, black chromium finish, for use with KPB adapter | 1 |  | 1 Year | 742.5 | 0.15 | 631.125
39555 | Salto | EH650L00NEH8-W- | XS4 wide body electronic RF wireless SVN HID iClass half escutcheon, L lever, unhanded, black chromium finish, for use with KPB adapter | 1 |  | 1 Year | 834.5 | 0.15 | 709.325
39556 | Salto | EH650L00NEP7--- | XS4 wide body electronic wire-free SVN HID iClass half escutcheon for use w/ concealed vertical rods, L lever, unhanded, black chromium finish, for use with KPB adapter | 1 |  | 1 Year | 742.5 | 0.15 | 631.125
39557 | Salto | EH650L00NEP7-W- | XS4 wide body electronic RF wireless SVN HID iClass half escutcheon for use w/ concealed vertical rods, L lever, unhanded, black chromium finish, for use with KPB adapter | 1 |  | 1 Year | 834.5 | 0.15 | 709.325
39558 | Salto | EH650L00NEP8--- | XS4 wide body electronic wire-free SVN HID iClass half escutcheon for use w/ concealed vertical rods, L lever, unhanded, black chromium finish, for use with KPB adapter | 1 |  | 1 Year | 742.5 | 0.15 | 631.125
39559 | Salto | EH650L00NEP8-W- | XS4 wide body electronic RF wireless SVN HID iClass half escutcheon for use w/ concealed vertical rods, L lever, unhanded, black chromium finish, for use with KPB adapter | 1 |  | 1 Year | 834.5 | 0.15 | 709.325
39560 | Salto | EH650L00PMH8--- | XS4 wide body electronic wire-free SVN HID iClass half escutcheon, L lever, unhanded, satin brass finish, for use with KPB adapter | 1 |  | 1 Year | 707.8 | 0.15 | 601.63
39561 | Salto | EH650L00PMH8-W- | XS4 wide body electronic RF wireless SVN HID iClass half escutcheon, L lever, unhanded, satin brass finish, for use with KPB adapter | 1 |  | 1 Year | 799.8 | 0.15 | 679.83
39562 | Salto | EH650L00PMP7--- | XS4 wide body electronic wire-free SVN HID iClass half escutcheon for use w/ concealed vertical rods, L lever, unhanded, satin brass finish, for use with KPB adapter | 1 |  | 1 Year | 707.8 | 0.15 | 601.63
39563 | Salto | EH650L00PMP7-W- | XS4 wide body electronic RF wireless SVN HID iClass half escutcheon for use w/ concealed vertical rods, L lever, unhanded, satin brass finish, for use with KPB adapter | 1 |  | 1 Year | 799.8 | 0.15 | 679.83
39564 | Salto | EH650L00PMP8--- | XS4 wide body electronic wire-free SVN HID iClass half escutcheon for use w/ concealed vertical rods, L lever, unhanded, satin brass finish, for use with KPB adapter | 1 |  | 1 Year | 707.8 | 0.15 | 601.63
39565 | Salto | EH650L00PMP8-W- | XS4 wide body electronic RF wireless SVN HID iClass half escutcheon for use w/ concealed vertical rods, L lever, unhanded, satin brass finish, for use with KPB adapter | 1 |  | 1 Year | 799.8 | 0.15 | 679.83
39566 | Salto | EH650L00PPH8--- | XS4 wide body electronic wire-free SVN HID iClass half escutcheon, L lever, unhanded, bright brass finish, for use with KPB adapter | 1 |  | 1 Year | 724.1 | 0.15 | 615.485
39567 | Salto | EH650L00PPH8-W- | XS4 wide body electronic RF wireless SVN HID iClass half escutcheon, L lever, unhanded, bright brass finish, for use with KPB adapter | 1 |  | 1 Year | 816.1 | 0.15 | 693.685
39568 | Salto | EH650L00PPP7--- | XS4 wide body electronic wire-free SVN HID iClass half escutcheon for use w/ concealed vertical rods, L lever, unhanded, bright brass finish, for use with KPB adapter | 1 |  | 1 Year | 724.1 | 0.15 | 615.485
39569 | Salto | EH650L00PPP7-W- | XS4 wide body electronic RF wireless SVN HID iClass half escutcheon for use w/ concealed vertical rods, L lever, unhanded, bright brass finish, for use with KPB adapter | 1 |  | 1 Year | 816.1 | 0.15 | 693.685
39570 | Salto | EH650L00PPP8--- | XS4 wide body electronic wire-free SVN HID iClass half escutcheon for use w/ concealed vertical rods, L lever, unhanded, bright brass finish, for use with KPB adapter | 1 |  | 1 Year | 724.1 | 0.15 | 615.485
39571 | Salto | EH650L00PPP8-W- | XS4 wide body electronic RF wireless SVN HID iClass half escutcheon for use w/ concealed vertical rods, L lever, unhanded, bright brass finish, for use with KPB adapter | 1 |  | 1 Year | 816.1 | 0.15 | 693.685
39572 | Salto | EH650N00BCH8--- | XS4 wide body electronic wire-free SVN HID iClass half escutcheon, N lever, unhanded, BioCote antimicrobial finish, for use with KPB adapter | 1 |  | 1 Year | 759.8 | 0.15 | 645.83
39573 | Salto | EH650N00BCH8-W- | XS4 wide body electronic RF wireless SVN HID iClass half escutcheon, N lever, unhanded, BioCote antimicrobial finish, for use with KPB adapter | 1 |  | 1 Year | 851.8 | 0.15 | 724.03
39574 | Salto | EH650N00BCP7--- | XS4 wide body electronic wire-free SVN HID iClass half escutcheon for use w/ concealed vertical rods, N lever, unhanded, BioCote antimicrobial finish, for use with KPB adapter | 1 |  | 1 Year | 759.8 | 0.15 | 645.83
39575 | Salto | EH650N00BCP7-W- | XS4 wide body electronic RF wireless SVN HID iClass half escutcheon for use w/ concealed vertical rods, N lever, unhanded, BioCote antimicrobial finish, for use with KPB adapter | 1 |  | 1 Year | 851.8 | 0.15 | 724.03
39576 | Salto | EH650N00BCP8--- | XS4 wide body electronic wire-free SVN HID iClass half escutcheon for use w/ concealed vertical rods, N lever, unhanded, BioCote antimicrobial finish, for use with KPB adapter | 1 |  | 1 Year | 759.8 | 0.15 | 645.83
39577 | Salto | EH650N00BCP8-W- | XS4 wide body electronic RF wireless SVN HID iClass half escutcheon for use w/ concealed vertical rods, N lever, unhanded, BioCote antimicrobial finish, for use with KPB adapter | 1 |  | 1 Year | 851.8 | 0.15 | 724.03
39578 | Salto | EH650N00IMH8--- | XS4 wide body electronic wire-free SVN HID iClass half escutcheon, N lever, unhanded, satin stainless finish, for use with KPB adapter | 1 |  | 1 Year | 707.8 | 0.15 | 601.63
39579 | Salto | EH650N00IMH8--- | XS4 wide body electronic wire-free SVN HID iClass half escutcheon, N lever, unhanded, satin stainless finish, for use with KPB adapter | 1 |  | 1 Year | 707.8 | 0.15 | 601.63
39580 | Salto | EH650N00IMH8-W- | XS4 wide body electronic RF wireless SVN HID iClass half escutcheon, N lever, unhanded, satin stainless finish, for use with KPB adapter | 1 |  | 1 Year | 799.8 | 0.15 | 679.83
39581 | Salto | EH650N00IMH8-W- | XS4 wide body electronic RF wireless SVN HID iClass half escutcheon, N lever, unhanded, satin stainless finish, for use with KPB adapter | 1 |  | 1 Year | 799.8 | 0.15 | 679.83
39582 | Salto | EH650N00IMP7--- | XS4 wide body electronic wire-free SVN HID iClass half escutcheon for use w/ concealed vertical rods, N lever, unhanded, satin stainless finish, for use with KPB adapter | 1 |  | 1 Year | 707.8 | 0.15 | 601.63
39583 | Salto | EH650N00IMP7--- | XS4 wide body electronic wire-free SVN HID iClass half escutcheon for use w/ concealed vertical rods, N lever, unhanded, satin stainless finish, for use with KPB adapter | 1 |  | 1 Year | 707.8 | 0.15 | 601.63
39584 | Salto | EH650N00IMP7-W- | XS4 wide body electronic RF wireless SVN HID iClass half escutcheon for use w/ concealed vertical rods, N lever, unhanded, satin stainless finish, for use with KPB adapter | 1 |  | 1 Year | 799.8 | 0.15 | 679.83
39585 | Salto | EH650N00IMP7-W- | XS4 wide body electronic RF wireless SVN HID iClass half escutcheon for use w/ concealed vertical rods, N lever, unhanded, satin stainless finish, for use with KPB adapter | 1 |  | 1 Year | 799.8 | 0.15 | 679.83
39586 | Salto | EH650N00IMP8--- | XS4 wide body electronic wire-free SVN HID iClass half escutcheon for use w/ concealed vertical rods, N lever, unhanded, satin stainless finish, for use with KPB adapter | 1 |  | 1 Year | 707.8 | 0.15 | 601.63
39587 | Salto | EH650N00IMP8--- | XS4 wide body electronic wire-free SVN HID iClass half escutcheon for use w/ concealed vertical rods, N lever, unhanded, satin stainless finish, for use with KPB adapter | 1 |  | 1 Year | 707.8 | 0.15 | 601.63
39588 | Salto | EH650N00IMP8-W- | XS4 wide body electronic RF wireless SVN HID iClass half escutcheon for use w/ concealed vertical rods, N lever, unhanded, satin stainless finish, for use with KPB adapter | 1 |  | 1 Year | 799.8 | 0.15 | 679.83
39589 | Salto | EH650N00IMP8-W- | XS4 wide body electronic RF wireless SVN HID iClass half escutcheon for use w/ concealed vertical rods, N lever, unhanded, satin stainless finish, for use with KPB adapter | 1 |  | 1 Year | 799.8 | 0.15 | 679.83
39590 | Salto | EH650N00IPH8--- | XS4 wide body electronic wire-free SVN HID iClass half escutcheon, N lever, unhanded, bright stainless steel finish, for use with KPB adapter | 1 |  | 1 Year | 724.1 | 0.15 | 615.485
39591 | Salto | EH650N00IPH8-W- | XS4 wide body electronic RF wireless SVN HID iClass half escutcheon, N lever, unhanded, bright stainless steel finish, for use with KPB adapter | 1 |  | 1 Year | 816.1 | 0.15 | 693.685
39592 | Salto | EH650N00IPP7--- | XS4 wide body electronic wire-free SVN HID iClass half escutcheon for use w/ concealed vertical rods, N lever, unhanded, bright stainless steel finish, for use with KPB adapter | 1 |  | 1 Year | 724.1 | 0.15 | 615.485
39593 | Salto | EH650N00IPP7-W- | XS4 wide body electronic RF wireless SVN HID iClass half escutcheon for use w/ concealed vertical rods, N lever, unhanded, bright stainless steel finish, for use with KPB adapter | 1 |  | 1 Year | 816.1 | 0.15 | 693.685
39594 | Salto | EH650N00IPP8--- | XS4 wide body electronic wire-free SVN HID iClass half escutcheon for use w/ concealed vertical rods, N lever, unhanded, bright stainless steel finish, for use with KPB adapter | 1 |  | 1 Year | 724.1 | 0.15 | 615.485
39595 | Salto | EH650N00IPP8-W- | XS4 wide body electronic RF wireless SVN HID iClass half escutcheon for use w/ concealed vertical rods, N lever, unhanded, bright stainless steel finish, for use with KPB adapter | 1 |  | 1 Year | 816.1 | 0.15 | 693.685
39596 | Salto | EH650N00PMH8--- | XS4 wide body electronic wire-free SVN HID iClass half escutcheon, N lever, unhanded, satin brass finish, for use with KPB adapter | 1 |  | 1 Year | 707.8 | 0.15 | 601.63
39597 | Salto | EH650N00PMH8-W- | XS4 wide body electronic RF wireless SVN HID iClass half escutcheon, N lever, unhanded, satin brass finish, for use with KPB adapter | 1 |  | 1 Year | 799.8 | 0.15 | 679.83
39598 | Salto | EH650N00PMP7--- | XS4 wide body electronic wire-free SVN HID iClass half escutcheon for use w/ concealed vertical rods, N lever, unhanded, satin brass finish, for use with KPB adapter | 1 |  | 1 Year | 707.8 | 0.15 | 601.63
39599 | Salto | EH650N00PMP7-W- | XS4 wide body electronic RF wireless SVN HID iClass half escutcheon for use w/ concealed vertical rods, N lever, unhanded, satin brass finish, for use with KPB adapter | 1 |  | 1 Year | 799.8 | 0.15 | 679.83
39600 | Salto | EH650N00PMP8--- | XS4 wide body electronic wire-free SVN HID iClass half escutcheon for use w/ concealed vertical rods, N lever, unhanded, satin brass finish, for use with KPB adapter | 1 |  | 1 Year | 707.8 | 0.15 | 601.63
39601 | Salto | EH650N00PMP8-W- | XS4 wide body electronic RF wireless SVN HID iClass half escutcheon for use w/ concealed vertical rods, N lever, unhanded, satin brass finish, for use with KPB adapter | 1 |  | 1 Year | 799.8 | 0.15 | 679.83
39602 | Salto | EH650O00BCH8L-- | XS4 wide body electronic wire-free SVN HID iClass half escutcheon, O lever, left handed, BioCote antimicrobial finish, for use with KPB adapter | 1 |  | 1 Year | 770 | 0.15 | 654.5
39603 | Salto | EH650O00BCH8LW- | XS4 wide body electronic RF wireless SVN HID iClass half escutcheon, O lever, left handed, BioCote antimicrobial finish, for use with KPB adapter | 1 |  | 1 Year | 862 | 0.15 | 732.7
39604 | Salto | EH650O00BCH8R-- | XS4 wide body electronic wire-free SVN HID iClass half escutcheon, O lever, right handed, BioCote antimicrobial finish, for use with KPB adapter | 1 |  | 1 Year | 770 | 0.15 | 654.5
39605 | Salto | EH650O00BCH8RW- | XS4 wide body electronic RF wireless SVN HID iClass half escutcheon, O lever, right handed, BioCote antimicrobial finish, for use with KPB adapter | 1 |  | 1 Year | 862 | 0.15 | 732.7
39606 | Salto | EH650O00BCP7L-- | XS4 wide body electronic wire-free SVN HID iClass half escutcheon for use w/ concealed vertical rods, O lever, left handed, BioCote antimicrobial finish, for use with KPB adapter | 1 |  | 1 Year | 770 | 0.15 | 654.5
39607 | Salto | EH650O00BCP7LW- | XS4 wide body electronic RF wireless SVN HID iClass half escutcheon for use w/ concealed vertical rods, O lever, left handed, BioCote antimicrobial finish, for use with KPB adapter | 1 |  | 1 Year | 862 | 0.15 | 732.7
39608 | Salto | EH650O00BCP7R-- | XS4 wide body electronic wire-free SVN HID iClass half escutcheon for use w/ concealed vertical rods, O lever, right handed, BioCote antimicrobial finish, for use with KPB adapter | 1 |  | 1 Year | 770 | 0.15 | 654.5
39609 | Salto | EH650O00BCP7RW- | XS4 wide body electronic RF wireless SVN HID iClass half escutcheon for use w/ concealed vertical rods, O lever, right handed, BioCote antimicrobial finish, for use with KPB adapter | 1 |  | 1 Year | 862 | 0.15 | 732.7
39610 | Salto | EH650O00BCP8L-- | XS4 wide body electronic wire-free SVN HID iClass half escutcheon for use w/ concealed vertical rods, O lever, left handed, BioCote antimicrobial finish, for use with KPB adapter | 1 |  | 1 Year | 770 | 0.15 | 654.5
39611 | Salto | EH650O00BCP8LW- | XS4 wide body electronic RF wireless SVN HID iClass half escutcheon for use w/ concealed vertical rods, O lever, left handed, BioCote antimicrobial finish, for use with KPB adapter | 1 |  | 1 Year | 862 | 0.15 | 732.7
39612 | Salto | EH650O00BCP8R-- | XS4 wide body electronic wire-free SVN HID iClass half escutcheon for use w/ concealed vertical rods, O lever, right handed, BioCote antimicrobial finish, for use with KPB adapter | 1 |  | 1 Year | 770 | 0.15 | 654.5
39613 | Salto | EH650O00BCP8RW- | XS4 wide body electronic RF wireless SVN HID iClass half escutcheon for use w/ concealed vertical rods, O lever, right handed, BioCote antimicrobial finish, for use with KPB adapter | 1 |  | 1 Year | 862 | 0.15 | 732.7
39614 | Salto | EH650O00IAH8L-- | XS4 wide body electronic wire-free SVN HID iClass half escutcheon, O lever, left handed, antique brass finish, for use with KPB adapter | 1 |  | 1 Year | 770 | 0.15 | 654.5
39615 | Salto | EH650O00IAH8LW- | XS4 wide body electronic RF wireless SVN HID iClass half escutcheon, O lever, left handed, antique brass finish, for use with KPB adapter | 1 |  | 1 Year | 862 | 0.15 | 732.7
39616 | Salto | EH650O00IAH8R-- | XS4 wide body electronic wire-free SVN HID iClass half escutcheon, O lever, right handed, antique brass finish, for use with KPB adapter | 1 |  | 1 Year | 770 | 0.15 | 654.5
39617 | Salto | EH650O00IAH8RW- | XS4 wide body electronic RF wireless SVN HID iClass half escutcheon, O lever, right handed, antique brass finish, for use with KPB adapter | 1 |  | 1 Year | 862 | 0.15 | 732.7
39618 | Salto | EH650O00IAP7L-- | XS4 wide body electronic wire-free SVN HID iClass half escutcheon for use w/ concealed vertical rods, O lever, left handed, antique brass finish, for use with KPB adapter | 1 |  | 1 Year | 770 | 0.15 | 654.5
39619 | Salto | EH650O00IAP7LW- | XS4 wide body electronic RF wireless SVN HID iClass half escutcheon for use w/ concealed vertical rods, O lever, left handed, antique brass finish, for use with KPB adapter | 1 |  | 1 Year | 862 | 0.15 | 732.7
39620 | Salto | EH650O00IAP7R-- | XS4 wide body electronic wire-free SVN HID iClass half escutcheon for use w/ concealed vertical rods, O lever, right handed, antique brass finish, for use with KPB adapter | 1 |  | 1 Year | 770 | 0.15 | 654.5
39621 | Salto | EH650O00IAP7RW- | XS4 wide body electronic RF wireless SVN HID iClass half escutcheon for use w/ concealed vertical rods, O lever, right handed, antique brass finish, for use with KPB adapter | 1 |  | 1 Year | 862 | 0.15 | 732.7
39622 | Salto | EH650O00IAP8L-- | XS4 wide body electronic wire-free SVN HID iClass half escutcheon for use w/ concealed vertical rods, O lever, left handed, antique brass finish, for use with KPB adapter | 1 |  | 1 Year | 770 | 0.15 | 654.5
39623 | Salto | EH650O00IAP8LW- | XS4 wide body electronic RF wireless SVN HID iClass half escutcheon for use w/ concealed vertical rods, O lever, left handed, antique brass finish, for use with KPB adapter | 1 |  | 1 Year | 862 | 0.15 | 732.7
39624 | Salto | EH650O00IAP8R-- | XS4 wide body electronic wire-free SVN HID iClass half escutcheon for use w/ concealed vertical rods, O lever, right handed, antique brass finish, for use with KPB adapter | 1 |  | 1 Year | 770 | 0.15 | 654.5
39625 | Salto | EH650O00IAP8RW- | XS4 wide body electronic RF wireless SVN HID iClass half escutcheon for use w/ concealed vertical rods, O lever, right handed, antique brass finish, for use with KPB adapter | 1 |  | 1 Year | 862 | 0.15 | 732.7
39626 | Salto | EH650O00IMH8L-- | XS4 wide body electronic wire-free SVN HID iClass half escutcheon, O lever, left handed, satin stainless finish, for use with KPB adapter | 1 |  | 1 Year | 718 | 0.15 | 610.3
39627 | Salto | EH650O00IMH8LW- | XS4 wide body electronic RF wireless SVN HID iClass half escutcheon, O lever, left handed, satin stainless finish, for use with KPB adapter | 1 |  | 1 Year | 810 | 0.15 | 688.5
39628 | Salto | EH650O00IMH8R-- | XS4 wide body electronic wire-free SVN HID iClass half escutcheon, O lever, right handed, satin stainless finish, for use with KPB adapter | 1 |  | 1 Year | 718 | 0.15 | 610.3
39629 | Salto | EH650O00IMH8RW- | XS4 wide body electronic RF wireless SVN HID iClass half escutcheon, O lever, right handed, satin stainless finish, for use with KPB adapter | 1 |  | 1 Year | 810 | 0.15 | 688.5
39630 | Salto | EH650O00IMP7L-- | XS4 wide body electronic wire-free SVN HID iClass half escutcheon for use w/ concealed vertical rods, O lever, left handed, satin stainless finish, for use with KPB adapter | 1 |  | 1 Year | 718 | 0.15 | 610.3
39631 | Salto | EH650O00IMP7LW- | XS4 wide body electronic RF wireless SVN HID iClass half escutcheon for use w/ concealed vertical rods, O lever, left handed, satin stainless finish, for use with KPB adapter | 1 |  | 1 Year | 810 | 0.15 | 688.5
39632 | Salto | EH650O00IMP7R-- | XS4 wide body electronic wire-free SVN HID iClass half escutcheon for use w/ concealed vertical rods, O lever, right handed, satin stainless finish, for use with KPB adapter | 1 |  | 1 Year | 718 | 0.15 | 610.3
39633 | Salto | EH650O00IMP7RW- | XS4 wide body electronic RF wireless SVN HID iClass half escutcheon for use w/ concealed vertical rods, O lever, right handed, satin stainless finish, for use with KPB adapter | 1 |  | 1 Year | 810 | 0.15 | 688.5
39634 | Salto | EH650O00IMP8L-- | XS4 wide body electronic wire-free SVN HID iClass half escutcheon for use w/ concealed vertical rods, O lever, left handed, satin stainless finish, for use with KPB adapter | 1 |  | 1 Year | 718 | 0.15 | 610.3
39635 | Salto | EH650O00IMP8LW- | XS4 wide body electronic RF wireless SVN HID iClass half escutcheon for use w/ concealed vertical rods, O lever, left handed, satin stainless finish, for use with KPB adapter | 1 |  | 1 Year | 810 | 0.15 | 688.5
39636 | Salto | EH650O00IMP8R-- | XS4 wide body electronic wire-free SVN HID iClass half escutcheon for use w/ concealed vertical rods, O lever, right handed, satin stainless finish, for use with KPB adapter | 1 |  | 1 Year | 718 | 0.15 | 610.3
39637 | Salto | EH650O00IMP8RW- | XS4 wide body electronic RF wireless SVN HID iClass half escutcheon for use w/ concealed vertical rods, O lever, right handed, satin stainless finish, for use with KPB adapter | 1 |  | 1 Year | 810 | 0.15 | 688.5
39638 | Salto | EH650O00IPH8L-- | XS4 wide body electronic wire-free SVN HID iClass half escutcheon, O lever, left handed, bright stainless steel finish, for use with KPB adapter | 1 |  | 1 Year | 734.3 | 0.15 | 624.155
39639 | Salto | EH650O00IPH8LW- | XS4 wide body electronic RF wireless SVN HID iClass half escutcheon, O lever, left handed, bright stainless steel finish, for use with KPB adapter | 1 |  | 1 Year | 826.3 | 0.15 | 702.355
39640 | Salto | EH650O00IPH8R-- | XS4 wide body electronic wire-free SVN HID iClass half escutcheon, O lever, right handed, bright stainless steel finish, for use with KPB adapter | 1 |  | 1 Year | 734.3 | 0.15 | 624.155
39641 | Salto | EH650O00IPH8RW- | XS4 wide body electronic RF wireless SVN HID iClass half escutcheon, O lever, right handed, bright stainless steel finish, for use with KPB adapter | 1 |  | 1 Year | 826.3 | 0.15 | 702.355
39642 | Salto | EH650O00IPP7L-- | XS4 wide body electronic wire-free SVN HID iClass half escutcheon for use w/ concealed vertical rods, O lever, left handed, bright stainless steel finish, for use with KPB adapter | 1 |  | 1 Year | 734.3 | 0.15 | 624.155
39643 | Salto | EH650O00IPP7LW- | XS4 wide body electronic RF wireless SVN HID iClass half escutcheon for use w/ concealed vertical rods, O lever, left handed, bright stainless steel finish, for use with KPB adapter | 1 |  | 1 Year | 826.3 | 0.15 | 702.355
39644 | Salto | EH650O00IPP7R-- | XS4 wide body electronic wire-free SVN HID iClass half escutcheon for use w/ concealed vertical rods, O lever, right handed, bright stainless steel finish, for use with KPB adapter | 1 |  | 1 Year | 734.3 | 0.15 | 624.155
39645 | Salto | EH650O00IPP7RW- | XS4 wide body electronic RF wireless SVN HID iClass half escutcheon for use w/ concealed vertical rods, O lever, right handed, bright stainless steel finish, for use with KPB adapter | 1 |  | 1 Year | 826.3 | 0.15 | 702.355
39646 | Salto | EH650O00IPP8L-- | XS4 wide body electronic wire-free SVN HID iClass half escutcheon for use w/ concealed vertical rods, O lever, left handed, bright stainless steel finish, for use with KPB adapter | 1 |  | 1 Year | 734.3 | 0.15 | 624.155
39647 | Salto | EH650O00IPP8LW- | XS4 wide body electronic RF wireless SVN HID iClass half escutcheon for use w/ concealed vertical rods, O lever, left handed, bright stainless steel finish, for use with KPB adapter | 1 |  | 1 Year | 826.3 | 0.15 | 702.355
39648 | Salto | EH650O00IPP8R-- | XS4 wide body electronic wire-free SVN HID iClass half escutcheon for use w/ concealed vertical rods, O lever, right handed, bright stainless steel finish, for use with KPB adapter | 1 |  | 1 Year | 734.3 | 0.15 | 624.155
39649 | Salto | EH650O00IPP8RW- | XS4 wide body electronic RF wireless SVN HID iClass half escutcheon for use w/ concealed vertical rods, O lever, right handed, bright stainless steel finish, for use with KPB adapter | 1 |  | 1 Year | 826.3 | 0.15 | 702.355
39650 | Salto | EH650O00NEH8L-- | XS4 wide body electronic wire-free SVN HID iClass half escutcheon, O lever, left handed, black chromium finish, for use with KPB adapter | 1 |  | 1 Year | 752.7 | 0.15 | 639.795
39651 | Salto | EH650O00NEH8LW- | XS4 wide body electronic RF wireless SVN HID iClass half escutcheon, O lever, left handed, black chromium finish, for use with KPB adapter | 1 |  | 1 Year | 844.7 | 0.15 | 717.995
39652 | Salto | EH650O00NEH8R-- | XS4 wide body electronic wire-free SVN HID iClass half escutcheon, O lever, right handed, black chromium finish, for use with KPB adapter | 1 |  | 1 Year | 752.7 | 0.15 | 639.795
39653 | Salto | EH650O00NEH8RW- | XS4 wide body electronic RF wireless SVN HID iClass half escutcheon, O lever, right handed, black chromium finish, for use with KPB adapter | 1 |  | 1 Year | 844.7 | 0.15 | 717.995
39654 | Salto | EH650O00NEP7L-- | XS4 wide body electronic wire-free SVN HID iClass half escutcheon for use w/ concealed vertical rods, O lever, left handed, black chromium finish, for use with KPB adapter | 1 |  | 1 Year | 752.7 | 0.15 | 639.795
39655 | Salto | EH650O00NEP7LW- | XS4 wide body electronic RF wireless SVN HID iClass half escutcheon for use w/ concealed vertical rods, O lever, left handed, black chromium finish, for use with KPB adapter | 1 |  | 1 Year | 844.7 | 0.15 | 717.995
39656 | Salto | EH650O00NEP7R-- | XS4 wide body electronic wire-free SVN HID iClass half escutcheon for use w/ concealed vertical rods, O lever, right handed, black chromium finish, for use with KPB adapter | 1 |  | 1 Year | 752.7 | 0.15 | 639.795
39657 | Salto | EH650O00NEP7RW- | XS4 wide body electronic RF wireless SVN HID iClass half escutcheon for use w/ concealed vertical rods, O lever, right handed, black chromium finish, for use with KPB adapter | 1 |  | 1 Year | 844.7 | 0.15 | 717.995
39658 | Salto | EH650O00NEP8L-- | XS4 wide body electronic wire-free SVN HID iClass half escutcheon for use w/ concealed vertical rods, O lever, left handed, black chromium finish, for use with KPB adapter | 1 |  | 1 Year | 752.7 | 0.15 | 639.795
39659 | Salto | EH650O00NEP8LW- | XS4 wide body electronic RF wireless SVN HID iClass half escutcheon for use w/ concealed vertical rods, O lever, left handed, black chromium finish, for use with KPB adapter | 1 |  | 1 Year | 844.7 | 0.15 | 717.995
39660 | Salto | EH650O00NEP8R-- | XS4 wide body electronic wire-free SVN HID iClass half escutcheon for use w/ concealed vertical rods, O lever, right handed, black chromium finish, for use with KPB adapter | 1 |  | 1 Year | 752.7 | 0.15 | 639.795
39661 | Salto | EH650O00NEP8RW- | XS4 wide body electronic RF wireless SVN HID iClass half escutcheon for use w/ concealed vertical rods, O lever, right handed, black chromium finish, for use with KPB adapter | 1 |  | 1 Year | 844.7 | 0.15 | 717.995
39662 | Salto | EH650O00PMH8L-- | XS4 wide body electronic wire-free SVN HID iClass half escutcheon, O lever, left handed, satin brass finish, for use with KPB adapter | 1 |  | 1 Year | 718 | 0.15 | 610.3
39663 | Salto | EH650O00PMH8LW- | XS4 wide body electronic RF wireless SVN HID iClass half escutcheon, O lever, left handed, satin brass finish, for use with KPB adapter | 1 |  | 1 Year | 810 | 0.15 | 688.5
39664 | Salto | EH650O00PMH8R-- | XS4 wide body electronic wire-free SVN HID iClass half escutcheon, O lever, right handed, satin brass finish, for use with KPB adapter | 1 |  | 1 Year | 718 | 0.15 | 610.3
39665 | Salto | EH650O00PMH8RW- | XS4 wide body electronic RF wireless SVN HID iClass half escutcheon, O lever, right handed, satin brass finish, for use with KPB adapter | 1 |  | 1 Year | 810 | 0.15 | 688.5
39666 | Salto | EH650O00PMP7L-- | XS4 wide body electronic wire-free SVN HID iClass half escutcheon for use w/ concealed vertical rods, O lever, left handed, satin brass finish, for use with KPB adapter | 1 |  | 1 Year | 718 | 0.15 | 610.3
39667 | Salto | EH650O00PMP7LW- | XS4 wide body electronic RF wireless SVN HID iClass half escutcheon for use w/ concealed vertical rods, O lever, left handed, satin brass finish, for use with KPB adapter | 1 |  | 1 Year | 810 | 0.15 | 688.5
39668 | Salto | EH650O00PMP7R-- | XS4 wide body electronic wire-free SVN HID iClass half escutcheon for use w/ concealed vertical rods, O lever, right handed, satin brass finish, for use with KPB adapter | 1 |  | 1 Year | 718 | 0.15 | 610.3
39669 | Salto | EH650O00PMP7RW- | XS4 wide body electronic RF wireless SVN HID iClass half escutcheon for use w/ concealed vertical rods, O lever, right handed, satin brass finish, for use with KPB adapter | 1 |  | 1 Year | 810 | 0.15 | 688.5
39670 | Salto | EH650O00PMP8L-- | XS4 wide body electronic wire-free SVN HID iClass half escutcheon for use w/ concealed vertical rods, O lever, left handed, satin brass finish, for use with KPB adapter | 1 |  | 1 Year | 718 | 0.15 | 610.3
39671 | Salto | EH650O00PMP8LW- | XS4 wide body electronic RF wireless SVN HID iClass half escutcheon for use w/ concealed vertical rods, O lever, left handed, satin brass finish, for use with KPB adapter | 1 |  | 1 Year | 810 | 0.15 | 688.5
39672 | Salto | EH650O00PMP8R-- | XS4 wide body electronic wire-free SVN HID iClass half escutcheon for use w/ concealed vertical rods, O lever, right handed, satin brass finish, for use with KPB adapter | 1 |  | 1 Year | 718 | 0.15 | 610.3
39673 | Salto | EH650O00PMP8RW- | XS4 wide body electronic RF wireless SVN HID iClass half escutcheon for use w/ concealed vertical rods, O lever, right handed, satin brass finish, for use with KPB adapter | 1 |  | 1 Year | 810 | 0.15 | 688.5
39674 | Salto | EH650O00PPH8L-- | XS4 wide body electronic wire-free SVN HID iClass half escutcheon, O lever, left handed, bright brass finish, for use with KPB adapter | 1 |  | 1 Year | 734.3 | 0.15 | 624.155
39675 | Salto | EH650O00PPH8LW- | XS4 wide body electronic RF wireless SVN HID iClass half escutcheon, O lever, left handed, bright brass finish, for use with KPB adapter | 1 |  | 1 Year | 826.3 | 0.15 | 702.355
39676 | Salto | EH650O00PPH8R-- | XS4 wide body electronic wire-free SVN HID iClass half escutcheon, O lever, right handed, bright brass finish, for use with KPB adapter | 1 |  | 1 Year | 734.3 | 0.15 | 624.155
39677 | Salto | EH650O00PPH8RW- | XS4 wide body electronic RF wireless SVN HID iClass half escutcheon, O lever, right handed, bright brass finish, for use with KPB adapter | 1 |  | 1 Year | 826.3 | 0.15 | 702.355
39678 | Salto | EH650O00PPP7L-- | XS4 wide body electronic wire-free SVN HID iClass half escutcheon for use w/ concealed vertical rods, O lever, left handed, bright brass finish, for use with KPB adapter | 1 |  | 1 Year | 734.3 | 0.15 | 624.155
39679 | Salto | EH650O00PPP7LW- | XS4 wide body electronic RF wireless SVN HID iClass half escutcheon for use w/ concealed vertical rods, O lever, left handed, bright brass finish, for use with KPB adapter | 1 |  | 1 Year | 826.3 | 0.15 | 702.355
39680 | Salto | EH650O00PPP7R-- | XS4 wide body electronic wire-free SVN HID iClass half escutcheon for use w/ concealed vertical rods, O lever, right handed, bright brass finish, for use with KPB adapter | 1 |  | 1 Year | 734.3 | 0.15 | 624.155
39681 | Salto | EH650O00PPP7RW- | XS4 wide body electronic RF wireless SVN HID iClass half escutcheon for use w/ concealed vertical rods, O lever, right handed, bright brass finish, for use with KPB adapter | 1 |  | 1 Year | 826.3 | 0.15 | 702.355
39682 | Salto | EH650O00PPP8L-- | XS4 wide body electronic wire-free SVN HID iClass half escutcheon for use w/ concealed vertical rods, O lever, left handed, bright brass finish, for use with KPB adapter | 1 |  | 1 Year | 734.3 | 0.15 | 624.155
39683 | Salto | EH650O00PPP8LW- | XS4 wide body electronic RF wireless SVN HID iClass half escutcheon for use w/ concealed vertical rods, O lever, left handed, bright brass finish, for use with KPB adapter | 1 |  | 1 Year | 826.3 | 0.15 | 702.355
39684 | Salto | EH650O00PPP8R-- | XS4 wide body electronic wire-free SVN HID iClass half escutcheon for use w/ concealed vertical rods, O lever, right handed, bright brass finish, for use with KPB adapter | 1 |  | 1 Year | 734.3 | 0.15 | 624.155
39685 | Salto | EH650O00PPP8RW- | XS4 wide body electronic RF wireless SVN HID iClass half escutcheon for use w/ concealed vertical rods, O lever, right handed, bright brass finish, for use with KPB adapter | 1 |  | 1 Year | 826.3 | 0.15 | 702.355
39686 | Salto | EH650W00BCH8--- | XS4 wide body electronic wire-free SVN HID iClass half escutcheon, W lever, unhanded, BioCote antimicrobial finish, for use with KPB adapter | 1 |  | 1 Year | 759.8 | 0.15 | 645.83
39687 | Salto | EH650W00BCH8-W- | XS4 wide body electronic RF wireless SVN HID iClass half escutcheon, W lever, unhanded, BioCote antimicrobial finish, for use with KPB adapter | 1 |  | 1 Year | 851.8 | 0.15 | 724.03
39688 | Salto | EH650W00BCP7--- | XS4 wide body electronic wire-free SVN HID iClass half escutcheon for use w/ concealed vertical rods, W lever, unhanded, BioCote antimicrobial finish, for use with KPB adapter | 1 |  | 1 Year | 759.8 | 0.15 | 645.83
39689 | Salto | EH650W00BCP7-W- | XS4 wide body electronic RF wireless SVN HID iClass half escutcheon for use w/ concealed vertical rods, W lever, unhanded, BioCote antimicrobial finish, for use with KPB adapter | 1 |  | 1 Year | 851.8 | 0.15 | 724.03
39690 | Salto | EH650W00BCP8--- | XS4 wide body electronic wire-free SVN HID iClass half escutcheon for use w/ concealed vertical rods, W lever, unhanded, BioCote antimicrobial finish, for use with KPB adapter | 1 |  | 1 Year | 759.8 | 0.15 | 645.83
39691 | Salto | EH650W00BCP8-W- | XS4 wide body electronic RF wireless SVN HID iClass half escutcheon for use w/ concealed vertical rods, W lever, unhanded, BioCote antimicrobial finish, for use with KPB adapter | 1 |  | 1 Year | 851.8 | 0.15 | 724.03
39692 | Salto | EH650W00IAH8--- | XS4 wide body electronic wire-free SVN HID iClass half escutcheon, W lever, unhanded, antique brass finish, for use with KPB adapter | 1 |  | 1 Year | 759.8 | 0.15 | 645.83
39693 | Salto | EH650W00IAH8-W- | XS4 wide body electronic RF wireless SVN HID iClass half escutcheon, W lever, unhanded, antique brass finish, for use with KPB adapter | 1 |  | 1 Year | 851.8 | 0.15 | 724.03
39694 | Salto | EH650W00IAP7--- | XS4 wide body electronic wire-free SVN HID iClass half escutcheon for use w/ concealed vertical rods, W lever, unhanded, antique brass finish, for use with KPB adapter | 1 |  | 1 Year | 759.8 | 0.15 | 645.83
39695 | Salto | EH650W00IAP7-W- | XS4 wide body electronic RF wireless SVN HID iClass half escutcheon for use w/ concealed vertical rods, W lever, unhanded, antique brass finish, for use with KPB adapter | 1 |  | 1 Year | 851.8 | 0.15 | 724.03
39696 | Salto | EH650W00IAP8--- | XS4 wide body electronic wire-free SVN HID iClass half escutcheon for use w/ concealed vertical rods, W lever, unhanded, antique brass finish, for use with KPB adapter | 1 |  | 1 Year | 759.8 | 0.15 | 645.83
39697 | Salto | EH650W00IAP8-W- | XS4 wide body electronic RF wireless SVN HID iClass half escutcheon for use w/ concealed vertical rods, W lever, unhanded, antique brass finish, for use with KPB adapter | 1 |  | 1 Year | 851.8 | 0.15 | 724.03
39698 | Salto | EH650W00IMH8--- | XS4 wide body electronic wire-free SVN HID iClass half escutcheon, W lever, unhanded, satin stainless finish, for use with KPB adapter | 1 |  | 1 Year | 707.8 | 0.15 | 601.63
39699 | Salto | EH650W00IMH8-W- | XS4 wide body electronic RF wireless SVN HID iClass half escutcheon, W lever, unhanded, satin stainless finish, for use with KPB adapter | 1 |  | 1 Year | 799.8 | 0.15 | 679.83
39700 | Salto | EH650W00IMP7--- | XS4 wide body electronic wire-free SVN HID iClass half escutcheon for use w/ concealed vertical rods, W lever, unhanded, satin stainless finish, for use with KPB adapter | 1 |  | 1 Year | 707.8 | 0.15 | 601.63
39701 | Salto | EH650W00IMP7-W- | XS4 wide body electronic RF wireless SVN HID iClass half escutcheon for use w/ concealed vertical rods, W lever, unhanded, satin stainless finish, for use with KPB adapter | 1 |  | 1 Year | 799.8 | 0.15 | 679.83
39702 | Salto | EH650W00IMP8--- | XS4 wide body electronic wire-free SVN HID iClass half escutcheon for use w/ concealed vertical rods, W lever, unhanded, satin stainless finish, for use with KPB adapter | 1 |  | 1 Year | 707.8 | 0.15 | 601.63
39703 | Salto | EH650W00IMP8-W- | XS4 wide body electronic RF wireless SVN HID iClass half escutcheon for use w/ concealed vertical rods, W lever, unhanded, satin stainless finish, for use with KPB adapter | 1 |  | 1 Year | 799.8 | 0.15 | 679.83
39704 | Salto | EH650W00IPH8--- | XS4 wide body electronic wire-free SVN HID iClass half escutcheon, W lever, unhanded, bright stainless steel finish, for use with KPB adapter | 1 |  | 1 Year | 724.1 | 0.15 | 615.485
39705 | Salto | EH650W00IPH8-W- | XS4 wide body electronic RF wireless SVN HID iClass half escutcheon, W lever, unhanded, bright stainless steel finish, for use with KPB adapter | 1 |  | 1 Year | 816.1 | 0.15 | 693.685
39706 | Salto | EH650W00IPP7--- | XS4 wide body electronic wire-free SVN HID iClass half escutcheon for use w/ concealed vertical rods, W lever, unhanded, bright stainless steel finish, for use with KPB adapter | 1 |  | 1 Year | 724.1 | 0.15 | 615.485
39707 | Salto | EH650W00IPP7-W- | XS4 wide body electronic RF wireless SVN HID iClass half escutcheon for use w/ concealed vertical rods, W lever, unhanded, bright stainless steel finish, for use with KPB adapter | 1 |  | 1 Year | 816.1 | 0.15 | 693.685
39708 | Salto | EH650W00IPP8--- | XS4 wide body electronic wire-free SVN HID iClass half escutcheon for use w/ concealed vertical rods, W lever, unhanded, bright stainless steel finish, for use with KPB adapter | 1 |  | 1 Year | 724.1 | 0.15 | 615.485
39709 | Salto | EH650W00IPP8-W- | XS4 wide body electronic RF wireless SVN HID iClass half escutcheon for use w/ concealed vertical rods, W lever, unhanded, bright stainless steel finish, for use with KPB adapter | 1 |  | 1 Year | 816.1 | 0.15 | 693.685
39710 | Salto | EH650W00NEH8--- | XS4 wide body electronic wire-free SVN HID iClass half escutcheon, W lever, unhanded, black chromium finish, for use with KPB adapter | 1 |  | 1 Year | 742.5 | 0.15 | 631.125
39711 | Salto | EH650W00NEH8-W- | XS4 wide body electronic RF wireless SVN HID iClass half escutcheon, W lever, unhanded, black chromium finish, for use with KPB adapter | 1 |  | 1 Year | 834.5 | 0.15 | 709.325
39712 | Salto | EH650W00NEP7--- | XS4 wide body electronic wire-free SVN HID iClass half escutcheon for use w/ concealed vertical rods, W lever, unhanded, black chromium finish, for use with KPB adapter | 1 |  | 1 Year | 742.5 | 0.15 | 631.125
39713 | Salto | EH650W00NEP7-W- | XS4 wide body electronic RF wireless SVN HID iClass half escutcheon for use w/ concealed vertical rods, W lever, unhanded, black chromium finish, for use with KPB adapter | 1 |  | 1 Year | 834.5 | 0.15 | 709.325
39714 | Salto | EH650W00NEP8--- | XS4 wide body electronic wire-free SVN HID iClass half escutcheon for use w/ concealed vertical rods, W lever, unhanded, black chromium finish, for use with KPB adapter | 1 |  | 1 Year | 742.5 | 0.15 | 631.125
39715 | Salto | EH650W00NEP8-W- | XS4 wide body electronic RF wireless SVN HID iClass half escutcheon for use w/ concealed vertical rods, W lever, unhanded, black chromium finish, for use with KPB adapter | 1 |  | 1 Year | 834.5 | 0.15 | 709.325
39716 | Salto | EH650W00PMH8--- | XS4 wide body electronic wire-free SVN HID iClass half escutcheon, W lever, unhanded, satin brass finish, for use with KPB adapter | 1 |  | 1 Year | 707.8 | 0.15 | 601.63
39717 | Salto | EH650W00PMH8-W- | XS4 wide body electronic RF wireless SVN HID iClass half escutcheon, W lever, unhanded, satin brass finish, for use with KPB adapter | 1 |  | 1 Year | 799.8 | 0.15 | 679.83
39718 | Salto | EH650W00PMP7--- | XS4 wide body electronic wire-free SVN HID iClass half escutcheon for use w/ concealed vertical rods, W lever, unhanded, satin brass finish, for use with KPB adapter | 1 |  | 1 Year | 707.8 | 0.15 | 601.63
39719 | Salto | EH650W00PMP7-W- | XS4 wide body electronic RF wireless SVN HID iClass half escutcheon for use w/ concealed vertical rods, W lever, unhanded, satin brass finish, for use with KPB adapter | 1 |  | 1 Year | 799.8 | 0.15 | 679.83
39720 | Salto | EH650W00PMP8--- | XS4 wide body electronic wire-free SVN HID iClass half escutcheon for use w/ concealed vertical rods, W lever, unhanded, satin brass finish, for use with KPB adapter | 1 |  | 1 Year | 707.8 | 0.15 | 601.63
39721 | Salto | EH650W00PMP8-W- | XS4 wide body electronic RF wireless SVN HID iClass half escutcheon for use w/ concealed vertical rods, W lever, unhanded, satin brass finish, for use with KPB adapter | 1 |  | 1 Year | 799.8 | 0.15 | 679.83
39722 | Salto | EH650W00PPH8--- | XS4 wide body electronic wire-free SVN HID iClass half escutcheon, W lever, unhanded, bright brass finish, for use with KPB adapter | 1 |  | 1 Year | 724.1 | 0.15 | 615.485
39723 | Salto | EH650W00PPH8-W- | XS4 wide body electronic RF wireless SVN HID iClass half escutcheon, W lever, unhanded, bright brass finish, for use with KPB adapter | 1 |  | 1 Year | 816.1 | 0.15 | 693.685
39724 | Salto | EH650W00PPP7--- | XS4 wide body electronic wire-free SVN HID iClass half escutcheon for use w/ concealed vertical rods, W lever, unhanded, bright brass finish, for use with KPB adapter | 1 |  | 1 Year | 724.1 | 0.15 | 615.485
39725 | Salto | EH650W00PPP7-W- | XS4 wide body electronic RF wireless SVN HID iClass half escutcheon for use w/ concealed vertical rods, W lever, unhanded, bright brass finish, for use with KPB adapter | 1 |  | 1 Year | 816.1 | 0.15 | 693.685
39726 | Salto | EH650W00PPP8--- | XS4 wide body electronic wire-free SVN HID iClass half escutcheon for use w/ concealed vertical rods, W lever, unhanded, bright brass finish, for use with KPB adapter | 1 |  | 1 Year | 724.1 | 0.15 | 615.485
39727 | Salto | EH650W00PPP8-W- | XS4 wide body electronic RF wireless SVN HID iClass half escutcheon for use w/ concealed vertical rods, W lever, unhanded, bright brass finish, for use with KPB adapter | 1 |  | 1 Year | 816.1 | 0.15 | 693.685
39728 | Salto | EH660200IMH8--- | XS4 wide body electronic wire-free SVN HID iClass w/ key override, half escutcheon, Columbo Robodue premium series lever, unhanded, satin stainless finish, for use with KPB adapter | 1 |  | 1 Year | 753.7 | 0.15 | 640.645
39729 | Salto | EH660200IMH8-W- | XS4 wide body electronic RF wireless SVN HID iClass w/ key override, half escutcheon, Columbo Robodue premium series lever, unhanded, satin stainless finish, for use with KPB adapter | 1 |  | 1 Year | 845.7 | 0.15 | 718.845
39730 | Salto | EH660200IMP7--- | XS4 wide body electronic wire-free SVN HID iClass w/ key override, half escutcheon for use w/ concealed vertical rods, Columbo Robodue premium series lever, unhanded, satin stainless finish, for use with KPB adapter | 1 |  | 1 Year | 753.7 | 0.15 | 640.645
39731 | Salto | EH660200IMP7-W- | XS4 wide body electronic RF wireless SVN HID iClass w/ key override, half escutcheon for use w/ concealed vertical rods, Columbo Robodue premium series lever, unhanded, satin stainless finish, for use with KPB adapter | 1 |  | 1 Year | 845.7 | 0.15 | 718.845
39732 | Salto | EH660200IMP8--- | XS4 wide body electronic wire-free SVN HID iClass w/ key override, half escutcheon for use w/ concealed vertical rods, Columbo Robodue premium series lever, unhanded, satin stainless finish, for use with KPB adapter | 1 |  | 1 Year | 753.7 | 0.15 | 640.645
39733 | Salto | EH660200IMP8-W- | XS4 wide body electronic RF wireless SVN HID iClass w/ key override, half escutcheon for use w/ concealed vertical rods, Columbo Robodue premium series lever, unhanded, satin stainless finish, for use with KPB adapter | 1 |  | 1 Year | 845.7 | 0.15 | 718.845
39734 | Salto | EH660200IPH8--- | XS4 wide body electronic wire-free SVN HID iClass w/ key override, half escutcheon, Columbo Robodue premium series lever, unhanded, bright stainless steel finish, for use with KPB adapter | 1 |  | 1 Year | 770 | 0.15 | 654.5
39735 | Salto | EH660200IPH8-W- | XS4 wide body electronic RF wireless SVN HID iClass w/ key override, half escutcheon, Columbo Robodue premium series lever, unhanded, bright stainless steel finish, for use with KPB adapter | 1 |  | 1 Year | 862 | 0.15 | 732.7
39736 | Salto | EH660200IPP7--- | XS4 wide body electronic wire-free SVN HID iClass w/ key override, half escutcheon for use w/ concealed vertical rods, Columbo Robodue premium series lever, unhanded, bright stainless steel finish, for use with KPB adapter | 1 |  | 1 Year | 770 | 0.15 | 654.5
39737 | Salto | EH660200IPP7-W- | XS4 wide body electronic RF wireless SVN HID iClass w/ key override, half escutcheon for use w/ concealed vertical rods, Columbo Robodue premium series lever, unhanded, bright stainless steel finish, for use with KPB adapter | 1 |  | 1 Year | 862 | 0.15 | 732.7
39738 | Salto | EH660200IPP8--- | XS4 wide body electronic wire-free SVN HID iClass w/ key override, half escutcheon for use w/ concealed vertical rods, Columbo Robodue premium series lever, unhanded, bright stainless steel finish, for use with KPB adapter | 1 |  | 1 Year | 770 | 0.15 | 654.5
39739 | Salto | EH660200IPP8-W- | XS4 wide body electronic RF wireless SVN HID iClass w/ key override, half escutcheon for use w/ concealed vertical rods, Columbo Robodue premium series lever, unhanded, bright stainless steel finish, for use with KPB adapter | 1 |  | 1 Year | 862 | 0.15 | 732.7
39740 | Salto | EH660200PPH8--- | XS4 wide body electronic wire-free SVN HID iClass w/ key override, half escutcheon, Columbo Robodue premium series lever, unhanded, bright brass finish, for use with KPB adapter | 1 |  | 1 Year | 770 | 0.15 | 654.5
39741 | Salto | EH660200PPH8-W- | XS4 wide body electronic RF wireless SVN HID iClass w/ key override, half escutcheon, Columbo Robodue premium series lever, unhanded, bright brass finish, for use with KPB adapter | 1 |  | 1 Year | 862 | 0.15 | 732.7
39742 | Salto | EH660200PPP7--- | XS4 wide body electronic wire-free SVN HID iClass w/ key override, half escutcheon for use w/ concealed vertical rods, Columbo Robodue premium series lever, unhanded, bright brass finish, for use with KPB adapter | 1 |  | 1 Year | 770 | 0.15 | 654.5
39743 | Salto | EH660200PPP7-W- | XS4 wide body electronic RF wireless SVN HID iClass w/ key override, half escutcheon for use w/ concealed vertical rods, Columbo Robodue premium series lever, unhanded, bright brass finish, for use with KPB adapter | 1 |  | 1 Year | 862 | 0.15 | 732.7
39744 | Salto | EH660200PPP8--- | XS4 wide body electronic wire-free SVN HID iClass w/ key override, half escutcheon for use w/ concealed vertical rods, Columbo Robodue premium series lever, unhanded, bright brass finish, for use with KPB adapter | 1 |  | 1 Year | 770 | 0.15 | 654.5
39745 | Salto | EH660200PPP8-W- | XS4 wide body electronic RF wireless SVN HID iClass w/ key override, half escutcheon for use w/ concealed vertical rods, Columbo Robodue premium series lever, unhanded, bright brass finish, for use with KPB adapter | 1 |  | 1 Year | 862 | 0.15 | 732.7
39746 | Salto | EH660300IMH8--- | XS4 wide body electronic wire-free SVN HID iClass w/ key override, half escutcheon, Columbo Robotre premium series lever, unhanded, satin stainless finish, for use with KPB adapter | 1 |  | 1 Year | 753.7 | 0.15 | 640.645
39747 | Salto | EH660300IMH8-W- | XS4 wide body electronic RF wireless SVN HID iClass w/ key override, half escutcheon, Columbo Robotre premium series lever, unhanded, satin stainless finish, for use with KPB adapter | 1 |  | 1 Year | 845.7 | 0.15 | 718.845
39748 | Salto | EH660300IMP7--- | XS4 wide body electronic wire-free SVN HID iClass w/ key override, half escutcheon for use w/ concealed vertical rods, Columbo Robotre premium series lever, unhanded, satin stainless finish, for use with KPB adapter | 1 |  | 1 Year | 753.7 | 0.15 | 640.645
39749 | Salto | EH660300IMP7-W- | XS4 wide body electronic RF wireless SVN HID iClass w/ key override, half escutcheon for use w/ concealed vertical rods, Columbo Robotre premium series lever, unhanded, satin stainless finish, for use with KPB adapter | 1 |  | 1 Year | 845.7 | 0.15 | 718.845
39750 | Salto | EH660300IMP8--- | XS4 wide body electronic wire-free SVN HID iClass w/ key override, half escutcheon for use w/ concealed vertical rods, Columbo Robotre premium series lever, unhanded, satin stainless finish, for use with KPB adapter | 1 |  | 1 Year | 753.7 | 0.15 | 640.645
39751 | Salto | EH660300IMP8-W- | XS4 wide body electronic RF wireless SVN HID iClass w/ key override, half escutcheon for use w/ concealed vertical rods, Columbo Robotre premium series lever, unhanded, satin stainless finish, for use with KPB adapter | 1 |  | 1 Year | 845.7 | 0.15 | 718.845
39752 | Salto | EH660300IPH8--- | XS4 wide body electronic wire-free SVN HID iClass w/ key override, half escutcheon, Columbo Robotre premium series lever, unhanded, bright stainless steel finish, for use with KPB adapter | 1 |  | 1 Year | 770 | 0.15 | 654.5
39753 | Salto | EH660300IPH8-W- | XS4 wide body electronic RF wireless SVN HID iClass w/ key override, half escutcheon, Columbo Robotre premium series lever, unhanded, bright stainless steel finish, for use with KPB adapter | 1 |  | 1 Year | 862 | 0.15 | 732.7
39754 | Salto | EH660300IPP7--- | XS4 wide body electronic wire-free SVN HID iClass w/ key override, half escutcheon for use w/ concealed vertical rods, Columbo Robotre premium series lever, unhanded, bright stainless steel finish, for use with KPB adapter | 1 |  | 1 Year | 770 | 0.15 | 654.5
39755 | Salto | EH660300IPP7-W- | XS4 wide body electronic RF wireless SVN HID iClass w/ key override, half escutcheon for use w/ concealed vertical rods, Columbo Robotre premium series lever, unhanded, bright stainless steel finish, for use with KPB adapter | 1 |  | 1 Year | 862 | 0.15 | 732.7
39756 | Salto | EH660300IPP8--- | XS4 wide body electronic wire-free SVN HID iClass w/ key override, half escutcheon for use w/ concealed vertical rods, Columbo Robotre premium series lever, unhanded, bright stainless steel finish, for use with KPB adapter | 1 |  | 1 Year | 770 | 0.15 | 654.5
39757 | Salto | EH660300IPP8-W- | XS4 wide body electronic RF wireless SVN HID iClass w/ key override, half escutcheon for use w/ concealed vertical rods, Columbo Robotre premium series lever, unhanded, bright stainless steel finish, for use with KPB adapter | 1 |  | 1 Year | 862 | 0.15 | 732.7
39758 | Salto | EH660300PPH8--- | XS4 wide body electronic wire-free SVN HID iClass w/ key override, half escutcheon, Columbo Robotre premium series lever, unhanded, bright brass finish, for use with KPB adapter | 1 |  | 1 Year | 770 | 0.15 | 654.5
39759 | Salto | EH660300PPH8-W- | XS4 wide body electronic RF wireless SVN HID iClass w/ key override, half escutcheon, Columbo Robotre premium series lever, unhanded, bright brass finish, for use with KPB adapter | 1 |  | 1 Year | 862 | 0.15 | 732.7
39760 | Salto | EH660300PPP7--- | XS4 wide body electronic wire-free SVN HID iClass w/ key override, half escutcheon for use w/ concealed vertical rods, Columbo Robotre premium series lever, unhanded, bright brass finish, for use with KPB adapter | 1 |  | 1 Year | 770 | 0.15 | 654.5
39761 | Salto | EH660300PPP7-W- | XS4 wide body electronic RF wireless SVN HID iClass w/ key override, half escutcheon for use w/ concealed vertical rods, Columbo Robotre premium series lever, unhanded, bright brass finish, for use with KPB adapter | 1 |  | 1 Year | 862 | 0.15 | 732.7
39762 | Salto | EH660300PPP8--- | XS4 wide body electronic wire-free SVN HID iClass w/ key override, half escutcheon for use w/ concealed vertical rods, Columbo Robotre premium series lever, unhanded, bright brass finish, for use with KPB adapter | 1 |  | 1 Year | 770 | 0.15 | 654.5
39763 | Salto | EH660300PPP8-W- | XS4 wide body electronic RF wireless SVN HID iClass w/ key override, half escutcheon for use w/ concealed vertical rods, Columbo Robotre premium series lever, unhanded, bright brass finish, for use with KPB adapter | 1 |  | 1 Year | 862 | 0.15 | 732.7
39764 | Salto | EH660400IMH8--- | XS4 wide body electronic wire-free SVN HID iClass w/ key override, half escutcheon, Columbo Roboquattro premium series lever, unhanded, satin stainless finish, for use with KPB adapter | 1 |  | 1 Year | 753.7 | 0.15 | 640.645
39765 | Salto | EH660400IMH8-W- | XS4 wide body electronic RF wireless SVN HID iClass w/ key override, half escutcheon, Columbo Roboquattro premium series lever, unhanded, satin stainless finish, for use with KPB adapter | 1 |  | 1 Year | 845.7 | 0.15 | 718.845
39766 | Salto | EH660400IMP7--- | XS4 wide body electronic wire-free SVN HID iClass w/ key override, half escutcheon for use w/ concealed vertical rods, Columbo Roboquattro premium series lever, unhanded, satin stainless finish, for use with KPB adapter | 1 |  | 1 Year | 753.7 | 0.15 | 640.645
39767 | Salto | EH660400IMP7-W- | XS4 wide body electronic RF wireless SVN HID iClass w/ key override, half escutcheon for use w/ concealed vertical rods, Columbo Roboquattro premium series lever, unhanded, satin stainless finish, for use with KPB adapter | 1 |  | 1 Year | 845.7 | 0.15 | 718.845
39768 | Salto | EH660400IMP8--- | XS4 wide body electronic wire-free SVN HID iClass w/ key override, half escutcheon for use w/ concealed vertical rods, Columbo Roboquattro premium series lever, unhanded, satin stainless finish, for use with KPB adapter | 1 |  | 1 Year | 753.7 | 0.15 | 640.645
39769 | Salto | EH660400IMP8-W- | XS4 wide body electronic RF wireless SVN HID iClass w/ key override, half escutcheon for use w/ concealed vertical rods, Columbo Roboquattro premium series lever, unhanded, satin stainless finish, for use with KPB adapter | 1 |  | 1 Year | 845.7 | 0.15 | 718.845
39770 | Salto | EH660400IPH8--- | XS4 wide body electronic wire-free SVN HID iClass w/ key override, half escutcheon, Columbo Roboquattro premium series lever, unhanded, bright stainless steel finish, for use with KPB adapter | 1 |  | 1 Year | 770 | 0.15 | 654.5
39771 | Salto | EH660400IPH8-W- | XS4 wide body electronic RF wireless SVN HID iClass w/ key override, half escutcheon, Columbo Roboquattro premium series lever, unhanded, bright stainless steel finish, for use with KPB adapter | 1 |  | 1 Year | 862 | 0.15 | 732.7
39772 | Salto | EH660400IPP7--- | XS4 wide body electronic wire-free SVN HID iClass w/ key override, half escutcheon for use w/ concealed vertical rods, Columbo Roboquattro premium series lever, unhanded, bright stainless steel finish, for use with KPB adapter | 1 |  | 1 Year | 770 | 0.15 | 654.5
39773 | Salto | EH660400IPP7-W- | XS4 wide body electronic RF wireless SVN HID iClass w/ key override, half escutcheon for use w/ concealed vertical rods, Columbo Roboquattro premium series lever, unhanded, bright stainless steel finish, for use with KPB adapter | 1 |  | 1 Year | 862 | 0.15 | 732.7
39774 | Salto | EH660400IPP8--- | XS4 wide body electronic wire-free SVN HID iClass w/ key override, half escutcheon for use w/ concealed vertical rods, Columbo Roboquattro premium series lever, unhanded, bright stainless steel finish, for use with KPB adapter | 1 |  | 1 Year | 770 | 0.15 | 654.5
39775 | Salto | EH660400IPP8-W- | XS4 wide body electronic RF wireless SVN HID iClass w/ key override, half escutcheon for use w/ concealed vertical rods, Columbo Roboquattro premium series lever, unhanded, bright stainless steel finish, for use with KPB adapter | 1 |  | 1 Year | 862 | 0.15 | 732.7
39776 | Salto | EH660400PPH8--- | XS4 wide body electronic wire-free SVN HID iClass w/ key override, half escutcheon, Columbo Roboquattro premium series lever, unhanded, bright brass finish, for use with KPB adapter | 1 |  | 1 Year | 770 | 0.15 | 654.5
39777 | Salto | EH660400PPH8-W- | XS4 wide body electronic RF wireless SVN HID iClass w/ key override, half escutcheon, Columbo Roboquattro premium series lever, unhanded, bright brass finish, for use with KPB adapter | 1 |  | 1 Year | 862 | 0.15 | 732.7
39778 | Salto | EH660400PPP7--- | XS4 wide body electronic wire-free SVN HID iClass w/ key override, half escutcheon for use w/ concealed vertical rods, Columbo Roboquattro premium series lever, unhanded, bright brass finish, for use with KPB adapter | 1 |  | 1 Year | 770 | 0.15 | 654.5
39779 | Salto | EH660400PPP7-W- | XS4 wide body electronic RF wireless SVN HID iClass w/ key override, half escutcheon for use w/ concealed vertical rods, Columbo Roboquattro premium series lever, unhanded, bright brass finish, for use with KPB adapter | 1 |  | 1 Year | 862 | 0.15 | 732.7
39780 | Salto | EH660400PPP8--- | XS4 wide body electronic wire-free SVN HID iClass w/ key override, half escutcheon for use w/ concealed vertical rods, Columbo Roboquattro premium series lever, unhanded, bright brass finish, for use with KPB adapter | 1 |  | 1 Year | 770 | 0.15 | 654.5
39781 | Salto | EH660400PPP8-W- | XS4 wide body electronic RF wireless SVN HID iClass w/ key override, half escutcheon for use w/ concealed vertical rods, Columbo Roboquattro premium series lever, unhanded, bright brass finish, for use with KPB adapter | 1 |  | 1 Year | 862 | 0.15 | 732.7
39782 | Salto | EH660700IMH8--- | XS4 wide body electronic wire-free SVN HID iClass w/ key override, half escutcheon, Columbo Mach premium series lever, unhanded, satin stainless finish, for use with KPB adapter | 1 |  | 1 Year | 753.7 | 0.15 | 640.645
39783 | Salto | EH660700IMH8-W- | XS4 wide body electronic RF wireless SVN HID iClass w/ key override, half escutcheon, Columbo Mach premium series lever, unhanded, satin stainless finish, for use with KPB adapter | 1 |  | 1 Year | 845.7 | 0.15 | 718.845
39784 | Salto | EH660700IMP7--- | XS4 wide body electronic wire-free SVN HID iClass w/ key override, half escutcheon for use w/ concealed vertical rods, Columbo Mach premium series lever, unhanded, satin stainless finish, for use with KPB adapter | 1 |  | 1 Year | 753.7 | 0.15 | 640.645
39785 | Salto | EH660700IMP7-W- | XS4 wide body electronic RF wireless SVN HID iClass w/ key override, half escutcheon for use w/ concealed vertical rods, Columbo Mach premium series lever, unhanded, satin stainless finish, for use with KPB adapter | 1 |  | 1 Year | 845.7 | 0.15 | 718.845
39786 | Salto | EH660700IMP8--- | XS4 wide body electronic wire-free SVN HID iClass w/ key override, half escutcheon for use w/ concealed vertical rods, Columbo Mach premium series lever, unhanded, satin stainless finish, for use with KPB adapter | 1 |  | 1 Year | 753.7 | 0.15 | 640.645
39787 | Salto | EH660700IMP8-W- | XS4 wide body electronic RF wireless SVN HID iClass w/ key override, half escutcheon for use w/ concealed vertical rods, Columbo Mach premium series lever, unhanded, satin stainless finish, for use with KPB adapter | 1 |  | 1 Year | 845.7 | 0.15 | 718.845
39788 | Salto | EH660700IPH8--- | XS4 wide body electronic wire-free SVN HID iClass w/ key override, half escutcheon, Columbo Mach premium series lever, unhanded, bright stainless steel finish, for use with KPB adapter | 1 |  | 1 Year | 770 | 0.15 | 654.5
39789 | Salto | EH660700IPH8-W- | XS4 wide body electronic RF wireless SVN HID iClass w/ key override, half escutcheon, Columbo Mach premium series lever, unhanded, bright stainless steel finish, for use with KPB adapter | 1 |  | 1 Year | 862 | 0.15 | 732.7
39790 | Salto | EH660700IPP7--- | XS4 wide body electronic wire-free SVN HID iClass w/ key override, half escutcheon for use w/ concealed vertical rods, Columbo Mach premium series lever, unhanded, bright stainless steel finish, for use with KPB adapter | 1 |  | 1 Year | 770 | 0.15 | 654.5
39791 | Salto | EH660700IPP7-W- | XS4 wide body electronic RF wireless SVN HID iClass w/ key override, half escutcheon for use w/ concealed vertical rods, Columbo Mach premium series lever, unhanded, bright stainless steel finish, for use with KPB adapter | 1 |  | 1 Year | 862 | 0.15 | 732.7
39792 | Salto | EH660700IPP8--- | XS4 wide body electronic wire-free SVN HID iClass w/ key override, half escutcheon for use w/ concealed vertical rods, Columbo Mach premium series lever, unhanded, bright stainless steel finish, for use with KPB adapter | 1 |  | 1 Year | 770 | 0.15 | 654.5
39793 | Salto | EH660700IPP8-W- | XS4 wide body electronic RF wireless SVN HID iClass w/ key override, half escutcheon for use w/ concealed vertical rods, Columbo Mach premium series lever, unhanded, bright stainless steel finish, for use with KPB adapter | 1 |  | 1 Year | 862 | 0.15 | 732.7
39794 | Salto | EH660700PPH8--- | XS4 wide body electronic wire-free SVN HID iClass w/ key override, half escutcheon, Columbo Mach premium series lever, unhanded, bright brass finish, for use with KPB adapter | 1 |  | 1 Year | 770 | 0.15 | 654.5
39795 | Salto | EH660700PPH8-W- | XS4 wide body electronic RF wireless SVN HID iClass w/ key override, half escutcheon, Columbo Mach premium series lever, unhanded, bright brass finish, for use with KPB adapter | 1 |  | 1 Year | 862 | 0.15 | 732.7
39796 | Salto | EH660700PPP7--- | XS4 wide body electronic wire-free SVN HID iClass w/ key override, half escutcheon for use w/ concealed vertical rods, Columbo Mach premium series lever, unhanded, bright brass finish, for use with KPB adapter | 1 |  | 1 Year | 770 | 0.15 | 654.5
39797 | Salto | EH660700PPP7-W- | XS4 wide body electronic RF wireless SVN HID iClass w/ key override, half escutcheon for use w/ concealed vertical rods, Columbo Mach premium series lever, unhanded, bright brass finish, for use with KPB adapter | 1 |  | 1 Year | 862 | 0.15 | 732.7
39798 | Salto | EH660700PPP8--- | XS4 wide body electronic wire-free SVN HID iClass w/ key override, half escutcheon for use w/ concealed vertical rods, Columbo Mach premium series lever, unhanded, bright brass finish, for use with KPB adapter | 1 |  | 1 Year | 770 | 0.15 | 654.5
39799 | Salto | EH660700PPP8-W- | XS4 wide body electronic RF wireless SVN HID iClass w/ key override, half escutcheon for use w/ concealed vertical rods, Columbo Mach premium series lever, unhanded, bright brass finish, for use with KPB adapter | 1 |  | 1 Year | 862 | 0.15 | 732.7
39800 | Salto | EH660A00BCH8--- | XS4 wide body electronic wire-free SVN HID iClass w/ key override, half escutcheon, A lever, unhanded, BioCote antimicrobial finish, for use with KPB adapter | 1 |  | 1 Year | 759.8 | 0.15 | 645.83
39801 | Salto | EH660A00BCH8-W- | XS4 wide body electronic RF wireless SVN HID iClass w/ key override, half escutcheon, A lever, unhanded, BioCote antimicrobial finish, for use with KPB adapter | 1 |  | 1 Year | 851.8 | 0.15 | 724.03
39802 | Salto | EH660A00BCP7--- | XS4 wide body electronic wire-free SVN HID iClass w/ key override, half escutcheon for use w/ concealed vertical rods, A lever, unhanded, BioCote antimicrobial finish, for use with KPB adapter | 1 |  | 1 Year | 759.8 | 0.15 | 645.83
39803 | Salto | EH660A00BCP7-W- | XS4 wide body electronic RF wireless SVN HID iClass w/ key override, half escutcheon for use w/ concealed vertical rods, A lever, unhanded, BioCote antimicrobial finish, for use with KPB adapter | 1 |  | 1 Year | 851.8 | 0.15 | 724.03
39804 | Salto | EH660A00BCP8--- | XS4 wide body electronic wire-free SVN HID iClass w/ key override, half escutcheon for use w/ concealed vertical rods, A lever, unhanded, BioCote antimicrobial finish, for use with KPB adapter | 1 |  | 1 Year | 759.8 | 0.15 | 645.83
39805 | Salto | EH660A00BCP8-W- | XS4 wide body electronic RF wireless SVN HID iClass w/ key override, half escutcheon for use w/ concealed vertical rods, A lever, unhanded, BioCote antimicrobial finish, for use with KPB adapter | 1 |  | 1 Year | 851.8 | 0.15 | 724.03
39806 | Salto | EH660A00IAH8--- | XS4 wide body electronic wire-free SVN HID iClass w/ key override, half escutcheon, A lever, unhanded, antique brass finish, for use with KPB adapter | 1 |  | 1 Year | 759.8 | 0.15 | 645.83
39807 | Salto | EH660A00IAH8-W- | XS4 wide body electronic RF wireless SVN HID iClass w/ key override, half escutcheon, A lever, unhanded, antique brass finish, for use with KPB adapter | 1 |  | 1 Year | 851.8 | 0.15 | 724.03
39808 | Salto | EH660A00IAP7--- | XS4 wide body electronic wire-free SVN HID iClass w/ key override, half escutcheon for use w/ concealed vertical rods, A lever, unhanded, antique brass finish, for use with KPB adapter | 1 |  | 1 Year | 759.8 | 0.15 | 645.83
39809 | Salto | EH660A00IAP7-W- | XS4 wide body electronic RF wireless SVN HID iClass w/ key override, half escutcheon for use w/ concealed vertical rods, A lever, unhanded, antique brass finish, for use with KPB adapter | 1 |  | 1 Year | 851.8 | 0.15 | 724.03
39810 | Salto | EH660A00IAP8--- | XS4 wide body electronic wire-free SVN HID iClass w/ key override, half escutcheon for use w/ concealed vertical rods, A lever, unhanded, antique brass finish, for use with KPB adapter | 1 |  | 1 Year | 759.8 | 0.15 | 645.83
39811 | Salto | EH660A00IAP8-W- | XS4 wide body electronic RF wireless SVN HID iClass w/ key override, half escutcheon for use w/ concealed vertical rods, A lever, unhanded, antique brass finish, for use with KPB adapter | 1 |  | 1 Year | 851.8 | 0.15 | 724.03
39812 | Salto | EH660A00IMH8--- | XS4 wide body electronic wire-free SVN HID iClass w/ key override, half escutcheon, A lever, unhanded, satin stainless finish, for use with KPB adapter | 1 |  | 1 Year | 707.8 | 0.15 | 601.63
39813 | Salto | EH660A00IMH8-W- | XS4 wide body electronic RF wireless SVN HID iClass w/ key override, half escutcheon, A lever, unhanded, satin stainless finish, for use with KPB adapter | 1 |  | 1 Year | 799.8 | 0.15 | 679.83
39814 | Salto | EH660A00IMP7--- | XS4 wide body electronic wire-free SVN HID iClass w/ key override, half escutcheon for use w/ concealed vertical rods, A lever, unhanded, satin stainless finish, for use with KPB adapter | 1 |  | 1 Year | 707.8 | 0.15 | 601.63
39815 | Salto | EH660A00IMP7-W- | XS4 wide body electronic RF wireless SVN HID iClass w/ key override, half escutcheon for use w/ concealed vertical rods, A lever, unhanded, satin stainless finish, for use with KPB adapter | 1 |  | 1 Year | 799.8 | 0.15 | 679.83
39816 | Salto | EH660A00IMP8--- | XS4 wide body electronic wire-free SVN HID iClass w/ key override, half escutcheon for use w/ concealed vertical rods, A lever, unhanded, satin stainless finish, for use with KPB adapter | 1 |  | 1 Year | 707.8 | 0.15 | 601.63
39817 | Salto | EH660A00IMP8-W- | XS4 wide body electronic RF wireless SVN HID iClass w/ key override, half escutcheon for use w/ concealed vertical rods, A lever, unhanded, satin stainless finish, for use with KPB adapter | 1 |  | 1 Year | 799.8 | 0.15 | 679.83
39818 | Salto | EH660A00IPH8--- | XS4 wide body electronic wire-free SVN HID iClass w/ key override, half escutcheon, A lever, unhanded, bright stainless steel finish, for use with KPB adapter | 1 |  | 1 Year | 724.1 | 0.15 | 615.485
39819 | Salto | EH660A00IPH8-W- | XS4 wide body electronic RF wireless SVN HID iClass w/ key override, half escutcheon, A lever, unhanded, bright stainless steel finish, for use with KPB adapter | 1 |  | 1 Year | 816.1 | 0.15 | 693.685
39820 | Salto | EH660A00IPP7--- | XS4 wide body electronic wire-free SVN HID iClass w/ key override, half escutcheon for use w/ concealed vertical rods, A lever, unhanded, bright stainless steel finish, for use with KPB adapter | 1 |  | 1 Year | 724.1 | 0.15 | 615.485
39821 | Salto | EH660A00IPP7-W- | XS4 wide body electronic RF wireless SVN HID iClass w/ key override, half escutcheon for use w/ concealed vertical rods, A lever, unhanded, bright stainless steel finish, for use with KPB adapter | 1 |  | 1 Year | 816.1 | 0.15 | 693.685
39822 | Salto | EH660A00IPP8--- | XS4 wide body electronic wire-free SVN HID iClass w/ key override, half escutcheon for use w/ concealed vertical rods, A lever, unhanded, bright stainless steel finish, for use with KPB adapter | 1 |  | 1 Year | 724.1 | 0.15 | 615.485
39823 | Salto | EH660A00IPP8-W- | XS4 wide body electronic RF wireless SVN HID iClass w/ key override, half escutcheon for use w/ concealed vertical rods, A lever, unhanded, bright stainless steel finish, for use with KPB adapter | 1 |  | 1 Year | 816.1 | 0.15 | 693.685
39824 | Salto | EH660A00NEH8--- | XS4 wide body electronic wire-free SVN HID iClass w/ key override, half escutcheon, A lever, unhanded, black chromium finish, for use with KPB adapter | 1 |  | 1 Year | 742.5 | 0.15 | 631.125
39825 | Salto | EH660A00NEH8-W- | XS4 wide body electronic RF wireless SVN HID iClass w/ key override, half escutcheon, A lever, unhanded, black chromium finish, for use with KPB adapter | 1 |  | 1 Year | 834.5 | 0.15 | 709.325
39826 | Salto | EH660A00NEP7--- | XS4 wide body electronic wire-free SVN HID iClass w/ key override, half escutcheon for use w/ concealed vertical rods, A lever, unhanded, black chromium finish, for use with KPB adapter | 1 |  | 1 Year | 742.5 | 0.15 | 631.125
39827 | Salto | EH660A00NEP7-W- | XS4 wide body electronic RF wireless SVN HID iClass w/ key override, half escutcheon for use w/ concealed vertical rods, A lever, unhanded, black chromium finish, for use with KPB adapter | 1 |  | 1 Year | 834.5 | 0.15 | 709.325
39828 | Salto | EH660A00NEP8--- | XS4 wide body electronic wire-free SVN HID iClass w/ key override, half escutcheon for use w/ concealed vertical rods, A lever, unhanded, black chromium finish, for use with KPB adapter | 1 |  | 1 Year | 742.5 | 0.15 | 631.125
39829 | Salto | EH660A00NEP8-W- | XS4 wide body electronic RF wireless SVN HID iClass w/ key override, half escutcheon for use w/ concealed vertical rods, A lever, unhanded, black chromium finish, for use with KPB adapter | 1 |  | 1 Year | 834.5 | 0.15 | 709.325
39830 | Salto | EH660A00PMH8--- | XS4 wide body electronic wire-free SVN HID iClass w/ key override, half escutcheon, A lever, unhanded, satin brass finish, for use with KPB adapter | 1 |  | 1 Year | 707.8 | 0.15 | 601.63
39831 | Salto | EH660A00PMH8-W- | XS4 wide body electronic RF wireless SVN HID iClass w/ key override, half escutcheon, A lever, unhanded, satin brass finish, for use with KPB adapter | 1 |  | 1 Year | 799.8 | 0.15 | 679.83
39832 | Salto | EH660A00PMP7--- | XS4 wide body electronic wire-free SVN HID iClass w/ key override, half escutcheon for use w/ concealed vertical rods, A lever, unhanded, satin brass finish, for use with KPB adapter | 1 |  | 1 Year | 707.8 | 0.15 | 601.63
39833 | Salto | EH660A00PMP7-W- | XS4 wide body electronic RF wireless SVN HID iClass w/ key override, half escutcheon for use w/ concealed vertical rods, A lever, unhanded, satin brass finish, for use with KPB adapter | 1 |  | 1 Year | 799.8 | 0.15 | 679.83
39834 | Salto | EH660A00PMP8--- | XS4 wide body electronic wire-free SVN HID iClass w/ key override, half escutcheon for use w/ concealed vertical rods, A lever, unhanded, satin brass finish, for use with KPB adapter | 1 |  | 1 Year | 707.8 | 0.15 | 601.63
39835 | Salto | EH660A00PMP8-W- | XS4 wide body electronic RF wireless SVN HID iClass w/ key override, half escutcheon for use w/ concealed vertical rods, A lever, unhanded, satin brass finish, for use with KPB adapter | 1 |  | 1 Year | 799.8 | 0.15 | 679.83
39836 | Salto | EH660A00PPH8--- | XS4 wide body electronic wire-free SVN HID iClass w/ key override, half escutcheon, A lever, unhanded, bright brass finish, for use with KPB adapter | 1 |  | 1 Year | 724.1 | 0.15 | 615.485
39837 | Salto | EH660A00PPH8-W- | XS4 wide body electronic RF wireless SVN HID iClass w/ key override, half escutcheon, A lever, unhanded, bright brass finish, for use with KPB adapter | 1 |  | 1 Year | 816.1 | 0.15 | 693.685
39838 | Salto | EH660A00PPP7--- | XS4 wide body electronic wire-free SVN HID iClass w/ key override, half escutcheon for use w/ concealed vertical rods, A lever, unhanded, bright brass finish, for use with KPB adapter | 1 |  | 1 Year | 724.1 | 0.15 | 615.485
39839 | Salto | EH660A00PPP7-W- | XS4 wide body electronic RF wireless SVN HID iClass w/ key override, half escutcheon for use w/ concealed vertical rods, A lever, unhanded, bright brass finish, for use with KPB adapter | 1 |  | 1 Year | 816.1 | 0.15 | 693.685
39840 | Salto | EH660A00PPP8--- | XS4 wide body electronic wire-free SVN HID iClass w/ key override, half escutcheon for use w/ concealed vertical rods, A lever, unhanded, bright brass finish, for use with KPB adapter | 1 |  | 1 Year | 724.1 | 0.15 | 615.485
39841 | Salto | EH660A00PPP8-W- | XS4 wide body electronic RF wireless SVN HID iClass w/ key override, half escutcheon for use w/ concealed vertical rods, A lever, unhanded, bright brass finish, for use with KPB adapter | 1 |  | 1 Year | 816.1 | 0.15 | 693.685
39842 | Salto | EH660G00BCH8--- | XS4 wide body electronic wire-free SVN HID iClass w/ key override, half escutcheon, G lever, unhanded, BioCote antimicrobial finish, for use with KPB adapter | 1 |  | 1 Year | 759.8 | 0.15 | 645.83
39843 | Salto | EH660G00BCH8-W- | XS4 wide body electronic RF wireless SVN HID iClass w/ key override, half escutcheon, G lever, unhanded, BioCote antimicrobial finish, for use with KPB adapter | 1 |  | 1 Year | 851.8 | 0.15 | 724.03
39844 | Salto | EH660G00BCP7--- | XS4 wide body electronic wire-free SVN HID iClass w/ key override, half escutcheon for use w/ concealed vertical rods, G lever, unhanded, BioCote antimicrobial finish, for use with KPB adapter | 1 |  | 1 Year | 759.8 | 0.15 | 645.83
39845 | Salto | EH660G00BCP7-W- | XS4 wide body electronic RF wireless SVN HID iClass w/ key override, half escutcheon for use w/ concealed vertical rods, G lever, unhanded, BioCote antimicrobial finish, for use with KPB adapter | 1 |  | 1 Year | 851.8 | 0.15 | 724.03
39846 | Salto | EH660G00BCP8--- | XS4 wide body electronic wire-free SVN HID iClass w/ key override, half escutcheon for use w/ concealed vertical rods, G lever, unhanded, BioCote antimicrobial finish, for use with KPB adapter | 1 |  | 1 Year | 759.8 | 0.15 | 645.83
39847 | Salto | EH660G00BCP8-W- | XS4 wide body electronic RF wireless SVN HID iClass w/ key override, half escutcheon for use w/ concealed vertical rods, G lever, unhanded, BioCote antimicrobial finish, for use with KPB adapter | 1 |  | 1 Year | 851.8 | 0.15 | 724.03
39848 | Salto | EH660G00IMH8--- | XS4 wide body electronic wire-free SVN HID iClass w/ key override, half escutcheon, G lever, unhanded, satin stainless finish, for use with KPB adapter | 1 |  | 1 Year | 707.8 | 0.15 | 601.63
39849 | Salto | EH660G00IMH8-W- | XS4 wide body electronic RF wireless SVN HID iClass w/ key override, half escutcheon, G lever, unhanded, satin stainless finish, for use with KPB adapter | 1 |  | 1 Year | 799.8 | 0.15 | 679.83
39850 | Salto | EH660G00IMP7--- | XS4 wide body electronic wire-free SVN HID iClass w/ key override, half escutcheon for use w/ concealed vertical rods, G lever, unhanded, satin stainless finish, for use with KPB adapter | 1 |  | 1 Year | 707.8 | 0.15 | 601.63
39851 | Salto | EH660G00IMP7-W- | XS4 wide body electronic RF wireless SVN HID iClass w/ key override, half escutcheon for use w/ concealed vertical rods, G lever, unhanded, satin stainless finish, for use with KPB adapter | 1 |  | 1 Year | 799.8 | 0.15 | 679.83
39852 | Salto | EH660G00IMP8--- | XS4 wide body electronic wire-free SVN HID iClass w/ key override, half escutcheon for use w/ concealed vertical rods, G lever, unhanded, satin stainless finish, for use with KPB adapter | 1 |  | 1 Year | 707.8 | 0.15 | 601.63
39853 | Salto | EH660G00IMP8-W- | XS4 wide body electronic RF wireless SVN HID iClass w/ key override, half escutcheon for use w/ concealed vertical rods, G lever, unhanded, satin stainless finish, for use with KPB adapter | 1 |  | 1 Year | 799.8 | 0.15 | 679.83
39854 | Salto | EH660G00PMH8--- | XS4 wide body electronic wire-free SVN HID iClass w/ key override, half escutcheon, G lever, unhanded, satin brass finish, for use with KPB adapter | 1 |  | 1 Year | 707.8 | 0.15 | 601.63
39855 | Salto | EH660G00PMH8-W- | XS4 wide body electronic RF wireless SVN HID iClass w/ key override, half escutcheon, G lever, unhanded, satin brass finish, for use with KPB adapter | 1 |  | 1 Year | 799.8 | 0.15 | 679.83
39856 | Salto | EH660G00PMP7--- | XS4 wide body electronic wire-free SVN HID iClass w/ key override, half escutcheon for use w/ concealed vertical rods, G lever, unhanded, satin brass finish, for use with KPB adapter | 1 |  | 1 Year | 707.8 | 0.15 | 601.63
39857 | Salto | EH660G00PMP7-W- | XS4 wide body electronic RF wireless SVN HID iClass w/ key override, half escutcheon for use w/ concealed vertical rods, G lever, unhanded, satin brass finish, for use with KPB adapter | 1 |  | 1 Year | 799.8 | 0.15 | 679.83
39858 | Salto | EH660G00PMP8--- | XS4 wide body electronic wire-free SVN HID iClass w/ key override, half escutcheon for use w/ concealed vertical rods, G lever, unhanded, satin brass finish, for use with KPB adapter | 1 |  | 1 Year | 707.8 | 0.15 | 601.63
39859 | Salto | EH660G00PMP8-W- | XS4 wide body electronic RF wireless SVN HID iClass w/ key override, half escutcheon for use w/ concealed vertical rods, G lever, unhanded, satin brass finish, for use with KPB adapter | 1 |  | 1 Year | 799.8 | 0.15 | 679.83
39860 | Salto | EH660J00BCH8--- | XS4 wide body electronic wire-free SVN HID iClass w/ key override, half escutcheon, J lever, unhanded, BioCote antimicrobial finish, for use with KPB adapter | 1 |  | 1 Year | 770 | 0.15 | 654.5
39861 | Salto | EH660J00BCH8-W- | XS4 wide body electronic RF wireless SVN HID iClass w/ key override, half escutcheon, J lever, unhanded, BioCote antimicrobial finish, for use with KPB adapter | 1 |  | 1 Year | 862 | 0.15 | 732.7
39862 | Salto | EH660J00BCP7--- | XS4 wide body electronic wire-free SVN HID iClass w/ key override, half escutcheon for use w/ concealed vertical rods, J lever, unhanded, BioCote antimicrobial finish, for use with KPB adapter | 1 |  | 1 Year | 770 | 0.15 | 654.5
39863 | Salto | EH660J00BCP7-W- | XS4 wide body electronic RF wireless SVN HID iClass w/ key override, half escutcheon for use w/ concealed vertical rods, J lever, unhanded, BioCote antimicrobial finish, for use with KPB adapter | 1 |  | 1 Year | 862 | 0.15 | 732.7
39864 | Salto | EH660J00BCP8--- | XS4 wide body electronic wire-free SVN HID iClass w/ key override, half escutcheon for use w/ concealed vertical rods, J lever, unhanded, BioCote antimicrobial finish, for use with KPB adapter | 1 |  | 1 Year | 770 | 0.15 | 654.5
39865 | Salto | EH660J00BCP8-W- | XS4 wide body electronic RF wireless SVN HID iClass w/ key override, half escutcheon for use w/ concealed vertical rods, J lever, unhanded, BioCote antimicrobial finish, for use with KPB adapter | 1 |  | 1 Year | 862 | 0.15 | 732.7
39866 | Salto | EH660J00IAH8--- | XS4 wide body electronic wire-free SVN HID iClass w/ key override, half escutcheon, J lever, unhanded, antique brass finish, for use with KPB adapter | 1 |  | 1 Year | 770 | 0.15 | 654.5
39867 | Salto | EH660J00IAH8-W- | XS4 wide body electronic RF wireless SVN HID iClass w/ key override, half escutcheon, J lever, unhanded, antique brass finish, for use with KPB adapter | 1 |  | 1 Year | 862 | 0.15 | 732.7
39868 | Salto | EH660J00IAP7--- | XS4 wide body electronic wire-free SVN HID iClass w/ key override, half escutcheon for use w/ concealed vertical rods, J lever, unhanded, antique brass finish, for use with KPB adapter | 1 |  | 1 Year | 770 | 0.15 | 654.5
39869 | Salto | EH660J00IAP7-W- | XS4 wide body electronic RF wireless SVN HID iClass w/ key override, half escutcheon for use w/ concealed vertical rods, J lever, unhanded, antique brass finish, for use with KPB adapter | 1 |  | 1 Year | 862 | 0.15 | 732.7
39870 | Salto | EH660J00IAP8--- | XS4 wide body electronic wire-free SVN HID iClass w/ key override, half escutcheon for use w/ concealed vertical rods, J lever, unhanded, antique brass finish, for use with KPB adapter | 1 |  | 1 Year | 770 | 0.15 | 654.5
39871 | Salto | EH660J00IAP8-W- | XS4 wide body electronic RF wireless SVN HID iClass w/ key override, half escutcheon for use w/ concealed vertical rods, J lever, unhanded, antique brass finish, for use with KPB adapter | 1 |  | 1 Year | 862 | 0.15 | 732.7
39872 | Salto | EH660J00IMH8--- | XS4 wide body electronic wire-free SVN HID iClass w/ key override, half escutcheon, J lever, unhanded, satin stainless finish, for use with KPB adapter | 1 |  | 1 Year | 718 | 0.15 | 610.3
39873 | Salto | EH660J00IMH8-W- | XS4 wide body electronic RF wireless SVN HID iClass w/ key override, half escutcheon, J lever, unhanded, satin stainless finish, for use with KPB adapter | 1 |  | 1 Year | 810 | 0.15 | 688.5
39874 | Salto | EH660J00IMP7--- | XS4 wide body electronic wire-free SVN HID iClass w/ key override, half escutcheon for use w/ concealed vertical rods, J lever, unhanded, satin stainless finish, for use with KPB adapter | 1 |  | 1 Year | 718 | 0.15 | 610.3
39875 | Salto | EH660J00IMP7-W- | XS4 wide body electronic RF wireless SVN HID iClass w/ key override, half escutcheon for use w/ concealed vertical rods, J lever, unhanded, satin stainless finish, for use with KPB adapter | 1 |  | 1 Year | 810 | 0.15 | 688.5
39876 | Salto | EH660J00IMP8--- | XS4 wide body electronic wire-free SVN HID iClass w/ key override, half escutcheon for use w/ concealed vertical rods, J lever, unhanded, satin stainless finish, for use with KPB adapter | 1 |  | 1 Year | 718 | 0.15 | 610.3
39877 | Salto | EH660J00IMP8-W- | XS4 wide body electronic RF wireless SVN HID iClass w/ key override, half escutcheon for use w/ concealed vertical rods, J lever, unhanded, satin stainless finish, for use with KPB adapter | 1 |  | 1 Year | 810 | 0.15 | 688.5
39878 | Salto | EH660J00NEH8--- | XS4 wide body electronic wire-free SVN HID iClass w/ key override, half escutcheon, J lever, unhanded, black chromium finish, for use with KPB adapter | 1 |  | 1 Year | 752.7 | 0.15 | 639.795
39879 | Salto | EH660J00NEH8-W- | XS4 wide body electronic RF wireless SVN HID iClass w/ key override, half escutcheon, J lever, unhanded, black chromium finish, for use with KPB adapter | 1 |  | 1 Year | 844.7 | 0.15 | 717.995
39880 | Salto | EH660J00NEP7--- | XS4 wide body electronic wire-free SVN HID iClass w/ key override, half escutcheon for use w/ concealed vertical rods, J lever, unhanded, black chromium finish, for use with KPB adapter | 1 |  | 1 Year | 752.7 | 0.15 | 639.795
39881 | Salto | EH660J00NEP7-W- | XS4 wide body electronic RF wireless SVN HID iClass w/ key override, half escutcheon for use w/ concealed vertical rods, J lever, unhanded, black chromium finish, for use with KPB adapter | 1 |  | 1 Year | 844.7 | 0.15 | 717.995
39882 | Salto | EH660J00NEP8--- | XS4 wide body electronic wire-free SVN HID iClass w/ key override, half escutcheon for use w/ concealed vertical rods, J lever, unhanded, black chromium finish, for use with KPB adapter | 1 |  | 1 Year | 752.7 | 0.15 | 639.795
39883 | Salto | EH660J00NEP8-W- | XS4 wide body electronic RF wireless SVN HID iClass w/ key override, half escutcheon for use w/ concealed vertical rods, J lever, unhanded, black chromium finish, for use with KPB adapter | 1 |  | 1 Year | 844.7 | 0.15 | 717.995
39884 | Salto | EH660J00PMH8--- | XS4 wide body electronic wire-free SVN HID iClass w/ key override, half escutcheon, J lever, unhanded, satin brass finish, for use with KPB adapter | 1 |  | 1 Year | 718 | 0.15 | 610.3
39885 | Salto | EH660J00PMH8-W- | XS4 wide body electronic RF wireless SVN HID iClass w/ key override, half escutcheon, J lever, unhanded, satin brass finish, for use with KPB adapter | 1 |  | 1 Year | 810 | 0.15 | 688.5
39886 | Salto | EH660J00PMP7--- | XS4 wide body electronic wire-free SVN HID iClass w/ key override, half escutcheon for use w/ concealed vertical rods, J lever, unhanded, satin brass finish, for use with KPB adapter | 1 |  | 1 Year | 718 | 0.15 | 610.3
39887 | Salto | EH660J00PMP7-W- | XS4 wide body electronic RF wireless SVN HID iClass w/ key override, half escutcheon for use w/ concealed vertical rods, J lever, unhanded, satin brass finish, for use with KPB adapter | 1 |  | 1 Year | 810 | 0.15 | 688.5
39888 | Salto | EH660J00PMP8--- | XS4 wide body electronic wire-free SVN HID iClass w/ key override, half escutcheon for use w/ concealed vertical rods, J lever, unhanded, satin brass finish, for use with KPB adapter | 1 |  | 1 Year | 718 | 0.15 | 610.3
39889 | Salto | EH660J00PMP8-W- | XS4 wide body electronic RF wireless SVN HID iClass w/ key override, half escutcheon for use w/ concealed vertical rods, J lever, unhanded, satin brass finish, for use with KPB adapter | 1 |  | 1 Year | 810 | 0.15 | 688.5
39890 | Salto | EH660K00IMH8L-- | XS4 wide body electronic wire-free SVN HID iClass w/ key override, half escutcheon, K lever, left handed, satin stainless finish, for use with KPB adapter | 1 |  | 1 Year | 718 | 0.15 | 610.3
39891 | Salto | EH660K00IMH8LW- | XS4 wide body electronic RF wireless SVN HID iClass w/ key override, half escutcheon, K lever, left handed, satin stainless finish, for use with KPB adapter | 1 |  | 1 Year | 810 | 0.15 | 688.5
39892 | Salto | EH660K00IMH8R-- | XS4 wide body electronic wire-free SVN HID iClass w/ key override, half escutcheon, K lever, right handed, satin stainless finish, for use with KPB adapter | 1 |  | 1 Year | 718 | 0.15 | 610.3
39893 | Salto | EH660K00IMH8RW- | XS4 wide body electronic RF wireless SVN HID iClass w/ key override, half escutcheon, K lever, right handed, satin stainless finish, for use with KPB adapter | 1 |  | 1 Year | 810 | 0.15 | 688.5
39894 | Salto | EH660K00IMP7L-- | XS4 wide body electronic wire-free SVN HID iClass w/ key override, half escutcheon for use w/ concealed vertical rods, K lever, left handed, satin stainless finish, for use with KPB adapter | 1 |  | 1 Year | 718 | 0.15 | 610.3
39895 | Salto | EH660K00IMP7LW- | XS4 wide body electronic RF wireless SVN HID iClass w/ key override, half escutcheon for use w/ concealed vertical rods, K lever, left handed, satin stainless finish, for use with KPB adapter | 1 |  | 1 Year | 810 | 0.15 | 688.5
39896 | Salto | EH660K00IMP7R-- | XS4 wide body electronic wire-free SVN HID iClass w/ key override, half escutcheon for use w/ concealed vertical rods, K lever, right handed, satin stainless finish, for use with KPB adapter | 1 |  | 1 Year | 718 | 0.15 | 610.3
39897 | Salto | EH660K00IMP7RW- | XS4 wide body electronic RF wireless SVN HID iClass w/ key override, half escutcheon for use w/ concealed vertical rods, K lever, right handed, satin stainless finish, for use with KPB adapter | 1 |  | 1 Year | 810 | 0.15 | 688.5
39898 | Salto | EH660K00IMP8L-- | XS4 wide body electronic wire-free SVN HID iClass w/ key override, half escutcheon for use w/ concealed vertical rods, K lever, left handed, satin stainless finish, for use with KPB adapter | 1 |  | 1 Year | 718 | 0.15 | 610.3
39899 | Salto | EH660K00IMP8LW- | XS4 wide body electronic RF wireless SVN HID iClass w/ key override, half escutcheon for use w/ concealed vertical rods, K lever, left handed, satin stainless finish, for use with KPB adapter | 1 |  | 1 Year | 810 | 0.15 | 688.5
39900 | Salto | EH660K00IMP8R-- | XS4 wide body electronic wire-free SVN HID iClass w/ key override, half escutcheon for use w/ concealed vertical rods, K lever, right handed, satin stainless finish, for use with KPB adapter | 1 |  | 1 Year | 718 | 0.15 | 610.3
39901 | Salto | EH660K00IMP8RW- | XS4 wide body electronic RF wireless SVN HID iClass w/ key override, half escutcheon for use w/ concealed vertical rods, K lever, right handed, satin stainless finish, for use with KPB adapter | 1 |  | 1 Year | 810 | 0.15 | 688.5
39902 | Salto | EH660K00IPH8L-- | XS4 wide body electronic wire-free SVN HID iClass w/ key override, half escutcheon, K lever, left handed, bright stainless steel finish, for use with KPB adapter | 1 |  | 1 Year | 734.3 | 0.15 | 624.155
39903 | Salto | EH660K00IPH8LW- | XS4 wide body electronic RF wireless SVN HID iClass w/ key override, half escutcheon, K lever, left handed, bright stainless steel finish, for use with KPB adapter | 1 |  | 1 Year | 826.3 | 0.15 | 702.355
39904 | Salto | EH660K00IPH8R-- | XS4 wide body electronic wire-free SVN HID iClass w/ key override, half escutcheon, K lever, right handed, bright stainless steel finish, for use with KPB adapter | 1 |  | 1 Year | 734.3 | 0.15 | 624.155
39905 | Salto | EH660K00IPH8RW- | XS4 wide body electronic RF wireless SVN HID iClass w/ key override, half escutcheon, K lever, right handed, bright stainless steel finish, for use with KPB adapter | 1 |  | 1 Year | 826.3 | 0.15 | 702.355
39906 | Salto | EH660K00IPP7L-- | XS4 wide body electronic wire-free SVN HID iClass w/ key override, half escutcheon for use w/ concealed vertical rods, K lever, left handed, bright stainless steel finish, for use with KPB adapter | 1 |  | 1 Year | 734.3 | 0.15 | 624.155
39907 | Salto | EH660K00IPP7LW- | XS4 wide body electronic RF wireless SVN HID iClass w/ key override, half escutcheon for use w/ concealed vertical rods, K lever, left handed, bright stainless steel finish, for use with KPB adapter | 1 |  | 1 Year | 826.3 | 0.15 | 702.355
39908 | Salto | EH660K00IPP7R-- | XS4 wide body electronic wire-free SVN HID iClass w/ key override, half escutcheon for use w/ concealed vertical rods, K lever, right handed, bright stainless steel finish, for use with KPB adapter | 1 |  | 1 Year | 734.3 | 0.15 | 624.155
39909 | Salto | EH660K00IPP7RW- | XS4 wide body electronic RF wireless SVN HID iClass w/ key override, half escutcheon for use w/ concealed vertical rods, K lever, right handed, bright stainless steel finish, for use with KPB adapter | 1 |  | 1 Year | 826.3 | 0.15 | 702.355
39910 | Salto | EH660K00IPP8L-- | XS4 wide body electronic wire-free SVN HID iClass w/ key override, half escutcheon for use w/ concealed vertical rods, K lever, left handed, bright stainless steel finish, for use with KPB adapter | 1 |  | 1 Year | 734.3 | 0.15 | 624.155
39911 | Salto | EH660K00IPP8LW- | XS4 wide body electronic RF wireless SVN HID iClass w/ key override, half escutcheon for use w/ concealed vertical rods, K lever, left handed, bright stainless steel finish, for use with KPB adapter | 1 |  | 1 Year | 826.3 | 0.15 | 702.355
39912 | Salto | EH660K00IPP8R-- | XS4 wide body electronic wire-free SVN HID iClass w/ key override, half escutcheon for use w/ concealed vertical rods, K lever, right handed, bright stainless steel finish, for use with KPB adapter | 1 |  | 1 Year | 734.3 | 0.15 | 624.155
39913 | Salto | EH660K00IPP8RW- | XS4 wide body electronic RF wireless SVN HID iClass w/ key override, half escutcheon for use w/ concealed vertical rods, K lever, right handed, bright stainless steel finish, for use with KPB adapter | 1 |  | 1 Year | 826.3 | 0.15 | 702.355
39914 | Salto | EH660K00PPH8L-- | XS4 wide body electronic wire-free SVN HID iClass w/ key override, half escutcheon, K lever, left handed, bright brass finish, for use with KPB adapter | 1 |  | 1 Year | 734.3 | 0.15 | 624.155
39915 | Salto | EH660K00PPH8LW- | XS4 wide body electronic RF wireless SVN HID iClass w/ key override, half escutcheon, K lever, left handed, bright brass finish, for use with KPB adapter | 1 |  | 1 Year | 826.3 | 0.15 | 702.355
39916 | Salto | EH660K00PPH8R-- | XS4 wide body electronic wire-free SVN HID iClass w/ key override, half escutcheon, K lever, right handed, bright brass finish, for use with KPB adapter | 1 |  | 1 Year | 734.3 | 0.15 | 624.155
39917 | Salto | EH660K00PPH8RW- | XS4 wide body electronic RF wireless SVN HID iClass w/ key override, half escutcheon, K lever, right handed, bright brass finish, for use with KPB adapter | 1 |  | 1 Year | 826.3 | 0.15 | 702.355
39918 | Salto | EH660K00PPP7L-- | XS4 wide body electronic wire-free SVN HID iClass w/ key override, half escutcheon for use w/ concealed vertical rods, K lever, left handed, bright brass finish, for use with KPB adapter | 1 |  | 1 Year | 734.3 | 0.15 | 624.155
39919 | Salto | EH660K00PPP7LW- | XS4 wide body electronic RF wireless SVN HID iClass w/ key override, half escutcheon for use w/ concealed vertical rods, K lever, left handed, bright brass finish, for use with KPB adapter | 1 |  | 1 Year | 826.3 | 0.15 | 702.355
39920 | Salto | EH660K00PPP7R-- | XS4 wide body electronic wire-free SVN HID iClass w/ key override, half escutcheon for use w/ concealed vertical rods, K lever, right handed, bright brass finish, for use with KPB adapter | 1 |  | 1 Year | 734.3 | 0.15 | 624.155
39921 | Salto | EH660K00PPP7RW- | XS4 wide body electronic RF wireless SVN HID iClass w/ key override, half escutcheon for use w/ concealed vertical rods, K lever, right handed, bright brass finish, for use with KPB adapter | 1 |  | 1 Year | 826.3 | 0.15 | 702.355
39922 | Salto | EH660K00PPP8L-- | XS4 wide body electronic wire-free SVN HID iClass w/ key override, half escutcheon for use w/ concealed vertical rods, K lever, left handed, bright brass finish, for use with KPB adapter | 1 |  | 1 Year | 734.3 | 0.15 | 624.155
39923 | Salto | EH660K00PPP8LW- | XS4 wide body electronic RF wireless SVN HID iClass w/ key override, half escutcheon for use w/ concealed vertical rods, K lever, left handed, bright brass finish, for use with KPB adapter | 1 |  | 1 Year | 826.3 | 0.15 | 702.355
39924 | Salto | EH660K00PPP8R-- | XS4 wide body electronic wire-free SVN HID iClass w/ key override, half escutcheon for use w/ concealed vertical rods, K lever, right handed, bright brass finish, for use with KPB adapter | 1 |  | 1 Year | 734.3 | 0.15 | 624.155
39925 | Salto | EH660K00PPP8RW- | XS4 wide body electronic RF wireless SVN HID iClass w/ key override, half escutcheon for use w/ concealed vertical rods, K lever, right handed, bright brass finish, for use with KPB adapter | 1 |  | 1 Year | 826.3 | 0.15 | 702.355
39926 | Salto | EH660L00BCH8--- | XS4 wide body electronic wire-free SVN HID iClass w/ key override, half escutcheon, L lever, unhanded, BioCote antimicrobial finish, for use with KPB adapter | 1 |  | 1 Year | 759.8 | 0.15 | 645.83
39927 | Salto | EH660L00BCH8-W- | XS4 wide body electronic RF wireless SVN HID iClass w/ key override, half escutcheon, L lever, unhanded, BioCote antimicrobial finish, for use with KPB adapter | 1 |  | 1 Year | 851.8 | 0.15 | 724.03
39928 | Salto | EH660L00BCP7--- | XS4 wide body electronic wire-free SVN HID iClass w/ key override, half escutcheon for use w/ concealed vertical rods, L lever, unhanded, BioCote antimicrobial finish, for use with KPB adapter | 1 |  | 1 Year | 759.8 | 0.15 | 645.83
39929 | Salto | EH660L00BCP7-W- | XS4 wide body electronic RF wireless SVN HID iClass w/ key override, half escutcheon for use w/ concealed vertical rods, L lever, unhanded, BioCote antimicrobial finish, for use with KPB adapter | 1 |  | 1 Year | 851.8 | 0.15 | 724.03
39930 | Salto | EH660L00BCP8--- | XS4 wide body electronic wire-free SVN HID iClass w/ key override, half escutcheon for use w/ concealed vertical rods, L lever, unhanded, BioCote antimicrobial finish, for use with KPB adapter | 1 |  | 1 Year | 759.8 | 0.15 | 645.83
39931 | Salto | EH660L00BCP8-W- | XS4 wide body electronic RF wireless SVN HID iClass w/ key override, half escutcheon for use w/ concealed vertical rods, L lever, unhanded, BioCote antimicrobial finish, for use with KPB adapter | 1 |  | 1 Year | 851.8 | 0.15 | 724.03
39932 | Salto | EH660L00IAH8--- | XS4 wide body electronic wire-free SVN HID iClass w/ key override, half escutcheon, L lever, unhanded, antique brass finish, for use with KPB adapter | 1 |  | 1 Year | 759.8 | 0.15 | 645.83
39933 | Salto | EH660L00IAH8-W- | XS4 wide body electronic RF wireless SVN HID iClass w/ key override, half escutcheon, L lever, unhanded, antique brass finish, for use with KPB adapter | 1 |  | 1 Year | 851.8 | 0.15 | 724.03
39934 | Salto | EH660L00IAP7--- | XS4 wide body electronic wire-free SVN HID iClass w/ key override, half escutcheon for use w/ concealed vertical rods, L lever, unhanded, antique brass finish, for use with KPB adapter | 1 |  | 1 Year | 759.8 | 0.15 | 645.83
39935 | Salto | EH660L00IAP7-W- | XS4 wide body electronic RF wireless SVN HID iClass w/ key override, half escutcheon for use w/ concealed vertical rods, L lever, unhanded, antique brass finish, for use with KPB adapter | 1 |  | 1 Year | 851.8 | 0.15 | 724.03
39936 | Salto | EH660L00IAP8--- | XS4 wide body electronic wire-free SVN HID iClass w/ key override, half escutcheon for use w/ concealed vertical rods, L lever, unhanded, antique brass finish, for use with KPB adapter | 1 |  | 1 Year | 759.8 | 0.15 | 645.83
39937 | Salto | EH660L00IAP8-W- | XS4 wide body electronic RF wireless SVN HID iClass w/ key override, half escutcheon for use w/ concealed vertical rods, L lever, unhanded, antique brass finish, for use with KPB adapter | 1 |  | 1 Year | 851.8 | 0.15 | 724.03
39938 | Salto | EH660L00IMH8--- | XS4 wide body electronic wire-free SVN HID iClass w/ key override, half escutcheon, L lever, unhanded, satin stainless finish, for use with KPB adapter | 1 |  | 1 Year | 707.8 | 0.15 | 601.63
39939 | Salto | EH660L00IMH8-W- | XS4 wide body electronic RF wireless SVN HID iClass w/ key override, half escutcheon, L lever, unhanded, satin stainless finish, for use with KPB adapter | 1 |  | 1 Year | 799.8 | 0.15 | 679.83
39940 | Salto | EH660L00IMP7--- | XS4 wide body electronic wire-free SVN HID iClass w/ key override, half escutcheon for use w/ concealed vertical rods, L lever, unhanded, satin stainless finish, for use with KPB adapter | 1 |  | 1 Year | 707.8 | 0.15 | 601.63
39941 | Salto | EH660L00IMP7-W- | XS4 wide body electronic RF wireless SVN HID iClass w/ key override, half escutcheon for use w/ concealed vertical rods, L lever, unhanded, satin stainless finish, for use with KPB adapter | 1 |  | 1 Year | 799.8 | 0.15 | 679.83
39942 | Salto | EH660L00IMP8--- | XS4 wide body electronic wire-free SVN HID iClass w/ key override, half escutcheon for use w/ concealed vertical rods, L lever, unhanded, satin stainless finish, for use with KPB adapter | 1 |  | 1 Year | 707.8 | 0.15 | 601.63
39943 | Salto | EH660L00IMP8-W- | XS4 wide body electronic RF wireless SVN HID iClass w/ key override, half escutcheon for use w/ concealed vertical rods, L lever, unhanded, satin stainless finish, for use with KPB adapter | 1 |  | 1 Year | 799.8 | 0.15 | 679.83
39944 | Salto | EH660L00IPH8--- | XS4 wide body electronic wire-free SVN HID iClass w/ key override, half escutcheon, L lever, unhanded, bright stainless steel finish, for use with KPB adapter | 1 |  | 1 Year | 724.1 | 0.15 | 615.485
39945 | Salto | EH660L00IPH8-W- | XS4 wide body electronic RF wireless SVN HID iClass w/ key override, half escutcheon, L lever, unhanded, bright stainless steel finish, for use with KPB adapter | 1 |  | 1 Year | 816.1 | 0.15 | 693.685
39946 | Salto | EH660L00IPP7--- | XS4 wide body electronic wire-free SVN HID iClass w/ key override, half escutcheon for use w/ concealed vertical rods, L lever, unhanded, bright stainless steel finish, for use with KPB adapter | 1 |  | 1 Year | 724.1 | 0.15 | 615.485
39947 | Salto | EH660L00IPP7-W- | XS4 wide body electronic RF wireless SVN HID iClass w/ key override, half escutcheon for use w/ concealed vertical rods, L lever, unhanded, bright stainless steel finish, for use with KPB adapter | 1 |  | 1 Year | 816.1 | 0.15 | 693.685
39948 | Salto | EH660L00IPP8--- | XS4 wide body electronic wire-free SVN HID iClass w/ key override, half escutcheon for use w/ concealed vertical rods, L lever, unhanded, bright stainless steel finish, for use with KPB adapter | 1 |  | 1 Year | 724.1 | 0.15 | 615.485
39949 | Salto | EH660L00IPP8-W- | XS4 wide body electronic RF wireless SVN HID iClass w/ key override, half escutcheon for use w/ concealed vertical rods, L lever, unhanded, bright stainless steel finish, for use with KPB adapter | 1 |  | 1 Year | 816.1 | 0.15 | 693.685
39950 | Salto | EH660L00NEH8--- | XS4 wide body electronic wire-free SVN HID iClass w/ key override, half escutcheon, L lever, unhanded, black chromium finish, for use with KPB adapter | 1 |  | 1 Year | 742.5 | 0.15 | 631.125
39951 | Salto | EH660L00NEH8-W- | XS4 wide body electronic RF wireless SVN HID iClass w/ key override, half escutcheon, L lever, unhanded, black chromium finish, for use with KPB adapter | 1 |  | 1 Year | 834.5 | 0.15 | 709.325
39952 | Salto | EH660L00NEP7--- | XS4 wide body electronic wire-free SVN HID iClass w/ key override, half escutcheon for use w/ concealed vertical rods, L lever, unhanded, black chromium finish, for use with KPB adapter | 1 |  | 1 Year | 742.5 | 0.15 | 631.125
39953 | Salto | EH660L00NEP7-W- | XS4 wide body electronic RF wireless SVN HID iClass w/ key override, half escutcheon for use w/ concealed vertical rods, L lever, unhanded, black chromium finish, for use with KPB adapter | 1 |  | 1 Year | 834.5 | 0.15 | 709.325
39954 | Salto | EH660L00NEP8--- | XS4 wide body electronic wire-free SVN HID iClass w/ key override, half escutcheon for use w/ concealed vertical rods, L lever, unhanded, black chromium finish, for use with KPB adapter | 1 |  | 1 Year | 742.5 | 0.15 | 631.125
39955 | Salto | EH660L00NEP8-W- | XS4 wide body electronic RF wireless SVN HID iClass w/ key override, half escutcheon for use w/ concealed vertical rods, L lever, unhanded, black chromium finish, for use with KPB adapter | 1 |  | 1 Year | 834.5 | 0.15 | 709.325
39956 | Salto | EH660L00PMH8--- | XS4 wide body electronic wire-free SVN HID iClass w/ key override, half escutcheon, L lever, unhanded, satin brass finish, for use with KPB adapter | 1 |  | 1 Year | 707.8 | 0.15 | 601.63
39957 | Salto | EH660L00PMH8-W- | XS4 wide body electronic RF wireless SVN HID iClass w/ key override, half escutcheon, L lever, unhanded, satin brass finish, for use with KPB adapter | 1 |  | 1 Year | 799.8 | 0.15 | 679.83
39958 | Salto | EH660L00PMP7--- | XS4 wide body electronic wire-free SVN HID iClass w/ key override, half escutcheon for use w/ concealed vertical rods, L lever, unhanded, satin brass finish, for use with KPB adapter | 1 |  | 1 Year | 707.8 | 0.15 | 601.63
39959 | Salto | EH660L00PMP7-W- | XS4 wide body electronic RF wireless SVN HID iClass w/ key override, half escutcheon for use w/ concealed vertical rods, L lever, unhanded, satin brass finish, for use with KPB adapter | 1 |  | 1 Year | 799.8 | 0.15 | 679.83
39960 | Salto | EH660L00PMP8--- | XS4 wide body electronic wire-free SVN HID iClass w/ key override, half escutcheon for use w/ concealed vertical rods, L lever, unhanded, satin brass finish, for use with KPB adapter | 1 |  | 1 Year | 707.8 | 0.15 | 601.63
39961 | Salto | EH660L00PMP8-W- | XS4 wide body electronic RF wireless SVN HID iClass w/ key override, half escutcheon for use w/ concealed vertical rods, L lever, unhanded, satin brass finish, for use with KPB adapter | 1 |  | 1 Year | 799.8 | 0.15 | 679.83
39962 | Salto | EH660L00PPH8--- | XS4 wide body electronic wire-free SVN HID iClass w/ key override, half escutcheon, L lever, unhanded, bright brass finish, for use with KPB adapter | 1 |  | 1 Year | 724.1 | 0.15 | 615.485
39963 | Salto | EH660L00PPH8-W- | XS4 wide body electronic RF wireless SVN HID iClass w/ key override, half escutcheon, L lever, unhanded, bright brass finish, for use with KPB adapter | 1 |  | 1 Year | 816.1 | 0.15 | 693.685
39964 | Salto | EH660L00PPP7--- | XS4 wide body electronic wire-free SVN HID iClass w/ key override, half escutcheon for use w/ concealed vertical rods, L lever, unhanded, bright brass finish, for use with KPB adapter | 1 |  | 1 Year | 724.1 | 0.15 | 615.485
39965 | Salto | EH660L00PPP7-W- | XS4 wide body electronic RF wireless SVN HID iClass w/ key override, half escutcheon for use w/ concealed vertical rods, L lever, unhanded, bright brass finish, for use with KPB adapter | 1 |  | 1 Year | 816.1 | 0.15 | 693.685
39966 | Salto | EH660L00PPP8--- | XS4 wide body electronic wire-free SVN HID iClass w/ key override, half escutcheon for use w/ concealed vertical rods, L lever, unhanded, bright brass finish, for use with KPB adapter | 1 |  | 1 Year | 724.1 | 0.15 | 615.485
39967 | Salto | EH660L00PPP8-W- | XS4 wide body electronic RF wireless SVN HID iClass w/ key override, half escutcheon for use w/ concealed vertical rods, L lever, unhanded, bright brass finish, for use with KPB adapter | 1 |  | 1 Year | 816.1 | 0.15 | 693.685
39968 | Salto | EH660N00BCH8--- | XS4 wide body electronic wire-free SVN HID iClass w/ key override, half escutcheon, N lever, unhanded, BioCote antimicrobial finish, for use with KPB adapter | 1 |  | 1 Year | 759.8 | 0.15 | 645.83
39969 | Salto | EH660N00BCH8-W- | XS4 wide body electronic RF wireless SVN HID iClass w/ key override, half escutcheon, N lever, unhanded, BioCote antimicrobial finish, for use with KPB adapter | 1 |  | 1 Year | 851.8 | 0.15 | 724.03
39970 | Salto | EH660N00BCP7--- | XS4 wide body electronic wire-free SVN HID iClass w/ key override, half escutcheon for use w/ concealed vertical rods, N lever, unhanded, BioCote antimicrobial finish, for use with KPB adapter | 1 |  | 1 Year | 759.8 | 0.15 | 645.83
39971 | Salto | EH660N00BCP7-W- | XS4 wide body electronic RF wireless SVN HID iClass w/ key override, half escutcheon for use w/ concealed vertical rods, N lever, unhanded, BioCote antimicrobial finish, for use with KPB adapter | 1 |  | 1 Year | 851.8 | 0.15 | 724.03
39972 | Salto | EH660N00BCP8--- | XS4 wide body electronic wire-free SVN HID iClass w/ key override, half escutcheon for use w/ concealed vertical rods, N lever, unhanded, BioCote antimicrobial finish, for use with KPB adapter | 1 |  | 1 Year | 759.8 | 0.15 | 645.83
39973 | Salto | EH660N00BCP8-W- | XS4 wide body electronic RF wireless SVN HID iClass w/ key override, half escutcheon for use w/ concealed vertical rods, N lever, unhanded, BioCote antimicrobial finish, for use with KPB adapter | 1 |  | 1 Year | 851.8 | 0.15 | 724.03
39974 | Salto | EH660N00IMH8--- | XS4 wide body electronic wire-free SVN HID iClass w/ key override, half escutcheon, N lever, unhanded, satin stainless finish, for use with KPB adapter | 1 |  | 1 Year | 707.8 | 0.15 | 601.63
39975 | Salto | EH660N00IMH8--- | XS4 wide body electronic wire-free SVN HID iClass w/ key override, half escutcheon, N lever, unhanded, satin stainless finish, for use with KPB adapter | 1 |  | 1 Year | 707.8 | 0.15 | 601.63
39976 | Salto | EH660N00IMH8-W- | XS4 wide body electronic RF wireless SVN HID iClass w/ key override, half escutcheon, N lever, unhanded, satin stainless finish, for use with KPB adapter | 1 |  | 1 Year | 799.8 | 0.15 | 679.83
39977 | Salto | EH660N00IMH8-W- | XS4 wide body electronic RF wireless SVN HID iClass w/ key override, half escutcheon, N lever, unhanded, satin stainless finish, for use with KPB adapter | 1 |  | 1 Year | 799.8 | 0.15 | 679.83
39978 | Salto | EH660N00IMP7--- | XS4 wide body electronic wire-free SVN HID iClass w/ key override, half escutcheon for use w/ concealed vertical rods, N lever, unhanded, satin stainless finish, for use with KPB adapter | 1 |  | 1 Year | 707.8 | 0.15 | 601.63
39979 | Salto | EH660N00IMP7--- | XS4 wide body electronic wire-free SVN HID iClass w/ key override, half escutcheon for use w/ concealed vertical rods, N lever, unhanded, satin stainless finish, for use with KPB adapter | 1 |  | 1 Year | 707.8 | 0.15 | 601.63
39980 | Salto | EH660N00IMP7-W- | XS4 wide body electronic RF wireless SVN HID iClass w/ key override, half escutcheon for use w/ concealed vertical rods, N lever, unhanded, satin stainless finish, for use with KPB adapter | 1 |  | 1 Year | 799.8 | 0.15 | 679.83
39981 | Salto | EH660N00IMP7-W- | XS4 wide body electronic RF wireless SVN HID iClass w/ key override, half escutcheon for use w/ concealed vertical rods, N lever, unhanded, satin stainless finish, for use with KPB adapter | 1 |  | 1 Year | 799.8 | 0.15 | 679.83
39982 | Salto | EH660N00IMP8--- | XS4 wide body electronic wire-free SVN HID iClass w/ key override, half escutcheon for use w/ concealed vertical rods, N lever, unhanded, satin stainless finish, for use with KPB adapter | 1 |  | 1 Year | 707.8 | 0.15 | 601.63
39983 | Salto | EH660N00IMP8--- | XS4 wide body electronic wire-free SVN HID iClass w/ key override, half escutcheon for use w/ concealed vertical rods, N lever, unhanded, satin stainless finish, for use with KPB adapter | 1 |  | 1 Year | 707.8 | 0.15 | 601.63
39984 | Salto | EH660N00IMP8-W- | XS4 wide body electronic RF wireless SVN HID iClass w/ key override, half escutcheon for use w/ concealed vertical rods, N lever, unhanded, satin stainless finish, for use with KPB adapter | 1 |  | 1 Year | 799.8 | 0.15 | 679.83
39985 | Salto | EH660N00IMP8-W- | XS4 wide body electronic RF wireless SVN HID iClass w/ key override, half escutcheon for use w/ concealed vertical rods, N lever, unhanded, satin stainless finish, for use with KPB adapter | 1 |  | 1 Year | 799.8 | 0.15 | 679.83
39986 | Salto | EH660N00IPH8--- | XS4 wide body electronic wire-free SVN HID iClass w/ key override, half escutcheon, N lever, unhanded, bright stainless steel finish, for use with KPB adapter | 1 |  | 1 Year | 724.1 | 0.15 | 615.485
39987 | Salto | EH660N00IPH8-W- | XS4 wide body electronic RF wireless SVN HID iClass w/ key override, half escutcheon, N lever, unhanded, bright stainless steel finish, for use with KPB adapter | 1 |  | 1 Year | 816.1 | 0.15 | 693.685
39988 | Salto | EH660N00IPP7--- | XS4 wide body electronic wire-free SVN HID iClass w/ key override, half escutcheon for use w/ concealed vertical rods, N lever, unhanded, bright stainless steel finish, for use with KPB adapter | 1 |  | 1 Year | 724.1 | 0.15 | 615.485
39989 | Salto | EH660N00IPP7-W- | XS4 wide body electronic RF wireless SVN HID iClass w/ key override, half escutcheon for use w/ concealed vertical rods, N lever, unhanded, bright stainless steel finish, for use with KPB adapter | 1 |  | 1 Year | 816.1 | 0.15 | 693.685
39990 | Salto | EH660N00IPP8--- | XS4 wide body electronic wire-free SVN HID iClass w/ key override, half escutcheon for use w/ concealed vertical rods, N lever, unhanded, bright stainless steel finish, for use with KPB adapter | 1 |  | 1 Year | 724.1 | 0.15 | 615.485
39991 | Salto | EH660N00IPP8-W- | XS4 wide body electronic RF wireless SVN HID iClass w/ key override, half escutcheon for use w/ concealed vertical rods, N lever, unhanded, bright stainless steel finish, for use with KPB adapter | 1 |  | 1 Year | 816.1 | 0.15 | 693.685
39992 | Salto | EH660N00PMH8--- | XS4 wide body electronic wire-free SVN HID iClass w/ key override, half escutcheon, N lever, unhanded, satin brass finish, for use with KPB adapter | 1 |  | 1 Year | 707.8 | 0.15 | 601.63
39993 | Salto | EH660N00PMH8-W- | XS4 wide body electronic RF wireless SVN HID iClass w/ key override, half escutcheon, N lever, unhanded, satin brass finish, for use with KPB adapter | 1 |  | 1 Year | 799.8 | 0.15 | 679.83
39994 | Salto | EH660N00PMP7--- | XS4 wide body electronic wire-free SVN HID iClass w/ key override, half escutcheon for use w/ concealed vertical rods, N lever, unhanded, satin brass finish, for use with KPB adapter | 1 |  | 1 Year | 707.8 | 0.15 | 601.63
39995 | Salto | EH660N00PMP7-W- | XS4 wide body electronic RF wireless SVN HID iClass w/ key override, half escutcheon for use w/ concealed vertical rods, N lever, unhanded, satin brass finish, for use with KPB adapter | 1 |  | 1 Year | 799.8 | 0.15 | 679.83
39996 | Salto | EH660N00PMP8--- | XS4 wide body electronic wire-free SVN HID iClass w/ key override, half escutcheon for use w/ concealed vertical rods, N lever, unhanded, satin brass finish, for use with KPB adapter | 1 |  | 1 Year | 707.8 | 0.15 | 601.63
39997 | Salto | EH660N00PMP8-W- | XS4 wide body electronic RF wireless SVN HID iClass w/ key override, half escutcheon for use w/ concealed vertical rods, N lever, unhanded, satin brass finish, for use with KPB adapter | 1 |  | 1 Year | 799.8 | 0.15 | 679.83
39998 | Salto | EH660O00BCH8L-- | XS4 wide body electronic wire-free SVN HID iClass w/ key override, half escutcheon, O lever, left handed, BioCote antimicrobial finish, for use with KPB adapter | 1 |  | 1 Year | 770 | 0.15 | 654.5
39999 | Salto | EH660O00BCH8LW- | XS4 wide body electronic RF wireless SVN HID iClass w/ key override, half escutcheon, O lever, left handed, BioCote antimicrobial finish, for use with KPB adapter | 1 |  | 1 Year | 862 | 0.15 | 732.7
40000 | Salto | EH660O00BCH8R-- | XS4 wide body electronic wire-free SVN HID iClass w/ key override, half escutcheon, O lever, right handed, BioCote antimicrobial finish, for use with KPB adapter | 1 |  | 1 Year | 770 | 0.15 | 654.5
40001 | Salto | EH660O00BCH8RW- | XS4 wide body electronic RF wireless SVN HID iClass w/ key override, half escutcheon, O lever, right handed, BioCote antimicrobial finish, for use with KPB adapter | 1 |  | 1 Year | 862 | 0.15 | 732.7
40002 | Salto | EH660O00BCP7L-- | XS4 wide body electronic wire-free SVN HID iClass w/ key override, half escutcheon for use w/ concealed vertical rods, O lever, left handed, BioCote antimicrobial finish, for use with KPB adapter | 1 |  | 1 Year | 770 | 0.15 | 654.5
40003 | Salto | EH660O00BCP7LW- | XS4 wide body electronic RF wireless SVN HID iClass w/ key override, half escutcheon for use w/ concealed vertical rods, O lever, left handed, BioCote antimicrobial finish, for use with KPB adapter | 1 |  | 1 Year | 862 | 0.15 | 732.7
40004 | Salto | EH660O00BCP7R-- | XS4 wide body electronic wire-free SVN HID iClass w/ key override, half escutcheon for use w/ concealed vertical rods, O lever, right handed, BioCote antimicrobial finish, for use with KPB adapter | 1 |  | 1 Year | 770 | 0.15 | 654.5
40005 | Salto | EH660O00BCP7RW- | XS4 wide body electronic RF wireless SVN HID iClass w/ key override, half escutcheon for use w/ concealed vertical rods, O lever, right handed, BioCote antimicrobial finish, for use with KPB adapter | 1 |  | 1 Year | 862 | 0.15 | 732.7
40006 | Salto | EH660O00BCP8L-- | XS4 wide body electronic wire-free SVN HID iClass w/ key override, half escutcheon for use w/ concealed vertical rods, O lever, left handed, BioCote antimicrobial finish, for use with KPB adapter | 1 |  | 1 Year | 770 | 0.15 | 654.5
40007 | Salto | EH660O00BCP8LW- | XS4 wide body electronic RF wireless SVN HID iClass w/ key override, half escutcheon for use w/ concealed vertical rods, O lever, left handed, BioCote antimicrobial finish, for use with KPB adapter | 1 |  | 1 Year | 862 | 0.15 | 732.7
40008 | Salto | EH660O00BCP8R-- | XS4 wide body electronic wire-free SVN HID iClass w/ key override, half escutcheon for use w/ concealed vertical rods, O lever, right handed, BioCote antimicrobial finish, for use with KPB adapter | 1 |  | 1 Year | 770 | 0.15 | 654.5
40009 | Salto | EH660O00BCP8RW- | XS4 wide body electronic RF wireless SVN HID iClass w/ key override, half escutcheon for use w/ concealed vertical rods, O lever, right handed, BioCote antimicrobial finish, for use with KPB adapter | 1 |  | 1 Year | 862 | 0.15 | 732.7
40010 | Salto | EH660O00IAH8L-- | XS4 wide body electronic wire-free SVN HID iClass w/ key override, half escutcheon, O lever, left handed, antique brass finish, for use with KPB adapter | 1 |  | 1 Year | 770 | 0.15 | 654.5
40011 | Salto | EH660O00IAH8LW- | XS4 wide body electronic RF wireless SVN HID iClass w/ key override, half escutcheon, O lever, left handed, antique brass finish, for use with KPB adapter | 1 |  | 1 Year | 862 | 0.15 | 732.7
40012 | Salto | EH660O00IAH8R-- | XS4 wide body electronic wire-free SVN HID iClass w/ key override, half escutcheon, O lever, right handed, antique brass finish, for use with KPB adapter | 1 |  | 1 Year | 770 | 0.15 | 654.5
40013 | Salto | EH660O00IAH8RW- | XS4 wide body electronic RF wireless SVN HID iClass w/ key override, half escutcheon, O lever, right handed, antique brass finish, for use with KPB adapter | 1 |  | 1 Year | 862 | 0.15 | 732.7
40014 | Salto | EH660O00IAP7L-- | XS4 wide body electronic wire-free SVN HID iClass w/ key override, half escutcheon for use w/ concealed vertical rods, O lever, left handed, antique brass finish, for use with KPB adapter | 1 |  | 1 Year | 770 | 0.15 | 654.5
40015 | Salto | EH660O00IAP7LW- | XS4 wide body electronic RF wireless SVN HID iClass w/ key override, half escutcheon for use w/ concealed vertical rods, O lever, left handed, antique brass finish, for use with KPB adapter | 1 |  | 1 Year | 862 | 0.15 | 732.7
40016 | Salto | EH660O00IAP7R-- | XS4 wide body electronic wire-free SVN HID iClass w/ key override, half escutcheon for use w/ concealed vertical rods, O lever, right handed, antique brass finish, for use with KPB adapter | 1 |  | 1 Year | 770 | 0.15 | 654.5
40017 | Salto | EH660O00IAP7RW- | XS4 wide body electronic RF wireless SVN HID iClass w/ key override, half escutcheon for use w/ concealed vertical rods, O lever, right handed, antique brass finish, for use with KPB adapter | 1 |  | 1 Year | 862 | 0.15 | 732.7
40018 | Salto | EH660O00IAP8L-- | XS4 wide body electronic wire-free SVN HID iClass w/ key override, half escutcheon for use w/ concealed vertical rods, O lever, left handed, antique brass finish, for use with KPB adapter | 1 |  | 1 Year | 770 | 0.15 | 654.5
40019 | Salto | EH660O00IAP8LW- | XS4 wide body electronic RF wireless SVN HID iClass w/ key override, half escutcheon for use w/ concealed vertical rods, O lever, left handed, antique brass finish, for use with KPB adapter | 1 |  | 1 Year | 862 | 0.15 | 732.7
40020 | Salto | EH660O00IAP8R-- | XS4 wide body electronic wire-free SVN HID iClass w/ key override, half escutcheon for use w/ concealed vertical rods, O lever, right handed, antique brass finish, for use with KPB adapter | 1 |  | 1 Year | 770 | 0.15 | 654.5
40021 | Salto | EH660O00IAP8RW- | XS4 wide body electronic RF wireless SVN HID iClass w/ key override, half escutcheon for use w/ concealed vertical rods, O lever, right handed, antique brass finish, for use with KPB adapter | 1 |  | 1 Year | 862 | 0.15 | 732.7
40022 | Salto | EH660O00IMH8L-- | XS4 wide body electronic wire-free SVN HID iClass w/ key override, half escutcheon, O lever, left handed, satin stainless finish, for use with KPB adapter | 1 |  | 1 Year | 718 | 0.15 | 610.3
40023 | Salto | EH660O00IMH8LW- | XS4 wide body electronic RF wireless SVN HID iClass w/ key override, half escutcheon, O lever, left handed, satin stainless finish, for use with KPB adapter | 1 |  | 1 Year | 810 | 0.15 | 688.5
40024 | Salto | EH660O00IMH8R-- | XS4 wide body electronic wire-free SVN HID iClass w/ key override, half escutcheon, O lever, right handed, satin stainless finish, for use with KPB adapter | 1 |  | 1 Year | 718 | 0.15 | 610.3
40025 | Salto | EH660O00IMH8RW- | XS4 wide body electronic RF wireless SVN HID iClass w/ key override, half escutcheon, O lever, right handed, satin stainless finish, for use with KPB adapter | 1 |  | 1 Year | 810 | 0.15 | 688.5
40026 | Salto | EH660O00IMP7L-- | XS4 wide body electronic wire-free SVN HID iClass w/ key override, half escutcheon for use w/ concealed vertical rods, O lever, left handed, satin stainless finish, for use with KPB adapter | 1 |  | 1 Year | 718 | 0.15 | 610.3
40027 | Salto | EH660O00IMP7LW- | XS4 wide body electronic RF wireless SVN HID iClass w/ key override, half escutcheon for use w/ concealed vertical rods, O lever, left handed, satin stainless finish, for use with KPB adapter | 1 |  | 1 Year | 810 | 0.15 | 688.5
40028 | Salto | EH660O00IMP7R-- | XS4 wide body electronic wire-free SVN HID iClass w/ key override, half escutcheon for use w/ concealed vertical rods, O lever, right handed, satin stainless finish, for use with KPB adapter | 1 |  | 1 Year | 718 | 0.15 | 610.3
40029 | Salto | EH660O00IMP7RW- | XS4 wide body electronic RF wireless SVN HID iClass w/ key override, half escutcheon for use w/ concealed vertical rods, O lever, right handed, satin stainless finish, for use with KPB adapter | 1 |  | 1 Year | 810 | 0.15 | 688.5
40030 | Salto | EH660O00IMP8L-- | XS4 wide body electronic wire-free SVN HID iClass w/ key override, half escutcheon for use w/ concealed vertical rods, O lever, left handed, satin stainless finish, for use with KPB adapter | 1 |  | 1 Year | 718 | 0.15 | 610.3
40031 | Salto | EH660O00IMP8LW- | XS4 wide body electronic RF wireless SVN HID iClass w/ key override, half escutcheon for use w/ concealed vertical rods, O lever, left handed, satin stainless finish, for use with KPB adapter | 1 |  | 1 Year | 810 | 0.15 | 688.5
40032 | Salto | EH660O00IMP8R-- | XS4 wide body electronic wire-free SVN HID iClass w/ key override, half escutcheon for use w/ concealed vertical rods, O lever, right handed, satin stainless finish, for use with KPB adapter | 1 |  | 1 Year | 718 | 0.15 | 610.3
40033 | Salto | EH660O00IMP8RW- | XS4 wide body electronic RF wireless SVN HID iClass w/ key override, half escutcheon for use w/ concealed vertical rods, O lever, right handed, satin stainless finish, for use with KPB adapter | 1 |  | 1 Year | 810 | 0.15 | 688.5
40034 | Salto | EH660O00IPH8L-- | XS4 wide body electronic wire-free SVN HID iClass w/ key override, half escutcheon, O lever, left handed, bright stainless steel finish, for use with KPB adapter | 1 |  | 1 Year | 734.3 | 0.15 | 624.155
40035 | Salto | EH660O00IPH8LW- | XS4 wide body electronic RF wireless SVN HID iClass w/ key override, half escutcheon, O lever, left handed, bright stainless steel finish, for use with KPB adapter | 1 |  | 1 Year | 826.3 | 0.15 | 702.355
40036 | Salto | EH660O00IPH8R-- | XS4 wide body electronic wire-free SVN HID iClass w/ key override, half escutcheon, O lever, right handed, bright stainless steel finish, for use with KPB adapter | 1 |  | 1 Year | 734.3 | 0.15 | 624.155
40037 | Salto | EH660O00IPH8RW- | XS4 wide body electronic RF wireless SVN HID iClass w/ key override, half escutcheon, O lever, right handed, bright stainless steel finish, for use with KPB adapter | 1 |  | 1 Year | 826.3 | 0.15 | 702.355
40038 | Salto | EH660O00IPP7L-- | XS4 wide body electronic wire-free SVN HID iClass w/ key override, half escutcheon for use w/ concealed vertical rods, O lever, left handed, bright stainless steel finish, for use with KPB adapter | 1 |  | 1 Year | 734.3 | 0.15 | 624.155
40039 | Salto | EH660O00IPP7LW- | XS4 wide body electronic RF wireless SVN HID iClass w/ key override, half escutcheon for use w/ concealed vertical rods, O lever, left handed, bright stainless steel finish, for use with KPB adapter | 1 |  | 1 Year | 826.3 | 0.15 | 702.355
40040 | Salto | EH660O00IPP7R-- | XS4 wide body electronic wire-free SVN HID iClass w/ key override, half escutcheon for use w/ concealed vertical rods, O lever, right handed, bright stainless steel finish, for use with KPB adapter | 1 |  | 1 Year | 734.3 | 0.15 | 624.155
40041 | Salto | EH660O00IPP7RW- | XS4 wide body electronic RF wireless SVN HID iClass w/ key override, half escutcheon for use w/ concealed vertical rods, O lever, right handed, bright stainless steel finish, for use with KPB adapter | 1 |  | 1 Year | 826.3 | 0.15 | 702.355
40042 | Salto | EH660O00IPP8L-- | XS4 wide body electronic wire-free SVN HID iClass w/ key override, half escutcheon for use w/ concealed vertical rods, O lever, left handed, bright stainless steel finish, for use with KPB adapter | 1 |  | 1 Year | 734.3 | 0.15 | 624.155
40043 | Salto | EH660O00IPP8LW- | XS4 wide body electronic RF wireless SVN HID iClass w/ key override, half escutcheon for use w/ concealed vertical rods, O lever, left handed, bright stainless steel finish, for use with KPB adapter | 1 |  | 1 Year | 826.3 | 0.15 | 702.355
40044 | Salto | EH660O00IPP8R-- | XS4 wide body electronic wire-free SVN HID iClass w/ key override, half escutcheon for use w/ concealed vertical rods, O lever, right handed, bright stainless steel finish, for use with KPB adapter | 1 |  | 1 Year | 734.3 | 0.15 | 624.155
40045 | Salto | EH660O00IPP8RW- | XS4 wide body electronic RF wireless SVN HID iClass w/ key override, half escutcheon for use w/ concealed vertical rods, O lever, right handed, bright stainless steel finish, for use with KPB adapter | 1 |  | 1 Year | 826.3 | 0.15 | 702.355
40046 | Salto | EH660O00NEH8L-- | XS4 wide body electronic wire-free SVN HID iClass w/ key override, half escutcheon, O lever, left handed, black chromium finish, for use with KPB adapter | 1 |  | 1 Year | 752.7 | 0.15 | 639.795
40047 | Salto | EH660O00NEH8LW- | XS4 wide body electronic RF wireless SVN HID iClass w/ key override, half escutcheon, O lever, left handed, black chromium finish, for use with KPB adapter | 1 |  | 1 Year | 844.7 | 0.15 | 717.995
40048 | Salto | EH660O00NEH8R-- | XS4 wide body electronic wire-free SVN HID iClass w/ key override, half escutcheon, O lever, right handed, black chromium finish, for use with KPB adapter | 1 |  | 1 Year | 752.7 | 0.15 | 639.795
40049 | Salto | EH660O00NEH8RW- | XS4 wide body electronic RF wireless SVN HID iClass w/ key override, half escutcheon, O lever, right handed, black chromium finish, for use with KPB adapter | 1 |  | 1 Year | 844.7 | 0.15 | 717.995
40050 | Salto | EH660O00NEP7L-- | XS4 wide body electronic wire-free SVN HID iClass w/ key override, half escutcheon for use w/ concealed vertical rods, O lever, left handed, black chromium finish, for use with KPB adapter | 1 |  | 1 Year | 752.7 | 0.15 | 639.795
40051 | Salto | EH660O00NEP7LW- | XS4 wide body electronic RF wireless SVN HID iClass w/ key override, half escutcheon for use w/ concealed vertical rods, O lever, left handed, black chromium finish, for use with KPB adapter | 1 |  | 1 Year | 844.7 | 0.15 | 717.995
40052 | Salto | EH660O00NEP7R-- | XS4 wide body electronic wire-free SVN HID iClass w/ key override, half escutcheon for use w/ concealed vertical rods, O lever, right handed, black chromium finish, for use with KPB adapter | 1 |  | 1 Year | 752.7 | 0.15 | 639.795
40053 | Salto | EH660O00NEP7RW- | XS4 wide body electronic RF wireless SVN HID iClass w/ key override, half escutcheon for use w/ concealed vertical rods, O lever, right handed, black chromium finish, for use with KPB adapter | 1 |  | 1 Year | 844.7 | 0.15 | 717.995
40054 | Salto | EH660O00NEP8L-- | XS4 wide body electronic wire-free SVN HID iClass w/ key override, half escutcheon for use w/ concealed vertical rods, O lever, left handed, black chromium finish, for use with KPB adapter | 1 |  | 1 Year | 752.7 | 0.15 | 639.795
40055 | Salto | EH660O00NEP8LW- | XS4 wide body electronic RF wireless SVN HID iClass w/ key override, half escutcheon for use w/ concealed vertical rods, O lever, left handed, black chromium finish, for use with KPB adapter | 1 |  | 1 Year | 844.7 | 0.15 | 717.995
40056 | Salto | EH660O00NEP8R-- | XS4 wide body electronic wire-free SVN HID iClass w/ key override, half escutcheon for use w/ concealed vertical rods, O lever, right handed, black chromium finish, for use with KPB adapter | 1 |  | 1 Year | 752.7 | 0.15 | 639.795
40057 | Salto | EH660O00NEP8RW- | XS4 wide body electronic RF wireless SVN HID iClass w/ key override, half escutcheon for use w/ concealed vertical rods, O lever, right handed, black chromium finish, for use with KPB adapter | 1 |  | 1 Year | 844.7 | 0.15 | 717.995
40058 | Salto | EH660O00PMH8L-- | XS4 wide body electronic wire-free SVN HID iClass w/ key override, half escutcheon, O lever, left handed, satin brass finish, for use with KPB adapter | 1 |  | 1 Year | 718 | 0.15 | 610.3
40059 | Salto | EH660O00PMH8LW- | XS4 wide body electronic RF wireless SVN HID iClass w/ key override, half escutcheon, O lever, left handed, satin brass finish, for use with KPB adapter | 1 |  | 1 Year | 810 | 0.15 | 688.5
40060 | Salto | EH660O00PMH8R-- | XS4 wide body electronic wire-free SVN HID iClass w/ key override, half escutcheon, O lever, right handed, satin brass finish, for use with KPB adapter | 1 |  | 1 Year | 718 | 0.15 | 610.3
40061 | Salto | EH660O00PMH8RW- | XS4 wide body electronic RF wireless SVN HID iClass w/ key override, half escutcheon, O lever, right handed, satin brass finish, for use with KPB adapter | 1 |  | 1 Year | 810 | 0.15 | 688.5
40062 | Salto | EH660O00PMP7L-- | XS4 wide body electronic wire-free SVN HID iClass w/ key override, half escutcheon for use w/ concealed vertical rods, O lever, left handed, satin brass finish, for use with KPB adapter | 1 |  | 1 Year | 718 | 0.15 | 610.3
40063 | Salto | EH660O00PMP7LW- | XS4 wide body electronic RF wireless SVN HID iClass w/ key override, half escutcheon for use w/ concealed vertical rods, O lever, left handed, satin brass finish, for use with KPB adapter | 1 |  | 1 Year | 810 | 0.15 | 688.5
40064 | Salto | EH660O00PMP7R-- | XS4 wide body electronic wire-free SVN HID iClass w/ key override, half escutcheon for use w/ concealed vertical rods, O lever, right handed, satin brass finish, for use with KPB adapter | 1 |  | 1 Year | 718 | 0.15 | 610.3
40065 | Salto | EH660O00PMP7RW- | XS4 wide body electronic RF wireless SVN HID iClass w/ key override, half escutcheon for use w/ concealed vertical rods, O lever, right handed, satin brass finish, for use with KPB adapter | 1 |  | 1 Year | 810 | 0.15 | 688.5
40066 | Salto | EH660O00PMP8L-- | XS4 wide body electronic wire-free SVN HID iClass w/ key override, half escutcheon for use w/ concealed vertical rods, O lever, left handed, satin brass finish, for use with KPB adapter | 1 |  | 1 Year | 718 | 0.15 | 610.3
40067 | Salto | EH660O00PMP8LW- | XS4 wide body electronic RF wireless SVN HID iClass w/ key override, half escutcheon for use w/ concealed vertical rods, O lever, left handed, satin brass finish, for use with KPB adapter | 1 |  | 1 Year | 810 | 0.15 | 688.5
40068 | Salto | EH660O00PMP8R-- | XS4 wide body electronic wire-free SVN HID iClass w/ key override, half escutcheon for use w/ concealed vertical rods, O lever, right handed, satin brass finish, for use with KPB adapter | 1 |  | 1 Year | 718 | 0.15 | 610.3
40069 | Salto | EH660O00PMP8RW- | XS4 wide body electronic RF wireless SVN HID iClass w/ key override, half escutcheon for use w/ concealed vertical rods, O lever, right handed, satin brass finish, for use with KPB adapter | 1 |  | 1 Year | 810 | 0.15 | 688.5
40070 | Salto | EH660O00PPH8L-- | XS4 wide body electronic wire-free SVN HID iClass w/ key override, half escutcheon, O lever, left handed, bright brass finish, for use with KPB adapter | 1 |  | 1 Year | 734.3 | 0.15 | 624.155
40071 | Salto | EH660O00PPH8LW- | XS4 wide body electronic RF wireless SVN HID iClass w/ key override, half escutcheon, O lever, left handed, bright brass finish, for use with KPB adapter | 1 |  | 1 Year | 826.3 | 0.15 | 702.355
40072 | Salto | EH660O00PPH8R-- | XS4 wide body electronic wire-free SVN HID iClass w/ key override, half escutcheon, O lever, right handed, bright brass finish, for use with KPB adapter | 1 |  | 1 Year | 734.3 | 0.15 | 624.155
40073 | Salto | EH660O00PPH8RW- | XS4 wide body electronic RF wireless SVN HID iClass w/ key override, half escutcheon, O lever, right handed, bright brass finish, for use with KPB adapter | 1 |  | 1 Year | 826.3 | 0.15 | 702.355
40074 | Salto | EH660O00PPP7L-- | XS4 wide body electronic wire-free SVN HID iClass w/ key override, half escutcheon for use w/ concealed vertical rods, O lever, left handed, bright brass finish, for use with KPB adapter | 1 |  | 1 Year | 734.3 | 0.15 | 624.155
40075 | Salto | EH660O00PPP7LW- | XS4 wide body electronic RF wireless SVN HID iClass w/ key override, half escutcheon for use w/ concealed vertical rods, O lever, left handed, bright brass finish, for use with KPB adapter | 1 |  | 1 Year | 826.3 | 0.15 | 702.355
40076 | Salto | EH660O00PPP7R-- | XS4 wide body electronic wire-free SVN HID iClass w/ key override, half escutcheon for use w/ concealed vertical rods, O lever, right handed, bright brass finish, for use with KPB adapter | 1 |  | 1 Year | 734.3 | 0.15 | 624.155
40077 | Salto | EH660O00PPP7RW- | XS4 wide body electronic RF wireless SVN HID iClass w/ key override, half escutcheon for use w/ concealed vertical rods, O lever, right handed, bright brass finish, for use with KPB adapter | 1 |  | 1 Year | 826.3 | 0.15 | 702.355
40078 | Salto | EH660O00PPP8L-- | XS4 wide body electronic wire-free SVN HID iClass w/ key override, half escutcheon for use w/ concealed vertical rods, O lever, left handed, bright brass finish, for use with KPB adapter | 1 |  | 1 Year | 734.3 | 0.15 | 624.155
40079 | Salto | EH660O00PPP8LW- | XS4 wide body electronic RF wireless SVN HID iClass w/ key override, half escutcheon for use w/ concealed vertical rods, O lever, left handed, bright brass finish, for use with KPB adapter | 1 |  | 1 Year | 826.3 | 0.15 | 702.355
40080 | Salto | EH660O00PPP8R-- | XS4 wide body electronic wire-free SVN HID iClass w/ key override, half escutcheon for use w/ concealed vertical rods, O lever, right handed, bright brass finish, for use with KPB adapter | 1 |  | 1 Year | 734.3 | 0.15 | 624.155
40081 | Salto | EH660O00PPP8RW- | XS4 wide body electronic RF wireless SVN HID iClass w/ key override, half escutcheon for use w/ concealed vertical rods, O lever, right handed, bright brass finish, for use with KPB adapter | 1 |  | 1 Year | 826.3 | 0.15 | 702.355
40082 | Salto | EH660W00BCH8--- | XS4 wide body electronic wire-free SVN HID iClass w/ key override, half escutcheon, W lever, unhanded, BioCote antimicrobial finish, for use with KPB adapter | 1 |  | 1 Year | 759.8 | 0.15 | 645.83
40083 | Salto | EH660W00BCH8-W- | XS4 wide body electronic RF wireless SVN HID iClass w/ key override, half escutcheon, W lever, unhanded, BioCote antimicrobial finish, for use with KPB adapter | 1 |  | 1 Year | 851.8 | 0.15 | 724.03
40084 | Salto | EH660W00BCP7--- | XS4 wide body electronic wire-free SVN HID iClass w/ key override, half escutcheon for use w/ concealed vertical rods, W lever, unhanded, BioCote antimicrobial finish, for use with KPB adapter | 1 |  | 1 Year | 759.8 | 0.15 | 645.83
40085 | Salto | EH660W00BCP7-W- | XS4 wide body electronic RF wireless SVN HID iClass w/ key override, half escutcheon for use w/ concealed vertical rods, W lever, unhanded, BioCote antimicrobial finish, for use with KPB adapter | 1 |  | 1 Year | 851.8 | 0.15 | 724.03
40086 | Salto | EH660W00BCP8--- | XS4 wide body electronic wire-free SVN HID iClass w/ key override, half escutcheon for use w/ concealed vertical rods, W lever, unhanded, BioCote antimicrobial finish, for use with KPB adapter | 1 |  | 1 Year | 759.8 | 0.15 | 645.83
40087 | Salto | EH660W00BCP8-W- | XS4 wide body electronic RF wireless SVN HID iClass w/ key override, half escutcheon for use w/ concealed vertical rods, W lever, unhanded, BioCote antimicrobial finish, for use with KPB adapter | 1 |  | 1 Year | 851.8 | 0.15 | 724.03
40088 | Salto | EH660W00IAH8--- | XS4 wide body electronic wire-free SVN HID iClass w/ key override, half escutcheon, W lever, unhanded, antique brass finish, for use with KPB adapter | 1 |  | 1 Year | 759.8 | 0.15 | 645.83
40089 | Salto | EH660W00IAH8-W- | XS4 wide body electronic RF wireless SVN HID iClass w/ key override, half escutcheon, W lever, unhanded, antique brass finish, for use with KPB adapter | 1 |  | 1 Year | 851.8 | 0.15 | 724.03
40090 | Salto | EH660W00IAP7--- | XS4 wide body electronic wire-free SVN HID iClass w/ key override, half escutcheon for use w/ concealed vertical rods, W lever, unhanded, antique brass finish, for use with KPB adapter | 1 |  | 1 Year | 759.8 | 0.15 | 645.83
40091 | Salto | EH660W00IAP7-W- | XS4 wide body electronic RF wireless SVN HID iClass w/ key override, half escutcheon for use w/ concealed vertical rods, W lever, unhanded, antique brass finish, for use with KPB adapter | 1 |  | 1 Year | 851.8 | 0.15 | 724.03
40092 | Salto | EH660W00IAP8--- | XS4 wide body electronic wire-free SVN HID iClass w/ key override, half escutcheon for use w/ concealed vertical rods, W lever, unhanded, antique brass finish, for use with KPB adapter | 1 |  | 1 Year | 759.8 | 0.15 | 645.83
40093 | Salto | EH660W00IAP8-W- | XS4 wide body electronic RF wireless SVN HID iClass w/ key override, half escutcheon for use w/ concealed vertical rods, W lever, unhanded, antique brass finish, for use with KPB adapter | 1 |  | 1 Year | 851.8 | 0.15 | 724.03
40094 | Salto | EH660W00IMH8--- | XS4 wide body electronic wire-free SVN HID iClass w/ key override, half escutcheon, W lever, unhanded, satin stainless finish, for use with KPB adapter | 1 |  | 1 Year | 707.8 | 0.15 | 601.63
40095 | Salto | EH660W00IMH8-W- | XS4 wide body electronic RF wireless SVN HID iClass w/ key override, half escutcheon, W lever, unhanded, satin stainless finish, for use with KPB adapter | 1 |  | 1 Year | 799.8 | 0.15 | 679.83
40096 | Salto | EH660W00IMP7--- | XS4 wide body electronic wire-free SVN HID iClass w/ key override, half escutcheon for use w/ concealed vertical rods, W lever, unhanded, satin stainless finish, for use with KPB adapter | 1 |  | 1 Year | 707.8 | 0.15 | 601.63
40097 | Salto | EH660W00IMP7-W- | XS4 wide body electronic RF wireless SVN HID iClass w/ key override, half escutcheon for use w/ concealed vertical rods, W lever, unhanded, satin stainless finish, for use with KPB adapter | 1 |  | 1 Year | 799.8 | 0.15 | 679.83
40098 | Salto | EH660W00IMP8--- | XS4 wide body electronic wire-free SVN HID iClass w/ key override, half escutcheon for use w/ concealed vertical rods, W lever, unhanded, satin stainless finish, for use with KPB adapter | 1 |  | 1 Year | 707.8 | 0.15 | 601.63
40099 | Salto | EH660W00IMP8-W- | XS4 wide body electronic RF wireless SVN HID iClass w/ key override, half escutcheon for use w/ concealed vertical rods, W lever, unhanded, satin stainless finish, for use with KPB adapter | 1 |  | 1 Year | 799.8 | 0.15 | 679.83
40100 | Salto | EH660W00IPH8--- | XS4 wide body electronic wire-free SVN HID iClass w/ key override, half escutcheon, W lever, unhanded, bright stainless steel finish, for use with KPB adapter | 1 |  | 1 Year | 724.1 | 0.15 | 615.485
40101 | Salto | EH660W00IPH8-W- | XS4 wide body electronic RF wireless SVN HID iClass w/ key override, half escutcheon, W lever, unhanded, bright stainless steel finish, for use with KPB adapter | 1 |  | 1 Year | 816.1 | 0.15 | 693.685
40102 | Salto | EH660W00IPP7--- | XS4 wide body electronic wire-free SVN HID iClass w/ key override, half escutcheon for use w/ concealed vertical rods, W lever, unhanded, bright stainless steel finish, for use with KPB adapter | 1 |  | 1 Year | 724.1 | 0.15 | 615.485
40103 | Salto | EH660W00IPP7-W- | XS4 wide body electronic RF wireless SVN HID iClass w/ key override, half escutcheon for use w/ concealed vertical rods, W lever, unhanded, bright stainless steel finish, for use with KPB adapter | 1 |  | 1 Year | 816.1 | 0.15 | 693.685
40104 | Salto | EH660W00IPP8--- | XS4 wide body electronic wire-free SVN HID iClass w/ key override, half escutcheon for use w/ concealed vertical rods, W lever, unhanded, bright stainless steel finish, for use with KPB adapter | 1 |  | 1 Year | 724.1 | 0.15 | 615.485
40105 | Salto | EH660W00IPP8-W- | XS4 wide body electronic RF wireless SVN HID iClass w/ key override, half escutcheon for use w/ concealed vertical rods, W lever, unhanded, bright stainless steel finish, for use with KPB adapter | 1 |  | 1 Year | 816.1 | 0.15 | 693.685
40106 | Salto | EH660W00NEH8--- | XS4 wide body electronic wire-free SVN HID iClass w/ key override, half escutcheon, W lever, unhanded, black chromium finish, for use with KPB adapter | 1 |  | 1 Year | 742.5 | 0.15 | 631.125
40107 | Salto | EH660W00NEH8-W- | XS4 wide body electronic RF wireless SVN HID iClass w/ key override, half escutcheon, W lever, unhanded, black chromium finish, for use with KPB adapter | 1 |  | 1 Year | 834.5 | 0.15 | 709.325
40108 | Salto | EH660W00NEP7--- | XS4 wide body electronic wire-free SVN HID iClass w/ key override, half escutcheon for use w/ concealed vertical rods, W lever, unhanded, black chromium finish, for use with KPB adapter | 1 |  | 1 Year | 742.5 | 0.15 | 631.125
40109 | Salto | EH660W00NEP7-W- | XS4 wide body electronic RF wireless SVN HID iClass w/ key override, half escutcheon for use w/ concealed vertical rods, W lever, unhanded, black chromium finish, for use with KPB adapter | 1 |  | 1 Year | 834.5 | 0.15 | 709.325
40110 | Salto | EH660W00NEP8--- | XS4 wide body electronic wire-free SVN HID iClass w/ key override, half escutcheon for use w/ concealed vertical rods, W lever, unhanded, black chromium finish, for use with KPB adapter | 1 |  | 1 Year | 742.5 | 0.15 | 631.125
40111 | Salto | EH660W00NEP8-W- | XS4 wide body electronic RF wireless SVN HID iClass w/ key override, half escutcheon for use w/ concealed vertical rods, W lever, unhanded, black chromium finish, for use with KPB adapter | 1 |  | 1 Year | 834.5 | 0.15 | 709.325
40112 | Salto | EH660W00PMH8--- | XS4 wide body electronic wire-free SVN HID iClass w/ key override, half escutcheon, W lever, unhanded, satin brass finish, for use with KPB adapter | 1 |  | 1 Year | 707.8 | 0.15 | 601.63
40113 | Salto | EH660W00PMH8-W- | XS4 wide body electronic RF wireless SVN HID iClass w/ key override, half escutcheon, W lever, unhanded, satin brass finish, for use with KPB adapter | 1 |  | 1 Year | 799.8 | 0.15 | 679.83
40114 | Salto | EH660W00PMP7--- | XS4 wide body electronic wire-free SVN HID iClass w/ key override, half escutcheon for use w/ concealed vertical rods, W lever, unhanded, satin brass finish, for use with KPB adapter | 1 |  | 1 Year | 707.8 | 0.15 | 601.63
40115 | Salto | EH660W00PMP7-W- | XS4 wide body electronic RF wireless SVN HID iClass w/ key override, half escutcheon for use w/ concealed vertical rods, W lever, unhanded, satin brass finish, for use with KPB adapter | 1 |  | 1 Year | 799.8 | 0.15 | 679.83
40116 | Salto | EH660W00PMP8--- | XS4 wide body electronic wire-free SVN HID iClass w/ key override, half escutcheon for use w/ concealed vertical rods, W lever, unhanded, satin brass finish, for use with KPB adapter | 1 |  | 1 Year | 707.8 | 0.15 | 601.63
40117 | Salto | EH660W00PMP8-W- | XS4 wide body electronic RF wireless SVN HID iClass w/ key override, half escutcheon for use w/ concealed vertical rods, W lever, unhanded, satin brass finish, for use with KPB adapter | 1 |  | 1 Year | 799.8 | 0.15 | 679.83
40118 | Salto | EH660W00PPH8--- | XS4 wide body electronic wire-free SVN HID iClass w/ key override, half escutcheon, W lever, unhanded, bright brass finish, for use with KPB adapter | 1 |  | 1 Year | 724.1 | 0.15 | 615.485
40119 | Salto | EH660W00PPH8-W- | XS4 wide body electronic RF wireless SVN HID iClass w/ key override, half escutcheon, W lever, unhanded, bright brass finish, for use with KPB adapter | 1 |  | 1 Year | 816.1 | 0.15 | 693.685
40120 | Salto | EH660W00PPP7--- | XS4 wide body electronic wire-free SVN HID iClass w/ key override, half escutcheon for use w/ concealed vertical rods, W lever, unhanded, bright brass finish, for use with KPB adapter | 1 |  | 1 Year | 724.1 | 0.15 | 615.485
40121 | Salto | EH660W00PPP7-W- | XS4 wide body electronic RF wireless SVN HID iClass w/ key override, half escutcheon for use w/ concealed vertical rods, W lever, unhanded, bright brass finish, for use with KPB adapter | 1 |  | 1 Year | 816.1 | 0.15 | 693.685
40122 | Salto | EH660W00PPP8--- | XS4 wide body electronic wire-free SVN HID iClass w/ key override, half escutcheon for use w/ concealed vertical rods, W lever, unhanded, bright brass finish, for use with KPB adapter | 1 |  | 1 Year | 724.1 | 0.15 | 615.485
40123 | Salto | EH660W00PPP8-W- | XS4 wide body electronic RF wireless SVN HID iClass w/ key override, half escutcheon for use w/ concealed vertical rods, W lever, unhanded, bright brass finish, for use with KPB adapter | 1 |  | 1 Year | 816.1 | 0.15 | 693.685
40124 | Salto | EJ650200IMH8--K | XS4 wide body electronic wire-free SVN BLE / HID iClass half escutcheon, with keypad, Columbo Robodue premium series lever, unhanded, satin stainless finish, for use with KPB adapter | 1 |  | 1 Year | 792.7 | 0.15 | 673.795
40125 | Salto | EJ650200IMH8-WK | XS4 wide body electronic RF wireless SVN BLE / HID iClass half escutcheon, with keypad, Columbo Robodue premium series lever, unhanded, satin stainless finish, for use with KPB adapter | 1 |  | 1 Year | 884.7 | 0.15 | 751.995
40126 | Salto | EJ650200IMP7--K | XS4 wide body electronic wire-free SVN BLE / HID iClass half escutcheon for use w/ concealed vertical rods, with keypad, Columbo Robodue premium series lever, unhanded, satin stainless finish, for use with KPB adapter | 1 |  | 1 Year | 792.7 | 0.15 | 673.795
40127 | Salto | EJ650200IMP7-WK | XS4 wide body electronic RF wireless SVN BLE / HID iClass half escutcheon for use w/ concealed vertical rods, with keypad, Columbo Robodue premium series lever, unhanded, satin stainless finish, for use with KPB adapter | 1 |  | 1 Year | 884.7 | 0.15 | 751.995
40128 | Salto | EJ650200IMP8--K | XS4 wide body electronic wire-free SVN BLE / HID iClass half escutcheon for use w/ concealed vertical rods, with keypad, Columbo Robodue premium series lever, unhanded, satin stainless finish, for use with KPB adapter | 1 |  | 1 Year | 792.7 | 0.15 | 673.795
40129 | Salto | EJ650200IMP8-WK | XS4 wide body electronic RF wireless SVN BLE / HID iClass half escutcheon for use w/ concealed vertical rods, with keypad, Columbo Robodue premium series lever, unhanded, satin stainless finish, for use with KPB adapter | 1 |  | 1 Year | 884.7 | 0.15 | 751.995
40130 | Salto | EJ650200IPH8--K | XS4 wide body electronic wire-free SVN BLE / HID iClass half escutcheon, with keypad, Columbo Robodue premium series lever, unhanded, bright stainless steel finish, for use with KPB adapter | 1 |  | 1 Year | 809 | 0.15 | 687.65
40131 | Salto | EJ650200IPH8-WK | XS4 wide body electronic RF wireless SVN BLE / HID iClass half escutcheon, with keypad, Columbo Robodue premium series lever, unhanded, bright stainless steel finish, for use with KPB adapter | 1 |  | 1 Year | 901 | 0.15 | 765.85
40132 | Salto | EJ650200IPP7--K | XS4 wide body electronic wire-free SVN BLE / HID iClass half escutcheon for use w/ concealed vertical rods, with keypad, Columbo Robodue premium series lever, unhanded, bright stainless steel finish, for use with KPB adapter | 1 |  | 1 Year | 809 | 0.15 | 687.65
40133 | Salto | EJ650200IPP7-WK | XS4 wide body electronic RF wireless SVN BLE / HID iClass half escutcheon for use w/ concealed vertical rods, with keypad, Columbo Robodue premium series lever, unhanded, bright stainless steel finish, for use with KPB adapter | 1 |  | 1 Year | 901 | 0.15 | 765.85
40134 | Salto | EJ650200IPP8--K | XS4 wide body electronic wire-free SVN BLE / HID iClass half escutcheon for use w/ concealed vertical rods, with keypad, Columbo Robodue premium series lever, unhanded, bright stainless steel finish, for use with KPB adapter | 1 |  | 1 Year | 809 | 0.15 | 687.65
40135 | Salto | EJ650200IPP8-WK | XS4 wide body electronic RF wireless SVN BLE / HID iClass half escutcheon for use w/ concealed vertical rods, with keypad, Columbo Robodue premium series lever, unhanded, bright stainless steel finish, for use with KPB adapter | 1 |  | 1 Year | 901 | 0.15 | 765.85
40136 | Salto | EJ650200PPH8--K | XS4 wide body electronic wire-free SVN BLE / HID iClass half escutcheon, with keypad, Columbo Robodue premium series lever, unhanded, bright brass finish, for use with KPB adapter | 1 |  | 1 Year | 809 | 0.15 | 687.65
40137 | Salto | EJ650200PPH8-WK | XS4 wide body electronic RF wireless SVN BLE / HID iClass half escutcheon, with keypad, Columbo Robodue premium series lever, unhanded, bright brass finish, for use with KPB adapter | 1 |  | 1 Year | 901 | 0.15 | 765.85
40138 | Salto | EJ650200PPP7--K | XS4 wide body electronic wire-free SVN BLE / HID iClass half escutcheon for use w/ concealed vertical rods, with keypad, Columbo Robodue premium series lever, unhanded, bright brass finish, for use with KPB adapter | 1 |  | 1 Year | 809 | 0.15 | 687.65
40139 | Salto | EJ650200PPP7-WK | XS4 wide body electronic RF wireless SVN BLE / HID iClass half escutcheon for use w/ concealed vertical rods, with keypad, Columbo Robodue premium series lever, unhanded, bright brass finish, for use with KPB adapter | 1 |  | 1 Year | 901 | 0.15 | 765.85
40140 | Salto | EJ650200PPP8--K | XS4 wide body electronic wire-free SVN BLE / HID iClass half escutcheon for use w/ concealed vertical rods, with keypad, Columbo Robodue premium series lever, unhanded, bright brass finish, for use with KPB adapter | 1 |  | 1 Year | 809 | 0.15 | 687.65
40141 | Salto | EJ650200PPP8-WK | XS4 wide body electronic RF wireless SVN BLE / HID iClass half escutcheon for use w/ concealed vertical rods, with keypad, Columbo Robodue premium series lever, unhanded, bright brass finish, for use with KPB adapter | 1 |  | 1 Year | 901 | 0.15 | 765.85
40142 | Salto | EJ650300IMH8--K | XS4 wide body electronic wire-free SVN BLE / HID iClass half escutcheon, with keypad, Columbo Robotre premium series lever, unhanded, satin stainless finish, for use with KPB adapter | 1 |  | 1 Year | 792.7 | 0.15 | 673.795
40143 | Salto | EJ650300IMH8-WK | XS4 wide body electronic RF wireless SVN BLE / HID iClass half escutcheon, with keypad, Columbo Robotre premium series lever, unhanded, satin stainless finish, for use with KPB adapter | 1 |  | 1 Year | 884.7 | 0.15 | 751.995
40144 | Salto | EJ650300IMP7--K | XS4 wide body electronic wire-free SVN BLE / HID iClass half escutcheon for use w/ concealed vertical rods, with keypad, Columbo Robotre premium series lever, unhanded, satin stainless finish, for use with KPB adapter | 1 |  | 1 Year | 792.7 | 0.15 | 673.795
40145 | Salto | EJ650300IMP7-WK | XS4 wide body electronic RF wireless SVN BLE / HID iClass half escutcheon for use w/ concealed vertical rods, with keypad, Columbo Robotre premium series lever, unhanded, satin stainless finish, for use with KPB adapter | 1 |  | 1 Year | 884.7 | 0.15 | 751.995
40146 | Salto | EJ650300IMP8--K | XS4 wide body electronic wire-free SVN BLE / HID iClass half escutcheon for use w/ concealed vertical rods, with keypad, Columbo Robotre premium series lever, unhanded, satin stainless finish, for use with KPB adapter | 1 |  | 1 Year | 792.7 | 0.15 | 673.795
40147 | Salto | EJ650300IMP8-WK | XS4 wide body electronic RF wireless SVN BLE / HID iClass half escutcheon for use w/ concealed vertical rods, with keypad, Columbo Robotre premium series lever, unhanded, satin stainless finish, for use with KPB adapter | 1 |  | 1 Year | 884.7 | 0.15 | 751.995
40148 | Salto | EJ650300IPH8--K | XS4 wide body electronic wire-free SVN BLE / HID iClass half escutcheon, with keypad, Columbo Robotre premium series lever, unhanded, bright stainless steel finish, for use with KPB adapter | 1 |  | 1 Year | 809 | 0.15 | 687.65
40149 | Salto | EJ650300IPH8-WK | XS4 wide body electronic RF wireless SVN BLE / HID iClass half escutcheon, with keypad, Columbo Robotre premium series lever, unhanded, bright stainless steel finish, for use with KPB adapter | 1 |  | 1 Year | 901 | 0.15 | 765.85
40150 | Salto | EJ650300IPP7--K | XS4 wide body electronic wire-free SVN BLE / HID iClass half escutcheon for use w/ concealed vertical rods, with keypad, Columbo Robotre premium series lever, unhanded, bright stainless steel finish, for use with KPB adapter | 1 |  | 1 Year | 809 | 0.15 | 687.65
40151 | Salto | EJ650300IPP7-WK | XS4 wide body electronic RF wireless SVN BLE / HID iClass half escutcheon for use w/ concealed vertical rods, with keypad, Columbo Robotre premium series lever, unhanded, bright stainless steel finish, for use with KPB adapter | 1 |  | 1 Year | 901 | 0.15 | 765.85
40152 | Salto | EJ650300IPP8--K | XS4 wide body electronic wire-free SVN BLE / HID iClass half escutcheon for use w/ concealed vertical rods, with keypad, Columbo Robotre premium series lever, unhanded, bright stainless steel finish, for use with KPB adapter | 1 |  | 1 Year | 809 | 0.15 | 687.65
40153 | Salto | EJ650300IPP8-WK | XS4 wide body electronic RF wireless SVN BLE / HID iClass half escutcheon for use w/ concealed vertical rods, with keypad, Columbo Robotre premium series lever, unhanded, bright stainless steel finish, for use with KPB adapter | 1 |  | 1 Year | 901 | 0.15 | 765.85
40154 | Salto | EJ650300PPH8--K | XS4 wide body electronic wire-free SVN BLE / HID iClass half escutcheon, with keypad, Columbo Robotre premium series lever, unhanded, bright brass finish, for use with KPB adapter | 1 |  | 1 Year | 809 | 0.15 | 687.65
40155 | Salto | EJ650300PPH8-WK | XS4 wide body electronic RF wireless SVN BLE / HID iClass half escutcheon, with keypad, Columbo Robotre premium series lever, unhanded, bright brass finish, for use with KPB adapter | 1 |  | 1 Year | 901 | 0.15 | 765.85
40156 | Salto | EJ650300PPP7--K | XS4 wide body electronic wire-free SVN BLE / HID iClass half escutcheon for use w/ concealed vertical rods, with keypad, Columbo Robotre premium series lever, unhanded, bright brass finish, for use with KPB adapter | 1 |  | 1 Year | 809 | 0.15 | 687.65
40157 | Salto | EJ650300PPP7-WK | XS4 wide body electronic RF wireless SVN BLE / HID iClass half escutcheon for use w/ concealed vertical rods, with keypad, Columbo Robotre premium series lever, unhanded, bright brass finish, for use with KPB adapter | 1 |  | 1 Year | 901 | 0.15 | 765.85
40158 | Salto | EJ650300PPP8--K | XS4 wide body electronic wire-free SVN BLE / HID iClass half escutcheon for use w/ concealed vertical rods, with keypad, Columbo Robotre premium series lever, unhanded, bright brass finish, for use with KPB adapter | 1 |  | 1 Year | 809 | 0.15 | 687.65
40159 | Salto | EJ650300PPP8-WK | XS4 wide body electronic RF wireless SVN BLE / HID iClass half escutcheon for use w/ concealed vertical rods, with keypad, Columbo Robotre premium series lever, unhanded, bright brass finish, for use with KPB adapter | 1 |  | 1 Year | 901 | 0.15 | 765.85
40160 | Salto | EJ650400IMH8--K | XS4 wide body electronic wire-free SVN BLE / HID iClass half escutcheon, with keypad, Columbo Roboquattro premium series lever, unhanded, satin stainless finish, for use with KPB adapter | 1 |  | 1 Year | 792.7 | 0.15 | 673.795
40161 | Salto | EJ650400IMH8-WK | XS4 wide body electronic RF wireless SVN BLE / HID iClass half escutcheon, with keypad, Columbo Roboquattro premium series lever, unhanded, satin stainless finish, for use with KPB adapter | 1 |  | 1 Year | 884.7 | 0.15 | 751.995
40162 | Salto | EJ650400IMP7--K | XS4 wide body electronic wire-free SVN BLE / HID iClass half escutcheon for use w/ concealed vertical rods, with keypad, Columbo Roboquattro premium series lever, unhanded, satin stainless finish, for use with KPB adapter | 1 |  | 1 Year | 792.7 | 0.15 | 673.795
40163 | Salto | EJ650400IMP7-WK | XS4 wide body electronic RF wireless SVN BLE / HID iClass half escutcheon for use w/ concealed vertical rods, with keypad, Columbo Roboquattro premium series lever, unhanded, satin stainless finish, for use with KPB adapter | 1 |  | 1 Year | 884.7 | 0.15 | 751.995
40164 | Salto | EJ650400IMP8--K | XS4 wide body electronic wire-free SVN BLE / HID iClass half escutcheon for use w/ concealed vertical rods, with keypad, Columbo Roboquattro premium series lever, unhanded, satin stainless finish, for use with KPB adapter | 1 |  | 1 Year | 792.7 | 0.15 | 673.795
40165 | Salto | EJ650400IMP8-WK | XS4 wide body electronic RF wireless SVN BLE / HID iClass half escutcheon for use w/ concealed vertical rods, with keypad, Columbo Roboquattro premium series lever, unhanded, satin stainless finish, for use with KPB adapter | 1 |  | 1 Year | 884.7 | 0.15 | 751.995
40166 | Salto | EJ650400IPH8--K | XS4 wide body electronic wire-free SVN BLE / HID iClass half escutcheon, with keypad, Columbo Roboquattro premium series lever, unhanded, bright stainless steel finish, for use with KPB adapter | 1 |  | 1 Year | 809 | 0.15 | 687.65
40167 | Salto | EJ650400IPH8-WK | XS4 wide body electronic RF wireless SVN BLE / HID iClass half escutcheon, with keypad, Columbo Roboquattro premium series lever, unhanded, bright stainless steel finish, for use with KPB adapter | 1 |  | 1 Year | 901 | 0.15 | 765.85
40168 | Salto | EJ650400IPP7--K | XS4 wide body electronic wire-free SVN BLE / HID iClass half escutcheon for use w/ concealed vertical rods, with keypad, Columbo Roboquattro premium series lever, unhanded, bright stainless steel finish, for use with KPB adapter | 1 |  | 1 Year | 809 | 0.15 | 687.65
40169 | Salto | EJ650400IPP7-WK | XS4 wide body electronic RF wireless SVN BLE / HID iClass half escutcheon for use w/ concealed vertical rods, with keypad, Columbo Roboquattro premium series lever, unhanded, bright stainless steel finish, for use with KPB adapter | 1 |  | 1 Year | 901 | 0.15 | 765.85
40170 | Salto | EJ650400IPP8--K | XS4 wide body electronic wire-free SVN BLE / HID iClass half escutcheon for use w/ concealed vertical rods, with keypad, Columbo Roboquattro premium series lever, unhanded, bright stainless steel finish, for use with KPB adapter | 1 |  | 1 Year | 809 | 0.15 | 687.65
40171 | Salto | EJ650400IPP8-WK | XS4 wide body electronic RF wireless SVN BLE / HID iClass half escutcheon for use w/ concealed vertical rods, with keypad, Columbo Roboquattro premium series lever, unhanded, bright stainless steel finish, for use with KPB adapter | 1 |  | 1 Year | 901 | 0.15 | 765.85
40172 | Salto | EJ650400PPH8--K | XS4 wide body electronic wire-free SVN BLE / HID iClass half escutcheon, with keypad, Columbo Roboquattro premium series lever, unhanded, bright brass finish, for use with KPB adapter | 1 |  | 1 Year | 809 | 0.15 | 687.65
40173 | Salto | EJ650400PPH8-WK | XS4 wide body electronic RF wireless SVN BLE / HID iClass half escutcheon, with keypad, Columbo Roboquattro premium series lever, unhanded, bright brass finish, for use with KPB adapter | 1 |  | 1 Year | 901 | 0.15 | 765.85
40174 | Salto | EJ650400PPP7--K | XS4 wide body electronic wire-free SVN BLE / HID iClass half escutcheon for use w/ concealed vertical rods, with keypad, Columbo Roboquattro premium series lever, unhanded, bright brass finish, for use with KPB adapter | 1 |  | 1 Year | 809 | 0.15 | 687.65
40175 | Salto | EJ650400PPP7-WK | XS4 wide body electronic RF wireless SVN BLE / HID iClass half escutcheon for use w/ concealed vertical rods, with keypad, Columbo Roboquattro premium series lever, unhanded, bright brass finish, for use with KPB adapter | 1 |  | 1 Year | 901 | 0.15 | 765.85
40176 | Salto | EJ650400PPP8--K | XS4 wide body electronic wire-free SVN BLE / HID iClass half escutcheon for use w/ concealed vertical rods, with keypad, Columbo Roboquattro premium series lever, unhanded, bright brass finish, for use with KPB adapter | 1 |  | 1 Year | 809 | 0.15 | 687.65
40177 | Salto | EJ650400PPP8-WK | XS4 wide body electronic RF wireless SVN BLE / HID iClass half escutcheon for use w/ concealed vertical rods, with keypad, Columbo Roboquattro premium series lever, unhanded, bright brass finish, for use with KPB adapter | 1 |  | 1 Year | 901 | 0.15 | 765.85
40178 | Salto | EJ650700IMH8--K | XS4 wide body electronic wire-free SVN BLE / HID iClass half escutcheon, with keypad, Columbo Mach premium series lever, unhanded, satin stainless finish, for use with KPB adapter | 1 |  | 1 Year | 792.7 | 0.15 | 673.795
40179 | Salto | EJ650700IMH8-WK | XS4 wide body electronic RF wireless SVN BLE / HID iClass half escutcheon, with keypad, Columbo Mach premium series lever, unhanded, satin stainless finish, for use with KPB adapter | 1 |  | 1 Year | 884.7 | 0.15 | 751.995
40180 | Salto | EJ650700IMP7--K | XS4 wide body electronic wire-free SVN BLE / HID iClass half escutcheon for use w/ concealed vertical rods, with keypad, Columbo Mach premium series lever, unhanded, satin stainless finish, for use with KPB adapter | 1 |  | 1 Year | 792.7 | 0.15 | 673.795
40181 | Salto | EJ650700IMP7-WK | XS4 wide body electronic RF wireless SVN BLE / HID iClass half escutcheon for use w/ concealed vertical rods, with keypad, Columbo Mach premium series lever, unhanded, satin stainless finish, for use with KPB adapter | 1 |  | 1 Year | 884.7 | 0.15 | 751.995
40182 | Salto | EJ650700IMP8--K | XS4 wide body electronic wire-free SVN BLE / HID iClass half escutcheon for use w/ concealed vertical rods, with keypad, Columbo Mach premium series lever, unhanded, satin stainless finish, for use with KPB adapter | 1 |  | 1 Year | 792.7 | 0.15 | 673.795
40183 | Salto | EJ650700IMP8-WK | XS4 wide body electronic RF wireless SVN BLE / HID iClass half escutcheon for use w/ concealed vertical rods, with keypad, Columbo Mach premium series lever, unhanded, satin stainless finish, for use with KPB adapter | 1 |  | 1 Year | 884.7 | 0.15 | 751.995
40184 | Salto | EJ650700IPH8--K | XS4 wide body electronic wire-free SVN BLE / HID iClass half escutcheon, with keypad, Columbo Mach premium series lever, unhanded, bright stainless steel finish, for use with KPB adapter | 1 |  | 1 Year | 809 | 0.15 | 687.65
40185 | Salto | EJ650700IPH8-WK | XS4 wide body electronic RF wireless SVN BLE / HID iClass half escutcheon, with keypad, Columbo Mach premium series lever, unhanded, bright stainless steel finish, for use with KPB adapter | 1 |  | 1 Year | 901 | 0.15 | 765.85
40186 | Salto | EJ650700IPP7--K | XS4 wide body electronic wire-free SVN BLE / HID iClass half escutcheon for use w/ concealed vertical rods, with keypad, Columbo Mach premium series lever, unhanded, bright stainless steel finish, for use with KPB adapter | 1 |  | 1 Year | 809 | 0.15 | 687.65
40187 | Salto | EJ650700IPP7-WK | XS4 wide body electronic RF wireless SVN BLE / HID iClass half escutcheon for use w/ concealed vertical rods, with keypad, Columbo Mach premium series lever, unhanded, bright stainless steel finish, for use with KPB adapter | 1 |  | 1 Year | 901 | 0.15 | 765.85
40188 | Salto | EJ650700IPP8--K | XS4 wide body electronic wire-free SVN BLE / HID iClass half escutcheon for use w/ concealed vertical rods, with keypad, Columbo Mach premium series lever, unhanded, bright stainless steel finish, for use with KPB adapter | 1 |  | 1 Year | 809 | 0.15 | 687.65
40189 | Salto | EJ650700IPP8-WK | XS4 wide body electronic RF wireless SVN BLE / HID iClass half escutcheon for use w/ concealed vertical rods, with keypad, Columbo Mach premium series lever, unhanded, bright stainless steel finish, for use with KPB adapter | 1 |  | 1 Year | 901 | 0.15 | 765.85
40190 | Salto | EJ650700PPH8--K | XS4 wide body electronic wire-free SVN BLE / HID iClass half escutcheon, with keypad, Columbo Mach premium series lever, unhanded, bright brass finish, for use with KPB adapter | 1 |  | 1 Year | 809 | 0.15 | 687.65
40191 | Salto | EJ650700PPH8-WK | XS4 wide body electronic RF wireless SVN BLE / HID iClass half escutcheon, with keypad, Columbo Mach premium series lever, unhanded, bright brass finish, for use with KPB adapter | 1 |  | 1 Year | 901 | 0.15 | 765.85
40192 | Salto | EJ650700PPP7--K | XS4 wide body electronic wire-free SVN BLE / HID iClass half escutcheon for use w/ concealed vertical rods, with keypad, Columbo Mach premium series lever, unhanded, bright brass finish, for use with KPB adapter | 1 |  | 1 Year | 809 | 0.15 | 687.65
40193 | Salto | EJ650700PPP7-WK | XS4 wide body electronic RF wireless SVN BLE / HID iClass half escutcheon for use w/ concealed vertical rods, with keypad, Columbo Mach premium series lever, unhanded, bright brass finish, for use with KPB adapter | 1 |  | 1 Year | 901 | 0.15 | 765.85
40194 | Salto | EJ650700PPP8--K | XS4 wide body electronic wire-free SVN BLE / HID iClass half escutcheon for use w/ concealed vertical rods, with keypad, Columbo Mach premium series lever, unhanded, bright brass finish, for use with KPB adapter | 1 |  | 1 Year | 809 | 0.15 | 687.65
40195 | Salto | EJ650700PPP8-WK | XS4 wide body electronic RF wireless SVN BLE / HID iClass half escutcheon for use w/ concealed vertical rods, with keypad, Columbo Mach premium series lever, unhanded, bright brass finish, for use with KPB adapter | 1 |  | 1 Year | 901 | 0.15 | 765.85
40196 | Salto | EJ650A00BCH8--K | XS4 wide body electronic wire-free SVN BLE / HID iClass half escutcheon, with keypad, A lever, unhanded, BioCote antimicrobial finish, for use with KPB adapter | 1 |  | 1 Year | 798.8 | 0.15 | 678.98
40197 | Salto | EJ650A00BCH8-WK | XS4 wide body electronic RF wireless SVN BLE / HID iClass half escutcheon, with keypad, A lever, unhanded, BioCote antimicrobial finish, for use with KPB adapter | 1 |  | 1 Year | 890.8 | 0.15 | 757.18
40198 | Salto | EJ650A00BCP7--K | XS4 wide body electronic wire-free SVN BLE / HID iClass half escutcheon for use w/ concealed vertical rods, with keypad, A lever, unhanded, BioCote antimicrobial finish, for use with KPB adapter | 1 |  | 1 Year | 798.8 | 0.15 | 678.98
40199 | Salto | EJ650A00BCP7-WK | XS4 wide body electronic RF wireless SVN BLE / HID iClass half escutcheon for use w/ concealed vertical rods, with keypad, A lever, unhanded, BioCote antimicrobial finish, for use with KPB adapter | 1 |  | 1 Year | 890.8 | 0.15 | 757.18
40200 | Salto | EJ650A00BCP8--K | XS4 wide body electronic wire-free SVN BLE / HID iClass half escutcheon for use w/ concealed vertical rods, with keypad, A lever, unhanded, BioCote antimicrobial finish, for use with KPB adapter | 1 |  | 1 Year | 798.8 | 0.15 | 678.98
40201 | Salto | EJ650A00BCP8-WK | XS4 wide body electronic RF wireless SVN BLE / HID iClass half escutcheon for use w/ concealed vertical rods, with keypad, A lever, unhanded, BioCote antimicrobial finish, for use with KPB adapter | 1 |  | 1 Year | 890.8 | 0.15 | 757.18
40202 | Salto | EJ650A00IAH8--K | XS4 wide body electronic wire-free SVN BLE / HID iClass half escutcheon, with keypad, A lever, unhanded, antique brass finish, for use with KPB adapter | 1 |  | 1 Year | 798.8 | 0.15 | 678.98
40203 | Salto | EJ650A00IAH8-WK | XS4 wide body electronic RF wireless SVN BLE / HID iClass half escutcheon, with keypad, A lever, unhanded, antique brass finish, for use with KPB adapter | 1 |  | 1 Year | 890.8 | 0.15 | 757.18
40204 | Salto | EJ650A00IAP7--K | XS4 wide body electronic wire-free SVN BLE / HID iClass half escutcheon for use w/ concealed vertical rods, with keypad, A lever, unhanded, antique brass finish, for use with KPB adapter | 1 |  | 1 Year | 798.8 | 0.15 | 678.98
40205 | Salto | EJ650A00IAP7-WK | XS4 wide body electronic RF wireless SVN BLE / HID iClass half escutcheon for use w/ concealed vertical rods, with keypad, A lever, unhanded, antique brass finish, for use with KPB adapter | 1 |  | 1 Year | 890.8 | 0.15 | 757.18
40206 | Salto | EJ650A00IAP8--K | XS4 wide body electronic wire-free SVN BLE / HID iClass half escutcheon for use w/ concealed vertical rods, with keypad, A lever, unhanded, antique brass finish, for use with KPB adapter | 1 |  | 1 Year | 798.8 | 0.15 | 678.98
40207 | Salto | EJ650A00IAP8-WK | XS4 wide body electronic RF wireless SVN BLE / HID iClass half escutcheon for use w/ concealed vertical rods, with keypad, A lever, unhanded, antique brass finish, for use with KPB adapter | 1 |  | 1 Year | 890.8 | 0.15 | 757.18
40208 | Salto | EJ650A00IMH8--K | XS4 wide body electronic wire-free SVN BLE / HID iClass half escutcheon, with keypad, A lever, unhanded, satin stainless finish, for use with KPB adapter | 1 |  | 1 Year | 746.8 | 0.15 | 634.78
40209 | Salto | EJ650A00IMH8-WK | XS4 wide body electronic RF wireless SVN BLE / HID iClass half escutcheon, with keypad, A lever, unhanded, satin stainless finish, for use with KPB adapter | 1 |  | 1 Year | 838.8 | 0.15 | 712.98
40210 | Salto | EJ650A00IMP7--K | XS4 wide body electronic wire-free SVN BLE / HID iClass half escutcheon for use w/ concealed vertical rods, with keypad, A lever, unhanded, satin stainless finish, for use with KPB adapter | 1 |  | 1 Year | 746.8 | 0.15 | 634.78
40211 | Salto | EJ650A00IMP7-WK | XS4 wide body electronic RF wireless SVN BLE / HID iClass half escutcheon for use w/ concealed vertical rods, with keypad, A lever, unhanded, satin stainless finish, for use with KPB adapter | 1 |  | 1 Year | 838.8 | 0.15 | 712.98
40212 | Salto | EJ650A00IMP8--K | XS4 wide body electronic wire-free SVN BLE / HID iClass half escutcheon for use w/ concealed vertical rods, with keypad, A lever, unhanded, satin stainless finish, for use with KPB adapter | 1 |  | 1 Year | 746.8 | 0.15 | 634.78
40213 | Salto | EJ650A00IMP8-WK | XS4 wide body electronic RF wireless SVN BLE / HID iClass half escutcheon for use w/ concealed vertical rods, with keypad, A lever, unhanded, satin stainless finish, for use with KPB adapter | 1 |  | 1 Year | 838.8 | 0.15 | 712.98
40214 | Salto | EJ650A00IPH8--K | XS4 wide body electronic wire-free SVN BLE / HID iClass half escutcheon, with keypad, A lever, unhanded, bright stainless steel finish, for use with KPB adapter | 1 |  | 1 Year | 763.1 | 0.15 | 648.635
40215 | Salto | EJ650A00IPH8-WK | XS4 wide body electronic RF wireless SVN BLE / HID iClass half escutcheon, with keypad, A lever, unhanded, bright stainless steel finish, for use with KPB adapter | 1 |  | 1 Year | 855.1 | 0.15 | 726.835
40216 | Salto | EJ650A00IPP7--K | XS4 wide body electronic wire-free SVN BLE / HID iClass half escutcheon for use w/ concealed vertical rods, with keypad, A lever, unhanded, bright stainless steel finish, for use with KPB adapter | 1 |  | 1 Year | 763.1 | 0.15 | 648.635
40217 | Salto | EJ650A00IPP7-WK | XS4 wide body electronic RF wireless SVN BLE / HID iClass half escutcheon for use w/ concealed vertical rods, with keypad, A lever, unhanded, bright stainless steel finish, for use with KPB adapter | 1 |  | 1 Year | 855.1 | 0.15 | 726.835
40218 | Salto | EJ650A00IPP8--K | XS4 wide body electronic wire-free SVN BLE / HID iClass half escutcheon for use w/ concealed vertical rods, with keypad, A lever, unhanded, bright stainless steel finish, for use with KPB adapter | 1 |  | 1 Year | 763.1 | 0.15 | 648.635
40219 | Salto | EJ650A00IPP8-WK | XS4 wide body electronic RF wireless SVN BLE / HID iClass half escutcheon for use w/ concealed vertical rods, with keypad, A lever, unhanded, bright stainless steel finish, for use with KPB adapter | 1 |  | 1 Year | 855.1 | 0.15 | 726.835
40220 | Salto | EJ650A00NEH8--K | XS4 wide body electronic wire-free SVN BLE / HID iClass half escutcheon, with keypad, A lever, unhanded, black chromium finish, for use with KPB adapter | 1 |  | 1 Year | 781.5 | 0.15 | 664.275
40221 | Salto | EJ650A00NEH8-WK | XS4 wide body electronic RF wireless SVN BLE / HID iClass half escutcheon, with keypad, A lever, unhanded, black chromium finish, for use with KPB adapter | 1 |  | 1 Year | 873.5 | 0.15 | 742.475
40222 | Salto | EJ650A00NEP7--K | XS4 wide body electronic wire-free SVN BLE / HID iClass half escutcheon for use w/ concealed vertical rods, with keypad, A lever, unhanded, black chromium finish, for use with KPB adapter | 1 |  | 1 Year | 781.5 | 0.15 | 664.275
40223 | Salto | EJ650A00NEP7-WK | XS4 wide body electronic RF wireless SVN BLE / HID iClass half escutcheon for use w/ concealed vertical rods, with keypad, A lever, unhanded, black chromium finish, for use with KPB adapter | 1 |  | 1 Year | 873.5 | 0.15 | 742.475
40224 | Salto | EJ650A00NEP8--K | XS4 wide body electronic wire-free SVN BLE / HID iClass half escutcheon for use w/ concealed vertical rods, with keypad, A lever, unhanded, black chromium finish, for use with KPB adapter | 1 |  | 1 Year | 781.5 | 0.15 | 664.275
40225 | Salto | EJ650A00NEP8-WK | XS4 wide body electronic RF wireless SVN BLE / HID iClass half escutcheon for use w/ concealed vertical rods, with keypad, A lever, unhanded, black chromium finish, for use with KPB adapter | 1 |  | 1 Year | 873.5 | 0.15 | 742.475
40226 | Salto | EJ650A00PMH8--K | XS4 wide body electronic wire-free SVN BLE / HID iClass half escutcheon, with keypad, A lever, unhanded, satin brass finish, for use with KPB adapter | 1 |  | 1 Year | 746.8 | 0.15 | 634.78
40227 | Salto | EJ650A00PMH8-WK | XS4 wide body electronic RF wireless SVN BLE / HID iClass half escutcheon, with keypad, A lever, unhanded, satin brass finish, for use with KPB adapter | 1 |  | 1 Year | 838.8 | 0.15 | 712.98
40228 | Salto | EJ650A00PMP7--K | XS4 wide body electronic wire-free SVN BLE / HID iClass half escutcheon for use w/ concealed vertical rods, with keypad, A lever, unhanded, satin brass finish, for use with KPB adapter | 1 |  | 1 Year | 746.8 | 0.15 | 634.78
40229 | Salto | EJ650A00PMP7-WK | XS4 wide body electronic RF wireless SVN BLE / HID iClass half escutcheon for use w/ concealed vertical rods, with keypad, A lever, unhanded, satin brass finish, for use with KPB adapter | 1 |  | 1 Year | 838.8 | 0.15 | 712.98
40230 | Salto | EJ650A00PMP8--K | XS4 wide body electronic wire-free SVN BLE / HID iClass half escutcheon for use w/ concealed vertical rods, with keypad, A lever, unhanded, satin brass finish, for use with KPB adapter | 1 |  | 1 Year | 746.8 | 0.15 | 634.78
40231 | Salto | EJ650A00PMP8-WK | XS4 wide body electronic RF wireless SVN BLE / HID iClass half escutcheon for use w/ concealed vertical rods, with keypad, A lever, unhanded, satin brass finish, for use with KPB adapter | 1 |  | 1 Year | 838.8 | 0.15 | 712.98
40232 | Salto | EJ650A00PPH8--K | XS4 wide body electronic wire-free SVN BLE / HID iClass half escutcheon, with keypad, A lever, unhanded, bright brass finish, for use with KPB adapter | 1 |  | 1 Year | 763.1 | 0.15 | 648.635
40233 | Salto | EJ650A00PPH8-WK | XS4 wide body electronic RF wireless SVN BLE / HID iClass half escutcheon, with keypad, A lever, unhanded, bright brass finish, for use with KPB adapter | 1 |  | 1 Year | 855.1 | 0.15 | 726.835
40234 | Salto | EJ650A00PPP7--K | XS4 wide body electronic wire-free SVN BLE / HID iClass half escutcheon for use w/ concealed vertical rods, with keypad, A lever, unhanded, bright brass finish, for use with KPB adapter | 1 |  | 1 Year | 763.1 | 0.15 | 648.635
40235 | Salto | EJ650A00PPP7-WK | XS4 wide body electronic RF wireless SVN BLE / HID iClass half escutcheon for use w/ concealed vertical rods, with keypad, A lever, unhanded, bright brass finish, for use with KPB adapter | 1 |  | 1 Year | 855.1 | 0.15 | 726.835
40236 | Salto | EJ650A00PPP8--K | XS4 wide body electronic wire-free SVN BLE / HID iClass half escutcheon for use w/ concealed vertical rods, with keypad, A lever, unhanded, bright brass finish, for use with KPB adapter | 1 |  | 1 Year | 763.1 | 0.15 | 648.635
40237 | Salto | EJ650A00PPP8-WK | XS4 wide body electronic RF wireless SVN BLE / HID iClass half escutcheon for use w/ concealed vertical rods, with keypad, A lever, unhanded, bright brass finish, for use with KPB adapter | 1 |  | 1 Year | 855.1 | 0.15 | 726.835
40238 | Salto | EJ650G00BCH8--K | XS4 wide body electronic wire-free SVN BLE / HID iClass half escutcheon, with keypad, G lever, unhanded, BioCote antimicrobial finish, for use with KPB adapter | 1 |  | 1 Year | 798.8 | 0.15 | 678.98
40239 | Salto | EJ650G00BCH8-WK | XS4 wide body electronic RF wireless SVN BLE / HID iClass half escutcheon, with keypad, G lever, unhanded, BioCote antimicrobial finish, for use with KPB adapter | 1 |  | 1 Year | 890.8 | 0.15 | 757.18
40240 | Salto | EJ650G00BCP7--K | XS4 wide body electronic wire-free SVN BLE / HID iClass half escutcheon for use w/ concealed vertical rods, with keypad, G lever, unhanded, BioCote antimicrobial finish, for use with KPB adapter | 1 |  | 1 Year | 798.8 | 0.15 | 678.98
40241 | Salto | EJ650G00BCP7-WK | XS4 wide body electronic RF wireless SVN BLE / HID iClass half escutcheon for use w/ concealed vertical rods, with keypad, G lever, unhanded, BioCote antimicrobial finish, for use with KPB adapter | 1 |  | 1 Year | 890.8 | 0.15 | 757.18
40242 | Salto | EJ650G00BCP8--K | XS4 wide body electronic wire-free SVN BLE / HID iClass half escutcheon for use w/ concealed vertical rods, with keypad, G lever, unhanded, BioCote antimicrobial finish, for use with KPB adapter | 1 |  | 1 Year | 798.8 | 0.15 | 678.98
40243 | Salto | EJ650G00BCP8-WK | XS4 wide body electronic RF wireless SVN BLE / HID iClass half escutcheon for use w/ concealed vertical rods, with keypad, G lever, unhanded, BioCote antimicrobial finish, for use with KPB adapter | 1 |  | 1 Year | 890.8 | 0.15 | 757.18
40244 | Salto | EJ650G00IMH8--K | XS4 wide body electronic wire-free SVN BLE / HID iClass half escutcheon, with keypad, G lever, unhanded, satin stainless finish, for use with KPB adapter | 1 |  | 1 Year | 746.8 | 0.15 | 634.78
40245 | Salto | EJ650G00IMH8-WK | XS4 wide body electronic RF wireless SVN BLE / HID iClass half escutcheon, with keypad, G lever, unhanded, satin stainless finish, for use with KPB adapter | 1 |  | 1 Year | 838.8 | 0.15 | 712.98
40246 | Salto | EJ650G00IMP7--K | XS4 wide body electronic wire-free SVN BLE / HID iClass half escutcheon for use w/ concealed vertical rods, with keypad, G lever, unhanded, satin stainless finish, for use with KPB adapter | 1 |  | 1 Year | 746.8 | 0.15 | 634.78
40247 | Salto | EJ650G00IMP7-WK | XS4 wide body electronic RF wireless SVN BLE / HID iClass half escutcheon for use w/ concealed vertical rods, with keypad, G lever, unhanded, satin stainless finish, for use with KPB adapter | 1 |  | 1 Year | 838.8 | 0.15 | 712.98
40248 | Salto | EJ650G00IMP8--K | XS4 wide body electronic wire-free SVN BLE / HID iClass half escutcheon for use w/ concealed vertical rods, with keypad, G lever, unhanded, satin stainless finish, for use with KPB adapter | 1 |  | 1 Year | 746.8 | 0.15 | 634.78
40249 | Salto | EJ650G00IMP8-WK | XS4 wide body electronic RF wireless SVN BLE / HID iClass half escutcheon for use w/ concealed vertical rods, with keypad, G lever, unhanded, satin stainless finish, for use with KPB adapter | 1 |  | 1 Year | 838.8 | 0.15 | 712.98
40250 | Salto | EJ650G00PMH8--K | XS4 wide body electronic wire-free SVN BLE / HID iClass half escutcheon, with keypad, G lever, unhanded, satin brass finish, for use with KPB adapter | 1 |  | 1 Year | 746.8 | 0.15 | 634.78
40251 | Salto | EJ650G00PMH8-WK | XS4 wide body electronic RF wireless SVN BLE / HID iClass half escutcheon, with keypad, G lever, unhanded, satin brass finish, for use with KPB adapter | 1 |  | 1 Year | 838.8 | 0.15 | 712.98
40252 | Salto | EJ650G00PMP7--K | XS4 wide body electronic wire-free SVN BLE / HID iClass half escutcheon for use w/ concealed vertical rods, with keypad, G lever, unhanded, satin brass finish, for use with KPB adapter | 1 |  | 1 Year | 746.8 | 0.15 | 634.78
40253 | Salto | EJ650G00PMP7-WK | XS4 wide body electronic RF wireless SVN BLE / HID iClass half escutcheon for use w/ concealed vertical rods, with keypad, G lever, unhanded, satin brass finish, for use with KPB adapter | 1 |  | 1 Year | 838.8 | 0.15 | 712.98
40254 | Salto | EJ650G00PMP8--K | XS4 wide body electronic wire-free SVN BLE / HID iClass half escutcheon for use w/ concealed vertical rods, with keypad, G lever, unhanded, satin brass finish, for use with KPB adapter | 1 |  | 1 Year | 746.8 | 0.15 | 634.78
40255 | Salto | EJ650G00PMP8-WK | XS4 wide body electronic RF wireless SVN BLE / HID iClass half escutcheon for use w/ concealed vertical rods, with keypad, G lever, unhanded, satin brass finish, for use with KPB adapter | 1 |  | 1 Year | 838.8 | 0.15 | 712.98
40256 | Salto | EJ650J00BCH8--K | XS4 wide body electronic wire-free SVN BLE / HID iClass half escutcheon, with keypad, J lever, unhanded, BioCote antimicrobial finish, for use with KPB adapter | 1 |  | 1 Year | 809 | 0.15 | 687.65
40257 | Salto | EJ650J00BCH8-WK | XS4 wide body electronic RF wireless SVN BLE / HID iClass half escutcheon, with keypad, J lever, unhanded, BioCote antimicrobial finish, for use with KPB adapter | 1 |  | 1 Year | 901 | 0.15 | 765.85
40258 | Salto | EJ650J00BCP7--K | XS4 wide body electronic wire-free SVN BLE / HID iClass half escutcheon for use w/ concealed vertical rods, with keypad, J lever, unhanded, BioCote antimicrobial finish, for use with KPB adapter | 1 |  | 1 Year | 809 | 0.15 | 687.65
40259 | Salto | EJ650J00BCP7-WK | XS4 wide body electronic RF wireless SVN BLE / HID iClass half escutcheon for use w/ concealed vertical rods, with keypad, J lever, unhanded, BioCote antimicrobial finish, for use with KPB adapter | 1 |  | 1 Year | 901 | 0.15 | 765.85
40260 | Salto | EJ650J00BCP8--K | XS4 wide body electronic wire-free SVN BLE / HID iClass half escutcheon for use w/ concealed vertical rods, with keypad, J lever, unhanded, BioCote antimicrobial finish, for use with KPB adapter | 1 |  | 1 Year | 809 | 0.15 | 687.65
40261 | Salto | EJ650J00BCP8-WK | XS4 wide body electronic RF wireless SVN BLE / HID iClass half escutcheon for use w/ concealed vertical rods, with keypad, J lever, unhanded, BioCote antimicrobial finish, for use with KPB adapter | 1 |  | 1 Year | 901 | 0.15 | 765.85
40262 | Salto | EJ650J00IAH8--K | XS4 wide body electronic wire-free SVN BLE / HID iClass half escutcheon, with keypad, J lever, unhanded, antique brass finish, for use with KPB adapter | 1 |  | 1 Year | 809 | 0.15 | 687.65
40263 | Salto | EJ650J00IAH8-WK | XS4 wide body electronic RF wireless SVN BLE / HID iClass half escutcheon, with keypad, J lever, unhanded, antique brass finish, for use with KPB adapter | 1 |  | 1 Year | 901 | 0.15 | 765.85
40264 | Salto | EJ650J00IAP7--K | XS4 wide body electronic wire-free SVN BLE / HID iClass half escutcheon for use w/ concealed vertical rods, with keypad, J lever, unhanded, antique brass finish, for use with KPB adapter | 1 |  | 1 Year | 809 | 0.15 | 687.65
40265 | Salto | EJ650J00IAP7-WK | XS4 wide body electronic RF wireless SVN BLE / HID iClass half escutcheon for use w/ concealed vertical rods, with keypad, J lever, unhanded, antique brass finish, for use with KPB adapter | 1 |  | 1 Year | 901 | 0.15 | 765.85
40266 | Salto | EJ650J00IAP8--K | XS4 wide body electronic wire-free SVN BLE / HID iClass half escutcheon for use w/ concealed vertical rods, with keypad, J lever, unhanded, antique brass finish, for use with KPB adapter | 1 |  | 1 Year | 809 | 0.15 | 687.65
40267 | Salto | EJ650J00IAP8-WK | XS4 wide body electronic RF wireless SVN BLE / HID iClass half escutcheon for use w/ concealed vertical rods, with keypad, J lever, unhanded, antique brass finish, for use with KPB adapter | 1 |  | 1 Year | 901 | 0.15 | 765.85
40268 | Salto | EJ650J00IMH8--K | XS4 wide body electronic wire-free SVN BLE / HID iClass half escutcheon, with keypad, J lever, unhanded, satin stainless finish, for use with KPB adapter | 1 |  | 1 Year | 757 | 0.15 | 643.45
40269 | Salto | EJ650J00IMH8-WK | XS4 wide body electronic RF wireless SVN BLE / HID iClass half escutcheon, with keypad, J lever, unhanded, satin stainless finish, for use with KPB adapter | 1 |  | 1 Year | 849 | 0.15 | 721.65
40270 | Salto | EJ650J00IMP7--K | XS4 wide body electronic wire-free SVN BLE / HID iClass half escutcheon for use w/ concealed vertical rods, with keypad, J lever, unhanded, satin stainless finish, for use with KPB adapter | 1 |  | 1 Year | 757 | 0.15 | 643.45
40271 | Salto | EJ650J00IMP7-WK | XS4 wide body electronic RF wireless SVN BLE / HID iClass half escutcheon for use w/ concealed vertical rods, with keypad, J lever, unhanded, satin stainless finish, for use with KPB adapter | 1 |  | 1 Year | 849 | 0.15 | 721.65
40272 | Salto | EJ650J00IMP8--K | XS4 wide body electronic wire-free SVN BLE / HID iClass half escutcheon for use w/ concealed vertical rods, with keypad, J lever, unhanded, satin stainless finish, for use with KPB adapter | 1 |  | 1 Year | 757 | 0.15 | 643.45
40273 | Salto | EJ650J00IMP8-WK | XS4 wide body electronic RF wireless SVN BLE / HID iClass half escutcheon for use w/ concealed vertical rods, with keypad, J lever, unhanded, satin stainless finish, for use with KPB adapter | 1 |  | 1 Year | 849 | 0.15 | 721.65
40274 | Salto | EJ650J00NEH8--K | XS4 wide body electronic wire-free SVN BLE / HID iClass half escutcheon, with keypad, J lever, unhanded, black chromium finish, for use with KPB adapter | 1 |  | 1 Year | 791.7 | 0.15 | 672.945
40275 | Salto | EJ650J00NEH8-WK | XS4 wide body electronic RF wireless SVN BLE / HID iClass half escutcheon, with keypad, J lever, unhanded, black chromium finish, for use with KPB adapter | 1 |  | 1 Year | 883.7 | 0.15 | 751.145
40276 | Salto | EJ650J00NEP7--K | XS4 wide body electronic wire-free SVN BLE / HID iClass half escutcheon for use w/ concealed vertical rods, with keypad, J lever, unhanded, black chromium finish, for use with KPB adapter | 1 |  | 1 Year | 791.7 | 0.15 | 672.945
40277 | Salto | EJ650J00NEP7-WK | XS4 wide body electronic RF wireless SVN BLE / HID iClass half escutcheon for use w/ concealed vertical rods, with keypad, J lever, unhanded, black chromium finish, for use with KPB adapter | 1 |  | 1 Year | 883.7 | 0.15 | 751.145
40278 | Salto | EJ650J00NEP8--K | XS4 wide body electronic wire-free SVN BLE / HID iClass half escutcheon for use w/ concealed vertical rods, with keypad, J lever, unhanded, black chromium finish, for use with KPB adapter | 1 |  | 1 Year | 791.7 | 0.15 | 672.945
40279 | Salto | EJ650J00NEP8-WK | XS4 wide body electronic RF wireless SVN BLE / HID iClass half escutcheon for use w/ concealed vertical rods, with keypad, J lever, unhanded, black chromium finish, for use with KPB adapter | 1 |  | 1 Year | 883.7 | 0.15 | 751.145
40280 | Salto | EJ650J00PMH8--K | XS4 wide body electronic wire-free SVN BLE / HID iClass half escutcheon, with keypad, J lever, unhanded, satin brass finish, for use with KPB adapter | 1 |  | 1 Year | 757 | 0.15 | 643.45
40281 | Salto | EJ650J00PMH8-WK | XS4 wide body electronic RF wireless SVN BLE / HID iClass half escutcheon, with keypad, J lever, unhanded, satin brass finish, for use with KPB adapter | 1 |  | 1 Year | 849 | 0.15 | 721.65
40282 | Salto | EJ650J00PMP7--K | XS4 wide body electronic wire-free SVN BLE / HID iClass half escutcheon for use w/ concealed vertical rods, with keypad, J lever, unhanded, satin brass finish, for use with KPB adapter | 1 |  | 1 Year | 757 | 0.15 | 643.45
40283 | Salto | EJ650J00PMP7-WK | XS4 wide body electronic RF wireless SVN BLE / HID iClass half escutcheon for use w/ concealed vertical rods, with keypad, J lever, unhanded, satin brass finish, for use with KPB adapter | 1 |  | 1 Year | 849 | 0.15 | 721.65
40284 | Salto | EJ650J00PMP8--K | XS4 wide body electronic wire-free SVN BLE / HID iClass half escutcheon for use w/ concealed vertical rods, with keypad, J lever, unhanded, satin brass finish, for use with KPB adapter | 1 |  | 1 Year | 757 | 0.15 | 643.45
40285 | Salto | EJ650J00PMP8-WK | XS4 wide body electronic RF wireless SVN BLE / HID iClass half escutcheon for use w/ concealed vertical rods, with keypad, J lever, unhanded, satin brass finish, for use with KPB adapter | 1 |  | 1 Year | 849 | 0.15 | 721.65
40286 | Salto | EJ650K00IMH8L-K | XS4 wide body electronic wire-free SVN BLE / HID iClass half escutcheon, with keypad, K lever, left handed, satin stainless finish, for use with KPB adapter | 1 |  | 1 Year | 757 | 0.15 | 643.45
40287 | Salto | EJ650K00IMH8LWK | XS4 wide body electronic RF wireless SVN BLE / HID iClass half escutcheon, with keypad, K lever, left handed, satin stainless finish, for use with KPB adapter | 1 |  | 1 Year | 849 | 0.15 | 721.65
40288 | Salto | EJ650K00IMH8R-K | XS4 wide body electronic wire-free SVN BLE / HID iClass half escutcheon, with keypad, K lever, right handed, satin stainless finish, for use with KPB adapter | 1 |  | 1 Year | 757 | 0.15 | 643.45
40289 | Salto | EJ650K00IMH8RWK | XS4 wide body electronic RF wireless SVN BLE / HID iClass half escutcheon, with keypad, K lever, right handed, satin stainless finish, for use with KPB adapter | 1 |  | 1 Year | 849 | 0.15 | 721.65
40290 | Salto | EJ650K00IMP7L-K | XS4 wide body electronic wire-free SVN BLE / HID iClass half escutcheon for use w/ concealed vertical rods, with keypad, K lever, left handed, satin stainless finish, for use with KPB adapter | 1 |  | 1 Year | 757 | 0.15 | 643.45
40291 | Salto | EJ650K00IMP7LWK | XS4 wide body electronic RF wireless SVN BLE / HID iClass half escutcheon for use w/ concealed vertical rods, with keypad, K lever, left handed, satin stainless finish, for use with KPB adapter | 1 |  | 1 Year | 849 | 0.15 | 721.65
40292 | Salto | EJ650K00IMP7R-K | XS4 wide body electronic wire-free SVN BLE / HID iClass half escutcheon for use w/ concealed vertical rods, with keypad, K lever, right handed, satin stainless finish, for use with KPB adapter | 1 |  | 1 Year | 757 | 0.15 | 643.45
40293 | Salto | EJ650K00IMP7RWK | XS4 wide body electronic RF wireless SVN BLE / HID iClass half escutcheon for use w/ concealed vertical rods, with keypad, K lever, right handed, satin stainless finish, for use with KPB adapter | 1 |  | 1 Year | 849 | 0.15 | 721.65
40294 | Salto | EJ650K00IMP8L-K | XS4 wide body electronic wire-free SVN BLE / HID iClass half escutcheon for use w/ concealed vertical rods, with keypad, K lever, left handed, satin stainless finish, for use with KPB adapter | 1 |  | 1 Year | 757 | 0.15 | 643.45
40295 | Salto | EJ650K00IMP8LWK | XS4 wide body electronic RF wireless SVN BLE / HID iClass half escutcheon for use w/ concealed vertical rods, with keypad, K lever, left handed, satin stainless finish, for use with KPB adapter | 1 |  | 1 Year | 849 | 0.15 | 721.65
40296 | Salto | EJ650K00IMP8R-K | XS4 wide body electronic wire-free SVN BLE / HID iClass half escutcheon for use w/ concealed vertical rods, with keypad, K lever, right handed, satin stainless finish, for use with KPB adapter | 1 |  | 1 Year | 757 | 0.15 | 643.45
40297 | Salto | EJ650K00IMP8RWK | XS4 wide body electronic RF wireless SVN BLE / HID iClass half escutcheon for use w/ concealed vertical rods, with keypad, K lever, right handed, satin stainless finish, for use with KPB adapter | 1 |  | 1 Year | 849 | 0.15 | 721.65
40298 | Salto | EJ650K00IPH8L-K | XS4 wide body electronic wire-free SVN BLE / HID iClass half escutcheon, with keypad, K lever, left handed, bright stainless steel finish, for use with KPB adapter | 1 |  | 1 Year | 773.3 | 0.15 | 657.305
40299 | Salto | EJ650K00IPH8LWK | XS4 wide body electronic RF wireless SVN BLE / HID iClass half escutcheon, with keypad, K lever, left handed, bright stainless steel finish, for use with KPB adapter | 1 |  | 1 Year | 865.3 | 0.15 | 735.505
40300 | Salto | EJ650K00IPH8R-K | XS4 wide body electronic wire-free SVN BLE / HID iClass half escutcheon, with keypad, K lever, right handed, bright stainless steel finish, for use with KPB adapter | 1 |  | 1 Year | 773.3 | 0.15 | 657.305
40301 | Salto | EJ650K00IPH8RWK | XS4 wide body electronic RF wireless SVN BLE / HID iClass half escutcheon, with keypad, K lever, right handed, bright stainless steel finish, for use with KPB adapter | 1 |  | 1 Year | 865.3 | 0.15 | 735.505
40302 | Salto | EJ650K00IPP7L-K | XS4 wide body electronic wire-free SVN BLE / HID iClass half escutcheon for use w/ concealed vertical rods, with keypad, K lever, left handed, bright stainless steel finish, for use with KPB adapter | 1 |  | 1 Year | 773.3 | 0.15 | 657.305
40303 | Salto | EJ650K00IPP7LWK | XS4 wide body electronic RF wireless SVN BLE / HID iClass half escutcheon for use w/ concealed vertical rods, with keypad, K lever, left handed, bright stainless steel finish, for use with KPB adapter | 1 |  | 1 Year | 865.3 | 0.15 | 735.505
40304 | Salto | EJ650K00IPP7R-K | XS4 wide body electronic wire-free SVN BLE / HID iClass half escutcheon for use w/ concealed vertical rods, with keypad, K lever, right handed, bright stainless steel finish, for use with KPB adapter | 1 |  | 1 Year | 773.3 | 0.15 | 657.305
40305 | Salto | EJ650K00IPP7RWK | XS4 wide body electronic RF wireless SVN BLE / HID iClass half escutcheon for use w/ concealed vertical rods, with keypad, K lever, right handed, bright stainless steel finish, for use with KPB adapter | 1 |  | 1 Year | 865.3 | 0.15 | 735.505
40306 | Salto | EJ650K00IPP8L-K | XS4 wide body electronic wire-free SVN BLE / HID iClass half escutcheon for use w/ concealed vertical rods, with keypad, K lever, left handed, bright stainless steel finish, for use with KPB adapter | 1 |  | 1 Year | 773.3 | 0.15 | 657.305
40307 | Salto | EJ650K00IPP8LWK | XS4 wide body electronic RF wireless SVN BLE / HID iClass half escutcheon for use w/ concealed vertical rods, with keypad, K lever, left handed, bright stainless steel finish, for use with KPB adapter | 1 |  | 1 Year | 865.3 | 0.15 | 735.505
40308 | Salto | EJ650K00IPP8R-K | XS4 wide body electronic wire-free SVN BLE / HID iClass half escutcheon for use w/ concealed vertical rods, with keypad, K lever, right handed, bright stainless steel finish, for use with KPB adapter | 1 |  | 1 Year | 773.3 | 0.15 | 657.305
40309 | Salto | EJ650K00IPP8RWK | XS4 wide body electronic RF wireless SVN BLE / HID iClass half escutcheon for use w/ concealed vertical rods, with keypad, K lever, right handed, bright stainless steel finish, for use with KPB adapter | 1 |  | 1 Year | 865.3 | 0.15 | 735.505
40310 | Salto | EJ650K00PPH8L-K | XS4 wide body electronic wire-free SVN BLE / HID iClass half escutcheon, with keypad, K lever, left handed, bright brass finish, for use with KPB adapter | 1 |  | 1 Year | 773.3 | 0.15 | 657.305
40311 | Salto | EJ650K00PPH8LWK | XS4 wide body electronic RF wireless SVN BLE / HID iClass half escutcheon, with keypad, K lever, left handed, bright brass finish, for use with KPB adapter | 1 |  | 1 Year | 865.3 | 0.15 | 735.505
40312 | Salto | EJ650K00PPH8R-K | XS4 wide body electronic wire-free SVN BLE / HID iClass half escutcheon, with keypad, K lever, right handed, bright brass finish, for use with KPB adapter | 1 |  | 1 Year | 773.3 | 0.15 | 657.305
40313 | Salto | EJ650K00PPH8RWK | XS4 wide body electronic RF wireless SVN BLE / HID iClass half escutcheon, with keypad, K lever, right handed, bright brass finish, for use with KPB adapter | 1 |  | 1 Year | 865.3 | 0.15 | 735.505
40314 | Salto | EJ650K00PPP7L-K | XS4 wide body electronic wire-free SVN BLE / HID iClass half escutcheon for use w/ concealed vertical rods, with keypad, K lever, left handed, bright brass finish, for use with KPB adapter | 1 |  | 1 Year | 773.3 | 0.15 | 657.305
40315 | Salto | EJ650K00PPP7LWK | XS4 wide body electronic RF wireless SVN BLE / HID iClass half escutcheon for use w/ concealed vertical rods, with keypad, K lever, left handed, bright brass finish, for use with KPB adapter | 1 |  | 1 Year | 865.3 | 0.15 | 735.505
40316 | Salto | EJ650K00PPP7R-K | XS4 wide body electronic wire-free SVN BLE / HID iClass half escutcheon for use w/ concealed vertical rods, with keypad, K lever, right handed, bright brass finish, for use with KPB adapter | 1 |  | 1 Year | 773.3 | 0.15 | 657.305
40317 | Salto | EJ650K00PPP7RWK | XS4 wide body electronic RF wireless SVN BLE / HID iClass half escutcheon for use w/ concealed vertical rods, with keypad, K lever, right handed, bright brass finish, for use with KPB adapter | 1 |  | 1 Year | 865.3 | 0.15 | 735.505
40318 | Salto | EJ650K00PPP8L-K | XS4 wide body electronic wire-free SVN BLE / HID iClass half escutcheon for use w/ concealed vertical rods, with keypad, K lever, left handed, bright brass finish, for use with KPB adapter | 1 |  | 1 Year | 773.3 | 0.15 | 657.305
40319 | Salto | EJ650K00PPP8LWK | XS4 wide body electronic RF wireless SVN BLE / HID iClass half escutcheon for use w/ concealed vertical rods, with keypad, K lever, left handed, bright brass finish, for use with KPB adapter | 1 |  | 1 Year | 865.3 | 0.15 | 735.505
40320 | Salto | EJ650K00PPP8R-K | XS4 wide body electronic wire-free SVN BLE / HID iClass half escutcheon for use w/ concealed vertical rods, with keypad, K lever, right handed, bright brass finish, for use with KPB adapter | 1 |  | 1 Year | 773.3 | 0.15 | 657.305
40321 | Salto | EJ650K00PPP8RWK | XS4 wide body electronic RF wireless SVN BLE / HID iClass half escutcheon for use w/ concealed vertical rods, with keypad, K lever, right handed, bright brass finish, for use with KPB adapter | 1 |  | 1 Year | 865.3 | 0.15 | 735.505
40322 | Salto | EJ650L00BCH8--K | XS4 wide body electronic wire-free SVN BLE / HID iClass half escutcheon, with keypad, L lever, unhanded, BioCote antimicrobial finish, for use with KPB adapter | 1 |  | 1 Year | 798.8 | 0.15 | 678.98
40323 | Salto | EJ650L00BCH8-WK | XS4 wide body electronic RF wireless SVN BLE / HID iClass half escutcheon, with keypad, L lever, unhanded, BioCote antimicrobial finish, for use with KPB adapter | 1 |  | 1 Year | 890.8 | 0.15 | 757.18
40324 | Salto | EJ650L00BCP7--K | XS4 wide body electronic wire-free SVN BLE / HID iClass half escutcheon for use w/ concealed vertical rods, with keypad, L lever, unhanded, BioCote antimicrobial finish, for use with KPB adapter | 1 |  | 1 Year | 798.8 | 0.15 | 678.98
40325 | Salto | EJ650L00BCP7-WK | XS4 wide body electronic RF wireless SVN BLE / HID iClass half escutcheon for use w/ concealed vertical rods, with keypad, L lever, unhanded, BioCote antimicrobial finish, for use with KPB adapter | 1 |  | 1 Year | 890.8 | 0.15 | 757.18
40326 | Salto | EJ650L00BCP8--K | XS4 wide body electronic wire-free SVN BLE / HID iClass half escutcheon for use w/ concealed vertical rods, with keypad, L lever, unhanded, BioCote antimicrobial finish, for use with KPB adapter | 1 |  | 1 Year | 798.8 | 0.15 | 678.98
40327 | Salto | EJ650L00BCP8-WK | XS4 wide body electronic RF wireless SVN BLE / HID iClass half escutcheon for use w/ concealed vertical rods, with keypad, L lever, unhanded, BioCote antimicrobial finish, for use with KPB adapter | 1 |  | 1 Year | 890.8 | 0.15 | 757.18
40328 | Salto | EJ650L00IAH8--K | XS4 wide body electronic wire-free SVN BLE / HID iClass half escutcheon, with keypad, L lever, unhanded, antique brass finish, for use with KPB adapter | 1 |  | 1 Year | 798.8 | 0.15 | 678.98
40329 | Salto | EJ650L00IAH8-WK | XS4 wide body electronic RF wireless SVN BLE / HID iClass half escutcheon, with keypad, L lever, unhanded, antique brass finish, for use with KPB adapter | 1 |  | 1 Year | 890.8 | 0.15 | 757.18
40330 | Salto | EJ650L00IAP7--K | XS4 wide body electronic wire-free SVN BLE / HID iClass half escutcheon for use w/ concealed vertical rods, with keypad, L lever, unhanded, antique brass finish, for use with KPB adapter | 1 |  | 1 Year | 798.8 | 0.15 | 678.98
40331 | Salto | EJ650L00IAP7-WK | XS4 wide body electronic RF wireless SVN BLE / HID iClass half escutcheon for use w/ concealed vertical rods, with keypad, L lever, unhanded, antique brass finish, for use with KPB adapter | 1 |  | 1 Year | 890.8 | 0.15 | 757.18
40332 | Salto | EJ650L00IAP8--K | XS4 wide body electronic wire-free SVN BLE / HID iClass half escutcheon for use w/ concealed vertical rods, with keypad, L lever, unhanded, antique brass finish, for use with KPB adapter | 1 |  | 1 Year | 798.8 | 0.15 | 678.98
40333 | Salto | EJ650L00IAP8-WK | XS4 wide body electronic RF wireless SVN BLE / HID iClass half escutcheon for use w/ concealed vertical rods, with keypad, L lever, unhanded, antique brass finish, for use with KPB adapter | 1 |  | 1 Year | 890.8 | 0.15 | 757.18
40334 | Salto | EJ650L00IMH8--K | XS4 wide body electronic wire-free SVN BLE / HID iClass half escutcheon, with keypad, L lever, unhanded, satin stainless finish, for use with KPB adapter | 1 |  | 1 Year | 746.8 | 0.15 | 634.78
40335 | Salto | EJ650L00IMH8-WK | XS4 wide body electronic RF wireless SVN BLE / HID iClass half escutcheon, with keypad, L lever, unhanded, satin stainless finish, for use with KPB adapter | 1 |  | 1 Year | 838.8 | 0.15 | 712.98
40336 | Salto | EJ650L00IMP7--K | XS4 wide body electronic wire-free SVN BLE / HID iClass half escutcheon for use w/ concealed vertical rods, with keypad, L lever, unhanded, satin stainless finish, for use with KPB adapter | 1 |  | 1 Year | 746.8 | 0.15 | 634.78
40337 | Salto | EJ650L00IMP7-WK | XS4 wide body electronic RF wireless SVN BLE / HID iClass half escutcheon for use w/ concealed vertical rods, with keypad, L lever, unhanded, satin stainless finish, for use with KPB adapter | 1 |  | 1 Year | 838.8 | 0.15 | 712.98
40338 | Salto | EJ650L00IMP8--K | XS4 wide body electronic wire-free SVN BLE / HID iClass half escutcheon for use w/ concealed vertical rods, with keypad, L lever, unhanded, satin stainless finish, for use with KPB adapter | 1 |  | 1 Year | 746.8 | 0.15 | 634.78
40339 | Salto | EJ650L00IMP8-WK | XS4 wide body electronic RF wireless SVN BLE / HID iClass half escutcheon for use w/ concealed vertical rods, with keypad, L lever, unhanded, satin stainless finish, for use with KPB adapter | 1 |  | 1 Year | 838.8 | 0.15 | 712.98
40340 | Salto | EJ650L00IPH8--K | XS4 wide body electronic wire-free SVN BLE / HID iClass half escutcheon, with keypad, L lever, unhanded, bright stainless steel finish, for use with KPB adapter | 1 |  | 1 Year | 763.1 | 0.15 | 648.635
40341 | Salto | EJ650L00IPH8-WK | XS4 wide body electronic RF wireless SVN BLE / HID iClass half escutcheon, with keypad, L lever, unhanded, bright stainless steel finish, for use with KPB adapter | 1 |  | 1 Year | 855.1 | 0.15 | 726.835
40342 | Salto | EJ650L00IPP7--K | XS4 wide body electronic wire-free SVN BLE / HID iClass half escutcheon for use w/ concealed vertical rods, with keypad, L lever, unhanded, bright stainless steel finish, for use with KPB adapter | 1 |  | 1 Year | 763.1 | 0.15 | 648.635
40343 | Salto | EJ650L00IPP7-WK | XS4 wide body electronic RF wireless SVN BLE / HID iClass half escutcheon for use w/ concealed vertical rods, with keypad, L lever, unhanded, bright stainless steel finish, for use with KPB adapter | 1 |  | 1 Year | 855.1 | 0.15 | 726.835
40344 | Salto | EJ650L00IPP8--K | XS4 wide body electronic wire-free SVN BLE / HID iClass half escutcheon for use w/ concealed vertical rods, with keypad, L lever, unhanded, bright stainless steel finish, for use with KPB adapter | 1 |  | 1 Year | 763.1 | 0.15 | 648.635
40345 | Salto | EJ650L00IPP8-WK | XS4 wide body electronic RF wireless SVN BLE / HID iClass half escutcheon for use w/ concealed vertical rods, with keypad, L lever, unhanded, bright stainless steel finish, for use with KPB adapter | 1 |  | 1 Year | 855.1 | 0.15 | 726.835
40346 | Salto | EJ650L00NEH8--K | XS4 wide body electronic wire-free SVN BLE / HID iClass half escutcheon, with keypad, L lever, unhanded, black chromium finish, for use with KPB adapter | 1 |  | 1 Year | 781.5 | 0.15 | 664.275
40347 | Salto | EJ650L00NEH8-WK | XS4 wide body electronic RF wireless SVN BLE / HID iClass half escutcheon, with keypad, L lever, unhanded, black chromium finish, for use with KPB adapter | 1 |  | 1 Year | 873.5 | 0.15 | 742.475
40348 | Salto | EJ650L00NEP7--K | XS4 wide body electronic wire-free SVN BLE / HID iClass half escutcheon for use w/ concealed vertical rods, with keypad, L lever, unhanded, black chromium finish, for use with KPB adapter | 1 |  | 1 Year | 781.5 | 0.15 | 664.275
40349 | Salto | EJ650L00NEP7-WK | XS4 wide body electronic RF wireless SVN BLE / HID iClass half escutcheon for use w/ concealed vertical rods, with keypad, L lever, unhanded, black chromium finish, for use with KPB adapter | 1 |  | 1 Year | 873.5 | 0.15 | 742.475
40350 | Salto | EJ650L00NEP8--K | XS4 wide body electronic wire-free SVN BLE / HID iClass half escutcheon for use w/ concealed vertical rods, with keypad, L lever, unhanded, black chromium finish, for use with KPB adapter | 1 |  | 1 Year | 781.5 | 0.15 | 664.275
40351 | Salto | EJ650L00NEP8-WK | XS4 wide body electronic RF wireless SVN BLE / HID iClass half escutcheon for use w/ concealed vertical rods, with keypad, L lever, unhanded, black chromium finish, for use with KPB adapter | 1 |  | 1 Year | 873.5 | 0.15 | 742.475
40352 | Salto | EJ650L00PMH8--K | XS4 wide body electronic wire-free SVN BLE / HID iClass half escutcheon, with keypad, L lever, unhanded, satin brass finish, for use with KPB adapter | 1 |  | 1 Year | 746.8 | 0.15 | 634.78
40353 | Salto | EJ650L00PMH8-WK | XS4 wide body electronic RF wireless SVN BLE / HID iClass half escutcheon, with keypad, L lever, unhanded, satin brass finish, for use with KPB adapter | 1 |  | 1 Year | 838.8 | 0.15 | 712.98
40354 | Salto | EJ650L00PMP7--K | XS4 wide body electronic wire-free SVN BLE / HID iClass half escutcheon for use w/ concealed vertical rods, with keypad, L lever, unhanded, satin brass finish, for use with KPB adapter | 1 |  | 1 Year | 746.8 | 0.15 | 634.78
40355 | Salto | EJ650L00PMP7-WK | XS4 wide body electronic RF wireless SVN BLE / HID iClass half escutcheon for use w/ concealed vertical rods, with keypad, L lever, unhanded, satin brass finish, for use with KPB adapter | 1 |  | 1 Year | 838.8 | 0.15 | 712.98
40356 | Salto | EJ650L00PMP8--K | XS4 wide body electronic wire-free SVN BLE / HID iClass half escutcheon for use w/ concealed vertical rods, with keypad, L lever, unhanded, satin brass finish, for use with KPB adapter | 1 |  | 1 Year | 746.8 | 0.15 | 634.78
40357 | Salto | EJ650L00PMP8-WK | XS4 wide body electronic RF wireless SVN BLE / HID iClass half escutcheon for use w/ concealed vertical rods, with keypad, L lever, unhanded, satin brass finish, for use with KPB adapter | 1 |  | 1 Year | 838.8 | 0.15 | 712.98
40358 | Salto | EJ650L00PPH8--K | XS4 wide body electronic wire-free SVN BLE / HID iClass half escutcheon, with keypad, L lever, unhanded, bright brass finish, for use with KPB adapter | 1 |  | 1 Year | 763.1 | 0.15 | 648.635
40359 | Salto | EJ650L00PPH8-WK | XS4 wide body electronic RF wireless SVN BLE / HID iClass half escutcheon, with keypad, L lever, unhanded, bright brass finish, for use with KPB adapter | 1 |  | 1 Year | 855.1 | 0.15 | 726.835
40360 | Salto | EJ650L00PPP7--K | XS4 wide body electronic wire-free SVN BLE / HID iClass half escutcheon for use w/ concealed vertical rods, with keypad, L lever, unhanded, bright brass finish, for use with KPB adapter | 1 |  | 1 Year | 763.1 | 0.15 | 648.635
40361 | Salto | EJ650L00PPP7-WK | XS4 wide body electronic RF wireless SVN BLE / HID iClass half escutcheon for use w/ concealed vertical rods, with keypad, L lever, unhanded, bright brass finish, for use with KPB adapter | 1 |  | 1 Year | 855.1 | 0.15 | 726.835
40362 | Salto | EJ650L00PPP8--K | XS4 wide body electronic wire-free SVN BLE / HID iClass half escutcheon for use w/ concealed vertical rods, with keypad, L lever, unhanded, bright brass finish, for use with KPB adapter | 1 |  | 1 Year | 763.1 | 0.15 | 648.635
40363 | Salto | EJ650L00PPP8-WK | XS4 wide body electronic RF wireless SVN BLE / HID iClass half escutcheon for use w/ concealed vertical rods, with keypad, L lever, unhanded, bright brass finish, for use with KPB adapter | 1 |  | 1 Year | 855.1 | 0.15 | 726.835
40364 | Salto | EJ650N00BCH8--K | XS4 wide body electronic wire-free SVN BLE / HID iClass half escutcheon, with keypad, N lever, unhanded, BioCote antimicrobial finish, for use with KPB adapter | 1 |  | 1 Year | 798.8 | 0.15 | 678.98
40365 | Salto | EJ650N00BCH8-WK | XS4 wide body electronic RF wireless SVN BLE / HID iClass half escutcheon, with keypad, N lever, unhanded, BioCote antimicrobial finish, for use with KPB adapter | 1 |  | 1 Year | 890.8 | 0.15 | 757.18
40366 | Salto | EJ650N00BCP7--K | XS4 wide body electronic wire-free SVN BLE / HID iClass half escutcheon for use w/ concealed vertical rods, with keypad, N lever, unhanded, BioCote antimicrobial finish, for use with KPB adapter | 1 |  | 1 Year | 798.8 | 0.15 | 678.98
40367 | Salto | EJ650N00BCP7-WK | XS4 wide body electronic RF wireless SVN BLE / HID iClass half escutcheon for use w/ concealed vertical rods, with keypad, N lever, unhanded, BioCote antimicrobial finish, for use with KPB adapter | 1 |  | 1 Year | 890.8 | 0.15 | 757.18
40368 | Salto | EJ650N00BCP8--K | XS4 wide body electronic wire-free SVN BLE / HID iClass half escutcheon for use w/ concealed vertical rods, with keypad, N lever, unhanded, BioCote antimicrobial finish, for use with KPB adapter | 1 |  | 1 Year | 798.8 | 0.15 | 678.98
40369 | Salto | EJ650N00BCP8-WK | XS4 wide body electronic RF wireless SVN BLE / HID iClass half escutcheon for use w/ concealed vertical rods, with keypad, N lever, unhanded, BioCote antimicrobial finish, for use with KPB adapter | 1 |  | 1 Year | 890.8 | 0.15 | 757.18
40370 | Salto | EJ650N00IMH8--K | XS4 wide body electronic wire-free SVN BLE / HID iClass half escutcheon, with keypad, N lever, unhanded, satin stainless finish, for use with KPB adapter | 1 |  | 1 Year | 746.8 | 0.15 | 634.78
40371 | Salto | EJ650N00IMH8--K | XS4 wide body electronic wire-free SVN BLE / HID iClass half escutcheon, with keypad, N lever, unhanded, satin stainless finish, for use with KPB adapter | 1 |  | 1 Year | 746.8 | 0.15 | 634.78
40372 | Salto | EJ650N00IMH8-WK | XS4 wide body electronic RF wireless SVN BLE / HID iClass half escutcheon, with keypad, N lever, unhanded, satin stainless finish, for use with KPB adapter | 1 |  | 1 Year | 838.8 | 0.15 | 712.98
40373 | Salto | EJ650N00IMH8-WK | XS4 wide body electronic RF wireless SVN BLE / HID iClass half escutcheon, with keypad, N lever, unhanded, satin stainless finish, for use with KPB adapter | 1 |  | 1 Year | 838.8 | 0.15 | 712.98
40374 | Salto | EJ650N00IMP7--K | XS4 wide body electronic wire-free SVN BLE / HID iClass half escutcheon for use w/ concealed vertical rods, with keypad, N lever, unhanded, satin stainless finish, for use with KPB adapter | 1 |  | 1 Year | 746.8 | 0.15 | 634.78
40375 | Salto | EJ650N00IMP7--K | XS4 wide body electronic wire-free SVN BLE / HID iClass half escutcheon for use w/ concealed vertical rods, with keypad, N lever, unhanded, satin stainless finish, for use with KPB adapter | 1 |  | 1 Year | 746.8 | 0.15 | 634.78
40376 | Salto | EJ650N00IMP7-WK | XS4 wide body electronic RF wireless SVN BLE / HID iClass half escutcheon for use w/ concealed vertical rods, with keypad, N lever, unhanded, satin stainless finish, for use with KPB adapter | 1 |  | 1 Year | 838.8 | 0.15 | 712.98
40377 | Salto | EJ650N00IMP7-WK | XS4 wide body electronic RF wireless SVN BLE / HID iClass half escutcheon for use w/ concealed vertical rods, with keypad, N lever, unhanded, satin stainless finish, for use with KPB adapter | 1 |  | 1 Year | 838.8 | 0.15 | 712.98
40378 | Salto | EJ650N00IMP8--K | XS4 wide body electronic wire-free SVN BLE / HID iClass half escutcheon for use w/ concealed vertical rods, with keypad, N lever, unhanded, satin stainless finish, for use with KPB adapter | 1 |  | 1 Year | 746.8 | 0.15 | 634.78
40379 | Salto | EJ650N00IMP8--K | XS4 wide body electronic wire-free SVN BLE / HID iClass half escutcheon for use w/ concealed vertical rods, with keypad, N lever, unhanded, satin stainless finish, for use with KPB adapter | 1 |  | 1 Year | 746.8 | 0.15 | 634.78
40380 | Salto | EJ650N00IMP8-WK | XS4 wide body electronic RF wireless SVN BLE / HID iClass half escutcheon for use w/ concealed vertical rods, with keypad, N lever, unhanded, satin stainless finish, for use with KPB adapter | 1 |  | 1 Year | 838.8 | 0.15 | 712.98
40381 | Salto | EJ650N00IMP8-WK | XS4 wide body electronic RF wireless SVN BLE / HID iClass half escutcheon for use w/ concealed vertical rods, with keypad, N lever, unhanded, satin stainless finish, for use with KPB adapter | 1 |  | 1 Year | 838.8 | 0.15 | 712.98
40382 | Salto | EJ650N00IPH8--K | XS4 wide body electronic wire-free SVN BLE / HID iClass half escutcheon, with keypad, N lever, unhanded, bright stainless steel finish, for use with KPB adapter | 1 |  | 1 Year | 763.1 | 0.15 | 648.635
40383 | Salto | EJ650N00IPH8-WK | XS4 wide body electronic RF wireless SVN BLE / HID iClass half escutcheon, with keypad, N lever, unhanded, bright stainless steel finish, for use with KPB adapter | 1 |  | 1 Year | 855.1 | 0.15 | 726.835
40384 | Salto | EJ650N00IPP7--K | XS4 wide body electronic wire-free SVN BLE / HID iClass half escutcheon for use w/ concealed vertical rods, with keypad, N lever, unhanded, bright stainless steel finish, for use with KPB adapter | 1 |  | 1 Year | 763.1 | 0.15 | 648.635
40385 | Salto | EJ650N00IPP7-WK | XS4 wide body electronic RF wireless SVN BLE / HID iClass half escutcheon for use w/ concealed vertical rods, with keypad, N lever, unhanded, bright stainless steel finish, for use with KPB adapter | 1 |  | 1 Year | 855.1 | 0.15 | 726.835
40386 | Salto | EJ650N00IPP8--K | XS4 wide body electronic wire-free SVN BLE / HID iClass half escutcheon for use w/ concealed vertical rods, with keypad, N lever, unhanded, bright stainless steel finish, for use with KPB adapter | 1 |  | 1 Year | 763.1 | 0.15 | 648.635
40387 | Salto | EJ650N00IPP8-WK | XS4 wide body electronic RF wireless SVN BLE / HID iClass half escutcheon for use w/ concealed vertical rods, with keypad, N lever, unhanded, bright stainless steel finish, for use with KPB adapter | 1 |  | 1 Year | 855.1 | 0.15 | 726.835
40388 | Salto | EJ650N00PMH8--K | XS4 wide body electronic wire-free SVN BLE / HID iClass half escutcheon, with keypad, N lever, unhanded, satin brass finish, for use with KPB adapter | 1 |  | 1 Year | 746.8 | 0.15 | 634.78
40389 | Salto | EJ650N00PMH8-WK | XS4 wide body electronic RF wireless SVN BLE / HID iClass half escutcheon, with keypad, N lever, unhanded, satin brass finish, for use with KPB adapter | 1 |  | 1 Year | 838.8 | 0.15 | 712.98
40390 | Salto | EJ650N00PMP7--K | XS4 wide body electronic wire-free SVN BLE / HID iClass half escutcheon for use w/ concealed vertical rods, with keypad, N lever, unhanded, satin brass finish, for use with KPB adapter | 1 |  | 1 Year | 746.8 | 0.15 | 634.78
40391 | Salto | EJ650N00PMP7-WK | XS4 wide body electronic RF wireless SVN BLE / HID iClass half escutcheon for use w/ concealed vertical rods, with keypad, N lever, unhanded, satin brass finish, for use with KPB adapter | 1 |  | 1 Year | 838.8 | 0.15 | 712.98
40392 | Salto | EJ650N00PMP8--K | XS4 wide body electronic wire-free SVN BLE / HID iClass half escutcheon for use w/ concealed vertical rods, with keypad, N lever, unhanded, satin brass finish, for use with KPB adapter | 1 |  | 1 Year | 746.8 | 0.15 | 634.78
40393 | Salto | EJ650N00PMP8-WK | XS4 wide body electronic RF wireless SVN BLE / HID iClass half escutcheon for use w/ concealed vertical rods, with keypad, N lever, unhanded, satin brass finish, for use with KPB adapter | 1 |  | 1 Year | 838.8 | 0.15 | 712.98
40394 | Salto | EJ650O00BCH8L-K | XS4 wide body electronic wire-free SVN BLE / HID iClass half escutcheon, with keypad, O lever, left handed, BioCote antimicrobial finish, for use with KPB adapter | 1 |  | 1 Year | 809 | 0.15 | 687.65
40395 | Salto | EJ650O00BCH8LWK | XS4 wide body electronic RF wireless SVN BLE / HID iClass half escutcheon, with keypad, O lever, left handed, BioCote antimicrobial finish, for use with KPB adapter | 1 |  | 1 Year | 901 | 0.15 | 765.85
40396 | Salto | EJ650O00BCH8R-K | XS4 wide body electronic wire-free SVN BLE / HID iClass half escutcheon, with keypad, O lever, right handed, BioCote antimicrobial finish, for use with KPB adapter | 1 |  | 1 Year | 809 | 0.15 | 687.65
40397 | Salto | EJ650O00BCH8RWK | XS4 wide body electronic RF wireless SVN BLE / HID iClass half escutcheon, with keypad, O lever, right handed, BioCote antimicrobial finish, for use with KPB adapter | 1 |  | 1 Year | 901 | 0.15 | 765.85
40398 | Salto | EJ650O00BCP7L-K | XS4 wide body electronic wire-free SVN BLE / HID iClass half escutcheon for use w/ concealed vertical rods, with keypad, O lever, left handed, BioCote antimicrobial finish, for use with KPB adapter | 1 |  | 1 Year | 809 | 0.15 | 687.65
40399 | Salto | EJ650O00BCP7LWK | XS4 wide body electronic RF wireless SVN BLE / HID iClass half escutcheon for use w/ concealed vertical rods, with keypad, O lever, left handed, BioCote antimicrobial finish, for use with KPB adapter | 1 |  | 1 Year | 901 | 0.15 | 765.85
40400 | Salto | EJ650O00BCP7R-K | XS4 wide body electronic wire-free SVN BLE / HID iClass half escutcheon for use w/ concealed vertical rods, with keypad, O lever, right handed, BioCote antimicrobial finish, for use with KPB adapter | 1 |  | 1 Year | 809 | 0.15 | 687.65
40401 | Salto | EJ650O00BCP7RWK | XS4 wide body electronic RF wireless SVN BLE / HID iClass half escutcheon for use w/ concealed vertical rods, with keypad, O lever, right handed, BioCote antimicrobial finish, for use with KPB adapter | 1 |  | 1 Year | 901 | 0.15 | 765.85
40402 | Salto | EJ650O00BCP8L-K | XS4 wide body electronic wire-free SVN BLE / HID iClass half escutcheon for use w/ concealed vertical rods, with keypad, O lever, left handed, BioCote antimicrobial finish, for use with KPB adapter | 1 |  | 1 Year | 809 | 0.15 | 687.65
40403 | Salto | EJ650O00BCP8LWK | XS4 wide body electronic RF wireless SVN BLE / HID iClass half escutcheon for use w/ concealed vertical rods, with keypad, O lever, left handed, BioCote antimicrobial finish, for use with KPB adapter | 1 |  | 1 Year | 901 | 0.15 | 765.85
40404 | Salto | EJ650O00BCP8R-K | XS4 wide body electronic wire-free SVN BLE / HID iClass half escutcheon for use w/ concealed vertical rods, with keypad, O lever, right handed, BioCote antimicrobial finish, for use with KPB adapter | 1 |  | 1 Year | 809 | 0.15 | 687.65
40405 | Salto | EJ650O00BCP8RWK | XS4 wide body electronic RF wireless SVN BLE / HID iClass half escutcheon for use w/ concealed vertical rods, with keypad, O lever, right handed, BioCote antimicrobial finish, for use with KPB adapter | 1 |  | 1 Year | 901 | 0.15 | 765.85
40406 | Salto | EJ650O00IAH8L-K | XS4 wide body electronic wire-free SVN BLE / HID iClass half escutcheon, with keypad, O lever, left handed, antique brass finish, for use with KPB adapter | 1 |  | 1 Year | 809 | 0.15 | 687.65
40407 | Salto | EJ650O00IAH8LWK | XS4 wide body electronic RF wireless SVN BLE / HID iClass half escutcheon, with keypad, O lever, left handed, antique brass finish, for use with KPB adapter | 1 |  | 1 Year | 901 | 0.15 | 765.85
40408 | Salto | EJ650O00IAH8R-K | XS4 wide body electronic wire-free SVN BLE / HID iClass half escutcheon, with keypad, O lever, right handed, antique brass finish, for use with KPB adapter | 1 |  | 1 Year | 809 | 0.15 | 687.65
40409 | Salto | EJ650O00IAH8RWK | XS4 wide body electronic RF wireless SVN BLE / HID iClass half escutcheon, with keypad, O lever, right handed, antique brass finish, for use with KPB adapter | 1 |  | 1 Year | 901 | 0.15 | 765.85
40410 | Salto | EJ650O00IAP7L-K | XS4 wide body electronic wire-free SVN BLE / HID iClass half escutcheon for use w/ concealed vertical rods, with keypad, O lever, left handed, antique brass finish, for use with KPB adapter | 1 |  | 1 Year | 809 | 0.15 | 687.65
40411 | Salto | EJ650O00IAP7LWK | XS4 wide body electronic RF wireless SVN BLE / HID iClass half escutcheon for use w/ concealed vertical rods, with keypad, O lever, left handed, antique brass finish, for use with KPB adapter | 1 |  | 1 Year | 901 | 0.15 | 765.85
40412 | Salto | EJ650O00IAP7R-K | XS4 wide body electronic wire-free SVN BLE / HID iClass half escutcheon for use w/ concealed vertical rods, with keypad, O lever, right handed, antique brass finish, for use with KPB adapter | 1 |  | 1 Year | 809 | 0.15 | 687.65
40413 | Salto | EJ650O00IAP7RWK | XS4 wide body electronic RF wireless SVN BLE / HID iClass half escutcheon for use w/ concealed vertical rods, with keypad, O lever, right handed, antique brass finish, for use with KPB adapter | 1 |  | 1 Year | 901 | 0.15 | 765.85
40414 | Salto | EJ650O00IAP8L-K | XS4 wide body electronic wire-free SVN BLE / HID iClass half escutcheon for use w/ concealed vertical rods, with keypad, O lever, left handed, antique brass finish, for use with KPB adapter | 1 |  | 1 Year | 809 | 0.15 | 687.65
40415 | Salto | EJ650O00IAP8LWK | XS4 wide body electronic RF wireless SVN BLE / HID iClass half escutcheon for use w/ concealed vertical rods, with keypad, O lever, left handed, antique brass finish, for use with KPB adapter | 1 |  | 1 Year | 901 | 0.15 | 765.85
40416 | Salto | EJ650O00IAP8R-K | XS4 wide body electronic wire-free SVN BLE / HID iClass half escutcheon for use w/ concealed vertical rods, with keypad, O lever, right handed, antique brass finish, for use with KPB adapter | 1 |  | 1 Year | 809 | 0.15 | 687.65
40417 | Salto | EJ650O00IAP8RWK | XS4 wide body electronic RF wireless SVN BLE / HID iClass half escutcheon for use w/ concealed vertical rods, with keypad, O lever, right handed, antique brass finish, for use with KPB adapter | 1 |  | 1 Year | 901 | 0.15 | 765.85
40418 | Salto | EJ650O00IMH8L-K | XS4 wide body electronic wire-free SVN BLE / HID iClass half escutcheon, with keypad, O lever, left handed, satin stainless finish, for use with KPB adapter | 1 |  | 1 Year | 757 | 0.15 | 643.45
40419 | Salto | EJ650O00IMH8LWK | XS4 wide body electronic RF wireless SVN BLE / HID iClass half escutcheon, with keypad, O lever, left handed, satin stainless finish, for use with KPB adapter | 1 |  | 1 Year | 849 | 0.15 | 721.65
40420 | Salto | EJ650O00IMH8R-K | XS4 wide body electronic wire-free SVN BLE / HID iClass half escutcheon, with keypad, O lever, right handed, satin stainless finish, for use with KPB adapter | 1 |  | 1 Year | 757 | 0.15 | 643.45
40421 | Salto | EJ650O00IMH8RWK | XS4 wide body electronic RF wireless SVN BLE / HID iClass half escutcheon, with keypad, O lever, right handed, satin stainless finish, for use with KPB adapter | 1 |  | 1 Year | 849 | 0.15 | 721.65
40422 | Salto | EJ650O00IMP7L-K | XS4 wide body electronic wire-free SVN BLE / HID iClass half escutcheon for use w/ concealed vertical rods, with keypad, O lever, left handed, satin stainless finish, for use with KPB adapter | 1 |  | 1 Year | 757 | 0.15 | 643.45
40423 | Salto | EJ650O00IMP7LWK | XS4 wide body electronic RF wireless SVN BLE / HID iClass half escutcheon for use w/ concealed vertical rods, with keypad, O lever, left handed, satin stainless finish, for use with KPB adapter | 1 |  | 1 Year | 849 | 0.15 | 721.65
40424 | Salto | EJ650O00IMP7R-K | XS4 wide body electronic wire-free SVN BLE / HID iClass half escutcheon for use w/ concealed vertical rods, with keypad, O lever, right handed, satin stainless finish, for use with KPB adapter | 1 |  | 1 Year | 757 | 0.15 | 643.45
40425 | Salto | EJ650O00IMP7RWK | XS4 wide body electronic RF wireless SVN BLE / HID iClass half escutcheon for use w/ concealed vertical rods, with keypad, O lever, right handed, satin stainless finish, for use with KPB adapter | 1 |  | 1 Year | 849 | 0.15 | 721.65
40426 | Salto | EJ650O00IMP8L-K | XS4 wide body electronic wire-free SVN BLE / HID iClass half escutcheon for use w/ concealed vertical rods, with keypad, O lever, left handed, satin stainless finish, for use with KPB adapter | 1 |  | 1 Year | 757 | 0.15 | 643.45
40427 | Salto | EJ650O00IMP8LWK | XS4 wide body electronic RF wireless SVN BLE / HID iClass half escutcheon for use w/ concealed vertical rods, with keypad, O lever, left handed, satin stainless finish, for use with KPB adapter | 1 |  | 1 Year | 849 | 0.15 | 721.65
40428 | Salto | EJ650O00IMP8R-K | XS4 wide body electronic wire-free SVN BLE / HID iClass half escutcheon for use w/ concealed vertical rods, with keypad, O lever, right handed, satin stainless finish, for use with KPB adapter | 1 |  | 1 Year | 757 | 0.15 | 643.45
40429 | Salto | EJ650O00IMP8RWK | XS4 wide body electronic RF wireless SVN BLE / HID iClass half escutcheon for use w/ concealed vertical rods, with keypad, O lever, right handed, satin stainless finish, for use with KPB adapter | 1 |  | 1 Year | 849 | 0.15 | 721.65
40430 | Salto | EJ650O00IPH8L-K | XS4 wide body electronic wire-free SVN BLE / HID iClass half escutcheon, with keypad, O lever, left handed, bright stainless steel finish, for use with KPB adapter | 1 |  | 1 Year | 773.3 | 0.15 | 657.305
40431 | Salto | EJ650O00IPH8LWK | XS4 wide body electronic RF wireless SVN BLE / HID iClass half escutcheon, with keypad, O lever, left handed, bright stainless steel finish, for use with KPB adapter | 1 |  | 1 Year | 865.3 | 0.15 | 735.505
40432 | Salto | EJ650O00IPH8R-K | XS4 wide body electronic wire-free SVN BLE / HID iClass half escutcheon, with keypad, O lever, right handed, bright stainless steel finish, for use with KPB adapter | 1 |  | 1 Year | 773.3 | 0.15 | 657.305
40433 | Salto | EJ650O00IPH8RWK | XS4 wide body electronic RF wireless SVN BLE / HID iClass half escutcheon, with keypad, O lever, right handed, bright stainless steel finish, for use with KPB adapter | 1 |  | 1 Year | 865.3 | 0.15 | 735.505
40434 | Salto | EJ650O00IPP7L-K | XS4 wide body electronic wire-free SVN BLE / HID iClass half escutcheon for use w/ concealed vertical rods, with keypad, O lever, left handed, bright stainless steel finish, for use with KPB adapter | 1 |  | 1 Year | 773.3 | 0.15 | 657.305
40435 | Salto | EJ650O00IPP7LWK | XS4 wide body electronic RF wireless SVN BLE / HID iClass half escutcheon for use w/ concealed vertical rods, with keypad, O lever, left handed, bright stainless steel finish, for use with KPB adapter | 1 |  | 1 Year | 865.3 | 0.15 | 735.505
40436 | Salto | EJ650O00IPP7R-K | XS4 wide body electronic wire-free SVN BLE / HID iClass half escutcheon for use w/ concealed vertical rods, with keypad, O lever, right handed, bright stainless steel finish, for use with KPB adapter | 1 |  | 1 Year | 773.3 | 0.15 | 657.305
40437 | Salto | EJ650O00IPP7RWK | XS4 wide body electronic RF wireless SVN BLE / HID iClass half escutcheon for use w/ concealed vertical rods, with keypad, O lever, right handed, bright stainless steel finish, for use with KPB adapter | 1 |  | 1 Year | 865.3 | 0.15 | 735.505
40438 | Salto | EJ650O00IPP8L-K | XS4 wide body electronic wire-free SVN BLE / HID iClass half escutcheon for use w/ concealed vertical rods, with keypad, O lever, left handed, bright stainless steel finish, for use with KPB adapter | 1 |  | 1 Year | 773.3 | 0.15 | 657.305
40439 | Salto | EJ650O00IPP8LWK | XS4 wide body electronic RF wireless SVN BLE / HID iClass half escutcheon for use w/ concealed vertical rods, with keypad, O lever, left handed, bright stainless steel finish, for use with KPB adapter | 1 |  | 1 Year | 865.3 | 0.15 | 735.505
40440 | Salto | EJ650O00IPP8R-K | XS4 wide body electronic wire-free SVN BLE / HID iClass half escutcheon for use w/ concealed vertical rods, with keypad, O lever, right handed, bright stainless steel finish, for use with KPB adapter | 1 |  | 1 Year | 773.3 | 0.15 | 657.305
40441 | Salto | EJ650O00IPP8RWK | XS4 wide body electronic RF wireless SVN BLE / HID iClass half escutcheon for use w/ concealed vertical rods, with keypad, O lever, right handed, bright stainless steel finish, for use with KPB adapter | 1 |  | 1 Year | 865.3 | 0.15 | 735.505
40442 | Salto | EJ650O00NEH8L-K | XS4 wide body electronic wire-free SVN BLE / HID iClass half escutcheon, with keypad, O lever, left handed, black chromium finish, for use with KPB adapter | 1 |  | 1 Year | 791.7 | 0.15 | 672.945
40443 | Salto | EJ650O00NEH8LWK | XS4 wide body electronic RF wireless SVN BLE / HID iClass half escutcheon, with keypad, O lever, left handed, black chromium finish, for use with KPB adapter | 1 |  | 1 Year | 883.7 | 0.15 | 751.145
40444 | Salto | EJ650O00NEH8R-K | XS4 wide body electronic wire-free SVN BLE / HID iClass half escutcheon, with keypad, O lever, right handed, black chromium finish, for use with KPB adapter | 1 |  | 1 Year | 791.7 | 0.15 | 672.945
40445 | Salto | EJ650O00NEH8RWK | XS4 wide body electronic RF wireless SVN BLE / HID iClass half escutcheon, with keypad, O lever, right handed, black chromium finish, for use with KPB adapter | 1 |  | 1 Year | 883.7 | 0.15 | 751.145
40446 | Salto | EJ650O00NEP7L-K | XS4 wide body electronic wire-free SVN BLE / HID iClass half escutcheon for use w/ concealed vertical rods, with keypad, O lever, left handed, black chromium finish, for use with KPB adapter | 1 |  | 1 Year | 791.7 | 0.15 | 672.945
40447 | Salto | EJ650O00NEP7LWK | XS4 wide body electronic RF wireless SVN BLE / HID iClass half escutcheon for use w/ concealed vertical rods, with keypad, O lever, left handed, black chromium finish, for use with KPB adapter | 1 |  | 1 Year | 883.7 | 0.15 | 751.145
40448 | Salto | EJ650O00NEP7R-K | XS4 wide body electronic wire-free SVN BLE / HID iClass half escutcheon for use w/ concealed vertical rods, with keypad, O lever, right handed, black chromium finish, for use with KPB adapter | 1 |  | 1 Year | 791.7 | 0.15 | 672.945
40449 | Salto | EJ650O00NEP7RWK | XS4 wide body electronic RF wireless SVN BLE / HID iClass half escutcheon for use w/ concealed vertical rods, with keypad, O lever, right handed, black chromium finish, for use with KPB adapter | 1 |  | 1 Year | 883.7 | 0.15 | 751.145
40450 | Salto | EJ650O00NEP8L-K | XS4 wide body electronic wire-free SVN BLE / HID iClass half escutcheon for use w/ concealed vertical rods, with keypad, O lever, left handed, black chromium finish, for use with KPB adapter | 1 |  | 1 Year | 791.7 | 0.15 | 672.945
40451 | Salto | EJ650O00NEP8LWK | XS4 wide body electronic RF wireless SVN BLE / HID iClass half escutcheon for use w/ concealed vertical rods, with keypad, O lever, left handed, black chromium finish, for use with KPB adapter | 1 |  | 1 Year | 883.7 | 0.15 | 751.145
40452 | Salto | EJ650O00NEP8R-K | XS4 wide body electronic wire-free SVN BLE / HID iClass half escutcheon for use w/ concealed vertical rods, with keypad, O lever, right handed, black chromium finish, for use with KPB adapter | 1 |  | 1 Year | 791.7 | 0.15 | 672.945
40453 | Salto | EJ650O00NEP8RWK | XS4 wide body electronic RF wireless SVN BLE / HID iClass half escutcheon for use w/ concealed vertical rods, with keypad, O lever, right handed, black chromium finish, for use with KPB adapter | 1 |  | 1 Year | 883.7 | 0.15 | 751.145
40454 | Salto | EJ650O00PMH8L-K | XS4 wide body electronic wire-free SVN BLE / HID iClass half escutcheon, with keypad, O lever, left handed, satin brass finish, for use with KPB adapter | 1 |  | 1 Year | 757 | 0.15 | 643.45
40455 | Salto | EJ650O00PMH8LWK | XS4 wide body electronic RF wireless SVN BLE / HID iClass half escutcheon, with keypad, O lever, left handed, satin brass finish, for use with KPB adapter | 1 |  | 1 Year | 849 | 0.15 | 721.65
40456 | Salto | EJ650O00PMH8R-K | XS4 wide body electronic wire-free SVN BLE / HID iClass half escutcheon, with keypad, O lever, right handed, satin brass finish, for use with KPB adapter | 1 |  | 1 Year | 757 | 0.15 | 643.45
40457 | Salto | EJ650O00PMH8RWK | XS4 wide body electronic RF wireless SVN BLE / HID iClass half escutcheon, with keypad, O lever, right handed, satin brass finish, for use with KPB adapter | 1 |  | 1 Year | 849 | 0.15 | 721.65
40458 | Salto | EJ650O00PMP7L-K | XS4 wide body electronic wire-free SVN BLE / HID iClass half escutcheon for use w/ concealed vertical rods, with keypad, O lever, left handed, satin brass finish, for use with KPB adapter | 1 |  | 1 Year | 757 | 0.15 | 643.45
40459 | Salto | EJ650O00PMP7LWK | XS4 wide body electronic RF wireless SVN BLE / HID iClass half escutcheon for use w/ concealed vertical rods, with keypad, O lever, left handed, satin brass finish, for use with KPB adapter | 1 |  | 1 Year | 849 | 0.15 | 721.65
40460 | Salto | EJ650O00PMP7R-K | XS4 wide body electronic wire-free SVN BLE / HID iClass half escutcheon for use w/ concealed vertical rods, with keypad, O lever, right handed, satin brass finish, for use with KPB adapter | 1 |  | 1 Year | 757 | 0.15 | 643.45
40461 | Salto | EJ650O00PMP7RWK | XS4 wide body electronic RF wireless SVN BLE / HID iClass half escutcheon for use w/ concealed vertical rods, with keypad, O lever, right handed, satin brass finish, for use with KPB adapter | 1 |  | 1 Year | 849 | 0.15 | 721.65
40462 | Salto | EJ650O00PMP8L-K | XS4 wide body electronic wire-free SVN BLE / HID iClass half escutcheon for use w/ concealed vertical rods, with keypad, O lever, left handed, satin brass finish, for use with KPB adapter | 1 |  | 1 Year | 757 | 0.15 | 643.45
40463 | Salto | EJ650O00PMP8LWK | XS4 wide body electronic RF wireless SVN BLE / HID iClass half escutcheon for use w/ concealed vertical rods, with keypad, O lever, left handed, satin brass finish, for use with KPB adapter | 1 |  | 1 Year | 849 | 0.15 | 721.65
40464 | Salto | EJ650O00PMP8R-K | XS4 wide body electronic wire-free SVN BLE / HID iClass half escutcheon for use w/ concealed vertical rods, with keypad, O lever, right handed, satin brass finish, for use with KPB adapter | 1 |  | 1 Year | 757 | 0.15 | 643.45
40465 | Salto | EJ650O00PMP8RWK | XS4 wide body electronic RF wireless SVN BLE / HID iClass half escutcheon for use w/ concealed vertical rods, with keypad, O lever, right handed, satin brass finish, for use with KPB adapter | 1 |  | 1 Year | 849 | 0.15 | 721.65
40466 | Salto | EJ650O00PPH8L-K | XS4 wide body electronic wire-free SVN BLE / HID iClass half escutcheon, with keypad, O lever, left handed, bright brass finish, for use with KPB adapter | 1 |  | 1 Year | 773.3 | 0.15 | 657.305
40467 | Salto | EJ650O00PPH8LWK | XS4 wide body electronic RF wireless SVN BLE / HID iClass half escutcheon, with keypad, O lever, left handed, bright brass finish, for use with KPB adapter | 1 |  | 1 Year | 865.3 | 0.15 | 735.505
40468 | Salto | EJ650O00PPH8R-K | XS4 wide body electronic wire-free SVN BLE / HID iClass half escutcheon, with keypad, O lever, right handed, bright brass finish, for use with KPB adapter | 1 |  | 1 Year | 773.3 | 0.15 | 657.305
40469 | Salto | EJ650O00PPH8RWK | XS4 wide body electronic RF wireless SVN BLE / HID iClass half escutcheon, with keypad, O lever, right handed, bright brass finish, for use with KPB adapter | 1 |  | 1 Year | 865.3 | 0.15 | 735.505
40470 | Salto | EJ650O00PPP7L-K | XS4 wide body electronic wire-free SVN BLE / HID iClass half escutcheon for use w/ concealed vertical rods, with keypad, O lever, left handed, bright brass finish, for use with KPB adapter | 1 |  | 1 Year | 773.3 | 0.15 | 657.305
40471 | Salto | EJ650O00PPP7LWK | XS4 wide body electronic RF wireless SVN BLE / HID iClass half escutcheon for use w/ concealed vertical rods, with keypad, O lever, left handed, bright brass finish, for use with KPB adapter | 1 |  | 1 Year | 865.3 | 0.15 | 735.505
40472 | Salto | EJ650O00PPP7R-K | XS4 wide body electronic wire-free SVN BLE / HID iClass half escutcheon for use w/ concealed vertical rods, with keypad, O lever, right handed, bright brass finish, for use with KPB adapter | 1 |  | 1 Year | 773.3 | 0.15 | 657.305
40473 | Salto | EJ650O00PPP7RWK | XS4 wide body electronic RF wireless SVN BLE / HID iClass half escutcheon for use w/ concealed vertical rods, with keypad, O lever, right handed, bright brass finish, for use with KPB adapter | 1 |  | 1 Year | 865.3 | 0.15 | 735.505
40474 | Salto | EJ650O00PPP8L-K | XS4 wide body electronic wire-free SVN BLE / HID iClass half escutcheon for use w/ concealed vertical rods, with keypad, O lever, left handed, bright brass finish, for use with KPB adapter | 1 |  | 1 Year | 773.3 | 0.15 | 657.305
40475 | Salto | EJ650O00PPP8LWK | XS4 wide body electronic RF wireless SVN BLE / HID iClass half escutcheon for use w/ concealed vertical rods, with keypad, O lever, left handed, bright brass finish, for use with KPB adapter | 1 |  | 1 Year | 865.3 | 0.15 | 735.505
40476 | Salto | EJ650O00PPP8R-K | XS4 wide body electronic wire-free SVN BLE / HID iClass half escutcheon for use w/ concealed vertical rods, with keypad, O lever, right handed, bright brass finish, for use with KPB adapter | 1 |  | 1 Year | 773.3 | 0.15 | 657.305
40477 | Salto | EJ650O00PPP8RWK | XS4 wide body electronic RF wireless SVN BLE / HID iClass half escutcheon for use w/ concealed vertical rods, with keypad, O lever, right handed, bright brass finish, for use with KPB adapter | 1 |  | 1 Year | 865.3 | 0.15 | 735.505
40478 | Salto | EJ650W00BCH8--K | XS4 wide body electronic wire-free SVN BLE / HID iClass half escutcheon, with keypad, W lever, unhanded, BioCote antimicrobial finish, for use with KPB adapter | 1 |  | 1 Year | 798.8 | 0.15 | 678.98
40479 | Salto | EJ650W00BCH8-WK | XS4 wide body electronic RF wireless SVN BLE / HID iClass half escutcheon, with keypad, W lever, unhanded, BioCote antimicrobial finish, for use with KPB adapter | 1 |  | 1 Year | 890.8 | 0.15 | 757.18
40480 | Salto | EJ650W00BCP7--K | XS4 wide body electronic wire-free SVN BLE / HID iClass half escutcheon for use w/ concealed vertical rods, with keypad, W lever, unhanded, BioCote antimicrobial finish, for use with KPB adapter | 1 |  | 1 Year | 798.8 | 0.15 | 678.98
40481 | Salto | EJ650W00BCP7-WK | XS4 wide body electronic RF wireless SVN BLE / HID iClass half escutcheon for use w/ concealed vertical rods, with keypad, W lever, unhanded, BioCote antimicrobial finish, for use with KPB adapter | 1 |  | 1 Year | 890.8 | 0.15 | 757.18
40482 | Salto | EJ650W00BCP8--K | XS4 wide body electronic wire-free SVN BLE / HID iClass half escutcheon for use w/ concealed vertical rods, with keypad, W lever, unhanded, BioCote antimicrobial finish, for use with KPB adapter | 1 |  | 1 Year | 798.8 | 0.15 | 678.98
40483 | Salto | EJ650W00BCP8-WK | XS4 wide body electronic RF wireless SVN BLE / HID iClass half escutcheon for use w/ concealed vertical rods, with keypad, W lever, unhanded, BioCote antimicrobial finish, for use with KPB adapter | 1 |  | 1 Year | 890.8 | 0.15 | 757.18
40484 | Salto | EJ650W00IAH8--K | XS4 wide body electronic wire-free SVN BLE / HID iClass half escutcheon, with keypad, W lever, unhanded, antique brass finish, for use with KPB adapter | 1 |  | 1 Year | 798.8 | 0.15 | 678.98
40485 | Salto | EJ650W00IAH8-WK | XS4 wide body electronic RF wireless SVN BLE / HID iClass half escutcheon, with keypad, W lever, unhanded, antique brass finish, for use with KPB adapter | 1 |  | 1 Year | 890.8 | 0.15 | 757.18
40486 | Salto | EJ650W00IAP7--K | XS4 wide body electronic wire-free SVN BLE / HID iClass half escutcheon for use w/ concealed vertical rods, with keypad, W lever, unhanded, antique brass finish, for use with KPB adapter | 1 |  | 1 Year | 798.8 | 0.15 | 678.98
40487 | Salto | EJ650W00IAP7-WK | XS4 wide body electronic RF wireless SVN BLE / HID iClass half escutcheon for use w/ concealed vertical rods, with keypad, W lever, unhanded, antique brass finish, for use with KPB adapter | 1 |  | 1 Year | 890.8 | 0.15 | 757.18
40488 | Salto | EJ650W00IAP8--K | XS4 wide body electronic wire-free SVN BLE / HID iClass half escutcheon for use w/ concealed vertical rods, with keypad, W lever, unhanded, antique brass finish, for use with KPB adapter | 1 |  | 1 Year | 798.8 | 0.15 | 678.98
40489 | Salto | EJ650W00IAP8-WK | XS4 wide body electronic RF wireless SVN BLE / HID iClass half escutcheon for use w/ concealed vertical rods, with keypad, W lever, unhanded, antique brass finish, for use with KPB adapter | 1 |  | 1 Year | 890.8 | 0.15 | 757.18
40490 | Salto | EJ650W00IMH8--K | XS4 wide body electronic wire-free SVN BLE / HID iClass half escutcheon, with keypad, W lever, unhanded, satin stainless finish, for use with KPB adapter | 1 |  | 1 Year | 746.8 | 0.15 | 634.78
40491 | Salto | EJ650W00IMH8-WK | XS4 wide body electronic RF wireless SVN BLE / HID iClass half escutcheon, with keypad, W lever, unhanded, satin stainless finish, for use with KPB adapter | 1 |  | 1 Year | 838.8 | 0.15 | 712.98
40492 | Salto | EJ650W00IMP7--K | XS4 wide body electronic wire-free SVN BLE / HID iClass half escutcheon for use w/ concealed vertical rods, with keypad, W lever, unhanded, satin stainless finish, for use with KPB adapter | 1 |  | 1 Year | 746.8 | 0.15 | 634.78
40493 | Salto | EJ650W00IMP7-WK | XS4 wide body electronic RF wireless SVN BLE / HID iClass half escutcheon for use w/ concealed vertical rods, with keypad, W lever, unhanded, satin stainless finish, for use with KPB adapter | 1 |  | 1 Year | 838.8 | 0.15 | 712.98
40494 | Salto | EJ650W00IMP8--K | XS4 wide body electronic wire-free SVN BLE / HID iClass half escutcheon for use w/ concealed vertical rods, with keypad, W lever, unhanded, satin stainless finish, for use with KPB adapter | 1 |  | 1 Year | 746.8 | 0.15 | 634.78
40495 | Salto | EJ650W00IMP8-WK | XS4 wide body electronic RF wireless SVN BLE / HID iClass half escutcheon for use w/ concealed vertical rods, with keypad, W lever, unhanded, satin stainless finish, for use with KPB adapter | 1 |  | 1 Year | 838.8 | 0.15 | 712.98
40496 | Salto | EJ650W00IPH8--K | XS4 wide body electronic wire-free SVN BLE / HID iClass half escutcheon, with keypad, W lever, unhanded, bright stainless steel finish, for use with KPB adapter | 1 |  | 1 Year | 763.1 | 0.15 | 648.635
40497 | Salto | EJ650W00IPH8-WK | XS4 wide body electronic RF wireless SVN BLE / HID iClass half escutcheon, with keypad, W lever, unhanded, bright stainless steel finish, for use with KPB adapter | 1 |  | 1 Year | 855.1 | 0.15 | 726.835
40498 | Salto | EJ650W00IPP7--K | XS4 wide body electronic wire-free SVN BLE / HID iClass half escutcheon for use w/ concealed vertical rods, with keypad, W lever, unhanded, bright stainless steel finish, for use with KPB adapter | 1 |  | 1 Year | 763.1 | 0.15 | 648.635
40499 | Salto | EJ650W00IPP7-WK | XS4 wide body electronic RF wireless SVN BLE / HID iClass half escutcheon for use w/ concealed vertical rods, with keypad, W lever, unhanded, bright stainless steel finish, for use with KPB adapter | 1 |  | 1 Year | 855.1 | 0.15 | 726.835
40500 | Salto | EJ650W00IPP8--K | XS4 wide body electronic wire-free SVN BLE / HID iClass half escutcheon for use w/ concealed vertical rods, with keypad, W lever, unhanded, bright stainless steel finish, for use with KPB adapter | 1 |  | 1 Year | 763.1 | 0.15 | 648.635
40501 | Salto | EJ650W00IPP8-WK | XS4 wide body electronic RF wireless SVN BLE / HID iClass half escutcheon for use w/ concealed vertical rods, with keypad, W lever, unhanded, bright stainless steel finish, for use with KPB adapter | 1 |  | 1 Year | 855.1 | 0.15 | 726.835
40502 | Salto | EJ650W00NEH8--K | XS4 wide body electronic wire-free SVN BLE / HID iClass half escutcheon, with keypad, W lever, unhanded, black chromium finish, for use with KPB adapter | 1 |  | 1 Year | 781.5 | 0.15 | 664.275
40503 | Salto | EJ650W00NEH8-WK | XS4 wide body electronic RF wireless SVN BLE / HID iClass half escutcheon, with keypad, W lever, unhanded, black chromium finish, for use with KPB adapter | 1 |  | 1 Year | 873.5 | 0.15 | 742.475
40504 | Salto | EJ650W00NEP7--K | XS4 wide body electronic wire-free SVN BLE / HID iClass half escutcheon for use w/ concealed vertical rods, with keypad, W lever, unhanded, black chromium finish, for use with KPB adapter | 1 |  | 1 Year | 781.5 | 0.15 | 664.275
40505 | Salto | EJ650W00NEP7-WK | XS4 wide body electronic RF wireless SVN BLE / HID iClass half escutcheon for use w/ concealed vertical rods, with keypad, W lever, unhanded, black chromium finish, for use with KPB adapter | 1 |  | 1 Year | 873.5 | 0.15 | 742.475
40506 | Salto | EJ650W00NEP8--K | XS4 wide body electronic wire-free SVN BLE / HID iClass half escutcheon for use w/ concealed vertical rods, with keypad, W lever, unhanded, black chromium finish, for use with KPB adapter | 1 |  | 1 Year | 781.5 | 0.15 | 664.275
40507 | Salto | EJ650W00NEP8-WK | XS4 wide body electronic RF wireless SVN BLE / HID iClass half escutcheon for use w/ concealed vertical rods, with keypad, W lever, unhanded, black chromium finish, for use with KPB adapter | 1 |  | 1 Year | 873.5 | 0.15 | 742.475
40508 | Salto | EJ650W00PMH8--K | XS4 wide body electronic wire-free SVN BLE / HID iClass half escutcheon, with keypad, W lever, unhanded, satin brass finish, for use with KPB adapter | 1 |  | 1 Year | 746.8 | 0.15 | 634.78
40509 | Salto | EJ650W00PMH8-WK | XS4 wide body electronic RF wireless SVN BLE / HID iClass half escutcheon, with keypad, W lever, unhanded, satin brass finish, for use with KPB adapter | 1 |  | 1 Year | 838.8 | 0.15 | 712.98
40510 | Salto | EJ650W00PMP7--K | XS4 wide body electronic wire-free SVN BLE / HID iClass half escutcheon for use w/ concealed vertical rods, with keypad, W lever, unhanded, satin brass finish, for use with KPB adapter | 1 |  | 1 Year | 746.8 | 0.15 | 634.78
40511 | Salto | EJ650W00PMP7-WK | XS4 wide body electronic RF wireless SVN BLE / HID iClass half escutcheon for use w/ concealed vertical rods, with keypad, W lever, unhanded, satin brass finish, for use with KPB adapter | 1 |  | 1 Year | 838.8 | 0.15 | 712.98
40512 | Salto | EJ650W00PMP8--K | XS4 wide body electronic wire-free SVN BLE / HID iClass half escutcheon for use w/ concealed vertical rods, with keypad, W lever, unhanded, satin brass finish, for use with KPB adapter | 1 |  | 1 Year | 746.8 | 0.15 | 634.78
40513 | Salto | EJ650W00PMP8-WK | XS4 wide body electronic RF wireless SVN BLE / HID iClass half escutcheon for use w/ concealed vertical rods, with keypad, W lever, unhanded, satin brass finish, for use with KPB adapter | 1 |  | 1 Year | 838.8 | 0.15 | 712.98
40514 | Salto | EJ650W00PPH8--K | XS4 wide body electronic wire-free SVN BLE / HID iClass half escutcheon, with keypad, W lever, unhanded, bright brass finish, for use with KPB adapter | 1 |  | 1 Year | 763.1 | 0.15 | 648.635
40515 | Salto | EJ650W00PPH8-WK | XS4 wide body electronic RF wireless SVN BLE / HID iClass half escutcheon, with keypad, W lever, unhanded, bright brass finish, for use with KPB adapter | 1 |  | 1 Year | 855.1 | 0.15 | 726.835
40516 | Salto | EJ650W00PPP7--K | XS4 wide body electronic wire-free SVN BLE / HID iClass half escutcheon for use w/ concealed vertical rods, with keypad, W lever, unhanded, bright brass finish, for use with KPB adapter | 1 |  | 1 Year | 763.1 | 0.15 | 648.635
40517 | Salto | EJ650W00PPP7-WK | XS4 wide body electronic RF wireless SVN BLE / HID iClass half escutcheon for use w/ concealed vertical rods, with keypad, W lever, unhanded, bright brass finish, for use with KPB adapter | 1 |  | 1 Year | 855.1 | 0.15 | 726.835
40518 | Salto | EJ650W00PPP8--K | XS4 wide body electronic wire-free SVN BLE / HID iClass half escutcheon for use w/ concealed vertical rods, with keypad, W lever, unhanded, bright brass finish, for use with KPB adapter | 1 |  | 1 Year | 763.1 | 0.15 | 648.635
40519 | Salto | EJ650W00PPP8-WK | XS4 wide body electronic RF wireless SVN BLE / HID iClass half escutcheon for use w/ concealed vertical rods, with keypad, W lever, unhanded, bright brass finish, for use with KPB adapter | 1 |  | 1 Year | 855.1 | 0.15 | 726.835
40520 | Salto | EJ660200IMH8--K | XS4 wide body electronic wire-free SVN BLE / HID iClass w/ key override, half escutcheon, with keypad, Columbo Robodue premium series lever, unhanded, satin stainless finish, for use with KPB adapter | 1 |  | 1 Year | 792.7 | 0.15 | 673.795
40521 | Salto | EJ660200IMH8-WK | XS4 wide body electronic RF wireless SVN BLE / HID iClass w/ key override, half escutcheon, with keypad, Columbo Robodue premium series lever, unhanded, satin stainless finish, for use with KPB adapter | 1 |  | 1 Year | 884.7 | 0.15 | 751.995
40522 | Salto | EJ660200IMP7--K | XS4 wide body electronic wire-free SVN BLE / HID iClass w/ key override, half escutcheon for use w/ concealed vertical rods, with keypad, Columbo Robodue premium series lever, unhanded, satin stainless finish, for use with KPB adapter | 1 |  | 1 Year | 792.7 | 0.15 | 673.795
40523 | Salto | EJ660200IMP7-WK | XS4 wide body electronic RF wireless SVN BLE / HID iClass w/ key override, half escutcheon for use w/ concealed vertical rods, with keypad, Columbo Robodue premium series lever, unhanded, satin stainless finish, for use with KPB adapter | 1 |  | 1 Year | 884.7 | 0.15 | 751.995
40524 | Salto | EJ660200IMP8--K | XS4 wide body electronic wire-free SVN BLE / HID iClass w/ key override, half escutcheon for use w/ concealed vertical rods, with keypad, Columbo Robodue premium series lever, unhanded, satin stainless finish, for use with KPB adapter | 1 |  | 1 Year | 792.7 | 0.15 | 673.795
40525 | Salto | EJ660200IMP8-WK | XS4 wide body electronic RF wireless SVN BLE / HID iClass w/ key override, half escutcheon for use w/ concealed vertical rods, with keypad, Columbo Robodue premium series lever, unhanded, satin stainless finish, for use with KPB adapter | 1 |  | 1 Year | 884.7 | 0.15 | 751.995
40526 | Salto | EJ660200IPH8--K | XS4 wide body electronic wire-free SVN BLE / HID iClass w/ key override, half escutcheon, with keypad, Columbo Robodue premium series lever, unhanded, bright stainless steel finish, for use with KPB adapter | 1 |  | 1 Year | 809 | 0.15 | 687.65
40527 | Salto | EJ660200IPH8-WK | XS4 wide body electronic RF wireless SVN BLE / HID iClass w/ key override, half escutcheon, with keypad, Columbo Robodue premium series lever, unhanded, bright stainless steel finish, for use with KPB adapter | 1 |  | 1 Year | 901 | 0.15 | 765.85
40528 | Salto | EJ660200IPP7--K | XS4 wide body electronic wire-free SVN BLE / HID iClass w/ key override, half escutcheon for use w/ concealed vertical rods, with keypad, Columbo Robodue premium series lever, unhanded, bright stainless steel finish, for use with KPB adapter | 1 |  | 1 Year | 809 | 0.15 | 687.65
40529 | Salto | EJ660200IPP7-WK | XS4 wide body electronic RF wireless SVN BLE / HID iClass w/ key override, half escutcheon for use w/ concealed vertical rods, with keypad, Columbo Robodue premium series lever, unhanded, bright stainless steel finish, for use with KPB adapter | 1 |  | 1 Year | 901 | 0.15 | 765.85
40530 | Salto | EJ660200IPP8--K | XS4 wide body electronic wire-free SVN BLE / HID iClass w/ key override, half escutcheon for use w/ concealed vertical rods, with keypad, Columbo Robodue premium series lever, unhanded, bright stainless steel finish, for use with KPB adapter | 1 |  | 1 Year | 809 | 0.15 | 687.65
40531 | Salto | EJ660200IPP8-WK | XS4 wide body electronic RF wireless SVN BLE / HID iClass w/ key override, half escutcheon for use w/ concealed vertical rods, with keypad, Columbo Robodue premium series lever, unhanded, bright stainless steel finish, for use with KPB adapter | 1 |  | 1 Year | 901 | 0.15 | 765.85
40532 | Salto | EJ660200PPH8--K | XS4 wide body electronic wire-free SVN BLE / HID iClass w/ key override, half escutcheon, with keypad, Columbo Robodue premium series lever, unhanded, bright brass finish, for use with KPB adapter | 1 |  | 1 Year | 809 | 0.15 | 687.65
40533 | Salto | EJ660200PPH8-WK | XS4 wide body electronic RF wireless SVN BLE / HID iClass w/ key override, half escutcheon, with keypad, Columbo Robodue premium series lever, unhanded, bright brass finish, for use with KPB adapter | 1 |  | 1 Year | 901 | 0.15 | 765.85
40534 | Salto | EJ660200PPP7--K | XS4 wide body electronic wire-free SVN BLE / HID iClass w/ key override, half escutcheon for use w/ concealed vertical rods, with keypad, Columbo Robodue premium series lever, unhanded, bright brass finish, for use with KPB adapter | 1 |  | 1 Year | 809 | 0.15 | 687.65
40535 | Salto | EJ660200PPP7-WK | XS4 wide body electronic RF wireless SVN BLE / HID iClass w/ key override, half escutcheon for use w/ concealed vertical rods, with keypad, Columbo Robodue premium series lever, unhanded, bright brass finish, for use with KPB adapter | 1 |  | 1 Year | 901 | 0.15 | 765.85
40536 | Salto | EJ660200PPP8--K | XS4 wide body electronic wire-free SVN BLE / HID iClass w/ key override, half escutcheon for use w/ concealed vertical rods, with keypad, Columbo Robodue premium series lever, unhanded, bright brass finish, for use with KPB adapter | 1 |  | 1 Year | 809 | 0.15 | 687.65
40537 | Salto | EJ660200PPP8-WK | XS4 wide body electronic RF wireless SVN BLE / HID iClass w/ key override, half escutcheon for use w/ concealed vertical rods, with keypad, Columbo Robodue premium series lever, unhanded, bright brass finish, for use with KPB adapter | 1 |  | 1 Year | 901 | 0.15 | 765.85
40538 | Salto | EJ660300IMH8--K | XS4 wide body electronic wire-free SVN BLE / HID iClass w/ key override, half escutcheon, with keypad, Columbo Robotre premium series lever, unhanded, satin stainless finish, for use with KPB adapter | 1 |  | 1 Year | 792.7 | 0.15 | 673.795
40539 | Salto | EJ660300IMH8-WK | XS4 wide body electronic RF wireless SVN BLE / HID iClass w/ key override, half escutcheon, with keypad, Columbo Robotre premium series lever, unhanded, satin stainless finish, for use with KPB adapter | 1 |  | 1 Year | 884.7 | 0.15 | 751.995
40540 | Salto | EJ660300IMP7--K | XS4 wide body electronic wire-free SVN BLE / HID iClass w/ key override, half escutcheon for use w/ concealed vertical rods, with keypad, Columbo Robotre premium series lever, unhanded, satin stainless finish, for use with KPB adapter | 1 |  | 1 Year | 792.7 | 0.15 | 673.795
40541 | Salto | EJ660300IMP7-WK | XS4 wide body electronic RF wireless SVN BLE / HID iClass w/ key override, half escutcheon for use w/ concealed vertical rods, with keypad, Columbo Robotre premium series lever, unhanded, satin stainless finish, for use with KPB adapter | 1 |  | 1 Year | 884.7 | 0.15 | 751.995
40542 | Salto | EJ660300IMP8--K | XS4 wide body electronic wire-free SVN BLE / HID iClass w/ key override, half escutcheon for use w/ concealed vertical rods, with keypad, Columbo Robotre premium series lever, unhanded, satin stainless finish, for use with KPB adapter | 1 |  | 1 Year | 792.7 | 0.15 | 673.795
40543 | Salto | EJ660300IMP8-WK | XS4 wide body electronic RF wireless SVN BLE / HID iClass w/ key override, half escutcheon for use w/ concealed vertical rods, with keypad, Columbo Robotre premium series lever, unhanded, satin stainless finish, for use with KPB adapter | 1 |  | 1 Year | 884.7 | 0.15 | 751.995
40544 | Salto | EJ660300IPH8--K | XS4 wide body electronic wire-free SVN BLE / HID iClass w/ key override, half escutcheon, with keypad, Columbo Robotre premium series lever, unhanded, bright stainless steel finish, for use with KPB adapter | 1 |  | 1 Year | 809 | 0.15 | 687.65
40545 | Salto | EJ660300IPH8-WK | XS4 wide body electronic RF wireless SVN BLE / HID iClass w/ key override, half escutcheon, with keypad, Columbo Robotre premium series lever, unhanded, bright stainless steel finish, for use with KPB adapter | 1 |  | 1 Year | 901 | 0.15 | 765.85
40546 | Salto | EJ660300IPP7--K | XS4 wide body electronic wire-free SVN BLE / HID iClass w/ key override, half escutcheon for use w/ concealed vertical rods, with keypad, Columbo Robotre premium series lever, unhanded, bright stainless steel finish, for use with KPB adapter | 1 |  | 1 Year | 809 | 0.15 | 687.65
40547 | Salto | EJ660300IPP7-WK | XS4 wide body electronic RF wireless SVN BLE / HID iClass w/ key override, half escutcheon for use w/ concealed vertical rods, with keypad, Columbo Robotre premium series lever, unhanded, bright stainless steel finish, for use with KPB adapter | 1 |  | 1 Year | 901 | 0.15 | 765.85
40548 | Salto | EJ660300IPP8--K | XS4 wide body electronic wire-free SVN BLE / HID iClass w/ key override, half escutcheon for use w/ concealed vertical rods, with keypad, Columbo Robotre premium series lever, unhanded, bright stainless steel finish, for use with KPB adapter | 1 |  | 1 Year | 809 | 0.15 | 687.65
40549 | Salto | EJ660300IPP8-WK | XS4 wide body electronic RF wireless SVN BLE / HID iClass w/ key override, half escutcheon for use w/ concealed vertical rods, with keypad, Columbo Robotre premium series lever, unhanded, bright stainless steel finish, for use with KPB adapter | 1 |  | 1 Year | 901 | 0.15 | 765.85
40550 | Salto | EJ660300PPH8--K | XS4 wide body electronic wire-free SVN BLE / HID iClass w/ key override, half escutcheon, with keypad, Columbo Robotre premium series lever, unhanded, bright brass finish, for use with KPB adapter | 1 |  | 1 Year | 809 | 0.15 | 687.65
40551 | Salto | EJ660300PPH8-WK | XS4 wide body electronic RF wireless SVN BLE / HID iClass w/ key override, half escutcheon, with keypad, Columbo Robotre premium series lever, unhanded, bright brass finish, for use with KPB adapter | 1 |  | 1 Year | 901 | 0.15 | 765.85
40552 | Salto | EJ660300PPP7--K | XS4 wide body electronic wire-free SVN BLE / HID iClass w/ key override, half escutcheon for use w/ concealed vertical rods, with keypad, Columbo Robotre premium series lever, unhanded, bright brass finish, for use with KPB adapter | 1 |  | 1 Year | 809 | 0.15 | 687.65
40553 | Salto | EJ660300PPP7-WK | XS4 wide body electronic RF wireless SVN BLE / HID iClass w/ key override, half escutcheon for use w/ concealed vertical rods, with keypad, Columbo Robotre premium series lever, unhanded, bright brass finish, for use with KPB adapter | 1 |  | 1 Year | 901 | 0.15 | 765.85
40554 | Salto | EJ660300PPP8--K | XS4 wide body electronic wire-free SVN BLE / HID iClass w/ key override, half escutcheon for use w/ concealed vertical rods, with keypad, Columbo Robotre premium series lever, unhanded, bright brass finish, for use with KPB adapter | 1 |  | 1 Year | 809 | 0.15 | 687.65
40555 | Salto | EJ660300PPP8-WK | XS4 wide body electronic RF wireless SVN BLE / HID iClass w/ key override, half escutcheon for use w/ concealed vertical rods, with keypad, Columbo Robotre premium series lever, unhanded, bright brass finish, for use with KPB adapter | 1 |  | 1 Year | 901 | 0.15 | 765.85
40556 | Salto | EJ660400IMH8--K | XS4 wide body electronic wire-free SVN BLE / HID iClass w/ key override, half escutcheon, with keypad, Columbo Roboquattro premium series lever, unhanded, satin stainless finish, for use with KPB adapter | 1 |  | 1 Year | 792.7 | 0.15 | 673.795
40557 | Salto | EJ660400IMH8-WK | XS4 wide body electronic RF wireless SVN BLE / HID iClass w/ key override, half escutcheon, with keypad, Columbo Roboquattro premium series lever, unhanded, satin stainless finish, for use with KPB adapter | 1 |  | 1 Year | 884.7 | 0.15 | 751.995
40558 | Salto | EJ660400IMP7--K | XS4 wide body electronic wire-free SVN BLE / HID iClass w/ key override, half escutcheon for use w/ concealed vertical rods, with keypad, Columbo Roboquattro premium series lever, unhanded, satin stainless finish, for use with KPB adapter | 1 |  | 1 Year | 792.7 | 0.15 | 673.795
40559 | Salto | EJ660400IMP7-WK | XS4 wide body electronic RF wireless SVN BLE / HID iClass w/ key override, half escutcheon for use w/ concealed vertical rods, with keypad, Columbo Roboquattro premium series lever, unhanded, satin stainless finish, for use with KPB adapter | 1 |  | 1 Year | 884.7 | 0.15 | 751.995
40560 | Salto | EJ660400IMP8--K | XS4 wide body electronic wire-free SVN BLE / HID iClass w/ key override, half escutcheon for use w/ concealed vertical rods, with keypad, Columbo Roboquattro premium series lever, unhanded, satin stainless finish, for use with KPB adapter | 1 |  | 1 Year | 792.7 | 0.15 | 673.795
40561 | Salto | EJ660400IMP8-WK | XS4 wide body electronic RF wireless SVN BLE / HID iClass w/ key override, half escutcheon for use w/ concealed vertical rods, with keypad, Columbo Roboquattro premium series lever, unhanded, satin stainless finish, for use with KPB adapter | 1 |  | 1 Year | 884.7 | 0.15 | 751.995
40562 | Salto | EJ660400IPH8--K | XS4 wide body electronic wire-free SVN BLE / HID iClass w/ key override, half escutcheon, with keypad, Columbo Roboquattro premium series lever, unhanded, bright stainless steel finish, for use with KPB adapter | 1 |  | 1 Year | 809 | 0.15 | 687.65
40563 | Salto | EJ660400IPH8-WK | XS4 wide body electronic RF wireless SVN BLE / HID iClass w/ key override, half escutcheon, with keypad, Columbo Roboquattro premium series lever, unhanded, bright stainless steel finish, for use with KPB adapter | 1 |  | 1 Year | 901 | 0.15 | 765.85
40564 | Salto | EJ660400IPP7--K | XS4 wide body electronic wire-free SVN BLE / HID iClass w/ key override, half escutcheon for use w/ concealed vertical rods, with keypad, Columbo Roboquattro premium series lever, unhanded, bright stainless steel finish, for use with KPB adapter | 1 |  | 1 Year | 809 | 0.15 | 687.65
40565 | Salto | EJ660400IPP7-WK | XS4 wide body electronic RF wireless SVN BLE / HID iClass w/ key override, half escutcheon for use w/ concealed vertical rods, with keypad, Columbo Roboquattro premium series lever, unhanded, bright stainless steel finish, for use with KPB adapter | 1 |  | 1 Year | 901 | 0.15 | 765.85
40566 | Salto | EJ660400IPP8--K | XS4 wide body electronic wire-free SVN BLE / HID iClass w/ key override, half escutcheon for use w/ concealed vertical rods, with keypad, Columbo Roboquattro premium series lever, unhanded, bright stainless steel finish, for use with KPB adapter | 1 |  | 1 Year | 809 | 0.15 | 687.65
40567 | Salto | EJ660400IPP8-WK | XS4 wide body electronic RF wireless SVN BLE / HID iClass w/ key override, half escutcheon for use w/ concealed vertical rods, with keypad, Columbo Roboquattro premium series lever, unhanded, bright stainless steel finish, for use with KPB adapter | 1 |  | 1 Year | 901 | 0.15 | 765.85
40568 | Salto | EJ660400PPH8--K | XS4 wide body electronic wire-free SVN BLE / HID iClass w/ key override, half escutcheon, with keypad, Columbo Roboquattro premium series lever, unhanded, bright brass finish, for use with KPB adapter | 1 |  | 1 Year | 809 | 0.15 | 687.65
40569 | Salto | EJ660400PPH8-WK | XS4 wide body electronic RF wireless SVN BLE / HID iClass w/ key override, half escutcheon, with keypad, Columbo Roboquattro premium series lever, unhanded, bright brass finish, for use with KPB adapter | 1 |  | 1 Year | 901 | 0.15 | 765.85
40570 | Salto | EJ660400PPP7--K | XS4 wide body electronic wire-free SVN BLE / HID iClass w/ key override, half escutcheon for use w/ concealed vertical rods, with keypad, Columbo Roboquattro premium series lever, unhanded, bright brass finish, for use with KPB adapter | 1 |  | 1 Year | 809 | 0.15 | 687.65
40571 | Salto | EJ660400PPP7-WK | XS4 wide body electronic RF wireless SVN BLE / HID iClass w/ key override, half escutcheon for use w/ concealed vertical rods, with keypad, Columbo Roboquattro premium series lever, unhanded, bright brass finish, for use with KPB adapter | 1 |  | 1 Year | 901 | 0.15 | 765.85
40572 | Salto | EJ660400PPP8--K | XS4 wide body electronic wire-free SVN BLE / HID iClass w/ key override, half escutcheon for use w/ concealed vertical rods, with keypad, Columbo Roboquattro premium series lever, unhanded, bright brass finish, for use with KPB adapter | 1 |  | 1 Year | 809 | 0.15 | 687.65
40573 | Salto | EJ660400PPP8-WK | XS4 wide body electronic RF wireless SVN BLE / HID iClass w/ key override, half escutcheon for use w/ concealed vertical rods, with keypad, Columbo Roboquattro premium series lever, unhanded, bright brass finish, for use with KPB adapter | 1 |  | 1 Year | 901 | 0.15 | 765.85
40574 | Salto | EJ660700IMH8--K | XS4 wide body electronic wire-free SVN BLE / HID iClass w/ key override, half escutcheon, with keypad, Columbo Mach premium series lever, unhanded, satin stainless finish, for use with KPB adapter | 1 |  | 1 Year | 792.7 | 0.15 | 673.795
40575 | Salto | EJ660700IMH8-WK | XS4 wide body electronic RF wireless SVN BLE / HID iClass w/ key override, half escutcheon, with keypad, Columbo Mach premium series lever, unhanded, satin stainless finish, for use with KPB adapter | 1 |  | 1 Year | 884.7 | 0.15 | 751.995
40576 | Salto | EJ660700IMP7--K | XS4 wide body electronic wire-free SVN BLE / HID iClass w/ key override, half escutcheon for use w/ concealed vertical rods, with keypad, Columbo Mach premium series lever, unhanded, satin stainless finish, for use with KPB adapter | 1 |  | 1 Year | 792.7 | 0.15 | 673.795
40577 | Salto | EJ660700IMP7-WK | XS4 wide body electronic RF wireless SVN BLE / HID iClass w/ key override, half escutcheon for use w/ concealed vertical rods, with keypad, Columbo Mach premium series lever, unhanded, satin stainless finish, for use with KPB adapter | 1 |  | 1 Year | 884.7 | 0.15 | 751.995
40578 | Salto | EJ660700IMP8--K | XS4 wide body electronic wire-free SVN BLE / HID iClass w/ key override, half escutcheon for use w/ concealed vertical rods, with keypad, Columbo Mach premium series lever, unhanded, satin stainless finish, for use with KPB adapter | 1 |  | 1 Year | 792.7 | 0.15 | 673.795
40579 | Salto | EJ660700IMP8-WK | XS4 wide body electronic RF wireless SVN BLE / HID iClass w/ key override, half escutcheon for use w/ concealed vertical rods, with keypad, Columbo Mach premium series lever, unhanded, satin stainless finish, for use with KPB adapter | 1 |  | 1 Year | 884.7 | 0.15 | 751.995
40580 | Salto | EJ660700IPH8--K | XS4 wide body electronic wire-free SVN BLE / HID iClass w/ key override, half escutcheon, with keypad, Columbo Mach premium series lever, unhanded, bright stainless steel finish, for use with KPB adapter | 1 |  | 1 Year | 809 | 0.15 | 687.65
40581 | Salto | EJ660700IPH8-WK | XS4 wide body electronic RF wireless SVN BLE / HID iClass w/ key override, half escutcheon, with keypad, Columbo Mach premium series lever, unhanded, bright stainless steel finish, for use with KPB adapter | 1 |  | 1 Year | 901 | 0.15 | 765.85
40582 | Salto | EJ660700IPP7--K | XS4 wide body electronic wire-free SVN BLE / HID iClass w/ key override, half escutcheon for use w/ concealed vertical rods, with keypad, Columbo Mach premium series lever, unhanded, bright stainless steel finish, for use with KPB adapter | 1 |  | 1 Year | 809 | 0.15 | 687.65
40583 | Salto | EJ660700IPP7-WK | XS4 wide body electronic RF wireless SVN BLE / HID iClass w/ key override, half escutcheon for use w/ concealed vertical rods, with keypad, Columbo Mach premium series lever, unhanded, bright stainless steel finish, for use with KPB adapter | 1 |  | 1 Year | 901 | 0.15 | 765.85
40584 | Salto | EJ660700IPP8--K | XS4 wide body electronic wire-free SVN BLE / HID iClass w/ key override, half escutcheon for use w/ concealed vertical rods, with keypad, Columbo Mach premium series lever, unhanded, bright stainless steel finish, for use with KPB adapter | 1 |  | 1 Year | 809 | 0.15 | 687.65
40585 | Salto | EJ660700IPP8-WK | XS4 wide body electronic RF wireless SVN BLE / HID iClass w/ key override, half escutcheon for use w/ concealed vertical rods, with keypad, Columbo Mach premium series lever, unhanded, bright stainless steel finish, for use with KPB adapter | 1 |  | 1 Year | 901 | 0.15 | 765.85
40586 | Salto | EJ660700PPH8--K | XS4 wide body electronic wire-free SVN BLE / HID iClass w/ key override, half escutcheon, with keypad, Columbo Mach premium series lever, unhanded, bright brass finish, for use with KPB adapter | 1 |  | 1 Year | 809 | 0.15 | 687.65
40587 | Salto | EJ660700PPH8-WK | XS4 wide body electronic RF wireless SVN BLE / HID iClass w/ key override, half escutcheon, with keypad, Columbo Mach premium series lever, unhanded, bright brass finish, for use with KPB adapter | 1 |  | 1 Year | 901 | 0.15 | 765.85
40588 | Salto | EJ660700PPP7--K | XS4 wide body electronic wire-free SVN BLE / HID iClass w/ key override, half escutcheon for use w/ concealed vertical rods, with keypad, Columbo Mach premium series lever, unhanded, bright brass finish, for use with KPB adapter | 1 |  | 1 Year | 809 | 0.15 | 687.65
40589 | Salto | EJ660700PPP7-WK | XS4 wide body electronic RF wireless SVN BLE / HID iClass w/ key override, half escutcheon for use w/ concealed vertical rods, with keypad, Columbo Mach premium series lever, unhanded, bright brass finish, for use with KPB adapter | 1 |  | 1 Year | 901 | 0.15 | 765.85
40590 | Salto | EJ660700PPP8--K | XS4 wide body electronic wire-free SVN BLE / HID iClass w/ key override, half escutcheon for use w/ concealed vertical rods, with keypad, Columbo Mach premium series lever, unhanded, bright brass finish, for use with KPB adapter | 1 |  | 1 Year | 809 | 0.15 | 687.65
40591 | Salto | EJ660700PPP8-WK | XS4 wide body electronic RF wireless SVN BLE / HID iClass w/ key override, half escutcheon for use w/ concealed vertical rods, with keypad, Columbo Mach premium series lever, unhanded, bright brass finish, for use with KPB adapter | 1 |  | 1 Year | 901 | 0.15 | 765.85
40592 | Salto | EJ660A00BCH8--K | XS4 wide body electronic wire-free SVN BLE / HID iClass w/ key override, half escutcheon, with keypad, A lever, unhanded, BioCote antimicrobial finish, for use with KPB adapter | 1 |  | 1 Year | 798.8 | 0.15 | 678.98
40593 | Salto | EJ660A00BCH8-WK | XS4 wide body electronic RF wireless SVN BLE / HID iClass w/ key override, half escutcheon, with keypad, A lever, unhanded, BioCote antimicrobial finish, for use with KPB adapter | 1 |  | 1 Year | 890.8 | 0.15 | 757.18
40594 | Salto | EJ660A00BCP7--K | XS4 wide body electronic wire-free SVN BLE / HID iClass w/ key override, half escutcheon for use w/ concealed vertical rods, with keypad, A lever, unhanded, BioCote antimicrobial finish, for use with KPB adapter | 1 |  | 1 Year | 798.8 | 0.15 | 678.98
40595 | Salto | EJ660A00BCP7-WK | XS4 wide body electronic RF wireless SVN BLE / HID iClass w/ key override, half escutcheon for use w/ concealed vertical rods, with keypad, A lever, unhanded, BioCote antimicrobial finish, for use with KPB adapter | 1 |  | 1 Year | 890.8 | 0.15 | 757.18
40596 | Salto | EJ660A00BCP8--K | XS4 wide body electronic wire-free SVN BLE / HID iClass w/ key override, half escutcheon for use w/ concealed vertical rods, with keypad, A lever, unhanded, BioCote antimicrobial finish, for use with KPB adapter | 1 |  | 1 Year | 798.8 | 0.15 | 678.98
40597 | Salto | EJ660A00BCP8-WK | XS4 wide body electronic RF wireless SVN BLE / HID iClass w/ key override, half escutcheon for use w/ concealed vertical rods, with keypad, A lever, unhanded, BioCote antimicrobial finish, for use with KPB adapter | 1 |  | 1 Year | 890.8 | 0.15 | 757.18
40598 | Salto | EJ660A00IAH8--K | XS4 wide body electronic wire-free SVN BLE / HID iClass w/ key override, half escutcheon, with keypad, A lever, unhanded, antique brass finish, for use with KPB adapter | 1 |  | 1 Year | 798.8 | 0.15 | 678.98
40599 | Salto | EJ660A00IAH8-WK | XS4 wide body electronic RF wireless SVN BLE / HID iClass w/ key override, half escutcheon, with keypad, A lever, unhanded, antique brass finish, for use with KPB adapter | 1 |  | 1 Year | 890.8 | 0.15 | 757.18
40600 | Salto | EJ660A00IAP7--K | XS4 wide body electronic wire-free SVN BLE / HID iClass w/ key override, half escutcheon for use w/ concealed vertical rods, with keypad, A lever, unhanded, antique brass finish, for use with KPB adapter | 1 |  | 1 Year | 798.8 | 0.15 | 678.98
40601 | Salto | EJ660A00IAP7-WK | XS4 wide body electronic RF wireless SVN BLE / HID iClass w/ key override, half escutcheon for use w/ concealed vertical rods, with keypad, A lever, unhanded, antique brass finish, for use with KPB adapter | 1 |  | 1 Year | 890.8 | 0.15 | 757.18
40602 | Salto | EJ660A00IAP8--K | XS4 wide body electronic wire-free SVN BLE / HID iClass w/ key override, half escutcheon for use w/ concealed vertical rods, with keypad, A lever, unhanded, antique brass finish, for use with KPB adapter | 1 |  | 1 Year | 798.8 | 0.15 | 678.98
40603 | Salto | EJ660A00IAP8-WK | XS4 wide body electronic RF wireless SVN BLE / HID iClass w/ key override, half escutcheon for use w/ concealed vertical rods, with keypad, A lever, unhanded, antique brass finish, for use with KPB adapter | 1 |  | 1 Year | 890.8 | 0.15 | 757.18
40604 | Salto | EJ660A00IMH8--K | XS4 wide body electronic wire-free SVN BLE / HID iClass w/ key override, half escutcheon, with keypad, A lever, unhanded, satin stainless finish, for use with KPB adapter | 1 |  | 1 Year | 746.8 | 0.15 | 634.78
40605 | Salto | EJ660A00IMH8-WK | XS4 wide body electronic RF wireless SVN BLE / HID iClass w/ key override, half escutcheon, with keypad, A lever, unhanded, satin stainless finish, for use with KPB adapter | 1 |  | 1 Year | 838.8 | 0.15 | 712.98
40606 | Salto | EJ660A00IMP7--K | XS4 wide body electronic wire-free SVN BLE / HID iClass w/ key override, half escutcheon for use w/ concealed vertical rods, with keypad, A lever, unhanded, satin stainless finish, for use with KPB adapter | 1 |  | 1 Year | 746.8 | 0.15 | 634.78
40607 | Salto | EJ660A00IMP7-WK | XS4 wide body electronic RF wireless SVN BLE / HID iClass w/ key override, half escutcheon for use w/ concealed vertical rods, with keypad, A lever, unhanded, satin stainless finish, for use with KPB adapter | 1 |  | 1 Year | 838.8 | 0.15 | 712.98
40608 | Salto | EJ660A00IMP8--K | XS4 wide body electronic wire-free SVN BLE / HID iClass w/ key override, half escutcheon for use w/ concealed vertical rods, with keypad, A lever, unhanded, satin stainless finish, for use with KPB adapter | 1 |  | 1 Year | 746.8 | 0.15 | 634.78
40609 | Salto | EJ660A00IMP8-WK | XS4 wide body electronic RF wireless SVN BLE / HID iClass w/ key override, half escutcheon for use w/ concealed vertical rods, with keypad, A lever, unhanded, satin stainless finish, for use with KPB adapter | 1 |  | 1 Year | 838.8 | 0.15 | 712.98
40610 | Salto | EJ660A00IPH8--K | XS4 wide body electronic wire-free SVN BLE / HID iClass w/ key override, half escutcheon, with keypad, A lever, unhanded, bright stainless steel finish, for use with KPB adapter | 1 |  | 1 Year | 763.1 | 0.15 | 648.635
40611 | Salto | EJ660A00IPH8-WK | XS4 wide body electronic RF wireless SVN BLE / HID iClass w/ key override, half escutcheon, with keypad, A lever, unhanded, bright stainless steel finish, for use with KPB adapter | 1 |  | 1 Year | 855.1 | 0.15 | 726.835
40612 | Salto | EJ660A00IPP7--K | XS4 wide body electronic wire-free SVN BLE / HID iClass w/ key override, half escutcheon for use w/ concealed vertical rods, with keypad, A lever, unhanded, bright stainless steel finish, for use with KPB adapter | 1 |  | 1 Year | 763.1 | 0.15 | 648.635
40613 | Salto | EJ660A00IPP7-WK | XS4 wide body electronic RF wireless SVN BLE / HID iClass w/ key override, half escutcheon for use w/ concealed vertical rods, with keypad, A lever, unhanded, bright stainless steel finish, for use with KPB adapter | 1 |  | 1 Year | 855.1 | 0.15 | 726.835
40614 | Salto | EJ660A00IPP8--K | XS4 wide body electronic wire-free SVN BLE / HID iClass w/ key override, half escutcheon for use w/ concealed vertical rods, with keypad, A lever, unhanded, bright stainless steel finish, for use with KPB adapter | 1 |  | 1 Year | 763.1 | 0.15 | 648.635
40615 | Salto | EJ660A00IPP8-WK | XS4 wide body electronic RF wireless SVN BLE / HID iClass w/ key override, half escutcheon for use w/ concealed vertical rods, with keypad, A lever, unhanded, bright stainless steel finish, for use with KPB adapter | 1 |  | 1 Year | 855.1 | 0.15 | 726.835
40616 | Salto | EJ660A00NEH8--K | XS4 wide body electronic wire-free SVN BLE / HID iClass w/ key override, half escutcheon, with keypad, A lever, unhanded, black chromium finish, for use with KPB adapter | 1 |  | 1 Year | 781.5 | 0.15 | 664.275
40617 | Salto | EJ660A00NEH8-WK | XS4 wide body electronic RF wireless SVN BLE / HID iClass w/ key override, half escutcheon, with keypad, A lever, unhanded, black chromium finish, for use with KPB adapter | 1 |  | 1 Year | 873.5 | 0.15 | 742.475
40618 | Salto | EJ660A00NEP7--K | XS4 wide body electronic wire-free SVN BLE / HID iClass w/ key override, half escutcheon for use w/ concealed vertical rods, with keypad, A lever, unhanded, black chromium finish, for use with KPB adapter | 1 |  | 1 Year | 781.5 | 0.15 | 664.275
40619 | Salto | EJ660A00NEP7-WK | XS4 wide body electronic RF wireless SVN BLE / HID iClass w/ key override, half escutcheon for use w/ concealed vertical rods, with keypad, A lever, unhanded, black chromium finish, for use with KPB adapter | 1 |  | 1 Year | 873.5 | 0.15 | 742.475
40620 | Salto | EJ660A00NEP8--K | XS4 wide body electronic wire-free SVN BLE / HID iClass w/ key override, half escutcheon for use w/ concealed vertical rods, with keypad, A lever, unhanded, black chromium finish, for use with KPB adapter | 1 |  | 1 Year | 781.5 | 0.15 | 664.275
40621 | Salto | EJ660A00NEP8-WK | XS4 wide body electronic RF wireless SVN BLE / HID iClass w/ key override, half escutcheon for use w/ concealed vertical rods, with keypad, A lever, unhanded, black chromium finish, for use with KPB adapter | 1 |  | 1 Year | 873.5 | 0.15 | 742.475
40622 | Salto | EJ660A00PMH8--K | XS4 wide body electronic wire-free SVN BLE / HID iClass w/ key override, half escutcheon, with keypad, A lever, unhanded, satin brass finish, for use with KPB adapter | 1 |  | 1 Year | 746.8 | 0.15 | 634.78
40623 | Salto | EJ660A00PMH8-WK | XS4 wide body electronic RF wireless SVN BLE / HID iClass w/ key override, half escutcheon, with keypad, A lever, unhanded, satin brass finish, for use with KPB adapter | 1 |  | 1 Year | 838.8 | 0.15 | 712.98
40624 | Salto | EJ660A00PMP7--K | XS4 wide body electronic wire-free SVN BLE / HID iClass w/ key override, half escutcheon for use w/ concealed vertical rods, with keypad, A lever, unhanded, satin brass finish, for use with KPB adapter | 1 |  | 1 Year | 746.8 | 0.15 | 634.78
40625 | Salto | EJ660A00PMP7-WK | XS4 wide body electronic RF wireless SVN BLE / HID iClass w/ key override, half escutcheon for use w/ concealed vertical rods, with keypad, A lever, unhanded, satin brass finish, for use with KPB adapter | 1 |  | 1 Year | 838.8 | 0.15 | 712.98
40626 | Salto | EJ660A00PMP8--K | XS4 wide body electronic wire-free SVN BLE / HID iClass w/ key override, half escutcheon for use w/ concealed vertical rods, with keypad, A lever, unhanded, satin brass finish, for use with KPB adapter | 1 |  | 1 Year | 746.8 | 0.15 | 634.78
40627 | Salto | EJ660A00PMP8-WK | XS4 wide body electronic RF wireless SVN BLE / HID iClass w/ key override, half escutcheon for use w/ concealed vertical rods, with keypad, A lever, unhanded, satin brass finish, for use with KPB adapter | 1 |  | 1 Year | 838.8 | 0.15 | 712.98
40628 | Salto | EJ660A00PPH8--K | XS4 wide body electronic wire-free SVN BLE / HID iClass w/ key override, half escutcheon, with keypad, A lever, unhanded, bright brass finish, for use with KPB adapter | 1 |  | 1 Year | 763.1 | 0.15 | 648.635
40629 | Salto | EJ660A00PPH8-WK | XS4 wide body electronic RF wireless SVN BLE / HID iClass w/ key override, half escutcheon, with keypad, A lever, unhanded, bright brass finish, for use with KPB adapter | 1 |  | 1 Year | 855.1 | 0.15 | 726.835
40630 | Salto | EJ660A00PPP7--K | XS4 wide body electronic wire-free SVN BLE / HID iClass w/ key override, half escutcheon for use w/ concealed vertical rods, with keypad, A lever, unhanded, bright brass finish, for use with KPB adapter | 1 |  | 1 Year | 763.1 | 0.15 | 648.635
40631 | Salto | EJ660A00PPP7-WK | XS4 wide body electronic RF wireless SVN BLE / HID iClass w/ key override, half escutcheon for use w/ concealed vertical rods, with keypad, A lever, unhanded, bright brass finish, for use with KPB adapter | 1 |  | 1 Year | 855.1 | 0.15 | 726.835
40632 | Salto | EJ660A00PPP8--K | XS4 wide body electronic wire-free SVN BLE / HID iClass w/ key override, half escutcheon for use w/ concealed vertical rods, with keypad, A lever, unhanded, bright brass finish, for use with KPB adapter | 1 |  | 1 Year | 763.1 | 0.15 | 648.635
40633 | Salto | EJ660A00PPP8-WK | XS4 wide body electronic RF wireless SVN BLE / HID iClass w/ key override, half escutcheon for use w/ concealed vertical rods, with keypad, A lever, unhanded, bright brass finish, for use with KPB adapter | 1 |  | 1 Year | 855.1 | 0.15 | 726.835
40634 | Salto | EJ660G00BCH8--K | XS4 wide body electronic wire-free SVN BLE / HID iClass w/ key override, half escutcheon, with keypad, G lever, unhanded, BioCote antimicrobial finish, for use with KPB adapter | 1 |  | 1 Year | 798.8 | 0.15 | 678.98
40635 | Salto | EJ660G00BCH8-WK | XS4 wide body electronic RF wireless SVN BLE / HID iClass w/ key override, half escutcheon, with keypad, G lever, unhanded, BioCote antimicrobial finish, for use with KPB adapter | 1 |  | 1 Year | 890.8 | 0.15 | 757.18
40636 | Salto | EJ660G00BCP7--K | XS4 wide body electronic wire-free SVN BLE / HID iClass w/ key override, half escutcheon for use w/ concealed vertical rods, with keypad, G lever, unhanded, BioCote antimicrobial finish, for use with KPB adapter | 1 |  | 1 Year | 798.8 | 0.15 | 678.98
40637 | Salto | EJ660G00BCP7-WK | XS4 wide body electronic RF wireless SVN BLE / HID iClass w/ key override, half escutcheon for use w/ concealed vertical rods, with keypad, G lever, unhanded, BioCote antimicrobial finish, for use with KPB adapter | 1 |  | 1 Year | 890.8 | 0.15 | 757.18
40638 | Salto | EJ660G00BCP8--K | XS4 wide body electronic wire-free SVN BLE / HID iClass w/ key override, half escutcheon for use w/ concealed vertical rods, with keypad, G lever, unhanded, BioCote antimicrobial finish, for use with KPB adapter | 1 |  | 1 Year | 798.8 | 0.15 | 678.98
40639 | Salto | EJ660G00BCP8-WK | XS4 wide body electronic RF wireless SVN BLE / HID iClass w/ key override, half escutcheon for use w/ concealed vertical rods, with keypad, G lever, unhanded, BioCote antimicrobial finish, for use with KPB adapter | 1 |  | 1 Year | 890.8 | 0.15 | 757.18
40640 | Salto | EJ660G00IMH8--K | XS4 wide body electronic wire-free SVN BLE / HID iClass w/ key override, half escutcheon, with keypad, G lever, unhanded, satin stainless finish, for use with KPB adapter | 1 |  | 1 Year | 746.8 | 0.15 | 634.78
40641 | Salto | EJ660G00IMH8-WK | XS4 wide body electronic RF wireless SVN BLE / HID iClass w/ key override, half escutcheon, with keypad, G lever, unhanded, satin stainless finish, for use with KPB adapter | 1 |  | 1 Year | 838.8 | 0.15 | 712.98
40642 | Salto | EJ660G00IMP7--K | XS4 wide body electronic wire-free SVN BLE / HID iClass w/ key override, half escutcheon for use w/ concealed vertical rods, with keypad, G lever, unhanded, satin stainless finish, for use with KPB adapter | 1 |  | 1 Year | 746.8 | 0.15 | 634.78
40643 | Salto | EJ660G00IMP7-WK | XS4 wide body electronic RF wireless SVN BLE / HID iClass w/ key override, half escutcheon for use w/ concealed vertical rods, with keypad, G lever, unhanded, satin stainless finish, for use with KPB adapter | 1 |  | 1 Year | 838.8 | 0.15 | 712.98
40644 | Salto | EJ660G00IMP8--K | XS4 wide body electronic wire-free SVN BLE / HID iClass w/ key override, half escutcheon for use w/ concealed vertical rods, with keypad, G lever, unhanded, satin stainless finish, for use with KPB adapter | 1 |  | 1 Year | 746.8 | 0.15 | 634.78
40645 | Salto | EJ660G00IMP8-WK | XS4 wide body electronic RF wireless SVN BLE / HID iClass w/ key override, half escutcheon for use w/ concealed vertical rods, with keypad, G lever, unhanded, satin stainless finish, for use with KPB adapter | 1 |  | 1 Year | 838.8 | 0.15 | 712.98
40646 | Salto | EJ660G00PMH8--K | XS4 wide body electronic wire-free SVN BLE / HID iClass w/ key override, half escutcheon, with keypad, G lever, unhanded, satin brass finish, for use with KPB adapter | 1 |  | 1 Year | 746.8 | 0.15 | 634.78
40647 | Salto | EJ660G00PMH8-WK | XS4 wide body electronic RF wireless SVN BLE / HID iClass w/ key override, half escutcheon, with keypad, G lever, unhanded, satin brass finish, for use with KPB adapter | 1 |  | 1 Year | 838.8 | 0.15 | 712.98
40648 | Salto | EJ660G00PMP7--K | XS4 wide body electronic wire-free SVN BLE / HID iClass w/ key override, half escutcheon for use w/ concealed vertical rods, with keypad, G lever, unhanded, satin brass finish, for use with KPB adapter | 1 |  | 1 Year | 746.8 | 0.15 | 634.78
40649 | Salto | EJ660G00PMP7-WK | XS4 wide body electronic RF wireless SVN BLE / HID iClass w/ key override, half escutcheon for use w/ concealed vertical rods, with keypad, G lever, unhanded, satin brass finish, for use with KPB adapter | 1 |  | 1 Year | 838.8 | 0.15 | 712.98
40650 | Salto | EJ660G00PMP8--K | XS4 wide body electronic wire-free SVN BLE / HID iClass w/ key override, half escutcheon for use w/ concealed vertical rods, with keypad, G lever, unhanded, satin brass finish, for use with KPB adapter | 1 |  | 1 Year | 746.8 | 0.15 | 634.78
40651 | Salto | EJ660G00PMP8-WK | XS4 wide body electronic RF wireless SVN BLE / HID iClass w/ key override, half escutcheon for use w/ concealed vertical rods, with keypad, G lever, unhanded, satin brass finish, for use with KPB adapter | 1 |  | 1 Year | 838.8 | 0.15 | 712.98
40652 | Salto | EJ660J00BCH8--K | XS4 wide body electronic wire-free SVN BLE / HID iClass w/ key override, half escutcheon, with keypad, J lever, unhanded, BioCote antimicrobial finish, for use with KPB adapter | 1 |  | 1 Year | 809 | 0.15 | 687.65
40653 | Salto | EJ660J00BCH8-WK | XS4 wide body electronic RF wireless SVN BLE / HID iClass w/ key override, half escutcheon, with keypad, J lever, unhanded, BioCote antimicrobial finish, for use with KPB adapter | 1 |  | 1 Year | 901 | 0.15 | 765.85
40654 | Salto | EJ660J00BCP7--K | XS4 wide body electronic wire-free SVN BLE / HID iClass w/ key override, half escutcheon for use w/ concealed vertical rods, with keypad, J lever, unhanded, BioCote antimicrobial finish, for use with KPB adapter | 1 |  | 1 Year | 809 | 0.15 | 687.65
40655 | Salto | EJ660J00BCP7-WK | XS4 wide body electronic RF wireless SVN BLE / HID iClass w/ key override, half escutcheon for use w/ concealed vertical rods, with keypad, J lever, unhanded, BioCote antimicrobial finish, for use with KPB adapter | 1 |  | 1 Year | 901 | 0.15 | 765.85
40656 | Salto | EJ660J00BCP8--K | XS4 wide body electronic wire-free SVN BLE / HID iClass w/ key override, half escutcheon for use w/ concealed vertical rods, with keypad, J lever, unhanded, BioCote antimicrobial finish, for use with KPB adapter | 1 |  | 1 Year | 809 | 0.15 | 687.65
40657 | Salto | EJ660J00BCP8-WK | XS4 wide body electronic RF wireless SVN BLE / HID iClass w/ key override, half escutcheon for use w/ concealed vertical rods, with keypad, J lever, unhanded, BioCote antimicrobial finish, for use with KPB adapter | 1 |  | 1 Year | 901 | 0.15 | 765.85
40658 | Salto | EJ660J00IAH8--K | XS4 wide body electronic wire-free SVN BLE / HID iClass w/ key override, half escutcheon, with keypad, J lever, unhanded, antique brass finish, for use with KPB adapter | 1 |  | 1 Year | 809 | 0.15 | 687.65
40659 | Salto | EJ660J00IAH8-WK | XS4 wide body electronic RF wireless SVN BLE / HID iClass w/ key override, half escutcheon, with keypad, J lever, unhanded, antique brass finish, for use with KPB adapter | 1 |  | 1 Year | 901 | 0.15 | 765.85
40660 | Salto | EJ660J00IAP7--K | XS4 wide body electronic wire-free SVN BLE / HID iClass w/ key override, half escutcheon for use w/ concealed vertical rods, with keypad, J lever, unhanded, antique brass finish, for use with KPB adapter | 1 |  | 1 Year | 809 | 0.15 | 687.65
40661 | Salto | EJ660J00IAP7-WK | XS4 wide body electronic RF wireless SVN BLE / HID iClass w/ key override, half escutcheon for use w/ concealed vertical rods, with keypad, J lever, unhanded, antique brass finish, for use with KPB adapter | 1 |  | 1 Year | 901 | 0.15 | 765.85
40662 | Salto | EJ660J00IAP8--K | XS4 wide body electronic wire-free SVN BLE / HID iClass w/ key override, half escutcheon for use w/ concealed vertical rods, with keypad, J lever, unhanded, antique brass finish, for use with KPB adapter | 1 |  | 1 Year | 809 | 0.15 | 687.65
40663 | Salto | EJ660J00IAP8-WK | XS4 wide body electronic RF wireless SVN BLE / HID iClass w/ key override, half escutcheon for use w/ concealed vertical rods, with keypad, J lever, unhanded, antique brass finish, for use with KPB adapter | 1 |  | 1 Year | 901 | 0.15 | 765.85
40664 | Salto | EJ660J00IMH8--K | XS4 wide body electronic wire-free SVN BLE / HID iClass w/ key override, half escutcheon, with keypad, J lever, unhanded, satin stainless finish, for use with KPB adapter | 1 |  | 1 Year | 757 | 0.15 | 643.45
40665 | Salto | EJ660J00IMH8-WK | XS4 wide body electronic RF wireless SVN BLE / HID iClass w/ key override, half escutcheon, with keypad, J lever, unhanded, satin stainless finish, for use with KPB adapter | 1 |  | 1 Year | 849 | 0.15 | 721.65
40666 | Salto | EJ660J00IMP7--K | XS4 wide body electronic wire-free SVN BLE / HID iClass w/ key override, half escutcheon for use w/ concealed vertical rods, with keypad, J lever, unhanded, satin stainless finish, for use with KPB adapter | 1 |  | 1 Year | 757 | 0.15 | 643.45
40667 | Salto | EJ660J00IMP7-WK | XS4 wide body electronic RF wireless SVN BLE / HID iClass w/ key override, half escutcheon for use w/ concealed vertical rods, with keypad, J lever, unhanded, satin stainless finish, for use with KPB adapter | 1 |  | 1 Year | 849 | 0.15 | 721.65
40668 | Salto | EJ660J00IMP8--K | XS4 wide body electronic wire-free SVN BLE / HID iClass w/ key override, half escutcheon for use w/ concealed vertical rods, with keypad, J lever, unhanded, satin stainless finish, for use with KPB adapter | 1 |  | 1 Year | 757 | 0.15 | 643.45
40669 | Salto | EJ660J00IMP8-WK | XS4 wide body electronic RF wireless SVN BLE / HID iClass w/ key override, half escutcheon for use w/ concealed vertical rods, with keypad, J lever, unhanded, satin stainless finish, for use with KPB adapter | 1 |  | 1 Year | 849 | 0.15 | 721.65
40670 | Salto | EJ660J00NEH8--K | XS4 wide body electronic wire-free SVN BLE / HID iClass w/ key override, half escutcheon, with keypad, J lever, unhanded, black chromium finish, for use with KPB adapter | 1 |  | 1 Year | 791.7 | 0.15 | 672.945
40671 | Salto | EJ660J00NEH8-WK | XS4 wide body electronic RF wireless SVN BLE / HID iClass w/ key override, half escutcheon, with keypad, J lever, unhanded, black chromium finish, for use with KPB adapter | 1 |  | 1 Year | 883.7 | 0.15 | 751.145
40672 | Salto | EJ660J00NEP7--K | XS4 wide body electronic wire-free SVN BLE / HID iClass w/ key override, half escutcheon for use w/ concealed vertical rods, with keypad, J lever, unhanded, black chromium finish, for use with KPB adapter | 1 |  | 1 Year | 791.7 | 0.15 | 672.945
40673 | Salto | EJ660J00NEP7-WK | XS4 wide body electronic RF wireless SVN BLE / HID iClass w/ key override, half escutcheon for use w/ concealed vertical rods, with keypad, J lever, unhanded, black chromium finish, for use with KPB adapter | 1 |  | 1 Year | 883.7 | 0.15 | 751.145
40674 | Salto | EJ660J00NEP8--K | XS4 wide body electronic wire-free SVN BLE / HID iClass w/ key override, half escutcheon for use w/ concealed vertical rods, with keypad, J lever, unhanded, black chromium finish, for use with KPB adapter | 1 |  | 1 Year | 791.7 | 0.15 | 672.945
40675 | Salto | EJ660J00NEP8-WK | XS4 wide body electronic RF wireless SVN BLE / HID iClass w/ key override, half escutcheon for use w/ concealed vertical rods, with keypad, J lever, unhanded, black chromium finish, for use with KPB adapter | 1 |  | 1 Year | 883.7 | 0.15 | 751.145
40676 | Salto | EJ660J00PMH8--K | XS4 wide body electronic wire-free SVN BLE / HID iClass w/ key override, half escutcheon, with keypad, J lever, unhanded, satin brass finish, for use with KPB adapter | 1 |  | 1 Year | 757 | 0.15 | 643.45
40677 | Salto | EJ660J00PMH8-WK | XS4 wide body electronic RF wireless SVN BLE / HID iClass w/ key override, half escutcheon, with keypad, J lever, unhanded, satin brass finish, for use with KPB adapter | 1 |  | 1 Year | 849 | 0.15 | 721.65
40678 | Salto | EJ660J00PMP7--K | XS4 wide body electronic wire-free SVN BLE / HID iClass w/ key override, half escutcheon for use w/ concealed vertical rods, with keypad, J lever, unhanded, satin brass finish, for use with KPB adapter | 1 |  | 1 Year | 757 | 0.15 | 643.45
40679 | Salto | EJ660J00PMP7-WK | XS4 wide body electronic RF wireless SVN BLE / HID iClass w/ key override, half escutcheon for use w/ concealed vertical rods, with keypad, J lever, unhanded, satin brass finish, for use with KPB adapter | 1 |  | 1 Year | 849 | 0.15 | 721.65
40680 | Salto | EJ660J00PMP8--K | XS4 wide body electronic wire-free SVN BLE / HID iClass w/ key override, half escutcheon for use w/ concealed vertical rods, with keypad, J lever, unhanded, satin brass finish, for use with KPB adapter | 1 |  | 1 Year | 757 | 0.15 | 643.45
40681 | Salto | EJ660J00PMP8-WK | XS4 wide body electronic RF wireless SVN BLE / HID iClass w/ key override, half escutcheon for use w/ concealed vertical rods, with keypad, J lever, unhanded, satin brass finish, for use with KPB adapter | 1 |  | 1 Year | 849 | 0.15 | 721.65
40682 | Salto | EJ660K00IMH8L-K | XS4 wide body electronic wire-free SVN BLE / HID iClass w/ key override, half escutcheon, with keypad, K lever, left handed, satin stainless finish, for use with KPB adapter | 1 |  | 1 Year | 757 | 0.15 | 643.45
40683 | Salto | EJ660K00IMH8LWK | XS4 wide body electronic RF wireless SVN BLE / HID iClass w/ key override, half escutcheon, with keypad, K lever, left handed, satin stainless finish, for use with KPB adapter | 1 |  | 1 Year | 849 | 0.15 | 721.65
40684 | Salto | EJ660K00IMH8R-K | XS4 wide body electronic wire-free SVN BLE / HID iClass w/ key override, half escutcheon, with keypad, K lever, right handed, satin stainless finish, for use with KPB adapter | 1 |  | 1 Year | 757 | 0.15 | 643.45
40685 | Salto | EJ660K00IMH8RWK | XS4 wide body electronic RF wireless SVN BLE / HID iClass w/ key override, half escutcheon, with keypad, K lever, right handed, satin stainless finish, for use with KPB adapter | 1 |  | 1 Year | 849 | 0.15 | 721.65
40686 | Salto | EJ660K00IMP7L-K | XS4 wide body electronic wire-free SVN BLE / HID iClass w/ key override, half escutcheon for use w/ concealed vertical rods, with keypad, K lever, left handed, satin stainless finish, for use with KPB adapter | 1 |  | 1 Year | 757 | 0.15 | 643.45
40687 | Salto | EJ660K00IMP7LWK | XS4 wide body electronic RF wireless SVN BLE / HID iClass w/ key override, half escutcheon for use w/ concealed vertical rods, with keypad, K lever, left handed, satin stainless finish, for use with KPB adapter | 1 |  | 1 Year | 849 | 0.15 | 721.65
40688 | Salto | EJ660K00IMP7R-K | XS4 wide body electronic wire-free SVN BLE / HID iClass w/ key override, half escutcheon for use w/ concealed vertical rods, with keypad, K lever, right handed, satin stainless finish, for use with KPB adapter | 1 |  | 1 Year | 757 | 0.15 | 643.45
40689 | Salto | EJ660K00IMP7RWK | XS4 wide body electronic RF wireless SVN BLE / HID iClass w/ key override, half escutcheon for use w/ concealed vertical rods, with keypad, K lever, right handed, satin stainless finish, for use with KPB adapter | 1 |  | 1 Year | 849 | 0.15 | 721.65
40690 | Salto | EJ660K00IMP8L-K | XS4 wide body electronic wire-free SVN BLE / HID iClass w/ key override, half escutcheon for use w/ concealed vertical rods, with keypad, K lever, left handed, satin stainless finish, for use with KPB adapter | 1 |  | 1 Year | 757 | 0.15 | 643.45
40691 | Salto | EJ660K00IMP8LWK | XS4 wide body electronic RF wireless SVN BLE / HID iClass w/ key override, half escutcheon for use w/ concealed vertical rods, with keypad, K lever, left handed, satin stainless finish, for use with KPB adapter | 1 |  | 1 Year | 849 | 0.15 | 721.65
40692 | Salto | EJ660K00IMP8R-K | XS4 wide body electronic wire-free SVN BLE / HID iClass w/ key override, half escutcheon for use w/ concealed vertical rods, with keypad, K lever, right handed, satin stainless finish, for use with KPB adapter | 1 |  | 1 Year | 757 | 0.15 | 643.45
40693 | Salto | EJ660K00IMP8RWK | XS4 wide body electronic RF wireless SVN BLE / HID iClass w/ key override, half escutcheon for use w/ concealed vertical rods, with keypad, K lever, right handed, satin stainless finish, for use with KPB adapter | 1 |  | 1 Year | 849 | 0.15 | 721.65
40694 | Salto | EJ660K00IPH8L-K | XS4 wide body electronic wire-free SVN BLE / HID iClass w/ key override, half escutcheon, with keypad, K lever, left handed, bright stainless steel finish, for use with KPB adapter | 1 |  | 1 Year | 773.3 | 0.15 | 657.305
40695 | Salto | EJ660K00IPH8LWK | XS4 wide body electronic RF wireless SVN BLE / HID iClass w/ key override, half escutcheon, with keypad, K lever, left handed, bright stainless steel finish, for use with KPB adapter | 1 |  | 1 Year | 865.3 | 0.15 | 735.505
40696 | Salto | EJ660K00IPH8R-K | XS4 wide body electronic wire-free SVN BLE / HID iClass w/ key override, half escutcheon, with keypad, K lever, right handed, bright stainless steel finish, for use with KPB adapter | 1 |  | 1 Year | 773.3 | 0.15 | 657.305
40697 | Salto | EJ660K00IPH8RWK | XS4 wide body electronic RF wireless SVN BLE / HID iClass w/ key override, half escutcheon, with keypad, K lever, right handed, bright stainless steel finish, for use with KPB adapter | 1 |  | 1 Year | 865.3 | 0.15 | 735.505
40698 | Salto | EJ660K00IPP7L-K | XS4 wide body electronic wire-free SVN BLE / HID iClass w/ key override, half escutcheon for use w/ concealed vertical rods, with keypad, K lever, left handed, bright stainless steel finish, for use with KPB adapter | 1 |  | 1 Year | 773.3 | 0.15 | 657.305
40699 | Salto | EJ660K00IPP7LWK | XS4 wide body electronic RF wireless SVN BLE / HID iClass w/ key override, half escutcheon for use w/ concealed vertical rods, with keypad, K lever, left handed, bright stainless steel finish, for use with KPB adapter | 1 |  | 1 Year | 865.3 | 0.15 | 735.505
40700 | Salto | EJ660K00IPP7R-K | XS4 wide body electronic wire-free SVN BLE / HID iClass w/ key override, half escutcheon for use w/ concealed vertical rods, with keypad, K lever, right handed, bright stainless steel finish, for use with KPB adapter | 1 |  | 1 Year | 773.3 | 0.15 | 657.305
40701 | Salto | EJ660K00IPP7RWK | XS4 wide body electronic RF wireless SVN BLE / HID iClass w/ key override, half escutcheon for use w/ concealed vertical rods, with keypad, K lever, right handed, bright stainless steel finish, for use with KPB adapter | 1 |  | 1 Year | 865.3 | 0.15 | 735.505
40702 | Salto | EJ660K00IPP8L-K | XS4 wide body electronic wire-free SVN BLE / HID iClass w/ key override, half escutcheon for use w/ concealed vertical rods, with keypad, K lever, left handed, bright stainless steel finish, for use with KPB adapter | 1 |  | 1 Year | 773.3 | 0.15 | 657.305
40703 | Salto | EJ660K00IPP8LWK | XS4 wide body electronic RF wireless SVN BLE / HID iClass w/ key override, half escutcheon for use w/ concealed vertical rods, with keypad, K lever, left handed, bright stainless steel finish, for use with KPB adapter | 1 |  | 1 Year | 865.3 | 0.15 | 735.505
40704 | Salto | EJ660K00IPP8R-K | XS4 wide body electronic wire-free SVN BLE / HID iClass w/ key override, half escutcheon for use w/ concealed vertical rods, with keypad, K lever, right handed, bright stainless steel finish, for use with KPB adapter | 1 |  | 1 Year | 773.3 | 0.15 | 657.305
40705 | Salto | EJ660K00IPP8RWK | XS4 wide body electronic RF wireless SVN BLE / HID iClass w/ key override, half escutcheon for use w/ concealed vertical rods, with keypad, K lever, right handed, bright stainless steel finish, for use with KPB adapter | 1 |  | 1 Year | 865.3 | 0.15 | 735.505
40706 | Salto | EJ660K00PPH8L-K | XS4 wide body electronic wire-free SVN BLE / HID iClass w/ key override, half escutcheon, with keypad, K lever, left handed, bright brass finish, for use with KPB adapter | 1 |  | 1 Year | 773.3 | 0.15 | 657.305
40707 | Salto | EJ660K00PPH8LWK | XS4 wide body electronic RF wireless SVN BLE / HID iClass w/ key override, half escutcheon, with keypad, K lever, left handed, bright brass finish, for use with KPB adapter | 1 |  | 1 Year | 865.3 | 0.15 | 735.505
40708 | Salto | EJ660K00PPH8R-K | XS4 wide body electronic wire-free SVN BLE / HID iClass w/ key override, half escutcheon, with keypad, K lever, right handed, bright brass finish, for use with KPB adapter | 1 |  | 1 Year | 773.3 | 0.15 | 657.305
40709 | Salto | EJ660K00PPH8RWK | XS4 wide body electronic RF wireless SVN BLE / HID iClass w/ key override, half escutcheon, with keypad, K lever, right handed, bright brass finish, for use with KPB adapter | 1 |  | 1 Year | 865.3 | 0.15 | 735.505
40710 | Salto | EJ660K00PPP7L-K | XS4 wide body electronic wire-free SVN BLE / HID iClass w/ key override, half escutcheon for use w/ concealed vertical rods, with keypad, K lever, left handed, bright brass finish, for use with KPB adapter | 1 |  | 1 Year | 773.3 | 0.15 | 657.305
40711 | Salto | EJ660K00PPP7LWK | XS4 wide body electronic RF wireless SVN BLE / HID iClass w/ key override, half escutcheon for use w/ concealed vertical rods, with keypad, K lever, left handed, bright brass finish, for use with KPB adapter | 1 |  | 1 Year | 865.3 | 0.15 | 735.505
40712 | Salto | EJ660K00PPP7R-K | XS4 wide body electronic wire-free SVN BLE / HID iClass w/ key override, half escutcheon for use w/ concealed vertical rods, with keypad, K lever, right handed, bright brass finish, for use with KPB adapter | 1 |  | 1 Year | 773.3 | 0.15 | 657.305
40713 | Salto | EJ660K00PPP7RWK | XS4 wide body electronic RF wireless SVN BLE / HID iClass w/ key override, half escutcheon for use w/ concealed vertical rods, with keypad, K lever, right handed, bright brass finish, for use with KPB adapter | 1 |  | 1 Year | 865.3 | 0.15 | 735.505
40714 | Salto | EJ660K00PPP8L-K | XS4 wide body electronic wire-free SVN BLE / HID iClass w/ key override, half escutcheon for use w/ concealed vertical rods, with keypad, K lever, left handed, bright brass finish, for use with KPB adapter | 1 |  | 1 Year | 773.3 | 0.15 | 657.305
40715 | Salto | EJ660K00PPP8LWK | XS4 wide body electronic RF wireless SVN BLE / HID iClass w/ key override, half escutcheon for use w/ concealed vertical rods, with keypad, K lever, left handed, bright brass finish, for use with KPB adapter | 1 |  | 1 Year | 865.3 | 0.15 | 735.505
40716 | Salto | EJ660K00PPP8R-K | XS4 wide body electronic wire-free SVN BLE / HID iClass w/ key override, half escutcheon for use w/ concealed vertical rods, with keypad, K lever, right handed, bright brass finish, for use with KPB adapter | 1 |  | 1 Year | 773.3 | 0.15 | 657.305
40717 | Salto | EJ660K00PPP8RWK | XS4 wide body electronic RF wireless SVN BLE / HID iClass w/ key override, half escutcheon for use w/ concealed vertical rods, with keypad, K lever, right handed, bright brass finish, for use with KPB adapter | 1 |  | 1 Year | 865.3 | 0.15 | 735.505
40718 | Salto | EJ660L00BCH8--K | XS4 wide body electronic wire-free SVN BLE / HID iClass w/ key override, half escutcheon, with keypad, L lever, unhanded, BioCote antimicrobial finish, for use with KPB adapter | 1 |  | 1 Year | 798.8 | 0.15 | 678.98
40719 | Salto | EJ660L00BCH8-WK | XS4 wide body electronic RF wireless SVN BLE / HID iClass w/ key override, half escutcheon, with keypad, L lever, unhanded, BioCote antimicrobial finish, for use with KPB adapter | 1 |  | 1 Year | 890.8 | 0.15 | 757.18
40720 | Salto | EJ660L00BCP7--K | XS4 wide body electronic wire-free SVN BLE / HID iClass w/ key override, half escutcheon for use w/ concealed vertical rods, with keypad, L lever, unhanded, BioCote antimicrobial finish, for use with KPB adapter | 1 |  | 1 Year | 798.8 | 0.15 | 678.98
40721 | Salto | EJ660L00BCP7-WK | XS4 wide body electronic RF wireless SVN BLE / HID iClass w/ key override, half escutcheon for use w/ concealed vertical rods, with keypad, L lever, unhanded, BioCote antimicrobial finish, for use with KPB adapter | 1 |  | 1 Year | 890.8 | 0.15 | 757.18
40722 | Salto | EJ660L00BCP8--K | XS4 wide body electronic wire-free SVN BLE / HID iClass w/ key override, half escutcheon for use w/ concealed vertical rods, with keypad, L lever, unhanded, BioCote antimicrobial finish, for use with KPB adapter | 1 |  | 1 Year | 798.8 | 0.15 | 678.98
40723 | Salto | EJ660L00BCP8-WK | XS4 wide body electronic RF wireless SVN BLE / HID iClass w/ key override, half escutcheon for use w/ concealed vertical rods, with keypad, L lever, unhanded, BioCote antimicrobial finish, for use with KPB adapter | 1 |  | 1 Year | 890.8 | 0.15 | 757.18
40724 | Salto | EJ660L00IAH8--K | XS4 wide body electronic wire-free SVN BLE / HID iClass w/ key override, half escutcheon, with keypad, L lever, unhanded, antique brass finish, for use with KPB adapter | 1 |  | 1 Year | 798.8 | 0.15 | 678.98
40725 | Salto | EJ660L00IAH8-WK | XS4 wide body electronic RF wireless SVN BLE / HID iClass w/ key override, half escutcheon, with keypad, L lever, unhanded, antique brass finish, for use with KPB adapter | 1 |  | 1 Year | 890.8 | 0.15 | 757.18
40726 | Salto | EJ660L00IAP7--K | XS4 wide body electronic wire-free SVN BLE / HID iClass w/ key override, half escutcheon for use w/ concealed vertical rods, with keypad, L lever, unhanded, antique brass finish, for use with KPB adapter | 1 |  | 1 Year | 798.8 | 0.15 | 678.98
40727 | Salto | EJ660L00IAP7-WK | XS4 wide body electronic RF wireless SVN BLE / HID iClass w/ key override, half escutcheon for use w/ concealed vertical rods, with keypad, L lever, unhanded, antique brass finish, for use with KPB adapter | 1 |  | 1 Year | 890.8 | 0.15 | 757.18
40728 | Salto | EJ660L00IAP8--K | XS4 wide body electronic wire-free SVN BLE / HID iClass w/ key override, half escutcheon for use w/ concealed vertical rods, with keypad, L lever, unhanded, antique brass finish, for use with KPB adapter | 1 |  | 1 Year | 798.8 | 0.15 | 678.98
40729 | Salto | EJ660L00IAP8-WK | XS4 wide body electronic RF wireless SVN BLE / HID iClass w/ key override, half escutcheon for use w/ concealed vertical rods, with keypad, L lever, unhanded, antique brass finish, for use with KPB adapter | 1 |  | 1 Year | 890.8 | 0.15 | 757.18
40730 | Salto | EJ660L00IMH8--K | XS4 wide body electronic wire-free SVN BLE / HID iClass w/ key override, half escutcheon, with keypad, L lever, unhanded, satin stainless finish, for use with KPB adapter | 1 |  | 1 Year | 746.8 | 0.15 | 634.78
40731 | Salto | EJ660L00IMH8-WK | XS4 wide body electronic RF wireless SVN BLE / HID iClass w/ key override, half escutcheon, with keypad, L lever, unhanded, satin stainless finish, for use with KPB adapter | 1 |  | 1 Year | 838.8 | 0.15 | 712.98
40732 | Salto | EJ660L00IMP7--K | XS4 wide body electronic wire-free SVN BLE / HID iClass w/ key override, half escutcheon for use w/ concealed vertical rods, with keypad, L lever, unhanded, satin stainless finish, for use with KPB adapter | 1 |  | 1 Year | 746.8 | 0.15 | 634.78
40733 | Salto | EJ660L00IMP7-WK | XS4 wide body electronic RF wireless SVN BLE / HID iClass w/ key override, half escutcheon for use w/ concealed vertical rods, with keypad, L lever, unhanded, satin stainless finish, for use with KPB adapter | 1 |  | 1 Year | 838.8 | 0.15 | 712.98
40734 | Salto | EJ660L00IMP8--K | XS4 wide body electronic wire-free SVN BLE / HID iClass w/ key override, half escutcheon for use w/ concealed vertical rods, with keypad, L lever, unhanded, satin stainless finish, for use with KPB adapter | 1 |  | 1 Year | 746.8 | 0.15 | 634.78
40735 | Salto | EJ660L00IMP8-WK | XS4 wide body electronic RF wireless SVN BLE / HID iClass w/ key override, half escutcheon for use w/ concealed vertical rods, with keypad, L lever, unhanded, satin stainless finish, for use with KPB adapter | 1 |  | 1 Year | 838.8 | 0.15 | 712.98
40736 | Salto | EJ660L00IPH8--K | XS4 wide body electronic wire-free SVN BLE / HID iClass w/ key override, half escutcheon, with keypad, L lever, unhanded, bright stainless steel finish, for use with KPB adapter | 1 |  | 1 Year | 763.1 | 0.15 | 648.635
40737 | Salto | EJ660L00IPH8-WK | XS4 wide body electronic RF wireless SVN BLE / HID iClass w/ key override, half escutcheon, with keypad, L lever, unhanded, bright stainless steel finish, for use with KPB adapter | 1 |  | 1 Year | 855.1 | 0.15 | 726.835
40738 | Salto | EJ660L00IPP7--K | XS4 wide body electronic wire-free SVN BLE / HID iClass w/ key override, half escutcheon for use w/ concealed vertical rods, with keypad, L lever, unhanded, bright stainless steel finish, for use with KPB adapter | 1 |  | 1 Year | 763.1 | 0.15 | 648.635
40739 | Salto | EJ660L00IPP7-WK | XS4 wide body electronic RF wireless SVN BLE / HID iClass w/ key override, half escutcheon for use w/ concealed vertical rods, with keypad, L lever, unhanded, bright stainless steel finish, for use with KPB adapter | 1 |  | 1 Year | 855.1 | 0.15 | 726.835
40740 | Salto | EJ660L00IPP8--K | XS4 wide body electronic wire-free SVN BLE / HID iClass w/ key override, half escutcheon for use w/ concealed vertical rods, with keypad, L lever, unhanded, bright stainless steel finish, for use with KPB adapter | 1 |  | 1 Year | 763.1 | 0.15 | 648.635
40741 | Salto | EJ660L00IPP8-WK | XS4 wide body electronic RF wireless SVN BLE / HID iClass w/ key override, half escutcheon for use w/ concealed vertical rods, with keypad, L lever, unhanded, bright stainless steel finish, for use with KPB adapter | 1 |  | 1 Year | 855.1 | 0.15 | 726.835
40742 | Salto | EJ660L00NEH8--K | XS4 wide body electronic wire-free SVN BLE / HID iClass w/ key override, half escutcheon, with keypad, L lever, unhanded, black chromium finish, for use with KPB adapter | 1 |  | 1 Year | 781.5 | 0.15 | 664.275
40743 | Salto | EJ660L00NEH8-WK | XS4 wide body electronic RF wireless SVN BLE / HID iClass w/ key override, half escutcheon, with keypad, L lever, unhanded, black chromium finish, for use with KPB adapter | 1 |  | 1 Year | 873.5 | 0.15 | 742.475
40744 | Salto | EJ660L00NEP7--K | XS4 wide body electronic wire-free SVN BLE / HID iClass w/ key override, half escutcheon for use w/ concealed vertical rods, with keypad, L lever, unhanded, black chromium finish, for use with KPB adapter | 1 |  | 1 Year | 781.5 | 0.15 | 664.275
40745 | Salto | EJ660L00NEP7-WK | XS4 wide body electronic RF wireless SVN BLE / HID iClass w/ key override, half escutcheon for use w/ concealed vertical rods, with keypad, L lever, unhanded, black chromium finish, for use with KPB adapter | 1 |  | 1 Year | 873.5 | 0.15 | 742.475
40746 | Salto | EJ660L00NEP8--K | XS4 wide body electronic wire-free SVN BLE / HID iClass w/ key override, half escutcheon for use w/ concealed vertical rods, with keypad, L lever, unhanded, black chromium finish, for use with KPB adapter | 1 |  | 1 Year | 781.5 | 0.15 | 664.275
40747 | Salto | EJ660L00NEP8-WK | XS4 wide body electronic RF wireless SVN BLE / HID iClass w/ key override, half escutcheon for use w/ concealed vertical rods, with keypad, L lever, unhanded, black chromium finish, for use with KPB adapter | 1 |  | 1 Year | 873.5 | 0.15 | 742.475
40748 | Salto | EJ660L00PMH8--K | XS4 wide body electronic wire-free SVN BLE / HID iClass w/ key override, half escutcheon, with keypad, L lever, unhanded, satin brass finish, for use with KPB adapter | 1 |  | 1 Year | 746.8 | 0.15 | 634.78
40749 | Salto | EJ660L00PMH8-WK | XS4 wide body electronic RF wireless SVN BLE / HID iClass w/ key override, half escutcheon, with keypad, L lever, unhanded, satin brass finish, for use with KPB adapter | 1 |  | 1 Year | 838.8 | 0.15 | 712.98
40750 | Salto | EJ660L00PMP7--K | XS4 wide body electronic wire-free SVN BLE / HID iClass w/ key override, half escutcheon for use w/ concealed vertical rods, with keypad, L lever, unhanded, satin brass finish, for use with KPB adapter | 1 |  | 1 Year | 746.8 | 0.15 | 634.78
40751 | Salto | EJ660L00PMP7-WK | XS4 wide body electronic RF wireless SVN BLE / HID iClass w/ key override, half escutcheon for use w/ concealed vertical rods, with keypad, L lever, unhanded, satin brass finish, for use with KPB adapter | 1 |  | 1 Year | 838.8 | 0.15 | 712.98
40752 | Salto | EJ660L00PMP8--K | XS4 wide body electronic wire-free SVN BLE / HID iClass w/ key override, half escutcheon for use w/ concealed vertical rods, with keypad, L lever, unhanded, satin brass finish, for use with KPB adapter | 1 |  | 1 Year | 746.8 | 0.15 | 634.78
40753 | Salto | EJ660L00PMP8-WK | XS4 wide body electronic RF wireless SVN BLE / HID iClass w/ key override, half escutcheon for use w/ concealed vertical rods, with keypad, L lever, unhanded, satin brass finish, for use with KPB adapter | 1 |  | 1 Year | 838.8 | 0.15 | 712.98
40754 | Salto | EJ660L00PPH8--K | XS4 wide body electronic wire-free SVN BLE / HID iClass w/ key override, half escutcheon, with keypad, L lever, unhanded, bright brass finish, for use with KPB adapter | 1 |  | 1 Year | 763.1 | 0.15 | 648.635
40755 | Salto | EJ660L00PPH8-WK | XS4 wide body electronic RF wireless SVN BLE / HID iClass w/ key override, half escutcheon, with keypad, L lever, unhanded, bright brass finish, for use with KPB adapter | 1 |  | 1 Year | 855.1 | 0.15 | 726.835
40756 | Salto | EJ660L00PPP7--K | XS4 wide body electronic wire-free SVN BLE / HID iClass w/ key override, half escutcheon for use w/ concealed vertical rods, with keypad, L lever, unhanded, bright brass finish, for use with KPB adapter | 1 |  | 1 Year | 763.1 | 0.15 | 648.635
40757 | Salto | EJ660L00PPP7-WK | XS4 wide body electronic RF wireless SVN BLE / HID iClass w/ key override, half escutcheon for use w/ concealed vertical rods, with keypad, L lever, unhanded, bright brass finish, for use with KPB adapter | 1 |  | 1 Year | 855.1 | 0.15 | 726.835
40758 | Salto | EJ660L00PPP8--K | XS4 wide body electronic wire-free SVN BLE / HID iClass w/ key override, half escutcheon for use w/ concealed vertical rods, with keypad, L lever, unhanded, bright brass finish, for use with KPB adapter | 1 |  | 1 Year | 763.1 | 0.15 | 648.635
40759 | Salto | EJ660L00PPP8-WK | XS4 wide body electronic RF wireless SVN BLE / HID iClass w/ key override, half escutcheon for use w/ concealed vertical rods, with keypad, L lever, unhanded, bright brass finish, for use with KPB adapter | 1 |  | 1 Year | 855.1 | 0.15 | 726.835
40760 | Salto | EJ660N00BCH8--K | XS4 wide body electronic wire-free SVN BLE / HID iClass w/ key override, half escutcheon, with keypad, N lever, unhanded, BioCote antimicrobial finish, for use with KPB adapter | 1 |  | 1 Year | 798.8 | 0.15 | 678.98
40761 | Salto | EJ660N00BCH8-WK | XS4 wide body electronic RF wireless SVN BLE / HID iClass w/ key override, half escutcheon, with keypad, N lever, unhanded, BioCote antimicrobial finish, for use with KPB adapter | 1 |  | 1 Year | 890.8 | 0.15 | 757.18
40762 | Salto | EJ660N00BCP7--K | XS4 wide body electronic wire-free SVN BLE / HID iClass w/ key override, half escutcheon for use w/ concealed vertical rods, with keypad, N lever, unhanded, BioCote antimicrobial finish, for use with KPB adapter | 1 |  | 1 Year | 798.8 | 0.15 | 678.98
40763 | Salto | EJ660N00BCP7-WK | XS4 wide body electronic RF wireless SVN BLE / HID iClass w/ key override, half escutcheon for use w/ concealed vertical rods, with keypad, N lever, unhanded, BioCote antimicrobial finish, for use with KPB adapter | 1 |  | 1 Year | 890.8 | 0.15 | 757.18
40764 | Salto | EJ660N00BCP8--K | XS4 wide body electronic wire-free SVN BLE / HID iClass w/ key override, half escutcheon for use w/ concealed vertical rods, with keypad, N lever, unhanded, BioCote antimicrobial finish, for use with KPB adapter | 1 |  | 1 Year | 798.8 | 0.15 | 678.98
40765 | Salto | EJ660N00BCP8-WK | XS4 wide body electronic RF wireless SVN BLE / HID iClass w/ key override, half escutcheon for use w/ concealed vertical rods, with keypad, N lever, unhanded, BioCote antimicrobial finish, for use with KPB adapter | 1 |  | 1 Year | 890.8 | 0.15 | 757.18
40766 | Salto | EJ660N00IMH8--K | XS4 wide body electronic wire-free SVN BLE / HID iClass w/ key override, half escutcheon, with keypad, N lever, unhanded, satin stainless finish, for use with KPB adapter | 1 |  | 1 Year | 746.8 | 0.15 | 634.78
40767 | Salto | EJ660N00IMH8--K | XS4 wide body electronic wire-free SVN BLE / HID iClass w/ key override, half escutcheon, with keypad, N lever, unhanded, satin stainless finish, for use with KPB adapter | 1 |  | 1 Year | 746.8 | 0.15 | 634.78
40768 | Salto | EJ660N00IMH8-WK | XS4 wide body electronic RF wireless SVN BLE / HID iClass w/ key override, half escutcheon, with keypad, N lever, unhanded, satin stainless finish, for use with KPB adapter | 1 |  | 1 Year | 838.8 | 0.15 | 712.98
40769 | Salto | EJ660N00IMH8-WK | XS4 wide body electronic RF wireless SVN BLE / HID iClass w/ key override, half escutcheon, with keypad, N lever, unhanded, satin stainless finish, for use with KPB adapter | 1 |  | 1 Year | 838.8 | 0.15 | 712.98
40770 | Salto | EJ660N00IMP7--K | XS4 wide body electronic wire-free SVN BLE / HID iClass w/ key override, half escutcheon for use w/ concealed vertical rods, with keypad, N lever, unhanded, satin stainless finish, for use with KPB adapter | 1 |  | 1 Year | 746.8 | 0.15 | 634.78
40771 | Salto | EJ660N00IMP7--K | XS4 wide body electronic wire-free SVN BLE / HID iClass w/ key override, half escutcheon for use w/ concealed vertical rods, with keypad, N lever, unhanded, satin stainless finish, for use with KPB adapter | 1 |  | 1 Year | 746.8 | 0.15 | 634.78
40772 | Salto | EJ660N00IMP7-WK | XS4 wide body electronic RF wireless SVN BLE / HID iClass w/ key override, half escutcheon for use w/ concealed vertical rods, with keypad, N lever, unhanded, satin stainless finish, for use with KPB adapter | 1 |  | 1 Year | 838.8 | 0.15 | 712.98
40773 | Salto | EJ660N00IMP7-WK | XS4 wide body electronic RF wireless SVN BLE / HID iClass w/ key override, half escutcheon for use w/ concealed vertical rods, with keypad, N lever, unhanded, satin stainless finish, for use with KPB adapter | 1 |  | 1 Year | 838.8 | 0.15 | 712.98
40774 | Salto | EJ660N00IMP8--K | XS4 wide body electronic wire-free SVN BLE / HID iClass w/ key override, half escutcheon for use w/ concealed vertical rods, with keypad, N lever, unhanded, satin stainless finish, for use with KPB adapter | 1 |  | 1 Year | 746.8 | 0.15 | 634.78
40775 | Salto | EJ660N00IMP8--K | XS4 wide body electronic wire-free SVN BLE / HID iClass w/ key override, half escutcheon for use w/ concealed vertical rods, with keypad, N lever, unhanded, satin stainless finish, for use with KPB adapter | 1 |  | 1 Year | 746.8 | 0.15 | 634.78
40776 | Salto | EJ660N00IMP8-WK | XS4 wide body electronic RF wireless SVN BLE / HID iClass w/ key override, half escutcheon for use w/ concealed vertical rods, with keypad, N lever, unhanded, satin stainless finish, for use with KPB adapter | 1 |  | 1 Year | 838.8 | 0.15 | 712.98
40777 | Salto | EJ660N00IMP8-WK | XS4 wide body electronic RF wireless SVN BLE / HID iClass w/ key override, half escutcheon for use w/ concealed vertical rods, with keypad, N lever, unhanded, satin stainless finish, for use with KPB adapter | 1 |  | 1 Year | 838.8 | 0.15 | 712.98
40778 | Salto | EJ660N00IPH8--K | XS4 wide body electronic wire-free SVN BLE / HID iClass w/ key override, half escutcheon, with keypad, N lever, unhanded, bright stainless steel finish, for use with KPB adapter | 1 |  | 1 Year | 763.1 | 0.15 | 648.635
40779 | Salto | EJ660N00IPH8-WK | XS4 wide body electronic RF wireless SVN BLE / HID iClass w/ key override, half escutcheon, with keypad, N lever, unhanded, bright stainless steel finish, for use with KPB adapter | 1 |  | 1 Year | 855.1 | 0.15 | 726.835
40780 | Salto | EJ660N00IPP7--K | XS4 wide body electronic wire-free SVN BLE / HID iClass w/ key override, half escutcheon for use w/ concealed vertical rods, with keypad, N lever, unhanded, bright stainless steel finish, for use with KPB adapter | 1 |  | 1 Year | 763.1 | 0.15 | 648.635
40781 | Salto | EJ660N00IPP7-WK | XS4 wide body electronic RF wireless SVN BLE / HID iClass w/ key override, half escutcheon for use w/ concealed vertical rods, with keypad, N lever, unhanded, bright stainless steel finish, for use with KPB adapter | 1 |  | 1 Year | 855.1 | 0.15 | 726.835
40782 | Salto | EJ660N00IPP8--K | XS4 wide body electronic wire-free SVN BLE / HID iClass w/ key override, half escutcheon for use w/ concealed vertical rods, with keypad, N lever, unhanded, bright stainless steel finish, for use with KPB adapter | 1 |  | 1 Year | 763.1 | 0.15 | 648.635
40783 | Salto | EJ660N00IPP8-WK | XS4 wide body electronic RF wireless SVN BLE / HID iClass w/ key override, half escutcheon for use w/ concealed vertical rods, with keypad, N lever, unhanded, bright stainless steel finish, for use with KPB adapter | 1 |  | 1 Year | 855.1 | 0.15 | 726.835
40784 | Salto | EJ660N00PMH8--K | XS4 wide body electronic wire-free SVN BLE / HID iClass w/ key override, half escutcheon, with keypad, N lever, unhanded, satin brass finish, for use with KPB adapter | 1 |  | 1 Year | 746.8 | 0.15 | 634.78
40785 | Salto | EJ660N00PMH8-WK | XS4 wide body electronic RF wireless SVN BLE / HID iClass w/ key override, half escutcheon, with keypad, N lever, unhanded, satin brass finish, for use with KPB adapter | 1 |  | 1 Year | 838.8 | 0.15 | 712.98
40786 | Salto | EJ660N00PMP7--K | XS4 wide body electronic wire-free SVN BLE / HID iClass w/ key override, half escutcheon for use w/ concealed vertical rods, with keypad, N lever, unhanded, satin brass finish, for use with KPB adapter | 1 |  | 1 Year | 746.8 | 0.15 | 634.78
40787 | Salto | EJ660N00PMP7-WK | XS4 wide body electronic RF wireless SVN BLE / HID iClass w/ key override, half escutcheon for use w/ concealed vertical rods, with keypad, N lever, unhanded, satin brass finish, for use with KPB adapter | 1 |  | 1 Year | 838.8 | 0.15 | 712.98
40788 | Salto | EJ660N00PMP8--K | XS4 wide body electronic wire-free SVN BLE / HID iClass w/ key override, half escutcheon for use w/ concealed vertical rods, with keypad, N lever, unhanded, satin brass finish, for use with KPB adapter | 1 |  | 1 Year | 746.8 | 0.15 | 634.78
40789 | Salto | EJ660N00PMP8-WK | XS4 wide body electronic RF wireless SVN BLE / HID iClass w/ key override, half escutcheon for use w/ concealed vertical rods, with keypad, N lever, unhanded, satin brass finish, for use with KPB adapter | 1 |  | 1 Year | 838.8 | 0.15 | 712.98
40790 | Salto | EJ660O00BCH8L-K | XS4 wide body electronic wire-free SVN BLE / HID iClass w/ key override, half escutcheon, with keypad, O lever, left handed, BioCote antimicrobial finish, for use with KPB adapter | 1 |  | 1 Year | 809 | 0.15 | 687.65
40791 | Salto | EJ660O00BCH8LWK | XS4 wide body electronic RF wireless SVN BLE / HID iClass w/ key override, half escutcheon, with keypad, O lever, left handed, BioCote antimicrobial finish, for use with KPB adapter | 1 |  | 1 Year | 901 | 0.15 | 765.85
40792 | Salto | EJ660O00BCH8R-K | XS4 wide body electronic wire-free SVN BLE / HID iClass w/ key override, half escutcheon, with keypad, O lever, right handed, BioCote antimicrobial finish, for use with KPB adapter | 1 |  | 1 Year | 809 | 0.15 | 687.65
40793 | Salto | EJ660O00BCH8RWK | XS4 wide body electronic RF wireless SVN BLE / HID iClass w/ key override, half escutcheon, with keypad, O lever, right handed, BioCote antimicrobial finish, for use with KPB adapter | 1 |  | 1 Year | 901 | 0.15 | 765.85
40794 | Salto | EJ660O00BCP7L-K | XS4 wide body electronic wire-free SVN BLE / HID iClass w/ key override, half escutcheon for use w/ concealed vertical rods, with keypad, O lever, left handed, BioCote antimicrobial finish, for use with KPB adapter | 1 |  | 1 Year | 809 | 0.15 | 687.65
40795 | Salto | EJ660O00BCP7LWK | XS4 wide body electronic RF wireless SVN BLE / HID iClass w/ key override, half escutcheon for use w/ concealed vertical rods, with keypad, O lever, left handed, BioCote antimicrobial finish, for use with KPB adapter | 1 |  | 1 Year | 901 | 0.15 | 765.85
40796 | Salto | EJ660O00BCP7R-K | XS4 wide body electronic wire-free SVN BLE / HID iClass w/ key override, half escutcheon for use w/ concealed vertical rods, with keypad, O lever, right handed, BioCote antimicrobial finish, for use with KPB adapter | 1 |  | 1 Year | 809 | 0.15 | 687.65
40797 | Salto | EJ660O00BCP7RWK | XS4 wide body electronic RF wireless SVN BLE / HID iClass w/ key override, half escutcheon for use w/ concealed vertical rods, with keypad, O lever, right handed, BioCote antimicrobial finish, for use with KPB adapter | 1 |  | 1 Year | 901 | 0.15 | 765.85
40798 | Salto | EJ660O00BCP8L-K | XS4 wide body electronic wire-free SVN BLE / HID iClass w/ key override, half escutcheon for use w/ concealed vertical rods, with keypad, O lever, left handed, BioCote antimicrobial finish, for use with KPB adapter | 1 |  | 1 Year | 809 | 0.15 | 687.65
40799 | Salto | EJ660O00BCP8LWK | XS4 wide body electronic RF wireless SVN BLE / HID iClass w/ key override, half escutcheon for use w/ concealed vertical rods, with keypad, O lever, left handed, BioCote antimicrobial finish, for use with KPB adapter | 1 |  | 1 Year | 901 | 0.15 | 765.85
40800 | Salto | EJ660O00BCP8R-K | XS4 wide body electronic wire-free SVN BLE / HID iClass w/ key override, half escutcheon for use w/ concealed vertical rods, with keypad, O lever, right handed, BioCote antimicrobial finish, for use with KPB adapter | 1 |  | 1 Year | 809 | 0.15 | 687.65
40801 | Salto | EJ660O00BCP8RWK | XS4 wide body electronic RF wireless SVN BLE / HID iClass w/ key override, half escutcheon for use w/ concealed vertical rods, with keypad, O lever, right handed, BioCote antimicrobial finish, for use with KPB adapter | 1 |  | 1 Year | 901 | 0.15 | 765.85
40802 | Salto | EJ660O00IAH8L-K | XS4 wide body electronic wire-free SVN BLE / HID iClass w/ key override, half escutcheon, with keypad, O lever, left handed, antique brass finish, for use with KPB adapter | 1 |  | 1 Year | 809 | 0.15 | 687.65
40803 | Salto | EJ660O00IAH8LWK | XS4 wide body electronic RF wireless SVN BLE / HID iClass w/ key override, half escutcheon, with keypad, O lever, left handed, antique brass finish, for use with KPB adapter | 1 |  | 1 Year | 901 | 0.15 | 765.85
40804 | Salto | EJ660O00IAH8R-K | XS4 wide body electronic wire-free SVN BLE / HID iClass w/ key override, half escutcheon, with keypad, O lever, right handed, antique brass finish, for use with KPB adapter | 1 |  | 1 Year | 809 | 0.15 | 687.65
40805 | Salto | EJ660O00IAH8RWK | XS4 wide body electronic RF wireless SVN BLE / HID iClass w/ key override, half escutcheon, with keypad, O lever, right handed, antique brass finish, for use with KPB adapter | 1 |  | 1 Year | 901 | 0.15 | 765.85
40806 | Salto | EJ660O00IAP7L-K | XS4 wide body electronic wire-free SVN BLE / HID iClass w/ key override, half escutcheon for use w/ concealed vertical rods, with keypad, O lever, left handed, antique brass finish, for use with KPB adapter | 1 |  | 1 Year | 809 | 0.15 | 687.65
40807 | Salto | EJ660O00IAP7LWK | XS4 wide body electronic RF wireless SVN BLE / HID iClass w/ key override, half escutcheon for use w/ concealed vertical rods, with keypad, O lever, left handed, antique brass finish, for use with KPB adapter | 1 |  | 1 Year | 901 | 0.15 | 765.85
40808 | Salto | EJ660O00IAP7R-K | XS4 wide body electronic wire-free SVN BLE / HID iClass w/ key override, half escutcheon for use w/ concealed vertical rods, with keypad, O lever, right handed, antique brass finish, for use with KPB adapter | 1 |  | 1 Year | 809 | 0.15 | 687.65
40809 | Salto | EJ660O00IAP7RWK | XS4 wide body electronic RF wireless SVN BLE / HID iClass w/ key override, half escutcheon for use w/ concealed vertical rods, with keypad, O lever, right handed, antique brass finish, for use with KPB adapter | 1 |  | 1 Year | 901 | 0.15 | 765.85
40810 | Salto | EJ660O00IAP8L-K | XS4 wide body electronic wire-free SVN BLE / HID iClass w/ key override, half escutcheon for use w/ concealed vertical rods, with keypad, O lever, left handed, antique brass finish, for use with KPB adapter | 1 |  | 1 Year | 809 | 0.15 | 687.65
40811 | Salto | EJ660O00IAP8LWK | XS4 wide body electronic RF wireless SVN BLE / HID iClass w/ key override, half escutcheon for use w/ concealed vertical rods, with keypad, O lever, left handed, antique brass finish, for use with KPB adapter | 1 |  | 1 Year | 901 | 0.15 | 765.85
40812 | Salto | EJ660O00IAP8R-K | XS4 wide body electronic wire-free SVN BLE / HID iClass w/ key override, half escutcheon for use w/ concealed vertical rods, with keypad, O lever, right handed, antique brass finish, for use with KPB adapter | 1 |  | 1 Year | 809 | 0.15 | 687.65
40813 | Salto | EJ660O00IAP8RWK | XS4 wide body electronic RF wireless SVN BLE / HID iClass w/ key override, half escutcheon for use w/ concealed vertical rods, with keypad, O lever, right handed, antique brass finish, for use with KPB adapter | 1 |  | 1 Year | 901 | 0.15 | 765.85
40814 | Salto | EJ660O00IMH8L-K | XS4 wide body electronic wire-free SVN BLE / HID iClass w/ key override, half escutcheon, with keypad, O lever, left handed, satin stainless finish, for use with KPB adapter | 1 |  | 1 Year | 757 | 0.15 | 643.45
40815 | Salto | EJ660O00IMH8LWK | XS4 wide body electronic RF wireless SVN BLE / HID iClass w/ key override, half escutcheon, with keypad, O lever, left handed, satin stainless finish, for use with KPB adapter | 1 |  | 1 Year | 849 | 0.15 | 721.65
40816 | Salto | EJ660O00IMH8R-K | XS4 wide body electronic wire-free SVN BLE / HID iClass w/ key override, half escutcheon, with keypad, O lever, right handed, satin stainless finish, for use with KPB adapter | 1 |  | 1 Year | 757 | 0.15 | 643.45
40817 | Salto | EJ660O00IMH8RWK | XS4 wide body electronic RF wireless SVN BLE / HID iClass w/ key override, half escutcheon, with keypad, O lever, right handed, satin stainless finish, for use with KPB adapter | 1 |  | 1 Year | 849 | 0.15 | 721.65
40818 | Salto | EJ660O00IMP7L-K | XS4 wide body electronic wire-free SVN BLE / HID iClass w/ key override, half escutcheon for use w/ concealed vertical rods, with keypad, O lever, left handed, satin stainless finish, for use with KPB adapter | 1 |  | 1 Year | 757 | 0.15 | 643.45
40819 | Salto | EJ660O00IMP7LWK | XS4 wide body electronic RF wireless SVN BLE / HID iClass w/ key override, half escutcheon for use w/ concealed vertical rods, with keypad, O lever, left handed, satin stainless finish, for use with KPB adapter | 1 |  | 1 Year | 849 | 0.15 | 721.65
40820 | Salto | EJ660O00IMP7R-K | XS4 wide body electronic wire-free SVN BLE / HID iClass w/ key override, half escutcheon for use w/ concealed vertical rods, with keypad, O lever, right handed, satin stainless finish, for use with KPB adapter | 1 |  | 1 Year | 757 | 0.15 | 643.45
40821 | Salto | EJ660O00IMP7RWK | XS4 wide body electronic RF wireless SVN BLE / HID iClass w/ key override, half escutcheon for use w/ concealed vertical rods, with keypad, O lever, right handed, satin stainless finish, for use with KPB adapter | 1 |  | 1 Year | 849 | 0.15 | 721.65
40822 | Salto | EJ660O00IMP8L-K | XS4 wide body electronic wire-free SVN BLE / HID iClass w/ key override, half escutcheon for use w/ concealed vertical rods, with keypad, O lever, left handed, satin stainless finish, for use with KPB adapter | 1 |  | 1 Year | 757 | 0.15 | 643.45
40823 | Salto | EJ660O00IMP8LWK | XS4 wide body electronic RF wireless SVN BLE / HID iClass w/ key override, half escutcheon for use w/ concealed vertical rods, with keypad, O lever, left handed, satin stainless finish, for use with KPB adapter | 1 |  | 1 Year | 849 | 0.15 | 721.65
40824 | Salto | EJ660O00IMP8R-K | XS4 wide body electronic wire-free SVN BLE / HID iClass w/ key override, half escutcheon for use w/ concealed vertical rods, with keypad, O lever, right handed, satin stainless finish, for use with KPB adapter | 1 |  | 1 Year | 757 | 0.15 | 643.45
40825 | Salto | EJ660O00IMP8RWK | XS4 wide body electronic RF wireless SVN BLE / HID iClass w/ key override, half escutcheon for use w/ concealed vertical rods, with keypad, O lever, right handed, satin stainless finish, for use with KPB adapter | 1 |  | 1 Year | 849 | 0.15 | 721.65
40826 | Salto | EJ660O00IPH8L-K | XS4 wide body electronic wire-free SVN BLE / HID iClass w/ key override, half escutcheon, with keypad, O lever, left handed, bright stainless steel finish, for use with KPB adapter | 1 |  | 1 Year | 773.3 | 0.15 | 657.305
40827 | Salto | EJ660O00IPH8LWK | XS4 wide body electronic RF wireless SVN BLE / HID iClass w/ key override, half escutcheon, with keypad, O lever, left handed, bright stainless steel finish, for use with KPB adapter | 1 |  | 1 Year | 865.3 | 0.15 | 735.505
40828 | Salto | EJ660O00IPH8R-K | XS4 wide body electronic wire-free SVN BLE / HID iClass w/ key override, half escutcheon, with keypad, O lever, right handed, bright stainless steel finish, for use with KPB adapter | 1 |  | 1 Year | 773.3 | 0.15 | 657.305
40829 | Salto | EJ660O00IPH8RWK | XS4 wide body electronic RF wireless SVN BLE / HID iClass w/ key override, half escutcheon, with keypad, O lever, right handed, bright stainless steel finish, for use with KPB adapter | 1 |  | 1 Year | 865.3 | 0.15 | 735.505
40830 | Salto | EJ660O00IPP7L-K | XS4 wide body electronic wire-free SVN BLE / HID iClass w/ key override, half escutcheon for use w/ concealed vertical rods, with keypad, O lever, left handed, bright stainless steel finish, for use with KPB adapter | 1 |  | 1 Year | 773.3 | 0.15 | 657.305
40831 | Salto | EJ660O00IPP7LWK | XS4 wide body electronic RF wireless SVN BLE / HID iClass w/ key override, half escutcheon for use w/ concealed vertical rods, with keypad, O lever, left handed, bright stainless steel finish, for use with KPB adapter | 1 |  | 1 Year | 865.3 | 0.15 | 735.505
40832 | Salto | EJ660O00IPP7R-K | XS4 wide body electronic wire-free SVN BLE / HID iClass w/ key override, half escutcheon for use w/ concealed vertical rods, with keypad, O lever, right handed, bright stainless steel finish, for use with KPB adapter | 1 |  | 1 Year | 773.3 | 0.15 | 657.305
40833 | Salto | EJ660O00IPP7RWK | XS4 wide body electronic RF wireless SVN BLE / HID iClass w/ key override, half escutcheon for use w/ concealed vertical rods, with keypad, O lever, right handed, bright stainless steel finish, for use with KPB adapter | 1 |  | 1 Year | 865.3 | 0.15 | 735.505
40834 | Salto | EJ660O00IPP8L-K | XS4 wide body electronic wire-free SVN BLE / HID iClass w/ key override, half escutcheon for use w/ concealed vertical rods, with keypad, O lever, left handed, bright stainless steel finish, for use with KPB adapter | 1 |  | 1 Year | 773.3 | 0.15 | 657.305
40835 | Salto | EJ660O00IPP8LWK | XS4 wide body electronic RF wireless SVN BLE / HID iClass w/ key override, half escutcheon for use w/ concealed vertical rods, with keypad, O lever, left handed, bright stainless steel finish, for use with KPB adapter | 1 |  | 1 Year | 865.3 | 0.15 | 735.505
40836 | Salto | EJ660O00IPP8R-K | XS4 wide body electronic wire-free SVN BLE / HID iClass w/ key override, half escutcheon for use w/ concealed vertical rods, with keypad, O lever, right handed, bright stainless steel finish, for use with KPB adapter | 1 |  | 1 Year | 773.3 | 0.15 | 657.305
40837 | Salto | EJ660O00IPP8RWK | XS4 wide body electronic RF wireless SVN BLE / HID iClass w/ key override, half escutcheon for use w/ concealed vertical rods, with keypad, O lever, right handed, bright stainless steel finish, for use with KPB adapter | 1 |  | 1 Year | 865.3 | 0.15 | 735.505
40838 | Salto | EJ660O00NEH8L-K | XS4 wide body electronic wire-free SVN BLE / HID iClass w/ key override, half escutcheon, with keypad, O lever, left handed, black chromium finish, for use with KPB adapter | 1 |  | 1 Year | 791.7 | 0.15 | 672.945
40839 | Salto | EJ660O00NEH8LWK | XS4 wide body electronic RF wireless SVN BLE / HID iClass w/ key override, half escutcheon, with keypad, O lever, left handed, black chromium finish, for use with KPB adapter | 1 |  | 1 Year | 883.7 | 0.15 | 751.145
40840 | Salto | EJ660O00NEH8R-K | XS4 wide body electronic wire-free SVN BLE / HID iClass w/ key override, half escutcheon, with keypad, O lever, right handed, black chromium finish, for use with KPB adapter | 1 |  | 1 Year | 791.7 | 0.15 | 672.945
40841 | Salto | EJ660O00NEH8RWK | XS4 wide body electronic RF wireless SVN BLE / HID iClass w/ key override, half escutcheon, with keypad, O lever, right handed, black chromium finish, for use with KPB adapter | 1 |  | 1 Year | 883.7 | 0.15 | 751.145
40842 | Salto | EJ660O00NEP7L-K | XS4 wide body electronic wire-free SVN BLE / HID iClass w/ key override, half escutcheon for use w/ concealed vertical rods, with keypad, O lever, left handed, black chromium finish, for use with KPB adapter | 1 |  | 1 Year | 791.7 | 0.15 | 672.945
40843 | Salto | EJ660O00NEP7LWK | XS4 wide body electronic RF wireless SVN BLE / HID iClass w/ key override, half escutcheon for use w/ concealed vertical rods, with keypad, O lever, left handed, black chromium finish, for use with KPB adapter | 1 |  | 1 Year | 883.7 | 0.15 | 751.145
40844 | Salto | EJ660O00NEP7R-K | XS4 wide body electronic wire-free SVN BLE / HID iClass w/ key override, half escutcheon for use w/ concealed vertical rods, with keypad, O lever, right handed, black chromium finish, for use with KPB adapter | 1 |  | 1 Year | 791.7 | 0.15 | 672.945
40845 | Salto | EJ660O00NEP7RWK | XS4 wide body electronic RF wireless SVN BLE / HID iClass w/ key override, half escutcheon for use w/ concealed vertical rods, with keypad, O lever, right handed, black chromium finish, for use with KPB adapter | 1 |  | 1 Year | 883.7 | 0.15 | 751.145
40846 | Salto | EJ660O00NEP8L-K | XS4 wide body electronic wire-free SVN BLE / HID iClass w/ key override, half escutcheon for use w/ concealed vertical rods, with keypad, O lever, left handed, black chromium finish, for use with KPB adapter | 1 |  | 1 Year | 791.7 | 0.15 | 672.945
40847 | Salto | EJ660O00NEP8LWK | XS4 wide body electronic RF wireless SVN BLE / HID iClass w/ key override, half escutcheon for use w/ concealed vertical rods, with keypad, O lever, left handed, black chromium finish, for use with KPB adapter | 1 |  | 1 Year | 883.7 | 0.15 | 751.145
40848 | Salto | EJ660O00NEP8R-K | XS4 wide body electronic wire-free SVN BLE / HID iClass w/ key override, half escutcheon for use w/ concealed vertical rods, with keypad, O lever, right handed, black chromium finish, for use with KPB adapter | 1 |  | 1 Year | 791.7 | 0.15 | 672.945
40849 | Salto | EJ660O00NEP8RWK | XS4 wide body electronic RF wireless SVN BLE / HID iClass w/ key override, half escutcheon for use w/ concealed vertical rods, with keypad, O lever, right handed, black chromium finish, for use with KPB adapter | 1 |  | 1 Year | 883.7 | 0.15 | 751.145
40850 | Salto | EJ660O00PMH8L-K | XS4 wide body electronic wire-free SVN BLE / HID iClass w/ key override, half escutcheon, with keypad, O lever, left handed, satin brass finish, for use with KPB adapter | 1 |  | 1 Year | 757 | 0.15 | 643.45
40851 | Salto | EJ660O00PMH8LWK | XS4 wide body electronic RF wireless SVN BLE / HID iClass w/ key override, half escutcheon, with keypad, O lever, left handed, satin brass finish, for use with KPB adapter | 1 |  | 1 Year | 849 | 0.15 | 721.65
40852 | Salto | EJ660O00PMH8R-K | XS4 wide body electronic wire-free SVN BLE / HID iClass w/ key override, half escutcheon, with keypad, O lever, right handed, satin brass finish, for use with KPB adapter | 1 |  | 1 Year | 757 | 0.15 | 643.45
40853 | Salto | EJ660O00PMH8RWK | XS4 wide body electronic RF wireless SVN BLE / HID iClass w/ key override, half escutcheon, with keypad, O lever, right handed, satin brass finish, for use with KPB adapter | 1 |  | 1 Year | 849 | 0.15 | 721.65
40854 | Salto | EJ660O00PMP7L-K | XS4 wide body electronic wire-free SVN BLE / HID iClass w/ key override, half escutcheon for use w/ concealed vertical rods, with keypad, O lever, left handed, satin brass finish, for use with KPB adapter | 1 |  | 1 Year | 757 | 0.15 | 643.45
40855 | Salto | EJ660O00PMP7LWK | XS4 wide body electronic RF wireless SVN BLE / HID iClass w/ key override, half escutcheon for use w/ concealed vertical rods, with keypad, O lever, left handed, satin brass finish, for use with KPB adapter | 1 |  | 1 Year | 849 | 0.15 | 721.65
40856 | Salto | EJ660O00PMP7R-K | XS4 wide body electronic wire-free SVN BLE / HID iClass w/ key override, half escutcheon for use w/ concealed vertical rods, with keypad, O lever, right handed, satin brass finish, for use with KPB adapter | 1 |  | 1 Year | 757 | 0.15 | 643.45
40857 | Salto | EJ660O00PMP7RWK | XS4 wide body electronic RF wireless SVN BLE / HID iClass w/ key override, half escutcheon for use w/ concealed vertical rods, with keypad, O lever, right handed, satin brass finish, for use with KPB adapter | 1 |  | 1 Year | 849 | 0.15 | 721.65
40858 | Salto | EJ660O00PMP8L-K | XS4 wide body electronic wire-free SVN BLE / HID iClass w/ key override, half escutcheon for use w/ concealed vertical rods, with keypad, O lever, left handed, satin brass finish, for use with KPB adapter | 1 |  | 1 Year | 757 | 0.15 | 643.45
40859 | Salto | EJ660O00PMP8LWK | XS4 wide body electronic RF wireless SVN BLE / HID iClass w/ key override, half escutcheon for use w/ concealed vertical rods, with keypad, O lever, left handed, satin brass finish, for use with KPB adapter | 1 |  | 1 Year | 849 | 0.15 | 721.65
40860 | Salto | EJ660O00PMP8R-K | XS4 wide body electronic wire-free SVN BLE / HID iClass w/ key override, half escutcheon for use w/ concealed vertical rods, with keypad, O lever, right handed, satin brass finish, for use with KPB adapter | 1 |  | 1 Year | 757 | 0.15 | 643.45
40861 | Salto | EJ660O00PMP8RWK | XS4 wide body electronic RF wireless SVN BLE / HID iClass w/ key override, half escutcheon for use w/ concealed vertical rods, with keypad, O lever, right handed, satin brass finish, for use with KPB adapter | 1 |  | 1 Year | 849 | 0.15 | 721.65
40862 | Salto | EJ660O00PPH8L-K | XS4 wide body electronic wire-free SVN BLE / HID iClass w/ key override, half escutcheon, with keypad, O lever, left handed, bright brass finish, for use with KPB adapter | 1 |  | 1 Year | 773.3 | 0.15 | 657.305
40863 | Salto | EJ660O00PPH8LWK | XS4 wide body electronic RF wireless SVN BLE / HID iClass w/ key override, half escutcheon, with keypad, O lever, left handed, bright brass finish, for use with KPB adapter | 1 |  | 1 Year | 865.3 | 0.15 | 735.505
40864 | Salto | EJ660O00PPH8R-K | XS4 wide body electronic wire-free SVN BLE / HID iClass w/ key override, half escutcheon, with keypad, O lever, right handed, bright brass finish, for use with KPB adapter | 1 |  | 1 Year | 773.3 | 0.15 | 657.305
40865 | Salto | EJ660O00PPH8RWK | XS4 wide body electronic RF wireless SVN BLE / HID iClass w/ key override, half escutcheon, with keypad, O lever, right handed, bright brass finish, for use with KPB adapter | 1 |  | 1 Year | 865.3 | 0.15 | 735.505
40866 | Salto | EJ660O00PPP7L-K | XS4 wide body electronic wire-free SVN BLE / HID iClass w/ key override, half escutcheon for use w/ concealed vertical rods, with keypad, O lever, left handed, bright brass finish, for use with KPB adapter | 1 |  | 1 Year | 773.3 | 0.15 | 657.305
40867 | Salto | EJ660O00PPP7LWK | XS4 wide body electronic RF wireless SVN BLE / HID iClass w/ key override, half escutcheon for use w/ concealed vertical rods, with keypad, O lever, left handed, bright brass finish, for use with KPB adapter | 1 |  | 1 Year | 865.3 | 0.15 | 735.505
40868 | Salto | EJ660O00PPP7R-K | XS4 wide body electronic wire-free SVN BLE / HID iClass w/ key override, half escutcheon for use w/ concealed vertical rods, with keypad, O lever, right handed, bright brass finish, for use with KPB adapter | 1 |  | 1 Year | 773.3 | 0.15 | 657.305
40869 | Salto | EJ660O00PPP7RWK | XS4 wide body electronic RF wireless SVN BLE / HID iClass w/ key override, half escutcheon for use w/ concealed vertical rods, with keypad, O lever, right handed, bright brass finish, for use with KPB adapter | 1 |  | 1 Year | 865.3 | 0.15 | 735.505
40870 | Salto | EJ660O00PPP8L-K | XS4 wide body electronic wire-free SVN BLE / HID iClass w/ key override, half escutcheon for use w/ concealed vertical rods, with keypad, O lever, left handed, bright brass finish, for use with KPB adapter | 1 |  | 1 Year | 773.3 | 0.15 | 657.305
40871 | Salto | EJ660O00PPP8LWK | XS4 wide body electronic RF wireless SVN BLE / HID iClass w/ key override, half escutcheon for use w/ concealed vertical rods, with keypad, O lever, left handed, bright brass finish, for use with KPB adapter | 1 |  | 1 Year | 865.3 | 0.15 | 735.505
40872 | Salto | EJ660O00PPP8R-K | XS4 wide body electronic wire-free SVN BLE / HID iClass w/ key override, half escutcheon for use w/ concealed vertical rods, with keypad, O lever, right handed, bright brass finish, for use with KPB adapter | 1 |  | 1 Year | 773.3 | 0.15 | 657.305
40873 | Salto | EJ660O00PPP8RWK | XS4 wide body electronic RF wireless SVN BLE / HID iClass w/ key override, half escutcheon for use w/ concealed vertical rods, with keypad, O lever, right handed, bright brass finish, for use with KPB adapter | 1 |  | 1 Year | 865.3 | 0.15 | 735.505
40874 | Salto | EJ660W00BCH8--K | XS4 wide body electronic wire-free SVN BLE / HID iClass w/ key override, half escutcheon, with keypad, W lever, unhanded, BioCote antimicrobial finish, for use with KPB adapter | 1 |  | 1 Year | 798.8 | 0.15 | 678.98
40875 | Salto | EJ660W00BCH8-WK | XS4 wide body electronic RF wireless SVN BLE / HID iClass w/ key override, half escutcheon, with keypad, W lever, unhanded, BioCote antimicrobial finish, for use with KPB adapter | 1 |  | 1 Year | 890.8 | 0.15 | 757.18
40876 | Salto | EJ660W00BCP7--K | XS4 wide body electronic wire-free SVN BLE / HID iClass w/ key override, half escutcheon for use w/ concealed vertical rods, with keypad, W lever, unhanded, BioCote antimicrobial finish, for use with KPB adapter | 1 |  | 1 Year | 798.8 | 0.15 | 678.98
40877 | Salto | EJ660W00BCP7-WK | XS4 wide body electronic RF wireless SVN BLE / HID iClass w/ key override, half escutcheon for use w/ concealed vertical rods, with keypad, W lever, unhanded, BioCote antimicrobial finish, for use with KPB adapter | 1 |  | 1 Year | 890.8 | 0.15 | 757.18
40878 | Salto | EJ660W00BCP8--K | XS4 wide body electronic wire-free SVN BLE / HID iClass w/ key override, half escutcheon for use w/ concealed vertical rods, with keypad, W lever, unhanded, BioCote antimicrobial finish, for use with KPB adapter | 1 |  | 1 Year | 798.8 | 0.15 | 678.98
40879 | Salto | EJ660W00BCP8-WK | XS4 wide body electronic RF wireless SVN BLE / HID iClass w/ key override, half escutcheon for use w/ concealed vertical rods, with keypad, W lever, unhanded, BioCote antimicrobial finish, for use with KPB adapter | 1 |  | 1 Year | 890.8 | 0.15 | 757.18
40880 | Salto | EJ660W00IAH8--K | XS4 wide body electronic wire-free SVN BLE / HID iClass w/ key override, half escutcheon, with keypad, W lever, unhanded, antique brass finish, for use with KPB adapter | 1 |  | 1 Year | 798.8 | 0.15 | 678.98
40881 | Salto | EJ660W00IAH8-WK | XS4 wide body electronic RF wireless SVN BLE / HID iClass w/ key override, half escutcheon, with keypad, W lever, unhanded, antique brass finish, for use with KPB adapter | 1 |  | 1 Year | 890.8 | 0.15 | 757.18
40882 | Salto | EJ660W00IAP7--K | XS4 wide body electronic wire-free SVN BLE / HID iClass w/ key override, half escutcheon for use w/ concealed vertical rods, with keypad, W lever, unhanded, antique brass finish, for use with KPB adapter | 1 |  | 1 Year | 798.8 | 0.15 | 678.98
40883 | Salto | EJ660W00IAP7-WK | XS4 wide body electronic RF wireless SVN BLE / HID iClass w/ key override, half escutcheon for use w/ concealed vertical rods, with keypad, W lever, unhanded, antique brass finish, for use with KPB adapter | 1 |  | 1 Year | 890.8 | 0.15 | 757.18
40884 | Salto | EJ660W00IAP8--K | XS4 wide body electronic wire-free SVN BLE / HID iClass w/ key override, half escutcheon for use w/ concealed vertical rods, with keypad, W lever, unhanded, antique brass finish, for use with KPB adapter | 1 |  | 1 Year | 798.8 | 0.15 | 678.98
40885 | Salto | EJ660W00IAP8-WK | XS4 wide body electronic RF wireless SVN BLE / HID iClass w/ key override, half escutcheon for use w/ concealed vertical rods, with keypad, W lever, unhanded, antique brass finish, for use with KPB adapter | 1 |  | 1 Year | 890.8 | 0.15 | 757.18
40886 | Salto | EJ660W00IMH8--K | XS4 wide body electronic wire-free SVN BLE / HID iClass w/ key override, half escutcheon, with keypad, W lever, unhanded, satin stainless finish, for use with KPB adapter | 1 |  | 1 Year | 746.8 | 0.15 | 634.78
40887 | Salto | EJ660W00IMH8-WK | XS4 wide body electronic RF wireless SVN BLE / HID iClass w/ key override, half escutcheon, with keypad, W lever, unhanded, satin stainless finish, for use with KPB adapter | 1 |  | 1 Year | 838.8 | 0.15 | 712.98
40888 | Salto | EJ660W00IMP7--K | XS4 wide body electronic wire-free SVN BLE / HID iClass w/ key override, half escutcheon for use w/ concealed vertical rods, with keypad, W lever, unhanded, satin stainless finish, for use with KPB adapter | 1 |  | 1 Year | 746.8 | 0.15 | 634.78
40889 | Salto | EJ660W00IMP7-WK | XS4 wide body electronic RF wireless SVN BLE / HID iClass w/ key override, half escutcheon for use w/ concealed vertical rods, with keypad, W lever, unhanded, satin stainless finish, for use with KPB adapter | 1 |  | 1 Year | 838.8 | 0.15 | 712.98
40890 | Salto | EJ660W00IMP8--K | XS4 wide body electronic wire-free SVN BLE / HID iClass w/ key override, half escutcheon for use w/ concealed vertical rods, with keypad, W lever, unhanded, satin stainless finish, for use with KPB adapter | 1 |  | 1 Year | 746.8 | 0.15 | 634.78
40891 | Salto | EJ660W00IMP8-WK | XS4 wide body electronic RF wireless SVN BLE / HID iClass w/ key override, half escutcheon for use w/ concealed vertical rods, with keypad, W lever, unhanded, satin stainless finish, for use with KPB adapter | 1 |  | 1 Year | 838.8 | 0.15 | 712.98
40892 | Salto | EJ660W00IPH8--K | XS4 wide body electronic wire-free SVN BLE / HID iClass w/ key override, half escutcheon, with keypad, W lever, unhanded, bright stainless steel finish, for use with KPB adapter | 1 |  | 1 Year | 763.1 | 0.15 | 648.635
40893 | Salto | EJ660W00IPH8-WK | XS4 wide body electronic RF wireless SVN BLE / HID iClass w/ key override, half escutcheon, with keypad, W lever, unhanded, bright stainless steel finish, for use with KPB adapter | 1 |  | 1 Year | 855.1 | 0.15 | 726.835
40894 | Salto | EJ660W00IPP7--K | XS4 wide body electronic wire-free SVN BLE / HID iClass w/ key override, half escutcheon for use w/ concealed vertical rods, with keypad, W lever, unhanded, bright stainless steel finish, for use with KPB adapter | 1 |  | 1 Year | 763.1 | 0.15 | 648.635
40895 | Salto | EJ660W00IPP7-WK | XS4 wide body electronic RF wireless SVN BLE / HID iClass w/ key override, half escutcheon for use w/ concealed vertical rods, with keypad, W lever, unhanded, bright stainless steel finish, for use with KPB adapter | 1 |  | 1 Year | 855.1 | 0.15 | 726.835
40896 | Salto | EJ660W00IPP8--K | XS4 wide body electronic wire-free SVN BLE / HID iClass w/ key override, half escutcheon for use w/ concealed vertical rods, with keypad, W lever, unhanded, bright stainless steel finish, for use with KPB adapter | 1 |  | 1 Year | 763.1 | 0.15 | 648.635
40897 | Salto | EJ660W00IPP8-WK | XS4 wide body electronic RF wireless SVN BLE / HID iClass w/ key override, half escutcheon for use w/ concealed vertical rods, with keypad, W lever, unhanded, bright stainless steel finish, for use with KPB adapter | 1 |  | 1 Year | 855.1 | 0.15 | 726.835
40898 | Salto | EJ660W00NEH8--K | XS4 wide body electronic wire-free SVN BLE / HID iClass w/ key override, half escutcheon, with keypad, W lever, unhanded, black chromium finish, for use with KPB adapter | 1 |  | 1 Year | 781.5 | 0.15 | 664.275
40899 | Salto | EJ660W00NEH8-WK | XS4 wide body electronic RF wireless SVN BLE / HID iClass w/ key override, half escutcheon, with keypad, W lever, unhanded, black chromium finish, for use with KPB adapter | 1 |  | 1 Year | 873.5 | 0.15 | 742.475
40900 | Salto | EJ660W00NEP7--K | XS4 wide body electronic wire-free SVN BLE / HID iClass w/ key override, half escutcheon for use w/ concealed vertical rods, with keypad, W lever, unhanded, black chromium finish, for use with KPB adapter | 1 |  | 1 Year | 781.5 | 0.15 | 664.275
40901 | Salto | EJ660W00NEP7-WK | XS4 wide body electronic RF wireless SVN BLE / HID iClass w/ key override, half escutcheon for use w/ concealed vertical rods, with keypad, W lever, unhanded, black chromium finish, for use with KPB adapter | 1 |  | 1 Year | 873.5 | 0.15 | 742.475
40902 | Salto | EJ660W00NEP8--K | XS4 wide body electronic wire-free SVN BLE / HID iClass w/ key override, half escutcheon for use w/ concealed vertical rods, with keypad, W lever, unhanded, black chromium finish, for use with KPB adapter | 1 |  | 1 Year | 781.5 | 0.15 | 664.275
40903 | Salto | EJ660W00NEP8-WK | XS4 wide body electronic RF wireless SVN BLE / HID iClass w/ key override, half escutcheon for use w/ concealed vertical rods, with keypad, W lever, unhanded, black chromium finish, for use with KPB adapter | 1 |  | 1 Year | 873.5 | 0.15 | 742.475
40904 | Salto | EJ660W00PMH8--K | XS4 wide body electronic wire-free SVN BLE / HID iClass w/ key override, half escutcheon, with keypad, W lever, unhanded, satin brass finish, for use with KPB adapter | 1 |  | 1 Year | 746.8 | 0.15 | 634.78
40905 | Salto | EJ660W00PMH8-WK | XS4 wide body electronic RF wireless SVN BLE / HID iClass w/ key override, half escutcheon, with keypad, W lever, unhanded, satin brass finish, for use with KPB adapter | 1 |  | 1 Year | 838.8 | 0.15 | 712.98
40906 | Salto | EJ660W00PMP7--K | XS4 wide body electronic wire-free SVN BLE / HID iClass w/ key override, half escutcheon for use w/ concealed vertical rods, with keypad, W lever, unhanded, satin brass finish, for use with KPB adapter | 1 |  | 1 Year | 746.8 | 0.15 | 634.78
40907 | Salto | EJ660W00PMP7-WK | XS4 wide body electronic RF wireless SVN BLE / HID iClass w/ key override, half escutcheon for use w/ concealed vertical rods, with keypad, W lever, unhanded, satin brass finish, for use with KPB adapter | 1 |  | 1 Year | 838.8 | 0.15 | 712.98
40908 | Salto | EJ660W00PMP8--K | XS4 wide body electronic wire-free SVN BLE / HID iClass w/ key override, half escutcheon for use w/ concealed vertical rods, with keypad, W lever, unhanded, satin brass finish, for use with KPB adapter | 1 |  | 1 Year | 746.8 | 0.15 | 634.78
40909 | Salto | EJ660W00PMP8-WK | XS4 wide body electronic RF wireless SVN BLE / HID iClass w/ key override, half escutcheon for use w/ concealed vertical rods, with keypad, W lever, unhanded, satin brass finish, for use with KPB adapter | 1 |  | 1 Year | 838.8 | 0.15 | 712.98
40910 | Salto | EJ660W00PPH8--K | XS4 wide body electronic wire-free SVN BLE / HID iClass w/ key override, half escutcheon, with keypad, W lever, unhanded, bright brass finish, for use with KPB adapter | 1 |  | 1 Year | 763.1 | 0.15 | 648.635
40911 | Salto | EJ660W00PPH8-WK | XS4 wide body electronic RF wireless SVN BLE / HID iClass w/ key override, half escutcheon, with keypad, W lever, unhanded, bright brass finish, for use with KPB adapter | 1 |  | 1 Year | 855.1 | 0.15 | 726.835
40912 | Salto | EJ660W00PPP7--K | XS4 wide body electronic wire-free SVN BLE / HID iClass w/ key override, half escutcheon for use w/ concealed vertical rods, with keypad, W lever, unhanded, bright brass finish, for use with KPB adapter | 1 |  | 1 Year | 763.1 | 0.15 | 648.635
40913 | Salto | EJ660W00PPP7-WK | XS4 wide body electronic RF wireless SVN BLE / HID iClass w/ key override, half escutcheon for use w/ concealed vertical rods, with keypad, W lever, unhanded, bright brass finish, for use with KPB adapter | 1 |  | 1 Year | 855.1 | 0.15 | 726.835
40914 | Salto | EJ660W00PPP8--K | XS4 wide body electronic wire-free SVN BLE / HID iClass w/ key override, half escutcheon for use w/ concealed vertical rods, with keypad, W lever, unhanded, bright brass finish, for use with KPB adapter | 1 |  | 1 Year | 763.1 | 0.15 | 648.635
40915 | Salto | EJ660W00PPP8-WK | XS4 wide body electronic RF wireless SVN BLE / HID iClass w/ key override, half escutcheon for use w/ concealed vertical rods, with keypad, W lever, unhanded, bright brass finish, for use with KPB adapter | 1 |  | 1 Year | 855.1 | 0.15 | 726.835
40916 | Salto | KPB04IPA9 | XS4 Panic Bar Adapter Kit, for use with Von Duprin series 98/9927 and 98/9957, 2 and 3 point locking systems with exposed vertical rods (NOT included), AMOK wire-free SVN control polished stainless steel | 1 |  | 1 Year | 295.8 | 0.15 | 251.43
40917 | Salto | KPB04IPAB | XS4 Panic Bar Adapter Kit, for use with Von Duprin series 98/9927 and 98/9957, 2 and 3 point locking systems with exposed vertical rods (NOT included), AMOK BLE wire-free SVN control polished stainless steel | 1 |  | 1 Year | 295.8 | 0.15 | 251.43
40918 | Salto | KPB04IPAH | XS4 Panic Bar Adapter Kit, for use with Von Duprin series 98/9927 and 98/9957, 2 and 3 point locking systems with exposed vertical rods (NOT included), AMOK wire-free SVN control polished stainless steel | 1 |  | 1 Year | 295.8 | 0.15 | 251.43
40919 | Salto | KPB04IPW | XS4 Panic Bar Adapter Kit, for use with Von Duprin series 98/9927 and 98/9957, 2 and 3 point locking systems with exposed vertical rods (NOT included), RF wireless SVN control polished stainless steel | 1 |  | 1 Year | 329.45 | 0.15 | 280.0325
40920 | Salto | KPB08IM- | XS4 Panic Bar Adapter Kit, for use with SARGENT 8888 , single point locking rim exit device (NOT included, additional series models with compatible functions only), wire-free SVN control satin stainless steel | 1 |  | 1 Year | 240.7 | 0.15 | 204.595
40921 | Salto | KPB08IMA9 | XS4 Panic Bar Adapter Kit, for use with SARGENT 8888 , single point locking rim exit device (NOT included, additional series models with compatible functions only), AMOK wire-free SVN control satin stainless steel | 1 |  | 1 Year | 295.8 | 0.15 | 251.43
40922 | Salto | KPB08IMAB | XS4 Panic Bar Adapter Kit, for use with SARGENT 8888 , single point locking rim exit device (NOT included, additional series models with compatible functions only), AMOK BLE wire-free SVN control satin stainless steel | 1 |  | 1 Year | 295.8 | 0.15 | 251.43
40923 | Salto | KPB08IMAH | XS4 Panic Bar Adapter Kit, for use with SARGENT 8888 , single point locking rim exit device (NOT included, additional series models with compatible functions only), AMOK wire-free SVN control satin stainless steel | 1 |  | 1 Year | 295.8 | 0.15 | 251.43
40924 | Salto | KPB08IMW | XS4 Panic Bar Adapter Kit, for use with SARGENT 8888 , single point locking rim exit device (NOT included, additional series models with compatible functions only), RF wireless SVN control satin stainless steel | 1 |  | 1 Year | 329.45 | 0.15 | 280.0325
40925 | Salto | KPB08IP- | XS4 Panic Bar Adapter Kit, for use with SARGENT 8888 , single point locking rim exit device (NOT included, additional series models with compatible functions only), wire-free SVN control polished stainless steel | 1 |  | 1 Year | 240.7 | 0.15 | 204.595
40926 | Salto | KPB08IPA9 | XS4 Panic Bar Adapter Kit, for use with SARGENT 8888 , single point locking rim exit device (NOT included, additional series models with compatible functions only), AMOK wire-free SVN control polished stainless steel | 1 |  | 1 Year | 295.8 | 0.15 | 251.43
40927 | Salto | KPB08IPAB | XS4 Panic Bar Adapter Kit, for use with SARGENT 8888 , single point locking rim exit device (NOT included, additional series models with compatible functions only), AMOK BLE wire-free SVN control polished stainless steel | 1 |  | 1 Year | 295.8 | 0.15 | 251.43
40928 | Salto | KPB08IPAH | XS4 Panic Bar Adapter Kit, for use with SARGENT 8888 , single point locking rim exit device (NOT included, additional series models with compatible functions only), AMOK wire-free SVN control polished stainless steel | 1 |  | 1 Year | 295.8 | 0.15 | 251.43
40929 | Salto | KPB08IPW | XS4 Panic Bar Adapter Kit, for use with SARGENT 8888 , single point locking rim exit device (NOT included, additional series models with compatible functions only), RF wireless SVN control polished stainless steel | 1 |  | 1 Year | 329.45 | 0.15 | 280.0325
40930 | Salto | KPB14IM- | XS4 Panic Bar Adapter Kit, for use with DORMA AD4300 , single point locking rim exit device (NOT included), wire-free SVN control satin stainless steel | 1 |  | 1 Year | 240.7 | 0.15 | 204.595
40931 | Salto | KPB14IMA9 | XS4 Panic Bar Adapter Kit, for use with DORMA AD4300 , single point locking rim exit device (NOT included), AMOK wire-free SVN control satin stainless steel | 1 |  | 1 Year | 295.8 | 0.15 | 251.43
40932 | Salto | KPB14IMAB | XS4 Panic Bar Adapter Kit, for use with DORMA AD4300 , single point locking rim exit device (NOT included), AMOK BLE wire-free SVN control satin stainless steel | 1 |  | 1 Year | 295.8 | 0.15 | 251.43
40933 | Salto | KPB14IMAH | XS4 Panic Bar Adapter Kit, for use with DORMA AD4300 , single point locking rim exit device (NOT included), AMOK wire-free SVN control satin stainless steel | 1 |  | 1 Year | 295.8 | 0.15 | 251.43
40934 | Salto | KPB14IMW | XS4 Panic Bar Adapter Kit, for use with DORMA AD4300 , single point locking rim exit device (NOT included), RF wireless SVN control satin stainless steel | 1 |  | 1 Year | 329.45 | 0.15 | 280.0325
40935 | Salto | KPB14IP- | XS4 Panic Bar Adapter Kit, for use with DORMA AD4300 , single point locking rim exit device (NOT included), wire-free SVN control polished stainless steel | 1 |  | 1 Year | 240.7 | 0.15 | 204.595
40936 | Salto | KPB14IPA9 | XS4 Panic Bar Adapter Kit, for use with DORMA AD4300 , single point locking rim exit device (NOT included), AMOK wire-free SVN control polished stainless steel | 1 |  | 1 Year | 295.8 | 0.15 | 251.43
40937 | Salto | KPB14IPAB | XS4 Panic Bar Adapter Kit, for use with DORMA AD4300 , single point locking rim exit device (NOT included), AMOK BLE wire-free SVN control polished stainless steel | 1 |  | 1 Year | 295.8 | 0.15 | 251.43
40938 | Salto | KPB14IPAH | XS4 Panic Bar Adapter Kit, for use with DORMA AD4300 , single point locking rim exit device (NOT included), AMOK wire-free SVN control polished stainless steel | 1 |  | 1 Year | 295.8 | 0.15 | 251.43
40939 | Salto | KPB14IPW | XS4 Panic Bar Adapter Kit, for use with DORMA AD4300 , single point locking rim exit device (NOT included), RF wireless SVN control polished stainless steel | 1 |  | 1 Year | 329.45 | 0.15 | 280.0325
40940 | Salto | KPB15IM- | XS4 Panic Bar Adapter Kit, for use with DORMA AD4400, 2 point locking system with exposed vertical rods (NOT included), wire-free SVN control satin stainless steel | 1 |  | 1 Year | 240.7 | 0.15 | 204.595
40941 | Salto | KPB15IMA9 | XS4 Panic Bar Adapter Kit, for use with DORMA AD4400, 2 point locking system with exposed vertical rods (NOT included), AMOK wire-free SVN control satin stainless steel | 1 |  | 1 Year | 295.8 | 0.15 | 251.43
40942 | Salto | KPB15IMAB | XS4 Panic Bar Adapter Kit, for use with DORMA AD4400, 2 point locking system with exposed vertical rods (NOT included), AMOK BLE wire-free SVN control satin stainless steel | 1 |  | 1 Year | 295.8 | 0.15 | 251.43
40943 | Salto | KPB15IMAH | XS4 Panic Bar Adapter Kit, for use with DORMA AD4400, 2 point locking system with exposed vertical rods (NOT included), AMOK wire-free SVN control satin stainless steel | 1 |  | 1 Year | 295.8 | 0.15 | 251.43
40944 | Salto | KPB15IMW | XS4 Panic Bar Adapter Kit, for use with DORMA AD4400, 2 point locking system with exposed vertical rods (NOT included), RF wireless SVN control satin stainless steel | 1 |  | 1 Year | 329.45 | 0.15 | 280.0325
40945 | Salto | KPB15IP- | XS4 Panic Bar Adapter Kit, for use with DORMA AD4400, 2 point locking system with exposed vertical rods (NOT included), wire-free SVN control polished stainless steel | 1 |  | 1 Year | 240.7 | 0.15 | 204.595
40946 | Salto | KPB15IPA9 | XS4 Panic Bar Adapter Kit, for use with DORMA AD4400, 2 point locking system with exposed vertical rods (NOT included), AMOK wire-free SVN control polished stainless steel | 1 |  | 1 Year | 295.8 | 0.15 | 251.43
40947 | Salto | KPB15IPAB | XS4 Panic Bar Adapter Kit, for use with DORMA AD4400, 2 point locking system with exposed vertical rods (NOT included), AMOK BLE wire-free SVN control polished stainless steel | 1 |  | 1 Year | 295.8 | 0.15 | 251.43
40948 | Salto | KPB15IPAH | XS4 Panic Bar Adapter Kit, for use with DORMA AD4400, 2 point locking system with exposed vertical rods (NOT included), AMOK wire-free SVN control polished stainless steel | 1 |  | 1 Year | 295.8 | 0.15 | 251.43
40949 | Salto | KPB15IPW | XS4 Panic Bar Adapter Kit, for use with DORMA AD4400, 2 point locking system with exposed vertical rods (NOT included), RF wireless SVN control polished stainless steel | 1 |  | 1 Year | 329.45 | 0.15 | 280.0325
40950 | Salto | KPB17IM- | XS4 Panic Bar Adapter Kit, for use with Corbin Russwin ED2500 & Yale 7100, single point locking rim exit device (NOT included), wire-free SVN control satin stainless steel | 1 |  | 1 Year | 240.7 | 0.15 | 204.595
40951 | Salto | KPB17IMA9 | XS4 Panic Bar Adapter Kit, for use with Corbin Russwin ED2500 & Yale 7100, single point locking rim exit device (NOT included), AMOK wire-free SVN control satin stainless steel | 1 |  | 1 Year | 295.8 | 0.15 | 251.43
40952 | Salto | KPB17IMAB | XS4 Panic Bar Adapter Kit, for use with Corbin Russwin ED2500 & Yale 7100, single point locking rim exit device (NOT included), AMOK BLE wire-free SVN control satin stainless steel | 1 |  | 1 Year | 295.8 | 0.15 | 251.43
40953 | Salto | KPB17IMAH | XS4 Panic Bar Adapter Kit, for use with Corbin Russwin ED2500 & Yale 7100, single point locking rim exit device (NOT included), AMOK wire-free SVN control satin stainless steel | 1 |  | 1 Year | 295.8 | 0.15 | 251.43
40954 | Salto | KPB17IMW | XS4 Panic Bar Adapter Kit, for use with Corbin Russwin ED2500 & Yale 7100, single point locking rim exit device (NOT included), RF wireless SVN control satin stainless steel | 1 |  | 1 Year | 329.45 | 0.15 | 280.0325
40955 | Salto | KPB17IP- | XS4 Panic Bar Adapter Kit, for use with Corbin Russwin ED2500 & Yale 7100, single point locking rim exit device (NOT included), wire-free SVN control polished stainless steel | 1 |  | 1 Year | 240.7 | 0.15 | 204.595
40956 | Salto | KPB17IPA9 | XS4 Panic Bar Adapter Kit, for use with Corbin Russwin ED2500 & Yale 7100, single point locking rim exit device (NOT included), AMOK wire-free SVN control polished stainless steel | 1 |  | 1 Year | 295.8 | 0.15 | 251.43
40957 | Salto | KPB17IPAB | XS4 Panic Bar Adapter Kit, for use with Corbin Russwin ED2500 & Yale 7100, single point locking rim exit device (NOT included), AMOK BLE wire-free SVN control polished stainless steel | 1 |  | 1 Year | 295.8 | 0.15 | 251.43
40958 | Salto | KPB17IPAH | XS4 Panic Bar Adapter Kit, for use with Corbin Russwin ED2500 & Yale 7100, single point locking rim exit device (NOT included), AMOK wire-free SVN control polished stainless steel | 1 |  | 1 Year | 295.8 | 0.15 | 251.43
40959 | Salto | KPB17IPW | XS4 Panic Bar Adapter Kit, for use with Corbin Russwin ED2500 & Yale 7100, single point locking rim exit device (NOT included), RF wireless SVN control polished stainless steel | 1 |  | 1 Year | 329.45 | 0.15 | 280.0325
40960 | Salto | KPB19IM- | XS4 Panic Bar Adapter Kit, for use with DORMA 9300, single point locking rim exit device (NOT included), wire-free SVN control satin stainless steel | 1 |  | 1 Year | 240.7 | 0.15 | 204.595
40961 | Salto | KPB19IMA9 | XS4 Panic Bar Adapter Kit, for use with DORMA 9300, single point locking rim exit device (NOT included), AMOK wire-free SVN control satin stainless steel | 1 |  | 1 Year | 295.8 | 0.15 | 251.43
40962 | Salto | KPB19IMAB | XS4 Panic Bar Adapter Kit, for use with DORMA 9300, single point locking rim exit device (NOT included), AMOK BLE wire-free SVN control satin stainless steel | 1 |  | 1 Year | 295.8 | 0.15 | 251.43
40963 | Salto | KPB19IMAH | XS4 Panic Bar Adapter Kit, for use with DORMA 9300, single point locking rim exit device (NOT included), AMOK wire-free SVN control satin stainless steel | 1 |  | 1 Year | 295.8 | 0.15 | 251.43
40964 | Salto | KPB19IMW | XS4 Panic Bar Adapter Kit, for use with DORMA 9300, single point locking rim exit device (NOT included), RF wireless SVN control satin stainless steel | 1 |  | 1 Year | 329.45 | 0.15 | 280.0325
40965 | Salto | KPB19IP- | XS4 Panic Bar Adapter Kit, for use with DORMA 9300, single point locking rim exit device (NOT included), wire-free SVN control polished stainless steel | 1 |  | 1 Year | 240.7 | 0.15 | 204.595
40966 | Salto | KPB19IPA9 | XS4 Panic Bar Adapter Kit, for use with DORMA 9300, single point locking rim exit device (NOT included), AMOK wire-free SVN control polished stainless steel | 1 |  | 1 Year | 295.8 | 0.15 | 251.43
40967 | Salto | KPB19IPAB | XS4 Panic Bar Adapter Kit, for use with DORMA 9300, single point locking rim exit device (NOT included), AMOK BLE wire-free SVN control polished stainless steel | 1 |  | 1 Year | 295.8 | 0.15 | 251.43
40968 | Salto | KPB19IPAH | XS4 Panic Bar Adapter Kit, for use with DORMA 9300, single point locking rim exit device (NOT included), AMOK wire-free SVN control polished stainless steel | 1 |  | 1 Year | 295.8 | 0.15 | 251.43
40969 | Salto | KPB19IPW | XS4 Panic Bar Adapter Kit, for use with DORMA 9300, single point locking rim exit device (NOT included), RF wireless SVN control polished stainless steel | 1 |  | 1 Year | 329.45 | 0.15 | 280.0325
40970 | Salto | KPB24IM- | XS4 Panic Bar Adapter Kit, for use with CAL ROYAL 9800, single point locking rim exit device (NOT included), wire-free SVN control satin stainless steel | 1 |  | 1 Year | 240.7 | 0.15 | 204.595
40971 | Salto | KPB24IMA9 | XS4 Panic Bar Adapter Kit, for use with CAL ROYAL 9800, single point locking rim exit device (NOT included), AMOK wire-free SVN control satin stainless steel | 1 |  | 1 Year | 295.8 | 0.15 | 251.43
40972 | Salto | KPB24IMAB | XS4 Panic Bar Adapter Kit, for use with CAL ROYAL 9800, single point locking rim exit device (NOT included), AMOK BLE wire-free SVN control satin stainless steel | 1 |  | 1 Year | 295.8 | 0.15 | 251.43
40973 | Salto | KPB24IMAH | XS4 Panic Bar Adapter Kit, for use with CAL ROYAL 9800, single point locking rim exit device (NOT included), AMOK wire-free SVN control satin stainless steel | 1 |  | 1 Year | 295.8 | 0.15 | 251.43
40974 | Salto | KPB24IMW | XS4 Panic Bar Adapter Kit, for use with CAL ROYAL 9800, single point locking rim exit device (NOT included), RF wireless SVN control satin stainless steel | 1 |  | 1 Year | 329.45 | 0.15 | 280.0325
40975 | Salto | KPB24IP- | XS4 Panic Bar Adapter Kit, for use with CAL ROYAL 9800, single point locking rim exit device (NOT included), wire-free SVN control polished stainless steel | 1 |  | 1 Year | 240.7 | 0.15 | 204.595
40976 | Salto | KPB24IPA9 | XS4 Panic Bar Adapter Kit, for use with CAL ROYAL 9800, single point locking rim exit device (NOT included), AMOK wire-free SVN control polished stainless steel | 1 |  | 1 Year | 295.8 | 0.15 | 251.43
40977 | Salto | KPB24IPAB | XS4 Panic Bar Adapter Kit, for use with CAL ROYAL 9800, single point locking rim exit device (NOT included), AMOK BLE wire-free SVN control polished stainless steel | 1 |  | 1 Year | 295.8 | 0.15 | 251.43
40978 | Salto | KPB24IPAH | XS4 Panic Bar Adapter Kit, for use with CAL ROYAL 9800, single point locking rim exit device (NOT included), AMOK wire-free SVN control polished stainless steel | 1 |  | 1 Year | 295.8 | 0.15 | 251.43
40979 | Salto | KPB24IPW | XS4 Panic Bar Adapter Kit, for use with CAL ROYAL 9800, single point locking rim exit device (NOT included), RF wireless SVN control polished stainless steel | 1 |  | 1 Year | 329.45 | 0.15 | 280.0325
40980 | Salto | KPB37IM- | XS4 Panic Bar Adapter Kit, for use with Von Duprin 98/9947, 2 point locking system with concealed vertical rods (NOT included), requires Ai6xxm00ffP8 series half escutcheon, wire-free SVN control satin stainless steel | 1 |  | 1 Year | 240.7 | 0.15 | 204.595
40981 | Salto | KPB37IMA9 | XS4 Panic Bar Adapter Kit, for use with Von Duprin 98/9947, 2 point locking system with concealed vertical rods (NOT included), requires Ai6xxm00ffP8 series half escutcheon, AMOK wire-free SVN control satin stainless steel | 1 |  | 1 Year | 295.8 | 0.15 | 251.43
40982 | Salto | KPB37IMAB | XS4 Panic Bar Adapter Kit, for use with Von Duprin 98/9947, 2 point locking system with concealed vertical rods (NOT included), requires Ai6xxm00ffP8 series half escutcheon, AMOK BLE wire-free SVN control satin stainless steel | 1 |  | 1 Year | 295.8 | 0.15 | 251.43
40983 | Salto | KPB37IMAH | XS4 Panic Bar Adapter Kit, for use with Von Duprin 98/9947, 2 point locking system with concealed vertical rods (NOT included), requires Ai6xxm00ffP8 series half escutcheon, AMOK wire-free SVN control satin stainless steel | 1 |  | 1 Year | 295.8 | 0.15 | 251.43
40984 | Salto | KPB37IMW | XS4 Panic Bar Adapter Kit, for use with Von Duprin 98/9947, 2 point locking system with concealed vertical rods (NOT included), requires Ai6xxm00ffP8 series half escutcheon, RF wireless SVN control satin stainless steel | 1 |  | 1 Year | 329.45 | 0.15 | 280.0325
40985 | Salto | KPB37IP- | XS4 Panic Bar Adapter Kit, for use with Von Duprin 98/9947, 2 point locking system with concealed vertical rods (NOT included), requires Ai6xxm00ffP8 series half escutcheon, wire-free SVN control polished stainless steel | 1 |  | 1 Year | 240.7 | 0.15 | 204.595
40986 | Salto | KPB37IPA9 | XS4 Panic Bar Adapter Kit, for use with Von Duprin 98/9947, 2 point locking system with concealed vertical rods (NOT included), requires Ai6xxm00ffP8 series half escutcheon, AMOK wire-free SVN control polished stainless steel | 1 |  | 1 Year | 295.8 | 0.15 | 251.43
40987 | Salto | KPB37IPAB | XS4 Panic Bar Adapter Kit, for use with Von Duprin 98/9947, 2 point locking system with concealed vertical rods (NOT included), requires Ai6xxm00ffP8 series half escutcheon, AMOK BLE wire-free SVN control polished stainless steel | 1 |  | 1 Year | 295.8 | 0.15 | 251.43
40988 | Salto | KPB37IPAH | XS4 Panic Bar Adapter Kit, for use with Von Duprin 98/9947, 2 point locking system with concealed vertical rods (NOT included), requires Ai6xxm00ffP8 series half escutcheon, AMOK wire-free SVN control polished stainless steel | 1 |  | 1 Year | 295.8 | 0.15 | 251.43
40989 | Salto | KPB37IPW | XS4 Panic Bar Adapter Kit, for use with Von Duprin 98/9947, 2 point locking system with concealed vertical rods (NOT included), requires Ai6xxm00ffP8 series half escutcheon, RF wireless SVN control polished stainless steel | 1 |  | 1 Year | 329.45 | 0.15 | 280.0325
40990 | Salto | KPB39IM- | XS4 Panic Bar Adapter Kit, for use with SARGENT 8800 Legacy, single point locking rim exit device with compatible functions only (built prior to 2002, NOT included) requires Ai6xxm00ffP7 series half escutcheon, wire-free SVN control satin stainless steel | 1 |  | 1 Year | 240.7 | 0.15 | 204.595
40991 | Salto | KPB39IMA9 | XS4 Panic Bar Adapter Kit, for use with SARGENT 8800 Legacy, single point locking rim exit device with compatible functions only (built prior to 2002, NOT included) requires Ai6xxm00ffP7 series half escutcheon, AMOK wire-free SVN control satin stainless s | 1 |  | 1 Year | 295.8 | 0.15 | 251.43
40992 | Salto | KPB39IMAB | XS4 Panic Bar Adapter Kit, for use with SARGENT 8800 Legacy, single point locking rim exit device with compatible functions only (built prior to 2002, NOT included) requires Ai6xxm00ffP7 series half escutcheon, AMOK BLE wire-free SVN control satin stainle | 1 |  | 1 Year | 295.8 | 0.15 | 251.43
40993 | Salto | KPB39IMAH | XS4 Panic Bar Adapter Kit, for use with SARGENT 8800 Legacy, single point locking rim exit device with compatible functions only (built prior to 2002, NOT included) requires Ai6xxm00ffP7 series half escutcheon, AMOK wire-free SVN control satin stainless s | 1 |  | 1 Year | 295.8 | 0.15 | 251.43
40994 | Salto | KPB39IMW | XS4 Panic Bar Adapter Kit, for use with SARGENT 8800 Legacy, single point locking rim exit device with compatible functions only (built prior to 2002, NOT included) requires Ai6xxm00ffP7 series half escutcheon, RF wireless SVN control satin stainless stee | 1 |  | 1 Year | 329.45 | 0.15 | 280.0325
40995 | Salto | KPB39IP- | XS4 Panic Bar Adapter Kit, for use with SARGENT 8800 Legacy, single point locking rim exit device with compatible functions only (built prior to 2002, NOT included) requires Ai6xxm00ffP7 series half escutcheon, wire-free SVN control polished stainless ste | 1 |  | 1 Year | 240.7 | 0.15 | 204.595
40996 | Salto | KPB39IPA9 | XS4 Panic Bar Adapter Kit, for use with SARGENT 8800 Legacy, single point locking rim exit device with compatible functions only (built prior to 2002, NOT included) requires Ai6xxm00ffP7 series half escutcheon, AMOK wire-free SVN control polished stainles | 1 |  | 1 Year | 295.8 | 0.15 | 251.43
40997 | Salto | KPB39IPAB | XS4 Panic Bar Adapter Kit, for use with SARGENT 8800 Legacy, single point locking rim exit device with compatible functions only (built prior to 2002, NOT included) requires Ai6xxm00ffP7 series half escutcheon, AMOK BLE wire-free SVN control polished stai | 1 |  | 1 Year | 295.8 | 0.15 | 251.43
40998 | Salto | KPB39IPAH | XS4 Panic Bar Adapter Kit, for use with SARGENT 8800 Legacy, single point locking rim exit device with compatible functions only (built prior to 2002, NOT included) requires Ai6xxm00ffP7 series half escutcheon, AMOK wire-free SVN control polished stainles | 1 |  | 1 Year | 295.8 | 0.15 | 251.43
40999 | Salto | KPB39IPW | XS4 Panic Bar Adapter Kit, for use with SARGENT 8800 Legacy, single point locking rim exit device with compatible functions only (built prior to 2002, NOT included) requires Ai6xxm00ffP7 series half escutcheon, RF wireless SVN control polished stainless s | 1 |  | 1 Year | 329.45 | 0.15 | 280.0325
41000 | Salto | KPB47IM- | XS4 Panic Bar Adapter Kit, for use with HAGER 4500, single point locking rim exit device (NOT included), wire-free SVN control satin stainless steel | 1 |  | 1 Year | 240.7 | 0.15 | 204.595
41001 | Salto | KPB47IMA9 | XS4 Panic Bar Adapter Kit, for use with HAGER 4500, single point locking rim exit device (NOT included), AMOK wire-free SVN control satin stainless steel | 1 |  | 1 Year | 295.8 | 0.15 | 251.43
41002 | Salto | KPB47IMAB | XS4 Panic Bar Adapter Kit, for use with HAGER 4500, single point locking rim exit device (NOT included), AMOK BLE wire-free SVN control satin stainless steel | 1 |  | 1 Year | 295.8 | 0.15 | 251.43
41003 | Salto | KPB47IMAH | XS4 Panic Bar Adapter Kit, for use with HAGER 4500, single point locking rim exit device (NOT included), AMOK wire-free SVN control satin stainless steel | 1 |  | 1 Year | 295.8 | 0.15 | 251.43
41004 | Salto | KPB47IMW | XS4 Panic Bar Adapter Kit, for use with HAGER 4500, single point locking rim exit device (NOT included), RF wireless SVN control satin stainless steel | 1 |  | 1 Year | 329.45 | 0.15 | 280.0325
41005 | Salto | KPB47IP- | XS4 Panic Bar Adapter Kit, for use with HAGER 4500, single point locking rim exit device (NOT included), wire-free SVN control polished stainless steel | 1 |  | 1 Year | 240.7 | 0.15 | 204.595
41006 | Salto | KPB47IPA9 | XS4 Panic Bar Adapter Kit, for use with HAGER 4500, single point locking rim exit device (NOT included), AMOK wire-free SVN control polished stainless steel | 1 |  | 1 Year | 295.8 | 0.15 | 251.43
41007 | Salto | KPB47IPAB | XS4 Panic Bar Adapter Kit, for use with HAGER 4500, single point locking rim exit device (NOT included), AMOK BLE wire-free SVN control polished stainless steel | 1 |  | 1 Year | 295.8 | 0.15 | 251.43
41008 | Salto | KPB47IPAH | XS4 Panic Bar Adapter Kit, for use with HAGER 4500, single point locking rim exit device (NOT included), AMOK wire-free SVN control polished stainless steel | 1 |  | 1 Year | 295.8 | 0.15 | 251.43
41009 | Salto | KPB47IPW | XS4 Panic Bar Adapter Kit, for use with HAGER 4500, single point locking rim exit device (NOT included), RF wireless SVN control polished stainless steel | 1 |  | 1 Year | 329.45 | 0.15 | 280.0325
41010 | Salto | PBF110033IM | Rim Panic Bar Device, 33" length with satin stainless steel finish, for use w/ KPB03 | 1 |  | 1 Year | 882.3 | 0.15 | 749.955
41011 | Salto | PBF110045IM | Rim Panic Bar Device, 44" length with satin stainless steel finish, for use w/ KPB03 | 1 |  | 1 Year | 882.3 | 0.15 | 749.955
41012 | Salto | GATEWAYW1C | Wireless gateway ver 1, POE, White | 1 |  | 1 Year | 538.55 | 0.15 | 457.7675
41013 | Salto | GATEWAYB1C | Wireless gateway ver 1, POE, Black | 1 |  | 1 Year | 538.55 | 0.15 | 457.7675
41014 | Salto | GATEWAYW1CUS | Wireless gateway ver 1, POE with 110/220 VAC - 12VDC power adapter, White | 1 |  | 1 Year | 538.55 | 0.15 | 457.7675
41015 | Salto | GATEWAYB1CUS | Wireless gateway ver 1, POE with 110/220 VAC - 12VDC power adapter, Black | 1 |  | 1 Year | 538.55 | 0.15 | 457.7675
41016 | Salto | GATEWAYW2C | Wireless gateway ver 2, POE, White | 1 |  | 1 Year | 538.55 | 0.15 | 457.7675
41017 | Salto | GATEWAYB2C | Wireless gateway ver 2, POE, Black | 1 |  | 1 Year | 538.55 | 0.15 | 457.7675
41018 | Salto | GATEWAYW2CUS | Wireless gateway ver 2, POE with 110/220VAC - 12VDC power adapter, White | 1 |  | 1 Year | 538.55 | 0.15 | 457.7675
41019 | Salto | GATEWAYB2CUS | Wireless gateway ver 2, POE with 110/220VAC -12VDC power adapter, Black | 1 |  | 1 Year | 538.55 | 0.15 | 457.7675
41020 | Salto | GATEWAYW3CUS | Wireless BLUEnet gateway, POE with 110/220VAC - 12VDC power adapter, White | 1 |  | 1 Year | 538.55 | 0.15 | 457.7675
41021 | Salto | GATEWAYB3CUS | Wireless BLUEnet gateway, POE with 110/220VAC -12VDC power adapter, Black | 1 |  | 1 Year | 538.55 | 0.15 | 457.7675
41022 | Salto | RFNODE | Wireless node for use with wireless gateway (ver 2 or BLUEnet) | 1 |  | 1 Year | 103 | 0.15 | 87.55
41023 | Salto | RFNODE3 | Wireless BLUEnet node for use with wireless gateway | 1 |  | 1 Year | 103 | 0.15 | 87.55
41024 | Salto | RFMODULEW01 | Wireless antenna for use with upgradable locksets with SALTO RF wireless Ver 1 | 1 |  | 1 Year | 138.7 | 0.15 | 117.895
41025 | Salto | RFMODULEW02 | Wireless antenna for use with upgradable locksets with SALTO RF wireless Ver 2 | 1 |  | 1 Year | 138.7 | 0.15 | 117.895
41026 | Salto | RFDTCTW18W01 | Door detector for use with wide body escutcheons on wooden doors and frames | 1 |  | 1 Year | 36.7 | 0.15 | 31.195
41027 | Salto | RFDTCTS18W01 | Door detector for use with wide body escutcheons on steel doors and frames | 1 |  | 1 Year | 36.7 | 0.15 | 31.195
41028 | Salto | RFTESTERW01 | Wireless test kit to measure RF signal between 2 devices, composed of TESTER and DUT device | 1 |  | 1 Year | 420.25 | 0.15 | 357.2125
41029 | Salto | COPLE090IMVC-USA | Cover Plate Set, Vingcard retrofit compatible for recessed battery pack, front plate 13" H X 3 35/64" W, inside plate 15 1/2" H X 2 35/64" W, satin stainless finish | 1 |  | 1 Year | 86.7 | 0.15 | 73.695
41030 | Salto | COPLE090IMVC330-USA | Cover Plate Set, Vingcard retrofit compatible, both plates 13" H X 3 35/64" W, satin stainless finish | 1 |  | 1 Year | 86.7 | 0.15 | 73.695
41031 | Salto | COPLE095IMSF-USA | Cover Plate Set, Signature by Vingcard retrofit compatible, both plates 15 23/64" H X 3 3/4" W, satin stainless finish | 1 |  | 1 Year | 86.7 | 0.15 | 73.695
41032 | Salto | COPLE085IMCA | Cover Plate Set, cylindrical cartridge compatible, both plates 12 55/64" H X 3 11/32" W, satin stainless finish | 1 |  | 1 Year | 71.4 | 0.15 | 60.69
41033 | Salto | COPLE085IPCA | Cover Plate Set, cylindrical cartridge compatible, both plates 12 55/64" H X 3 11/32" W, polished stainless finish | 1 |  | 1 Year | 71.4 | 0.15 | 60.69
41034 | Salto | COPLE085PPCA | Cover Plate Set, cylindrical cartridge compatible, both plates 12 55/64" H X 3 11/32" W, polished brass finish | 1 |  | 1 Year | 108.1 | 0.15 | 91.885
41035 | Salto | COPLE085PMCA | Cover Plate Set, cylindrical cartridge compatible, both plates 12 55/64" H X 3 11/32" W, satin brass finish | 1 |  | 1 Year | 108.1 | 0.15 | 91.885
41036 | Salto | COPLE085IACA | Cover Plate Set, cylindrical cartridge compatible, both plates 12 55/64" H X 3 11/32" W, antique brass finish | 1 |  | 1 Year | 108.1 | 0.15 | 91.885
41037 | Salto | COPLE085NECA | Cover Plate Set, cylindrical cartridge compatible, both plates 12 55/64" H X 3 11/32" W, black PVD finish | 1 |  | 1 Year | 108.1 | 0.15 | 91.885
41038 | Salto | COPLE095IMCA | Cover Plate Set, cylindrical cartridge compatible, both plates 13 1/4" H X 3 3/4" W, satin stainless finish | 1 |  | 1 Year | 84.65 | 0.15 | 71.9525
41039 | Salto | COPLE095IPCA | Cover Plate Set, cylindrical cartridge compatible, both plates 13 1/4" H X 3 3/4" W, polished stainless finish | 1 |  | 1 Year | 84.65 | 0.15 | 71.9525
41040 | Salto | COPLE095PPCA | Cover Plate Set, cylindrical cartridge compatible, both plates 13 1/4" H X 3 3/4" W, polished brass finish | 1 |  | 1 Year | 119.35 | 0.15 | 101.4475
41041 | Salto | COPLE095PMCA | Cover Plate Set, cylindrical cartridge compatible, both plates 13 1/4" H X 3 3/4" W, satin brass finish | 1 |  | 1 Year | 119.35 | 0.15 | 101.4475
41042 | Salto | COPLE095IACA | Cover Plate Set, cylindrical cartridge compatible, both plates 13 1/4" H X 3 3/4" W, antique brass finish | 1 |  | 1 Year | 119.35 | 0.15 | 101.4475
41043 | Salto | COPLE095NECA | Cover Plate Set, cylindrical cartridge compatible, both plates 13 1/4" H X 3 3/4" W, black PVD finish | 1 |  | 1 Year | 119.35 | 0.15 | 101.4475
41044 | Salto | COPLE110IMCA | Cover Plate Set, cylindrical cartridge compatible, both plates 13 53/64" H X 4 21/64" W, satin stainless finish | 1 |  | 1 Year | 90.8 | 0.15 | 77.18
41045 | Salto | COPLE110IPCA | Cover Plate Set, cylindrical cartridge compatible, both plates 13 53/64" H X 4 21/64" W, polished stainless finish | 1 |  | 1 Year | 90.8 | 0.15 | 77.18
41046 | Salto | COPLE110PPCA | Cover Plate Set, cylindrical cartridge compatible, both plates 13 53/64" H X 4 21/64" W, polished brass finish | 1 |  | 1 Year | 144.85 | 0.15 | 123.1225
41047 | Salto | COPLE110PMCA | Cover Plate Set, cylindrical cartridge compatible, both plates 13 53/64" H X 4 21/64" W, satin brass finish | 1 |  | 1 Year | 144.85 | 0.15 | 123.1225
41048 | Salto | COPLE110IACA | Cover Plate Set, cylindrical cartridge compatible, both plates 13 53/64" H X 4 21/64" W, antique brass finish | 1 |  | 1 Year | 144.85 | 0.15 | 123.1225
41049 | Salto | COPLE110NECA | Cover Plate Set, cylindrical cartridge compatible, both plates 13 53/64" H X 4 21/64" W, black PVD finish | 1 |  | 1 Year | 144.85 | 0.15 | 123.1225
41050 | Salto | CE1T1AL30IM- | Strike Plate, squared with curved lip, for use with ANSI mortise locks with or without deadbolt, standard 32mm lip length, satin stainless finish | 1 |  | 1 Year | 21.4 | 0.15 | 18.19
41051 | Salto | CE1T1AL30EL- | Strike Plate, squared with curved lip, for use with ANSI mortise locks with or without deadbolt, standard 32mm lip length, gold enamel finish | 1 |  | 1 Year | 21.4 | 0.15 | 18.19
41052 | Salto | CE1T1AL30PM- | Strike Plate, squared with curved lip, for use with ANSI mortise locks with or without deadbolt, standard 32mm lip length, satin brasss finish | 1 |  | 1 Year | 21.4 | 0.15 | 18.19
41053 | Salto | CE1T1AL80IM- | Strike Plate, squared with curved lip, for use with ANSI mortise locks with or without deadbolt, extended 38mm lip length, satin stainless finish | 1 |  | 1 Year | 21.4 | 0.15 | 18.19
41054 | Salto | CE1T1AL80EL- | Strike Plate, squared with curved lip, for use with ANSI mortise locks with or without deadbolt, extended 38mm lip length, gold enamel finish | 1 |  | 1 Year | 21.4 | 0.15 | 18.19
41055 | Salto | CE1T1AL80PM- | Strike Plate, squared with curved lip, for use with ANSI mortise locks with or without deadbolt, extended 38mm lip length, satin brass finish | 1 |  | 1 Year | 21.4 | 0.15 | 18.19
41056 | Salto | CE1T1AL40IM- | Strike Plate, squared with curved lip, for use with ANSI mortise locks with or without deadbolt, extended 44.5mm lip length, satin stainless finish | 1 |  | 1 Year | 21.4 | 0.15 | 18.19
41057 | Salto | CE1T1AL40EL- | Strike Plate, squared with curved lip, for use with ANSI mortise locks with or without deadbolt, extended 44.5mm lip length, gold enamel finish | 1 |  | 1 Year | 21.4 | 0.15 | 18.19
41058 | Salto | CE1T1AL40PM- | Strike Plate, squared with curved lip, for use with ANSI mortise locks with or without deadbolt, extended 44.5mm lip length, satin brass finish | 1 |  | 1 Year | 21.4 | 0.15 | 18.19
41059 | Salto | CE1T1AL50IM- | Strike Plate, squared with curved lip, for use with ANSI mortise locks with or without deadbolt, extended 51mm lip length, satin stainless finish | 1 |  | 1 Year | 21.4 | 0.15 | 18.19
41060 | Salto | CE1T1AL50EL- | Strike Plate, squared with curved lip, for use with ANSI mortise locks with or without deadbolt, extended 51mm lip length, gold enamel finish | 1 |  | 1 Year | 21.4 | 0.15 | 18.19
41061 | Salto | CE1T1AL50PM- | Strike Plate, squared with curved lip, for use with ANSI mortise locks with or without deadbolt, extended 51mm lip length, satin brass finish | 1 |  | 1 Year | 21.4 | 0.15 | 18.19
41062 | Salto | CE1T1AS30IM- | Strike Plate, squared with straight lip, for use with ANSI mortise locks with or without deadbolt, standard 32mm lip length, satin stainless finish | 1 |  | 1 Year | 21.4 | 0.15 | 18.19
41063 | Salto | CE1T1AS30EL- | Strike Plate, squared with straight lip, for use with ANSI mortise locks with or without deadbolt, standard 32mm lip length, gold enamel finish | 1 |  | 1 Year | 21.4 | 0.15 | 18.19
41064 | Salto | CE1T1AS30PM- | Strike Plate, squared with straight lip, for use with ANSI mortise locks with or without deadbolt, standard 32mm lip length, satin brass finish | 1 |  | 1 Year | 21.4 | 0.15 | 18.19
41065 | Salto | CE1T1AS80IM- | Strike Plate, squared with straight lip, for use with ANSI mortise locks with or without deadbolt, extended 38mm lip length, satin stainless finish | 1 |  | 1 Year | 21.4 | 0.15 | 18.19
41066 | Salto | CE1T1AS80EL- | Strike Plate, squared with straight lip, for use with ANSI mortise locks with or without deadbolt, extended 38mm lip length, gold enamel finish | 1 |  | 1 Year | 21.4 | 0.15 | 18.19
41067 | Salto | CE1T1AS80PM- | Strike Plate, squared with straight lip, for use with ANSI mortise locks with or without deadbolt, extended 38mm lip length, satin brass finish | 1 |  | 1 Year | 21.4 | 0.15 | 18.19
41068 | Salto | CE1T1AS40IM- | Strike Plate, squared with straight lip, for use with ANSI mortise locks with or without deadbolt, extended 44.5mm lip length, satin stainless finish | 1 |  | 1 Year | 21.4 | 0.15 | 18.19
41069 | Salto | CE1T1AS40EL- | Strike Plate, squared with straight lip, for use with ANSI mortise locks with or without deadbolt, extended 44.5mm lip length, gold enamel finish | 1 |  | 1 Year | 21.4 | 0.15 | 18.19
41070 | Salto | CE1T1AS40PM- | Strike Plate, squared with straight lip, for use with ANSI mortise locks with or without deadbolt, extended 44.5mm lip length, satin brass finish | 1 |  | 1 Year | 21.4 | 0.15 | 18.19
41071 | Salto | CE1T1AS50IM- | Strike Plate, squared with straight lip, for use with ANSI mortise locks with or without deadbolt, extended 51mm lip length, satin stainless finish | 1 |  | 1 Year | 21.4 | 0.15 | 18.19
41072 | Salto | CE1T1AS50EL- | Strike Plate, squared with straight lip, for use with ANSI mortise locks with or without deadbolt, extended 51mm lip length, gold enamel finish | 1 |  | 1 Year | 21.4 | 0.15 | 18.19
41073 | Salto | CE1T1AS50PM- | Strike Plate, squared with straight lip, for use with ANSI mortise locks with or without deadbolt, extended 51mm lip length, satin brass finish | 1 |  | 1 Year | 21.4 | 0.15 | 18.19
41074 | Salto | CE1T1AL30IM8 | Strike Plate, squared with curved lip, for use with ANSI mortise locks with or without deadbolt, special 8" length with standard 32mm lip length, satin stainless finish | 1 |  | 1 Year | 21.4 | 0.15 | 18.19
41075 | Salto | LA1T0570A71IM8R | Mortise Lock, ANSI A156.13 Grade 1 with deadlatch, UL 10C compliant, 3 hr fire rated, 27mm front plate provided with CET1AL30IM- strike plate and dustbox, right handed (reversable), satin stainless finish | 1 |  | 1 Year | 119.35 | 0.15 | 101.4475
41076 | Salto | LA1T0570A71IM8L | Mortise Lock, ANSI A156.13 Grade 1 with deadlatch, UL 10C compliant, 3 hr fire rated, 27mm front plate provided with CET1AL30IM- strike plate and dustbox, left handed (reversable), satin stainless finish | 1 |  | 1 Year | 119.35 | 0.15 | 101.4475
41077 | Salto | LA1T0570A21IM8R | Mortise Lock, ANSI A156.13 Grade 1 with deadlatch, UL 10C compliant, 3 hr fire rated, 32mm front plate provided with CET1AL30IM- strike plate and dustbox, right Handed (reversable), satin stainless finish | 1 |  | 1 Year | 119.35 | 0.15 | 101.4475
41078 | Salto | LA1T0570A21IM8L | Mortise Lock, ANSI A156.13 Grade 1 with deadlatch, UL 10C compliant, 3 hr fire rated, 32mm front plate provided with CET1AL30IM- strike plate and dustbox, left Handed (reversable), satin stainless finish | 1 |  | 1 Year | 119.35 | 0.15 | 101.4475
41079 | Salto | LA1T0570A71LP8R | Mortise Lock, ANSI A156.13 Grade 1 with deadlatch, UL 10C compliant, 3 hr fire rated, 27mm front plate provided with CET1AL30IM- strike plate and dustbox, right handed (reversable), polished brass finish | 1 |  | 1 Year | 119.35 | 0.15 | 101.4475
41080 | Salto | LA1T0570A71LP8L | Mortise Lock, ANSI A156.13 Grade 1 with deadlatch, UL 10C compliant, 3 hr fire rated, 27mm front plate provided with CET1AL30IM- strike plate and dustbox, left handed (reversable), polished brass finish | 1 |  | 1 Year | 119.35 | 0.15 | 101.4475
41081 | Salto | LA1T0570A21LP8R | Mortise Lock, ANSI A156.13 Grade 1 with deadlatch, UL 10C compliant, 3 hr fire rated, 32mm front plate provided with CET1AL30IM- strike plate and dustbox, right Handed (reversable), polished brass finish | 1 |  | 1 Year | 119.35 | 0.15 | 101.4475
41082 | Salto | LA1T0570A21LP8L | Mortise Lock, ANSI A156.13 Grade 1 with deadlatch, UL 10C compliant, 3 hr fire rated, 32mm front plate provided with CET1AL30IM- strike plate and dustbox, left Handed (reversable), polished brass finish | 1 |  | 1 Year | 119.35 | 0.15 | 101.4475
41083 | Salto | LA1T0570A71PM8R | Mortise Lock, ANSI A156.13 Grade 1 with deadlatch, UL 10C compliant, 3 hr fire rated, 27mm front plate provided with CET1AL30IM- strike plate and dustbox, right handed (reversable), satin brass finish | 1 |  | 1 Year | 119.35 | 0.15 | 101.4475
41084 | Salto | LA1T0570A71PM8L | Mortise Lock, ANSI A156.13 Grade 1 with deadlatch, UL 10C compliant, 3 hr fire rated, 27mm front plate provided with CET1AL30IM- strike plate and dustbox, left handed (reversable), satin brass finish | 1 |  | 1 Year | 119.35 | 0.15 | 101.4475
41085 | Salto | LA1T0570A21PM8R | Mortise Lock, ANSI A156.13 Grade 1 with deadlatch, UL 10C compliant, 3 hr fire rated, 32mm front plate provided with CET1AL30IM- strike plate and dustbox, right Handed (reversable), satin brass finish | 1 |  | 1 Year | 119.35 | 0.15 | 101.4475
41086 | Salto | LA1T0570A21PM8L | Mortise Lock, ANSI A156.13 Grade 1 with deadlatch, UL 10C compliant, 3 hr fire rated, 32mm front plate provided with CET1AL30IM- strike plate and dustbox, left Handed (reversable), satin brass finish | 1 |  | 1 Year | 119.35 | 0.15 | 101.4475
41087 | Salto | LA1T1570A71IM8R | Mortise Lock, ANSI A156.13 Grade 1 with deadlatch and deadbolt (62mm offset), UL 10C compliant, 3 hr fire rated, 27mm front plate provided with CET1AL30IM- strike plate and dustbox, right handed (reversable), satin stainless finish | 1 |  | 1 Year | 119.35 | 0.15 | 101.4475
41088 | Salto | LA1T1570A71IM8L | Mortise Lock, ANSI A156.13 Grade 1 with deadlatch and deadbolt (62mm offset), UL 10C compliant, 3 hr fire rated, 27mm front plate provided with CET1AL30IM- strike plate and dustbox, left handed (reversable), satin stainless finish | 1 |  | 1 Year | 119.35 | 0.15 | 101.4475
41089 | Salto | LA1T1570A21IM8R | Mortise Lock, ANSI A156.13 Grade 1 with deadlatch and deadbolt (62mm offset), UL 10C compliant, 3 hr fire rated, 32mm front plate provided with CET1AL30IM- strike plate and dustbox, right Handed (reversable), satin stainless finish | 1 |  | 1 Year | 119.35 | 0.15 | 101.4475
41090 | Salto | LA1T1570A21IM8L | Mortise Lock, ANSI A156.13 Grade 1 with deadlatch and deadbolt (62mm offset), UL 10C compliant, 3 hr fire rated, 32mm front plate provided with CET1AL30IM- strike plate and dustbox, left Handed (reversable), satin stainless finish | 1 |  | 1 Year | 119.35 | 0.15 | 101.4475
41091 | Salto | LA1T1570A71LP8R | Mortise Lock, ANSI A156.13 Grade 1 with deadlatch and deadbolt (62mm offset), UL 10C compliant, 3 hr fire rated, 27mm front plate provided with CET1AL30IM- strike plate and dustbox, right handed (reversable), polished brass finish | 1 |  | 1 Year | 119.35 | 0.15 | 101.4475
41092 | Salto | LA1T1570A71LP8L | Mortise Lock, ANSI A156.13 Grade 1 with deadlatch and deadbolt (62mm offset), UL 10C compliant, 3 hr fire rated, 27mm front plate provided with CET1AL30IM- strike plate and dustbox, left handed (reversable), polished brass finish | 1 |  | 1 Year | 119.35 | 0.15 | 101.4475
41093 | Salto | LA1T1570A21LP8R | Mortise Lock, ANSI A156.13 Grade 1 with deadlatch and deadbolt (62mm offset), UL 10C compliant, 3 hr fire rated, 32mm front plate provided with CET1AL30IM- strike plate and dustbox, right Handed (reversable), polished brass finish | 1 |  | 1 Year | 119.35 | 0.15 | 101.4475
41094 | Salto | LA1T1570A21LP8L | Mortise Lock, ANSI A156.13 Grade 1 with deadlatch and deadbolt (62mm offset), UL 10C compliant, 3 hr fire rated, 32mm front plate provided with CET1AL30IM- strike plate and dustbox, left Handed (reversable), polished brass finish | 1 |  | 1 Year | 119.35 | 0.15 | 101.4475
41095 | Salto | LA1T1570A71PM8R | Mortise Lock, ANSI A156.13 Grade 1 with deadlatch and deadbolt (62mm offset), UL 10C compliant, 3 hr fire rated, 27mm front plate provided with CET1AL30IM- strike plate and dustbox, right handed (reversable), satin brass finish | 1 |  | 1 Year | 119.35 | 0.15 | 101.4475
41096 | Salto | LA1T1570A71PM8L | Mortise Lock, ANSI A156.13 Grade 1 with deadlatch and deadbolt (62mm offset), UL 10C compliant, 3 hr fire rated, 27mm front plate provided with CET1AL30IM- strike plate and dustbox, left handed (reversable), satin brass finish | 1 |  | 1 Year | 119.35 | 0.15 | 101.4475
41097 | Salto | LA1T1570A21PM8R | Mortise Lock, ANSI A156.13 Grade 1 with deadlatch and deadbolt (62mm offset), UL 10C compliant, 3 hr fire rated, 32mm front plate provided with CET1AL30IM- strike plate and dustbox, right Handed (reversable), satin brass finish | 1 |  | 1 Year | 119.35 | 0.15 | 101.4475
41098 | Salto | LA1T1570A21PM8L | Mortise Lock, ANSI A156.13 Grade 1 with deadlatch and deadbolt (62mm offset), UL 10C compliant, 3 hr fire rated, 32mm front plate provided with CET1AL30IM- strike plate and dustbox, left Handed (reversable), satin brass finish | 1 |  | 1 Year | 119.35 | 0.15 | 101.4475
41099 | Salto | LC1KC60IM | Cylindrical Lock, ANSI A156.2 Grade 1 with deadlatch, 2 3/8" backset, 1 1/8" X 2 1/4" face plate, cartridge requires 58 deg lever turn, provided with CELTKAIM strike plate (ASA) and dustbox, satin stainless finish | 1 |  | 1 Year | 90.8 | 0.15 | 77.18
41100 | Salto | LC1KC70IM | Cylindrical Lock, ANSI A156.2 Grade 1 with deadlatch, 2 3/4" backset, 1 1/8" X 2 1/4" face plate, cartridge requires 58 deg lever turn, provided with CELTKAIM strike plate (ASA) and dustbox, satin stainless finish | 1 |  | 1 Year | 90.8 | 0.15 | 77.18
41101 | Salto | LC1KC95IM | Cylindrical Lock, ANSI A156.2 Grade 1 with deadlatch, 3 3/4" backset, 1 1/8" X 2 1/4" face plate, cartridge requires 58 deg lever turn, provided with CELTKAIM strike plate (ASA) and dustbox, satin stainless finish | 1 |  | 1 Year | 90.8 | 0.15 | 77.18
41102 | Salto | LC1KC27IM | Cylindrical Lock, ANSI A156.2 Grade 1 with deadlatch, 5" backset, 1 1/8" X 2 1/4" face plate, cartridge requires 58 deg lever turn, provided with CELTKAIM strike plate (ASA) and dustbox, satin stainless finish | 1 |  | 1 Year | 90.8 | 0.15 | 77.18
41103 | Salto | LT2KC60IM | Tubular Lock, ANSI A156.2 Grade 2 with deadlatch, 2 3/8" backset, 1 1/8" X 2 1/4" face plate, cartridge requires 40 deg lever turn, provided with CELTKTIM strike plate (T type) and dustbox, satin stainless finish | 1 |  | 1 Year | 90.8 | 0.15 | 77.18
41104 | Salto | LT2KC70IM | Tubular Lock, ANSI A156.2 Grade 2 with deadlatch, 2 3/4" backset, 1 1/8" X 2 1/4" face plate, cartridge requires 40 deg lever turn, provided with CELTKTIM strike plate (T type) and dustbox, satin stainless finish | 1 |  | 1 Year | 90.8 | 0.15 | 77.18
41105 | Salto | LC2KC60IM | Cylindrical Lock, ANSI A156.2 Grade 2 with deadlatch, 2 3/8" backset, 1 1/8" X 2 1/4" face plate, cartridge requires 56 deg lever turn, provided with CELTKTIM strike plate (T type) and dustbox, satin stainless finish | 1 |  | 1 Year | 90.8 | 0.15 | 77.18
41106 | Salto | CELTKAIM | Strike Plate, squared with curved lip, for use with ASA type prep for cylindrical latches, satin stainless finish | 1 |  | 1 Year | 20.4 | 0.15 | 17.34
41107 | Salto | CELTKTIM | Strike Plate, squared with curved lip, for use with T type prep for cylindrical latches, satin stainless finish | 1 |  | 1 Year | 20.4 | 0.15 | 17.34
41108 | Salto | CELTKLIM | Strike Plate with curved lip, for use with LIP type prep for cylindrical latches, satin stainless finish | 1 |  | 1 Year | 20.4 | 0.15 | 17.34
41109 | Salto | 01848 | Alignment Kit, cylindrical latch, for use with Ax6xx Salto Escutcheons and LCxK cartridge latch assemblies | 1 |  | 1 Year | 11.2 | 0.15 | 9.52
41110 | Salto | WRM9000 | Wall Reader, DESfire/Mifare for use with CU5000 series controls, Euro 50mm square, grey with black trim, mounting plate excluded, indoor/outdoor use | 1 |  | 1 Year | 390.65 | 0.15 | 332.0525
41111 | Salto | WRM9001 | Wall Reader with PPD connection port, DESfire/Mifare for use with CU5000 series controls, Euro 50mm square, grey with black trim, mounting plate excluded, indoor/outdoor use | 1 |  | 1 Year | 390.65 | 0.15 | 332.0525
41112 | Salto | WRM9000E | Wall Reader with special overhanging cap, DESfire/Mifare for use with CU5000 series controls, includes fixing covers and mounting plate for outdoor use | 1 |  | 1 Year | 630.35 | 0.15 | 535.7975
41113 | Salto | WRM9001E | Wall Reader with PPD connection port and special overhanging cap, DESfire/Mifare for use with CU5000 series controls, includes fixing covers and mounting plate for outdoor use | 1 |  | 1 Year | 630.35 | 0.15 | 535.7975
41114 | Salto | WRM9000EK | Wall Reader/Keypad with special overhanging cap, DESfire/Mifare for use with CU5000 series controls, includes fixing covers and mounting plate for outdoor use | 1 |  | 1 Year | 1020 | 0.15 | 867
41115 | Salto | WRM9001EK | Wall Reader/Keypad with PPD connection port and special overhanging cap, DESfire/Mifare for use with CU5000 series controls, includes fixing covers and mounting plate for outdoor use | 1 |  | 1 Year | 1020 | 0.15 | 867
41116 | Salto | WR9001FS | Wall Reader, mullion mount with PPD connection port, DESfire/Mifare for use with CU5000 series controls, indoor/outdoor use | 1 |  | 1 Year | 390.65 | 0.15 | 332.0525
41117 | Salto | WRMH000 | Wall Reader, HID iClass for use with CU5000 series controls, Euro 50mm square, grey with black trim, mounting plate excluded, indoor/outdoor use | 1 |  | 1 Year | 390.65 | 0.15 | 332.0525
41118 | Salto | WRMH001 | Wall Reader with PPD connection port, HID iClass for use with CU5000 series controls, Euro 50mm square, grey with black trim, mounting plate excluded, indoor/outdoor use | 1 |  | 1 Year | 390.65 | 0.15 | 332.0525
41119 | Salto | WRMH000E | Wall Reader with special overhanging cap, HID iClass for use with CU5000 series controls, includes fixing covers and mounting plate for outdoor use | 1 |  | 1 Year | 630.35 | 0.15 | 535.7975
41120 | Salto | WRMH001E | Wall Reader with PPD connection port and special overhanging cap, HID iClass for use with CU5000 series controls, includes fixing covers and mounting plate for outdoor use | 1 |  | 1 Year | 630.35 | 0.15 | 535.7975
41121 | Salto | WRMH000EK | Wall Reader/Keypad with special overhanging cap, HID iClass for use with CU5000 series controls, includes fixing covers and mounting plate for outdoor use | 1 |  | 1 Year | 1020 | 0.15 | 867
41122 | Salto | WRMH001EK | Wall Reader/Keypad with PPD connection port and special overhanging cap, HID iClass for use with CU5000 series controls, includes fixing covers and mounting plate for outdoor use | 1 |  | 1 Year | 1020 | 0.15 | 867
41123 | Salto | WRH001FS | Wall Reader, mullion mount with PPD connection port, HID iClass for use with CU5000 series controls, indoor/outdoor use | 1 |  | 1 Year | 390.65 | 0.15 | 332.0525
41124 | Salto | WRMKP | Keypad for use with wall reader and CU5000 series controls, Euro 50mm square, grey with black trim, mounting plate excluded, indoor/outdoor use | 1 |  | 1 Year | 390.65 | 0.15 | 332.0525
41125 | Salto | WRMBL1 | Mounting Base, low profile solo for use with WRM series readers | 1 |  | 1 Year | 22.45 | 0.15 | 19.0825
41126 | Salto | WRMBL2 | Mounting Base, low profile double horizontal or vertical mount for use with WRM series readers | 1 |  | 1 Year | 22.45 | 0.15 | 19.0825
41127 | Salto | WRMBH1 | Mounting Base, deep surface solo for use with WRM series readers | 1 |  | 1 Year | 22.45 | 0.15 | 19.0825
41128 | Salto | WRMBH2 | Mounting Base, deep surface double horizontal or vertical mount for use with WRM series readers | 1 |  | 1 Year | 22.45 | 0.15 | 19.0825
41129 | Salto | WRMFWAV | Frame, anti-vandal low profile solo, includes necessary WRMBL1 mounting base | 1 |  | 1 Year | 84.65 | 0.15 | 71.9525
41130 | Salto | WRMFHAV | Frame, anti-vandal deep surface solo, includes necessary WRMBH1 mounting base | 1 |  | 1 Year | 90.8 | 0.15 | 77.18
41131 | Salto | WRMFS | Covers, replacement mounting screw set for WRM series readers, black | 1 |  | 1 Year | 5.1 | 0.15 | 4.335
41132 | Salto | WRMPENDN00 | Pedestal, polished stainless steel with mounting holes prepped for two WRM series readers (ADA compliant) | 1 |  | 1 Year | 2039 | 0.15 | 1733.15
41133 | Salto | WRMPE9DN50US | Pedestal, polished stainless steel with two WRM9001 readers (ADA compliant), CU5000 controller, US 12VDC power supply | 1 |  | 1 Year | 3600.6 | 0.15 | 3060.51
41134 | Salto | WRMPE9DN5EUS | Pedestal, polished stainless steel with two WRM9001 readers (ADA compliant), CU50EN controller, US 12VDC power supply | 1 |  | 1 Year | 3839.3 | 0.15 | 3263.405
41135 | Salto | WRMPE9DN5SUS | Pedestal, polished stainless steel with two WRM9001 readers (ADA compliant), CU50ENSVN controller, US 12VDC power supply | 1 |  | 1 Year | 3839.3 | 0.15 | 3263.405
41136 | Salto | WRMPENDK00 | Pedestal, polished stainless steel with mounting holes prepped for two WRM series readers and WRMKP in upper position (ADA compliant) | 1 |  | 1 Year | 2161.4 | 0.15 | 1837.19
41137 | Salto | WRMPE9DK50US | Pedestal, polished stainless steel with two WRM9001 readers and RMKP in upper position (ADA compliant), CU5000 controller, US 12VDC power supply | 1 |  | 1 Year | 2475.55 | 0.15 | 2104.2175
41138 | Salto | WRMPE9DK5EUS | Pedestal, polished stainless steel with two WRM9001 readers and RMKP in upper position (ADA compliant), CU50EN controller, US 12VDC power supply | 1 |  | 1 Year | 3839.3 | 0.15 | 3263.405
41139 | Salto | WRMPE9DK5SUS | Pedestal, polished stainless steel with two WRM9001 readers and RMKP in upper position (ADA compliant), CU50ENSVN controller, US 12VDC power supply | 1 |  | 1 Year | 3839.3 | 0.15 | 3263.405
41140 | Salto | WRDB0AW | Wall Reader, BLE DESfire/Mifare, for ANSI standard mounting and use with CU42xx series controllers, white | 1 |  | 1 Year | 390.65 | 0.15 | 332.0525
41141 | Salto | WRDB0AB | Wall Reader, BLE DESfire/Mifare, for ANSI standard mounting and use with CU42xx series controllers, black | 1 |  | 1 Year | 390.65 | 0.15 | 332.0525
41142 | Salto | WRDB0EW | Wall Reader, BLE DESfire/Mifare, for Euro 50mm square mounting and use with CU42xx series controllers, white | 1 |  | 1 Year | 390.65 | 0.15 | 332.0525
41143 | Salto | WRDB0EB | Wall Reader, BLE DESfire/Mifare, for Euro 50mm square mounting and use with CU42xx series controllers, black | 1 |  | 1 Year | 390.65 | 0.15 | 332.0525
41144 | Salto | WRDB0AWK | Wall Reader, BLE DESfire/Mifare w/ Keypad, for ANSI standard mounting and use with CU42xx series controllers, white | 1 |  | 1 Year | 573.25 | 0.15 | 487.2625
41145 | Salto | WRDB0ABK | Wall Reader, BLE DESfire/Mifare w/ Keypad, for ANSI standard mounting and use with CU42xx series controllers, black | 1 |  | 1 Year | 573.25 | 0.15 | 487.2625
41146 | Salto | WRDB0EWK | Wall Reader, BLE DESfire/Mifare w/ Keypad, for Euro 50mm square mounting and use with CU42xx series controllers, white | 1 |  | 1 Year | 573.25 | 0.15 | 487.2625
41147 | Salto | WRDB0EBK | Wall Reader, BLE DESfire/Mifare w/ Keypad, for Euro 50mm square mounting and use with CU42xx series controllers, black | 1 |  | 1 Year | 573.25 | 0.15 | 487.2625
41148 | Salto | WRMB004B | Wall Reader, BLE DESfire/Mifare for use with CU42xx series controls, Euro 50mm square, black with matching trim (legacy styling), mounting plate excluded, indoor/outdoor use | 1 |  | 1 Year | 390.65 | 0.15 | 332.0525
41149 | Salto | WRMB004W | Wall Reader, BLE DESfire/Mifare for use with CU42xx series controls, Euro 50mm square, white with matching trim (legacy styling), mounting plate excluded, indoor/outdoor use | 1 |  | 1 Year | 390.65 | 0.15 | 332.0525
41150 | Salto | WRMB004S | Wall Reader, BLE DESfire/Mifare for use with CU42xx series controls, Euro 50mm square, silver with matching trim (legacy styling), mounting plate excluded, indoor/outdoor use | 1 |  | 1 Year | 390.65 | 0.15 | 332.0525
41151 | Salto | WRMBL1B | Mounting Base, low profile solo for use with WRM series readers, black | 1 |  | 1 Year | 22.45 | 0.15 | 19.0825
41152 | Salto | WRMBL1W | Mounting Base, low profile solo for use with WRM series readers, white | 1 |  | 1 Year | 22.45 | 0.15 | 19.0825
41153 | Salto | WRMBL1S | Mounting Base, low profile solo for use with WRM series readers, silver | 1 |  | 1 Year | 22.45 | 0.15 | 19.0825
41154 | Salto | WRMBH1B | Mounting Base, deep surface solo for use with WRM series readers, black | 1 |  | 1 Year | 22.45 | 0.15 | 19.0825
41155 | Salto | WRMBH1W | Mounting Base, deep surface solo for use with WRM series readers, white | 1 |  | 1 Year | 22.45 | 0.15 | 19.0825
41156 | Salto | WRMBH1S | Mounting Base, deep surface solo for use with WRM series readers, silver | 1 |  | 1 Year | 22.45 | 0.15 | 19.0825
41157 | Salto | WRMFSB | Covers, replacement mounting screw set for WRM series readers, black | 1 |  | 1 Year | 5.1 | 0.15 | 4.335
41158 | Salto | WRMFSW | Covers, replacement mounting screw set for WRM series readers, white | 1 |  | 1 Year | 5.1 | 0.15 | 4.335
41159 | Salto | WRMFSS | Covers, replacement mounting screw set for WRM series readers, silver | 1 |  | 1 Year | 5.1 | 0.15 | 4.335
41160 | Salto | CU42E0US | Control Unit, less enclosure, XS4 2.0 ethernet, two reader capacity with RS485 bus connection, 12V power supply included | 1 |  | 1 Year | 975 | 0.15 | 828.75
41161 | Salto | CU42E0GUS | Control Unit, XS4 2.0 ethernet, two reader capacity with RS485 bus connection, 12V power supply included, grey housing | 1 |  | 1 Year | 975 | 0.15 | 828.75
41162 | Salto | CU42E0TUS | Control Unit, XS4 2.0 ethernet, two reader capacity with RS485 bus connection, 12V power supply included, translucent housing | 1 |  | 1 Year | 975 | 0.15 | 828.75
41163 | Salto | CU4200US | Control Unit, less enclosure, auxiliary XS4 2.0, two reader capacity with RS485 bus connection, 12V power supply included | 1 |  | 1 Year | 554.9 | 0.15 | 471.665
41164 | Salto | CU4200GUS | Control Unit, auxiliary XS4 2.0, two reader capacity with RS485 bus connection, 12V power supply included, grey housing | 1 |  | 1 Year | 554.9 | 0.15 | 471.665
41165 | Salto | CU4200TUS | Control Unit, auxiliary XS4 2.0, two reader capacity with RS485 bus connection, 12V power supply included, translucent housing | 1 |  | 1 Year | 554.9 | 0.15 | 471.665
41166 | Salto | SPCU4BOXGUS | Housing, surface mount, for use with CU42xx series controllers, grey | 1 |  | 1 Year | 42.85 | 0.15 | 36.4225
41167 | Salto | SPCU4BOXTUS | Housing, surface mount, for use with CU42xx series controllers, translucent | 1 |  | 1 Year | 42.85 | 0.15 | 36.4225
41168 | Salto | SP224861 | Connector, circuit adapter for CU42xx series controller reader connections via RJ45 male plug connectors | 1 |  | 1 Year | 44.9 | 0.15 | 38.165
41169 | Salto | SP224895 | Connector, circuit adapter for WRDBxxx series reader connections via RJ45 male plug connectors | 1 |  | 1 Year | 44.9 | 0.15 | 38.165
41170 | Salto | CU4EB8US | Expansion I/O controller, less enclosure, XS4 2.0 with RS485 bus connection, 12V power supply included | 1 |  | 1 Year | 479.4 | 0.15 | 407.49
41171 | Salto | CU4EB8GUS | Expansion I/O controller, XS4 2.0 with RS485 bus connection, 12V power supply included, grey housing | 1 |  | 1 Year | 479.4 | 0.15 | 407.49
41172 | Salto | CU4EB8TUS | Expansion I/O controller, XS4 2.0 with RS485 bus connection, 12V power supply included, translucent housing | 1 |  | 1 Year | 479.4 | 0.15 | 407.49
41173 | Salto | CU5000US | Control Unit, off-line read/write, single door capacity for use with WRM series readers, 12V power supply included with housing | 1 |  | 1 Year | 721.15 | 0.15 | 612.9775
41174 | Salto | CU50ENUS | Control Unit, online ethernet read/write, single door capacity for use with WRM series readers, 12V power supply included with housing | 1 |  | 1 Year | 900.65 | 0.15 | 765.5525
41175 | Salto | CU50ENSVNUS | Control Unit, online ethernet SVN read/write updating, single door capacity for use with WRM series readers, 12V power supply included with housing | 1 |  | 1 Year | 1109.75 | 0.15 | 943.2875
41176 | Salto | CU50ENSVNCB | Control Unit, less enclosure, online ethernet SVN read/write updating, single door capacity for use with WRM series readers, 12V power supply included | 1 |  | 1 Year | 1023.05 | 0.15 | 869.5925
41177 | Salto | EB5008 | Extension Board, 8 relay for use with CU5000 series controls w/ housing | 1 |  | 1 Year | 479.4 | 0.15 | 407.49
41178 | Salto | WRADAP | Adapter Board, provides multi-format data output for use with WRM series readers, 12V power supply included | 1 |  | 1 Year | 240.7 | 0.15 | 204.595
41179 | Salto | CUADAP | Adapter Board, provides multi-format data output for use with CU5000 series controls | 1 |  | 1 Year | 178.5 | 0.15 | 151.725
41180 | Salto | CU5EN-PCB | Upgrade/Replacement Board, online ethernet read/write for use with CU5000 series controls | 1 |  | 1 Year | 300.9 | 0.15 | 255.765
41181 | Salto | CU5SVN-PCB | Upgrade/Replacement Board, online SVN ethernet read/write updating for use with CU5000 series controls | 1 |  | 1 Year | 479.4 | 0.15 | 407.49
41182 | Salto | WRLUD24BUS | Long Distance Reader, UHF, 4 Pin RS485 output (connector included), requires 24 VDC power | 1 |  | 1 Year | 1929.85 | 0.15 | 1640.3725
41183 | Salto | WRLUD-SIC1 | SIC Module, for use with WRLUD24BUS, converts RS485 output to wiegand for connection to CU42E0 | 1 |  | 1 Year | 221.35 | 0.15 | 188.1475
41184 | Salto | WRLUD-C10 | Connection Cable, 10M (33 ft) for use between WRLUD24BUS and WRLUD-SIC1 | 1 |  | 1 Year | 103 | 0.15 | 87.55
41185 | Salto | WRLUD-4PC | Connector, replacement/spare for WRLUD reader, 4 pieces | 1 |  | 1 Year | 69.35 | 0.15 | 58.9475
41186 | Salto | WRLUD-MB1 | Mount, Reader, for use with WRLUD Long Distance Reader, fixing screws not included | 1 |  | 1 Year | 295.8 | 0.15 | 251.43
41187 | Salto | WRLUD-MBK1 | Screw Kit, for use with WRLUD-MB1 Long Distance Reader mount | 1 |  | 1 Year | 7.15 | 0.15 | 6.0775
41188 | Salto | WRLUD-SNG3 | Maintenance Tool, USB to RS485 for setup and connection of WRLUD Long Distance Reader, requires use of WRLUD-PS24 | 1 |  | 1 Year | 334.55 | 0.15 | 284.3675
41189 | Salto | WRLUD-PS24 | Power Supply, 24V for use with WRLUD Long Distance Reader | 1 |  | 1 Year | 238.7 | 0.15 | 202.895
41190 | Salto | WRLUD-POC08 | Test Tool, single LED UHF field detector for use with WRLUD Long Distance Reader | 1 |  | 1 Year | 212.5 | 0.15 | 180.625
41191 | Salto | WRLUD-4TT08 | Test Card Tool Set, includes 4 transponders (Test-Mode On, 100%, 66%, 33%) for use with WRLUD Long Distance Reader | 1 |  | 1 Year | 215.2 | 0.15 | 182.92
41192 | Salto | L9050A20 | Locker Lock, XS4 DESFire/Mifare battery operated with BioCote Techology for surface sandwich mount on 10-20mm thick door, anthracite | 1 |  | 1 Year | 300.9 | 0.15 | 255.765
41193 | Salto | L9050A30 | Locker Lock, XS4 DESFire/Mifare battery operated with BioCote Techology for surface sandwich mount on 20-30mm thick door, anthracite | 1 |  | 1 Year | 300.9 | 0.15 | 255.765
41194 | Salto | L9050A40 | Locker Lock, XS4 DESFire/Mifare battery operated with BioCote Techology for surface sandwich mount on 30-40mm thick door, anthracite | 1 |  | 1 Year | 300.9 | 0.15 | 255.765
41195 | Salto | L9050A50 | Locker Lock, XS4 DESFire/Mifare battery operated with BioCote Techology for surface sandwich mount on 40-50mm thick door, anthracite | 1 |  | 1 Year | 300.9 | 0.15 | 255.765
41196 | Salto | L9050M20 | Locker Lock, XS4 DESFire/Mifare battery operated with BioCote Techology for surface sandwich mount on 10-20mm thick door, white reader, anthracite interior casing | 1 |  | 1 Year | 300.9 | 0.15 | 255.765
41197 | Salto | L9050M30 | Locker Lock, XS4 DESFire/Mifare battery operated with BioCote Techology for surface sandwich mount on 20-30mm thick door, white reader, anthracite interior casing | 1 |  | 1 Year | 300.9 | 0.15 | 255.765
41198 | Salto | L9050M40 | Locker Lock, XS4 DESFire/Mifare battery operated with BioCote Techology for surface sandwich mount on 30-40mm thick door, white reader, anthracite interior casing | 1 |  | 1 Year | 300.9 | 0.15 | 255.765
41199 | Salto | L9050M50 | Locker Lock, XS4 DESFire/Mifare battery operated with BioCote Techology for surface sandwich mount on 40-50mm thick door, white reader, anthracite interior casing | 1 |  | 1 Year | 300.9 | 0.15 | 255.765
41200 | Salto | LH050A20 | Locker Lock, XS4 HID iClass battery operated with BioCote Techology for surface sandwich mount on 10-20mm thick door, anthracite | 1 |  | 1 Year | 300.9 | 0.15 | 255.765
41201 | Salto | LH050A30 | Locker Lock, XS4 HID iClass battery operated with BioCote Techology for surface sandwich mount on 20-30mm thick door, anthracite | 1 |  | 1 Year | 300.9 | 0.15 | 255.765
41202 | Salto | LH050A40 | Locker Lock, XS4 HID iClass battery operated with BioCote Techology for surface sandwich mount on 30-40mm thick door, anthracite | 1 |  | 1 Year | 300.9 | 0.15 | 255.765
41203 | Salto | LH050A50 | Locker Lock, XS4 HID iClass battery operated with BioCote Techology for surface sandwich mount on 40-50mm thick door, anthracite | 1 |  | 1 Year | 300.9 | 0.15 | 255.765
41204 | Salto | LH050M20 | Locker Lock, XS4 HID iClass battery operated with BioCote Techology for surface sandwich mount on 10-20mm thick door, white reader, anthracite interior casing | 1 |  | 1 Year | 300.9 | 0.15 | 255.765
41205 | Salto | LH050M30 | Locker Lock, XS4 HID iClass battery operated with BioCote Techology for surface sandwich mount on 20-30mm thick door, white reader, anthracite interior casing | 1 |  | 1 Year | 300.9 | 0.15 | 255.765
41206 | Salto | LH050M40 | Locker Lock, XS4 HID iClass battery operated with BioCote Techology for surface sandwich mount on 30-40mm thick door, white reader, anthracite interior casing | 1 |  | 1 Year | 300.9 | 0.15 | 255.765
41207 | Salto | LH050M50 | Locker Lock, XS4 HID iClass battery operated with BioCote Techology for surface sandwich mount on 40-50mm thick door, white reader, anthracite interior casing | 1 |  | 1 Year | 300.9 | 0.15 | 255.765
41208 | Salto | SP220640 | Plate, spacer for use with Lxx50xxx XS4 series locker locks on doors less than 3/8" thick | 1 |  | 1 Year | 7.15 | 0.15 | 6.0775
41209 | Salto | LDIST01-10 | Plate, spacer 1 mm thickness for use with Lx090A iLocker series locker locks, 10 pieces | 1 |  | 1 Year | 56.1 | 0.15 | 47.685
41210 | Salto | LDIST02-10 | Plate, spacer 2 mm thickness for use with Lx090A iLocker series locker locks, 10 pieces | 1 |  | 1 Year | 66.3 | 0.15 | 56.355
41211 | Salto | ESD92UIC | Energy Saving Device, two relay outputs w/ adjustable time delay via software, indicator light, RS485 connection option, 110/220V operation, Iron Blue finish | 1 |  | 1 Year | 300.9 | 0.15 | 255.765
41212 | Salto | ESD92UCC | Energy Saving Device, two relay outputs w/ adjustable time delay via software, indicator light, RS485 connection option, 110/220V operation, Champagne Gold finish | 1 |  | 1 Year | 300.9 | 0.15 | 255.765
41213 | Salto | PPD800 | Portable Programming Device (PPD), programming and maintenance tool for use with Salto Locks, includes USB, NFC and harness connector, requires 3 AAA batteries, included | 1 |  | 1 Year | 630.35 | 0.15 | 535.7975
41214 | Salto | EC90USB | Encoder, DESFire/Mifare technology, USB connector to host PC for communications and power | 1 |  | 1 Year | 700.75 | 0.15 | 595.6375
41215 | Salto | EC90ENUS | Encoder, DESFire/Mifare technology, ethernet connector to host PC for communications, separate power supply included | 1 |  | 1 Year | 959.8 | 0.15 | 815.83
41216 | Salto | EC90DRUS | Desktop Reader, DESFire/Mifare technology serial connector to host PC for communications to 3rd party devices (typical data includes ROM, Wiegand or Track Data), separate power supply included | 1 |  | 1 Year | 700.75 | 0.15 | 595.6375
41217 | Salto | ECH0USB | Encoder, HID iClass technology, USB connector to host PC for communications and power | 1 |  | 1 Year | 700.75 | 0.15 | 595.6375
41218 | Salto | ECH0ENUS | Encoder, HID iClass technology, ethernet connector to host PC for communications, separate power supply included | 1 |  | 1 Year | 959.8 | 0.15 | 815.83
41219 | Salto | ECH0DRUS | Desktop Reader, HID iClass technology serial connector to host PC for communications to 3rd party devices (typical data includes ROM, Wiegand or Track Data), separate power supply included | 1 |  | 1 Year | 700.75 | 0.15 | 595.6375
41220 | Salto | SPABASIC | ProAccess SPACE Software - Basic License, browser based interface with upto 4M user and 64K door capacity, includes import/export and locker management (0001) | 1 |  | 1 Year | 504.9 | 0.15 | 429.165
41221 | Salto | SPAONLINE | ProAccess SPACE Software - Online License, browser based interface with upto 4M user and 64K door capacity, includes SPABASIC functionality plus; Online Monitoring (0004), Lockdown (0005), Anti-passback (0006), Event Stream (0007), Automatic Key Assignment (0008), Roll call (0009) and Limited Occupancy (0010) | 1 |  | 1 Year | 942.5 | 0.15 | 801.125
41222 | Salto | SPAIDSYS | ProAccess SPACE Software - ID System License, browser based interface with upto 4M user and 64K door capacity, includes SPAONLINE functionality plus; Badging Module (0012) and Visitor Module (0013) | 1 |  | 1 Year | 1943.1 | 0.15 | 1651.635
41223 | Salto | SPAPART | ProAccess SPACE Software -Partition License, browser based interface with upto 4M user and 64K door capacity, includes SPAIDSYS functionality plus; Partitioning (0011) | 1 |  | 1 Year | 2275.6 | 0.15 | 1934.26
41224 | Salto | SPATRIAL | ProAccess SPACE Software - Trial License, browser based interface with upto 4M user and 64K door capacity, includes all other funcationalities for 90 days from licensing for trial testing purposes | 1 |  | 1 Year | 0 | 0.15 | 0
41225 | Salto | GMI4SPACE | Graphical Mapping Interface Software Edition, for use with 4 service versions | 1 |  | 1 Year | 1182.2 | 0.15 | 1004.87
41226 | Salto | SPACE-OPT-0013 | SPACE Visitor Module Option (0013) | 1 |  | 1 Year | 161.15 | 0.15 | 136.9775
41227 | Salto | SPACE-OPT-0015 | SPACE Matrix Location and Function Option (0015) | 1 |  | 1 Year | 95.9 | 0.15 | 81.515
41228 | Salto | SPACE-OPT-0016-1 | SPACE Mobile Users License (0016-1), included for first 12 months from software registration, billed annually therafter - Requires Annual Subscription Renewal (0028-2) | 1 |  | 1 Year | 2.05 | 0.15 | 1.7425
41229 | Salto | SPACE-OPT-0017 | SPACE Database Synchronization Option (0017) | 1 |  | 1 Year | 0 | 0.15 | 0
41230 | Salto | SPACE-OPT-0018 | SPACE SHIP Interface Option (0018) | 1 |  | 1 Year | 636.5 | 0.15 | 541.025
41231 | Salto | SPACE-OPT-0019 | SPACE Graphical Mapping Option (0019) - Requires additional Interface Software GMI4SPACE sold separately | 1 |  | 1 Year | 161.15 | 0.15 | 136.9775
41232 | Salto | SPACE-OPT-0020 | SPACE SAM Custom Keys Option (0020) enables SAM code utilization and distribution via PPD initialization - Custom SAM codes provided separately | 1 |  | 1 Year | 0 | 0.15 | 0
41233 | Salto | SPACE-OPT-0029 | SPACE SAM User Defined Custom Key Option (0029) - Requires prior factory authorization | 1 |  | 1 Year | 636.5 | 0.15 | 541.025
41234 | Salto | SPACE-OPT-0021 | SPACE Wireless Option (0021) enables use of Salto RF products for real-time operation and reporting | 1 |  | 1 Year | 63.25 | 0.15 | 53.7625
41235 | Salto | SPACE-OPT-0022 | SPACE Hotel Operations Option (0022) | 1 |  | 1 Year | 0 | 0.15 | 0
41236 | Salto | SPACE-OPT-0023 | SPACE BAS Interface (0023), requires use of Hotel Operations Option (0022) for operation | 1 |  | 1 Year | 126.5 | 0.15 | 107.525
41237 | Salto | SPACE-OPT-0028-1 | SPACE Mobile Guest Keys, included for first 12 months from software registration, billed annually therafter per Guest Room per year - Requires Annual Subscription Renewal (0028-2) | 1 |  | 1 Year | 12.25 | 0.15 | 10.4125
41238 | Salto | SPACE-OPT-0028-2 | SPACE Mobile Keys Base Subscription (0028-2), annual renewal | 1 |  | 1 Year | 398.8 | 0.15 | 338.98
41239 | Salto | SPACE-OPT-0032 | SPACE Event/Alarms and Communication Option (0032) | 1 |  | 1 Year | 663 | 0.15 | 563.55
41240 | Salto | SPACE-OPT-0033 | SPACE BLUEnet Wireless Lockset Connection Option (0033), 1 ea per lockset | 1 |  | 1 Year | 80 | 0.15 | 68
41241 | Salto | SPACE-OPT-0035 | SPACE Elevator Feature (0035) - high level elevator interface with Schindler PORT protocol | 1 |  | 1 Year | 663 | 0.15 | 563.55
41242 | Salto | NPACON4S | RW ProAccess Connected for Service, legacy server and client configuration with upto 4M user and 64K door capacity, online features less XS4 2.0 compatibility | 1 |  | 1 Year | 1800.3 | 0.15 | 1530.255
41243 | Salto | NPAC+N4S | RW ProAccess Connected for Service, legacy server and client configuration with upto 4M user and 64K door capacity, online features plus badging less XS4 2.0 compatibility | 1 |  | 1 Year | 2521.45 | 0.15 | 2143.2325
41244 | Salto | NPADEP4S | RW ProAccess Connected for Service, Departmental legacy server and client configuration with upto 4M user and 64K door capacity, online features plus badging less XS4 2.0 compatibility | 1 |  | 1 Year | 3120.2 | 0.15 | 2652.17
41245 | Salto | SAMDEMO9 | Salto Authorization Module (SAM) Demo Software, requires EC9xx series encoder for use with DESFire/Mifare credentials. Demo works with mounted sample locks only. | 1 |  | 1 Year | 134 | 0.15 | 113.9
41246 | Salto | SAMKIT9 | Salto Authorization Module (SAM) Software and Unique Enduser Keys, requires EC9xx series encoder for use with DESFire/Mifare credentials. Requires application subject to approval. | 1 |  | 1 Year | 9981 | 0.15 | 8483.85
41247 | Salto | SAMKITH | Salto Authorization Module (SAM) Software and Unique Enduser Keys, requires ECHxx series encoder for use with HID iClass credentials. Requires application subject to approval. | 1 |  | 1 Year | 9785 | 0.15 | 8317.25
41248 | Salto | PCM01KB-50 | Credential, CR80 card, printable white, Mifare 1KB, pack of 50 | 1 |  | 1 Year | 171 | 0.15 | 145.35
41249 | Salto | PCM04K-50 | Credential, CR80 card, Salto branded, Mifare 4KB, pack of 50 | 1 |  | 1 Year | 220 | 0.15 | 187
41250 | Salto | PCM04KB-50 | Credential, CR80 card, printable white, Mifare 4KB, pack of 50 | 1 |  | 1 Year | 235 | 0.15 | 199.75
41251 | Salto | PCD04KB-50 | Credential, CR80 card, printable white, DESFire 4KB, pack of 50 | 1 |  | 1 Year | 235 | 0.15 | 199.75
41252 | Salto | PCM04KB-PM-50 | Credential, CR80 card, printable white with punch guide marking, Mifare 4KB, pack of 50 | 1 |  | 1 Year | 301 | 0.15 | 255.85
41253 | Salto | PCM04KBH-50 | Credential, CR80 card, dual technology, Mifare 4KB with magstripe, pack of 50 | 1 |  | 1 Year | 301 | 0.15 | 255.85
41254 | Salto | PCM01KC | Credential, CR80 Construction Card for testing and management of NFC DESFire/Mifare lock prior to initialization | 1 |  | 1 Year | 20 | 0.15 | 17
41255 | Salto | PFM04KB-10 | Credential, FOB, blue with white center Salto logo, Mifare 4KB, pack of 10 | 1 |  | 1 Year | 73 | 0.15 | 62.05
41256 | Salto | PFM04KR-10 | Credential, FOB, red with white center Salto logo, Mifare 4KB, pack of 10 | 1 |  | 1 Year | 73 | 0.15 | 62.05
41257 | Salto | PFM04KG-10 | Credential, FOB, green with white center Salto logo, Mifare 4KB, pack of 10 | 1 |  | 1 Year | 73 | 0.15 | 62.05
41258 | Salto | PFM04KY-10 | Credential, FOB, yellow with white center Salto logo, Mifare 4KB, pack of 10 | 1 |  | 1 Year | 73 | 0.15 | 62.05
41259 | Salto | PFM04KN-10 | Credential, FOB, black with white center Salto logo, Mifare 4KB, pack of 10 | 1 |  | 1 Year | 73 | 0.15 | 62.05
41260 | Salto | PSM04K-20 | Credential, smart sticker, 1" round, white PVC, Mifare 4KB, pack of 20 | 1 |  | 1 Year | 137 | 0.15 | 116.45
41261 | Salto | PBM01KN-10 | Credential, bracelet with hasp, black with white center, Mifare 1KB, pack of 10 | 1 |  | 1 Year | 73 | 0.15 | 62.05
41262 | Salto | PBM01KR-10 | Credential, bracelet with hasp, red with white center, Mifare 1KB, pack of 10 | 1 |  | 1 Year | 73 | 0.15 | 62.05
41263 | Salto | PBM01KG-10 | Credential, bracelet with hasp, green with white center, Mifare 1KB, pack of 10 | 1 |  | 1 Year | 73 | 0.15 | 62.05
41264 | Salto | PBM01KB-10 | Credential, bracelet with hasp, blue with white center, Mifare 1KB, pack of 10 | 1 |  | 1 Year | 73 | 0.15 | 62.05
41265 | Salto | PCMPS | Self Programmable Programming Card, includes shadow card | 1 |  | 1 Year | 42 | 0.15 | 35.7
41266 | Salto | PCMOF | Self Programmable Office Programming Card | 1 |  | 1 Year | 34 | 0.15 | 28.9
41267 | Salto | PCM01KUS | Self Programmable User Card Set, includes shadow card | 1 |  | 1 Year | 10 | 0.15 | 8.5
41268 | Salto | PFM01KUS | Self Programmable User FOB Set, includes shadow card | 1 |  | 1 Year | 22 | 0.15 | 18.7
41269 | Salto | WBM01KYS-5 | Credential, silicone bracelet, yellow, Size S, Mifare 1KB, pack of 5 | 1 |  | 1 Year | 82 | 0.15 | 69.7
41270 | Salto | WBM01KYM-5 | Credential, silicone bracelet, yellow, Size M, Mifare 1KB, pack of 5 | 1 |  | 1 Year | 82 | 0.15 | 69.7
41271 | Salto | WBM01KYL-5 | Credential, silicone bracelet, yellow, Size L, Mifare 1KB, pack of 5 | 1 |  | 1 Year | 82 | 0.15 | 69.7
41272 | Salto | WBM01KGS-5 | Credential, silicone bracelet, green, Size S, Mifare 1KB, pack of 5 | 1 |  | 1 Year | 82 | 0.15 | 69.7
41273 | Salto | WBM01KGM-5 | Credential, silicone bracelet, green, Size M, Mifare 1KB, pack of 5 | 1 |  | 1 Year | 82 | 0.15 | 69.7
41274 | Salto | WBM01KGL-5 | Credential, silicone bracelet, green, Size L, Mifare 1KB, pack of 5 | 1 |  | 1 Year | 82 | 0.15 | 69.7
41275 | Salto | WBM01KBS-5 | Credential, silicone bracelet, blue, Size S, Mifare 1KB, pack of 5 | 1 |  | 1 Year | 82 | 0.15 | 69.7
41276 | Salto | WBM01KBM-5 | Credential, silicone bracelet, blue, Size M, Mifare 1KB, pack of 5 | 1 |  | 1 Year | 82 | 0.15 | 69.7
41277 | Salto | WBM01KBL-5 | Credential, silicone bracelet, blue, Size L, Mifare 1KB, pack of 5 | 1 |  | 1 Year | 82 | 0.15 | 69.7
41278 | Salto | WBM01KRS-5 | Credential, silicone bracelet, red, Size S, Mifare 1KB, pack of 5 | 1 |  | 1 Year | 82 | 0.15 | 69.7
41279 | Salto | WBM01KRM-5 | Credential, silicone bracelet, red, Size M, Mifare 1KB, pack of 5 | 1 |  | 1 Year | 82 | 0.15 | 69.7
41280 | Salto | WBM01KRL-5 | Credential, silicone bracelet, red, Size L, Mifare 1KB, pack of 5 | 1 |  | 1 Year | 82 | 0.15 | 69.7
41281 | Salto | WBM01KPS-5 | Credential, silicone bracelet, green, Size S, Mifare 1KB, pack of 5 | 1 |  | 1 Year | 82 | 0.15 | 69.7
41282 | Salto | WBM01KPM-5 | Credential, silicone bracelet, green, Size M, Mifare 1KB, pack of 5 | 1 |  | 1 Year | 82 | 0.15 | 69.7
41283 | Salto | WBM01KPL-5 | Credential, silicone bracelet, green, Size L, Mifare 1KB, pack of 5 | 1 |  | 1 Year | 82 | 0.15 | 69.7
41284 | Salto | WBM01KWS-5 | Credential, silicone bracelet, white, Size S, Mifare 1KB, pack of 5 | 1 |  | 1 Year | 82 | 0.15 | 69.7
41285 | Salto | WBM01KWM-5 | Credential, silicone bracelet, white, Size M, Mifare 1KB, pack of 5 | 1 |  | 1 Year | 82 | 0.15 | 69.7
41286 | Salto | WBM01KWL-5 | Credential, silicone bracelet, white, Size L, Mifare 1KB, pack of 5 | 1 |  | 1 Year | 82 | 0.15 | 69.7
41287 | Salto | WBM01KNS-5 | Credential, silicone bracelet, black, Size S, Mifare 1KB, pack of 5 | 1 |  | 1 Year | 82 | 0.15 | 69.7
41288 | Salto | WBM01KNM-5 | Credential, silicone bracelet, black, Size M, Mifare 1KB, pack of 5 | 1 |  | 1 Year | 82 | 0.15 | 69.7
41289 | Salto | WBM01KNL-5 | Credential, silicone bracelet, black, Size L, Mifare 1KB, pack of 5 | 1 |  | 1 Year | 82 | 0.15 | 69.7

## Region 1 Labor Rates
Region 1 - Nassau and Suffolk Counties
| Contractor Name: | 0
Job Title | Description of Duties | Prevailing Wage Occupation Sub-category | Prevailing Wage Rate | Supplemental Benefit | Percent Markup | Total Hourly Rate | Overtime Hourly Pay Rate | Overtime Total Hourly Rate | After Business Hours Hourly Pay Rate | After Business Hours Total Hourly Rate | Saturday Hourly Pay Rate | Saturday Total Hourly Rate | Sunday and NYS Holiday Hourly Pay Rate | Sunday and NYS Holiday Total Hourly Rate
Electrician/Electrical Installer Onsite Region 1 | Individual employed by the Contractor or a Subcontractor who: 1) Installs, runs, pulls, etc. Low Voltage Wiring, Line Voltage Wiring, cable, fiber optics, etc. for all products/systems which fit the scope of the contract; 2) Installs raceway, conduits, etc. for wire, cable, and fiber optics for all products/systems which fit the scope of the contract; 3) Installs/Mounts products onto poles, pads, etc.; 4) Performs any other Installation work classified by NYS DOL as electrical work which is permitted on This Award; But only for: A. Electronic Article Surveillance System B. Electronic Identification System C. CCTV/Surveillance Camera Systems D. Physical Access Control Systems E. Alarm and Signal Systems F. Permanent Facility Perimeter Fencing Systems ***This Job Title can only be used for work/Services on Systems/Product Lines/Equipment which are included on the Contractor's Contract***. | Electrician: Telephone and Integrated Tele-Data System Electrician- Nassau, Suffolk | 40.43 | 29.6374 | 38% | 96.693 | 60.645 | 129.6111 | 60.645 | 129.6111 | 60.645 | 129.6111 | 80.86 | 162.5292 | 22.36 | 0.18
Electrician Lineman Onsite Region 1 | Individual employed by the Contractor or Subcontractor who: 1) Installs, runs, pulls, etc. Low Voltage Wiring, Line Voltage Wiring, cable, fiber optics, etc. for all Traffic and Transportation CCTV/Surveillance Camera Systems. 2) Installs raceway, conduits, etc. for wire, cable, and fiber optics for Traffic and Transportation CCTV/Surveillance Camera Systems. 3) Installs/Mounts products onto poles, pads, etc. for Traffic and Transportation CCTV/Surveillance Camera Systems. ***This Job Title can only be used for work/Services on Systems/Product Lines/Equipment which are included on the Contractor's Contract***. | Electrician Lineman: Lineman/Splicer - Nassau, Queens, Suffolk | 65.25 | 36.4094 | 38% | 140.2899 | 97.875 | 200.0573 | 97.875 | 200.0573 | 97.875 | 200.0573 | 130.5 | 259.8247 | 15.04 | 0.3275
Electronic Article Surveillance System Electronic Identification System Technician Onsite Region 1 | Individual employed by the Contractor or Subcontractor who Starts-Up, Commissions, Programs, Integrates, and Maintains (both Preventative and Remedial Maintenance) Electronic Article Surveillance Systems, Electronic Identification Systems, and Guard Tour Systems. ***This Job Title can only be used for work/Services on Systems/Product Lines/Equipment which are included on the Contractor's Contract*** | Electrician: Telephone and Integrated Tele-Data System Electrician- Nassau, Suffolk | 40.43 | 29.6374 | 38% | 96.693 | 60.645 | 129.6111 | 60.645 | 129.6111 | 60.645 | 129.6111 | 80.86 | 162.5292 | 22.36 | 0.18
CCTV/Surveillance Camera System Physical Access Control System Alarm and Signal System Technician Onsite Region 1 | Individual employed by the Contractor or Subcontractor who Starts-Up, Commissions, Programs, Integrates, and Maintains (both Preventative and Remedial Maintenance) Facility Affixed CCTV/Surveillance Cameras, Facility Affixed Physical Access Control Systems, and Alarm and Signal Systems. ***This Job Title can only be used for Work/Services on Systems which are included on the Contractor's Contract***. | Electrician: Telephone and Integrated Tele-Data System Electrician- Nassau, Suffolk | 40.43 | 29.6374 | 38% | 96.693 | 60.645 | 129.6111 | 60.645 | 129.6111 | 60.645 | 129.6111 | 80.86 | 162.5292 | 22.36 | 0.18
Permanent Facility Perimeter Fencing System Technician Onsite Region 1 | Individual employed by the Contractor or Subcontractor who Commissions, Programs, Integrates, and Maintains (both Preventative and Remedial Maintenance) Intelligent, Affixed Facility Perimeter Fencing ***This Job Title can only be used for work/Services on Systems/Product Lines/Equipment which are included on the Contractor's Contract***. | Electrician/Wireman Inside/Outside - Nassau, Suffolk | 59.5 | 43.345 | 38% | 141.9261 | 89.25 | 189.9604 | 89.25 | 189.9604 | 89.25 | 189.9604 | 119 | 237.9948 | 33.23 | 0.17
Traffic and Transportation CCTV/Surveillance Camera System Technician Onsite Region 1 | Individual employed by the Contractor or Subcontractor who Starts-Up, Commissions, Programs, Integrates, and Maintains (both Preventative and Remedial Maintenance) Traffic Camera Systems. ***This Job Title can only be used for work/Services on Systems/Product Lines/Equipment which are included on the Contractor's Contract***. | Electrician Lineman: Lineman/Splicer - Nassau, Queens, Suffolk | 65.25 | 36.4094 | 38% | 140.2899 | 97.875 | 200.0573 | 97.875 | 200.0573 | 97.875 | 200.0573 | 130.5 | 259.8247 | 15.04 | 0.3275

## Region 2 Labor Rates
Region 2 - Bronx, Kings, New York, Queens, and Richmond Counties
| Contractor Name: | 0
Job Title | Description of Duties | Prevailing Wage Occupation Sub-category | Prevailing Wage Rate | Supplemental Benefit | Percent Markup | Total Hourly Rate | Overtime Hourly Pay Rate | Overtime Total Hourly Rate | After Business Hours Hourly Pay Rate | After Business Hours Total Hourly Rate | Saturday Hourly Pay Rate | Saturday Total Hourly Rate | Sunday and NYS Holiday Hourly Pay Rate | Sunday and NYS Holiday Total Hourly Rate
Electrician/Electrical Installer Onsite Region 2 | Individual employed by the Contractor who: 1) Installs, runs, pulls, etc. Low Voltage Wiring, Line Voltage Wiring,, cable, fiber optics, etc. for all products/systems which fit the scope of the contract. 2) Installs raceway, conduits, etc. for wire, cable, and fiber optics for all products/systems which fit the scope of the contract. 3) Installs/Mounts products onto poles, pads, etc. 4) Performs any other Installation work classified by NYS DOL as electrical work which is permitted on This Award. ***This Job Title can only be used for work/Services on Systems/Product Lines/Equipment which are included on the Contractor's Contract***. | Electrician: Electrician Audio/Sound and Temporary Light/Power - Bronx, Kings, Queens, New York, Richmond | 61 | 63.84 | 38% | 172.2792 | 91.5 | 219.6822 | 91.5 | 219.6822 | 91.5 | 219.6822 | 91.5 | 219.6822 | 67.69
Electronic Article Surveillance System Electronic Identification System Technician Onsite Region 2 | Individual employed by the Contractor or Subcontractor who Starts-Up, Commissions, Programs, Integrates, and Maintains (both Preventative and Remedial Maintenance) Electronic Article Surveillance Systems, Electronic Identification Systems, and Guard Tour Systems. ***This Job Title can only be used for work/Services on Systems/Product Lines/Equipment which are included on the Contractor's Contract***. | Electrician: Electrician Audio/Sound and Temporary Light/Power - Bronx, Kings, Queens, New York, Richmond | 61 | 63.84 | 38% | 172.2792 | 91.5 | 219.6822 | 91.5 | 219.6822 | 91.5 | 219.6822 | 91.5 | 219.6822 | 67.69
CCTV/Surveillance Camera System Physical Access Control System Alarm and Signal System Technician Integration Onsite Integration Region 2 | Individual employed by the Contractor or Subcontractor who Starts-Up, Commissions, Programs, and Integrates Facility Affixed CCTV/Surveillance Cameras, Facility Affixed Physical Access Control Systems, and Alarm and Signal Systems. ***This Job Title can only be used for work/Services on Systems/Product Lines/Equipment which are included on the Contractor's Contract***. | Electrician: Electrician Audio/Sound and Temporary Light/Power - Bronx, Kings, Queens, New York, Richmond | 61 | 63.84 | 38% | 172.2792 | 91.5 | 219.6822 | 91.5 | 219.6822 | 91.5 | 219.6822 | 91.5 | 219.6822 | 67.69
CCTV/Surveillance Camera System Physical Access Control System Alarm and Signal System Technician Maintenance Onsite Region 2 | Individual employed by the Contractor or Subcontractor who Maintains (both Preventative and Remedial Maintenance) CCTV/Surveillance Cameras, Physical Access Control Systems, and Alarm and Signal Systems. ***This Job Title can only be used for work/Services on Systems/Product Lines/Equipment which are included on the Contractor's Contract***. | Electrician: Service Technician (Service and Maintenance on Alarm and Security Systems) - Bronx, Kings, New York, Queens, Richmond, Westchester | 36.4 | 21.07 | 38% | 79.3086 | 54.6 | 104.4246 | 54.6 | 104.4246 | 54.6 | 104.4246 | 72.8 | 129.5406 | 18.43
Permanent Facility Perimeter Fencing System Technician Onsite Region 2 | Individual employed by the Contractor or Subcontractor who Starts-Up, Commissions, Programs, Integrates, and Maintains (both Preventative and Remedial Maintenance) Permanent Facility Perimeter Fencing Systems. ***This Job Title can only be used for work/Services on Systems/Product Lines/Equipment which are included on the Contractor's Contract***. | Electrician: Electrician Audio/Sound and Temporary Light/Power - Bronx, Kings, Queens, New York, Richmond | 61 | 63.84 | 38% | 172.2792 | 91.5 | 219.6822 | 91.5 | 219.6822 | 91.5 | 219.6822 | 91.5 | 219.6822 | 67.69
Traffic and Transportation CCTV/Surveillance Camera System Technician Onsite Region 2 Entire Counties: New York, Richmond, Kings, Bronx | Individual employed by the Contractor or Subcontractor who Starts-Up, Commissions, Programs, Integrates, and Maintains (both Preventative and Remedial Maintenance) Integrates Traffic Camera Systems. ***This Job Title can only be used for work/Services on Systems/Product Lines/Equipment which are included on the Contractor's Contract***. | Electrician: Electrician Audio/Sound and Temporary Light/Power - Bronx, Kings, Queens, New York, Richmond | 61 | 63.84 | 38% | 172.2792 | 91.5 | 219.6822 | 91.5 | 219.6822 | 91.5 | 219.6822 | 91.5 | 219.6822 | 67.69
Traffic and Transportation CCTV/Surveillance Camera System Technician Onsite Region 2 Entire Counties: Queens | Individual employed by the Contractor or Subcontractor who Starts-Up, Commissions, Programs, Integrates, and Maintains (both Preventative and Remedial Maintenance) Integrates Traffic Camera Systems. ***This Job Title can only be used for work/Services on Systems/Product Lines/Equipment which are included on the Contractor's Contract***. | Electrician Lineman: Lineman/Splicer - Nassau, Queens, Suffolk | 65.25 | 36.4094 | 38% | 140.2899 | 97.875 | 200.0573 | 97.875 | 200.0573 | 97.875 | 200.0573 | 97.875 | 200.0573 | 15.04 | 0.3275

## Region 3 Labor Rates
Region 3 - Dutchess, Putnam, and Westchester Counties
| Contractor Name: | 0
Job Title | Description of Duties | Prevailing Wage Occupation Sub-category | Prevailing Wage Rate | Supplemental Benefit | Percent Markup | Total Hourly Rate | Overtime Hourly Pay Rate | Overtime Total Hourly Rate | After Business Hours Hourly Pay Rate | After Business Hours Total Hourly Rate | Saturday Hourly Pay Rate | Saturday Total Hourly Rate | Sunday and NYS Holiday Hourly Pay Rate | Sunday and NYS Holiday Total Hourly Rate
Electrician/Electrical Installer Onsite Region 3 Entire County: Westchester | Individual employed by the Contractor or a Subcontractor who: 1) installs, runs, pulls, etc. low voltage wiring, line voltage wiring, cable, fiber optics, etc. for all products/systems which fit the scope of the contract except for Traffic Camera Systems. 2) installs raceway, conduits, etc. for wire, cable, and fiber optics for all products/systems which fit the scope of the contract except for Traffic Camera Systems. 3) Installs/Mounts products onto poles, pads, etc. except for Traffic Cameras. 4) Performs any other Installation work classified by NYS DOL as electrical work which is permitted on This Award. ***This Job Title can only be used for work/Services on Systems/Product Lines/Equipment which are included on the Contractor's Contract***. | Electrician: Teledata - Westchester | 55.75 | 56.26 | 38% | 154.5738 | 83.625 | 193.0413 | 83.625 | 193.0413 | 83.625 | 193.0413 | 111.5 | 231.5088
Electrician/Electrical Installer Onsite Region 3 Entire Counties: Putnam Partial Counties: Dutchess: Towns of Fishkill, East Fishkill, and Beacon. | Individual employed by the Contractor or a Subcontractor who: 1) installs, runs, pulls, etc. low voltage wiring, line voltage wiring, cable, fiber optics, etc. for all products/systems which fit the scope of the contract except for Traffic Camera Systems. 2) installs raceway, conduits, etc. for wire, cable, and fiber optics for all products/systems which fit the scope of the contract except for Traffic Camera Systems. 3) Installs/Mounts products onto poles, pads, etc. except for Traffic Cameras. 4) Performs any other Installation work classified by NYS DOL as electrical work which is permitted on This Award. ***This Job Title can only be used for work/Services on Systems/Product Lines/Equipment which are included on the Contractor's Contract***. | Electrician: Electrician Wireman/Technician - Orange, Putnam, Rockland, Dutchess: Towns of Fishkill, East Fishkill, and Beacon. | 58.5 | 30.435 | 38% | 122.7303 | 83.25 | 86.6966 | 83.25 | 157.91 | 83.25 | 157.91 | 108 | 193.0896 | 28.68 | 0.03 | 49.5 | 9
Electrician/Electrical Installer Onsite Region 3 Partial Counties: - Dutchess: All of the county except for the towns of Fishkill, East Fishkill, and Beacon. | Individual employed by the Contractor or a Subcontractor who: 1) installs, runs, pulls, etc. low voltage wiring, line voltage wiring, cable, fiber optics, etc. for all products/systems which fit the scope of the contract except for Traffic Camera Systems. 2) installs raceway, conduits, etc. for wire, cable, and fiber optics for all products/systems which fit the scope of the contract except for Traffic Camera Systems. 3) Installs/Mounts products onto poles, pads, etc. except for Traffic Cameras. 4) Performs any other Installation work classified by NYS DOL as electrical work which is permitted on This Award. ***This Job Title can only be used for work/Services on Systems/Product Lines/Equipment which are included on the Contractor's Contract***. | Electrician: Electrician Wireman/Technician Electrical/Technician Projects - Sullivan, Ulster, Delaware: Only in the Townships of Andes, Harpersfield, Kortwright,Stamford, Bovina, Roxbury, Middletown and those portions of Colchester and Hancock south of the East Branch of the Delaware River. Dutchess: All of the county except for the towns of Fishkill,East Fishkill, and Beacon. Greene: That portion of the county south of a line following the south limits of the city of Catskill in a Westerly direction from the Hudson River to Highway 23A along 23A to the road following the Little Westkill and continuing along this road to Delaware County. | 58.5 | 30.435 | 38% | 122.7303 | 83.25 | 86.6966 | 83.25 | 157.91 | 83.25 | 157.91 | 108 | 193.0896 | 28.68 | 0.03 | 49.5 | 9
Electrician Lineman Onsite Region 3 Entire County: Westchester | Individual employed by the Contractor or Subcontractor who: 1) Installs, runs, pulls, etc. Low Voltage Wiring, Line Voltage Wiring, cable, fiber optics, etc. for all Traffic and Transportation CCTV/Surveillance Camera Systems. 2) Installs raceway, conduits, etc. for wire, cable, and fiber optics for Traffic and Transportation CCTV/Surveillance Camera Systems. 3) Installs/Mounts products onto poles, pads, etc. for Traffic and Transportation CCTV/Surveillance Camera Systems. ***This Job Title can only be used for work/Services on Systems/Product Lines/Equipment which are included on the Contractor's Contract*** | Lineman Electrician: Lineman, Tech, Welder - Westchester | 60.41 | 33.6287 | 38% | 129.7734 | 90.615 | 139.9404 | 90.615 | 139.9404 | 90.615 | 139.9404 | 120.82 | 173.0632 | 29.4 | 0.07
Electrician Lineman Onsite Region 3 Entire Counties: Dutchess and Putnam | Individual employed by the Contractor or Subcontractor who: 1) Installs, runs, pulls, etc. Low Voltage Wiring, Line Voltage Wiring, cable, fiber optics, etc. for all Traffic and Transportation CCTV/Surveillance Camera Systems. 2) Installs raceway, conduits, etc. for wire, cable, and fiber optics for Traffic and Transportation CCTV/Surveillance Camera Systems. 3) Installs/Mounts products onto poles, pads, etc. for Traffic and Transportation CCTV/Surveillance Camera Systems. ***This Job Title can only be used for work/Services on Systems/Product Lines/Equipment which are included on the Contractor's Contract***. | Lineman Electrician: Lineman, Tech, Welder - Albany, Allegany, Broome, Cattaraugus, Cayuga, Chautauqua, Chemung, Chenango, Clinton, Columbia, Cortland, Delaware, Dutchess, Erie, Essex, Franklin, Fulton, Genesee, Greene, Hamilton, Herkimer, Jefferson, Lewis, Livingston, Madison, Monroe, Montgomery, Niagara, Oneida, Onondaga, Ontario, Orange, Orleans, Oswego, Otsego, Putnam, Rensselaer, Rockland, Saratoga, Schenectady, Schoharie, Schuyler, Seneca, St. Lawrence, Steuben, Sullivan, Tioga, Tompkins, Ulster, Warren, Washington, Wayne, Wyoming, Yates | 59.91 | 33.5937 | 38% | 129.0351 | 89.865 | 139.118 | 89.865 | 139.118 | 89.865 | 139.118 | 119.82 | 171.9666 | 29.4 | 0.07
Electronic Article Surveillance Systems Electronic Identification Systems Technician Onsite Integration Region 3 Entire County: Westchester | Individual employed by the Contractor or Subcontractor who Starts-Up, Commissions, Programs, Integrates, and Maintains (both Preventative and Remedial Maintenance) Electronic Article Surveillance Systems, and Electronic Identification System, and Guard Tour Systems. ***This Job Title can only be used for Work/Services on Systems which are included on the Contractor's Contract***. | Electrician: Teledata - Westchester | 55.75 | 56.26 | 38% | 154.5738 | 83.625 | 193.0413 | 83.625 | 193.0413 | 83.625 | 193.0413 | 111.5 | 231.5088
Electronic Article Surveillance Systems Electronic Identification Systems Technician Onsite Region 3 Entire Counties: Putnam Partial Counties: Dutchess:Towns of Fishkill, East Fishkill, and Beacon. | Individual employed by the Contractor or Subcontractor who Starts-Up, Commissions, Programs, Integrates, and Maintains (both Preventative and Remedial Maintenance) Electronic Article Surveillance Systems, Electronic Identification Systems, and Guard Tour Systems. ***This Job Title can only be used for work/Services on Systems/Product Lines/Equipment which are included on the Contractor's Contract***. | Electrician: Electrician Wireman/Technician - Orange, Putnam, Rockland, Dutchess: Towns of Fishkill, East Fishkill, and Beacon. | 58.5 | 30.435 | 38% | 122.7303 | 83.25 | 86.6966 | 83.25 | 157.91 | 83.25 | 157.91 | 108 | 193.0896 | 28.68 | 0.03 | 49.5 | 9
Electronic Article Surveillance Systems Electronic Identification Systems Technician Onsite Region 3 Partial Counties - Dutchess: All of the county except for the towns of Fishkill,East Fishkill, and Beacon. | Individual employed by the Contractor or Subcontractor who Starts-Up, Commissions, Programs, Integrates, and Maintains (both Preventative and Remedial Maintenance) Electronic Article Surveillance Systems, Electronic Identification Systems, and Guard Tour Systems. ***This Job Title can only be used for Work/Services on Systems which are included on the Contractor's Contract***. | Electrician: Electrician Wireman/Technician Electrical/Technician Projects - Sullivan, Ulster, Delaware: Only in the Townships of Andes, Harpersfield, Kortwright,Stamford, Bovina, Roxbury, Middletown and those portions of Colchester and Hancock south of the East Branch of the Delaware River. Dutchess: All of the county except for the towns of Fishkill,East Fishkill, and Beacon. Greene: That portion of the county south of a line following the south limits of the city of Catskill in a Westerly direction from the Hudson River to Highway 23A along 23A to the road following the Little Westkill and continuing along this road to Delaware County. | 58.5 | 30.435 | 38% | 122.7303 | 83.25 | 86.6966 | 83.25 | 157.91 | 83.25 | 157.91 | 108 | 193.0896 | 28.68 | 0.03 | 49.5 | 9
CCTV/Surveillance Camera Systems Physical Access Control Systems Alarm and Signal Systems Technician Integration Onsite Region 3 Entire County: Westchester | Individual employed by the Contractor or Subcontractor who Starts-Up, Commissions, Programs, and Integrates CCTV/Surveillance Cameras, Physical Access Control Systems, and Alarm and Signal Systems. ***This Job Title can only be used for Work/Services on Systems which are included on the Contractor's Contract***. | Electrician: Teledata - Westchester | 55.75 | 56.26 | 38% | 154.5738 | 83.625 | 193.0413 | 83.625 | 193.0413 | 83.625 | 193.0413 | 111.5 | 231.5088
CCTV/Surveillance Camera System Physical Access Control System Alarm and Signal System Technician Maintenance Onsite Region 3 Entire County: Westchester | Individual employed by the Contractor or Subcontractor who Maintains (both Preventative and Remedial Maintenance) Fire Alarm Systems. ***This Job Title can only be used for work/Services on Systems/Product Lines/Equipment which are included on the Contractor's Contract***. | Electrician: Service Technician - Bronx, Kings, New York, Queens, Richmond, Westchester | 36.4 | 21.07 | 38% | 79.3086 | 54.6 | 104.4246 | 54.6 | 104.4246 | 54.6 | 104.4246 | 72.8 | 129.5406
CCTV/Surveillance Camera System Physical Access Control System Alarm and Signal System Technician Onsite Region 3 Entire Counties: Putnam Partial Counties: Dutchess:Towns of Fishkill, East Fishkill, and Beacon. | Individual employed by the Contractor who Starts-Up, Commissions, Programs, Integrates, and Maintains (both Preventative and Remedial Maintenance) CCTV/Surveillance Cameras, Physical Access Control Systems, and Alarm and Signal Systems. ***This Job Title can only be used for work/Services on Systems/Product Lines/Equipment which are included on the Contractor's Contract***. | Electrician: Electrician Wireman/Technician - Orange, Putnam, Rockland, Dutchess: Towns of Fishkill, East Fishkill, and Beacon. | 58.5 | 30.435 | 38% | 122.7303 | 83.25 | 86.6966 | 83.25 | 157.91 | 83.25 | 157.91 | 108 | 193.0896 | 28.68 | 0.03 | 49.5 | 9
CCTV/Surveillance Camera System Physical Access Control System Alarm and Signal System Technician Onsite Region 3 Partial Counties - Dutchess: All of the county except for the towns of Fishkill,East Fishkill, and Beacon. | Individual employed by the Contractor or Subcontractor who Starts-Up, Commissions, Programs, Integrates, and Maintains (both Preventative and Remedial Maintenance) CCTV/Surveillance Cameras, Physical Access Control Systems, and Alarm and Signal Systems. ***This Job Title can only be used for work/Services on Systems/Product Lines/Equipment which are included on the Contractor's Contract***. | Electrician: Electrician Wireman/Technician Electrical/Technician Projects - Sullivan, Ulster, Delaware: Only in the Townships of Andes, Harpersfield, Kortwright,Stamford, Bovina, Roxbury, Middletown and those portions of Colchester and Hancock south of the East Branch of the Delaware River. Dutchess: All of the county except for the towns of Fishkill,East Fishkill, and Beacon. Greene: That portion of the county south of a line following the south limits of the city of Catskill in a Westerly direction from the Hudson River to Highway 23A along 23A to the road following the Little Westkill and continuing along this road to Delaware County. | 58.5 | 30.435 | 38% | 122.7303 | 83.25 | 86.6966 | 83.25 | 157.91 | 83.25 | 157.91 | 108 | 193.0896 | 28.68 | 0.03 | 49.5 | 9
Permanent Facility Perimeter Fencing System Technician Onsite Region 3 Entire County: Westchester | Individual employed by the Contractor or Subcontractor who Starts-Up, Commissions, Programs, Integrates, and Maintains (both Preventative and Remedial Maintenance) Permanent Facility Perimeter Fencing Systems. ***This Job Title can only be used for work/Services on Systems/Product Lines/Equipment which are included on the Contractor's Contract***. | Electrician: Teledata - Westchester | 55.75 | 56.26 | 38% | 154.5738 | 83.625 | 193.0413 | 83.625 | 193.0413 | 83.625 | 193.0413 | 111.5 | 231.5088
Permanent Facility Perimeter Fencing System Technician Onsite Region 3 Entire Counties: Putnam Partial Counties: Dutchess:Towns of Fishkill, East Fishkill, and Beacon. | Individual employed by the Contractor or Subcontractor who Starts-Up, Commissions, Programs, Integrates, and Maintains (both Preventative and Remedial Maintenance) Permanent Facility Perimeter Fencing Systems. ***This Job Title can only be used for work/Services on Systems/Product Lines/Equipment which are included on the Contractor's Contract***. | Electrician: Electrician Wireman/Technician - Orange, Putnam, Rockland, Dutchess: Towns of Fishkill, East Fishkill, and Beacon. | 58.5 | 30.435 | 38% | 122.7303 | 83.25 | 86.6966 | 83.25 | 157.91 | 83.25 | 157.91 | 108 | 193.0896 | 28.68 | 0.03 | 49.5 | 9
Permanent Facility Perimeter Fencing System Technician Onsite Region 3 Partial Counties - Dutchess: All of the county except for the towns of Fishkill,East Fishkill, and Beacon. | Individual employed by the Contractor or Subcontractor who Starts-Up, Commissions, Programs, Integrates, and Maintains (both Preventative and Remedial Maintenance) Permanent Facility Perimeter Fencing Systems. ***This Job Title can only be used for work/Services on Systems/Product Lines/Equipment which are included on the Contractor's Contract***. | Electrician: Electrician Wireman/Technician Electrical/Technician Projects - Sullivan, Ulster, Delaware: Only in the Townships of Andes, Harpersfield, Kortwright,Stamford, Bovina, Roxbury, Middletown and those portions of Colchester and Hancock south of the East Branch of the Delaware River. Dutchess: All of the county except for the towns of Fishkill,East Fishkill, and Beacon. Greene: That portion of the county south of a line following the south limits of the city of Catskill in a Westerly direction from the Hudson River to Highway 23A along 23A to the road following the Little Westkill and continuing along this road to Delaware County. | 58.5 | 30.435 | 38% | 122.7303 | 83.25 | 86.6966 | 83.25 | 157.91 | 83.25 | 157.91 | 108 | 193.0896 | 28.68 | 0.03 | 49.5 | 9
Traffic and Transportation CCTV/Surveillance Camera System Technician Onsite Region 3 Entire County: Westchester | Individual employed by the Contractor or Subcontractor who Starts-Up, Commissions, Programs, Integrates, and Maintains (both Preventative and Remedial Maintenance)Traffic Camera Systems. ***This Job Title can only be used for work/Services on Systems/Product Lines/Equipment which are included on the Contractor's Contract***. | Lineman Electrician: Lineman, Tech, Welder - Westchester | 60.41 | 33.6287 | 38% | 129.7734 | 90.615 | 139.9404 | 90.615 | 139.9404 | 90.615 | 139.9404 | 120.82 | 173.0632 | 29.4 | 0.07
Traffic and Transportation CCTV/Surveillance Camera System Technician Onsite Region 3 Entire Counties: Dutchess and Putnam | Individual employed by the Contractor or Subcontractor who Starts-Up, commissions, programs, integrates, and maintains (both preventative and remedial maintenance) Traffic Camera Systems. ***This Job Title can only be used for work/Services on Systems/Product Lines/Equipment which are included on the Contractor's Contract***. | Lineman Electrician: Lineman, Tech, Welder - Albany, Allegany, Broome, Cattaraugus, Cayuga, Chautauqua, Chemung, Chenango, Clinton, Columbia, Cortland, Delaware, Dutchess, Erie, Essex, Franklin, Fulton, Genesee, Greene, Hamilton, Herkimer, Jefferson, Lewis, Livingston, Madison, Monroe, Montgomery, Niagara, Oneida, Onondaga, Ontario, Orange, Orleans, Oswego, Otsego, Putnam, Rensselaer, Rockland, Saratoga, Schenectady, Schoharie, Schuyler, Seneca, St. Lawrence, Steuben, Sullivan, Tioga, Tompkins, Ulster, Warren, Washington, Wayne, Wyoming, Yates | 59.91 | 33.5937 | 38% | 129.0351 | 89.865 | 170.373 | 89.865 | 170.373 | 89.865 | 170.373 | 119.82 | 211.7109 | 29.4 | 0.07

## Region 4 Labor Rates
Region 4 - Orange, Rockland, Sullivan, and Ulster Counties
| Contractor Name: | 0
Job Title | Description of Duties | Prevailing Wage Occupation Sub-category | Prevailing Wage Rate | Supplemental Benefit | Percent Markup | Total Hourly Rate | Overtime Hourly Pay Rate | Overtime Total Hourly Rate | After Business Hours Hourly Pay Rate | After Business Hours Total Hourly Rate | Saturday Hourly Pay Rate | Saturday Total Hourly Rate | Sunday and NYS Holiday Hourly Pay Rate | Sunday and NYS Holiday Total Hourly Rate
Electrician/Electrical Installer Onsite Region 4 Entire Counties - Orange and Rockland | Individual employed by the Contractor or a Subcontractor who: 1) installs, runs, pulls, etc. low voltage wiring, line voltage wiring, cable, fiber optics, etc. for all products/systems which fit the scope of the contract except for Traffic Camera Systems. 2) installs raceway, conduits, etc. for wire, cable, and fiber optics for all products/systems which fit the scope of the contract except for Traffic Camera Systems. 3) Installs/Mounts products onto poles, pads, etc. except for Traffic Cameras. 4) Performs any other Installation work classified by NYS DOL as electrical work which is permitted on THis Award. ***This Job Title can only be used for work/Services on Systems/Product Lines/Equipment which are included on the Contractor's Contract*** | Electrician: Electrician Wireman/Technician - Orange, Putnam, Rockland, Dutchess: Towns of Fishkill, East Fishkill, and Beacon. | 58.5 | 30.435 | 38% | 122.7303 | 83.25 | 157.91 | 83.25 | 157.91 | 83.25 | 157.91 | 108 | 193.0896 | 28.68 | 0.03 | 49.5 | 9
Electrician/Electrical Installer Onsite Region 4 Entire Counties - Sullivan and Ulster | Individual employed by the Contractor or a Subcontractor who: 1) installs, runs, pulls, etc. low voltage wiring, line voltage wiring, cable, fiber optics, etc. for all products/systems which fit the scope of the contract except for Traffic Camera Systems. 2) installs raceway, conduits, etc. for wire, cable, and fiber optics for all products/systems which fit the scope of the contract except for Traffic Camera Systems. 3) Installs/Mounts products onto poles, pads, etc. except for Traffic Cameras. 4) Performs any other Installation work classified by NYS DOL as electrical work which is permitted on THis Award. ***This Job Title can only be used for work/Services on Systems/Product Lines/Equipment which are included on the Contractor's Contract*** | Electrician: Electrician Wireman/ Technician Electrical/Technician Projects- Sullivan, Ulster, Delaware: Only in the Townships of Andes, Harpersfield, Kortwright,Stamford, Bovina, Roxbury, Middletown and those portions of Colchester and Hancock south of the East Branch of the Delaware River. Dutchess: All of the county except for the towns of Fishkill,East Fishkill, and Beacon. Greene: That portion of the county south of a line following the south limits of the city of Catskill in a Westerly direction from the Hudson River to Highway 23A along 23A to the road following the Little Westkill and continuing along this road to Delaware County. | 58.5 | 30.435 | 38% | 122.7303 | 83.25 | 157.91 | 83.25 | 157.91 | 83.25 | 157.91 | 108 | 193.0896 | 28.68 | 0.03 | 49.5 | 9
Electrician Lineman Onsite Region 4 Entire Counties - Orange, Rockland, Sullivan, Ulster | Individual employed by the Contractor or Subcontractor who: 1) Installs, runs, pulls, etc. Low Voltage Wiring, Line Voltage Wiring, cable, fiber optics, etc. for all Traffic and Transportation CCTV/Surveillance Camera Systems. 2) Installs raceway, conduits, etc. for wire, cable, and fiber optics for Traffic and Transportation CCTV/Surveillance Camera Systems. 3) Installs/Mounts products onto poles, pads, etc. for Traffic and Transportation CCTV/Surveillance Camera Systems ***This Job Title can only be used for work/Services on Systems/Product Lines/Equipment which are included on the Contractor's Contract*** | Lineman Electrician: Lineman, Tech, Welder - Albany, Allegany, Broome, Cattaraugus, Cayuga, Chautauqua, Chemung, Chenango, Clinton, Columbia, Cortland, Delaware, Dutchess, Erie, Essex, Franklin, Fulton, Genesee, Greene, Hamilton, Herkimer, Jefferson, Lewis, Livingston, Madison, Monroe, Montgomery, Niagara, Oneida, Onondaga, Ontario, Orange, Orleans, Oswego, Otsego, Putnam, Rensselaer, Rockland, Saratoga, Schenectady, Schoharie, Schuyler, Seneca, St. Lawrence, Steuben, Sullivan, Tioga, Tompkins, Ulster, Warren, Washington, Wayne, Wyoming, Yates | 59.91 | 33.5937 | 38% | 129.0351 | 89.865 | 139.118 | 89.865 | 139.118 | 89.865 | 139.118 | 119.82 | 171.9666 | 29.4 | 0.07
Electronic Article Surveillance Systems Electronic Identification Systems Technician Onsite Region 4 Entire Counties - Orange and Rockland | Individual employed by the Contractor or Subcontractor who Starts-Up, Commissions, Programs, Integrates, and Maintains (both Preventative and Remedial Maintenance) Electronic Article Surveillance System and Electronic Identification System. ***This Job Title can only be used for work/Services on Systems/Product Lines/Equipment which are included on the Contractor's Contract***. | Electrician: Electrician Wireman/Technician - Orange, Putnam, Rockland, Dutchess: Towns of Fishkill, East Fishkill, and Beacon. | 58.5 | 30.435 | 38% | 122.7303 | 83.25 | 157.91 | 83.25 | 157.91 | 83.25 | 157.91 | 108 | 193.0896 | 28.68 | 0.03 | 49.5 | 9
Electronic Article Surveillance Systems Electronic Identification Systems Technician Onsite Region 4 Entire Counties - Sullivan and Ulster | Individual employed by the Contractor or Subcontractor who Starts-Up, Commissions, Programs, Integrates, and Maintains (both Preventative and Remedial Maintenance) Electronic Article Surveillance System and Electronic Identification System. ***This Job Title can only be used for work/Services on Systems/Product Lines/Equipment which are included on the Contractor's Contract***. | Electrician: Electrician Wireman/ Technician Electrical/Technician Projects- Sullivan, Ulster, Delaware: Only in the Townships of Andes, Harpersfield, Kortwright,Stamford, Bovina, Roxbury, Middletown and those portions of Colchester and Hancock south of the East Branch of the Delaware River. Dutchess: All of the county except for the towns of Fishkill,East Fishkill, and Beacon. Greene: That portion of the county south of a line following the south limits of the city of Catskill in a Westerly direction from the Hudson River to Highway 23A along 23A to the road following the Little Westkill and continuing along this road to Delaware County. | 58.5 | 30.435 | 38% | 122.7303 | 83.25 | 157.91 | 83.25 | 157.91 | 83.25 | 157.91 | 108 | 193.0896 | 28.68 | 0.03 | 49.5 | 9
CCTV/Surveillance Camera Systems Physical Access Control Systems Alarm and Signal Systems Technician Onsite Region 4 Entire Counties - Orange and Rockland | Individual employed by the Contractor or Subcontractor who Starts-Up, Commissions, Programs, Integrates, and Maintains (both Preventative and Remedial Maintenance) CCTV/Surveillance Cameras, Physical Access Control Systems, and Alarm and Signal Systems. ***This Job Title can only be used for work/Services on Systems/Product Lines/Equipment which are included on the Contractor's Contract***. | Electrician: Electrician Wireman/Technician - Orange, Putnam, Rockland, Dutchess: Towns of Fishkill, East Fishkill, and Beacon. | 58.5 | 30.435 | 38% | 122.7303 | 83.25 | 157.91 | 83.25 | 157.91 | 83.25 | 157.91 | 108 | 193.0896 | 28.68 | 0.03 | 49.5 | 9
CCTV/Surveillance Camera Systems Physical Access Control Systems Alarm and Signal Systems Technician Onsite Region 4 Entire Counties - Sullivan and Ulster | Individual employed by the Contractor or Subcontractor who Starts-Up, Commissions, Programs, Integrates, and Maintains (both Preventative and Remedial Maintenance) CCTV/Surveillance Cameras, Physical Access Control Systems, and Alarm and Signal Systems. ***This Job Title can only be used for work/Services on Systems/Product Lines/Equipment which are included on the Contractor's Contract***. | Electrician: Electrician Wireman/ Technician Electrical/Technician Projects- Sullivan, Ulster, Delaware: Only in the Townships of Andes, Harpersfield, Kortwright,Stamford, Bovina, Roxbury, Middletown and those portions of Colchester and Hancock south of the East Branch of the Delaware River. Dutchess: All of the county except for the towns of Fishkill,East Fishkill, and Beacon. Greene: That portion of the county south of a line following the south limits of the city of Catskill in a Westerly direction from the Hudson River to Highway 23A along 23A to the road following the Little Westkill and continuing along this road to Delaware County. | 58.5 | 30.435 | 38% | 122.7303 | 83.25 | 157.91 | 83.25 | 157.91 | 83.25 | 157.91 | 108 | 193.0896 | 28.68 | 0.03 | 49.5 | 9
Permanent Facility Perimeter Fencing System Technician Onsite Region 4 Entire Counties - Orange and Rockland | Individual employed by the Contractor or Subcontractor who Starts-Up, Commissions, Programs, Integrates, and Maintains (both Preventative and Remedial Maintenance) Intelligent, Permanent Facility Perimeter Fencing System. ***This Job Title can only be used for work/Services on Systems/Product Lines/Equipment which are included on the Contractor's Contract***. | Electrician: Electrician Wireman/Technician - Orange, Putnam, Rockland, Dutchess: Towns of Fishkill, East Fishkill, and Beacon. | 58.5 | 30.435 | 38% | 122.7303 | 83.25 | 157.91 | 83.25 | 157.91 | 83.25 | 157.91 | 108 | 193.0896 | 28.68 | 0.03 | 49.5 | 9
Permanent Facility Perimeter Fencing System Technician Onsite Region 4 Entire Counties - Sullivan and Ulster | Individual employed by the Contractor or Subcontractor who Starts-Up, Commissions, Programs, Integrates, and Maintains (both Preventative and Remedial Maintenance) Intelligent, Permanent Facility Perimeter Fencing System. ***This Job Title can only be used for work/Services on Systems/Product Lines/Equipment which are included on the Contractor's Contract***. | Electrician: Electrician Wireman/ Technician Electrical/Technician Projects- Sullivan, Ulster, Delaware: Only in the Townships of Andes, Harpersfield, Kortwright,Stamford, Bovina, Roxbury, Middletown and those portions of Colchester and Hancock south of the East Branch of the Delaware River. Dutchess: All of the county except for the towns of Fishkill,East Fishkill, and Beacon. Greene: That portion of the county south of a line following the south limits of the city of Catskill in a Westerly direction from the Hudson River to Highway 23A along 23A to the road following the Little Westkill and continuing along this road to Delaware County. | 58.5 | 30.435 | 38% | 122.7303 | 83.25 | 157.91 | 83.25 | 157.91 | 83.25 | 157.91 | 108 | 193.0896 | 28.68 | 0.03 | 49.5 | 9
Traffic and Transportation CCTV/Surveillance Camera System Technician Onsite Region 4 Entire Counties - Orange, Rockland, Sullivan, Ulster | Individual employed by the Contractor or Subcontractor who Starts-Up, Commissions, Programs, Integrates, and Maintains (both Preventative and Remedial Maintenance) Traffic Camera Systems. ***This Job Title can only be used for work/Services on Systems/Product Lines/Equipment which are included on the Contractor's Contract***. | Lineman Electrician: Lineman, Tech, Welder - Albany, Allegany, Broome, Cattaraugus, Cayuga, Chautauqua, Chemung, Chenango, Clinton, Columbia, Cortland, Delaware, Dutchess, Erie, Essex, Franklin, Fulton, Genesee, Greene, Hamilton, Herkimer, Jefferson, Lewis, Livingston, Madison, Monroe, Montgomery, Niagara, Oneida, Onondaga, Ontario, Orange, Orleans, Oswego, Otsego, Putnam, Rensselaer, Rockland, Saratoga, Schenectady, Schoharie, Schuyler, Seneca, St. Lawrence, Steuben, Sullivan, Tioga, Tompkins, Ulster, Warren, Washington, Wayne, Wyoming, Yates | 59.91 | 33.5937 | 38% | 129.0351 | 89.865 | 139.118 | 89.865 | 139.118 | 89.865 | 139.118 | 119.82 | 171.9666 | 29.4 | 0.07