## Instructions (hidden)
ATTACHMENT 1: NYS NET PRICING PAGES
GROUP 77201 Solicitation 23150 - Intelligent Facility and Security Systems and Solutions
In the table below, please list your (bidder's) name (this will populate your Name on all tabs) AND the Lot and Region(s) which are being bid. Note: Bidders are not permitted to bid BOTH Lot 1 and Lot 2.
| Bidder Name: | [Insert Bidder Name]
| Lot Bid: | Insert an "X in the Applicable cell:
|  | Lot 1 | Lot 2
| Region(s) Bid: | Insert an "X" in the applicable cell(s):
|  | Region 1 | Region 2 | Region 3 | Region 4 | Region 5 | Region 6 | Region 7 | Region 8 | Region 9
Instructions: 1. All Bidders Must complete A. Tab "Discount Table Comparison" B. The "Equipment Pricing" tab for all Products except Custom-Built Equipment 2. If Bidding Lot 2, A. and proposing Custom-Built Equipment, list these in and complete the Custom Build Equipment Pricing" Tab D. If Bidding Lot 2, the applicable Labor Rates Tab. E. If Bidding Lot 2, and the Bidder wishes to offer Subcontractors, the Subcontractor Utilization Tab. 2. The instructions for completing the "Discount Summary Table" are in the Discount Summary Table tab. 3. The following instructions describe how the Bidder is to complete the Equipment Pricing and Labor Rate Tabs. 4. The instructions for completing the "Subcontractor Utilization" tab are in the Subcontractor Utilization Tab.
ALL PRICING PROVIDED HEREIN, EXCEPT FOR PRICING PROVIDED FOR COMPARABLE CUSTOMERS/CONTRACTS PURPOSES, WILL BE PUBLISHED ON THE OGS WEBSITE FOR PUBLIC VIEWING
Equipment Pricing: To develop your NYS Net Price List, the following columns are required to be completed for the Equipment pricing for all Lot(s) bid:
1. Under column A "Line #," the spreadsheet Shall automatically "count" the number for each item. This row is locked and cannot be edited, but only extended. To extend this column: A. Bring the curser to the lower left-hand corner of the cell with the last Line Item #, which is initial A17 in the Equipment Pricing Tabs for Lots 1 and 2. B. Once the curser appears as a "+" sign, drag the cell to last row you are utilizing. C. The formula in this cell will automatically "Count" by adding 1 to each row.
2. Under column B "Manufacturer/Product Line", insert the Manufacturer/Brand Name/Product Line (e.g. Lenel, Bosch, Belimo, etc.). Depending upon the number of Product Lines being Bid, you may either utilize one sheet and add applicable rows for each Product Line's part numbers, or create a separate sheets for each Product Line.
3. Under column C "Equipment/Model Number", insert the Manufacturer's or Distributor's listed Equipment/product/model Number. Bidders Must use the Manufacturer’s or Distributor's Product/Model # from the Manufacturer’s/Distributor’s Price List with List Price/MSRP (“List Price/MSRP File”) .
4.. Under column D "Product Description", insert the description of the Product/Model number from the Manufacturer’s/Distributor’s Price List with List Price/MSRP (“List Price/MSRP File”). Bidders Must use the Manufacturer’s or Distributor's Product Description from the Manufacturer’s/Distributor’s Price List with List Price/MSRP (“List Price/MSRP File”) .
5. Under column G "Unit of Measurement," indicate the unit/amount at which the Equipment is sold as (i.e. per foot, pounds, quantity, etc.).
6. Under column F "Product Line Subcategory," where the Manufacturer’s/Distributor’s Price List with List Price/MSRP (“List Price/MSRP File”).e has multiple different product line subcategories which will have different proposed Percent (%) Discounts, Bidder Shall insert the applicable Product Line Subcategory indicator (e.g. A, B, "cameras, etc.) which will correspond to this particular Product Line Subcategory. This is not required where bidder is Bidding one (1) Percent (%) Discount for a Product Line (e.g. 40% for all Pelco equipment).
7. Under column G "Warranty Period – # of year(s) after acceptance as required by Appendix B, Clause 54", please list the term of the warranty for each Product Line, Product Line Subcategory, or Equipment in years. The warranty period shall be the longer of either: A. the Bidder's or Manufacturer's standard commercially-offered warranty, or B. One (1) year from the date of acceptance.
8. Under column H "List Price/MSRP", insert the List Price/MSRP for each item from the Manufacturer’s/Distributor’s Price List with List Price/MSRP (“List Price/MSRP File”). This value should be rounded to the nearest whole cent (e.g. two decimal places) using 'standard' rounding method
9. Under column I "Percent (%) Discount", insert the proposed Percent (%) Discount for each product.
10. NYS Net Price Column - This column automatically calculates NYS Net Price by multiplying the List Price/MSRP by the Percent (%) Discount. This column is LOCKED and cannot be edited. The following is an example of how the NYS Net Price is calculated: NYS Net Price = List Price/MSRP * (1-Discount Percentage) $540 = $600 * (1-10%) In this case, the List Price/MSRP is $600.00, and the proposed Percent (%) Discount is 10%. This value shall be rounded to the nearest whole cent (e.g. two decimal places) using 'standard' rounding method DO NOT ATTEMPT TO CHANGE THIS FORMULA AS THIS MAY RESULT IN BIDDER'S BID BEING FOUND NON-RESPONSIVE AND INELIGIBLE FOR AWARD
Custom-Built Equipment Pricing Certain Equipment for example chillers, air handlers, air terminals, heat pumps, etc.) may be Custom-Built Equipment as defined in Attachment 15 - Glossary of Terms. If this is the case, please insert these items under the tab: Custom-Built Equipment Pricing For Any Equipment which a Bidder Proposes as Custom-Built Equipment where OGS determines that there is a List Price/MSRP, OGS will reject the proposed Equipment Pricing.
1. Under Column A, the spreadsheet Shall automatically "count" the number for each item. This row is locked and cannot be edited, but only extended. To extend this column: A. Bring the curser to the lower left-hand corner of the cell with the last Line Item #, which is initial A20 in the Equipment Pricing Tab B. Once the curser appears as a "+" sign, drag the cell to last row you are utilizing. C. The formula in this cell will automatically "Count" by adding 1 to each row.
2. Under Column B, "Manufacturer/Product Line", insert the Manufacturer/Brand Name/Product Line (e.g. Lenel, Bosch, Belimo, etc.).
3. Under column C "Equipment/Model Number", insert the Manufacturer's or Distributor's listed Equipment/product/model Number. *Note, if as a custom-built product that does not have a Manufacturer's equipment/product/model number, please create a model/part number which can be used when invoicing.
4. Under Column D, "Product Description", insert the description of the Product/model number (e.g. XYZ Chiller P90X 50 Ton)
5. Under Column E, "Unit of Measurement", indicate the unit/amount the product/model number is sold as (i.e. per foot, pounds, quantity, etc.).
6. Under Column F "Warranty Period – # of year(s) after acceptance as required by Appendix B, Clause 54", please list the term of the warranty for each Product Line, Product Line Subcategory, or Equipment in years. The warranty period shall be the longer of either: A. the Bidder's or Manufacturer's standard commercially-offered warranty, or B. One (1) year from the date of acceptance.
7. Under Column G, "NYS Net Price", indicate the customized pricing, based upon the Unit of Measurement listed, that will be charged. (e.g. for a chiller based on a per ton Unit of Measurement, if you indicate a NYS Net Price of $500.00, and the Authorized User requires a 90 ton chiller, this would yield a total price of $45,000.00 [$500.00 * 90 = $45,000]. This value should be rounded to the nearest whole cent (e.g. two decimal places) using 'standard' rounding method.
8. Under Column H, "Comparable Contract/Customer", indicate a comparable contract/customer for which you have previously offered the listed product(s to demonstrate Reasonableness of Price. Bidders may demonstrate Reasonableness of Price by offering NYS equal to or better Total Hourly Rates than the following: 1. Pricing on any contracts awarded by GSA, Veteran's Administration (VA), Department of Defense (DOD), and other government entities, 2. Pricing on other state’s government contract, 3. Pricing offered by other Bidders for this Solicitation, 4. Pricing offered by Bidders to their Best Commercial Customer(s), and/or 5. Reviewing other information deemed necessary by the Office of General Services
9. Under Column I, "Comparable Contract Price", indicate the price that was offered to the comparable customer/contract. This figure should be indicated to match the NYS Net Price column G, (e.g. if you indicated a NYS Net Price under column G of $450.00, and offered the State of Texas $475.00 per ton for a chiller, please list the $475.00 as the Comparable Contract Price.
Installation, Integration, and Maintenance Labor Rates - Applicable to Each Region Tab (i.e. Region 1 Labor Rates, Region 2 Labor Rates, Region 3 Labor Rates, Region 4 Labor Rates, Region 5 Labor Rates, Region 6 Labor Rates, Region 7 Labor Rates, Region 8 Labor Rates & Region 9 Labor Rates)
1. Bidders bidding LOT 2 are required to complete the tabs labeled "Region [#] Labor Rates," for all Installation, Integration, and Maintenance by inserting the following: 2. For all Bidders offering Products/Systems which are hardwired/affixed to facilities, the Bidder Must insert a proposed Percent (%) Markup for the following Job Titles which are included in NYSDOL Prevailing Wage Schedules: A. Electrician/Electrical Installer B. The applicable technician titles for products/systems being bid. C. If offering Traffic and Transportation CCTV/Surveillance Camera Systems in Regions 1 and 3-9, the Electrician Lineman. D. The value inidcated for the percent markup should list no more than two (2) decimal places 3. Where the Bidder is proposing Integrated Microprocessor-Controlled HVAC Product Systems, the Bidder should insert proposed Percent (%) Markups for the applicable Steamfitter Job Tittles in addition to the applicable Electrical Installer and Technician Job Titles. 4. Where the Bidder is proposing Fire Sprinkler Systems or Fire Suppression Systems, Bidder Shall insert proposed Percent (%) Markups for the Sprinkler Job Title in addition to the applicable Electrician and Technician Titles).
Using the aforementioned Percent (%) Markup, the formulas in the spreadsheet will automatically calculate the following: 1. Total Hourly Rate (Business Hours) 2. Overtime Hourly Pay Rate 3. Overtime Total Hourly Rate 4. After Business Hour Pay Rate, 5. After Business Hours Total Hourly Rate, 6. Saturday Hourly Pay Rate, 7. Saturday Total Hourly Rate, 8. Sunday and NYS Holiday Pay Rate, and 9. Sunday and NYS Holiday Total Hourly Rate.
The Percent (%) Markup includes, but is not limited, all of the following costs: 1. Travel Costs, 2. Meals, 3. Lodging, 4. Gas/fuel, 5. Tolls, 6. Site Access Costs, 7. Workers Compensation, 8. Disability Benefits, 9. State Unemployment (SUTA), 10. Federal Insurance (FICA), 11. Federal Unemployment (FUTA) 12. All other insurance, including, but not limited to: A. Commercial General Liability, B. Business Automobile Liability, C. Professional Liability/Errors & Omissions Insurance, D. Technology Professional Liability/Technology Errors & Omissions Insurance, E. Cyber Liability Insurance, and G. Any other insurance 13. Background checks, ongoing certifications, licensing, etc., 14. Authorized user Security procedures, 15. All other overhead (including, but not limited to taxes, utilities, etc.), and 16. Profit This Percent (%) Markup Shall cover both Bidder/Contractor and Subcontractors.
Bidders Bidding Lot 2 May also propose Total Hourly Rates (for Business Hours) for the following Job Titles Which Are Not Included in NYS DOL Prevailing Wage Rate Schedules: a. Project/Program Manager b. CAD Drafter c. Designer d. Offsite Integration and Maintenance Technician LIVESCAN e. Trainer f. Advanced Trainer (option) For both Training and Advanced training, authorized users shall insert: i. Class Size (# of People), and ii. Length of Class (# of Hours) The spreadsheet shall automatically calculate the overtime/holiday rates:
The Total Hourly Rates for the aforementioned Job Titles Which Are Not Included in an NYSDOL Prevailing Wage Rate Schedule include the following 1. Hourly Pay Rate (as determined by the contractor), 2. All benefits (health insurance, retirement, etc.), 3. Travel Costs, 4. Meals, 5. Lodging, 6. Gas/fuel, 7. Tolls, 8. Site Access Costs, 9. Workers Compensation, 10. Disability Benefits, 11. State Unemployment (SUTA), 12. Federal Insurance (FICA), 13. Federal Unemployment (FUTA) 14. All other insurance, including, but not limited to: A. Commercial General Liability, B. Business Automobile Liability, C. Professional Liability/Errors & Omissions Insurance, D. Technology Professional Liability/Technology Errors & Omissions Insurance, E. Data Breach and Privacy/Cyber Liability Insurance, and F. Any other insurance 15. Background checks, ongoing certifications, licensing, etc., 16. Authorized user Security procedures, 17. All other overhead (including, but not limited to taxes, utilities, etc.), and 18. Profit These job titles shall cover both contractor and subcontractors.
For Bidders Bidding Lot 2, for each Region bid on each Region Labor Rate sheet, under Columns H and I the Bidder Shall indicate the comparable contract/customer, and the comparable/ contract customer Total Hourly Rate offered to this entity. Bidders are required to demonstrate Reasonableness of Price for the Products and/or Services they are Bidding. Bidders may demonstrate Reasonableness of Price by offering NYS equal to or better Total Hourly Rates than the following: 1. Pricing on any contracts awarded by GSA, Veteran's Administration (VA), Department of Defense (DOD), and other government entities, 2. Pricing on other state’s government contract, 3. Pricing offered by other Bidders for this Solicitation, 4. Pricing offered by Bidders to their Best Commercial Customer(s), and/or 5. Reviewing other information deemed necessary by the Office of General Services
For all Job Titles and their corresponding Total Hourly Rates, Bidders Must identify: 1. Their comparable contract/customer, and 2. Their comparable contract/customer total hourly rate for each job title bid.
The spreadsheet will automatically calculate the following for the aforementioned job titles not included in an NYSDOL Prevailing Wage Rate Schedule: 1. Overtime Total Hourly Rates - [Calculated as 1.5x the Total Hourly Rate] 2. After Business Hours Total Hourly Rate - [Calculated as 1.5x the Total Hourly Rate], 3. Saturday Total Hourly Rate - [Calculated as 1.5x the Total Hourly Rate], and 4. Sunday and NYS Holiday Total Hourly Rate. - [Calculated as 2.0x the Total Hourly Rate]
Bidders are not permitted to propose any other Job Titles, Descriptions of Duties, or Total Hourly Rates as part of their Bid Proposals.
Bidders Bidding Lot 2 who wish to: 1. Utilize Subcontractors, and 2. Propose a Subcontractor Percent (%) Markup Shall complete the Tab "Subcontractor Utilization, "
Bidders are not permitted to propose any other Subcontractor Category or Description of Work as part of their Bid Proposals. After award of Contracts, Contractors May propose additional Subcontractor Categories and associated Descriptions of Work, provided these do not overlap with the Subcontractor Category and associated Descriptions of Work listed in this Attachment (e.g. Electrical Contractor, Mechanical Contractor, etc.). and further that there is no increase in the Subcontractor Percent (%) Markup for these additional Subcontractor Categories and associated Descriptions of Works.
MISCELLANEOUS INFORMATION
Bidders should submit one electronic copy of Attachment 1 - NYS Net Pricing Pages. This file must to be an Unprotected Excel File.
Please Note: The following are mandatory requirements for all NYS Net Pricing and Total Hourly Rates. Failure to meet the mandatory requirements above May be cause to disqualify a Bidder’s Bid.
ALL costs Must be identified. For instances where a cost is dependent on various components, Bidders Must list the NYS Net Pricing/Total Hourly Rates for all components known at the time of the Bid Response.
All NYS Net Prices Must INCLUDE all applicable shipping; handling, insurance and associated delivery charges (F.O.B. Destination the dock/delivery location of the Authorized User) Reference Appendix B §35 Shipping/Receipt of Product and §36 Title/Risk of Loss.
ALL List/MSRP Prices & NYS Net Prices must be quantifiable (i.e. indicate a numeric value). The following terms are unacceptable and any line item containing them as a List/MSRP or NYS Net price must be removed or indicated with an acceptable quantifiable value: Individual Case Basis (ICB), Call for Quote, To Be Determined (TBD), Consult Factory, Consult Call for Quote, Custom Call, N/A, Value, Call, Custom, etc.
Where a Bidder is proposing Equipment for which it will not be charging authorized users, it Must list one of the following in the "List Price/MSRP and "NYS Net Pricing" columns: 1. $0.00, 2. "No Charge," or 3. "N/C"
Bidders are to offer either an entire Product Line, or all Product Subcategories of a Product Line which fit the Scope of this Solicitation and any resulting Contract by including all items from these into the applicable Equipment Pricing tab in Attachment 1 NYS Net Pricing. Any Product Subcategory or portion of a Product Line which does not fit the scope of this Solicitation and any resulting Contract Shall not be offered and will not be included in any award.
Bidder/Contractor Shall not include any Bundled Line Item in their NYS Net Pricing. Final determination whether or not an line item is an Bundled Line Item resides solely with Procurement Services.
1. Any Bidder Bidding Lots 1 or 2 Must: A. Review their proposed NYS Net Pricing Pages for the following terms in their product pricing prior to submission: i. Call for quote ii. To be determined iii. Consult Factory iv. Custom Call for Quote v. Custom Call vi. N/A vii. Value viii. Call ix. Custom B. If included in your proposal NYS Net Pricing Pages, determine if the particular line item does not have a NYS Net Pricing, and C. If the line item does not have NYS Net Price either: i. Remove the line item, ii. Obtain and insert a NYS Net Price for this line item, or iii. Indicate that you will not charge authorized users for this product by listing either: a. $0.00 b. "No Charge," c. "N/C" in both the List Price/MSRP and NYS Net Price columns.
2. Any Bidder Bidding Lot 1 Must: A. Review their proposed NYS Net Pricing Pages prior to submitting their Bid Proposal for the following terms in their product pricing prior to submission which May indicate Cloud/Hosted Offerings:: i. Web/Web-based ii. SaaS iii. PaaS iv. IaaS v. .Net vi. Remote Access vii. Hosted viii. Cloud ix. XaaS x. Remote Monitoring B. If included in your proposed NYS Net Pricing Pages, determine if these are Cloud Offerings, and C. If: i. Yes to B above, remove these form your proposed NYS Net Pricing Pages, or ii. No to B.ii above, attach a separate document which answers these questions: a. Are these Products on hardware which is owned and retained by customers (authorized users) (Yes or No only)? b. Are these Products behind the customer’s firewall (Yes or No only)? c. Is any Data stored/housed remotely (on non-customer premises) (Yes or No only)? d. Does/Can any other Third Party “Act on” or “Manage” these items besides the customer (Note: This does not referee to remote Maintenance as described in Sec. 10.E of Solicitation XXXXX (Yes or No Only)? and e. Is all Data transmitted on networks managed by the customer, behind their firewall/Encryption (Yes or No Only)?
3. All Bidders Must: A. Review their proposed NYS Net Pricing pages prior to submitting their Bid Proposal for the following words which May indicate references to separate Travel Costs, Site Access Costs, etc. in the pricing: i. Travel ii. Meals iii. Lodging iv. Per Diem v. Travel & Expenses vi. T&E vii. Airfare viii. Mileage ix. Site Access B. Determine/Verify If these terms are for separate Travel Costs, Site Access Costs, etc., and C. If Yes to 3.B above, either: i. If Bidding Lot 1, remove the entire line item from your proposed NYS Net Pricing Pages, or ii. If Bidding either Lot 2, either: a. Remove the aforementioned language from the corresponding line items, making them inclusive of all Travel Cost, Site Access Costs, etc., or b. Remove the entire line item from your proposed NYS Net Pricing Pages.
4. All Bidders Must: A. Review their proposed NYS Net Pricing pages prior to submitting their Bid Proposal for the following terms words which May indicate separate shipping charges: i. Shipping ii. Handling iii. Packaging iv. Delivery B. Determine/Verify If these line items either: i. Separate Shipping Charges, or ii. Merely describe some functional/specification aspect of the line item and therefore allowable. C. If Yes to 4.B.i above, either: i. Remove the reference to separate shipping charges, or ii. Remove the line item from their Proposed NYS Net Pricing Pages.
5. Any Bidder Bidding Lot 1 Must: A. Review their Proposed NYS Net Pricing pages prior to submitting their Bid Proposal for the following terms: i. install ii. integrate(e)(ion) iii. service iv. implement v. custom vi. consult vii. maint viii. repair ix. replace x. project manager xi. commission xii. professional service B. If the Bidder locates these terms in its proposed NYS Net Pricing Pages, determine/verify If these terms are for Services/Labor Rates, and C. If the Bidder determines these are for Services/Labor Rates, remove these line items from their proposed NYS Net Pricing Pages.
Note on B61: DeCicco, Michael: Rework language Generic to just indicate any DOL PW titles

## Cover Page
PT68815: NYS NET PRICING PAGES - Effective 7/1/24
GROUP 77201 AWARD 23150 - Intelligent Facility and Security Systems and Solutions
Contractor Name: | J Fire Protection, Inc. d/b/a Star Fire Protection Co.
Lot Awarded: | Lot 2
Region(s) Awarded: | Region 1 | Region 2 | Region 3

## Equipment Pricing
| Equipment Pricing | Lot 2
| Contractor's Name | J Fire Protection
Line # | Manufacturer/Product Line | Equipment/Model Number | Equipment Description | Unit of Measurement | Product Line Subcategory Indicator (If Applicable) | Warranty Period - # of year(s) after acceptance as required by Appendix B, Clause 54 | List Price / MSRP | Percent (%) Discount | NYS Net Price
1 | Siemens | BT-33 | BATTERY SET 12V 7AH | 1 |  | 1 | 670 | 15% | 569.5
2 | Siemens | BT-34 | BATTERY SET 6V 12AH | 1 |  | 1 | 1082 | 15% | 919.7
3 | Siemens | BP-61 | BATTERY SET 12V 18AH | 1 |  | 1 | 1070 | 15% | 909.5
4 | Siemens | BTX-1 | BATTERY SET 12V 33AH | 1 |  | 1 | 1447 | 15% | 1229.95
5 | Siemens | BTX-2 | BATTERY SET 12V 55AH | 1 |  | 1 | 2000 | 15% | 1700
6 | Siemens | BTX-3 | BATTERY SET 12V 100AH | 1 |  | 1 | 4025 | 15% | 3421.25
7 | Siemens | BP-62 | BATTERY SET 12V 16AH (High Temp Rated) | 1 |  | 1 | 3189 | 15% | 2710.65
8 | Siemens | PAD3-BATT-BRKT | BRACKET TO HOLD DOWN BT-33 | 1 |  | 1 | 76 | 15% | 64.6
9 | Siemens | PAD4-BATT-BRKT | Battery bracket for seismic certification | 1 |  | 1 | 204 | 15% | 173.4
10 | Siemens | BB-55 | BATTERY BOX FOR 55 AH BATTERIES | 1 |  | 1 | 1035 | 15% | 879.75
11 | Siemens | BB-55R | BATTERY BX-55 AH BATTERIES(RED) | 1 |  | 1 | 1187 | 15% | 1008.95
12 | Siemens | CAB-BATT | ENCLOSURE FOR 100AH BATTERIES | 1 |  | 1 | 848 | 15% | 720.8
13 | Siemens | CAB-BATT-R | ENCLOSURE FOR 100AH BATTERIES - RED | 1 |  | 1 | 848 | 15% | 720.8
14 | Siemens | CAB-55-BRKT | BRACKET TO HOLD DOWN BTX-2 | 1 |  | 1 | 447 | 15% | 379.95
15 | Siemens | CAB-100-BRKT | BRACKET TO HOLD DOWN BTX-3 | 1 |  | 1 | 281 | 15% | 238.85
16 | Siemens | FHA2032-U1 | Battery bracket | 1 |  | 1 | 215 | 15% | 182.75
17 | Siemens | FHA2042-U1 | Battery bracket (33 Ah) | 1 |  | 1 | 284 | 15% | 241.4
18 | Siemens | FHA2044-U1 | Battery Fixing Bracket for EBA2001 | 1 |  | 1 | 199 | 15% | 169.15
19 | Siemens | FHA901-U1 | 50 pt system Battery Bracket | 1 |  | 1 | 157 | 15% | 133.45
20 | Siemens | FH2072-UA | Housing for Battery - up to 34 Ah | 1 |  | 1 | 603 | 15% | 512.55
21 | Siemens | DCT-IPGSM | Starlink LTEV Communicator-24VDC Verizon | 1 |  | 1 | 573 | 15% | 487.05
22 | Siemens | DCT-IPGSM120 | Starlink LTEV Communicator-120VAC With Enclosure Verizon | 1 |  | 1 | 893 | 15% | 759.05
23 | Siemens | DCT-IPGSM24R | Starlink LTEV Communicator-24VDC With Enclosure Verizon | 1 |  | 1 | 780 | 15% | 663
24 | Siemens | DCT-IPGSM120-A | Starlink LTEA Communicator-120VAC With Enclosure ATT | 1 |  | 1 | 893 | 15% | 759.05
25 | Siemens | DCT-IPGSM24R-A | Starlink LTEA Communicator-24VDC With Enclosure ATT | 1 |  | 1 | 780 | 15% | 663
26 | Siemens | DCT-IPGSM-A | Starlink LTEA Communicator-24VDC ATT | 1 |  | 1 | 573 | 15% | 487.05
27 | Siemens | SLE-ANTEXT100 | SLE-ANTEXT100 100' Antenna Kit | 1 |  | 1 | 1030 | 15% | 875.5
28 | Siemens | SLE-ANTEXT30 | SLE-ANTEXT30 30' Antenna Kit | 1 |  | 1 | 620 | 15% | 527
29 | Siemens | SLE-ANTEXT50 | SLE-ANTEXT50 50' Antenna Kit | 1 |  | 1 | 750 | 15% | 637.5
30 | Siemens | SLE-ANTEXT75 | SLE-ANTEXT75 75' Antenna Kit | 1 |  | 1 | 917 | 15% | 779.45
31 | Siemens | SLE-WIFI-MOD | SLE-WIFI-MOD Wireless IP Connection | 1 |  | 1 | 172 | 15% | 146.2
32 | Siemens | SLE-LTEV-SS-CF | SLE-LTEV-SS-CF Verizon Signal Tester | 1 |  | 1 | 799 | 15% | 679.15
33 | Siemens | TXR-320 | TXR-320 6 ZONE DELUG / EXTING PANEL | 1 |  | 1 | 2933 | 15% | 2493.05
34 | Siemens | TPR-300 | TPR-300 POLARITY REVERSAL / CITY TIE | 1 |  | 1 | 446 | 15% | 379.1
35 | Siemens | TRM-306 | TRM-306 6 RELAY ADDER | 1 |  | 1 | 351 | 15% | 298.35
36 | Siemens | TICAC | TICAC 6 CLASS A INPUT CONVERTER | 1 |  | 1 | 370 | 15% | 314.5
37 | Siemens | TOCAC | TOCAC 2 CLASS A OUT CONVERTER | 1 |  | 1 | 134 | 15% | 113.9
38 | Siemens | TCFG-300 | TCFG-300 CONFIGURATION TOOL | 1 |  | 1 | 240 | 15% | 204
39 | Siemens | TSRM-312 | TSRM-312 SMART RELAY MODULE | 1 |  | 1 | 1109 | 15% | 942.65
40 | Siemens | TRAM-208 | 8 POINT LED ANNUNCIATOR | 1 |  | 1 | 901 | 15% | 765.85
41 | Siemens | EL-300C | END OF LINE DEVICE | 1 |  | 1 | 16 | 15% | 13.6
42 | Siemens | EL-320 | EL-320 EOL WITH DIODE (SOLENOIDS) | 1 |  | 1 | 31 | 15% | 26.35
43 | Siemens | CLR-1500 | END OF LINE DEVICE Current limiter Red | 1 |  | 1 | 58 | 15% | 49.3
44 | Siemens | XLS-500-ID-SP | INCLUDES: (2) DLC, (1) PMI-3, (1) ZIC-4A (1) CC-5 , (1) PSC-12M, (1) ID-SP | 1 |  | 1 | 37843 | 15% | 32166.55
45 | Siemens | XLS-250-ID-SP | INCLUDES: (1) DLC, (1) PMI-3, (1) ZIC-4A (1) CC-5 , (1) PSC-12M, (1) ID-SP | 1 |  | 1 | 31577 | 15% | 26840.45
46 | Siemens | XLS-250-CAB2-BD | INCLUDES: (1) PMI-3, (1) PSC-12M, (1) CC-5, (1) DLC, (1) ID-SP, (1) BCL (1) ZIC-4A, (1) CAB2-BD, (1) OD-LP | 1 |  | 1 | 37163 | 15% | 31588.55
47 | Siemens | XLS-250-CAB3-BD | INCLUDES: (1) PMI-3, (1) PSC-12M, (1) CC-5, (1) DLC, (1) ID-SP, (1) BCL (1) ZIC-4A, (1) CAB3-BD, (1) OD-LP | 1 |  | 1 | 38568 | 15% | 32782.8
48 | Siemens | XLS-250-ZIC4A-EP | XLS-250-ZIC4A-EP INCLUDES: (1) DLC , (1)PMI-3, (1) ZIC-4A, (1) CC-5, (1) PSC-12M | 1 |  | 1 | 31163 | 15% | 26488.55
49 | Siemens | XLS-250-ZIC8B-EP | XLS-250-ZIC8B-EP INCLUDES: (1) DLC, (1) PMI-3, (1) ZIC-8B, (1) CC-5, (1) PSC-12M | 1 |  | 1 | 31690 | 15% | 26936.5
50 | Siemens | CC-5 | CARDCAGE (5 SLOTS) FOR ALL CARDS BACKBOX - 2 POSITIONS | 1 |  | 1 | 1273 | 15% | 1082.05
51 | Siemens | ZIC-4A | 4 NAC ZONES (CODED OR NON-CODED SYNC, OR NON SYNC STROBE, MT,LL., RELEASING) 3A EACH MAX., CLASS A OR B ONE CARD SLOT CC-5/CC-2 | 1 |  | 1 | 1799 | 15% | 1529.15
52 | Siemens | DLC | INTELLIGENT DEVICE LOOP CARD (2 LOOPS/252 ADDRESSES TOTAL) ONE CARD SLOT CC-5/CC-2 | 1 |  | 1 | 5625 | 15% | 4781.25
53 | Siemens | MLC | MXL ADDRESSABLE DEVICE LINE CARD FOR FIREFINDER XLS (2 LOOP / 60 DEVICES PER LOOP) ONE CARD SLOT CC-5/CC-2 | 1 |  | 1 | 2792 | 15% | 2373.2
54 | Siemens | CRC-6 | (6) FORM 'C' RELAYS (LOGIC CONTROLLED) ONE CARD SLOT CC-5/CC-2 | 1 |  | 1 | 1180 | 15% | 1003
55 | Siemens | PSC-12M | PSC-12M 12A at 24VDC Power Supply w/Battery Charger 100AH, CONTAINS 4 RELAYS BACKBOX - 1 POSITION | 1 |  | 1 | 4691 | 15% | 3987.35
56 | Siemens | PSC-ISO-CBL | PSC-ISO-CBL 60 PIN MULTI-PS PMI CBL ASS | 1 |  | 1 | 217 | 15% | 184.45
57 | Siemens | GPMI-2-HW-KEY | HW KEY FOR PMI-2 AND PMI-3 GLOBAL | 1 |  | 1 | 1879 | 15% | 1597.15
58 | Siemens | PMI-3 | PERSON MACHINE INTERFACE 3 MAIN CENTRAL PROCESSOR INNER DOOR - 2 POSITIONS | 1 |  | 1 | 12301 | 15% | 10455.85
59 | Siemens | PMI-3 LABEL KITS | PMI-3 LABEL KIT PMI-3 INT AND NAV OVRLS | 1 |  | 1 | 397 | 15% | 337.45
60 | Siemens | NIC-C | NETWORK INTERFACE CARD - H-NET, OR X-NET, AND CAN ONE CARD SLOT CC-5/CC-2 | 1 |  | 1 | 1395 | 15% | 1185.75
61 | Siemens | NRC | 2nd GENERATION NETWORK RING CARD | 1 |  | 1 | 2300 | 15% | 1955
62 | Siemens | IIC | INTERFACE ISOLATION CARD REQUIRED FOR NCC TO NRC CONNECTIONS | 1 |  | 1 | 425 | 15% | 361.25
63 | Siemens | PSX-12M | PSX-12M 12A at 24VDC Power Supply Extender (CONTAINS NO BATTERY CHARGER SHARES PSC-12 CHARGER) CAB-MP-1 POSITION | 1 |  | 1 | 3888 | 15% | 3304.8
64 | Siemens | PSX-12 | 12A POWER SUPPLY EXTENDER (CONTAINS NO BATTERY CHARGER SHARES PSC-12 CHARGER) CAB-MP - 1 POSITION | 1 |  | 1 | 3888 | 15% | 3304.8
65 | Siemens | PSFA | PSFA A/C Line Filter for PSC-12M (REQUIRED FOR APPLICATIONS WHICH USE MORE THAN ONE PSX-12M) MOUNTS IN CAB'S | 1 |  | 1 | 592 | 15% | 503.2
66 | Siemens | CC-2 | CARDCAGE (2 SLOTS)- ALL CARDS CAB-MP - 1 POSITION | 1 |  | 1 | 699 | 15% | 594.15
67 | Siemens | CC-5 | CARDCAGE (5 SLOTS) FOR ALL CARDS BACKBOX - 2 POSITIONS | 1 |  | 1 | 1273 | 15% | 1082.05
68 | Siemens | ZIC-4A | 4 NAC ZONES (CODED OR NON-CODED SYNC OR NON SYNC, MT, LL, RELEASING) 3A MAX., CLASS A OR B ONE CARD SLOT CC-5/CC-2 | 1 |  | 1 | 1799 | 15% | 1529.15
69 | Siemens | LLM-1 | POWER LIMITED LEASE LINE INTERFACE | 1 |  | 1 | 1106 | 15% | 940.1
70 | Siemens | ZIC-8B | (8) NAC ZONES CODED OR NON CODED ONE CARD SLOT CC-5/CC-2 | 1 |  | 1 | 1979 | 15% | 1682.15
71 | Siemens | ZIC-2C | 2 CHANNEL ADAPTER CARD FOR ZIC-8B | 1 |  | 1 | 541 | 15% | 459.85
72 | Siemens | DLC | INTELLIGENT DEVICE LOOP CARD (2 LOOPS/252 ADDRESSES TOTAL) ONE CARD SLOT CC-5/CC-2 | 1 |  | 1 | 5625 | 15% | 4781.25
73 | Siemens | CDC-4 | CONVENTIONAL DETECTOR CARD | 1 |  | 1 | 1342 | 15% | 1140.7
74 | Siemens | CRC-6 | (6) FORM 'C' RELAYS (LOGIC CONTROLLED) ONE CARD SLOT CC-5/CC-2 (4 ZONE) ONE CARD SLOT CC-5/CC-2 | 1 |  | 1 | 1180 | 15% | 1003
75 | Siemens | PSC-12M | PSC-12M 12A at 24VDC Power Supply w/Battery Charger 100AH, CONTAINS 4 RELAYS BACKBOX - 1 POSITION | 1 |  | 1 | 4691 | 15% | 3987.35
76 | Siemens | FN2006-U1 | Fiber Module (SM) | 1 |  | 1 | 9582 | 15% | 8144.7
77 | Siemens | FN2007-U1 | Fiber Module (MM) | 1 |  | 1 | 2610 | 15% | 2218.5
78 | Siemens | XC206-2SFP-MM | XC206-2SFP-MM Multi-mode Fiber Switch | 1 |  | 1 | 4144 | 15% | 3522.4
79 | Siemens | XC206-2SFP-SM | XC206-2SFP-SM Single-mode Fiber Switch | 1 |  | 1 | 4900 | 15% | 4165
80 | Siemens | XND-M | XND-M (XNET Interface) Module for MOSA | 1 |  | 1 | 1194 | 15% | 1014.9
81 | Siemens | XDACT-ASSY | MOUNTING PLATE, CONNECTION CABLE(PMI-3 TO DIALER), POWER CONNECTOR | 1 |  | 1 | 425 | 15% | 361.25
82 | Siemens | LXDACT-CBL | LXDACT-CBL Longer XDACT to PMI cable | 1 |  | 1 | 92 | 15% | 78.2
83 | Siemens | FCA2015-U1 | Dialer module (DACT) | 1 |  | 1 | 634 | 15% | 538.9
84 | Siemens | COM-BRK | COM-BRK Fiber Module Mount for XLS cab | 1 |  | 1 | 947 | 15% | 804.95
85 | Siemens | FN2013-U1 | FN2013-U1 Fiber Network Module (SM) | 1 |  | 1 | 9177 | 15% | 7800.45
86 | Siemens | FN2014-U1 | FN2014-U1 Fiber Network Module (MM) | 1 |  | 1 | 2563 | 15% | 2178.55
87 | Siemens | CAB1 | SMALL (ONE ROW) ENCLOSURE-SHIPS ASSEMBLED AS A COMPLETE PACKAGE IN A SINGLE BOX CONTAINING (1) BACKBOX, (1) INNER DOOR, (1) OUTER DOOR AND (1) CLEAR LENS (OD-LP). (BLACK) FIELD MOUNTED | 1 |  | 1 | 1461 | 15% | 1241.85
88 | Siemens | CAB1R | SAME AS CAB1-W/ RED ENCLOSURE FIELD MOUNTED | 1 |  | 1 | 1461 | 15% | 1241.85
89 | Siemens | CAB1-TK | CAB1 SEMI FLUSH MNT TRIM KIT BLK MOUNTS TO CAB1 | 1 |  | 1 | 430 | 15% | 365.5
90 | Siemens | CAB1R-TK | CAB1R SEMI FLUSH MNT TRIM KIT RED MOUNTS TO CAB1R | 1 |  | 1 | 607 | 15% | 515.95
91 | Siemens | CAB2-BB | MEDIUM SIZE (2 ROW) ENCLOSURE BACKBOX - BLACK FIELD MOUNTED | 1 |  | 1 | 1142 | 15% | 970.7
92 | Siemens | CAB2-RB | MEDIUM SIZE (2 ROW) ENCLOSURE BACKBOX - RED FIELD MOUNTED | 1 |  | 1 | 1142 | 15% | 970.7
93 | Siemens | CAB2-BD | MEDIUM ENCLOSURE INNER & OUTER DOORS - BLACK MOUNTS TO CAB2-BB | 1 |  | 1 | 1739 | 15% | 1478.15
94 | Siemens | CAB2-TK | MEDIUM ENCLOSURE SEMI FLUSH TRIM KIT-BLACK MOUNTS TO CAB2-BB | 1 |  | 1 | 563 | 15% | 478.55
95 | Siemens | CAB2-RD | MEDIUM ENCLOSURE INNER & OUTER DOORS - RED MOUNTS TO CAB2-RB | 1 |  | 1 | 2225 | 15% | 1891.25
96 | Siemens | CAB2R-TK | MEDIUM ENCLOSURE SEMI FLUSH TRIM KIT - RED MOUNTS TO CAB2-RB | 1 |  | 1 | 791 | 15% | 672.35
97 | Siemens | CAB2-XBD | MEDIUM ENCLOSURE TRANSPONDER DOOR - BLACK MOUNTS TO CAB2-BB | 1 |  | 1 | 1177 | 15% | 1000.45
98 | Siemens | CAB2-XRD | MEDIUM ENCLOSURE TRANSPONDER DOOR - RED MOUNTS TO CAB2-RB | 1 |  | 1 | 1154 | 15% | 980.9
99 | Siemens | CAB2-BD-OD-LP | INCLUDES: (1) CAB2-BD, (1) BCL AND (1) OD-LP | 1 |  | 1 | 1950 | 15% | 1657.5
100 | Siemens | CAB3-BB | LARGE SIZE (3 ROW) ENCLOSURE BACKBOX - BLACK FIELD MOUNTED | 1 |  | 1 | 1362 | 15% | 1157.7
101 | Siemens | CAB3-RB | LARGE SIZE (3 ROW) ENCLOSURE BACKBOX - RED FIELD MOUNTED | 1 |  | 1 | 1362 | 15% | 1157.7
102 | Siemens | CAB3-BD | LARGE ENCLOSURE INNER & OUTER DOORS - BLACK MOUNTS TO CAB3-BB | 1 |  | 1 | 2164 | 15% | 1839.4
103 | Siemens | CAB3-TK | LARGE ENCLOSURE SEMI FLUSH TRIM KIT - BLACK MOUNTS TO CAB3-BB | 1 |  | 1 | 1176 | 15% | 999.6
104 | Siemens | CAB3-RD | LARGE ENCLOSURE INNER & OUTER DOORS - RED MOUNTS TO CAB3-RB | 1 |  | 1 | 2676 | 15% | 2274.6
105 | Siemens | CAB3R-TK | LARGE ENCLOSURE TRIM KIT - RED MOUNTS TO CAB3-RB | 1 |  | 1 | 1185 | 15% | 1007.25
106 | Siemens | CAB3-XBD | LARGE ENCLOSURE TRANSPONDER DOOR - BLACK MOUNTS TO CAB3-BB | 1 |  | 1 | 1313 | 15% | 1116.05
107 | Siemens | CAB3-XRD | LARGE ENCLOSURE TRANSPONDER DOOR - RED MOUNTS TO CAB3-RB | 1 |  | 1 | 1287 | 15% | 1093.95
108 | Siemens | CAB3-BD-OD-LP | INCLUDES: (1) CAB3-BD, (1) BCL AND (1) OD-LP | 1 |  | 1 | 2395 | 15% | 2035.75
109 | Siemens | OD-LP | CLEAR LENS FOR CAB DOOR MOUNTS TO CAB OUTER DOOR | 1 |  | 1 | 153 | 15% | 130.05
110 | Siemens | OD-BP | CAB OUTER DOOR BLANK PLATE MOUNTS TO CAB OUTER DOOR INNER AND OUTER DOOR INTERCHANGEABLE | 1 |  | 1 | 156 | 15% | 132.6
111 | Siemens | OD-BP-R | CAB OUTER DOOR BLANK PLATE - RED MOUNTS TO CAB OUTER DOOR | 1 |  | 1 | 260 | 15% | 221
112 | Siemens | OD-GP | CAB OUTER DOOR GRILL PLATE MOUNTS TO CAB OUTER DOOR | 1 |  | 1 | 226 | 15% | 192.1
113 | Siemens | OD-GP-R | CAB OUTER DOOR GRILL PLATE - RED MOUNTS TO CAB OUTER DOOR | 1 |  | 1 | 290 | 15% | 246.5
114 | Siemens | ID-SP | INNER DOOR SINGLE BLANK PLATE (2 PER PACKAGE) MOUNTS TO CAB/REMBOX INNER DOORS | 1 |  | 1 | 142 | 15% | 120.7
115 | Siemens | ID-MP | INNER DOOR CONTROL MODULE MOUNTING PLATE (4 PLATES PER PACKAGE) EACH PLATE HOLDS UP TO (4) SCM-8LCM-8/BCM OR (2) FCM-6 MOUNTS TO CAB/REMBOX INNER DOORS | 1 |  | 1 | 537 | 15% | 456.45
116 | Siemens | HTSW-1 | TAMPER SWITCH FOR CAB'S AND REMBOX'S MOUNTS TO CAB/REMBOX INNER DOORS | 1 |  | 1 | 111 | 15% | 94.35
117 | Siemens | MOM2-XMP | MOUNTING PLATE TO MOUNT NIM-1W AND NIM-1M FOR XET BRIDGE | 1 |  | 1 | 263 | 15% | 223.55
118 | Siemens | MOM-2 | EXPANSION CARDCAGE (2 SLOTS) | 1 |  | 1 | 781 | 15% | 663.85
119 | Siemens | D2300-MP | MOUNTING PLATE TO HOLD UP TO 2 D2300CP MODULES AND 1 PS5A MODULE | 1 |  | 1 | 386 | 15% | 328.1
120 | Siemens | CAB-MP | CAB-MP MOUNTING PLATE (1 ROW) MOUNTS IN CAB'S | 1 |  | 1 | 173 | 15% | 147.05
121 | Siemens | REMBOX2 | SMALL REMOTE LOBBY ENCLOSURE PROVIDES MOUNTING SPACE FOR, LVM OR FMT OR REMOTE SWITCH AND LED MODULES (8) LCM/SCM OR (4) FCM MAX. FIELD MOUNTED | 1 |  | 1 | 1528 | 15% | 1298.8
122 | Siemens | REMBOX4 | LARGE REMOTE LOBBY ENCLOSURE PROVIDES MOUNTING SPACE FOR, LVM OR FMT OR REMOTE SWITCH AND LED MODULES (16) LCM/SCM OR (8) FCM MAX. FIELD MOUNTED | 1 |  | 1 | 2063 | 15% | 1753.55
123 | Siemens | REMBOX2R | SMALL REMOTE LOBBY RED ENCLOSURE PROVIDES MOUNTING SPACE FOR, LVM OR FMT OR REMOTE SWITCH AND LED MODULES (8) LCM/SCM OR (4) FCM MAX. FIELD MOUNTED | 1 |  | 1 | 1612 | 15% | 1370.2
124 | Siemens | REMBOX4R | LARGE REMOTE LOBBY RED ENCLOSURE PROVIDES MOUNTING SPACE FOR, LVM OR FMT OR REMOTE SWITCH AND LED MODULES (16) LCM/SCM OR (8) FCM MAX. FIELD MOUNTED | 1 |  | 1 | 2142 | 15% | 1820.7
125 | Siemens | REMBOX2-MP | OPTIONAL MOUNTING PLATE FOR REMBOX2 -REQ. TO MOUNT UP TO (4) SIM-16 OR OCM-16 MOUNTS IN REMBOX2 | 1 |  | 1 | 215 | 15% | 182.75
126 | Siemens | REMBOX4-MP | OPTIONAL MOUNTING PLATE FOR REMBOX4 - REQ. TO MOUNT UP TO (8) SIM-16 OR OCM-16 MOUNTS IN REMBOX4 | 1 |  | 1 | 242 | 15% | 205.7
127 | Siemens | RNI | REMOTE NETWORK INTERFACE (REQUIRED FOR REMOTE, LVM,FMT SCM/LCM/ FCM APPLICATIONS) MOUNTS IN REMBOX'S | 1 |  | 1 | 1100 | 15% | 935
128 | Siemens | RNI-CAB-BRKT | MOUNTS RNI IN CAB-1, CAB-2, CAB-3 ENCLOSURE | 1 |  | 1 | 215 | 15% | 182.75
129 | Siemens | RNI-CBL | CABLE NEEDED FOR SECOND RNI | 1 |  | 1 | 215 | 15% | 182.75
130 | Siemens | MPF-RK | MOUNTS MODULES PMI/PMI-2/LVM /FMT/FCM-6/LCM-6/SCM-8 | 1 |  | 1 | 965 | 15% | 820.25
131 | Siemens | MPR-RK | MOUNTS MODULES CC-5/CC-2 /PSC-12/PSX-12/ZAM-180 | 1 |  | 1 | 750 | 15% | 637.5
132 | Siemens | PTB-RK | MOUNTS UP TO 2 PTB5 | 1 |  | 1 | 636 | 15% | 540.6
133 | Siemens | BP-RK | BLANK PLATE | 1 |  | 1 | 965 | 15% | 820.25
134 | Siemens | XLS-RK19 | 19" RACK INCLUDES RACK, DOOR & ALL SIDE PANELS | 1 |  | 1 | 14469 | 15% | 12298.65
135 | Siemens | XLS-MSE2-ADPT | MSE-2 BLACK ENCLOSURE ADAPTER FOR FIREFINDER XLS | 1 |  | 1 | 1526 | 15% | 1297.1
136 | Siemens | XLS-MSE2R-ADPT | MSE-2R RED ENCLOSURE ADAPTER FOR FIREFINDER XLS | 1 |  | 1 | 2899 | 15% | 2464.15
137 | Siemens | XLS-MME3-ADPT | MME-3 AND MBR-2 BLACK ENCLOSURE ADAPTER FOR FIREFINDER XLS | 1 |  | 1 | 2600 | 15% | 2210
138 | Siemens | XLS-MME3R-ADPT | MME-3R RED ENCLOSURE ADAPTER FOR FIREFINDER XLS | 1 |  | 1 | 3245 | 15% | 2758.25
139 | Siemens | XLS-MLE6-ADPT | MLE-6 BLACK ENCLOSURE ADAPTER FOR FIREFINDER XLS | 1 |  | 1 | 3325 | 15% | 2826.25
140 | Siemens | XLS-MLE6R-ADPT | MLE-6R RED ENCLOSURE ADAPTER FOR FIREFINDER XLS | 1 |  | 1 | 3888 | 15% | 3304.8
141 | Siemens | XLS-MSE3-ADPT | MXL-IQ MSE-3L AND MSE-3M BLACK ENCLOSURE ADAPTER FORFIREFINDER XLS | 1 |  | 1 | 1530 | 15% | 1300.5
142 | Siemens | XLS-MSE3R-ADPT | MXL-IQ MSE-3LR and MSE-3MR RED ENCLOSURE ADAPTER FOR FIREFINDER XLS | 1 |  | 1 | 3515 | 15% | 2987.75
143 | Siemens | XLS-RCC1-ADPT | RCC-1 BLACK ENCLOSURE ADAPTER FOR FIREFINDER XLS SSD | 1 |  | 1 | 845 | 15% | 718.25
144 | Siemens | XLS-RCC13F-ADPT | RCC-1F AND RCC-3F BLACK ENCLOSURE ADAPTER FOR FIREFINDER XLS SSD | 1 |  | 1 | 1530 | 15% | 1300.5
145 | Siemens | XLS-RCC13FR-ADPT | RCC-3F RED ENCLOSURE ADAPTER FOR FIREFINDER XLS SSD | 1 |  | 1 | 1659 | 15% | 1410.15
146 | Siemens | XLS-EXT-CABLE-PKG | INCLUDES 60" 60 PIN CABLE, 60" CAN CABLE, LONG GROUND STRAP CABLE | 1 |  | 1 | 537 | 15% | 456.45
147 | Siemens | BP-61 | BATTERY SET 12V 18AH MOUNTS IN CAB ENCLOSURE OR BATTERY BOX | 1 |  | 1 | 1070 | 15% | 909.5
148 | Siemens | BTX-1 | BATTERY SET 12V 33AH MOUNTS IN CAB ENCLOSURE OR BATTERY BOX | 1 |  | 1 | 1447 | 15% | 1229.95
149 | Siemens | BTX-2 | BATTERY SET 12V 55AH MOUNTS IN CAB-BATT | 1 |  | 1 | 2000 | 15% | 1700
150 | Siemens | BTX-3 | BATTERY SET 12V 100AH MOUNTS IN CAB-BATT | 1 |  | 1 | 4025 | 15% | 3421.25
151 | Siemens | CAB-BATT | ENCLOSURE FOR 100AH BATTERIES FIELD MOUNTED | 1 |  | 1 | 848 | 15% | 720.8
152 | Siemens | CAB-BATT-R | ENCLOSURE FOR 100AH BATTERIES - RED FIELD MOUNTED | 1 |  | 1 | 848 | 15% | 720.8
153 | Siemens | CAB-55-BRKT | BRACKET TO HOLD DOWN BTX-2 55AH BATTERIES IN CAB-BATT ENCLOSURE (REQUIRED FOR SEISMIC APPLICATIONS | 1 |  | 1 | 447 | 15% | 379.95
154 | Siemens | CAB-100-BRKT | BRACKET TO HOLD DOWN BTX-3 100AH BATTERIES IN CAB-BATT ENCLOSURE REQUIRED FOR SEISMIC APPLICATIONS | 1 |  | 1 | 281 | 15% | 238.85
155 | Siemens | OCM-16 | OUTPUT CONTROL MODULE; (16) MOUNTS TO REMBOX-MP'S OR IN CUSTOM GRAPHIC | 1 |  | 1 | 832 | 15% | 707.2
156 | Siemens | SIM-16 | SUPERVISED INPUT MODULE; (16) SUPERVISED INPUTS (WITH 2 CONTROL RELAYS) OUTPUTS TO DRIVE LED'S OR RELAYS MOUNTS TO REMBOX-MP'S OR IN CUSTOM GRAPHIC | 1 |  | 1 | 832 | 15% | 707.2
157 | Siemens | FCM-6 | (6) FAN CONTROL SWITCH MODULE MOUNTS TO ID-MP | 1 |  | 1 | 1031 | 15% | 876.35
158 | Siemens | SCM-8 | (8) SWITCH MODULE MOUNTS TO ID-MP | 1 |  | 1 | 563 | 15% | 478.55
159 | Siemens | LCM-8 | (8) LED MODULE MOUNTS TO ID-MP | 1 |  | 1 | 537 | 15% | 456.45
160 | Siemens | BCM | INNER DOOR BLANK PLATE (4 PLATE IN PACKAGE) MOUNTS TO ID-MP | 1 |  | 1 | 324 | 15% | 275.4
161 | Siemens | CSB | CAN SOUNDER BOARD (FOR REMOTELY MOUNTED SCM/FCM FOR KEY PRESS AUDIBLE FEEDBACK) MOUNTS TO SCM/FCM | 1 |  | 1 | 139 | 15% | 118.15
162 | Siemens | CSB-BRKT | CSB-BRKT | 1 |  | 1 | 525 | 15% | 446.25
163 | Siemens | RPM | REMOTE PRINTER MODULE (RS232, PARALLEL PRINTER PORT) FIELD MOUNTED | 1 |  | 1 | 2495 | 15% | 2120.75
164 | Siemens | TSP-40-PP | TSP-40 PRINTER PAPER | 1 |  | 1 | 193 | 15% | 164.05
165 | Siemens | XMI | XLS TO MXL INTERFACE BOARD | 1 |  | 1 | 350 | 15% | 297.5
166 | Siemens | NIM-1M | UL864 LISTED ANALOG MODEM DAUGHTERBOARD DESIGNED TO COMMUNICATE WITH NIM-1W ONLY | 1 |  | 1 | 4157 | 15% | 3533.45
167 | Siemens | NIM-1W | LOCAL & WIDE AREA NETWORK | 1 |  | 1 | 2756 | 15% | 2342.6
168 | Siemens | K-CBL | K-CBL Keltron Printer Modular OIs/PMIs | 1 |  | 1 | 248 | 15% | 210.8
169 | Siemens | SSD | REMOTE LCD DISPLAY (NO CONTROL OR MENU CAPABILITY) FIELD MOUNTED | 1 |  | 1 | 1876 | 15% | 1594.6
170 | Siemens | SSD-C | REMOTE LCD DISPLAY W/ CONTROL- ACU/SIL/RESET (NO MENU CAPABILITY) FIELD MOUNTED | 1 |  | 1 | 2145 | 15% | 1823.25
171 | Siemens | SSD-C-REM | REMOTE LCD DISPLAY W CONTROL MOUNTED ON PANEL INNER DOOR OR REMBOX | 1 |  | 1 | 2145 | 15% | 1823.25
172 | Siemens | SSD-INT | SSD-INT | 1 |  | 1 | 2589 | 15% | 2200.65
173 | Siemens | SSD-C-INT | SSD-C-INT | 1 |  | 1 | 3124 | 15% | 2655.4
174 | Siemens | CCL | CAN CABLE-3 FT. LONG. REQUIRED FOR SCM/LCM/FCM MODULES FROM CC-5/CC-2 INNER DOOR AND FROM ROW TO ROW ON CAB INNER DOORS. | 1 |  | 1 | 44 | 15% | 37.4
175 | Siemens | ZIC-JMPR | JUMPER SET | 1 |  | 1 | 164 | 15% | 139.4
176 | Siemens | ANTI-INTERFERENCE CAP PKG | ANTI-INTERFERENCE CAPACITOR FOR HNET NETWORK COMMUNICATION | 1 |  | 1 | 168 | 15% | 142.8
177 | Siemens | PSC-CBL-24 | 24" CABLE FROM PTB TO PSC-12 | 1 |  | 1 | 56 | 15% | 47.6
178 | Siemens | BCL | 60 PIN CABLE LONG-REQUIRED IN CAB2,2X AND CAB3,3X FOR ROW TO ROW CONNECTIONS | 1 |  | 1 | 217 | 15% | 184.45
179 | Siemens | EXTRA-LONG CABLE | 60 PIN 6 1/2 FOOT CABLE FOR CAB2,2X AND CAB3,3X ROW TO ROW CONNECTIONS | 1 |  | 1 | 268 | 15% | 227.8
180 | Siemens | AC-ADPT | TECHNICIANS LAPTOP AC POWER ADAPTER CABLE FOR PSC-12/PTB (FOR SERVICE USE ONLY) | 1 |  | 1 | 138 | 15% | 117.3
181 | Siemens | PMI-UK | PMI-UK UPGRADE KIT (BOOT ROM) JUMPERS FOR ZIC 24V POWER | 1 |  | 1 | 182 | 15% | 154.7
182 | Siemens | VPM | VESDA PERIPHERAL MODULE FOR XLS | 1 |  | 1 | 2401 | 15% | 2040.85
183 | Siemens | VPM-MP | VPM MOUNTING PLATE FOR XLS | 1 |  | 1 | 379 | 15% | 322.15
184 | Siemens | VESDA-HLI-KIT | VESDA HLI KIT FOR XLS | 1 |  | 1 | 6178 | 15% | 5251.3
185 | Siemens | PAD-3 | P/S NAC EXT 6 AMPS | 1 |  | 1 | 1367 | 15% | 1161.95
186 | Siemens | PAD-3R | RED P/S NAC EXT | 1 |  | 1 | 1367 | 15% | 1161.95
187 | Siemens | PAD3-BATT-BRKT | BRACKET TO HOLD DOWN BT-33 BATTERIES IN EN-PAD ENCLOSURE | 1 |  | 1 | 76 | 15% | 64.6
188 | Siemens | PAD-4-6A | Complete 6 amp PAD-4 kit (enclosure, board, 170W power supply) | 1 |  | 1 | 1470 | 15% | 1249.5
189 | Siemens | PAD-4-6A-CLSA | Complete 6 amp PAD-4 kit with Class A adapter | 1 |  | 1 | 1627 | 15% | 1382.95
190 | Siemens | PAD-4-9A | Complete 9 amp PAD-4 kit (enclosure, board, 300W power supply) | 1 |  | 1 | 1911 | 15% | 1624.35
191 | Siemens | PAD-4-9A-CLSA | Complete 9 amp PAD-4 kit with Class A adapter | 1 |  | 1 | 2069 | 15% | 1758.65
192 | Siemens | PAD-4-MB | PAD-4 NAC expander main board | 1 |  | 1 | 1045 | 15% | 888.25
193 | Siemens | PAD-4-ENCL | PAD-4 NAC expander enclosure | 1 |  | 1 | 289 | 15% | 245.65
194 | Siemens | PAD-4-CLSA | PAD-4 NAC expander Class A adapter card | 1 |  | 1 | 158 | 15% | 134.3
195 | Siemens | FP2011-U1 | Power Supply (170 W) | 1 |  | 1 | 530 | 15% | 450.5
196 | Siemens | FP2012-U1 | 300W power supply | 1 |  | 1 | 606 | 15% | 515.1
197 | Siemens | S3AP | PAD-4 NAC expander adapter plate for System 3 enclosure | 1 |  | 1 | 168 | 15% | 142.8
198 | Siemens | PAD-4-LUA | PAD-4 NAC expander Laptop Upload Adapter | 1 |  | 1 | 153 | 15% | 130.05
199 | Siemens | PAD4-BATT-BRKT | Battery bracket for seismic certification | 1 |  | 1 | 204 | 15% | 173.4
200 | Siemens | PS-5A | PS-5A PWR SUP MOD | 1 |  | 1 | 905 | 15% | 769.25
201 | Siemens | SNU-ASSY | SNU ASSY SINGLE NODE UPLOAD ASSEMBLY | 1 |  | 1 | 1170 | 15% | 994.5
202 | Siemens | PMI-1 UPLD-CBL | PMI-1 UPLOAD CABLE | 1 |  | 1 | 258 | 15% | 219.3
203 | Siemens | ENCL-01 | Exterior enclosure with Key Lock | 1 |  | 1 | 668 | 15% | 567.8
204 | Siemens | SNU-Kit | SNU SALES KIT | 1 |  | 1 | 2234 | 15% | 1898.9
205 | Siemens | CBL-8 | CBL-8 FCS 60 Flat Ribbon Cbl Short 60 | 1 |  | 1 | 46 | 15% | 39.1
206 | Siemens | DAC-NET | DIGITAL AUDIO CARD (STAND ALONE OR MASTER SLAVE NETWORK VOICE APPLICATIONS) ONE CARD SLOT CC-5/CC-2 | 1 |  | 1 | 2733 | 15% | 2323.05
207 | Siemens | XDMC | XLS DIGITAL MESSAGE CARD | 1 |  | 1 | 2101 | 15% | 1785.85
208 | Siemens | LPB | LOCAL PAGE BOARD MOUNTS ON DAC-NET | 1 |  | 1 | 1342 | 15% | 1140.7
209 | Siemens | ZAC-40 | ZONE AMP CARD-40 WATTS (25V,70V OR 100V) ONE CARD SLOT CC-5/CC-2 | 1 |  | 1 | 2134 | 15% | 1813.9
210 | Siemens | ZAM-180 | ZONE AMP MODULE-180 WATTS (25V, 70V OR 100V) CAB-MP - 1 POSITION | 1 |  | 1 | 4601 | 15% | 3910.85
211 | Siemens | AIC | AUDIO INPUT CARD-USE TO INPUT EXTERNAL AUDIO SIGNALS INTO SYS. ONE CARD SLOT CC-5/CC-2 | 1 |  | 1 | 2063 | 15% | 1753.55
212 | Siemens | LVM | LIVE VOICE MASTER MICROPHONE INNER DOOR - 1 POSITION (MUST LEAVE SPACE BEHIND OPEN) | 1 |  | 1 | 1911 | 15% | 1624.35
213 | Siemens | DFM | D-NET FIBER MODULE | 1 |  | 1 | 1215 | 15% | 1032.75
214 | Siemens | DFM-BRK | DNET MODULE MNT BOARD | 1 |  | 1 | 712 | 15% | 605.2
215 | Siemens | COM-BRK | COM-BRK Fiber Module Mount for XLS cab | 1 |  | 1 | 947 | 15% | 804.95
216 | Siemens | ALCC | AUDIO LEVEL CONVERSION CARD | 1 |  | 1 | 1281 | 15% | 1088.85
217 | Siemens | VNT-PC | Virtual Network Tunnel | 1 |  | 1 | 15608 | 15% | 13266.8
218 | Siemens | VNT-MP | VNT Mounting Plate | 1 |  | 1 | 520 | 15% | 442
219 | Siemens | LIA | LVM Interface Assembly | 1 |  | 1 | 260 | 15% | 221
220 | Siemens | FMT | FIREFIGHTERS MASTER TELEPHONE INNER DOOR - 1 POSITION (MUST LEAVE SPACE BEHIND OPEN) | 1 |  | 1 | 1876 | 15% | 1594.6
221 | Siemens | FMT-A-ADPT | CLASS A TELEPHONE RISER ADAPTER | 1 |  | 1 | 412 | 15% | 350.2
222 | Siemens | TZC-8B | TELEPHONE ZONE CARD - 8 ZONES CLASS B ONE CARD SLOT CC-5/CC-2 | 1 |  | 1 | 1759 | 15% | 1495.15
223 | Siemens | FTS | REMOTE WARDENS TELEPHONE STATION MOUNTS IN FB-300 OR FB-301 | 1 |  | 1 | 375 | 15% | 318.75
224 | Siemens | FTS-P | REMOTE WARDENS TELEPHONE STATION PUSH TO TALK MOUNTS IN FB-300 OR FB-301 | 1 |  | 1 | 495 | 15% | 420.75
225 | Siemens | FTS-C | REMOTE WARDENS TELEPHONE STATION ARMORED CABLE MOUNTS IN FB-300 OR FB-301 | 1 |  | 1 | 399 | 15% | 339.15
226 | Siemens | FTS-CL | REMOTE WARDENS TELEPHONE STATION ARMORED CABLE & LED MOUNTS IN FB-300 OR FB-301 | 1 |  | 1 | 603 | 15% | 512.55
227 | Siemens | FTS-PCL | REMOTE WARDENS TELEPHONE STATION ARMORED CABLE, LED & PUSH TO TALK MOUNTS IN FB-300 OR FB-301 | 1 |  | 1 | 586 | 15% | 498.1
228 | Siemens | PFT | PORTABLE FIREFIGHTERS TELEPHONE FIELD MOUNTED | 1 |  | 1 | 222 | 15% | 188.7
229 | Siemens | PFT-P | PORTABLE FIREFIGHTERS TELEPHONE PUSH TO TALK FIELD MOUNTED | 1 |  | 1 | 361 | 15% | 306.85
230 | Siemens | FJ-303 | PHONE JACK FIELD MOUNTED | 1 |  | 1 | 108 | 15% | 91.8
231 | Siemens | FJ-304 | PHONE JACK W/ SCREW TERMINAL FIELD MOUNTED | 1 |  | 1 | 160 | 15% | 136
232 | Siemens | FJ-303SS | PHONE JACK W/ STAINLESS PLATE FIELD MOUNTED | 1 |  | 1 | 208 | 15% | 176.8
233 | Siemens | FJ-304SS | PHONE JACK W/ TERM & SS PLATE FIELD MOUNTED | 1 |  | 1 | 348 | 15% | 295.8
234 | Siemens | FB-300 | FLUSH BOX FOR PHONE STATION FIELD MOUNTED | 1 |  | 1 | 314 | 15% | 266.9
235 | Siemens | FB-301 | SURF BB FOR REMOTE TEL. STATION STATION FIELD MOUNTED | 1 |  | 1 | 249 | 15% | 211.65
236 | Siemens | FC-300 | DOOR REMOTE PHONE STATION FIELD MOUNTED | 1 |  | 1 | 371 | 15% | 315.35
237 | Siemens | FT-GLS | REPLACEMENT GLASS FOR FC-300 FIELD MOUNTED | 1 |  | 1 | 113 | 15% | 96.05
238 | Siemens | MTE-2 | MXLV PORTABLE TEL. ENCLOSURE (6) INCLUDES: MTE-2 ENCL/DR 500-093291 MTE-2 LENS 500-693295 MTE-2 HOLDER 500-693297 | 1 |  | 1 | 3787 | 15% | 3218.95
239 | Siemens | MTE-2-LENS | MTE-2 LENS PKG | 1 |  | 1 | 409 | 15% | 347.65
240 | Siemens | MTE-2-HLDR | MTE-2 HOLDER PKG | 1 |  | 1 | 1204 | 15% | 1023.4
241 | Siemens | C-Mod-250-ZIC4A-EP | C-Mod-250-ZIC4A-EP INCLUDES: (1) XDLC , (1)FCM2041-U3, (1) ZIC-4A, (1) CC-5, (1) PSC-12M | 1 |  | 1 | 11884 | 15% | 10101.4
242 | Siemens | C-Mod-250-ZIC8B-EP | C-Mod-250-ZIC8B-EP INCLUDES: (1) XDLC, (1) FCM2041-U3, (1) ZIC-8B, (1) CC-5, (1) PSC-12M | 1 |  | 1 | 12084 | 15% | 10271.4
243 | Siemens | CC-5 | CARDCAGE (5 SLOTS) FOR ALL CARDS BACKBOX - 2 POSITIONS | 1 |  | 1 | 1273 | 15% | 1082.05
244 | Siemens | ZIC-4A | 4 NAC ZONES (CODED OR NON-CODED SYNC, OR NON SYNC STROBE, MT,LL., RELEASING) 3A EACH MAX., CLASS A OR B ONE CARD SLOT CC-5/CC-2 | 1 |  | 1 | 1799 | 15% | 1529.15
245 | Siemens | XDLC | INTELLIGENT DEVICE LOOP CARD FOR MODULAR SYSTEMS (2 LOOPS/252 ADDRESSES TOTAL) ONE CARD SLOT CC-5/CC-2 | 1 |  | 1 | 2145 | 15% | 1823.25
246 | Siemens | DLC | INTELLIGENT DEVICE LOOP CARD (2 LOOPS/252 ADDRESSES TOTAL) ONE CARD SLOT CC-5/CC-2 | 1 |  | 1 | 5625 | 15% | 4781.25
247 | Siemens | MLC | MXL ADDRESSABLE DEVICE LINE CARD FOR FIREFINDER XLS (2 LOOP / 60 DEVICES PER LOOP) ONE CARD SLOT CC-5/CC-2 | 1 |  | 1 | 2792 | 15% | 2373.2
248 | Siemens | CRC-6 | (6) FORM 'C' RELAYS (LOGIC CONTROLLED) ONE CARD SLOT CC-5/CC-2 | 1 |  | 1 | 1180 | 15% | 1003
249 | Siemens | PSC-12M | PSC-12M 12A at 24VDC Power Supply w/Battery Charger 100AH, CONTAINS 4 RELAYS BACKBOX - 1 POSITION | 1 |  | 1 | 4691 | 15% | 3987.35
250 | Siemens | PSC-ISO-CBL | PSC-ISO-CBL 60 PIN MULTI-PS PMI CBL ASS | 1 |  | 1 | 217 | 15% | 184.45
251 | Siemens | GPMI-2-HW-KEY | HW KEY FOR PMI-2 AND PMI-3 GLOBAL | 1 |  | 1 | 1879 | 15% | 1597.15
252 | Siemens | CP-GPMI-KIT | FCM2041-U3 + HW KEY PMI-2/3 | 1 |  | 1 | 6570 | 15% | 5584.5
253 | Siemens | FCM2041-U3 | Cerberus Operator Interface MAIN CENTRAL PROCESSOR INNER DOOR - 2 POSITIONS | 1 |  | 1 | 4691 | 15% | 3987.35
254 | Siemens | CPM-LABEL-KIT | CPM-LABEL-KIT PMI-3 INT OVRLS | 1 |  | 1 | 182 | 15% | 154.7
255 | Siemens | PMI-3 LABEL KITS | PMI-3 LABEL KIT PMI-3 INT AND NAV OVRLS | 1 |  | 1 | 397 | 15% | 337.45
256 | Siemens | NIC-C | NETWORK INTERFACE CARD - H-NET, OR X-NET, AND CAN ONE CARD SLOT CC-5/CC-2 | 1 |  | 1 | 1395 | 15% | 1185.75
257 | Siemens | NRC | 2nd GENERATION NETWORK RING CARD | 1 |  | 1 | 2300 | 15% | 1955
258 | Siemens | IIC | INTERFACE ISOLATION CARD REQUIRED FOR NCC TO NRC CONNECTIONS | 1 |  | 1 | 425 | 15% | 361.25
259 | Siemens | PSX-12M | PSX-12M 12A at 24VDC Power Supply Extender (CONTAINS NO BATTERY CHARGER SHARES PSC-12 CHARGER) CAB-MP-1 POSITION | 1 |  | 1 | 3888 | 15% | 3304.8
260 | Siemens | PSX-12 | 12A POWER SUPPLY EXTENDER (CONTAINS NO BATTERY CHARGER SHARES PSC-12 CHARGER) CAB-MP - 1 POSITION | 1 |  | 1 | 3888 | 15% | 3304.8
261 | Siemens | PSFA | PSFA A/C Line Filter for PSC-12M (REQUIRED FOR APPLICATIONS WHICH USE MORE THAN ONE PSX-12M) MOUNTS IN CAB'S | 1 |  | 1 | 592 | 15% | 503.2
262 | Siemens | CC-2 | CARDCAGE (2 SLOTS)- ALL CARDS CAB-MP - 1 POSITION | 1 |  | 1 | 699 | 15% | 594.15
263 | Siemens | CC-5 | CARDCAGE (5 SLOTS) FOR ALL CARDS BACKBOX - 2 POSITIONS | 1 |  | 1 | 1273 | 15% | 1082.05
264 | Siemens | ZIC-4A | 4 NAC ZONES (CODED OR NON-CODED SYNC, OR NON SYNC STROBE, MT,LL., RELEASING) 3A EACH MAX., CLASS A OR B ONE CARD SLOT CC-5/CC-2 | 1 |  | 1 | 1799 | 15% | 1529.15
265 | Siemens | LLM-1 | POWER LIMITED LEASE LINE INTERFACE | 1 |  | 1 | 1106 | 15% | 940.1
266 | Siemens | ZIC-8B | (8) NAC ZONES CODED OR NON CODED ONE CARD SLOT CC-5/CC-2 | 1 |  | 1 | 1979 | 15% | 1682.15
267 | Siemens | ZIC-2C | 2 CHANNEL ADAPTER CARD FOR ZIC-8B | 1 |  | 1 | 541 | 15% | 459.85
268 | Siemens | DLC | INTELLIGENT DEVICE LOOP CARD (2 LOOPS/252 ADDRESSES TOTAL) ONE CARD SLOT CC-5/CC-2 | 1 |  | 1 | 5625 | 15% | 4781.25
269 | Siemens | CDC-4 | CONVENTIONAL DETECTOR CARD | 1 |  | 1 | 1342 | 15% | 1140.7
270 | Siemens | CRC-6 | (6) FORM 'C' RELAYS (LOGIC CONTROLLED) ONE CARD SLOT CC-5/CC-2 | 1 |  | 1 | 1180 | 15% | 1003
271 | Siemens | PSC-12M | PSC-12M 12A at 24VDC Power Supply w/Battery Charger 100AH, CONTAINS 4 RELAYS BACKBOX - 1 POSITION | 1 |  | 1 | 4691 | 15% | 3987.35
272 | Siemens | FN2006-U1 | Fiber Module (SM) | 1 |  | 1 | 9582 | 15% | 8144.7
273 | Siemens | FN2007-U1 | Fiber Module (MM) | 1 |  | 1 | 2610 | 15% | 2218.5
274 | Siemens | XC206-2SFP-MM | XC206-2SFP-MM Multi-mode Fiber Switch | 1 |  | 1 | 4144 | 15% | 3522.4
275 | Siemens | XC206-2SFP-SM | XC206-2SFP-SM Single-mode Fiber Switch | 1 |  | 1 | 4900 | 15% | 4165
276 | Siemens | XND-M | XND-M (XNET Interface) Module for MOSA | 1 |  | 1 | 1194 | 15% | 1014.9
277 | Siemens | XDACT-ASSY | MOUNTING PLATE, CONNECTION CABLE(PMI-3 TO DIALER), POWER CONNECTOR | 1 |  | 1 | 425 | 15% | 361.25
278 | Siemens | LXDACT-CBL | LXDACT-CBL Longer XDACT to PMI cable | 1 |  | 1 | 92 | 15% | 78.2
279 | Siemens | FCA2015-U1 | Dialer module (DACT) | 1 |  | 1 | 634 | 15% | 538.9
280 | Siemens | COM-BRK | COM-BRK Fiber Module Mount for XLS cab | 1 |  | 1 | 947 | 15% | 804.95
281 | Siemens | FN2013-U1 | FN2013-U1 Fiber Network Module (SM) | 1 |  | 1 | 9177 | 15% | 7800.45
282 | Siemens | FN2014-U1 | FN2014-U1 Fiber Network Module (MM) | 1 |  | 1 | 2563 | 15% | 2178.55
283 | Siemens | CAB1 | SMALL (ONE ROW) ENCLOSURE-SHIPS ASSEMBLED AS A COMPLETE PACKAGE IN A SINGLE BOX CONTAINING (1) BACKBOX, (1) INNER DOOR, (1) OUTER DOOR AND (1) CLEAR LENS (OD-LP). (BLACK) FIELD MOUNTED | 1 |  | 1 | 1461 | 15% | 1241.85
284 | Siemens | CAB1R | SAME AS CAB1-W/ RED ENCLOSURE FIELD MOUNTED | 1 |  | 1 | 1461 | 15% | 1241.85
285 | Siemens | CAB1-TK | CAB1 SEMI FLUSH MNT TRIM KIT BLK MOUNTS TO CAB1 | 1 |  | 1 | 430 | 15% | 365.5
286 | Siemens | CAB1R-TK | CAB1R SEMI FLUSH MNT TRIM KIT RED MOUNTS TO CAB1R | 1 |  | 1 | 607 | 15% | 515.95
287 | Siemens | CAB2-BB | MEDIUM SIZE (2 ROW) ENCLOSURE BACKBOX - BLACK FIELD MOUNTED | 1 |  | 1 | 1142 | 15% | 970.7
288 | Siemens | CAB2-RB | MEDIUM SIZE (2 ROW) ENCLOSURE BACKBOX - RED FIELD MOUNTED | 1 |  | 1 | 1142 | 15% | 970.7
289 | Siemens | CAB2-BD | MEDIUM ENCLOSURE INNER & OUTER DOORS - BLACK MOUNTS TO CAB2-BB | 1 |  | 1 | 1739 | 15% | 1478.15
290 | Siemens | CAB2-TK | MEDIUM ENCLOSURE SEMI FLUSH TRIM KIT-BLACK MOUNTS TO CAB2-BB | 1 |  | 1 | 563 | 15% | 478.55
291 | Siemens | CAB2-RD | MEDIUM ENCLOSURE INNER & OUTER DOORS - RED MOUNTS TO CAB2-RB | 1 |  | 1 | 2225 | 15% | 1891.25
292 | Siemens | CAB2R-TK | MEDIUM ENCLOSURE SEMI FLUSH TRIM KIT - RED MOUNTS TO CAB2-RB | 1 |  | 1 | 791 | 15% | 672.35
293 | Siemens | CAB2-XBD | MEDIUM ENCLOSURE TRANSPONDER DOOR - BLACK MOUNTS TO CAB2-BB | 1 |  | 1 | 1177 | 15% | 1000.45
294 | Siemens | CAB2-XRD | MEDIUM ENCLOSURE TRANSPONDER DOOR - RED MOUNTS TO CAB2-RB | 1 |  | 1 | 1154 | 15% | 980.9
295 | Siemens | CAB2-BD-OD-LP | INCLUDES: (1) CAB2-BD, (1) BCL AND (1) OD-LP | 1 |  | 1 | 1950 | 15% | 1657.5
296 | Siemens | CAB3-BB | LARGE SIZE (3 ROW) ENCLOSURE BACKBOX - BLACK FIELD MOUNTED | 1 |  | 1 | 1362 | 15% | 1157.7
297 | Siemens | CAB3-RB | LARGE SIZE (3 ROW) ENCLOSURE BACKBOX - RED FIELD MOUNTED | 1 |  | 1 | 1362 | 15% | 1157.7
298 | Siemens | CAB3-BD | LARGE ENCLOSURE INNER & OUTER DOORS - BLACK MOUNTS TO CAB3-BB | 1 |  | 1 | 2164 | 15% | 1839.4
299 | Siemens | CAB3-TK | LARGE ENCLOSURE SEMI FLUSH TRIM KIT - BLACK MOUNTS TO CAB3-BB | 1 |  | 1 | 1176 | 15% | 999.6
300 | Siemens | CAB3-RD | LARGE ENCLOSURE INNER & OUTER DOORS - RED MOUNTS TO CAB3-RB | 1 |  | 1 | 2676 | 15% | 2274.6
301 | Siemens | CAB3R-TK | LARGE ENCLOSURE TRIM KIT - RED MOUNTS TO CAB3-RB | 1 |  | 1 | 1185 | 15% | 1007.25
302 | Siemens | CAB3-XBD | LARGE ENCLOSURE TRANSPONDER DOOR - BLACK MOUNTS TO CAB3-BB | 1 |  | 1 | 1313 | 15% | 1116.05
303 | Siemens | CAB3-XRD | LARGE ENCLOSURE TRANSPONDER DOOR - RED MOUNTS TO CAB3-RB | 1 |  | 1 | 1287 | 15% | 1093.95
304 | Siemens | CAB3-BD-OD-LP | INCLUDES: (1) CAB3-BD, (1) BCL AND (1) OD-LP | 1 |  | 1 | 2395 | 15% | 2035.75
305 | Siemens | OD-LP | CLEAR LENS FOR CAB DOOR MOUNTS TO CAB OUTER DOOR | 1 |  | 1 | 153 | 15% | 130.05
306 | Siemens | OD-BP | CAB OUTER DOOR BLANK PLATE MOUNTS TO CAB OUTER DOOR INNER AND OUTER DOOR INTERCHANGEABLE | 1 |  | 1 | 156 | 15% | 132.6
307 | Siemens | OD-BP-R | CAB OUTER DOOR BLANK PLATE - RED MOUNTS TO CAB OUTER DOOR | 1 |  | 1 | 260 | 15% | 221
308 | Siemens | OD-GP | CAB OUTER DOOR GRILL PLATE MOUNTS TO CAB OUTER DOOR | 1 |  | 1 | 226 | 15% | 192.1
309 | Siemens | OD-GP-R | CAB OUTER DOOR GRILL PLATE - RED MOUNTS TO CAB OUTER DOOR | 1 |  | 1 | 290 | 15% | 246.5
310 | Siemens | ID-SP | INNER DOOR SINGLE BLANK PLATE (2 PER PACKAGE) MOUNTS TO CAB/REMBOX INNER DOORS | 1 |  | 1 | 142 | 15% | 120.7
311 | Siemens | ID-MP | INNER DOOR CONTROL MODULE MOUNTING PLATE (4 PLATES PER PACKAGE) EACH PLATE HOLDS UP TO (4) SCM-8LCM-8/BCM OR (2) FCM-6 MOUNTS TO CAB/REMBOX INNER DOORS | 1 |  | 1 | 537 | 15% | 456.45
312 | Siemens | HTSW-1 | TAMPER SWITCH FOR CAB'S AND REMBOX'S MOUNTS TO CAB/REMBOX INNER DOORS | 1 |  | 1 | 111 | 15% | 94.35
313 | Siemens | MOM2-XMP | MOUNTING PLATE TO MOUNT NIM-1W AND NIM-1M FOR XET BRIDGE | 1 |  | 1 | 263 | 15% | 223.55
314 | Siemens | MOM-2 | EXPANSION CARDCAGE (2 SLOTS) | 1 |  | 1 | 781 | 15% | 663.85
315 | Siemens | D2300-MP | MOUNTING PLATE TO HOLD UP TO 2 D2300CP MODULES AND 1 PS5A MODULE | 1 |  | 1 | 386 | 15% | 328.1
316 | Siemens | CAB-MP | CAB-MP MOUNTING PLATE (1 ROW) MOUNTS IN CAB'S | 1 |  | 1 | 173 | 15% | 147.05
317 | Siemens | REMBOX2 | SMALL REMOTE LOBBY ENCLOSURE PROVIDES MOUNTING SPACE FOR, LVM OR FMT OR REMOTE SWITCH AND LED MODULES (8) LCM/SCM OR (4) FCM MAX. FIELD MOUNTED | 1 |  | 1 | 1528 | 15% | 1298.8
318 | Siemens | REMBOX4 | LARGE REMOTE LOBBY ENCLOSURE PROVIDES MOUNTING SPACE FOR, LVM OR FMT OR REMOTE SWITCH AND LED MODULES (16) LCM/SCM OR (8) FCM MAX. FIELD MOUNTED | 1 |  | 1 | 2063 | 15% | 1753.55
319 | Siemens | REMBOX2R | SMALL REMOTE LOBBY RED ENCLOSURE PROVIDES MOUNTING SPACE FOR, LVM OR FMT OR REMOTE SWITCH AND LED MODULES (8) LCM/SCM OR (4) FCM MAX. FIELD MOUNTED | 1 |  | 1 | 1612 | 15% | 1370.2
320 | Siemens | REMBOX4R | LARGE REMOTE LOBBY RED ENCLOSURE PROVIDES MOUNTING SPACE FOR, LVM OR FMT OR REMOTE SWITCH AND LED MODULES (16) LCM/SCM OR (8) FCM MAX. FIELD MOUNTED | 1 |  | 1 | 2142 | 15% | 1820.7
321 | Siemens | REMBOX2-MP | OPTIONAL MOUNTING PLATE FOR REMBOX2 -REQ. TO MOUNT UP TO (4) SIM-16 OR OCM-16 MOUNTS IN REMBOX2 | 1 |  | 1 | 215 | 15% | 182.75
322 | Siemens | REMBOX4-MP | OPTIONAL MOUNTING PLATE FOR REMBOX4 - REQ. TO MOUNT UP TO (8) SIM-16 OR OCM-16 MOUNTS IN REMBOX4 | 1 |  | 1 | 242 | 15% | 205.7
323 | Siemens | RNI | REMOTE NETWORK INTERFACE (REQUIRED FOR REMOTE, LVM,FMT SCM/LCM/ FCM APPLICATIONS) MOUNTS IN REMBOX'S | 1 |  | 1 | 1100 | 15% | 935
324 | Siemens | RNI-CAB-BRKT | MOUNTS RNI IN CAB-1, CAB-2, CAB-3 ENCLOSURE | 1 |  | 1 | 215 | 15% | 182.75
325 | Siemens | RNI-CBL | CABLE NEEDED FOR SECOND RNI | 1 |  | 1 | 215 | 15% | 182.75
326 | Siemens | MPF-RK | MOUNTS MODULES PMI/PMI-2/LVM /FMT/FCM-6/LCM-6/SCM-8 | 1 |  | 1 | 965 | 15% | 820.25
327 | Siemens | MPR-RK | MOUNTS MODULES CC-5/CC-2 /PSC-12/PSX-12/ZAM-180 | 1 |  | 1 | 750 | 15% | 637.5
328 | Siemens | PTB-RK | MOUNTS UP TO 2 PTB5 | 1 |  | 1 | 636 | 15% | 540.6
329 | Siemens | BP-RK | BLANK PLATE | 1 |  | 1 | 965 | 15% | 820.25
330 | Siemens | XLS-RK19 | 19" RACK INCLUDES RACK, DOOR & ALL SIDE PANELS | 1 |  | 1 | 14469 | 15% | 12298.65
331 | Siemens | XLS-MSE2-ADPT | MSE-2 BLACK ENCLOSURE ADAPTER FOR FIREFINDER XLS | 1 |  | 1 | 1526 | 15% | 1297.1
332 | Siemens | XLS-MSE2R-ADPT | MSE-2R RED ENCLOSURE ADAPTER FOR FIREFINDER XLS | 1 |  | 1 | 2899 | 15% | 2464.15
333 | Siemens | XLS-MME3-ADPT | MME-3 AND MBR-2 BLACK ENCLOSURE ADAPTER FOR FIREFINDER XLS | 1 |  | 1 | 2600 | 15% | 2210
334 | Siemens | XLS-MME3R-ADPT | MME-3R RED ENCLOSURE ADAPTER FOR FIREFINDER XLS | 1 |  | 1 | 3245 | 15% | 2758.25
335 | Siemens | XLS-MLE6-ADPT | MLE-6 BLACK ENCLOSURE ADAPTER FOR FIREFINDER XLS | 1 |  | 1 | 3325 | 15% | 2826.25
336 | Siemens | XLS-MLE6R-ADPT | MLE-6R RED ENCLOSURE ADAPTER FOR FIREFINDER XLS | 1 |  | 1 | 3888 | 15% | 3304.8
337 | Siemens | XLS-MSE3-ADPT | MXL-IQ MSE-3L AND MSE-3M BLACK ENCLOSURE ADAPTER FORFIREFINDER XLS | 1 |  | 1 | 1530 | 15% | 1300.5
338 | Siemens | XLS-MSE3R-ADPT | MXL-IQ MSE-3LR and MSE-3MR RED ENCLOSURE ADAPTER FOR FIREFINDER XLS | 1 |  | 1 | 3515 | 15% | 2987.75
339 | Siemens | XLS-RCC1-ADPT | RCC-1 BLACK ENCLOSURE ADAPTER FOR FIREFINDER XLS SSD | 1 |  | 1 | 845 | 15% | 718.25
340 | Siemens | XLS-RCC13F-ADPT | RCC-1F AND RCC-3F BLACK ENCLOSURE ADAPTER FOR FIREFINDER XLS SSD | 1 |  | 1 | 1530 | 15% | 1300.5
341 | Siemens | XLS-RCC13FR-ADPT | RCC-3F RED ENCLOSURE ADAPTER FOR FIREFINDER XLS SSD | 1 |  | 1 | 1659 | 15% | 1410.15
342 | Siemens | XLS-EXT-CABLE-PKG | INCLUDES 60" 60 PIN CABLE, 60" CAN CABLE, LONG GROUND STRAP CABLE | 1 |  | 1 | 537 | 15% | 456.45
343 | Siemens | BP-61 | BATTERY SET 12V 18AH MOUNTS IN CAB ENCLOSURE OR BATTERY BOX | 1 |  | 1 | 1070 | 15% | 909.5
344 | Siemens | BTX-1 | BATTERY SET 12V 33AH MOUNTS IN CAB ENCLOSURE OR BATTERY BOX | 1 |  | 1 | 1447 | 15% | 1229.95
345 | Siemens | BTX-2 | BATTERY SET 12V 55AH MOUNTS IN CAB-BATT | 1 |  | 1 | 2000 | 15% | 1700
346 | Siemens | BTX-3 | BATTERY SET 12V 100AH MOUNTS IN CAB-BATT | 1 |  | 1 | 4025 | 15% | 3421.25
347 | Siemens | CAB-BATT | ENCLOSURE FOR 100AH BATTERIES FIELD MOUNTED | 1 |  | 1 | 848 | 15% | 720.8
348 | Siemens | CAB-BATT-R | ENCLOSURE FOR 100AH BATTERIES - RED FIELD MOUNTED | 1 |  | 1 | 848 | 15% | 720.8
349 | Siemens | CAB-55-BRKT | BRACKET TO HOLD DOWN BTX-2 55AH BATTERIES IN CAB-BATT ENCLOSURE (REQUIRED FOR SEISMIC APPLICATIONS | 1 |  | 1 | 447 | 15% | 379.95
350 | Siemens | CAB-100-BRKT | BRACKET TO HOLD DOWN BTX-3 100AH BATTERIES IN CAB-BATT ENCLOSURE REQUIRED FOR SEISMIC APPLICATIONS | 1 |  | 1 | 281 | 15% | 238.85
351 | Siemens | OCM-16 | OUTPUT CONTROL MODULE; (16) MOUNTS TO REMBOX-MP'S OR IN CUSTOM GRAPHIC | 1 |  | 1 | 832 | 15% | 707.2
352 | Siemens | SIM-16 | SUPERVISED INPUT MODULE; (16) SUPERVISED INPUTS (WITH 2 CONTROL RELAYS) OUTPUTS TO DRIVE LED'S OR RELAYS MOUNTS TO REMBOX-MP'S OR IN CUSTOM GRAPHIC | 1 |  | 1 | 832 | 15% | 707.2
353 | Siemens | FCM-6 | (6) FAN CONTROL SWITCH MODULE MOUNTS TO ID-MP | 1 |  | 1 | 1031 | 15% | 876.35
354 | Siemens | SCM-8 | (8) SWITCH MODULE MOUNTS TO ID-MP | 1 |  | 1 | 563 | 15% | 478.55
355 | Siemens | LCM-8 | (8) LED MODULE MOUNTS TO ID-MP | 1 |  | 1 | 537 | 15% | 456.45
356 | Siemens | BCM | INNER DOOR BLANK PLATE (4 PLATE IN PACKAGE) MOUNTS TO ID-MP | 1 |  | 1 | 324 | 15% | 275.4
357 | Siemens | CSB | CAN SOUNDER BOARD (FOR REMOTELY MOUNTED SCM/FCM FOR KEY PRESS AUDIBLE FEEDBACK) MOUNTS TO SCM/FCM | 1 |  | 1 | 139 | 15% | 118.15
358 | Siemens | CSB-BRKT | CSB-BRKT | 1 |  | 1 | 525 | 15% | 446.25
359 | Siemens | RPM | REMOTE PRINTER MODULE (RS232, PARALLEL PRINTER PORT) FIELD MOUNTED | 1 |  | 1 | 2495 | 15% | 2120.75
360 | Siemens | TSP-40-PP | TSP-40 PRINTER PAPER | 1 |  | 1 | 193 | 15% | 164.05
361 | Siemens | XMI | XLS TO MXL INTERFACE BOARD | 1 |  | 1 | 350 | 15% | 297.5
362 | Siemens | NIM-1M | UL864 LISTED ANALOG MODEM DAUGHTERBOARD DESIGNED TO COMMUNICATE WITH NIM-1W ONLY | 1 |  | 1 | 4157 | 15% | 3533.45
363 | Siemens | NIM-1W | LOCAL & WIDE AREA NETWORK | 1 |  | 1 | 2756 | 15% | 2342.6
364 | Siemens | K-CBL | K-CBL Keltron Printer Modular OIs/PMIs | 1 |  | 1 | 248 | 15% | 210.8
365 | Siemens | SSD | REMOTE LCD DISPLAY (NO CONTROL OR MENU CAPABILITY) FIELD MOUNTED | 1 |  | 1 | 1876 | 15% | 1594.6
366 | Siemens | SSD-C | REMOTE LCD DISPLAY W/ CONTROL- ACU/SIL/RESET (NO MENU CAPABILITY) FIELD MOUNTED | 1 |  | 1 | 2145 | 15% | 1823.25
367 | Siemens | SSD-C-REM | REMOTE LCD DISPLAY W CONTROL MOUNTED ON PANEL INNER DOOR OR REMBOX | 1 |  | 1 | 2145 | 15% | 1823.25
368 | Siemens | SSD-INT | SSD-INT | 1 |  | 1 | 2589 | 15% | 2200.65
369 | Siemens | SSD-C-INT | SSD-C-INT | 1 |  | 1 | 3124 | 15% | 2655.4
370 | Siemens | CCL | CAN CABLE-3 FT. LONG. REQUIRED FOR SCM/LCM/FCM MODULES FROM CC-5/CC-2 INNER DOOR AND FROM ROW TO ROW ON CAB INNER DOORS. | 1 |  | 1 | 44 | 15% | 37.4
371 | Siemens | ZIC-JMPR | JUMPER SET | 1 |  | 1 | 164 | 15% | 139.4
372 | Siemens | ANTI-INTERFERENCE CAP PKG | ANTI-INTERFERENCE CAPACITOR FOR HNET NETWORK COMMUNICATION | 1 |  | 1 | 168 | 15% | 142.8
373 | Siemens | PSC-CBL-24 | 24" CABLE FROM PTB TO PSC-12 | 1 |  | 1 | 56 | 15% | 47.6
374 | Siemens | BCL | 60 PIN CABLE LONG-REQUIRED IN CAB2,2X AND CAB3,3X FOR ROW TO ROW CONNECTIONS | 1 |  | 1 | 217 | 15% | 184.45
375 | Siemens | EXTRA-LONG CABLE | 60 PIN 6 1/2 FOOT CABLE FOR CAB2,2X AND CAB3,3X ROW TO ROW CONNECTIONS | 1 |  | 1 | 268 | 15% | 227.8
376 | Siemens | AC-ADPT | TECHNICIANS LAPTOP AC POWER ADAPTER CABLE FOR PSC-12/PTB (FOR SERVICE USE ONLY) | 1 |  | 1 | 138 | 15% | 117.3
377 | Siemens | PMI-UK | PMI-UK UPGRADE KIT (BOOT ROM) JUMPERS FOR ZIC 24V POWER | 1 |  | 1 | 182 | 15% | 154.7
378 | Siemens | VPM | VESDA PERIPHERAL MODULE FOR XLS | 1 |  | 1 | 2401 | 15% | 2040.85
379 | Siemens | VPM-MP | VPM MOUNTING PLATE FOR XLS | 1 |  | 1 | 379 | 15% | 322.15
380 | Siemens | VESDA-HLI-KIT | VESDA HLI KIT FOR XLS | 1 |  | 1 | 6178 | 15% | 5251.3
381 | Siemens | PAD-3 | P/S NAC EXT 6 AMPS | 1 |  | 1 | 1367 | 15% | 1161.95
382 | Siemens | PAD-3R | RED P/S NAC EXT | 1 |  | 1 | 1367 | 15% | 1161.95
383 | Siemens | PAD3-BATT-BRKT | BRACKET TO HOLD DOWN BT-33 BATTERIES IN EN-PAD ENCLOSURE | 1 |  | 1 | 76 | 15% | 64.6
384 | Siemens | PAD-4-6A | Complete 6 amp PAD-4 kit (enclosure, board, 170W power supply) | 1 |  | 1 | 1470 | 15% | 1249.5
385 | Siemens | PAD-4-6A-CLSA | Complete 6 amp PAD-4 kit with Class A adapter | 1 |  | 1 | 1627 | 15% | 1382.95
386 | Siemens | PAD-4-9A | Complete 9 amp PAD-4 kit (enclosure, board, 300W power supply) | 1 |  | 1 | 1911 | 15% | 1624.35
387 | Siemens | PAD-4-9A-CLSA | Complete 9 amp PAD-4 kit with Class A adapter | 1 |  | 1 | 2069 | 15% | 1758.65
388 | Siemens | PAD-4-MB | PAD-4 NAC expander main board | 1 |  | 1 | 1045 | 15% | 888.25
389 | Siemens | PAD-4-ENCL | PAD-4 NAC expander enclosure | 1 |  | 1 | 289 | 15% | 245.65
390 | Siemens | PAD-4-CLSA | PAD-4 NAC expander Class A adapter card | 1 |  | 1 | 158 | 15% | 134.3
391 | Siemens | FP2011-U1 | Power Supply (170 W) | 1 |  | 1 | 530 | 15% | 450.5
392 | Siemens | FP2012-U1 | 300W power supply | 1 |  | 1 | 606 | 15% | 515.1
393 | Siemens | S3AP | PAD-4 NAC expander adapter plate for System 3 enclosure | 1 |  | 1 | 168 | 15% | 142.8
394 | Siemens | PAD-4-LUA | PAD-4 NAC expander Laptop Upload Adapter | 1 |  | 1 | 153 | 15% | 130.05
395 | Siemens | PAD4-BATT-BRKT | Battery bracket for seismic certification | 1 |  | 1 | 204 | 15% | 173.4
396 | Siemens | PS-5A | PS-5A PWR SUP MOD | 1 |  | 1 | 905 | 15% | 769.25
397 | Siemens | SNU-ASSY | SNU ASSY SINGLE NODE UPLOAD ASSEMBLY | 1 |  | 1 | 1170 | 15% | 994.5
398 | Siemens | PMI-1 UPLD-CBL | PMI-1 UPLOAD CABLE | 1 |  | 1 | 258 | 15% | 219.3
399 | Siemens | ENCL-01 | Exterior enclosure with Key Lock | 1 |  | 1 | 668 | 15% | 567.8
400 | Siemens | SNU-Kit | SNU SALES KIT | 1 |  | 1 | 2234 | 15% | 1898.9
401 | Siemens | PAD-5-MB | PAD-5 address NAC expander MB | 1 |  | 1 | 1742 | 15% | 1480.7
402 | Siemens | PAD-5-CLSA | PAD-5 address NAC expd class | 1 |  | 1 | 619 | 15% | 526.15
403 | Siemens | PAD-5-CDC | PAD-5 address NAC expn conv | 1 |  | 1 | 904 | 15% | 768.4
404 | Siemens | PAB-ENCL | PAD & AMP BOOSTER ENCL 1HU BLK | 1 |  | 1 | 496 | 15% | 421.6
405 | Siemens | PAB-ENCL-R | PAD & AMP BSTR ENCL 1HU RED | 1 |  | 1 | 596 | 15% | 506.6
406 | Siemens | PAB2-ENCL | PAD & AMP BOOSTER ENCL 2HU BLK | 1 |  | 1 | 894 | 15% | 759.9
407 | Siemens | PAB2-ENCL-R | PAD & AMP BSTR ENCL 2HU RED | 1 |  | 1 | 937 | 15% | 796.45
408 | Siemens | P3AP | PAD-3 ADAPTER PLATE | 1 |  | 1 | 168 | 15% | 142.8
409 | Siemens | P4AP | PAD-4 ADAPTER PLATE | 1 |  | 1 | 191 | 15% | 162.35
410 | Siemens | BAAP | Booster Amp Adapter Plate | 1 |  | 1 | 166 | 15% | 141.1
411 | Siemens | PAD5-6A | Complete 6A PAD-5 Kit | 1 |  | 1 | 2106 | 15% | 1790.1
412 | Siemens | PAD5-6A-R | Complete 6A PAD-5 Red Kit | 1 |  | 1 | 2106 | 15% | 1790.1
413 | Siemens | PAD5-9A | Complete 9A PAD-5 Kit | 1 |  | 1 | 2475 | 15% | 2103.75
414 | Siemens | PAD5-9A-R | Complete 9A PAD-5 Red Kit | 1 |  | 1 | 2475 | 15% | 2103.75
415 | Siemens | CBL-8 | CBL-8 FCS 60 Flat Ribbon Cbl Short 60 | 1 |  | 1 | 46 | 15% | 39.1
416 | Siemens | DAC-NET | DIGITAL AUDIO CARD (STAND ALONE OR MASTER SLAVE NETWORK VOICE APPLICATIONS) ONE CARD SLOT CC-5/CC-2 | 1 |  | 1 | 2733 | 15% | 2323.05
417 | Siemens | XDMC | XLS DIGITAL MESSAGE CARD | 1 |  | 1 | 2101 | 15% | 1785.85
418 | Siemens | LPB | LOCAL PAGE BOARD MOUNTS ON DAC-NET | 1 |  | 1 | 1342 | 15% | 1140.7
419 | Siemens | ZAC-40 | ZONE AMP CARD-40 WATTS (25V,70V OR 100V) ONE CARD SLOT CC-5/CC-2 | 1 |  | 1 | 2134 | 15% | 1813.9
420 | Siemens | ZAM-180 | ZONE AMP MODULE-180 WATTS (25V, 70V OR 100V) CAB-MP - 1 POSITION | 1 |  | 1 | 4601 | 15% | 3910.85
421 | Siemens | AIC | AUDIO INPUT CARD-USE TO INPUT EXTERNAL AUDIO SIGNALS INTO SYS. ONE CARD SLOT CC-5/CC-2 | 1 |  | 1 | 2063 | 15% | 1753.55
422 | Siemens | LVM | LIVE VOICE MASTER MICROPHONE INNER DOOR - 1 POSITION (MUST LEAVE SPACE BEHIND OPEN) | 1 |  | 1 | 1911 | 15% | 1624.35
423 | Siemens | DFM | D-NET FIBER MODULE | 1 |  | 1 | 1215 | 15% | 1032.75
424 | Siemens | DFM-BRK | DNET MODULE MNT BOARD | 1 |  | 1 | 712 | 15% | 605.2
425 | Siemens | COM-BRK | COM-BRK Fiber Module Mount for XLS cab | 1 |  | 1 | 947 | 15% | 804.95
426 | Siemens | ALCC | AUDIO LEVEL CONVERSION CARD | 1 |  | 1 | 1281 | 15% | 1088.85
427 | Siemens | VNT-PC | Virtual Network Tunnel | 1 |  | 1 | 15608 | 15% | 13266.8
428 | Siemens | VNT-MP | VNT Mounting Plate | 1 |  | 1 | 520 | 15% | 442
429 | Siemens | LIA | LVM Interface Assembly | 1 |  | 1 | 260 | 15% | 221
430 | Siemens | FMT | FIREFIGHTERS MASTER TELEPHONE INNER DOOR - 1 POSITION (MUST LEAVE SPACE BEHIND OPEN) | 1 |  | 1 | 1876 | 15% | 1594.6
431 | Siemens | FMT-A-ADPT | CLASS A TELEPHONE RISER ADAPTER | 1 |  | 1 | 412 | 15% | 350.2
432 | Siemens | TZC-8B | TELEPHONE ZONE CARD - 8 ZONES CLASS B ONE CARD SLOT CC-5/CC-2 | 1 |  | 1 | 1759 | 15% | 1495.15
433 | Siemens | FTS | REMOTE WARDENS TELEPHONE STATION MOUNTS IN FB-300 OR FB-301 | 1 |  | 1 | 375 | 15% | 318.75
434 | Siemens | FTS-P | REMOTE WARDENS TELEPHONE STATION PUSH TO TALK MOUNTS IN FB-300 OR FB-301 | 1 |  | 1 | 495 | 15% | 420.75
435 | Siemens | FTS-C | REMOTE WARDENS TELEPHONE STATION ARMORED CABLE MOUNTS IN FB-300 OR FB-301 | 1 |  | 1 | 399 | 15% | 339.15
436 | Siemens | FTS-CL | REMOTE WARDENS TELEPHONE STATION ARMORED CABLE & LED MOUNTS IN FB-300 OR FB-301 | 1 |  | 1 | 603 | 15% | 512.55
437 | Siemens | FTS-PCL | REMOTE WARDENS TELEPHONE STATION ARMORED CABLE, LED & PUSH TO TALK MOUNTS IN FB-300 OR FB-301 | 1 |  | 1 | 586 | 15% | 498.1
438 | Siemens | PFT | PORTABLE FIREFIGHTERS TELEPHONE FIELD MOUNTED | 1 |  | 1 | 222 | 15% | 188.7
439 | Siemens | PFT-P | PORTABLE FIREFIGHTERS TELEPHONE PUSH TO TALK FIELD MOUNTED | 1 |  | 1 | 361 | 15% | 306.85
440 | Siemens | FJ-303 | PHONE JACK FIELD MOUNTED | 1 |  | 1 | 108 | 15% | 91.8
441 | Siemens | FJ-304 | PHONE JACK W/ SCREW TERMINAL FIELD MOUNTED | 1 |  | 1 | 160 | 15% | 136
442 | Siemens | FJ-303SS | PHONE JACK W/ STAINLESS PLATE FIELD MOUNTED | 1 |  | 1 | 208 | 15% | 176.8
443 | Siemens | FJ-304SS | PHONE JACK W/ TERM & SS PLATE FIELD MOUNTED | 1 |  | 1 | 348 | 15% | 295.8
444 | Siemens | FB-300 | FLUSH BOX FOR PHONE STATION FIELD MOUNTED | 1 |  | 1 | 314 | 15% | 266.9
445 | Siemens | FB-301 | SURF BB FOR REMOTE TEL. STATION STATION FIELD MOUNTED | 1 |  | 1 | 249 | 15% | 211.65
446 | Siemens | FC-300 | DOOR REMOTE PHONE STATION FIELD MOUNTED | 1 |  | 1 | 371 | 15% | 315.35
447 | Siemens | FT-GLS | REPLACEMENT GLASS FOR FC-300 FIELD MOUNTED | 1 |  | 1 | 113 | 15% | 96.05
448 | Siemens | MTE-2 | MXLV PORTABLE TEL. ENCLOSURE (6) INCLUDES: MTE-2 ENCL/DR 500-093291 MTE-2 LENS 500-693295 MTE-2 HOLDER 500-693297 | 1 |  | 1 | 3787 | 15% | 3218.95
449 | Siemens | MTE-2-LENS | MTE-2 LENS PKG | 1 |  | 1 | 409 | 15% | 347.65
450 | Siemens | MTE-2-HLDR | MTE-2 HOLDER PKG | 1 |  | 1 | 1204 | 15% | 1023.4
451 | Siemens | FC922-US | 252-point system with 170W power supply and standard operator interface Consists of: One FCM2018-U3, one FP2011-U1, one FCI2016-U1 | 1 |  | 1 | 2682 | 15% | 2279.7
452 | Siemens | FC924-US | 504-point system with 170W power supply and standard operator interface Consists of: One FCM2018-U3, one FP2011-U1, one FCI2017-U1 | 1 |  | 1 | 5705 | 15% | 4849.25
453 | Siemens | FC922-UE | 252-point system with 170W power supply and operator interface with 24 zone LEDs Consists of: One FCM2019-U3, one FP2011-U1, one FCI2016-U1 | 1 |  | 1 | 3205 | 15% | 2724.25
454 | Siemens | FC924-UE | 504-point system with 170W power supply and operator interface with 24 zone LEDs Consists of: One FCM2019-U3, one FP2011-U1, one FCI2017-U1 | 1 |  | 1 | 6180 | 15% | 5253
455 | Siemens | FT924-US | Network terminal with standard operator interface Consists of: One FCM2018-U3, one FTI2001-U1 | 1 |  | 1 | 1579 | 15% | 1342.15
456 | Siemens | FT924-UE | Network terminal with operator interface with 24 zone LEDs Consists of: One FCM2019-U3, one FTI2001-U1 | 1 |  | 1 | 2101 | 15% | 1785.85
457 | Siemens | FC922-UT | 252-point system with 300W power supply and standard operator interface Consists of: One FCM2018-U3, one FP2012-U1, one FCI2016-U1 | 1 |  | 1 | 3079 | 15% | 2617.15
458 | Siemens | FC924-UT | 504-point system with 300W power supply and standard operator interface Consists of: One FCM2018-U3, one FP2012-U1, one FCI2017-U1 | 1 |  | 1 | 6048 | 15% | 5140.8
459 | Siemens | FC922-UF | 252-point system with 300W power supply and operator interface with 24 zone LEDs Consists of: One FCM2019-U3, one FP2012-U1, one FCI2016-U1 | 1 |  | 1 | 3631 | 15% | 3086.35
460 | Siemens | FC924-UF | 504-point system with 300W power supply and operator interface with 24 zone LEDs Consists of: One FCM2019-U3, one FP2012-U1, one FCI2017-U1 | 1 |  | 1 | 6572 | 15% | 5586.2
461 | Siemens | FHK2001-U3 | Black 1 Height Unit Enclosure kit (for FT924) Consists of: One FHB2001-U1, one FHD2004-U1, one FHD2006-U1, one FHD2001-U3 | 1 |  | 1 | 588 | 15% | 499.8
462 | Siemens | FHK2001-R3 | Red 1 Height Unit Enclosure kit (for FT924) Consists of: One FHB2001-R1, one FHD2004-U1, one FHD2006-U1, one FHD2001-R3 | 1 |  | 1 | 588 | 15% | 499.8
463 | Siemens | FHK2002-U3 | Black 2 Height Unit 1 Window Enclosure kit (for FC922, FC924) Consists of: One FHB2002-U1, one FHD2004-U1, one FHD2006-U1, one FHD2002-U3 | 1 |  | 1 | 997 | 15% | 847.45
464 | Siemens | FHK2002-R3 | Red 2 Height Unit 1 Window Enclosure kit (for FC922, FC924) Consists of: One FHB2002-R1, one FHD2004-U1, one FHD2006-U1, one FHD2002-R3 | 1 |  | 1 | 997 | 15% | 847.45
465 | Siemens | FHK2003-U3 | Black 2 Height Unit 2 Window Enclosure kit (for FC922, FC924 when adding LEDs) Consists of: One FHB2002-U1, one FHD2004-U1, two FHD2006-U1, one FHD2003-U3 | 1 |  | 1 | 1084 | 15% | 921.4
466 | Siemens | FHK2003-R3 | Red 2 Height Unit 2 Window Enclosure kit (for FC922, FC924 when adding LEDs) Consists of: One FHB2002-R1, one FHD2004-U1, two FHD2006-U1, one FHD2003-R3 | 1 |  | 1 | 1084 | 15% | 921.4
467 | Siemens | FHA2056-U1 | FS250/MPC600 Mechanical Migration Kit-Black (does not include panel electronics or power supply) | 1 |  | 1 | 1458 | 15% | 1239.3
468 | Siemens | FHA2056-R1 | FS250/MPC600 Mechanical Migration Kit-Red (does not include panel electronics or power supply) | 1 |  | 1 | 1458 | 15% | 1239.3
469 | Siemens | FHAMIQKIT-04 | MXL-IQ Mechanical Migration Kit-Black | 1 |  | 1 | 1458 | 15% | 1239.3
470 | Siemens | FHAMIQKIT-05 | MXL-IQ Mechanical Migration Kit-Red | 1 |  | 1 | 1458 | 15% | 1239.3
471 | Siemens | FCM2018-U3 | Standard Operating Unit | 1 |  | 1 | 1579 | 15% | 1342.15
472 | Siemens | FCM2019-U3 | Enhanced Operating Unit (with LEDs) | 1 |  | 1 | 2101 | 15% | 1785.85
473 | Siemens | FCI2016-U1 | Periphery board (252 pts) | 1 |  | 1 | 1579 | 15% | 1342.15
474 | Siemens | FCI2017-U1 | Periphery board (504 pts) | 1 |  | 1 | 4430 | 15% | 3765.5
475 | Siemens | FP2011-U1 | Power Supply (170 W) | 1 |  | 1 | 530 | 15% | 450.5
476 | Siemens | FP2012-U1 | 300W power supply | 1 |  | 1 | 606 | 15% | 515.1
477 | Siemens | FHB2001-U1 | Back box (1HU, black) | 1 |  | 1 | 314 | 15% | 266.9
478 | Siemens | FHB2001-R1 | Back box (1HU, red) | 1 |  | 1 | 314 | 15% | 266.9
479 | Siemens | FHB2002-U1 | Back box (2HU, black) | 1 |  | 1 | 555 | 15% | 471.75
480 | Siemens | FHB2002-R1 | Back box (2HU, red) | 1 |  | 1 | 555 | 15% | 471.75
481 | Siemens | FHD2001-U3 | Outer door (1HU, black) | 1 |  | 1 | 151 | 15% | 128.35
482 | Siemens | FHD2001-R3 | Outer door (1HU, red) | 1 |  | 1 | 151 | 15% | 128.35
483 | Siemens | FHD2002-U3 | Outer door (2HU, 1 win, bl) | 1 |  | 1 | 382 | 15% | 324.7
484 | Siemens | FHD2002-R3 | Outer door (2HU, 1 win, red) | 1 |  | 1 | 382 | 15% | 324.7
485 | Siemens | FHD2003-U3 | Outer door (2HU, 2 win, bl) | 1 |  | 1 | 473 | 15% | 402.05
486 | Siemens | FHD2003-R3 | Outer door (2HU, 2 win, red) | 1 |  | 1 | 473 | 15% | 402.05
487 | Siemens | FHD2004-U1 | Inner door (black) | 1 |  | 1 | 188 | 15% | 159.8
488 | Siemens | FHD2005-U1 | Inner door (solid, black) | 1 |  | 1 | 188 | 15% | 159.8
489 | Siemens | FHD2006-U1 | Clear window | 1 |  | 1 | 95 | 15% | 80.75
490 | Siemens | FHA2031-U1 | DIN Rail Set | 1 |  | 1 | 160 | 15% | 136
491 | Siemens | FHA2032-U1 | Battery bracket | 1 |  | 1 | 215 | 15% | 182.75
492 | Siemens | FHA2035-U1 | Trim Kit 1HU Black | 1 |  | 1 | 314 | 15% | 266.9
493 | Siemens | FHA2035-R1 | Trim Kit 1 HU Red | 1 |  | 1 | 314 | 15% | 266.9
494 | Siemens | FHA2036-U1 | Trim Kit 2HU Black | 1 |  | 1 | 424 | 15% | 360.4
495 | Siemens | FHA2036-R1 | Trim Kit 2HU Red | 1 |  | 1 | 424 | 15% | 360.4
496 | Siemens | NTWRK-MP-C | NTWRK-MP-C XC206 and X200 MTPLT FS20C | 1 |  | 1 | 547 | 15% | 464.95
497 | Siemens | NTWRK-ENCL | NTWRK-ENCL XC206 and X200 NETWORK ENCL | 1 |  | 1 | 587 | 15% | 498.95
498 | Siemens | FCM2022-U3 | Option module (blank) | 1 |  | 1 | 65 | 15% | 55.25
499 | Siemens | FCM2023-U3 | Option module (LED) | 1 |  | 1 | 552 | 15% | 469.2
500 | Siemens | FCI2011-U1 | NAC module (1A/2B) | 1 |  | 1 | 1054 | 15% | 895.9
501 | Siemens | FCI2020-U1 | Leased line / City tie module | 1 |  | 1 | 530 | 15% | 450.5
502 | Siemens | FTI2001-U1 | Fire terminal board | 1 |  | 1 | 424 | 15% | 360.4
503 | Siemens | FCA2015-U1 | Dialer module (DACT) | 1 |  | 1 | 634 | 15% | 538.9
504 | Siemens | FCA2016-U1 | RS485 class A module (iso.) | 1 |  | 1 | 317 | 15% | 269.45
505 | Siemens | FCA2018-U1 | Remote peripheral module | 1 |  | 1 | 1579 | 15% | 1342.15
506 | Siemens | FT2014-U3 | Remote display (black) | 1 |  | 1 | 1237 | 15% | 1051.45
507 | Siemens | FT2014-R3 | Remote display (red) | 1 |  | 1 | 1237 | 15% | 1051.45
508 | Siemens | FT2015-U3 | Remote terminal (key, bl) | 1 |  | 1 | 1424 | 15% | 1210.4
509 | Siemens | FT2015-R3 | Remote terminal (key, red) | 1 |  | 1 | 1424 | 15% | 1210.4
510 | Siemens | XCI2001-U1 | Releasing module | 1 |  | 1 | 530 | 15% | 450.5
511 | Siemens | FN2001-U1 | SafeDLink module | 1 |  | 1 | 1550 | 15% | 1317.5
512 | Siemens | FN2006-U1 | Fiber Module (SM) | 1 |  | 1 | 9582 | 15% | 8144.7
513 | Siemens | FN2007-U1 | Fiber Module (MM) | 1 |  | 1 | 2610 | 15% | 2218.5
514 | Siemens | FT2007-U1 | LED ANNUNCIATOR DRIVER | 1 |  | 1 | 874 | 15% | 742.9
515 | Siemens | FT2008-U1 | 16 ZONE TABULAR ANNUNC.(BL) | 1 |  | 1 | 1147 | 15% | 974.95
516 | Siemens | FT2008-R1 | 16 ZONE TABULAR ANNUNC.(RED) | 1 |  | 1 | 1147 | 15% | 974.95
517 | Siemens | FT2009-U1 | 32 ZONE TABULAR ANNUNC.(BL) | 1 |  | 1 | 1819 | 15% | 1546.15
518 | Siemens | FT2009-R1 | 32 ZONE TABULAR ANNUNC.(RED) | 1 |  | 1 | 1819 | 15% | 1546.15
519 | Siemens | FT2003-U1 | LED driver board for graphic annunciators | 1 |  | 1 | 878 | 15% | 746.3
520 | Siemens | FHD2012-U1 | Inner Door for Remote Display Terminal | 1 |  | 1 | 180 | 15% | 153
521 | Siemens | FCA2032-U1 | BDM Battery Disconnect Module | 1 |  | 1 | 430 | 15% | 365.5
522 | Siemens | FCA2033-A1 | FCA2033-A1 License key S1 | 1 |  | 1 | 541 | 15% | 459.85
523 | Siemens | FCA2034-A1 | FCA2034-A1 License key S2 | 1 |  | 1 | 5409 | 15% | 4597.65
524 | Siemens | FCA2035-A1 | FCA2035-A1 License key S3 | 1 |  | 1 | 5950 | 15% | 5057.5
525 | Siemens | FHAMIQKIT-01 | MXL Device Module w/PMI Cable | 1 |  | 1 | 1164 | 15% | 989.4
526 | Siemens | FHAMIQKIT-02 | MXL Device Module w/Expansion Cable | 1 |  | 1 | 1164 | 15% | 989.4
527 | Siemens | FHAMIQKIT-03 | MXL Device Module Cable Set | 1 |  | 1 | 168 | 15% | 142.8
528 | Siemens | FCL-MXLPLATE | MXL Device Module Mounting Plate | 1 |  | 1 | 224 | 15% | 190.4
529 | Siemens | FCL2004-U1 | MIQ MIGRATION MODULE - No cables included | 1 |  | 1 | 1133 | 15% | 963.05
530 | Siemens | FH2072-UA | Housing for Battery - up to 34 Ah | 1 |  | 1 | 603 | 15% | 512.55
531 | Siemens | FT2007-S1 | Spare HW kit f/FT2007-U1 Led | 1 |  | 1 | 105 | 15% | 89.25
532 | Siemens | FTH073-VP | View Plate | 1 |  | 1 | 130 | 15% | 110.5
533 | Siemens | FTH2073-UA | Universal Encl for Annun | 1 |  | 1 | 291 | 15% | 247.35
534 | Siemens | FH-2071-UM | Enclosure used for Marine/Harsh installs-(Black only) (Battery bracket included) | 1 |  | 1 | 7278 | 15% | 6186.3
535 | Siemens | BP-62 | BATTERY SET 12V 16AH (High Temp Rated) | 1 |  | 1 | 3189 | 15% | 2710.65
536 | Siemens | USCG-HPLATE | Metal cover plate for HTRI Series modules | 1 |  | 1 | 371 | 15% | 315.35
537 | Siemens | FV920-EK | Cerberus PRO Voice Electronics Kit Consists of: One VCC2001-A1 Voice CPU Card, one VCC2002-A1 Voice I/O Card, one VCI2001-U1 50W Voice Amplifier Card, one VCA2002-A1 Voice Card Cage, one FCA2031-A1 Connection Module (MoNet), one VTO2001-U3 Option Module (24 switches), one VTO2004-U3 Option Module (Microphone) | 1 |  | 1 | 10050 | 15% | 8542.5
538 | Siemens | FHK2004-U3 | Cerberus PRO Voice Enclosure Kit (Black) Consists of: One FHB2005-U1 3HU Backbox (black), two FHD2004-U1 Inner Door, one FHD2007-U3 Outer Door (black), one FHD2009-U1 Blank Outer Door Plate (black), two FHD2006-U1 Clear Window | 1 |  | 1 | 1711 | 15% | 1454.35
539 | Siemens | FHK2004-R3 | Cerberus PRO Voice Enclosure Kit (Red) Consists of: One FHB2005-R1 3HU Backbox (red), two FHD2004-U1 Inner Door, one FHD2007-R3 Outer Door (red), one FHD2009-R1 Blank Outer Door Plate (red), two FHD2006-U1 Clear Window | 1 |  | 1 | 1711 | 15% | 1454.35
540 | Siemens | VCC2001-A1 | Voice CPU Card Voice CPU card which supervises and controls all voice modules and functions. This card gets mounted in the VCA2002 card cage (2nd slot from the left), and works with the VCC2002 Voice I/O card to control the voice system. | 1 |  | 1 | 3125 | 15% | 2656.25
541 | Siemens | VCC2002-A1 | Voice I/O Card Input/Output card for the Voice system. The VCC2002 gets mounted in the VCA2002 card cage (1st slot on the left), and works with the VCC2001 to control the voice system. It supports two local audio inputs (for microphones or external low-level audio signals) and one low-level audio output, with all audio signal wiring connected to the card cage. | 1 |  | 1 | 2081 | 15% | 1768.85
542 | Siemens | VCI2001-U1 | Voice Amplifier Card 50 Watt amplifier card for the Voice system. The VCI2001 gets mounted in the VCA2002 card cage, with all speaker zone wiring connected to the card cage. Up to four VCI2001 amplifiers are supported on a single system. | 1 |  | 1 | 2606 | 15% | 2215.1
543 | Siemens | VCA2002-A1 | Voice Card Cage Voice system card cage used to support mounting and field wiring for VCC2001 Voice CPU cards, VCC2002 Voice I/O cards, and VCI2001 amplifier cards. Each card cage supports one VCC2001 Voice CPU, one VCC2002 Voice I/O and one to four VCI2001 50W amplifiers. | 1 |  | 1 | 2606 | 15% | 2215.1
544 | Siemens | FCA2031-A1 | Connection Module (MoNet) Used for communication between an FCI2018/FCI2019 operating unit and either the VCC2001 Voice CPU (for fire/voice panels) or the FN2012 Ethernet Switch (for fire only panels). The FCA2031 mounts in Position 1 on an FCI2018/FCI2019 operating unit. | 1 |  | 1 | 650 | 15% | 552.5
545 | Siemens | FHB2005-U1 | Back box (3HU, black, deep) 3 height unit black backbox used for fire/voice systems. This works in conjunction with a 3 HU outer door, FHD2007 | 1 |  | 1 | 838 | 15% | 712.3
546 | Siemens | FHB2005-R1 | Back box (3HU, red, deep) 3 height unit red backbox used for fire/voice systems. This works in conjunction with a 3 HU outer door, FHD2007 | 1 |  | 1 | 838 | 15% | 712.3
547 | Siemens | FHD2007-U3 | Outer door (3HU, 3 win, bl) 3 height unit black outer door used for fire/voice systems. This works in conjunction with a 3HU backbox, FHB2005 | 1 |  | 1 | 443 | 15% | 376.55
548 | Siemens | FHD2007-R3 | Outer door (3HU, 3 win, red) 3 height unit red outer door used for fire/voice systems. This works in conjunction with a 3HU backbox, FHB2005 | 1 |  | 1 | 443 | 15% | 376.55
549 | Siemens | FHD2009-U1 | Blank plate (black) Black blank plate for the FHD2007 3HU outer door. This optional plate is used in place of a clear lens plate when no operator interface switches or microphones are used in that row. | 1 |  | 1 | 166 | 15% | 141.1
550 | Siemens | FHD2009-R1 | Blank plate (red) Red blank plate for the FHD2007 3HU outer door. This optional plate is used in place of a clear lens plate when no operator interface switches or microphones are used in that row. | 1 |  | 1 | 211 | 15% | 179.35
551 | Siemens | FHA2042-U1 | Battery bracket (33 Ah) Optional bracket used to secure 33 AH batteries in an FH2005 enclosure to meet seismic approval. | 1 |  | 1 | 284 | 15% | 241.4
552 | Siemens | FHA2043-U1 | Trim kit (3HU, black) Black trim kit for FHD2005 enclosure. This optional trim kit is used to dress the appearance of the enclosure when used in flush mounted applications. | 1 |  | 1 | 557 | 15% | 473.45
553 | Siemens | FHA2043-R1 | Trim kit (3HU, red) Red trim kit for FHD2005 enclosure. This optional trim kit is used to dress the appearance of the enclosure when used in flush mounted applications. | 1 |  | 1 | 557 | 15% | 473.45
554 | Siemens | NTWRK-MP-C | NTWRK-MP-C XC206 and X200 MTPLT FS20C | 1 |  | 1 | 547 | 15% | 464.95
555 | Siemens | NTWRK-ENCL | NTWRK-ENCL XC206 and X200 NETWORK ENCL | 1 |  | 1 | 587 | 15% | 498.95
556 | Siemens | VTO2001-U3 | Option module (24 switches) Cerberus PRO switch module used on FV922/FV924 to add manual voice control. Up to four VTO2001-U3s can be supported on a single panel enclosure row. | 1 |  | 1 | 1300 | 15% | 1105
557 | Siemens | VTO2004-U3 | Option module (microphone) Cerberus PRO microphone module used on FV922/FV924 to add a paging microphone. The VTO2004-U3 can be either a main microphone installed in the main system enclosure, or as a remote microphone in a remote enclosure. Up to two microphones are supported for each FV922/FV924. | 1 |  | 1 | 1666 | 15% | 1416.1
558 | Siemens | FP2013-U1 | FP2013-U1 600W Power Supply Consists of two power supply units and a connection cable specially designed for cascading power supply applications. Used on fire/voice systems that need up to 600W of 24V power. | 1 |  | 1 | 1202 | 15% | 1021.7
559 | Siemens | VR2005-U3 | Remote Microphone Kit-1HU Black Consists of: One FHB2001-U1, one FHD2001-U3, one FHD2004-U1, one FHD2006-U1, two FCM2022-U3, one VTO2001-U3, one VTO2004-U3, and one VTA2001-A1 | 1 |  | 1 | 4290 | 15% | 3646.5
560 | Siemens | VR2005-R3 | Remote Microphone Kit-1HU Red Consists of: One FHB2001-R1, one FHD2001-R3, one FHD2004-U1, one FHD2006-U1, two FCM2022-U3, one VTO2001-U3, one VTO2004-U3, and one VTA2001-A1 | 1 |  | 1 | 4290 | 15% | 3646.5
561 | Siemens | VN2001-A1 | Ethernet module (electric/CAT5) Used for networking fire only and fire/voice panels together over Ethernet using CAT-5 copper cables. This module mounts in the VCC2001 Voice CPU card (for voice systems) and/or the FN2012 modular Ethernet swtich (for fire systems). | 1 |  | 1 | 781 | 15% | 663.85
562 | Siemens | VN2002-A1 | Ethernet module (Mult Mode Fiber) Used for networking fire only and fire/voice panels together over Ethernet using multimode fiber optic cables. This module mounts in the VCC2001 Voice CPU card (for voice systems) and/or the FN2012 modular Ethernet swtich (for fire systems). | 1 |  | 1 | 1562 | 15% | 1327.7
563 | Siemens | VN2003-A1 | Ethernet module (Single Mode Fiber) Used for networking fire only and fire/voice panels together over Ethernet using single-mode fiber optic cables. This module mounts in the VCC2001 Voice CPU card (for voice systems) and/or the FN2012 modular Ethernet swtich (for fire systems). | 1 |  | 1 | 2606 | 15% | 2215.1
564 | Siemens | VTA2001-A1 | Remote terminal board(class B) Remote terminal board used to support VTO2001 switch modules and VTO2004 microphone modules when these modules are used in a remote enclosure. This remote terminal board provides a place to land communication, audio, and 24VDC power wiring from the main system. It also provides connectors use to plug in the ribbon cables used on the microphone or switch modules. | 1 |  | 1 | 781 | 15% | 663.85
565 | Siemens | FN2012-A1 | Ethernet switch (modular) Used for networking fire only panels to other fire only or fire/voice panels over Ethernet. The FN2012 mounts in the back of a FHB2001 or FHB2002 enclosure backbox in place of a standard fiber module. The FN2012 supports one or two Ethernet modules (VN2001 for CAT5 connection, VN2002 for multimode fiber connection, or VN2003 for single-mode fiber connection). | 1 |  | 1 | 2606 | 15% | 2215.1
566 | Siemens | VCI2003-A1 | VoIP module The VoIP module is used to convert audio signals between analog and digital Voice over IP signals. This module is mounted to a connection point on the VCA2001 Voice CPU card, and is required for all networked voice applications. | 1 |  | 1 | 1043 | 15% | 886.55
567 | Siemens | EBA2001-U1 | Booster amplifier (100W, bl) Kit consisting of a booster amplifier main board (EBA2004-A1), a black enclosure (PAB-ENCL) and a 170W power supply (FP2011-U1) | 1 |  | 1 | 4613 | 15% | 3921.05
568 | Siemens | EBA2001-R1 | Booster amplifier (100W, red) Kit consisting of a booster amplifier main board (EBA2004-A1), a red enclosure (PAB-ENCL-R) and a 170W power supply (FP2011-U1) | 1 |  | 1 | 4613 | 15% | 3921.05
569 | Siemens | EBA2004-A1 | Booster amplifier main board(100W) Main board of an EBA2001 booster amplifier. Consists of a single board with two 50 Watt amplifiers, an integral battery charger, and removable terminal blocks for all field wiring. | 1 |  | 1 | 3257 | 15% | 2768.45
570 | Siemens | PAB-ENCL | PAD & AMP BOOSTER ENCL 1HU BLK | 1 |  | 1 | 496 | 15% | 421.6
571 | Siemens | PAB-ENCL-R | PAD & AMP BSTR ENCL 1HU RED | 1 |  | 1 | 596 | 15% | 506.6
572 | Siemens | FHA2044-U1 | Battery Fixing Bracket for EBA2001 Optional bracket used to secure 33 AH batteries in an FH2016 enclosure to meet seismic approval. | 1 |  | 1 | 199 | 15% | 169.15
573 | Siemens | FP2011-U1 | Power Supply (170 W) Connects to 120/240VAC, and provides 170 Watts of DC power to the EBA2004-A1 Booste Amplfier main board. | 1 |  | 1 | 530 | 15% | 450.5
574 | Siemens | FHA2054-U1 | FHA2054 Audio Transformer Kit | 1 |  | 1 | 218 | 15% | 185.3
575 | Siemens | FC901-U3 | 50 Pt Electronic Kit - Main Board - 170W PS | 1 |  | 1 | 1892 | 15% | 1608.2
576 | Siemens | FCM901-U3 | 50 pt system Main Board | 1 |  | 1 | 1579 | 15% | 1342.15
577 | Siemens | FH901-U3 | 50 pt system Black Enclosure | 1 |  | 1 | 573 | 15% | 487.05
578 | Siemens | FH901-R3 | 50 pt system Red Enclosure | 1 |  | 1 | 573 | 15% | 487.05
579 | Siemens | FP2011-U1 | Power Supply (170 W) | 1 |  | 1 | 530 | 15% | 450.5
580 | Siemens | FSD901-U3 | 50 pt system Black rmt annun | 1 |  | 1 | 1084 | 15% | 921.4
581 | Siemens | FSD901-R3 | 50 pt system Red rmt annun | 1 |  | 1 | 1084 | 15% | 921.4
582 | Siemens | FHA901-U1 | 50 pt system Battery Bracket | 1 |  | 1 | 157 | 15% | 133.45
583 | Siemens | FHA902-U1 | 50 pt system Black enclosure Trim Kit | 1 |  | 1 | 215 | 15% | 182.75
584 | Siemens | FHA902-R1 | 50 pt system Red enclosure Trim Kit | 1 |  | 1 | 215 | 15% | 182.75
585 | Siemens | FXS901-U3 | 50 pt system Configuration Kit | 1 |  | 1 | 133 | 15% | 113.05
586 | Siemens | FXA901-U1 | 50 pt system Configuration Cable | 1 |  | 1 | 55 | 15% | 46.75
587 | Siemens | FCI2020-U1 | Leased line / City tie module | 1 |  | 1 | 530 | 15% | 450.5
588 | Siemens | FCA901-U1 | 50 pt system Leased line /City tie cable | 1 |  | 1 | 55 | 15% | 46.75
589 | Siemens | FCA2018-U1 | Remote peripheral module | 1 |  | 1 | 1579 | 15% | 1342.15
590 | Siemens | FT2007-U1 | LED ANNUNCIATOR DRIVER | 1 |  | 1 | 874 | 15% | 742.9
591 | Siemens | FT2008-U1 | 16 ZONE TABULAR ANNUNC.(BL) | 1 |  | 1 | 1147 | 15% | 974.95
592 | Siemens | FT2008-R1 | 16 ZONE TABULAR ANNUNC.(RED) | 1 |  | 1 | 1147 | 15% | 974.95
593 | Siemens | FT2009-U1 | 32 ZONE TABULAR ANNUNC.(BL) | 1 |  | 1 | 1819 | 15% | 1546.15
594 | Siemens | FT2009-R1 | 32 ZONE TABULAR ANNUNC.(RED) | 1 |  | 1 | 1819 | 15% | 1546.15
595 | Siemens | FHA2056-U1 | FS250/MPC600 Mechanical Migration Kit-Black (does not include panel electronics or power supply) | 1 |  | 1 | 1458 | 15% | 1239.3
596 | Siemens | FHA2056-R1 | FS250/MPC600 Mechanical Migration Kit-Red (does not include panel electronics or power supply) | 1 |  | 1 | 1458 | 15% | 1239.3
597 | Siemens | FH2072-UA | Housing for Battery - up to 34 Ah | 1 |  | 1 | 603 | 15% | 512.55
598 | Siemens | FT2007-S1 | Spare HW kit f/FT2007-U1 Led | 1 |  | 1 | 105 | 15% | 89.25
599 | Siemens | FT2018-R1 | 16 Zone Tab LED Annunc,red | 1 |  | 1 | 1059 | 15% | 900.15
600 | Siemens | FT2018-U1 | 16 Zone Tab LED Annunc,Blk | 1 |  | 1 | 1059 | 15% | 900.15
601 | Siemens | FT2019-U1 | 32 Zone Tab LED Annunc,Blk | 1 |  | 1 | 1681 | 15% | 1428.85
602 | Siemens | FTH073-VP | View Plate | 1 |  | 1 | 130 | 15% | 110.5
603 | Siemens | FTH2073-UA | Universal Encl for Annun | 1 |  | 1 | 291 | 15% | 247.35
604 | Siemens | FX901-S1 | Spare Panel HW Kit 50Pt Panels | 1 |  | 1 | 71 | 15% | 60.35
605 | Siemens | FHC901-U1 | 50 Pt Sys Cvr Plt Kit | 1 |  | 1 | 130 | 15% | 110.5
606 | Siemens | OOHC941 | Dual Optical / Heat / Carbon Monoxide Detector | 1 |  | 1 | 441 | 15% | 374.85
607 | Siemens | OOH941 | Dual Optical / Heat Detector | 1 |  | 1 | 273 | 15% | 232.05
608 | Siemens | OH921 | Optical & Thermal Detector | 1 |  | 1 | 195 | 15% | 165.75
609 | Siemens | OP921 | Optical Smoke Detector | 1 |  | 1 | 178 | 15% | 151.3
610 | Siemens | HI921 | Heat Detector | 1 |  | 1 | 173 | 15% | 147.05
611 | Siemens | FDCIO422 | 4 Input / 4 Output Monitor Module | 1 |  | 1 | 491 | 15% | 417.35
612 | Siemens | DB-11 | 6" DETECTOR BASE ASSY | 1 |  | 1 | 22 | 15% | 18.7
613 | Siemens | DB-11E | 4" DETECTOR BASE ASSY | 1 |  | 1 | 28 | 15% | 23.8
614 | Siemens | SBGA-34 | Audible Detector Base With Temp 4 for CO | 1 |  | 1 | 447 | 15% | 379.95
615 | Siemens | ABHW-4B | Buzzer Version Audible Base (standard 3,000 Hz tone) | 1 |  | 1 | 184 | 15% | 156.4
616 | Siemens | ABHW-4BZ | ABHW-4BZ AUDIBLE BASE | 1 |  | 1 | 217 | 15% | 184.45
617 | Siemens | ABHW-4S | Sleeping Room Version , 520 Hz Low Frequency Audible Base | 1 |  | 1 | 206 | 15% | 175.1
618 | Siemens | ABHW-4SZ | ABHW-4SZ AUDIBLE BASE | 1 |  | 1 | 243 | 15% | 206.55
619 | Siemens | ABHW-INSERT | ABHW Base Mounting Screw Insert (Screw Cover) - bag of 50 | 1 |  | 1 | 28 | 15% | 23.8
620 | Siemens | ADBH-11 | Audible Base (used with H-series detectors only) | 1 |  | 1 | 460 | 15% | 391
621 | Siemens | ADB-BOX | Surface Mount Adapter Box for Audible Base | 1 |  | 1 | 74 | 15% | 62.9
622 | Siemens | DB2-HR | Relay base (for use with H-Series and CerberusPro detectors) | 1 |  | 1 | 134 | 15% | 113.9
623 | Siemens | RL-HC | REMOTE LAMP-CEILING | 1 |  | 1 | 53 | 15% | 45.05
624 | Siemens | RL-HW | REMOTE LAMP-WALL | 1 |  | 1 | 53 | 15% | 45.05
625 | Siemens | ILED-HC | INTEL LAMP-CEILING | 1 |  | 1 | 149 | 15% | 126.65
626 | Siemens | ILED-HW | INTEL LAMP WALL | 1 |  | 1 | 149 | 15% | 126.65
627 | Siemens | ILED-XW | Intelligent Lamp, Wall Mount with Built-In Isolator | 1 |  | 1 | 149 | 15% | 126.65
628 | Siemens | ILED-XC | Intelligent Lamp, Ceiling Mount with Built-In Isolator | 1 |  | 1 | 149 | 15% | 126.65
629 | Siemens | DGH-11 | DETECTOR GUARD FOR HFP-11, HFPO-11, FP-11 | 1 |  | 1 | 256 | 15% | 217.6
630 | Siemens | DB11-SEAL | DB-11 SEAL FOR DB-11(24 PC) | 1 |  | 1 | 119 | 15% | 101.15
631 | Siemens | DB-11-DP | BASE PLUG (50PC) | 1 |  | 1 | 145 | 15% | 123.25
632 | Siemens | LK-11 | LK-11 LOCKING KIT (50 PCS) FOR DB-11/DB-11E | 1 |  | 1 | 91 | 15% | 77.35
633 | Siemens | HMS-S | MANUAL STATION - SINGLE ACTION | 1 |  | 1 | 621 | 15% | 527.85
634 | Siemens | HMS-SZ | MANUAL STATION - SINGLE ACTION - Country of Origin (non China) | 1 |  | 1 | 1095 | 15% | 930.75
635 | Siemens | HMS-D | MANUAL STATION -DUAL ACTION | 1 |  | 1 | 583 | 15% | 495.55
636 | Siemens | HMS-DZ | MANUAL STATION -DUAL ACTION - Country of Origin (non China) | 1 |  | 1 | 648 | 15% | 550.8
637 | Siemens | HMS-SE | SINGLE ACTION MANUAL STATION (SPANISH TEXT) | 1 |  | 1 | 621 | 15% | 527.85
638 | Siemens | HMS-DE | DOUBLE ACTION MANUAL STATION (SPANISH TEXT) | 1 |  | 1 | 583 | 15% | 495.55
639 | Siemens | HMS-SP | SINGLE ACTION MANUAL STATION PORTUGESE TEXT) | 1 |  | 1 | 621 | 15% | 527.85
640 | Siemens | HMS-DP | DOUBLE ACTION MANUAL STATION PORTUGESE TEXT) | 1 |  | 1 | 583 | 15% | 495.55
641 | Siemens | HMS-M | METAL MANUAL STATION - SINGLE ACTION | 1 |  | 1 | 556 | 15% | 472.6
642 | Siemens | MS-FD | DOUBLE ACTION ADAPTER FOR HMS-M | 1 |  | 1 | 81 | 15% | 68.85
643 | Siemens | HTRI-S | Single Input Monitor Module | 1 |  | 1 | 524 | 15% | 445.4
644 | Siemens | HTRI-SZ | Single Input Monitor Module - Country of Origin (non China) | 1 |  | 1 | 683 | 15% | 580.55
645 | Siemens | HTRI-D | Dual Input Monitor Module | 1 |  | 1 | 682 | 15% | 579.7
646 | Siemens | HTRI-DZ | Dual Input Monitor Module - Country of Origin (non China) | 1 |  | 1 | 777 | 15% | 660.45
647 | Siemens | HTRI-R | Single Input Monitor Module with Relay | 1 |  | 1 | 682 | 15% | 579.7
648 | Siemens | HTRI-RZ | Single Input Monitor Module with Relay - Country of Origin (non China) | 1 |  | 1 | 733 | 15% | 623.05
649 | Siemens | HTRI-M | Mini Single Input Module | 1 |  | 1 | 459 | 15% | 390.15
650 | Siemens | HTRI-MZ | Mini Single Input Module - Country of Origin (non China) | 1 |  | 1 | 955 | 15% | 811.75
651 | Siemens | XTRI-R | Single Input Monitor Module with Relay with Built-In Isolator | 1 |  | 1 | 270 | 15% | 229.5
652 | Siemens | XTRI-D | Dual Input Monitor Module, with Built-In Isolator | 1 |  | 1 | 270 | 15% | 229.5
653 | Siemens | XTRI-S | Single Input Monitor Module with Built-In Isolator | 1 |  | 1 | 208 | 15% | 176.8
654 | Siemens | XTRI-M | XTRI-M Mini Input Monitor Module with Built-In Isolator | 1 |  | 1 | 182 | 15% | 154.7
655 | Siemens | USCG-HPLATE | Metal cover plate for HTRI Series modules | 1 |  | 1 | 371 | 15% | 315.35
656 | Siemens | HLIM | LINE ISOLATOR | 1 |  | 1 | 244 | 15% | 207.4
657 | Siemens | HLIM-Z | LINE ISOLATOR - Country of Origin (non China) | 1 |  | 1 | 271 | 15% | 230.35
658 | Siemens | HZM | CONVENTIONAL ZONE MODULE | 1 |  | 1 | 317 | 15% | 269.45
659 | Siemens | HZM-Z | CONVENTIONAL ZONE MODULE - Country of Origin (non China) | 1 |  | 1 | 418 | 15% | 355.3
660 | Siemens | HCP | Intelligent Control Point | 1 |  | 1 | 421 | 15% | 357.85
661 | Siemens | HCP-Z | Intelligent Control Point - Country of Origin (non China) | 1 |  | 1 | 577 | 15% | 490.45
662 | Siemens | DPU | Device Programmer/Loop Tester | 1 |  | 1 | 2196 | 15% | 1866.6
663 | Siemens | DPU-RPT | LABEL PRINTER AND CARRYING CASE | 1 |  | 1 | 4929 | 15% | 4189.65
664 | Siemens | DPU-C1 | DPU Carrying Case | 1 |  | 1 | 342 | 15% | 290.7
665 | Siemens | DPU-PRT | DPU PRT CABLE | 1 |  | 1 | 107 | 15% | 90.95
666 | Siemens | DPU-PROG | DPU-PROG CBL Programming Cable | 1 |  | 1 | 282 | 15% | 239.7
667 | Siemens | FDCIO-EOL | EOL resistors for FDCIO422 100 Ohm, Bag containing Qty of 50 Resistors | 1 |  | 1 | 370 | 15% | 314.5
668 | Siemens | TB-EOL | Terminal Block for EOL resistors | 1 |  | 1 | 462 | 15% | 392.7
669 | Siemens | XMS-DP | XMS-DP Address,DBL act,Iso Portuguese | 1 |  | 1 | 298 | 15% | 253.3
670 | Siemens | XMS-DE | XMS-DE Address, DBL act, Iso Spanish | 1 |  | 1 | 298 | 15% | 253.3
671 | Siemens | XMS-M | XMS-M Adres Single Act Iso,metal Cover | 1 |  | 1 | 327 | 15% | 277.95
672 | Siemens | SMBOX-XMP | SMBOX-XMP Surface Mt Box,X-series MPS | 1 |  | 1 | 113 | 15% | 96.05
673 | Siemens | APLT-XMP | APLT-XMP Adpt Plate for legacy Mt Boxes | 1 |  | 1 | 68 | 15% | 57.8
674 | Siemens | 4DGBOX-XMP | 4DGBOX-XMP Adpt Plt 4"Box ,Dbl Gng Box | 1 |  | 1 | 68 | 15% | 57.8
675 | Siemens | XMS-S | XMS-S Address, single act MPS Isolation | 1 |  | 1 | 279 | 15% | 237.15
676 | Siemens | XMS-D | XMS-D Address, double act MPS Isolation | 1 |  | 1 | 298 | 15% | 253.3
677 | Siemens | XMS-SP | XMS-SP Adress,sngle act,Iso Portuguese | 1 |  | 1 | 279 | 15% | 237.15
678 | Siemens | FDBZ492 | DUCT HOUSING - 2 WIRE WITHOUT RELAY | 1 |  | 1 | 307 | 15% | 260.95
679 | Siemens | FDBZ492-HR | DUCT HOUSING - 2 WIRE WITH RELAY FOR ADDRESSABLE SYSTEMS | 1 |  | 1 | 340 | 15% | 289
680 | Siemens | FDBZ-WT | Water Tight Housing (NEMA 4X) | 1 |  | 1 | 2167 | 15% | 1841.95
681 | Siemens | AD-TGN | AD-TGN T-Test Gas Nozzle | 1 |  | 1 | 18 | 15% | 15.3
682 | Siemens | OOHC941 | Dual Optical / Heat / Carbon Monoxide Detector | 1 |  | 1 | 441 | 15% | 374.85
683 | Siemens | OOH941 | Dual Optical / Heat Detector | 1 |  | 1 | 273 | 15% | 232.05
684 | Siemens | OP921 | Optical Smoke Detector | 1 |  | 1 | 178 | 15% | 151.3
685 | Siemens | ST-10 | ST-10 1 FT Sampling Tube | 1 |  | 1 | 29 | 15% | 24.65
686 | Siemens | FDBZ492-RTL | REMOTE TEST LAMP AND KEYSWITCH FOR MANUAL TESTING OF FDBZ492-R, FDBZ492-HR, FDBZ492-RP | 1 |  | 1 | 193 | 15% | 164.05
687 | Siemens | ST-25 | ST-25 2.5 FT SAMPLING TUBE | 1 |  | 1 | 59 | 15% | 50.15
688 | Siemens | ST-50 | ST-50 5 FT Sampling Tube | 1 |  | 1 | 69 | 15% | 58.65
689 | Siemens | ST-100 | ST-100 10 FT SAMPLING | 1 |  | 1 | 97 | 15% | 82.45
690 | Siemens | OH121 | Conventional Optical/Heat combined | 1 |  | 1 | 177 | 15% | 150.45
691 | Siemens | OP121 | Conventional Optical | 1 |  | 1 | 150 | 15% | 127.5
692 | Siemens | HI121 | Conventional Heat only | 1 |  | 1 | 128 | 15% | 108.8
693 | Siemens | TM121 | Test Magnet | 1 |  | 1 | 100 | 15% | 85
694 | Siemens | FDBZ492 | DUCT HOUSING - 2 WIRE WITHOUT RELAY | 1 |  | 1 | 307 | 15% | 260.95
695 | Siemens | FDBZ492-R | DUCT HOUSING - 2 WIRE WITH RELAY FOR CONVENTIONAL SYSTEMS | 1 |  | 1 | 326 | 15% | 277.1
696 | Siemens | FDBZ492-PR | DUCT HOUSING - 4 WIRE WITH RELAY AND BUILT-IN POWER SOURCE | 1 |  | 1 | 445 | 15% | 378.25
697 | Siemens | FDBZ492-RTL | REMOTE TEST LAMP AND KEYSWITCH FOR MANUAL TESTING OF FDBZ492-R, FDBZ492-HR, FDBZ492-RP | 1 |  | 1 | 193 | 15% | 164.05
698 | Siemens | OH121 | Conventional Optical/Heat combined | 1 |  | 1 | 177 | 15% | 150.45
699 | Siemens | OP121 | Conventional Optical | 1 |  | 1 | 150 | 15% | 127.5
700 | Siemens | HI121 | Conventional Heat only | 1 |  | 1 | 128 | 15% | 108.8
701 | Siemens | TM121 | Test Magnet | 1 |  | 1 | 100 | 15% | 85
702 | Siemens | LK-11 | LK-11 LOCKING KIT (50 PCS) FOR DB-11/DB-11E | 1 |  | 1 | 91 | 15% | 77.35
703 | Siemens | FDBZ492 | DUCT HOUSING - 2 WIRE WITHOUT RELAY | 1 |  | 1 | 307 | 15% | 260.95
704 | Siemens | FDBZ492-R | DUCT HOUSING - 2 WIRE WITH RELAY FOR CONVENTIONAL SYSTEMS | 1 |  | 1 | 326 | 15% | 277.1
705 | Siemens | FDBZ492-RTL | REMOTE TEST LAMP AND KEYSWITCH FOR MANUAL TESTING OF FDBZ492-R, FDBZ492-HR, FDBZ492-RP | 1 |  | 1 | 193 | 15% | 164.05
706 | Siemens | OP121 | Conventional Optical | 1 |  | 1 | 150 | 15% | 127.5
707 | Siemens | ST-10 | ST-10 1 FT SAMPLING TUBE | 1 |  | 1 | 29 | 15% | 24.65
708 | Siemens | ST-25 | ST-25 2.5 FT SAMPLING TUBE | 1 |  | 1 | 59 | 15% | 50.15
709 | Siemens | ST-50 | ST-50 5 FT SAMPLING TUBE | 1 |  | 1 | 69 | 15% | 58.65
710 | Siemens | ST-100 | ST-100 10 FT SAMPLING | 1 |  | 1 | 97 | 15% | 82.45
711 | Siemens | AD-TGN | AD-TGN T-TEST GAS NOZZLE | 1 |  | 1 | 18 | 15% | 15.3
712 | Siemens | DA-304 | DUCT HOUSING COVER FOR 11 SERIES | 1 |  | 1 | 367 | 15% | 311.95
713 | Siemens | FDBZ492-PR | DUCT HOUSING - 4 WIRE WITH RELAY AND BUILT-IN POWER SOURCE | 1 |  | 1 | 445 | 15% | 378.25
714 | Siemens | OP121 | Conventional Optical | 1 |  | 1 | 150 | 15% | 127.5
715 | Siemens | ST-10 | ST-10 1 FT SAMPLING TUBE | 1 |  | 1 | 29 | 15% | 24.65
716 | Siemens | ST-25 | ST-25 2.5 FT SAMPLING TUBE | 1 |  | 1 | 59 | 15% | 50.15
717 | Siemens | ST-50 | ST-50 5 FT SAMPLING TUBE | 1 |  | 1 | 69 | 15% | 58.65
718 | Siemens | ST-100 | ST-100 10 FT SAMPLING | 1 |  | 1 | 97 | 15% | 82.45
719 | Siemens | DT-135R | RATE OF RISE/FIXED TEMP 135 DEG | 1 |  | 1 | 81 | 15% | 68.85
720 | Siemens | DT-200R | RATE OF RISE/FIXED TEMP 200 DEG | 1 |  | 1 | 74 | 15% | 62.9
721 | Siemens | DT-135F | FIXED TEMPERATURE 135 DEG. | 1 |  | 1 | 81 | 15% | 68.85
722 | Siemens | DT-200F | FIXED TEMPERATURE 200 DEG. | 1 |  | 1 | 74 | 15% | 62.9
723 | Siemens | DT-135WP | RATE COMP. FIXED 135 DEG. WTHPRF | 1 |  | 1 | 170 | 15% | 144.5
724 | Siemens | DT-200WP | RATE COMP. FIXED 200 DEG. WTHPRF | 1 |  | 1 | 170 | 15% | 144.5
725 | Siemens | DT-140EP | R.C.-F.T. TMP 140 DEG EXPLOSION PRF | 1 |  | 1 | 632 | 15% | 537.2
726 | Siemens | DT-160EP | R.C.-F.T. TMP 160 DEG EXPLOSION PRF | 1 |  | 1 | 620 | 15% | 527
727 | Siemens | DT-190EP | R.C.-F.T. TMP 190 DEG EXPLOSION PRF | 1 |  | 1 | 620 | 15% | 527
728 | Siemens | DT-225EP | 225 DEG EXP PROOF THERMAL | 1 |  | 1 | 621 | 15% | 527.85
729 | Siemens | DT-275EP | 275 DEG EXP PROOF THERMAL | 1 |  | 1 | 648 | 15% | 550.8
730 | Siemens | DT-325EP | 325 DEG EXP PROOF THERMAL | 1 |  | 1 | 648 | 15% | 550.8
731 | Siemens | DT-360EP | 360 DEG EXP PROOF THERMAL | 1 |  | 1 | 644 | 15% | 547.4
732 | Siemens | DT-450EP | 450 DEG EXP PROOF THERMAL | 1 |  | 1 | 668 | 15% | 567.8
733 | Siemens | DT-600EP | 600 DEG EXP PROOF (SPECIAL ORDER) | 1 |  | 1 | 704 | 15% | 598.4
734 | Siemens | ADAPT PLATE | ADAPTER PLATE DECORATOR RING | 1 |  | 1 | 236 | 15% | 200.6
735 | Siemens | OSI-10 | IMAGER - 7° COVERAGE | 1 |  | 1 | 2499 | 15% | 2124.15
736 | Siemens | OSI-90 | IMAGER - 80° COVERAGE | 1 |  | 1 | 2589 | 15% | 2200.65
737 | Siemens | OSE-SP-01 | EMITTER - STANDARD POWER. Include the OSID emitter and Alkaline battery | 1 |  | 1 | 1217 | 15% | 1034.45
738 | Siemens | OSE-SPW | EMITTER - STANDARD POWER WIRED | 1 |  | 1 | 1217 | 15% | 1034.45
739 | Siemens | OSE-HPW | EMITTER - HIGH POWER WIRED | 1 |  | 1 | 2673 | 15% | 2272.05
740 | Siemens | OSP-001 | OSID CABLE AT 5' (1.5m) | 1 |  | 1 | 316 | 15% | 268.6
741 | Siemens | OSP-002 | LASER ALIGNMENT TOOL | 1 |  | 1 | 331 | 15% | 281.35
742 | Siemens | OSID-INST | OSID INSTALL KIT - INCLUDES (1) OSP-002 (1) TEST FILTER (1) OSP-001 (1) CLEANING CLOTH (1) INSTALLATION MANUAL | 1 |  | 1 | 1916 | 15% | 1628.6
743 | Siemens | OSE-ACF | Anti-condensation film for Emitter - 10 units | 1 |  | 1 | 552 | 15% | 469.2
744 | Siemens | OSEH-ACF | Anti-condensation film for OSID-EH housings - 10 units | 1 |  | 1 | 1814 | 15% | 1541.9
745 | Siemens | OSE-RBA | Emitter spare battery Alkaline | 1 |  | 1 | 277 | 15% | 235.45
746 | Siemens | OSID-EHE | Emitter Environmental Housing | 1 |  | 1 | 740 | 15% | 629
747 | Siemens | OSID-EHI | Imager Environmental Housing | 1 |  | 1 | 957 | 15% | 813.45
748 | Siemens | OSID-WG | Wire Guard | 1 |  | 1 | 223 | 15% | 189.55
749 | Siemens | 20/20MI-11SF | MINI IR3 FLM DET 10-40M CBL SS FM | 1 |  | 1 | 8117 | 15% | 6899.45
750 | Siemens | 20/20MI-12SF | MINI IR3 FLM DET 10-40M PLG SS FM | 1 |  | 1 | 8117 | 15% | 6899.45
751 | Siemens | 20/20MI-31SF | MINI IR3 FLM DET 2.5-10M CBL SS FM | 1 |  | 1 | 8117 | 15% | 6899.45
752 | Siemens | 20/20MI-32SF | MINI IR3 FLM DET 2.5-10M PLG SS FM | 1 |  | 1 | 8124 | 15% | 6905.4
753 | Siemens | 20/20ML-11SF | MINI UV/IR FLM DET CBL SS FM | 1 |  | 1 | 6598 | 15% | 5608.3
754 | Siemens | 20/20ML-12SF | MINI UV/IR FLM DET PLG SS FM | 1 |  | 1 | 6598 | 15% | 5608.3
755 | Siemens | 20/20 MPI-R | 20/20 MPI-R IR3 Flame Det Mini version | 1 |  | 1 | 4657 | 15% | 3958.45
756 | Siemens | 40/40C-I-642AFY7 | The SharpEye 40/40, a multispectrum Quad-sense™ flame detector, detects hydrocarbon fuel and gas fires with enhanced performance, advanced long distance detection of hydrocarbon fires, fast detection in under five seconds, and strengthened reliability. | 1 |  | 1 | 14177 | 15% | 12050.45
757 | Siemens | 40/40C-M-642AFY7 | The SharpEye 40/40C-M multispectrum Quad-sense IR flame detector is specifically designed for the detection of hydrocarbon and hydrogen flames with enhanced performance, advanced long distance detection of hydrogen and hydrocarbon fires, fast detection in under five seconds, and strengthened reliability. | 1 |  | 1 | 15568 | 15% | 13232.8
758 | Siemens | 40/40C-LB-642AFY7 | The SharpEye 40/40C-LB is a dual spectrum UV/IR flame detector, designed to provide fast detection in under five seconds of a range of fires, such as hydrocarbon-based fuel and gas, hyrdoxyl, hydrogen, metal, and inorganic. | 1 |  | 1 | 11907 | 15% | 10120.95
759 | Siemens | 40/40C-L4B-642AFY7 | The SharpEye 40/40C-L4B is a dual spectrum UV/IR flame detector designed to provide fast detection in under five seconds of hydrocarbon-based fuel and gas fires. | 1 |  | 1 | 11907 | 15% | 10120.95
760 | Siemens | 40/40D-I-632SFY7 | The SharpEye 40/40D-I, an ultra-fast multispectrum Quad-sense IR3 flame detector, provides superior, longest distance detection of hydrocarbon fires at up to 295 ft. (90 m), exceptional ultra-fast detection in under 50 msec, and unparalleled reliability. | 1 |  | 1 | 16218 | 15% | 13785.3
761 | Siemens | 40/40D-I-632AFY7 | The SharpEye 40/40D-I, an ultra-fast multispectrum Quad-sense IR3 flame detector, provides superior, longest distance detection of hydrocarbon fires at up to 295 ft. (90 m), exceptional ultra-fast detection in under 50 msec, and unparalleled reliability. | 1 |  | 1 | 15530 | 15% | 13200.5
762 | Siemens | 40/40D-M-632SFY7 | The SharpEye 40/40D-M is a multispectrum Quad-sense IR flame detector provides superior, longest distance detection of hydrogen (at up to 165 ft. [50 m]) and hydrocarbon fires (at up to 295 ft. [90 m]), exceptional ultra-fast detection in under 50 msec, and unparalleled reliability. | 1 |  | 1 | 17749 | 15% | 15086.65
763 | Siemens | 40/40D-M-632AFY7 | The SharpEye 40/40D-M is a multispectrum Quad-sense IR flame detector provides superior, longest distance detection of hydrogen (at up to 165 ft. [50 m]) and hydrocarbon fires (at up to 295 ft. [90 m]), exceptional ultra-fast detection in under 50 msec, and unparalleled reliability. | 1 |  | 1 | 17061 | 15% | 14501.85
764 | Siemens | 40/40D-LB-632SFY7 | The SharpEye 40/40D-LB is an ultra-fast UV/IR flame detector, which is able to detect in under 20 msec and features a unique dual sensor with selectable UV and IR channels that can be used separately or combined. | 1 |  | 1 | 13721 | 15% | 11662.85
765 | Siemens | 40/40D-LB-632AFY7 | The SharpEye 40/40D-LB is an ultra-fast UV/IR flame detector, which is able to detect in under 20 msec and features a unique dual sensor with selectable UV and IR channels that can be used separately or combined. | 1 |  | 1 | 13033 | 15% | 11078.05
766 | Siemens | 40/40D-L4B-632SFY7 | The SharpEye 40/40D-L4B is an ultra-fast UV/IR flame detector is able to detect in under 20 msec, and features a unique dual sensor with selectable UV and IR channels that can be used separately or combined. The detector is designed to detect hydrocarbon-based fuel and gas fires. | 1 |  | 1 | 13721 | 15% | 11662.85
767 | Siemens | 40/40D-L4B-632AFY7 | The SharpEye 40/40D-L4B is an ultra-fast UV/IR flame detector is able to detect in under 20 msec, and features a unique dual sensor with selectable UV and IR channels that can be used separately or combined. The detector is designed to detect hydrocarbon-based fuel and gas fires. | 1 |  | 1 | 13033 | 15% | 11078.05
768 | Siemens | 794079 | USB/RS485 Conversion Kit flame detector accessory provides a RS-485 network communications interface board. This optional accessory is used to implement detector network connection communications. | 1 |  | 1 | 1441 | 15% | 1224.85
769 | Siemens | 877090 | 40/40 series Tilt Mount accessory (replacement part) provides a solid adjustable mounting bracket for the 40/40 series detectors. The unit is fully adjustable to allow the flame detector to easily be aimed at the detection target area. Important to note that each 40/40 unit in Siemens price list includes this bracket as standard. | 1 |  | 1 | 660 | 15% | 561
770 | Siemens | 877650 | Optional 40/40 detector Air Shield accessory for optical flame detectors, allows detector installation under environmental conditions where the detector sensor lens may be exposed to oil vapors, sand, dust, and other particulate matter. | 1 |  | 1 | 2349 | 15% | 1996.65
771 | Siemens | 877163 | Optional 40/40 stainless steel weather cover accessory protects the detector from different weather conditions, such as snow and rain. This unit is made from stainless steel to stand up to harsh environmental conditions. Important to note that each 40/40 detector on Siemens pricelist includes a plastic weather cover as standard. | 1 |  | 1 | 652 | 15% | 554.2
772 | Siemens | FS-1100 | LONG RANGE SIMULATOR - IR3 | 1 |  | 1 | 20442 | 15% | 17375.7
773 | Siemens | FS-1200 | LONG RANGE SIMULATOR- UV/IR | 1 |  | 1 | 20442 | 15% | 17375.7
774 | Siemens | FS-1400 | LONG RANGE SIMULATOR - MULTI IR | 1 |  | 1 | 20442 | 15% | 17375.7
775 | Siemens | 789260-2 | POLE MOUNT (U-BOLT) - 2" | 1 |  | 1 | 665 | 15% | 565.25
776 | Siemens | 789260-1 | POLE MOUNT (U-BOLT) - 3" | 1 |  | 1 | 665 | 15% | 565.25
777 | Siemens | 20/20-005 | TILT MOUNT - 20/20 MINI | 1 |  | 1 | 448 | 15% | 380.8
778 | Siemens | F5000 | REFLECTIVE BEAM SMOKE DETECTOR SYSTEM ALLOWS 2 BEAM DETECTOR HEADS PER CONTROLLER KIT INCLUDES CONTROLLER, DETECTOR AND PRISM | 1 |  | 1 | 3041 | 15% | 2584.85
779 | Siemens | F5000-031 | ADDITIONAL DETECTOR HEAD AND PRISM | 1 |  | 1 | 2070 | 15% | 1759.5
780 | Siemens | 23901 | REPLACEMENT PRISM FOR REFLECTIVE BEAM DETECTOR | 1 |  | 1 | 187 | 15% | 158.95
781 | Siemens | 1010-000 | LONG RANGE PRISM KIT - INCLUDES (3) ADDITIONAL PRISMS | 1 |  | 1 | 546 | 15% | 464.1
782 | Siemens | 0209 | REPLACEMENT OBSCURATION TEST FILTER FOR F2000 | 1 |  | 1 | 30 | 15% | 25.5
783 | Siemens | 1031-000 | SURFACE MOUNT WALL BRACKET FOR PRISMS (Black) | 1 |  | 1 | 336 | 15% | 285.6
784 | Siemens | 1050-000 | 4 Reflector Adjustment Bracket. This is a combination of both the 5000-007 prism plate and the 5000-201 compound angle alignment braket in one box. Does not include the 1010-000 Long Range Prism kit which must be ordered separately. White in color. | 1 |  | 1 | 798 | 15% | 678.3
785 | Siemens | 5000-008 | SINGLE PRISM ALIGNMENT ADAPTOR PLATE REQUIRES 5000-005. | 1 |  | 1 | 291 | 15% | 247.35
786 | Siemens | 5000-009 | F5000 METAL CONTROLLER BACK BOX | 1 |  | 1 | 247 | 15% | 209.95
787 | Siemens | 5000-010 | SEMI-FLUSH METAL TRIM PLATE FOR 5000-009 | 1 |  | 1 | 108 | 15% | 91.8
788 | Siemens | 5000-011 | DETECTOR SURFACE MOUNT UNI-BOX | 1 |  | 1 | 275 | 15% | 233.75
789 | Siemens | 5000-012 | COVER PLATE FOR MOUNTING F5000 OR F5000-031 TO DOUBLE GANG ELECTRICAL BOX | 1 |  | 1 | 141 | 15% | 119.85
790 | Siemens | 5000-014 | CEILING PENDANT MOUNT BRACKET BRACKET FOR F5000, F5000-031 | 1 |  | 1 | 1078 | 15% | 916.3
791 | Siemens | DB-11 | 6" DETECTOR BASE ASSY | 1 |  | 1 | 22 | 15% | 18.7
792 | Siemens | ADB-11 | ADB-11 AUDIBLE BASE FOR OH121 AND OP121 | 1 |  | 1 | 202 | 15% | 171.7
793 | Siemens | ADB-BOX | Surface Mount Adapter Box for Audible Base | 1 |  | 1 | 74 | 15% | 62.9
794 | Siemens | DB-3S | SERIES-3 BASE | 1 |  | 1 | 36 | 15% | 30.6
795 | Siemens | RA-ADB | FLUSH TRIM RING FOR BASES | 1 |  | 1 | 19 | 15% | 16.15
796 | Siemens | DB-ADPT | DB-ADPT DB-11 TO DB-3 BASE ADPT | 1 |  | 1 | 60 | 15% | 51
797 | Siemens | DB11-SEAL | DB-11 SEAL FOR DB-11(24 PC) | 1 |  | 1 | 119 | 15% | 101.15
798 | Siemens | DB-11E | 4" DETECTOR BASE ASSY | 1 |  | 1 | 28 | 15% | 23.8
799 | Siemens | DB-11-DP | BASE PLUG (50PC) | 1 |  | 1 | 145 | 15% | 123.25
800 | Siemens | LK-11 | LK-11 LOCKING KIT (50 PCS) FOR DB-11/DB-11E | 1 |  | 1 | 91 | 15% | 77.35
801 | Siemens | RLW-11 | REMOTE LAMP MODULE - WALL MOUNT | 1 |  | 1 | 57 | 15% | 48.45
802 | Siemens | RLC-11 | REMOTE LAMP MODULE - CEILING MOUNT | 1 |  | 1 | 57 | 15% | 48.45
803 | Siemens | MS-151 | MANUAL STATIONS N.O. SPST | 1 |  | 1 | 148 | 15% | 125.8
804 | Siemens | MS-51 | MANUAL STATIONS N.O. SPST | 1 |  | 1 | 115 | 15% | 97.75
805 | Siemens | MS-501 | MANUAL STN. DOUBLE ACTION SPST | 1 |  | 1 | 159 | 15% | 135.15
806 | Siemens | MS-FB | SURFACE BOX FOR MS-F SERIES | 1 |  | 1 | 67 | 15% | 56.95
807 | Siemens | MS-FD | DOUBLE ACTION ADAPTER FOR HMS-M | 1 |  | 1 | 81 | 15% | 68.85
808 | Siemens | MS-NY | NYC PLATE FOR MS-F SERIES | 1 |  | 1 | 56 | 15% | 47.6
809 | Siemens | SB-15 | SURFACE MNTG BOX MS-151,157,M | 1 |  | 1 | 82 | 15% | 69.7
810 | Siemens | SB-5R | SRFC MNTG BX,MS-51,500,MSX-1 SE | 1 |  | 1 | 51 | 15% | 43.35
811 | Siemens | MC-5K | SB-5K MTG KIT SB-5R | 1 |  | 1 | 11 | 15% | 9.35
812 | Siemens | SB-5AP | ADAPTER PLATE | 1 |  | 1 | 78 | 15% | 66.3
813 | Siemens | LTP | PKG OF 2 RESET KEYS | 1 |  | 1 | 12 | 15% | 10.2
814 | Siemens | MSM-K | MSM-K - METAL MANUAL STATION / CAT 45 KEYLOCK | 1 |  | 1 | 92 | 15% | 78.2
815 | Siemens | MSM-KD | MSM-KD - METAL MANUAL STATION / CAT 45 KEYLOCK / DOUBLE ACTION | 1 |  | 1 | 118 | 15% | 100.3
816 | Siemens | MSM-K-WP | MSM-K-WP - METAL MANUAL STATION / CAT 45 KEYLOCK / WEATHERPROOF | 1 |  | 1 | 370 | 15% | 314.5
817 | Siemens | MSM-KD-WP | MSM-KD-WP - METAL MANUAL STATION / CAT 45 KEYLOCK / DOUBLE ACTION / WEATHERPROOF | 1 |  | 1 | 392 | 15% | 333.2
818 | Siemens | MSM-EXP | MSM-EXP - METAL MANUAL STATION / EXPLOSION PROOF | 1 |  | 1 | 1294 | 15% | 1099.9
819 | Siemens | MSM-INST | MSM-INST - METAL MANUAL STATION / INSTITUTIONAL VERSION | 1 |  | 1 | 122 | 15% | 103.7
820 | Siemens | MSM-BOX | MSM-BOX SURFACE BACK BOX | 1 |  | 1 | 44 | 15% | 37.4
821 | Siemens | MSM-GR | MSM REPLACEMENT GLASS ROD (ONE) | 1 |  | 1 | 6 | 15% | 5.1
822 | Siemens | MSM-K-15 | MSM-K-15 - METAL MANUAL STATION / CAT 15 KEYLOCK | 1 |  | 1 | 96 | 15% | 81.6
823 | Siemens | MSM-KD-30 | MSM-KD-30 - METAL MANUAL STATION / CAT 30 KEYLOCK / DOUBLE ACTION | 1 |  | 1 | 96 | 15% | 81.6
824 | Siemens | AW-1 | ABORT STATION | 1 |  | 1 | 345 | 15% | 293.25
825 | Siemens | MH-501 | AGENT RELEASE DUAL ACTION MANUAL PULL STATION | 1 |  | 1 | 351 | 15% | 298.35
826 | Siemens | XMS-51 | XMS-51 Conv Single Action | 1 |  | 1 | 322 | 15% | 273.7
827 | Siemens | XMS-501 | XMS-501 Conv DBL Act | 1 |  | 1 | 320 | 15% | 272
828 | Siemens | FDA241 | Aspirated Smoke & Off-Gas particle detector for protection of small to medium sized mission-critical Lithium-Ion battery energy storage system (BESS) environments up to 8,600 sq. ft.(800m2). | 1 |  | 1 | 7668 | 15% | 6517.8
829 | Siemens | FDAZ292 | External in-line filter box for FDA21 detector (includes filter elements) | 1 |  | 1 | 561 | 15% | 476.85
830 | Siemens | FDAZ292-AA | FDA241 aspirator (replacement part) | 1 |  | 1 | 1762 | 15% | 1497.7
831 | Siemens | FDAZ291 | ASD filter set (replacement part) | 1 |  | 1 | 233 | 15% | 198.05
832 | Siemens | OOHC941 | Dual Optical / Heat / Carbon Monoxide Detector | 1 |  | 1 | 441 | 15% | 374.85
833 | Siemens | OOH941 | Dual Optical / Heat Detector | 1 |  | 1 | 273 | 15% | 232.05
834 | Siemens | OH921 | Optical & Thermal Detector | 1 |  | 1 | 195 | 15% | 165.75
835 | Siemens | OP921 | Optical Smoke Detector | 1 |  | 1 | 178 | 15% | 151.3
836 | Siemens | HI921 | Heat Detector | 1 |  | 1 | 173 | 15% | 147.05
837 | Siemens | DB-11 | 6" DETECTOR BASE ASSY | 1 |  | 1 | 22 | 15% | 18.7
838 | Siemens | DB-11E | 4" DETECTOR BASE ASSY | 1 |  | 1 | 28 | 15% | 23.8
839 | Siemens | ADBH-11 | Audible Base (used with H-series detectors only) | 1 |  | 1 | 460 | 15% | 391
840 | Siemens | SBGA-34 | Audible Detector Base With Temp 4 for CO | 1 |  | 1 | 447 | 15% | 379.95
841 | Siemens | ABHW-4B | Buzzer Version Audible Base (standard 3,000 Hz tone) | 1 |  | 1 | 184 | 15% | 156.4
842 | Siemens | ABHW-4BZ | ABHW-4BZ AUDIBLE BASE | 1 |  | 1 | 217 | 15% | 184.45
843 | Siemens | ABHW-4S | Sleeping Room Version , 520 Hz Low Frequency Audible Base | 1 |  | 1 | 206 | 15% | 175.1
844 | Siemens | ABHW-4SZ | ABHW-4SZ AUDIBLE BASE | 1 |  | 1 | 243 | 15% | 206.55
845 | Siemens | ABHW-INSERT | ABHW Base Mounting Screw Insert (Screw Cover) - bag of 50 | 1 |  | 1 | 28 | 15% | 23.8
846 | Siemens | ADB-BOX | Surface Mount Adapter Box for Audible Base | 1 |  | 1 | 74 | 15% | 62.9
847 | Siemens | DB-HR | RELAY BASE (for use with H-Series detectors only) | 1 |  | 1 | 158 | 15% | 134.3
848 | Siemens | DB2-HR | Relay base (for use with H-Series and CerberusPro detectors) | 1 |  | 1 | 134 | 15% | 113.9
849 | Siemens | RL-HC | REMOTE LAMP-CEILING | 1 |  | 1 | 53 | 15% | 45.05
850 | Siemens | RL-HW | REMOTE LAMP-WALL | 1 |  | 1 | 53 | 15% | 45.05
851 | Siemens | ILED-HC | INTEL LAMP-CEILING | 1 |  | 1 | 149 | 15% | 126.65
852 | Siemens | ILED-HW | INTEL LAMP WALL | 1 |  | 1 | 149 | 15% | 126.65
853 | Siemens | DGH-11 | DETECTOR GUARD FOR HFP-11, HFPO-11, FP-11 | 1 |  | 1 | 256 | 15% | 217.6
854 | Siemens | DB11-SEAL | DB-11 SEAL FOR DB-11(24 PC) | 1 |  | 1 | 119 | 15% | 101.15
855 | Siemens | DB-11-DP | BASE PLUG (50PC) | 1 |  | 1 | 145 | 15% | 123.25
856 | Siemens | LK-11 | LK-11 LOCKING KIT (50 PCS) FOR DB-11/DB-11E | 1 |  | 1 | 91 | 15% | 77.35
857 | Siemens | HMS-S | MANUAL STATION - SINGLE ACTION | 1 |  | 1 | 621 | 15% | 527.85
858 | Siemens | HMS-SZ | MANUAL STATION - SINGLE ACTION - Country of Origin (non China) | 1 |  | 1 | 1095 | 15% | 930.75
859 | Siemens | HMS-SE | SINGLE ACTION MANUAL STATION (SPANISH TEXT) | 1 |  | 1 | 621 | 15% | 527.85
860 | Siemens | HMS-DE | DOUBLE ACTION MANUAL STATION (SPANISH TEXT) | 1 |  | 1 | 583 | 15% | 495.55
861 | Siemens | HMS-SP | SINGLE ACTION MANUAL STATION PORTUGESE TEXT) | 1 |  | 1 | 621 | 15% | 527.85
862 | Siemens | HMS-DP | DOUBLE ACTION MANUAL STATION PORTUGESE TEXT) | 1 |  | 1 | 583 | 15% | 495.55
863 | Siemens | HMS-D | MANUAL STATION -DUAL ACTION | 1 |  | 1 | 583 | 15% | 495.55
864 | Siemens | HMS-DZ | MANUAL STATION -DUAL ACTION - Country of Origin (non China) | 1 |  | 1 | 648 | 15% | 550.8
865 | Siemens | HMS-M | METAL MANUAL STATION - SINGLE ACTION | 1 |  | 1 | 556 | 15% | 472.6
866 | Siemens | HMS-2S | 2-STAGE MANUAL STATION | 1 |  | 1 | 617 | 15% | 524.45
867 | Siemens | MS-FD | DOUBLE ACTION ADAPTER FOR HMS-M | 1 |  | 1 | 81 | 15% | 68.85
868 | Siemens | HMS-SA | MANUAL STATION SINGLE ACTION W/ AUXILIARY CONTACT | 1 |  | 1 | 761 | 15% | 646.85
869 | Siemens | HTRI-S | Single Input Monitor Module | 1 |  | 1 | 524 | 15% | 445.4
870 | Siemens | HTRI-SZ | Single Input Monitor Module - Country of Origin (non China) | 1 |  | 1 | 683 | 15% | 580.55
871 | Siemens | HTRI-D | Dual Input Monitor Module | 1 |  | 1 | 682 | 15% | 579.7
872 | Siemens | HTRI-DZ | Dual Input Monitor Module - Country of Origin (non China) | 1 |  | 1 | 777 | 15% | 660.45
873 | Siemens | HTRI-R | Single Input Monitor Module with Relay | 1 |  | 1 | 682 | 15% | 579.7
874 | Siemens | HTRI-RZ | Single Input Monitor Module with Relay - Country of Origin (non China) | 1 |  | 1 | 733 | 15% | 623.05
875 | Siemens | HTRI-M | Mini Single Input Module | 1 |  | 1 | 459 | 15% | 390.15
876 | Siemens | HTRI-MZ | Mini Single Input Module - Country of Origin (non China) | 1 |  | 1 | 955 | 15% | 811.75
877 | Siemens | USCG-HPLATE | Metal cover plate for HTRI Series modules | 1 |  | 1 | 371 | 15% | 315.35
878 | Siemens | HLIM | LINE ISOLATOR | 1 |  | 1 | 244 | 15% | 207.4
879 | Siemens | HLIM-Z | LINE ISOLATOR - Country of Origin (non China) | 1 |  | 1 | 271 | 15% | 230.35
880 | Siemens | HZM | CONVENTIONAL ZONE MODULE | 1 |  | 1 | 317 | 15% | 269.45
881 | Siemens | HZM-Z | CONVENTIONAL ZONE MODULE - Country of Origin (non China) | 1 |  | 1 | 418 | 15% | 355.3
882 | Siemens | HCP | Intelligent Control Point | 1 |  | 1 | 421 | 15% | 357.85
883 | Siemens | HCP-Z | Intelligent Control Point - Country of Origin (non China) | 1 |  | 1 | 577 | 15% | 490.45
884 | Siemens | DPU | DEVICE PROGRAMMER/LOOP TESTER | 1 |  | 1 | 2196 | 15% | 1866.6
885 | Siemens | DPU-RPT | LABEL PRINTER AND CARRYING CASE | 1 |  | 1 | 4929 | 15% | 4189.65
886 | Siemens | DPU-C1 | DPU CARRYING CASE | 1 |  | 1 | 342 | 15% | 290.7
887 | Siemens | DPU-PRT | DPU PRT CABLE | 1 |  | 1 | 107 | 15% | 90.95
888 | Siemens | DPU-PROG | DPU-PROG CBL PROGRAMMING CABLE | 1 |  | 1 | 282 | 15% | 239.7
889 | Siemens | XTRI-R | Single Input Monitor Module with Relay with Built-In Isolator | 1 |  | 1 | 270 | 15% | 229.5
890 | Siemens | XTRI-D | Dual Input Monitor Module, with Built-In Isolator | 1 |  | 1 | 270 | 15% | 229.5
891 | Siemens | XTRI-S | Single Input Monitor Module with Built-In Isolator | 1 |  | 1 | 208 | 15% | 176.8
892 | Siemens | XTRI-M | XTRI-M Mini Input Monitor Module with Built-In Isolator | 1 |  | 1 | 182 | 15% | 154.7
893 | Siemens | ILED-XW | Intelligent Lamp, Wall Mount with Built-In Isolator | 1 |  | 1 | 149 | 15% | 126.65
894 | Siemens | ILED-XC | Intelligent Lamp, Ceiling Mount with Built-In Isolator | 1 |  | 1 | 149 | 15% | 126.65
895 | Siemens | XMS-DP | XMS-DP Address,DBL act,Iso Portuguese | 1 |  | 1 | 298 | 15% | 253.3
896 | Siemens | XMS-DE | XMS-DE Address, DBL act, Iso Spanish | 1 |  | 1 | 298 | 15% | 253.3
897 | Siemens | XMS-M | XMS-M Adres Single Act Iso,metal Cover | 1 |  | 1 | 327 | 15% | 277.95
898 | Siemens | SMBOX-XMP | SMBOX-XMP Surface Mt Box,X-series MPS | 1 |  | 1 | 113 | 15% | 96.05
899 | Siemens | APLT-XMP | APLT-XMP Adpt Plate for legacy Mt Boxes | 1 |  | 1 | 68 | 15% | 57.8
900 | Siemens | 4DGBOX-XMP | 4DGBOX-XMP Adpt Plt 4"Box ,Dbl Gng Box | 1 |  | 1 | 68 | 15% | 57.8
901 | Siemens | XMS-S | XMS-S Address, single act MPS Isolation | 1 |  | 1 | 279 | 15% | 237.15
902 | Siemens | XMS-D | XMS-D Address, double act MPS Isolation | 1 |  | 1 | 298 | 15% | 253.3
903 | Siemens | XMS-SP | XMS-SP Adress,sngle act,Iso Portuguese | 1 |  | 1 | 279 | 15% | 237.15
904 | Siemens | FDBZ492 | DUCT HOUSING - 2 WIRE WITHOUT RELAY | 1 |  | 1 | 307 | 15% | 260.95
905 | Siemens | FDBZ492-HR | DUCT HOUSING - 2 WIRE WITH RELAY FOR ADDRESSABLE SYSTEMS | 1 |  | 1 | 340 | 15% | 289
906 | Siemens | FDBZ-WT | Water Tight Housing (NEMA 4X) | 1 |  | 1 | 2167 | 15% | 1841.95
907 | Siemens | FDBZ492-RTL | REMOTE TEST LAMP AND KEYSWITCH FOR MANUAL TESTING OF FDBZ492-R, FDBZ492-HR, FDBZ492-RP | 1 |  | 1 | 193 | 15% | 164.05
908 | Siemens | WP-2000 | WP ENCLOSURE- DUCT HOUSING (NEMA 3R) | 1 |  | 1 | 485 | 15% | 412.25
909 | Siemens | AD-TGN | AD-TGN T-TEST GAS NOZZLE | 1 |  | 1 | 18 | 15% | 15.3
910 | Siemens | OOHC941 | Dual Optical / Heat / Carbon Monoxide Detector | 1 |  | 1 | 441 | 15% | 374.85
911 | Siemens | OOH941 | Dual Optical / Heat Detector | 1 |  | 1 | 273 | 15% | 232.05
912 | Siemens | OP921 | Optical Smoke Detector | 1 |  | 1 | 178 | 15% | 151.3
913 | Siemens | ST-10 | ST-10 1 FT SAMPLING TUBE | 1 |  | 1 | 29 | 15% | 24.65
914 | Siemens | ST-25 | ST-25 2.5 FT SAMPLING TUBE | 1 |  | 1 | 59 | 15% | 50.15
915 | Siemens | ST-50 | ST-50 5 FT SAMPLING TUBE | 1 |  | 1 | 69 | 15% | 58.65
916 | Siemens | ST-100 | ST-100 10 FT SAMPLING | 1 |  | 1 | 97 | 15% | 82.45
917 | Siemens | MSI-10B | INTELL MAN STATN, SINGLE ACTION | 1 |  | 1 | 2146 | 15% | 1824.1
918 | Siemens | MSI-20B | INTELL MAN STATN, DOUBLE ACTION | 1 |  | 1 | 2432 | 15% | 2067.2
919 | Siemens | MSI-B6F | METAL INTELLIGENT MANUAL STATION | 1 |  | 1 | 2734 | 15% | 2323.9
920 | Siemens | TRI-S | SINGLE INPUT MODULE | 1 |  | 1 | 2185 | 15% | 1857.25
921 | Siemens | TRI-D | DUAL INPUT MODULE | 1 |  | 1 | 2471 | 15% | 2100.35
922 | Siemens | TRI-R | SINGLE INPUT WITH RELAY | 1 |  | 1 | 2471 | 15% | 2100.35
923 | Siemens | ALI-8 | ENCLOSURE 8 TRI'S | 1 |  | 1 | 5856 | 15% | 4977.6
924 | Siemens | ALI-8B | REPLACEMENT PLATE FOR ALI-8/TRI | 1 |  | 1 | 2630 | 15% | 2235.5
925 | Siemens | MPI-2 | MPI-2 MOUNTING PLATE | 1 |  | 1 | 596 | 15% | 506.6
926 | Siemens | TRI-B6M | INTERFACE MOD. PKG | 1 |  | 1 | 1701 | 15% | 1445.85
927 | Siemens | ISI-1 | INTRIN. SAFE ISOLATION BARRIER | 1 |  | 1 | 11911 | 15% | 10124.35
928 | Siemens | ICP-B6 | INTEL OUTPUT CONTROL PT(B6 CHIP) | 1 |  | 1 | 3020 | 15% | 2567
929 | Siemens | LIM-1 | SHORT CIRCUIT LINE ISOLATOR(ALD) (USED WITH CZM-1 & DI-3IS) | 1 |  | 1 | 1245 | 15% | 1058.25
930 | Siemens | DPU | DEVICE PROGRAMMER/LOOP TESTER | 1 |  | 1 | 2196 | 15% | 1866.6
931 | Siemens | DPU-RPT | LABEL PRINTER AND CARRYING CASE | 1 |  | 1 | 4929 | 15% | 4189.65
932 | Siemens | DPU-C1 | DPU CARRYING CASE | 1 |  | 1 | 342 | 15% | 290.7
933 | Siemens | DB-11 | 6" DETECTOR BASE ASSY | 1 |  | 1 | 22 | 15% | 18.7
934 | Siemens | DB-X11RS | SERIES-11 MOUNTING BASE WITH RELAY FOR MXL | 1 |  | 1 | 178 | 15% | 151.3
935 | Siemens | DB-ADPT | DB-ADPT DB-11 TO DB-3 BASE ADPT | 1 |  | 1 | 60 | 15% | 51
936 | Siemens | LK-11 | LK-11 LOCKING KIT (50 PCS) FOR DB-11/DB-11E | 1 |  | 1 | 91 | 15% | 77.35
937 | Siemens | DB-3S | SERIES-3 BASE | 1 |  | 1 | 36 | 15% | 30.6
938 | Siemens | DB-X3RS | SERIES-3 MOUNTING BASE WITH RELAY | 1 |  | 1 | 200 | 15% | 170
939 | Siemens | ADBX-11 | AUDIBLE BASE FOR FP-11 | 1 |  | 1 | 561 | 15% | 476.85
940 | Siemens | ADB-BOX | Surface Mount Adapter Box for Audible Base | 1 |  | 1 | 74 | 15% | 62.9
941 | Siemens | RA-ADB | FLUSH TRIM RING FOR BASES | 1 |  | 1 | 19 | 15% | 16.15
942 | Siemens | DB11-SEAL | DB-11 SEAL FOR DB-11(24 PC) | 1 |  | 1 | 119 | 15% | 101.15
943 | Siemens | DGH-11 | DETECTOR GUARD FOR HFP-11, HFPO-11, FP-11 | 1 |  | 1 | 256 | 15% | 217.6
944 | Siemens | DB-11E | 4" DETECTOR BASE ASSY | 1 |  | 1 | 28 | 15% | 23.8
945 | Siemens | ADBI-60A | AUDIBLE BASE FOR SERIES 3 | 1 |  | 1 | 278 | 15% | 236.3
946 | Siemens | DB-11-DP | BASE PLUG (50PC) | 1 |  | 1 | 145 | 15% | 123.25
947 | Siemens | EAD-3 | WEATHERPROOF ENCLOSURE | 1 |  | 1 | 1562 | 15% | 1327.7
948 | Siemens | RSM-1 | RSM-1 KEY SW MODULE (MAINTAIN) | 1 |  | 1 | 171 | 15% | 145.35
949 | Siemens | RSM-2 | RSM-2 KEY SW MODULE (MOM) | 1 |  | 1 | 168 | 15% | 142.8
950 | Siemens | RSM-3 | RSM-3 ROCKER SW MODULE (MAIN) | 1 |  | 1 | 135 | 15% | 114.75
951 | Siemens | RSM-4 | RSM-4 ROCKER SW MODULE (MOM) | 1 |  | 1 | 135 | 15% | 114.75
952 | Siemens | TSM-1 | DUCT DETECTOR TEST SWITCH REQ TR | 1 |  | 1 | 255 | 15% | 216.75
953 | Siemens | TSM-1X | TSM-1X Intel Remote Test Switch, LED with Built-In Isolator | 1 |  | 1 | 257 | 15% | 218.45
954 | Siemens | ADBI-60A | AUDIBLE BASE FOR SERIES 3 | 1 |  | 1 | 278 | 15% | 236.3
955 | Siemens | FDBZ492 | DUCT HOUSING - 2 WIRE WITHOUT RELAY | 1 |  | 1 | 307 | 15% | 260.95
956 | Siemens | FDBZ492-HR | DUCT HOUSING - 2 WIRE WITH RELAY FOR ADDRESSABLE SYSTEMS | 1 |  | 1 | 340 | 15% | 289
957 | Siemens | FDBZ-WT | Water Tight Housing (NEMA 4X) | 1 |  | 1 | 2167 | 15% | 1841.95
958 | Siemens | FDBZ492-RTL | REMOTE TEST LAMP AND KEYSWITCH FOR MANUAL TESTING OF FDBZ492-R, FDBZ492-HR, FDBZ492-RP | 1 |  | 1 | 193 | 15% | 164.05
959 | Siemens | WP-2000 | WP ENCLOSURE- DUCT HOUSING (NEMA 3R) | 1 |  | 1 | 485 | 15% | 412.25
960 | Siemens | AD-TGN | AD-TGN T-TEST GAS NOZZLE | 1 |  | 1 | 18 | 15% | 15.3
961 | Siemens | ST-10 | ST-10 1 FT SAMPLING TUBE | 1 |  | 1 | 29 | 15% | 24.65
962 | Siemens | ST-25 | ST-25 2.5 FT SAMPLING TUBE | 1 |  | 1 | 59 | 15% | 50.15
963 | Siemens | ST-50 | ST-50 5 FT SAMPLING TUBE | 1 |  | 1 | 69 | 15% | 58.65
964 | Siemens | ST-100 | ST-100 10 FT SAMPLING | 1 |  | 1 | 97 | 15% | 82.45
965 | Siemens | EAD-3 | WEATHERPROOF ENCLOSURE | 1 |  | 1 | 1562 | 15% | 1327.7
966 | Siemens | DA-304 | DUCT HOUSING COVER FOR 11 SERIES | 1 |  | 1 | 367 | 15% | 311.95
967 | Siemens | RLI-1 | ONE LED LAMP, ROUND PLATE | 1 |  | 1 | 100 | 15% | 85
968 | Siemens | RLI-2 | ONE LED LAMP, RECTANGULAR LAMP | 1 |  | 1 | 100 | 15% | 85
969 | Siemens | DSC | DUAL SYNC CONTROL MODULE RED | 1 |  | 1 | 255 | 15% | 216.75
970 | Siemens | DSC-W | DUAL SYNC CONTROL MODULE WHT | 1 |  | 1 | 255 | 15% | 216.75
971 | Siemens | ZR-HMC-R | Z STROBE HI MULTI-CANDELA WALL RED | 1 |  | 1 | 183 | 15% | 155.55
972 | Siemens | ZR-HMC-W | Z STROBE HI MULTI-CANDELA WALL WHITE | 1 |  | 1 | 183 | 15% | 155.55
973 | Siemens | ZR-HMC-CR | Z STROBE HI MULTI-CANDELA CEILING RED | 1 |  | 1 | 183 | 15% | 155.55
974 | Siemens | ZR-HMC-CW | Z STROBE HI MULTI-CANDELA CEILING WHITE | 1 |  | 1 | 183 | 15% | 155.55
975 | Siemens | ST-HMC-CW | STROBE HI MULTI-CANDELA WHITE CEILING | 1 |  | 1 | 183 | 15% | 155.55
976 | Siemens | ST-MC-CW | STROBE CANDELA WHITE CEILING | 1 |  | 1 | 158 | 15% | 134.3
977 | Siemens | ST-MC-RETRO-R | STROBE MULTI-CANDELA RED RETRO PLATE | 1 |  | 1 | 205 | 15% | 174.25
978 | Siemens | ST-75-CR-WP | STROBE WEATHERPROOF RED - CEILING | 1 |  | 1 | 187 | 15% | 158.95
979 | Siemens | ST-75-CW-WP | STROBE WEATHERPROOF WHITE - CEILING | 1 |  | 1 | 187 | 15% | 158.95
980 | Siemens | ST-75-R-WP | STROBE WEATHERPROOF RED - WALL | 1 |  | 1 | 187 | 15% | 158.95
981 | Siemens | ST-75-W-WP | STROBE WEATHERPROOF WHITE - WALL | 1 |  | 1 | 187 | 15% | 158.95
982 | Siemens | ST-HMC-CR-WP | STROBE HI MULTI CANDELA CEILING RED WEATHERPROOF | 1 |  | 1 | 211 | 15% | 179.35
983 | Siemens | ST-HMC-CW-WP | STROBE HI MULTI CANDELA CEILING WHITE WEATHERPROOF | 1 |  | 1 | 211 | 15% | 179.35
984 | Siemens | ST-HMC-R-WP | STROBE HI MULTI CANDELA WALL RED WEATHERPROOF | 1 |  | 1 | 211 | 15% | 179.35
985 | Siemens | ST-HMC-W-WP | STROBE HI MULTI CANDELA WALL WHITE WEATHERPROOF | 1 |  | 1 | 211 | 15% | 179.35
986 | Siemens | SEH-HMC-CR | HIGH FIDELITY SPEAKER STROBE, ROUND, HIFI, CEILING, 115/177CD, RED | 1 |  | 1 | 282 | 15% | 239.7
987 | Siemens | SEH-HMC-CW | HIGH FIDELITY SPEAKER STROBE, ROUND, HIFI, CEILING, 115/177CD, WHITE | 1 |  | 1 | 282 | 15% | 239.7
988 | Siemens | SEH-HMC-R | HIGH FIDELITY SPEAKER STROBE, HIFI, WALL, 135/185 CD, RED | 1 |  | 1 | 282 | 15% | 239.7
989 | Siemens | SEH-HMC-W | HIGH FIDELITY SPEAKER STROBE, HIFI, WALL, 135/185 CD, WHITE | 1 |  | 1 | 282 | 15% | 239.7
990 | Siemens | SEH-HMC-W-ALERT | SPK-ST,WALL,ALR,W | 1 |  | 1 | 297 | 15% | 252.45
991 | Siemens | SE-HMC-R | E SPEAKER HI MULTI CANDELA RED | 1 |  | 1 | 285 | 15% | 242.25
992 | Siemens | SE-HMC-W | E SPEAKER HI MULTI CANDELA WHITE | 1 |  | 1 | 285 | 15% | 242.25
993 | Siemens | SE-HMC-CR | E SPEAKER HI MULTI CANDELA RED CEILING | 1 |  | 1 | 285 | 15% | 242.25
994 | Siemens | SE-HMC-CW | E SPEAKER HI MULTI CANDELA WHITE CEILING | 1 |  | 1 | 285 | 15% | 242.25
995 | Siemens | SEF-HMC-R | E SPEAKER FLUSH HI MULTI CANDELA RED | 1 |  | 1 | 285 | 15% | 242.25
996 | Siemens | SEF-HMC-W | E SPEAKER FLUSH HI MULTI CANDELA WHITE | 1 |  | 1 | 285 | 15% | 242.25
997 | Siemens | SEF-HMC-CW | E SPEAKER FLUSH HI MULTI CANDELA CEILING WHITE | 1 |  | 1 | 285 | 15% | 242.25
998 | Siemens | SEFH-HMC-CW | HIGH FIDELITY SPEAKER STROBE, ROUND, HIFI, LOW PROFILE, CEILING,115/177CD,WHITE | 1 |  | 1 | 282 | 15% | 239.7
999 | Siemens | SEFH-HMC-R | HIGH FIDELITY SPEAKER STROBE, SQUARE, HIFI, LOW PROFILE, WALL, 135/185CD, RED | 1 |  | 1 | 282 | 15% | 239.7
1000 | Siemens | SEFH-HMC-W | HIGH FIDELITY SPEAKER STROBE, SQUARE, HIFI, LOW PROFILE, WALL, 135/185CD, WHITE | 1 |  | 1 | 282 | 15% | 239.7
1001 | Siemens | SEFH-AHMC-CW-ALERT | SPK-ST,CLG,AMB,ALR,W | 1 |  | 1 | 309 | 15% | 262.65
1002 | Siemens | SEFH-HMC-CR | SPK,ST,CLG,R | 1 |  | 1 | 297 | 15% | 252.45
1003 | Siemens | SEFH-HMC-CW-ALERT | SPK-ST,CLG,ALR,W | 1 |  | 1 | 286 | 15% | 243.1
1004 | Siemens | SET-MC-R | ET MULTI-CANDELA RED | 1 |  | 1 | 306 | 15% | 260.1
1005 | Siemens | SET-MC-W | ET MULTI-CANDELA WHITE | 1 |  | 1 | 306 | 15% | 260.1
1006 | Siemens | SET-HMC-R | ET HI MULTI-CANDELA RED | 1 |  | 1 | 330 | 15% | 280.5
1007 | Siemens | SET-HMC-W | ET HI MULTI-CANDELA WHITE | 1 |  | 1 | 330 | 15% | 280.5
1008 | Siemens | SET-R | ET SPKR RED | 1 |  | 1 | 130 | 15% | 110.5
1009 | Siemens | SET-W | ET SPKR WHITE | 1 |  | 1 | 130 | 15% | 110.5
1010 | Siemens | SET-MC-CR | ET MULTI-CANDELA RED CEILING | 1 |  | 1 | 306 | 15% | 260.1
1011 | Siemens | SET-MC-CW | ET MULTI-CANDELA WHITE CEILING | 1 |  | 1 | 306 | 15% | 260.1
1012 | Siemens | SET-HMC-CR | ET HI MULTI-CANDELA RED CEILING | 1 |  | 1 | 330 | 15% | 280.5
1013 | Siemens | SET-HMC-CW | ET HI MULTI-CANDELA WHITE CEILING | 1 |  | 1 | 330 | 15% | 280.5
1014 | Siemens | SET-CR | ET SPKR RED CEILING | 1 |  | 1 | 135 | 15% | 114.75
1015 | Siemens | SET-CW | ET SPKR WHITE CEILING | 1 |  | 1 | 135 | 15% | 114.75
1016 | Siemens | SET-S17-CW-WP | ET SPKR 15/75 STROBE WHITE CEILING WEATHERPROOF | 1 |  | 1 | 337 | 15% | 286.45
1017 | Siemens | SET-S17-W-WP | ET SPKR 15/75 STROBE WHITE WEATHERPROOF | 1 |  | 1 | 337 | 15% | 286.45
1018 | Siemens | SET-177-CR-WP | SET SPEAKER HI CANDELA CEILING RED WEATHERPROOF | 1 |  | 1 | 363 | 15% | 308.55
1019 | Siemens | SET-177-CW-WP | SET SPEAKER HI CANDELA CEILING WHITE WEATHERPROOF | 1 |  | 1 | 363 | 15% | 308.55
1020 | Siemens | SET-185-R-WP | SET SPEAKER HI CANDELA WALL RED WEATHERPROOF | 1 |  | 1 | 363 | 15% | 308.55
1021 | Siemens | SET-185-W-WP | SET SPEAKER HI CANDELA WALL WHITE WEATHERPROOF | 1 |  | 1 | 363 | 15% | 308.55
1022 | Siemens | S-HQ-MC-W | 8" CEILING SPEAKER - WHITE | 1 |  | 1 | 347 | 15% | 294.95
1023 | Siemens | SE-1 | 8" CEILING SPEAKER BACK BOX | 1 |  | 1 | 48 | 15% | 40.8
1024 | Siemens | SB-W | 8" SPEAKER SUPPORT BRIDGE | 1 |  | 1 | 37 | 15% | 31.45
1025 | Siemens | S-HQ | 8" CEILING SPEAKER WHITE | 1 |  | 1 | 202 | 15% | 171.7
1026 | Siemens | S-15WR | SUPERVISED HORN LOUDSPEAKER RED | 1 |  | 1 | 424 | 15% | 360.4
1027 | Siemens | SETSF-VR | ET1010 RED | 1 |  | 1 | 185 | 15% | 157.25
1028 | Siemens | SETSF-VW | ET-1010 WHITE | 1 |  | 1 | 185 | 15% | 157.25
1029 | Siemens | SETFL-VR | ET-1080 RED | 1 |  | 1 | 167 | 15% | 141.95
1030 | Siemens | SETFL-VW | ET-1080 WHITE | 1 |  | 1 | 167 | 15% | 141.95
1031 | Siemens | SET-MC-VR | ET SPKR MULTI CANDELA VANDAL RESISTANT RED | 1 |  | 1 | 315 | 15% | 267.75
1032 | Siemens | SET-MC-VW | ET SPKR MULTI CANDELA VANDAL RESISTANT WHITE | 1 |  | 1 | 315 | 15% | 267.75
1033 | Siemens | MH-R | MINI HORN RED | 1 |  | 1 | 49 | 15% | 41.65
1034 | Siemens | MH-W | MINI HORN WHITE | 1 |  | 1 | 49 | 15% | 41.65
1035 | Siemens | MTH-R | MULTI TONE HORN RED | 1 |  | 1 | 104 | 15% | 88.4
1036 | Siemens | MTH-W | MULTI TONE HORN WHITE | 1 |  | 1 | 104 | 15% | 88.4
1037 | Siemens | MTH-MC-R | MULTI TONE HORN MULTI CANDELA RED | 1 |  | 1 | 235 | 15% | 199.75
1038 | Siemens | MTH-MC-W | MULTI TONE HORN MULTI CANDELA WHITE | 1 |  | 1 | 235 | 15% | 199.75
1039 | Siemens | MTH-15-115-R-WP | MULTI TONE HORN 15CD 115V RED | 1 |  | 1 | 239 | 15% | 203.15
1040 | Siemens | MTH-15-115-W-WP | MULTI TONE HORN 15CD 115V WHITE | 1 |  | 1 | 239 | 15% | 203.15
1041 | Siemens | MTH-75-R-WP | MULTI TONE HORN 180CD WHITE | 1 |  | 1 | 256 | 15% | 217.6
1042 | Siemens | MTH-HMC-CR-WP | MULTI TONE HORN HI MULTI CD CEILING RED WEATHERPROOF | 1 |  | 1 | 287 | 15% | 243.95
1043 | Siemens | MTH-HMC-CW-WP | MULTI TONE HORN HI MULTI CD CEILING WHITE WEATHERPROOF | 1 |  | 1 | 287 | 15% | 243.95
1044 | Siemens | MTH-HMC-R-WP | MULTI TONE HORN HI MULTI CD WALL RED WEATHERPROOF | 1 |  | 1 | 287 | 15% | 243.95
1045 | Siemens | MTH-HMC-W-WP | MULTI TONE HORN HI MULTI CD WALL WHITE WEATHERPROOF | 1 |  | 1 | 287 | 15% | 243.95
1046 | Siemens | CH-W | CHIME WHITE | 1 |  | 1 | 191 | 15% | 162.35
1047 | Siemens | CH-MC-R | CHIME MULTI CANDELA RED | 1 |  | 1 | 409 | 15% | 347.65
1048 | Siemens | CH-MC-W | CHIME MULTI CANDELA WHITE | 1 |  | 1 | 409 | 15% | 347.65
1049 | Siemens | CH-R | CHIME RED | 1 |  | 1 | 191 | 15% | 162.35
1050 | Siemens | CH-MC-CR | CHIME MULTI CANDELA RED CEILING | 1 |  | 1 | 409 | 15% | 347.65
1051 | Siemens | CH-MC-CW | CHIME MULTI CANDELA WHITE CEILING | 1 |  | 1 | 409 | 15% | 347.65
1052 | Siemens | CH-HMC-CW | CHIME HI MULTI CANDELA WHITE CEILING | 1 |  | 1 | 437 | 15% | 371.45
1053 | Siemens | CH-CW | CHIME WHITE CEILING | 1 |  | 1 | 191 | 15% | 162.35
1054 | Siemens | B10-115-R | 10" BELL 115VAC RED | 1 |  | 1 | 217 | 15% | 184.45
1055 | Siemens | B6-24AC-R | 6" BELL 24VAC RED | 1 |  | 1 | 161 | 15% | 136.85
1056 | Siemens | MBDC-10 | 10" DC MOTOR BELL | 1 |  | 1 | 222 | 15% | 188.7
1057 | Siemens | MBDC-6 | 6" DC MOTOR BELL | 1 |  | 1 | 139 | 15% | 118.15
1058 | Siemens | ZH-HMC-R | Z HORN HI MULTI CANDELA WALL RED | 1 |  | 1 | 230 | 15% | 195.5
1059 | Siemens | ZH-HMC-W | Z HORN HI MULTI CANDELA WALL WHITE | 1 |  | 1 | 230 | 15% | 195.5
1060 | Siemens | ZH-HMC-CR | Z HORN HI MULTI CANDELA CEILING RED | 1 |  | 1 | 230 | 15% | 195.5
1061 | Siemens | ZH-HMC-CW | Z HORN HI MULTI CANDELA CEILING WHITE | 1 |  | 1 | 230 | 15% | 195.5
1062 | Siemens | AH-R-WP | AH HORN RED WEATHERPROOF | 1 |  | 1 | 93 | 15% | 79.05
1063 | Siemens | AS-HMC-CR-WP | AS HORN HI MULTI CANDELA CEILING RED WEATHERPROOF | 1 |  | 1 | 248 | 15% | 210.8
1064 | Siemens | AS-HMC-CW-WP | AS HORN HI MULTI CANDELA CEILING WHITE WEATHERPROOF | 1 |  | 1 | 248 | 15% | 210.8
1065 | Siemens | AS-HMC-R-WP | AS HORN HI MULTI CANDELA WALL RED WEATHERPROOF | 1 |  | 1 | 248 | 15% | 210.8
1066 | Siemens | AS-HMC-W-WP | AS HORN HI MULTI CANDELA WALL WHITE WEATHERPROOF | 1 |  | 1 | 248 | 15% | 210.8
1067 | Siemens | AS-75-CR-WP | AS HORN 75CD CEILING RED WEATHERPROOF | 1 |  | 1 | 215 | 15% | 182.75
1068 | Siemens | AS-75-R-WP | AS HORN 75CD RED WEATHERPROOF | 1 |  | 1 | 215 | 15% | 182.75
1069 | Siemens | HS-MC-R | HS HORN MULTI CANDELA RED | 1 |  | 1 | 245 | 15% | 208.25
1070 | Siemens | HS-MC-W | HS HORN MULTI CANDELA WHITE | 1 |  | 1 | 245 | 15% | 208.25
1071 | Siemens | HS-HMC-R | HS HORN HI MULTI CANDELA RED | 1 |  | 1 | 267 | 15% | 226.95
1072 | Siemens | HS-HMC-W | HS HORN HI MULTI CANDELA WHITE | 1 |  | 1 | 267 | 15% | 226.95
1073 | Siemens | BBS-R | BBS BACK BOX | 1 |  | 1 | 15 | 15% | 12.75
1074 | Siemens | DBBS-R | DBBS BACK BOX | 1 |  | 1 | 23 | 15% | 19.55
1075 | Siemens | MT-SUR-BOX | WEATHERPROOF SURFACE MOUNT BACK BOX RED | 1 |  | 1 | 68 | 15% | 57.8
1076 | Siemens | MT-SUR-BOX-W | WEATHERPROOF SURFACE MOUNT BACK BOX WHITE | 1 |  | 1 | 42 | 15% | 35.7
1077 | Siemens | SBBS-R | SURFACE BACK BOX RED | 1 |  | 1 | 32 | 15% | 27.2
1078 | Siemens | SBBS-W | SURFACE BACK BOX WHITE | 1 |  | 1 | 32 | 15% | 27.2
1079 | Siemens | SBL2S-R | SURFACE BACK BOX RED | 1 |  | 1 | 55 | 15% | 46.75
1080 | Siemens | SERS-R | SQUARE SEMI-FLUSH EXTENSION RING RED | 1 |  | 1 | 34 | 15% | 28.9
1081 | Siemens | SERS-W | SQUARE SEMI-FLUSH EXTENSION RING WHITE | 1 |  | 1 | 34 | 15% | 28.9
1082 | Siemens | SFPS-W | SEMI-FLUSH PLATE WHITE | 1 |  | 1 | 13 | 15% | 11.05
1083 | Siemens | SHBBS-R | SQUARE SURFACE BACK BOX RED | 1 |  | 1 | 34 | 15% | 28.9
1084 | Siemens | SHBBS-W | SQUARE SURFACE BACK BOX WHITE | 1 |  | 1 | 23 | 15% | 19.55
1085 | Siemens | SHMPS-R | SUPERVISED HORN ADAPTER PLATE | 1 |  | 1 | 32 | 15% | 27.2
1086 | Siemens | SPEXT-R | SE SPEAKER CEILING EXTENSION RING RED | 1 |  | 1 | 21 | 15% | 17.85
1087 | Siemens | SPEXT-W | SE SPEAKER CEILING EXTENSION RING WHITE | 1 |  | 1 | 15 | 15% | 12.75
1088 | Siemens | SPSB-W | SE SPEAKER WALL SURFACE BACK BOX WHITE | 1 |  | 1 | 42 | 15% | 35.7
1089 | Siemens | SPSSB-R | SE SPEAKER/STROBE WALL SURFACE BACK BOX | 1 |  | 1 | 32 | 15% | 27.2
1090 | Siemens | SPSSB-W | SE SPEAKER/STROBE WALL SURFACE BACK BOX WHITE | 1 |  | 1 | 47 | 15% | 39.95
1091 | Siemens | WBBS-R | WEATHERPROOF BACK BOX RED | 1 |  | 1 | 45 | 15% | 38.25
1092 | Siemens | WBBS-R-3/4T-3/4B | WEATHERPROOF BACK BOX 3/4" K.O. BLACK | 1 |  | 1 | 38 | 15% | 32.3
1093 | Siemens | WBBS-W | WEATHERPROOF BACK BOX WHITE | 1 |  | 1 | 31 | 15% | 26.35
1094 | Siemens | WBBS-W-3/4T-3/4B | WEATHERPROOF BACK BOX 3/4" K.O. WHITE | 1 |  | 1 | 55 | 15% | 46.75
1095 | Siemens | WFPAS-R | WEATHERPROOF FLUSH PLATE RED | 1 |  | 1 | 55 | 15% | 46.75
1096 | Siemens | WFPAS-W | WEATHERPROOF FLUSH PLATE WHITE | 1 |  | 1 | 55 | 15% | 46.75
1097 | Siemens | WFPS-R | AS HORN WEATHERPROOF FLUSH PLATE RED | 1 |  | 1 | 55 | 15% | 46.75
1098 | Siemens | WFPS-W | AS HORN WEATHERPROOF FLUSH PLATE WHITE | 1 |  | 1 | 55 | 15% | 46.75
1099 | Siemens | WPBBS-R | AS HORN WEATHERPROOF BACK BOX RED | 1 |  | 1 | 47 | 15% | 39.95
1100 | Siemens | WPSBBS-R | ST STROBE WEATHERPROOF BACK BOX RED | 1 |  | 1 | 47 | 15% | 39.95
1101 | Siemens | WPSBBS-W | ST STROBE WEATHERPROOF BACK BOX WHITE | 1 |  | 1 | 47 | 15% | 39.95
1102 | Siemens | WPS-KIT | SURFACE MOUNTING WEATHERPROOF BACK BOX KIT | 1 |  | 1 | 21 | 15% | 17.85
1103 | Siemens | ZB-R | Z MOUNTING BACK BOX RED | 1 |  | 1 | 32 | 15% | 27.2
1104 | Siemens | ZB-W | Z MOUNTING BACK BOX WHITE | 1 |  | 1 | 22 | 15% | 18.7
1105 | Siemens | RPR-1 | REMOTE POLARIZED RELAY -24VDC WITH SXL, MXL & SYSTEM 3 | 1 |  | 1 | 517 | 15% | 439.45
1106 | Siemens | PAD-3 | P/S NAC EXT 6 AMPS | 1 |  | 1 | 1367 | 15% | 1161.95
1107 | Siemens | PAD-3R | RED P/S NAC EXT | 1 |  | 1 | 1367 | 15% | 1161.95
1108 | Siemens | PAD-3-UK | PAD-3-UK UPGRADE KIT - Revision 2.202 | 1 |  | 1 | 53 | 15% | 45.05
1109 | Siemens | PAD-4-6A | Complete 6 amp PAD-4 kit (enclosure, board, 170W power supply) | 1 |  | 1 | 1470 | 15% | 1249.5
1110 | Siemens | PAD-4-6A-CLSA | Complete 6 amp PAD-4 kit with Class A adapter | 1 |  | 1 | 1627 | 15% | 1382.95
1111 | Siemens | PAD-4-9A | Complete 9 amp PAD-4 kit (enclosure, board, 300W power supply) | 1 |  | 1 | 1911 | 15% | 1624.35
1112 | Siemens | PAD-4-9A-CLSA | Complete 9 amp PAD-4 kit with Class A adapter | 1 |  | 1 | 2069 | 15% | 1758.65
1113 | Siemens | PAD-4-MB | PAD-4 NAC expander main board | 1 |  | 1 | 1045 | 15% | 888.25
1114 | Siemens | PAD-4-ENCL | PAD-4 NAC expander enclosure | 1 |  | 1 | 289 | 15% | 245.65
1115 | Siemens | PAD-4-CLSA | PAD-4 NAC expander Class A adapter card | 1 |  | 1 | 158 | 15% | 134.3
1116 | Siemens | FP2011-U1 | Power Supply (170 W) | 1 |  | 1 | 530 | 15% | 450.5
1117 | Siemens | FP2012-U1 | 300W power supply | 1 |  | 1 | 606 | 15% | 515.1
1118 | Siemens | S3AP | PAD-4 NAC expander adapter plate for System 3 enclosure | 1 |  | 1 | 168 | 15% | 142.8
1119 | Siemens | PAD-4-LUA | PAD-4 NAC expander Laptop Upload Adapter | 1 |  | 1 | 153 | 15% | 130.05
1120 | Siemens | PAD4-BATT-BRKT | Battery bracket for seismic certification | 1 |  | 1 | 204 | 15% | 173.4
1121 | Siemens | SDH-4A | 120VAC RECESSED DOOR | 1 |  | 1 | 669 | 15% | 568.65
1122 | Siemens | SDH-5A | 120VAC FLR MTG SINGLE DOOR | 1 |  | 1 | 808 | 15% | 686.8
1123 | Siemens | SDH-7A | 120 VAC SLIDING DOOR | 1 |  | 1 | 1029 | 15% | 874.65
1124 | Siemens | SDH-8A | 120VAC OVERHEAD DOOR | 1 |  | 1 | 891 | 15% | 757.35
1125 | Siemens | SDH-5D | 24VDC FLR MTG SING DOOR | 1 |  | 1 | 808 | 15% | 686.8
1126 | Siemens | SDH-8D | 24VDC OVERHEAD DOOR | 1 |  | 1 | 1081 | 15% | 918.85
1127 | Siemens | SLSWR-F | SLSWR-F ST,WALL,RED,FIRE | 1 |  | 1 | 144 | 15% | 122.4
1128 | Siemens | SLSWW-F | SLSWW-F ST,WALL,WHT,FIRE | 1 |  | 1 | 144 | 15% | 122.4
1129 | Siemens | SLSWW-FB | SLSWW-FB ST,WALL,WHT,PICTOGRAM | 1 |  | 1 | 144 | 15% | 122.4
1130 | Siemens | SLSWR-FB | SLSWR-FB ST,WALL,RED,PICTOGRAM | 1 |  | 1 | 144 | 15% | 122.4
1131 | Siemens | SLSWR-A | SLSWR-A ST,WALL,RED,AGENT | 1 |  | 1 | 158 | 15% | 134.3
1132 | Siemens | SLSWW-AL | SLSWW-AL ST,WALL,WHT,ALERT | 1 |  | 1 | 158 | 15% | 134.3
1133 | Siemens | SLSWR-AL | SLSWR-AL ST,WALL,RED,ALERT | 1 |  | 1 | 158 | 15% | 134.3
1134 | Siemens | SLSWW-ALA | SLSWW-ALA ST,WALL,WHT,ALERT,AMBER | 1 |  | 1 | 202 | 15% | 171.7
1135 | Siemens | SLSWR-ALA | SLSWR-ALA ST,WALL,RED,ALERT,AMBER | 1 |  | 1 | 202 | 15% | 171.7
1136 | Siemens | SLSWR-NA | SLSWR-NA ST,WALL,RED,NO-TXT,AMBER | 1 |  | 1 | 202 | 15% | 171.7
1137 | Siemens | SLSWW-NA | SLSWW-NA ST,WALL,WHT,NO-TXT,AMBER | 1 |  | 1 | 202 | 15% | 171.7
1138 | Siemens | SLSWW-N | SLSWW-N ST,WALL,WHT,NO-TXT | 1 |  | 1 | 172 | 15% | 146.2
1139 | Siemens | SLSWR-N | SLSWR-N ST,WALL,RED,NO-TXT | 1 |  | 1 | 172 | 15% | 146.2
1140 | Siemens | SLHSWR-F | SLHSWR-F HRN/ST,WALL,RED,FIRE | 1 |  | 1 | 192 | 15% | 163.2
1141 | Siemens | SLHSWW-F | SLHSWW-F HRN/ST,WALL,WHT,FIRE | 1 |  | 1 | 192 | 15% | 163.2
1142 | Siemens | SLHSWR-FB | SLHSWR-FB HRN/ST,WALL,RED,PICTOGRAM | 1 |  | 1 | 192 | 15% | 163.2
1143 | Siemens | SLHSWW-FB | SLHSWW-FB HRN/ST,WALL,WHT,PICTOGRAM | 1 |  | 1 | 192 | 15% | 163.2
1144 | Siemens | SLHSWR-A | SLHSWR-A HRN/ST,WALL,RED,AGENT | 1 |  | 1 | 206 | 15% | 175.1
1145 | Siemens | SLHSWW-A | SLHSWW-A HRN/ST,WALL,WHT,AGENT | 1 |  | 1 | 206 | 15% | 175.1
1146 | Siemens | SLHSWW-AL | SLHSWW-AL HRN/ST,WALL,WHT,ALERT | 1 |  | 1 | 206 | 15% | 175.1
1147 | Siemens | SLHSWR-AL | SLHSWR-AL HRN/ST,WALL,RED,ALERT | 1 |  | 1 | 206 | 15% | 175.1
1148 | Siemens | SLHSWR-N | SLHSWR-N HRN/ST,WALL,RED,NO-TXT | 1 |  | 1 | 206 | 15% | 175.1
1149 | Siemens | SLHSWW-N | SLHSWW-N HRN/ST,WALL,WHT,NO-TXT | 1 |  | 1 | 206 | 15% | 175.1
1150 | Siemens | SLHWR | SLHWR HRN,WALL,RED | 1 |  | 1 | 105 | 15% | 89.25
1151 | Siemens | SLHWW | SLHWW HRN,WALL,WHT | 1 |  | 1 | 105 | 15% | 89.25
1152 | Siemens | SLSCW-F | SLSCW-F ST,CLG,WHT,FIRE | 1 |  | 1 | 146 | 15% | 124.1
1153 | Siemens | SLSCR-F | SLSCR-F ST,CLG,RED,FIRE | 1 |  | 1 | 146 | 15% | 124.1
1154 | Siemens | SLSCW-FB | SLSCW-FB ST,CLG,WHT,FIRE,FEU | 1 |  | 1 | 146 | 15% | 124.1
1155 | Siemens | SLSCR-FB | SLSCR-FB ST,CLG,RED,FIRE,FEU | 1 |  | 1 | 146 | 15% | 124.1
1156 | Siemens | SLSCW-AL | SLSCW-AL ST,CLG,WHT,ALERT | 1 |  | 1 | 172 | 15% | 146.2
1157 | Siemens | SLSCR-AL | SLSCR-AL ST,CLG,RED,ALERT | 1 |  | 1 | 172 | 15% | 146.2
1158 | Siemens | SLSCW-ALA | SLSCW-ALA ST,CLG,WHT,ALERT,AMBER | 1 |  | 1 | 202 | 15% | 171.7
1159 | Siemens | SLSCR-ALA | SLSCR-ALA ST,CLG,RED,ALERT,AMBER | 1 |  | 1 | 202 | 15% | 171.7
1160 | Siemens | SLSCW-NA | SLSCW-NA ST,CLG,WHT,NO-TXT,AMBER | 1 |  | 1 | 202 | 15% | 171.7
1161 | Siemens | SLSCW-N | SLSCW-N ST,CLG,WHT,NO-TXT | 1 |  | 1 | 192 | 15% | 163.2
1162 | Siemens | SLSCW-A | SLSCW-A ST,CLG,WHT,AGENT | 1 |  | 1 | 233 | 15% | 198.05
1163 | Siemens | SLSPCR-A | SLSPCR-A ST,CLG,RED,AGENT | 1 |  | 1 | 233 | 15% | 198.05
1164 | Siemens | SLHSCW-F | SLHSCW-F HRN/ST,CLG,WHT,FIRE | 1 |  | 1 | 192 | 15% | 163.2
1165 | Siemens | SLHSCR-F | SLHSCR-F HRN/ST,CLG,RED,FIRE | 1 |  | 1 | 192 | 15% | 163.2
1166 | Siemens | SLHSCR-FB | SLHSCR-FB HRN/ST,CLG,RED,PICTOGRAM | 1 |  | 1 | 192 | 15% | 163.2
1167 | Siemens | SLHSCW-FB | SLHSCW-FB HRN/ST,CLG,WHT,PICTOGRAM | 1 |  | 1 | 192 | 15% | 163.2
1168 | Siemens | SLHSCR-A | SLHSCR-A HRN/ST,CLG,AGENT | 1 |  | 1 | 233 | 15% | 198.05
1169 | Siemens | SLHSCW-A | SLHSCW-A HRN/ST,CLG,WHT,AGENT | 1 |  | 1 | 233 | 15% | 198.05
1170 | Siemens | SLHSCR-AL | SLHSCR-AL HRN/ST,CLG,RED,ALERT | 1 |  | 1 | 233 | 15% | 198.05
1171 | Siemens | SLHSCW-AL | SLHSCW-AL HRN/ST,CLG,WHT,ALERT | 1 |  | 1 | 233 | 15% | 198.05
1172 | Siemens | SLHSCR-N | SLHSCR-N HRN/ST,CLG,RED,NO-TXT | 1 |  | 1 | 233 | 15% | 198.05
1173 | Siemens | SLHSCW-N | SLHSCW-N HRN/ST,CLG,WHT,NO-TXT | 1 |  | 1 | 233 | 15% | 198.05
1174 | Siemens | SLHCR-N | SLHCR-N HRN,CLG,RED | 1 |  | 1 | 105 | 15% | 89.25
1175 | Siemens | SLHCW-N | SLHCW-N HRN,CLG,WHT | 1 |  | 1 | 105 | 15% | 89.25
1176 | Siemens | SLFSSWR-F | SLFSSWR-F LFS/ST,WALL,RED,FIRE | 1 |  | 1 | 328 | 15% | 278.8
1177 | Siemens | SLFSSWW-F | SLFSSWW-F LFS/ST,WALL,WHT,FIRE | 1 |  | 1 | 328 | 15% | 278.8
1178 | Siemens | SLFSSWR-CO | SLFSSWR-CO LFS/ST,WALL,RED,CO | 1 |  | 1 | 328 | 15% | 278.8
1179 | Siemens | SLFSSWW-CO | SLFSSWW-CO LFS/ST,WALL,WHT,CO | 1 |  | 1 | 328 | 15% | 278.8
1180 | Siemens | SLFSSWR-AL | SLFSSWR-AL LFS/ST,WALL,RED,ALERT | 1 |  | 1 | 328 | 15% | 278.8
1181 | Siemens | SLFSSWW-AL | SLFSSWW-AL LFS/ST,WALL,WHT,ALERT | 1 |  | 1 | 328 | 15% | 278.8
1182 | Siemens | SLFSSWR-N | SLFSSWR-N LFS/ST,WALL,RED,NO-TXT | 1 |  | 1 | 328 | 15% | 278.8
1183 | Siemens | SLFSSWW-N | SLFSSWW-N LFS/ST,WALL,WHT,NO-TXT | 1 |  | 1 | 328 | 15% | 278.8
1184 | Siemens | SLFSWR-F | SLFSWR-F LFS,WALL,RED,FIRE | 1 |  | 1 | 192 | 15% | 163.2
1185 | Siemens | SLFSWW-F | SLFSWW-F LFS,WALL,WHT,FIRE | 1 |  | 1 | 192 | 15% | 163.2
1186 | Siemens | SLFSWR-CO | SLFSWR-CO LFS,WALL,RED,CO | 1 |  | 1 | 192 | 15% | 163.2
1187 | Siemens | SLFSWW-CO | SLFSWW-CO LFS,WALL,WHT,CO | 1 |  | 1 | 192 | 15% | 163.2
1188 | Siemens | SLFSWR-AL | SLFSWR-AL LFS,WALL,RED,ALERT | 1 |  | 1 | 192 | 15% | 163.2
1189 | Siemens | SLFSWW-AL | SLFSWW-AL LFS,WALL,WHT,ALERT | 1 |  | 1 | 192 | 15% | 163.2
1190 | Siemens | SLFSWR-N | SLFSWR-N LFS,WALL,RED,NO-TXT | 1 |  | 1 | 192 | 15% | 163.2
1191 | Siemens | SLFSWW-N | SLFSWW-N LFS,WALL,WHT,NO-TXT | 1 |  | 1 | 192 | 15% | 163.2
1192 | Siemens | LFSBB-R | Low Frequency Sounder Surface Backbox - Red | 1 |  | 1 | 48 | 15% | 40.8
1193 | Siemens | LFSBB-W | Low Frequency Sounder Surface Backbox - White | 1 |  | 1 | 48 | 15% | 40.8
1194 | Siemens | SLSPSWW-F | SLSPSWW-F SPK/ST,WALL,WHT,FIRE | 1 |  | 1 | 261 | 15% | 221.85
1195 | Siemens | SLSPSWR-F | SLSPSWR-F SPK/ST,WALL,RED,FIRE | 1 |  | 1 | 261 | 15% | 221.85
1196 | Siemens | SLSPSWR-NA | SLSPSWR-NA SPK/ST,WALL,RED,NO-TXT,AMBER | 1 |  | 1 | 304 | 15% | 258.4
1197 | Siemens | SLSPSWR-ALA | SLSPSWR-ALA SPK/ST,WALL,RED,ALERT,AMBER | 1 |  | 1 | 304 | 15% | 258.4
1198 | Siemens | SLSPSWW-ALA | SLSPSWW-ALA SPK/ST,WALL,WHT,ALERT,AMBER | 1 |  | 1 | 304 | 15% | 258.4
1199 | Siemens | SLSPSWW-AL | SLSPSWW-AL SPK/ST,WALL,WHT,ALERT | 1 |  | 1 | 277 | 15% | 235.45
1200 | Siemens | SLSPSWR-AL | SLSPSWR-AL SPK/ST,WALL,RED,ALERT | 1 |  | 1 | 277 | 15% | 235.45
1201 | Siemens | SLSPSWW-N | SLSPSWW-N SPK/ST,WALL,WHT,NO-TXT | 1 |  | 1 | 277 | 15% | 235.45
1202 | Siemens | SLSPSWR-N | SLSPSWR-N SPK/ST,WALL,RED,NO-TXT | 1 |  | 1 | 277 | 15% | 235.45
1203 | Siemens | SLSPSWW-M | SLSPSWW-M SPK/ST,WALL,WHT,EMGCY | 1 |  | 1 | 277 | 15% | 235.45
1204 | Siemens | SLSPSWR-M | SLSPSWR-M SPK/ST,WALL,RED,EMGCY | 1 |  | 1 | 277 | 15% | 235.45
1205 | Siemens | SLSPWR-F | SLSPWR-F SPK,WALL,RED | 1 |  | 1 | 111 | 15% | 94.35
1206 | Siemens | SLSPWW-F | SLSPWW-F SPK,WALL,WHT | 1 |  | 1 | 111 | 15% | 94.35
1207 | Siemens | SLSPWW-AL | SLSPWW-AL SPK,WALL,WHT,ALERT | 1 |  | 1 | 176 | 15% | 149.6
1208 | Siemens | SLSPWR-AL | SLSPWR-AL SPK,WALL,RED,ALERT | 1 |  | 1 | 176 | 15% | 149.6
1209 | Siemens | SLSPWR-N | SLSPWR-N SPK,WALL,RED,NO-TXT | 1 |  | 1 | 115 | 15% | 97.75
1210 | Siemens | SLSPWW-N | SLSPWW-N SP,WALL,WHT,NO-TXT | 1 |  | 1 | 115 | 15% | 97.75
1211 | Siemens | LFSBB-R | Low Frequency Sounder Surface Backbox - Red | 1 |  | 1 | 48 | 15% | 40.8
1212 | Siemens | LFSBB-W | Low Frequency Sounder Surface Backbox - White | 1 |  | 1 | 48 | 15% | 40.8
1213 | Siemens | SLSPSCW-F | SLSPSCW-F SPK/ST,CLG,WHT,FIRE | 1 |  | 1 | 263 | 15% | 223.55
1214 | Siemens | SLSPSCR-F | SLSPSCR-F SPK/ST,CLG,RED,FIRE | 1 |  | 1 | 263 | 15% | 223.55
1215 | Siemens | SLSPSCW-AL | SLSPSCW-AL SPK/ST,CLG,WHT,ALERT | 1 |  | 1 | 277 | 15% | 235.45
1216 | Siemens | SLSPSCR-AL | SLSPSCR-AL SPK/ST,CLG,RED,ALERT | 1 |  | 1 | 277 | 15% | 235.45
1217 | Siemens | SLSPSCW-ALA | SLSPSCW-ALA SPK/ST,CLG,WHT,ALERT,AMBER | 1 |  | 1 | 304 | 15% | 258.4
1218 | Siemens | SLSPSCR-ALA | SLSPSCR-ALA SPK/ST,CLG,RED,ALERT,AMBER | 1 |  | 1 | 304 | 15% | 258.4
1219 | Siemens | SLSPSCW-NA | SLSPSCW-NA SPK/ST,CLG,WHT,NO-TXT,AMBER | 1 |  | 1 | 304 | 15% | 258.4
1220 | Siemens | SLSPSCW-N | SLSPSCW-N SPK/ST,CLG,WHT,NO-TEXT,CLR | 1 |  | 1 | 276 | 15% | 234.6
1221 | Siemens | SLSPSCR-N | SLSPSCR-N SPK/ST,CLG,RED,NO-TEXT,CLR | 1 |  | 1 | 276 | 15% | 234.6
1222 | Siemens | SLSPCW-F | SLSPCW-F SPK,CLG,WHT,FIRE | 1 |  | 1 | 111 | 15% | 94.35
1223 | Siemens | SLSPCR-F | SLSPCR-F SPK,CLG,RED,FIRE | 1 |  | 1 | 111 | 15% | 94.35
1224 | Siemens | SLSPCR-AL | SLSPCR-AL SPK,CLG,RED,ALERT | 1 |  | 1 | 176 | 15% | 149.6
1225 | Siemens | SLSPCW-AL | SLSPCW-AL SPK,CLG,WHT,ALERT | 1 |  | 1 | 176 | 15% | 149.6
1226 | Siemens | SLSPCR-N | SLSPCR-N SPK,CLG,RED,NO-TXT | 1 |  | 1 | 115 | 15% | 97.75
1227 | Siemens | SLSPCW-N | SLSPCW-N SPK,CLG,WHT,NO-TXT | 1 |  | 1 | 115 | 15% | 97.75
1228 | Siemens | SLSGP-R | SLSGP-R SINGLE GANG PLATE,RED | 1 |  | 1 | 16 | 15% | 13.6
1229 | Siemens | SLSGP-W | SLSGP-W SINGLE GANG PLATE,WHITE | 1 |  | 1 | 16 | 15% | 13.6
1230 | Siemens | SLSBBR | SLSBBR BACKBOX,RED | 1 |  | 1 | 30 | 15% | 25.5
1231 | Siemens | SLSBBW | SLSBBW BACKBOX,WHITE | 1 |  | 1 | 30 | 15% | 25.5
1232 | Siemens | SLSPBBCR | SLSPBBCR BACKBOX,SPK,CLG,RED,SURF | 1 |  | 1 | 45 | 15% | 38.25
1233 | Siemens | SLSPBBCW | SLSPBBCW BACKBOX,SPK,CLG,WHT,SURF | 1 |  | 1 | 45 | 15% | 38.25
1234 | Siemens | SL2CHWR-F | SL2CHWR-F CHIME WALL RED NO STB FIRE | 1 |  | 1 | 199 | 15% | 169.15
1235 | Siemens | SL2CHWW-F | SL2CHWW-F CHIME WALL WHITE NO STB FIRE | 1 |  | 1 | 199 | 15% | 169.15
1236 | Siemens | SL2CHSWR-F | SL2CHSWR-F CHIME STB WALL RED CLR FIRE | 1 |  | 1 | 354 | 15% | 300.9
1237 | Siemens | SL2CHSWW-F | SL2CHSWW-F CHIME STB WALL WHT CLR FIRE | 1 |  | 1 | 354 | 15% | 300.9
1238 | Siemens | SL2CHCR-F | SL2CHCR-F CHIME CEILING RED NO STB FIRE | 1 |  | 1 | 199 | 15% | 169.15
1239 | Siemens | SL2CHCW-F | SL2CHCW-F CHIME CEILING WHT NO STB FIRE | 1 |  | 1 | 199 | 15% | 169.15
1240 | Siemens | SL2CHSCR-F | SL2CHSCR-F CHIME STB CEIL RED CLR FIRE | 1 |  | 1 | 354 | 15% | 300.9
1241 | Siemens | SL2CHSCW-F | SL2CHSCW-F CHIME STB CEIL WHT CLR FIRE | 1 |  | 1 | 354 | 15% | 300.9
1242 | Siemens | SL2MTWW-F | SL2MTWW-F MULTITONE WALL WHT NOSTB FIRE | 1 |  | 1 | 114 | 15% | 96.9
1243 | Siemens | SL2MTWR-F | SL2MTWR-F MULTITONE WALL RED NOSTB FIRE | 1 |  | 1 | 114 | 15% | 96.9
1244 | Siemens | SL2MTSWW-F | SL2MTSWW-F MULTITONE STB WL WHT CLR FRE | 1 |  | 1 | 253 | 15% | 215.05
1245 | Siemens | SL2MTSWW-FB | SL2MTSWW-FB MLTTN STB WL WHT CLR PCTGRM | 1 |  | 1 | 268 | 15% | 227.8
1246 | Siemens | SL2MTSWR-F | SL2MTSWR-F MULTITONE STRB WL RD CLR FRE | 1 |  | 1 | 253 | 15% | 215.05
1247 | Siemens | SL2MTSWR-FB | SL2MTSWR-FB MLTTN STB WL RD CLR PCTGRM | 1 |  | 1 | 268 | 15% | 227.8
1248 | Siemens | SL2MTSWR-A | SL2MTSWR-A MULTITONE STB WL RED CLR AGT | 1 |  | 1 | 283 | 15% | 240.55
1249 | Siemens | SL2MTSWR-N | SL2MTSWR-N MLTTN STB WALL RED CLR NOLTR | 1 |  | 1 | 283 | 15% | 240.55
1250 | Siemens | SL2MTSWW-N | SL2MTSWR-N MLTTN STB WALL WHT CLR NOLTR | 1 |  | 1 | 283 | 15% | 240.55
1251 | Siemens | SL2MTSCR-F | SL2MTSCR-F MLTTN STB CEIL RED CLR FIRE | 1 |  | 1 | 265 | 15% | 225.25
1252 | Siemens | SL2MTSCR-FB | SL2MTSCR-FB MLTTN STB CEL RD CLR PCTGRM | 1 |  | 1 | 268 | 15% | 227.8
1253 | Siemens | SL2MTSCW-F | SL2MTSCW-F MTTN STB CEIL WHT CLR FIRE | 1 |  | 1 | 265 | 15% | 225.25
1254 | Siemens | SL2MTSWR-NR | SL2MTSWR-NR MLTTN STB WALL RED N LTR | 1 |  | 1 | 311 | 15% | 264.35
1255 | Siemens | SL2MTSWW-NR | SL2MTSWW-NR MLTTN STB WL WHT RED NOLTR | 1 |  | 1 | 311 | 15% | 264.35
1256 | Siemens | SL2MTSWW-NA | SL2MTSWW-NA MLTTN STB WL WHT AMB NOLTR | 1 |  | 1 | 311 | 15% | 264.35
1257 | Siemens | SL2MTSWW-NB | SL2MTSWW-NB MLTTN STB WL WHT BLUE NOLTR | 1 |  | 1 | 311 | 15% | 264.35
1258 | Siemens | SL2MTSWW-NG | SL2MTSWW-NG MLTTN STB WL WHT GRN NOLTR | 1 |  | 1 | 311 | 15% | 264.35
1259 | Siemens | SL2MTSCW-NA | SL2MTSCW-NA MLTTN STB CEL WHT AMB NOLTR | 1 |  | 1 | 311 | 15% | 264.35
1260 | Siemens | SL2MTSCW-NB | SL2MTSCW-NB MLTTN STB CEL WHT BLU NOLTR | 1 |  | 1 | 311 | 15% | 264.35
1261 | Siemens | SL2MTSCW-NG | SL2MTSC2-NG MLTTN STB CEL WHT GRN NOLTR | 1 |  | 1 | 311 | 15% | 264.35
1262 | Siemens | SL2MTSCW-NR | SL2MTSCW-NR MLTTN STB CEL WHT RED NOLTR | 1 |  | 1 | 311 | 15% | 264.35
1263 | Siemens | SL2HSWR-N | SL2HSWR-N HORN STB WALL RED CLR NO LTR | 1 |  | 1 | 210 | 15% | 178.5
1264 | Siemens | SL2HSWR-FB | SL2HSWR-FB HORN STB WALL RED CLR PCTGRM | 1 |  | 1 | 207 | 15% | 175.95
1265 | Siemens | SL2HSWW-A | SL2HSWW-A HORN STB WALL WHT CLR AGENT | 1 |  | 1 | 210 | 15% | 178.5
1266 | Siemens | SL2HSWW-AL | SL2HSWW-AL HORN STB WALL WHT CLR ALERT | 1 |  | 1 | 210 | 15% | 178.5
1267 | Siemens | SL2HSWW-EV | SL2HSWW-EV HORN STB WALL WHT CLR EVAC | 1 |  | 1 | 194 | 15% | 164.9
1268 | Siemens | SL2HSWW-F | SL2HSWW-F HORN STB WALL WHT CLR FIRE | 1 |  | 1 | 193 | 15% | 164.05
1269 | Siemens | SL2HSWW-N | SL2HSWW-N HORN STB WALL WHT CLR NO LTR | 1 |  | 1 | 212 | 15% | 180.2
1270 | Siemens | SL2HSWW-FB | SL2HSWW-FB HORN STB WALL WHT CLR PCTGM | 1 |  | 1 | 207 | 15% | 175.95
1271 | Siemens | SL2SWR-ALA | SL2SWR-ALA STROBE WALL RED AMBER ALERT | 1 |  | 1 | 185 | 15% | 157.25
1272 | Siemens | SL2SWR-NA | SL2SWR-NA STROBE WALL RED AMBER NO LTR | 1 |  | 1 | 185 | 15% | 157.25
1273 | Siemens | SL2SWR-ALB | SL2SWR-ALB STROBE WALL RED BLUE ALERT | 1 |  | 1 | 189 | 15% | 160.65
1274 | Siemens | SL2SWR-NB | SL2SWR-NB STROBE WALL RED BLUE NO LTR | 1 |  | 1 | 189 | 15% | 160.65
1275 | Siemens | SL2SWR-A | SL2SWR-A STROBE WALL RED CLEAR AGENT | 1 |  | 1 | 157 | 15% | 133.45
1276 | Siemens | SL2SWR-AL | SL2SWR-AL STROBE WALL RED CLEAR ALERT | 1 |  | 1 | 157 | 15% | 133.45
1277 | Siemens | SL2SWR-F | SL2SWR-F STROBE WALL RED CLEAR FIRE | 1 |  | 1 | 144 | 15% | 122.4
1278 | Siemens | SL2SWR-N | SL2SWR-N STROBE WALL RED CLEAR NO LTR | 1 |  | 1 | 171 | 15% | 145.35
1279 | Siemens | SL2SWR-FB | SL2SWR-FB STROBE WALL RED CLEAR PCTGRM | 1 |  | 1 | 156 | 15% | 132.6
1280 | Siemens | SL2SWW-ALA | SL2SWW-ALA STB WALL WHITE AMBER ALERT | 1 |  | 1 | 185 | 15% | 157.25
1281 | Siemens | SL2SWW-NA | SL2SWW-NA STB WALL WHITE AMBER NO LTR | 1 |  | 1 | 185 | 15% | 157.25
1282 | Siemens | SL2SWW-ALB | SL2SWW-ALB STROBE WALL WHITE BLUE ALERT | 1 |  | 1 | 189 | 15% | 160.65
1283 | Siemens | SL2SWW-NB | SL2SWW-NB STB WALL WHITE BLUE NO LTR | 1 |  | 1 | 189 | 15% | 160.65
1284 | Siemens | SL2SWW-A | SL2SWW-A STROBE WALL WHITE CLEAR AGENT | 1 |  | 1 | 154 | 15% | 130.9
1285 | Siemens | SL2SWW-AL | SL2SWW-AL STROBE WALL WHITE CLEAR ALERT | 1 |  | 1 | 157 | 15% | 133.45
1286 | Siemens | SL2SWW-EV | SL2SWW-EV STROBE WALL WHITE CLEAR EVAC | 1 |  | 1 | 154 | 15% | 130.9
1287 | Siemens | SL2SWW-F | SL2SWW-F STROBE WALL WHITE CLEAR FIRE | 1 |  | 1 | 144 | 15% | 122.4
1288 | Siemens | SL2SWW-N | SL2SWW-N STB WALL WHITE CLEAR NO LTR | 1 |  | 1 | 171 | 15% | 145.35
1289 | Siemens | SL2SWW-FB | SL2SWW-FB STB WALL WHITE CLEAR PCTGRM | 1 |  | 1 | 156 | 15% | 132.6
1290 | Siemens | SL2HWR-N | SL2HWR-N HORN WALL RED NO STB NO LTR | 1 |  | 1 | 95 | 15% | 80.75
1291 | Siemens | SL2HWW-N | SL2HWW-N HORN WALL WHITE NO STB NO LTR | 1 |  | 1 | 95 | 15% | 80.75
1292 | Siemens | SL2HSWR-A | SL2HSWR-A HORN STB WALL RED CLR AGENT | 1 |  | 1 | 210 | 15% | 178.5
1293 | Siemens | SL2HSWR-AL | SL2HSWR-AL HORN STB WALL RED CLR ALERT | 1 |  | 1 | 212 | 15% | 180.2
1294 | Siemens | SL2HSWR-F | SL2HSWR-F HORN STB WALL RED CLEAR FIRE | 1 |  | 1 | 193 | 15% | 164.05
1295 | Siemens | SL2SCR-ALA | SL2SCR-ALA STB CEILING RED AMBER ALERT | 1 |  | 1 | 185 | 15% | 157.25
1296 | Siemens | SL2SCR-NA | SL2SCR-NA STB CEIL RED AMBER NO LTR | 1 |  | 1 | 185 | 15% | 157.25
1297 | Siemens | SL2SCR-ALB | SL2SCR-ALB STB CEILING RED BLUE ALERT | 1 |  | 1 | 189 | 15% | 160.65
1298 | Siemens | SL2SCR-NB | SL2SCR-NB STB CEILING RED BLUE NO LTR | 1 |  | 1 | 189 | 15% | 160.65
1299 | Siemens | SL2SCR-A | SL2SCR-A STROBE CEILING RED CLEAR AGENT | 1 |  | 1 | 169 | 15% | 143.65
1300 | Siemens | SL2SCR-AL | SL2SCR-AL STB CEILING RED CLEAR ALERT | 1 |  | 1 | 157 | 15% | 133.45
1301 | Siemens | SL2SCR-F | SL2SCR-F STROBE CEILING RED CLEAR FIRE | 1 |  | 1 | 147 | 15% | 124.95
1302 | Siemens | SL2SCR-N | SL2SCR-N STB CEILING RED CLEAR NO LTR | 1 |  | 1 | 176 | 15% | 149.6
1303 | Siemens | SL2SCR-FB | SL2SCR-FB STB CEILING RED CLEAR PCTGRM | 1 |  | 1 | 158 | 15% | 134.3
1304 | Siemens | SL2SCW-ALA | SL2SCW-ALA STB CEILING WHITE AMBER ALT | 1 |  | 1 | 185 | 15% | 157.25
1305 | Siemens | SL2SCW-NA | SL2SCW-NA STB CEILING WHITE AMBER NOLTR | 1 |  | 1 | 185 | 15% | 157.25
1306 | Siemens | SL2SCW-ALB | SL2SCW-ALB STB CEILING WHITE BLUE ALERT | 1 |  | 1 | 189 | 15% | 160.65
1307 | Siemens | SL2SCW-NB | SL2SCW-NB STB CEILING WHITE BLUE NO LTR | 1 |  | 1 | 189 | 15% | 160.65
1308 | Siemens | SL2SCW-A | SL2SCW-A STB CEILING WHITE CLEAR AGENT | 1 |  | 1 | 171 | 15% | 145.35
1309 | Siemens | SL2SCW-AL | SL2SCW-AL STB CEILING WHITE CLEAR ALERT | 1 |  | 1 | 157 | 15% | 133.45
1310 | Siemens | SL2SCW-EV | SL2SCW-EV STB CEILING WHITE CLEAR EVAC | 1 |  | 1 | 157 | 15% | 133.45
1311 | Siemens | SL2SCW-F | SL2SCW-F STB CEILING WHITE CLEAR FIRE | 1 |  | 1 | 147 | 15% | 124.95
1312 | Siemens | SL2SCW-N | SL2SCW-N STB CEILING WHITE CLEAR NOLTR | 1 |  | 1 | 176 | 15% | 149.6
1313 | Siemens | SL2SCW-FB | SL2SCW-FB STB CEILING WHITE CLR PCTGRM | 1 |  | 1 | 158 | 15% | 134.3
1314 | Siemens | SL2HCR-N | SL2HCR-N HORN CEILING RED NO STB NO LTR | 1 |  | 1 | 105 | 15% | 89.25
1315 | Siemens | SL2HCW-N | SL2HCW-N HORN CEILING WHT NO STB NO LTR | 1 |  | 1 | 105 | 15% | 89.25
1316 | Siemens | SL2HSCR-A | SL2HSCR-A HORN STB CEILING RED CLR AGT | 1 |  | 1 | 223 | 15% | 189.55
1317 | Siemens | SL2HSCR-AL | SL2HSCR-AL HORN STB CEILING RED CLR ALT | 1 |  | 1 | 225 | 15% | 191.25
1318 | Siemens | SL2HSCR-F | SL2HSCR-F HORN STB CEILING RED CLR FIRE | 1 |  | 1 | 189 | 15% | 160.65
1319 | Siemens | SL2HSCR-N | SL2HSCR-N HORN STB CEIL RED CLR NO LTR | 1 |  | 1 | 223 | 15% | 189.55
1320 | Siemens | SL2HSCR-FB | SL2HSCR-FB HORN STB CEIL RED CLR PITGRM | 1 |  | 1 | 205 | 15% | 174.25
1321 | Siemens | SL2HSCW-A | SL2HSCW-A HORN STB CEIL WHITE CLR AGENT | 1 |  | 1 | 225 | 15% | 191.25
1322 | Siemens | SL2HSCW-AL | SL2HSCW-AL HORN STB CEIL WHT CLR ALERT | 1 |  | 1 | 223 | 15% | 189.55
1323 | Siemens | SL2HSCW-F | SL2HSCW-F HORN STB CEIL WHITE CLR FIRE | 1 |  | 1 | 189 | 15% | 160.65
1324 | Siemens | SL2HSCW-N | SL2HSCW-N HORN STB CEIL WHT CLR NO LTR | 1 |  | 1 | 225 | 15% | 191.25
1325 | Siemens | SL2HSCW-FB | SL2HSCW-FB HORN STB CEIL WHT CLR PCTGRM | 1 |  | 1 | 205 | 15% | 174.25
1326 | Siemens | SL2FSWR-AL | SL2FSWR-AL LF SNDR WALL RED NO STB ALT | 1 |  | 1 | 195 | 15% | 165.75
1327 | Siemens | SL2FSWR-N | SL2FSWR-N LF SNDR WALL RD NO STB NO LTR | 1 |  | 1 | 197 | 15% | 167.45
1328 | Siemens | SL2FSWR-CO | SL2FSWR-CO LF SOUNDERWALLREDNO STROBECO | 1 |  | 1 | 214 | 15% | 181.9
1329 | Siemens | SL2FSWR-F | SL2FSWR-F LF SNDR WALL RED NO STB FIRE | 1 |  | 1 | 193 | 15% | 164.05
1330 | Siemens | SL2FSWW-AL | SL2FSWW-AL LF SNDR WALL WHT NO STB ALT | 1 |  | 1 | 214 | 15% | 181.9
1331 | Siemens | SL2FSWW-N | SL2FSWW-N LF SNDR WALL WHT NOSTB NOLTR | 1 |  | 1 | 214 | 15% | 181.9
1332 | Siemens | SL2FSWW-CO | SL2FSWW-CO LF SNDR WALL WHT NO STB CO | 1 |  | 1 | 214 | 15% | 181.9
1333 | Siemens | SL2FSWW-F | SL2FSWW-F LF SNDR WALL WHT NO STB FIRE | 1 |  | 1 | 193 | 15% | 164.05
1334 | Siemens | SL2FSSWR-AL | SL2FSSWR-AL LF SNDR STB WALL RD CLR ALT | 1 |  | 1 | 377 | 15% | 320.45
1335 | Siemens | SL2FSSWR-CO | SL2FSSWR-CO LF SNDR STB WALL RED CLR CO | 1 |  | 1 | 373 | 15% | 317.05
1336 | Siemens | SL2FSSWR-F | SL2FSSWR-F LF SNDR STB WALL RD CLR FIRE | 1 |  | 1 | 347 | 15% | 294.95
1337 | Siemens | SL2FSSWR-N | SL2FSSWR-N LF SDR STB WALL RD CLR NOLTR | 1 |  | 1 | 414 | 15% | 351.9
1338 | Siemens | SL2FSSWW-AL | SL2FSSWW-AL LF SDR STB WALL WHT CLR ALT | 1 |  | 1 | 381 | 15% | 323.85
1339 | Siemens | SL2FSSWW-CO | SL2FSSWW-CO LF SNDR STB WALL WHT CLR CO | 1 |  | 1 | 373 | 15% | 317.05
1340 | Siemens | SL2FSSWW-F | SL2FSSWW-F LF SNDR STB WL WHT CLR FIRE | 1 |  | 1 | 347 | 15% | 294.95
1341 | Siemens | SL2FSSWW-N | SL2FSSWW-N LF SNDR STB WL WHT CLR NOLTR | 1 |  | 1 | 373 | 15% | 317.05
1342 | Siemens | SL2FSCR-AL | SL2FSCR-AL LF SNDR CEIL RED NO STB ALT | 1 |  | 1 | 229 | 15% | 194.65
1343 | Siemens | SL2FSCR-N | SL2FSCR-N LF SNDR CEL RED NOSTB NOLTR | 1 |  | 1 | 229 | 15% | 194.65
1344 | Siemens | SL2FSCR-CO | SL2FSCR-CO LF SNDR CEIL RED NO STB CO | 1 |  | 1 | 229 | 15% | 194.65
1345 | Siemens | SL2FSCR-F | SL2FSCR-F LF SNDR CEIL RED NO STB FIRE | 1 |  | 1 | 183 | 15% | 155.55
1346 | Siemens | SL2FSCW-AL | SL2FSCW-AL LF SNDR CEIL WHT NO STB ALT | 1 |  | 1 | 229 | 15% | 194.65
1347 | Siemens | SL2FSCW-N | SL2FSCW-N LF SNDR CEL WHT NOSTB NOLTR | 1 |  | 1 | 229 | 15% | 194.65
1348 | Siemens | SL2FSCW-CO | SL2FSCW-CO LF SNDR CEIL WHT NO STB CO | 1 |  | 1 | 229 | 15% | 194.65
1349 | Siemens | SL2FSCW-F | SL2FSCW-F LF SNDR CEIL WHT NO STB FIRE | 1 |  | 1 | 183 | 15% | 155.55
1350 | Siemens | SL2FSSCR-AL | SL2FSSCR-AL LF SNDR STB CEIL RD CLR ALT | 1 |  | 1 | 337 | 15% | 286.45
1351 | Siemens | SL2FSSCR-CO | SL2FSSCR-CO LF SNDR STB CEIL RED CLR CO | 1 |  | 1 | 337 | 15% | 286.45
1352 | Siemens | SL2FSSCR-F | SL2FSSCR-F LF SNDR STB CEIL RD CLR FIRE | 1 |  | 1 | 310 | 15% | 263.5
1353 | Siemens | SL2FSSCR-N | SL2FSSCR-N LF SNDR STB CEL RD CLR NOLTR | 1 |  | 1 | 337 | 15% | 286.45
1354 | Siemens | SL2FSSCW-AL | SL2FSSCW-AL LF SNDR STB CEL WHT CLR ALT | 1 |  | 1 | 337 | 15% | 286.45
1355 | Siemens | SL2FSSCW-CO | SL2FSSCW-CO LF SNDR STB CEIL WHT CLR CO | 1 |  | 1 | 337 | 15% | 286.45
1356 | Siemens | SL2FSSCW-F | SL2FSSCW-F LF SNDR STB CEL WHT CLR FIRE | 1 |  | 1 | 310 | 15% | 263.5
1357 | Siemens | SL2FSSCW-N | SL2FSSCW-N LF SND STB CEL WHT CLR NOLTR | 1 |  | 1 | 337 | 15% | 286.45
1358 | Siemens | SL2SPWR-AL | SL2SPWR-AL SPEAKER WALL RED NO STB ALT | 1 |  | 1 | 120 | 15% | 102
1359 | Siemens | SL2SPWR-F | SL2SPWR-F SPEAKER WALL RED NO STB FIRE | 1 |  | 1 | 105 | 15% | 89.25
1360 | Siemens | SL2SPWR-N | SL2SPWR-N SPEAKER WALL RED NO STB NOLTR | 1 |  | 1 | 130 | 15% | 110.5
1361 | Siemens | SL2SPWW-AL | SL2SPWW-AL SPEAKER WALL WHT NO STB ALT | 1 |  | 1 | 120 | 15% | 102
1362 | Siemens | SL2SPWW-F | SL2SPWW-F SPKR WALL WHT NO STB FIRE | 1 |  | 1 | 105 | 15% | 89.25
1363 | Siemens | SL2SPWW-N | SL2SPWW-N SPKR WALL WHT NO STB NO LTR | 1 |  | 1 | 108 | 15% | 91.8
1364 | Siemens | SL2SPSWR-ALA | SL2SPSWR-ALA SPKR STB WALL RED AMB ALT | 1 |  | 1 | 291 | 15% | 247.35
1365 | Siemens | SL2SPSWR-NA | SL2SPSWR-NA SPKR STB WALL RED AMB NOLTR | 1 |  | 1 | 294 | 15% | 249.9
1366 | Siemens | SL2SPSWR-AL | SL2SPSWR-AL SPKR STB WALL RED CLR ALT | 1 |  | 1 | 273 | 15% | 232.05
1367 | Siemens | SL2SPSWR-M | SL2SPSWR-M SPKR STB WALL RED CLR EMERG | 1 |  | 1 | 276 | 15% | 234.6
1368 | Siemens | SL2SPSWR-F | SL2SPSWR-F SPKR STB WALL RED CLR FIRE | 1 |  | 1 | 257 | 15% | 218.45
1369 | Siemens | SL2SPSWR-N | SL2SPSWR-N SPKR STB WALL RED CLR NO LTR | 1 |  | 1 | 273 | 15% | 232.05
1370 | Siemens | SL2SPSWR-FB | SL2SPSWR-FB SPKR STB WALL RD CLR PCTGRM | 1 |  | 1 | 269 | 15% | 228.65
1371 | Siemens | SL2SPSWW-ALA | SL2SPSWW-ALA SPKR STB WALL WHT AMB ALT | 1 |  | 1 | 291 | 15% | 247.35
1372 | Siemens | SL2SPSWW-NA | SL2SPSWW-NA SPKR STB WALL WHT AMB NOLTR | 1 |  | 1 | 294 | 15% | 249.9
1373 | Siemens | SL2SPSWW-AL | SL2SPSWW-AL SPKR STB WALL WHT CLR ALT | 1 |  | 1 | 273 | 15% | 232.05
1374 | Siemens | SL2SPSWW-M | SL2SPSWW-M SPKR STB WALL WHT CLR EMERG | 1 |  | 1 | 276 | 15% | 234.6
1375 | Siemens | SL2SPSWW-F | SL2SPSWW-F SPKR STB WALL WHT CLR FIRE | 1 |  | 1 | 257 | 15% | 218.45
1376 | Siemens | SL2SPSWW-N | SL2SPSWW-N SPKR STB WALL WHT CLR NOLTR | 1 |  | 1 | 273 | 15% | 232.05
1377 | Siemens | SL2SPWW-FB | SL2SPSWW-FB SPKR STB WALL WHT CLR PCTGM | 1 |  | 1 | 122 | 15% | 103.7
1378 | Siemens | SL2SPCB-F | SL2SPCB-F SPKR CEILING BLK NO STB FIRE | 1 |  | 1 | 112 | 15% | 95.2
1379 | Siemens | SL2SPCR-AL | SL2SPCR-AL SPEAKER CEIL RED CLR ALERT | 1 |  | 1 | 120 | 15% | 102
1380 | Siemens | SL2SPCR-F | SL2SPCR-F SPEAKER CEIL RED NO STB FIRE | 1 |  | 1 | 115 | 15% | 97.75
1381 | Siemens | SL2SPCR-N | SL2SPCR-N SPKR CEIL RED NO STB NO LTR | 1 |  | 1 | 130 | 15% | 110.5
1382 | Siemens | SL2SPCW-AL | SL2SPCW-AL SPEAKER CEIL WHT NO STB ALT | 1 |  | 1 | 120 | 15% | 102
1383 | Siemens | SL2SPCW-A | SL2SPCW-A SPEAKER CEIL WHT NO STB AGENT | 1 |  | 1 | 122 | 15% | 103.7
1384 | Siemens | SL2SPCW-F | SL2SPCW-F SPEAKER CEIL WHT NO STBFIRE | 1 |  | 1 | 108 | 15% | 91.8
1385 | Siemens | SL2SPCW-N | SL2SPCW-N SPEAKER CEIL WHT NO STB NOLTR | 1 |  | 1 | 112 | 15% | 95.2
1386 | Siemens | SL2SPSCR-ALA | SL2SPSCR-ALA SPKR STB CEIL RD AMBER ALT | 1 |  | 1 | 291 | 15% | 247.35
1387 | Siemens | SL2SPSCR-NA | SL2SPSCR-NA SPKR STB CEL RD AMBER NOLTR | 1 |  | 1 | 294 | 15% | 249.9
1388 | Siemens | SL2SPSCR-A | SL2SPSCR-A SPKR STB CEIL RED CLR AGENT | 1 |  | 1 | 266 | 15% | 226.1
1389 | Siemens | SL2SPSCR-AL | SL2SPSCR-AL SPKR STB CEIL RED CLR ALT | 1 |  | 1 | 271 | 15% | 230.35
1390 | Siemens | SL2SPSCR-F | SL2SPSCR-F SPKR STB CEIL RED CLR FIRE | 1 |  | 1 | 260 | 15% | 221
1391 | Siemens | SL2SPSCR-N | SL2SPSCR-N SPKR STB CEIL RED CLR NO LTR | 1 |  | 1 | 314 | 15% | 266.9
1392 | Siemens | SL2SPSCR-FB | SL2SPSCR-FB SPKR STB CEL RED CLR PCTGRM | 1 |  | 1 | 278 | 15% | 236.3
1393 | Siemens | SL2SPSCW-ALA | SL2SPSCW-ALA SPKR STB CEIL WHT ABR ALT | 1 |  | 1 | 291 | 15% | 247.35
1394 | Siemens | SL2SPSCW-NA | SL2SPSCW-NA SPKR STB CEL WHT ABR NO LTR | 1 |  | 1 | 294 | 15% | 249.9
1395 | Siemens | SL2SPSCW-A | SL2SPSCW-A SPKR STB CEIL WHT CLR AGT | 1 |  | 1 | 258 | 15% | 219.3
1396 | Siemens | SL2SPSCW-AL | SL2SPSCW-AL SPKR STB CEIL WHT CLR ALT | 1 |  | 1 | 271 | 15% | 230.35
1397 | Siemens | SL2SPSCW-F | SL2SPSCW-F SPKR STB CEIL WHT CLR FIRE | 1 |  | 1 | 260 | 15% | 221
1398 | Siemens | SL2SPSCW-N | SL2SPSCW-N SPKR STRB CEL WHT CLR NO LTR | 1 |  | 1 | 283 | 15% | 240.55
1399 | Siemens | SL2SPSCW-FB | SL2SPSCW-FB SPKR STB CEL WHT CLR PCTGRM | 1 |  | 1 | 278 | 15% | 236.3
1400 | Siemens | SL2SBB-R | SL2SBB-R BACK BOX WALL RED NOSTB NOLTR | 1 |  | 1 | 27 | 15% | 22.95
1401 | Siemens | SL2SBB-W | SL2SBB-W BACK BOX WALL WHT NOSTB NOLTR | 1 |  | 1 | 27 | 15% | 22.95
1402 | Siemens | SL2SPBB-W | SL2SPBB-W BACK BOX WALL WHT NOSTB NOLTR | 1 |  | 1 | 38 | 15% | 32.3
1403 | Siemens | SL2SPBB-R | SL2SPBB-R BACK BOX WALL RED NOSTB NOLTR | 1 |  | 1 | 38 | 15% | 32.3
1404 | Siemens | SLSPBBCR | SLSPBBCR BACKBOX,SPK,CLG,RED,SURF | 1 |  | 1 | 45 | 15% | 38.25
1405 | Siemens | SLSPBBCW | SLSPBBCW BACKBOX,SPK,CLG,WHT,SURF | 1 |  | 1 | 45 | 15% | 38.25
1406 | Siemens | SLSGP-R | SLSGP-R SINGLE GANG PLATE,RED | 1 |  | 1 | 16 | 15% | 13.6
1407 | Siemens | SLSGP-W | SLSGP-W SINGLE GANG PLATE,WHITE | 1 |  | 1 | 16 | 15% | 13.6
1408 | Siemens | ST-AMC-RETRO-W-MNS | MNS Amber Strobe multi CD wall white RETRO PLATE - ALERT | 1 |  | 1 | 262 | 15% | 222.7
1409 | Siemens | ST-AMC-RETRO-R-MNS | MNS Amber Strobe multi CD wall Red RETRO PLATE - ALERT | 1 |  | 1 | 262 | 15% | 222.7
1410 | Siemens | ST-CMC-RETRO-W-MNS | MNS Clear Strobe multi CD wall white RETRO PLATE - ALERT | 1 |  | 1 | 206 | 15% | 175.1
1411 | Siemens | ST-CMC-RETRO-R-MNS | MNS Clear Strobe multi CD wall Red RETRO PLATE - ALERT | 1 |  | 1 | 206 | 15% | 175.1
1412 | Siemens | SET-AMC-W-MNS-ALRT | MNS Amber Speaker Strobe multi CD Wall White - ALERT | 1 |  | 1 | 399 | 15% | 339.15
1413 | Siemens | SET-AMC-CW-MNS-ALR | MNS Amber Speaker Strobe multi CD Ceiling White - ALERT | 1 |  | 1 | 399 | 15% | 339.15
1414 | Siemens | SET-AMC-R-MNS-ALRT | MNS Amber Speaker Strobe multi CD Wall Red - ALERT | 1 |  | 1 | 314 | 15% | 266.9
1415 | Siemens | SET-AMC-CR-MNS-ALR | MNS Amber Speaker Strobe multi CD Ceiling Red - ALERT | 1 |  | 1 | 399 | 15% | 339.15
1416 | Siemens | SET-CMC-W-MNS-ALRT | MNS Clear Speaker Strobe multi CD Wall White - ALERT | 1 |  | 1 | 314 | 15% | 266.9
1417 | Siemens | SET-CMC-CW-MNS-ALR | MNS Clear Speaker Strobe multi CD Ceiling White - ALERT | 1 |  | 1 | 314 | 15% | 266.9
1418 | Siemens | SET-CMC-R-MNS-ALRT | MNS Clear Speaker Strobe multi CD Wall Red - ALERT | 1 |  | 1 | 314 | 15% | 266.9
1419 | Siemens | SET-CMC-CR-MNS-ALR | MNS Clear Speaker Strobe multi CD Ceiling Red - ALERT | 1 |  | 1 | 314 | 15% | 266.9
1420 | Siemens | PAD-3 | P/S NAC EXT 6 AMPS | 1 |  | 1 | 1367 | 15% | 1161.95
1421 | Siemens | PAD-3R | RED P/S NAC EXT | 1 |  | 1 | 1367 | 15% | 1161.95
1422 | Siemens | PAD-3-MB | MAIN BOARD ONLY FOR PAD-3 | 1 |  | 1 | 1147 | 15% | 974.95
1423 | Siemens | PAD-3-UK | PAD-3-UK UPGRADE KIT - Revision 2.202 | 1 |  | 1 | 53 | 15% | 45.05
1424 | Siemens | EN-PAD | BLACK ENCLOSURE FOR PAD-3 | 1 |  | 1 | 302 | 15% | 256.7
1425 | Siemens | EN-PADR | RED ENCLOSURE FOR PAD-3 | 1 |  | 1 | 316 | 15% | 268.6
1426 | Siemens | PAD-4-6A | Complete 6 amp PAD-4 kit (enclosure, board, 170W power supply) | 1 |  | 1 | 1470 | 15% | 1249.5
1427 | Siemens | PAD-4-6A-CLSA | Complete 6 amp PAD-4 kit with Class A adapter | 1 |  | 1 | 1627 | 15% | 1382.95
1428 | Siemens | PAD-4-9A | Complete 9 amp PAD-4 kit (enclosure, board, 300W power supply) | 1 |  | 1 | 1911 | 15% | 1624.35
1429 | Siemens | PAD-4-9A-CLSA | Complete 9 amp PAD-4 kit with Class A adapter | 1 |  | 1 | 2069 | 15% | 1758.65
1430 | Siemens | PAD-4-MB | PAD-4 NAC expander main board | 1 |  | 1 | 1045 | 15% | 888.25
1431 | Siemens | PAD-4-ENCL | PAD-4 NAC expander enclosure | 1 |  | 1 | 289 | 15% | 245.65
1432 | Siemens | PAD-4-CLSA | PAD-4 NAC expander Class A adapter card | 1 |  | 1 | 158 | 15% | 134.3
1433 | Siemens | S3AP | PAD-4 NAC expander adapter plate for System 3 enclosure | 1 |  | 1 | 168 | 15% | 142.8
1434 | Siemens | PAD-4-LUA | PAD-4 NAC expander Laptop Upload Adapter | 1 |  | 1 | 153 | 15% | 130.05
1435 | Siemens | PAD4-BATT-BRKT | Battery bracket for seismic certification | 1 |  | 1 | 204 | 15% | 173.4
1436 | Siemens | FP2011-U1 | Power Supply (170 W) | 1 |  | 1 | 530 | 15% | 450.5
1437 | Siemens | FP2012-U1 | 300W power supply | 1 |  | 1 | 606 | 15% | 515.1
1438 | Siemens | PAD5-6A | Complete 6A PAD-5 Kit | 1 |  | 1 | 2106 | 15% | 1790.1
1439 | Siemens | PAD5-6A-R | Complete 6A PAD-5 Red Kit | 1 |  | 1 | 2106 | 15% | 1790.1
1440 | Siemens | PAD5-9A | Complete 9A PAD-5 Kit | 1 |  | 1 | 2475 | 15% | 2103.75
1441 | Siemens | PAD5-9A-R | Complete 9A PAD-5 Red Kit | 1 |  | 1 | 2475 | 15% | 2103.75
1442 | Siemens | PAD-5-MB | PAD-5 address NAC expander MB | 1 |  | 1 | 1742 | 15% | 1480.7
1443 | Siemens | PAD-5-CLSA | PAD-5 address NAC expd class | 1 |  | 1 | 619 | 15% | 526.15
1444 | Siemens | PAD-5-CDC | PAD-5 address NAC expn conv | 1 |  | 1 | 904 | 15% | 768.4
1445 | Siemens | PAB-ENCL | PAD & AMP BOOSTER ENCL 1HU BLK | 1 |  | 1 | 496 | 15% | 421.6
1446 | Siemens | PAB-ENCL-R | PAD & AMP BSTR ENCL 1HU RED | 1 |  | 1 | 596 | 15% | 506.6
1447 | Siemens | PAB2-ENCL | PAD & AMP BOOSTER ENCL 2HU BLK | 1 |  | 1 | 894 | 15% | 759.9
1448 | Siemens | PAB2-ENCL-R | PAD & AMP BSTR ENCL 2HU RED | 1 |  | 1 | 937 | 15% | 796.45
1449 | Siemens | P3AP | PAD-3 ADAPTER PLATE | 1 |  | 1 | 168 | 15% | 142.8
1450 | Siemens | P4AP | PAD-4 ADAPTER PLATE | 1 |  | 1 | 191 | 15% | 162.35
1451 | Siemens | BAAP | Booster Amp Adapter Plate | 1 |  | 1 | 166 | 15% | 141.1
1452 | Siemens | FP2011-U1 | Power Supply (170 W) | 1 |  | 1 | 530 | 15% | 450.5
1453 | Siemens | FP2012-U1 | 300W power supply | 1 |  | 1 | 606 | 15% | 515.1
1454 | Siemens | EA-33 | 1 24 MOD ENCLOSURE KIT/EA-33 KIT 1 EB-33 BACKBOX 1 ED-33 DOOR RAIL KIT FOR THE EK-33 KIT | 1 |  | 1 | 6959 | 15% | 5915.15
1455 | Siemens | EK-32 | EK-32 RAIL KIT 2 LEFT/RIGHT MOUNT RAIL/KR-2R 1 MOUNTING U BRACKET/KU-1 2 MOUNTING BRACKET/KZ-3 | 1 |  | 1 | 1192 | 15% | 1013.2
1456 | Siemens | EK-33 | EK-33 RAIL KIT 2 LEFT/RIGHT MOUNT RAIL/KR-3R 2 MOUNTING U BRACKET/KU-1 2 MOUNTING BRACKET/KZ-3 | 1 |  | 1 | 1589 | 15% | 1350.65
1457 | Siemens | EK-35 | EK-35 RAIL KIT 2 LEFT/RIGHT MOUNT RAIL/KR-5R 4 MOUNTING U BRACKET/KU-1 2 MOUNTING BRACKET/KZ-3 | 1 |  | 1 | 2791 | 15% | 2372.35
1458 | Siemens | EBA2001-U1 | Booster amplifier (100W, bl) Kit consisting of a booster amplifier main board (EBA2004-A1), a black enclosure (PAB-ENCL) and a 170W power supply (FP2011-U1) | 1 |  | 1 | 4613 | 15% | 3921.05
1459 | Siemens | EBA2001-R1 | Booster amplifier (100W, red) Kit consisting of a booster amplifier main board (EBA2004-A1), a red enclosure (PAB-ENCL-R) and a 170W power supply (FP2011-U1) | 1 |  | 1 | 4613 | 15% | 3921.05
1460 | Siemens | EBA2004-A1 | Booster amplifier main board(100W) Main board of an EBA2001 booster amplifier. Consists of a single board with two 50 Watt amplifiers, an integral battery charger, and removable terminal blocks for all field wiring. | 1 |  | 1 | 3257 | 15% | 2768.45
1461 | Siemens | PAB-ENCL | PAD & AMP BOOSTER ENCL 1HU BLK | 1 |  | 1 | 496 | 15% | 421.6
1462 | Siemens | PAB-ENCL-R | PAD & AMP BSTR ENCL 1HU RED | 1 |  | 1 | 596 | 15% | 506.6
1463 | Siemens | FHA2044-U1 | Battery Fixing Bracket for EBA2001 Optional bracket used to secure 33 AH batteries in an FH2016 enclosure to meet seismic approval. | 1 |  | 1 | 199 | 15% | 169.15
1464 | Siemens | FP2011-U1 | Power Supply (170 W) Connects to 120/240VAC, and provides 170 Watts of DC power to the EBA2004-A1 Booste Amplfier main board. | 1 |  | 1 | 530 | 15% | 450.5
1465 | Siemens | FHA2054-U1 | FHA2054 Audio Transformer Kit | 1 |  | 1 | 218 | 15% | 185.3
1466 | Siemens | VLF-250 | VLF-250 LASER FOCUS DETECTOR | 1 |  | 1 | 7215 | 15% | 6132.75
1467 | Siemens | VLF-500 | VLF-500 LASER FOCUS DETECTOR | 1 |  | 1 | 8897 | 15% | 7562.45
1468 | Siemens | VSP-722 | VLF-250 Aspirator Assembly (1 fan) | 1 |  | 1 | 1868 | 15% | 1587.8
1469 | Siemens | VRT-Q00 | Remote Display, VLI, 7 Relays | 1 |  | 1 | 5062 | 15% | 4302.7
1470 | Siemens | VRT-T00 | Remote Display, VLI, no Relays | 1 |  | 1 | 4775 | 15% | 4058.75
1471 | Siemens | VSP-030 | VLI Intelligent Filter Spare Part | 1 |  | 1 | 1851 | 15% | 1573.35
1472 | Siemens | VSP-031 | VLI Secondary Filter Spare Part | 1 |  | 1 | 463 | 15% | 393.55
1473 | Siemens | VSP-032 | VLI Aspirator Spare Part | 1 |  | 1 | 2313 | 15% | 1966.05
1474 | Siemens | VSP-033 | VLI Chamber Assembly Spare Part | 1 |  | 1 | 6594 | 15% | 5604.9
1475 | Siemens | VSP-034 | VLI VESDAnet Interface Card | 1 |  | 1 | 2830 | 15% | 2405.5
1476 | Siemens | VLI-880 | Laser Industrial w/Relays | 1 |  | 1 | 23170 | 15% | 19694.5
1477 | Siemens | VLI-885 | Laser Industrial w/Relays and network card | 1 |  | 1 | 25283 | 15% | 21490.55
1478 | Siemens | VEU-A00 | VEU with LEDs | 1 |  | 1 | 26922 | 15% | 22883.7
1479 | Siemens | VEU-A10 | VEU with 3.5" Display | 1 |  | 1 | 29556 | 15% | 25122.6
1480 | Siemens | VEP-A00-P | VEP with LEDs | 1 |  | 1 | 19346 | 15% | 16444.1
1481 | Siemens | VEP-A10-P | VEP with 3.5" Display | 1 |  | 1 | 21286 | 15% | 18093.1
1482 | Siemens | VEP-A00-1P | VEP WITH LEDs, 1 PIPE | 1 |  | 1 | 13824 | 15% | 11750.4
1483 | Siemens | VES-A00-P | E Series Scanner with LED display and relays. Replaces VESDA Laser Scanner. Check for availability. | 1 |  | 1 | 30872 | 15% | 26241.2
1484 | Siemens | VES-A10-P | E Series Scanner with 3.5" LCD display and relays. Replaces VESDA Laser Scanner. Check for availability. | 1 |  | 1 | 33546 | 15% | 28514.1
1485 | Siemens | VSW-600 | Remote Notification - Email/SMS Support (per PC) | 1 |  | 1 | 7278 | 15% | 6186.3
1486 | Siemens | VEA-040-A00 | VESDA-E VEA-40 Aspirating Smoke Detector with LEDs | 1 |  | 1 | 23643 | 15% | 20096.55
1487 | Siemens | VEA-040-A10 | VESDA-E VEA-40 Aspirating Smoke Detector with 3.5” Display | 1 |  | 1 | 26166 | 15% | 22241.1
1488 | Siemens | VEA-A40-40-STX | VESDA-E VEA 40-Relay Local StaX | 1 |  | 1 | 6282 | 15% | 5339.7
1489 | Siemens | VSP-990-330 | Xtralis 6mm Microbore Tube, UL listed and labeled for plenum use, meets NFPA 72 sampling tube labeling requirements: “Aspirated Sampling Tubing for Fire Detection Use – Do not Disturb or Paint,” each roll is individually serialized for ease of identification and have footage markers every 3 feet for ease of measurement. Xtralis microbore tubing has been tested for smoke transmission, do not substitute. Sold in 330 ft roll, Price shown is per roll. | 1 |  | 1 | 364 | 15% | 309.4
1490 | Siemens | VSP-991 | Xtralis 4mm Microbore Tube, UL listed and labeled for plenum use, meets NFPA 72 sampling tube labeling requirements: “Aspirated Sampling Tubing for Fire Detection Use – Do not Disturb or Paint,” each roll is individually serialized for ease of identification and have footage markers every 3 feet for ease of measurement. Xtralis microbore tubing has been tested for smoke transmission, do not substitute. Enter quantity in in linear feet required. Sold in 500 ft roll, Price shown is per roll. | 1 |  | 1 | 828 | 15% | 703.8
1491 | Siemens | VSP-980-W | VESDA-E VEA Standard Sampling Point (white) for 6mm Tube | 1 |  | 1 | 50 | 15% | 42.5
1492 | Siemens | VSP-981-W | VESDA-E VEA Standard Sampling Point (white) for 4mm Tube | 1 |  | 1 | 50 | 15% | 42.5
1493 | Siemens | VSP-980-W22 | VESDA-E VEA Standard Sampling Point (white) for 6mm Tube. Sold in pack of 22. Price shown per pack | 1 |  | 1 | 963 | 15% | 818.55
1494 | Siemens | VSP-981-W22 | VESDA-E VEA Standard Sampling Point (white) for 4mm Tube. Sold in pack of 22. Price shown per pack | 1 |  | 1 | 924 | 15% | 785.4
1495 | Siemens | VSP-982-W | VESDA-E VEA 6mm Surface Mount Sampling Point (White) | 1 |  | 1 | 50 | 15% | 42.5
1496 | Siemens | VSP-982-B | VESDA-E VEA 6mm Surface Mount Sampling Point (Black) | 1 |  | 1 | 63 | 15% | 53.55
1497 | Siemens | VSP-982-W22 | VESDA-E VEA 6mm Surface Mount White Sampling Point (White), pack of 22 | 1 |  | 1 | 963 | 15% | 818.55
1498 | Siemens | VSP-982-B22 | VESDA-E VEA 6mm Surface Mount Sampling Point (Black), pack of 22 | 1 |  | 1 | 1607 | 15% | 1365.95
1499 | Siemens | VSP-998 | VESDA-E VEA Blanking Plug 6mm. Sold in pack of 50. Price shown per pack | 1 |  | 1 | 225 | 15% | 191.25
1500 | Siemens | VSP-1000 | VESDA-E VEA 6mm to 4mm Reducer. Sold in pack of 10. Price shown per pack | 1 |  | 1 | 381 | 15% | 323.85
1501 | Siemens | VSP-1001 | VESDA-E VEA 6mm to 6mm Joiner Straight. Sold in pack of 10. Price shown per pack | 1 |  | 1 | 213 | 15% | 181.05
1502 | Siemens | VSP-1002 | VESDA-E VEA 4mm to 4mm Joiner Straight. Sold in pack of 10. Price shown per pack | 1 |  | 1 | 272 | 15% | 231.2
1503 | Siemens | VSP-1003 | VESDA-E VEA 6mm to 6mm Joiner Right Angle. Sold in pack of 10. Price shown per pack | 1 |  | 1 | 225 | 15% | 191.25
1504 | Siemens | VSP-1004 | VESDA-E VEA 4mm to 4mm Joiner Right Angle. Sold in pack of 10. Price shown per pack | 1 |  | 1 | 313 | 15% | 266.05
1505 | Siemens | VSP-960 | VESDA-E VEU Mounting Bracket | 1 |  | 1 | 181 | 15% | 153.85
1506 | Siemens | VSP-961 | VESDA-E VEU Imperial Pipe Adaptor (for exhaust) | 1 |  | 1 | 169 | 15% | 143.65
1507 | Siemens | VSP-962 | VESDA-E VEU Filter | 1 |  | 1 | 388 | 15% | 329.8
1508 | Siemens | VSP-963 | VESDA-E VEU Replacement (spare part)Aspirator | 1 |  | 1 | 2245 | 15% | 1908.25
1509 | Siemens | VSP-964-03 | VESDA-E VEU Replacement (spare part) Smoke Detection Chamber (3rd generation part) | 1 |  | 1 | 7369 | 15% | 6263.65
1510 | Siemens | VSP-965 | VESDA-E VEU Sampling Module | 1 |  | 1 | 1459 | 15% | 1240.15
1511 | Siemens | VPS-VEA-115UL | VESDA-E VEA Power Supply (UL), 115VAC | 1 |  | 1 | 3113 | 15% | 2646.05
1512 | Siemens | VPS-VEA-230UL | VESDA-E VEA Power Supply (UL), 230VAC | 1 |  | 1 | 3014 | 15% | 2561.9
1513 | Siemens | VPS-100US-120 | VPS-100US-120 P/S UNIT | 1 |  | 1 | 1950 | 15% | 1657.5
1514 | Siemens | OSI-10 | IMAGER - 7° COVERAGE | 1 |  | 1 | 2499 | 15% | 2124.15
1515 | Siemens | OSI-90 | IMAGER - 80° COVERAGE | 1 |  | 1 | 2589 | 15% | 2200.65
1516 | Siemens | OSE-SP-01 | EMITTER - STANDARD POWER. Include the OSID emitter and Alkaline battery | 1 |  | 1 | 1217 | 15% | 1034.45
1517 | Siemens | OSE-SPW | EMITTER - STANDARD POWER WIRED | 1 |  | 1 | 1217 | 15% | 1034.45
1518 | Siemens | OSE-HPW | EMITTER - HIGH POWER WIRED | 1 |  | 1 | 2673 | 15% | 2272.05
1519 | Siemens | OSP-001 | OSID CABLE AT 5' (1.5m) | 1 |  | 1 | 316 | 15% | 268.6
1520 | Siemens | OSP-002 | LASER ALIGNMENT TOOL | 1 |  | 1 | 331 | 15% | 281.35
1521 | Siemens | OSID-INST | OSID INSTALL KIT - INCLUDES (1) OSP-002 (1) TEST FILTER (1) OSP-001 (1) CLEANING CLOTH (1) INSTALLATION MANUAL | 1 |  | 1 | 1916 | 15% | 1628.6
1522 | Siemens | OSE-ACF | Anti-condensation film for Emitter - 10 units | 1 |  | 1 | 552 | 15% | 469.2
1523 | Siemens | OSEH-ACF | Anti-condensation film for OSID-EH housings - 10 units | 1 |  | 1 | 1814 | 15% | 1541.9
1524 | Siemens | OSE-RBA | Emitter spare battery Alkaline | 1 |  | 1 | 277 | 15% | 235.45
1525 | Siemens | OSID-EHE | Emitter Environmental Housing | 1 |  | 1 | 740 | 15% | 629
1526 | Siemens | OSID-EHI | Imager Environmental Housing | 1 |  | 1 | 957 | 15% | 813.45
1527 | Siemens | OSID-WG | Wire Guard | 1 |  | 1 | 223 | 15% | 189.55
1528 | Siemens | VPS-100US-120 | VPS-100US-120 P/S UNIT | 1 |  | 1 | 1950 | 15% | 1657.5
1529 | Siemens | VPS-100US-220 | VPS-100US-220 P/S UNIT | 1 |  | 1 | 1954 | 15% | 1660.9
1530 | Siemens | VPS-300US-120 | VPS-300US-120 P/S UNIT | 1 |  | 1 | 3163 | 15% | 2688.55
1531 | Siemens | VPS-300US-220 | VPS-300US-220 P/S UNIT | 1 |  | 1 | 2926 | 15% | 2487.1
1532 | Siemens | VBT-012 | VBT-012 BATTERY 12V-12A-HR | 1 |  | 1 | 586 | 15% | 498.1
1533 | Siemens | VBC-001 | VBC-001 BATTERY CABINET | 1 |  | 1 | 972 | 15% | 826.2
1534 | Siemens | VSR-0000 | REMOTE 19" SUB RACK WITH 4 BLANK PLATES (MODULES AND TERMINATION CARD NOT INCLUDED) | 1 |  | 1 | 2200 | 15% | 1870
1535 | Siemens | VRE-100 | SUB RACK ENCLOSURE. GLASS DOOR FOR 19" SUB RACK. FITS UP TO 3 RACKS OR 2 RACKS WITH VESDA POWER SUPPLY - PURCHASED SEPARATELY - SEE POWER SUPPLY SECTION | 1 |  | 1 | 3326 | 15% | 2827.1
1536 | Siemens | VRT-100 | Programmer. Includes remote termination card. No Relays. | 1 |  | 1 | 3610 | 15% | 3068.5
1537 | Siemens | VRT-200 | Display, VLP, with a remote termination card. Equipped with 7 Relays. | 1 |  | 1 | 5129 | 15% | 4359.65
1538 | Siemens | VRT-600 | Display, VLP, with a remote termination card. No Relays. | 1 |  | 1 | 4578 | 15% | 3891.3
1539 | Siemens | VRT-400 | Display, VLS, with a remote termination card. Equipped with 7 Relays. | 1 |  | 1 | 4041 | 15% | 3434.85
1540 | Siemens | VRT-800 | Display, VLS, with a remote termination card. Equipped with 12 Relays. | 1 |  | 1 | 5721 | 15% | 4862.85
1541 | Siemens | VRT-300 | VESDAnet SOCKET | 1 |  | 1 | 2545 | 15% | 2163.25
1542 | Siemens | VRT-500 | REMOTE TERMINATION AND RELAY PROCESSOR CARD, W/ BLANK PLATE, CARD, IN REMOTE MOUNTING BOX LaserCOMPACT (WITH 7 RELAYS FOR LaserPlus | 1 |  | 1 | 3161 | 15% | 2686.85
1543 | Siemens | VRT-900 | REMOTE TERMINATION AND RELAY PROCESSOR CARD, WITH BLANK PLATE IN REMOTE MOUNTING BOX (WITH 12 RELAYS FOR LaserSCANNER) | 1 |  | 1 | 4571 | 15% | 3885.35
1544 | Siemens | VRT-S07 | VESDA SYSTEM RELAY MODULE. UNIVERSAL NETWORK MODULE WITH 7 PROGRAMMABLE RELAYS | 1 |  | 1 | 3589 | 15% | 3050.65
1545 | Siemens | VRT-A10 | VESDA ANALOG OUTPUT MODULE | 1 |  | 1 | 3715 | 15% | 3157.75
1546 | Siemens | VHX-0200 | PC-LINK HLI, SLIDING WINDOWS, RS232 INTERFACE. THE VHX-200 DOES NOT HAVE MODEM CAPABILITIES | 1 |  | 1 | 4426 | 15% | 3762.1
1547 | Siemens | VHH-100 | HAND HELD PROGRAMMER -INCLUDES LEADS | 1 |  | 1 | 4483 | 15% | 3810.55
1548 | Siemens | CPY-HLICABLE | CPY-HLICABLE REPLACES CPY-HLI | 1 |  | 1 | 261 | 15% | 221.85
1549 | Siemens | VIC-010 | VIC-010 VESDAnet INTERFACE (VN Card) - FOR RANGE OF VESDA LASER FOCUS VLF SMOKE DETECTORS WITH A CHOICE OF 3rd RELAY OR 24V | 1 |  | 1 | 1778 | 15% | 1511.3
1550 | Siemens | VIC-020 | VIC-020 VESDA MULTIFUNCTION CONTROL CARD (MCC) - INTERFACE CARD FOR THE RANGE OF VESDA LaserFOCUS (VLF) SMOKE DETECTORS | 1 |  | 1 | 1348 | 15% | 1145.8
1551 | Siemens | VIC-030 | VIC-030 VESDA MULTIFUNCTION CONTROL CARD (MCC) - INTERFACE CARD FOR THE RANGE OF VESDA LaserFOCUS (VLF) SMOKE DETECTORS WITH A CHOICE OF 3rd RELAY, OR 24V MONITORED POWER OUTPUT (MPO) | 1 |  | 1 | 1396 | 15% | 1186.6
1552 | Siemens | VSW-206 | CENTRAL SITE LICENSE - PRIMARY PC | 1 |  | 1 | 8846 | 15% | 7519.1
1553 | Siemens | VSW-216 | CENTRAL SITE LICENSE - SECONDARY PC | 1 |  | 1 | 7403 | 15% | 6292.55
1554 | Siemens | VSW-346 | VESDANET NETWORK CONNECTION- 1 REQUIRED PER MONITORED VESDAnet | 1 |  | 1 | 1861 | 15% | 1581.85
1555 | Siemens | VSW-356 | VESDANET DETECTOR CONNECTION - 1 REQUIRED PER MONITORED DETECTOR | 1 |  | 1 | 498 | 15% | 423.3
1556 | Siemens | VSW-366 | VESDATalk/VESDAlink DETECTOR CONNECTIONS - VESDAtalk FOR USE WITH DIRECT CONNECT VLS 250 AND 500 DETECTORS. VESDAlink FOR USE WITH DIRECT CONNECT VLS-500 DETECTORS | 1 |  | 1 | 1324 | 15% | 1125.4
1557 | Siemens | VSW-502 | TEXT TO SPEECH - ENGLISH | 1 |  | 1 | 6963 | 15% | 5918.55
1558 | Siemens | VSW-508 | TEXT TO SPEECH - SPANISH | 1 |  | 1 | 6205 | 15% | 5274.25
1559 | Siemens | VSW-202 | ASPIRE2 PIPE NETWORK DESIGN VERIFICATION TOOL SUPPORTS NEW AND EXISTING SMOKE DETECTION PRODUCTS (FREE WEB DOWNLOAD) | 1 |  | 1 | 0 | 15% | 0
1560 | Siemens | VSW-100 | VESDA SYSTEM CONFIGURATOR (FSC) FIELD MANAGEMENT SOFTWARE PROGRAM TO SUPPORT THE VESDA SMOKE DETECTOR RANGE OF PRODUCTS(INCLUDES VESDAnet LaserFOCUS) PROVIDES AN IMPROVED AND FLEXIBLE APPROACH TO MANAGING REPLACES V-CONFIG PRODETECTORS IN THE FIELD. REPLACES V-CONFIG PRO SOFTWARE (FREE WEB DOWNLOAD) | 1 |  | 1 | 0 | 15% | 0
1561 | Siemens | VRT-000 | REMOTE MOUNTING SINGLE BOX WITH ESCUTCHEOL ONLY BLANK PLATE AND TERMINATION CARD NOT INCLUDED | 1 |  | 1 | 597 | 15% | 507.45
1562 | Siemens | VHX-0200 | PC-LINK HLI, SLIDING WINDOWS, RS232 INTERFACE. THE VHX-200 DOES NOT HAVE MODEM CAPABILITIES | 1 |  | 1 | 4426 | 15% | 3762.1
1563 | Siemens | VHX-0300 | PC-LINK HLI, OPEN PROTOCOL RS232 INTERFACE. HAS PEER TO PEER OPERATIONS | 1 |  | 1 | 3601 | 15% | 3060.85
1564 | Siemens | VHX-1200 | WALL-MOUNTED HLI LINKS VESDAnet WITH VESDA SYSTEM MANAGER 4(VSM4) and VESDA SYSTEM CONFIGURATOR (VSC). INCLUDES A BUILT-INVESDAnet PORT AND VESDAnet SOCKET CARD | 1 |  | 1 | 5833 | 15% | 4958.05
1565 | Siemens | VHH-100 | HAND HELD PROGRAMMER -INCLUDES LEADS | 1 |  | 1 | 4483 | 15% | 3810.55
1566 | Siemens | VRE-100 | SUB RACK ENCLOSURE. GLASS DOOR FOR 19" SUB RACK. FITS UP TO 3 RACKS OR 2 RACKS WITH VESDA POWER SUPPLY - PURCHASED SEPARATELY - SEE POWER SUPPLY SECTION | 1 |  | 1 | 3326 | 15% | 2827.1
1567 | Siemens | VRT-000 | REMOTE MOUNTING SINGLE BOX WITH ESCUTCHEOL ONLY BLANK PLATE AND TERMINATION CARD NOT INCLUDED | 1 |  | 1 | 597 | 15% | 507.45
1568 | Siemens | VSR-0000 | REMOTE 19" SUB RACK WITH 4 BLANK PLATES (MODULES AND TERMINATION CARD NOT INCLUDED) | 1 |  | 1 | 2200 | 15% | 1870
1569 | Siemens | VSP-300 | BLANK PLATE WITHOUT VESDA LOGO | 1 |  | 1 | 88 | 15% | 74.8
1570 | Siemens | VSP-002 | VSP-002 STD DISPLAY MODULE | 1 |  | 1 | 3632 | 15% | 3087.2
1571 | Siemens | VSP-004 | SCANNER DISPLAY MODULE | 1 |  | 1 | 2904 | 15% | 2468.4
1572 | Siemens | VSP-005 | FILTER CARTRIDGE (REPLACING EVERY 2 YEARS RECOMMENDED) | 1 |  | 1 | 413 | 15% | 351.05
1573 | Siemens | VSP-007 | "O" RELAY REMOTE TERMINATION CARD | 1 |  | 1 | 1151 | 15% | 978.35
1574 | Siemens | VSP-008 | REMOTE TERMINATION CARD (RTC7) | 1 |  | 1 | 2214 | 15% | 1881.9
1575 | Siemens | VSP-019 | VSP-019 FILTER COVER | 1 |  | 1 | 48 | 15% | 40.8
1576 | Siemens | VSP-021 | METRIC TO IMPERIAL PIPE ADAPTOR KITS OF FOUR | 1 |  | 1 | 132 | 15% | 112.2
1577 | Siemens | VSP-025 | FILTERS (20 PACK) | 1 |  | 1 | 5764 | 15% | 4899.4
1578 | Siemens | VSP-100US-PCB | POWER CIRCUIT BOARD ONLY | 1 |  | 1 | 1335 | 15% | 1134.75
1579 | Siemens | VSP-TRAN-120 | TRANSFORMER ONLY | 1 |  | 1 | 277 | 15% | 235.45
1580 | Siemens | VSP-103 | VLS RELAY PROCESSOR MODULE (DRP) | 1 |  | 1 | 1118 | 15% | 950.3
1581 | Siemens | VSP-501 | ASPIRATOR LaserCOMPACT | 1 |  | 1 | 2301 | 15% | 1955.85
1582 | Siemens | VSP-502 | COMPACT (VN) REMOTE DISPLAY MODULE | 1 |  | 1 | 2942 | 15% | 2500.7
1583 | Siemens | VSP-509 | RO - CABLE FO RUSE WITH LASER COMPACT RELAY ONLY (RO) VERSION THIS CABLE IS REQUIRED FOR PROGRAMMING. REQUIRES V-CONFIG PRO SOFTWARE | 1 |  | 1 | 348 | 15% | 295.8
1584 | Siemens | VSP-510 | COMPACT (RO) TERMINATION CARD (CTC-RO) | 1 |  | 1 | 2893 | 15% | 2459.05
1585 | Siemens | VSP-715 | SPARE ASPIRATOR VLF-250 AND VLF-500 | 1 |  | 1 | 2038 | 15% | 1732.3
1586 | Siemens | VSP-540 | EXHAUST DEFLECTOR BLACK FOR USE WITH VESDA LaserPLUS LaserSCANNER AND LaserCOMPACT | 1 |  | 1 | 35 | 15% | 29.75
1587 | Siemens | VSP-EXHAUST | EXHAUST DEFLECTOR GREY FOR USE WITH VESDA LaserFOCUS | 1 |  | 1 | 39 | 15% | 33.15
1588 | Siemens | VSP-850-G | EXTERNAL IN LINE FILTER GREY | 1 |  | 1 | 700 | 15% | 595
1589 | Siemens | VRT-700 | Display, VLS Version, no Relays | 1 |  | 1 | 4085 | 15% | 3472.25
1590 | Siemens | VSP-028 | VLP/VLS Mounting Bracket | 1 |  | 1 | 144 | 15% | 122.4
1591 | Siemens | VSP-850-R | External in line filter - red | 1 |  | 1 | 700 | 15% | 595
1592 | Siemens | VSP-855-20 | Spares in line filter - 20 pack | 1 |  | 1 | 1125 | 15% | 956.25
1593 | Siemens | VSP-855-4 | Spares in line filter - 4 pack | 1 |  | 1 | 300 | 15% | 255
1594 | Siemens | VP-P-210* | VP-P-210 3/4"ORG VESDA CPVC 15ft lengths 3/4". Box of 14 pcs (210 feet total) | 1 |  | 1 | 1287 | 15% | 1093.95
1595 | Siemens | VP-P-420* | VP-P-420 3/4" ORG VESDA CPVC Box of 28 pieces (420 feet Total) | 1 |  | 1 | 2559 | 15% | 2175.15
1596 | Siemens | VP-ELB-90* | VP-ELB-90 90 DEGREE ELBOW, Q-20 (Quantity of 20) | 1 |  | 1 | 144 | 15% | 122.4
1597 | Siemens | VP-ELB-45* | VP-ELB-45 45 DEG ELBOW ,3/4 Q-10 (Quantity of 10) | 1 |  | 1 | 100 | 15% | 85
1598 | Siemens | VP-COUP* | VP-COUP COUPLING 3/4" ORG Q-15 (Quantity of 15) | 1 |  | 1 | 100 | 15% | 85
1599 | Siemens | VP-UNION* | VP-UNION UNION ORG VESDA CPVC Q-10 (Quantity of 10) | 1 |  | 1 | 194 | 15% | 164.9
1600 | Siemens | VP-EC* | VP-EC END CAP 3/4" ORG VSD Q-25 (Quantity of 25) | 1 |  | 1 | 113 | 15% | 96.05
1601 | Siemens | VP-TEE* | VP-TEE 3/4" ORG VSD CPVC Q-15 (Quantity of 15) | 1 |  | 1 | 144 | 15% | 122.4
1602 | Siemens | VP-TEE-FPT* | VP-TEE-FPT 3/4" - 10 pc/BOX | 1 |  | 1 | 231 | 15% | 196.35
1603 | Siemens | VP-CEMENT | VP-CEMENT SOLVENT CEMENT, One (1) Pint. Average capacity is 100 joints to one pint. GROUND SHIPMENT ONLY. NOT AVAILABLE IN CANADA OR LATIN AMERICA or for Air Shipment. | 1 |  | 1 | 129 | 15% | 109.65
1604 | Siemens | E700-SP | E700-SP CAPILLARY (MINIATURE) | 1 |  | 1 | 56 | 15% | 47.6
1605 | Siemens | E700-TUBE | E700-TUBE CAPILLARY TUBING | 1 |  | 1 | 506 | 15% | 430.1
1606 | Siemens | E700-CAP | E700-CAP CONNECTOR KIT | 1 |  | 1 | 63 | 15% | 53.55
1607 | Siemens | E700-SP-DCL-PT | E700-SP-DCL-PT ROUND STYLE | 1 |  | 1 | 63 | 15% | 53.55
1608 | Siemens | E700-SPLR | E700-SP-DCL-R CAPILLARY (MIN) | 1 |  | 1 | 81 | 15% | 68.85
1609 | Siemens | E700-SPLG | E700-SP-DCL-G CAPILLARY MINI | 1 |  | 1 | 81 | 15% | 68.85
1610 | Siemens | E700-SP-DCL | E700-SP-DCL-A SAMPLING POINT | 1 |  | 1 | 288 | 15% | 244.8
1611 | Siemens | E700-SPDCLPIPE | E700-SP-DCL-PIPE SAMPLING | 1 |  | 1 | 57 | 15% | 48.45
1612 | Siemens | TUBING-250 | POLYETHYLENE TUBING BLACK 1/2" OD 38" ID FPE RATED 250 FEET OF TUBING PER ROLL | 1 |  | 1 | 1264 | 15% | 1074.4
1613 | Siemens | PIP-015 | PIP-015 FLUSH SAMPLING POINT VESDA | 1 |  | 1 | 163 | 15% | 138.55
1614 | Siemens | CAP-KIT | CAP-KIT BRASS CAPILARY KIT | 1 |  | 1 | 102 | 15% | 86.7
1615 | Siemens | VTT-100 | VESDA TEST TRANSFORMER (WIRE BURNER) PREVIOUSLY KNOWN AS THE THE HOT WIRE TEST, THIS POWER SUPPLY UNIT IS USED TO TEST VESDA EQUIPMENT. THE UNIT PROVIDES 6VAC OUTPUT 220-240VAC OR 110-120VAC SUPPLY. TIMER IS INCORPORATED TO PROVIDE A SELECTABLE BURN PERIOD OF UP TO 3 MINUTES. | 1 |  | 1 | 3990 | 15% | 3391.5
1616 | Siemens | VP-UNION | Socket Union, Box of 10 | 1 |  | 1 | 194 | 15% | 164.9
1617 | Siemens | VSP-TP-KIT-US | VESDA Benchmark Test Point Quick Connect Kit. Complete with threaded coupler, brass quick connect fitting, Test Plug, and Benchmark Test Point Label. One kit required at end of each pipe run. | 1 |  | 1 | 600 | 15% | 510
1618 | Siemens | CPY-PAS2 | PISTON ACTUATOR SLAVE | 1 |  | 1 | 689 | 15% | 585.65
1619 | Siemens | CPYEC-2-24 | SUPERVISED SOLENOID 24VDC | 1 |  | 1 | 1796 | 15% | 1526.6
1620 | Siemens | CPY-LMC2 | LOCAL MANUAL CONTROL | 1 |  | 1 | 526 | 15% | 447.1
1621 | Siemens | CPY-PSS1 | CPY-PSS1, PRESS SUPV SW (NC) | 1 |  | 1 | 308 | 15% | 261.8
1622 | Siemens | CPY-POS | PRESS OPER SW SPST (NC/NO) | 1 |  | 1 | 1022 | 15% | 868.7
1623 | Siemens | CPY-MFH24 | METAL 1/4" HOSE 24" | 1 |  | 1 | 160 | 15% | 136
1624 | Siemens | CPY-MFH36 | METAL 1/4" HOSE 36" | 1 |  | 1 | 190 | 15% | 161.5
1625 | Siemens | CPY-PE | ELBOW-SLAVE CYL'S | 1 |  | 1 | 73 | 15% | 62.05
1626 | Siemens | CPY-PT | TEE-SLAVE CYL'S | 1 |  | 1 | 81 | 15% | 68.85
1627 | Siemens | CPY-SV | CYL FILLING SCHRADER | 1 |  | 1 | 127 | 15% | 107.95
1628 | Siemens | CPY-FH1 | 1" FLEX HOSE | 1 |  | 1 | 809 | 15% | 687.65
1629 | Siemens | CPY-FH1.5 | 1 1/2" FLEX HOSE | 1 |  | 1 | 1718 | 15% | 1460.3
1630 | Siemens | CPY-FH2.5 | 2 1/2" FLEX HOSE | 1 |  | 1 | 1287 | 15% | 1093.95
1631 | Siemens | CPY-FH4 | 4" FLEXIBLE DISCHARGE HOSE | 1 |  | 1 | 4018 | 15% | 3415.3
1632 | Siemens | CPY-CV1 | 1" CHECK VALVE | 1 |  | 1 | 1056 | 15% | 897.6
1633 | Siemens | CPY-FCV2 | 2" FLAPPER CHECK VALVE | 1 |  | 1 | 2009 | 15% | 1707.65
1634 | Siemens | CPY-FCV3 | 3" FLAPPER CHECK VALVE | 1 |  | 1 | 2482 | 15% | 2109.7
1635 | Siemens | CPY-FCV-4 | 4" FLAPPER CHECK VALVE (UL & FM) | 1 |  | 1 | 8691 | 15% | 7387.35
1636 | Siemens | CPY-TGF-1.5 | l.5" THREAD BY GROOVE ADAPTER (TBG) | 1 |  | 1 | 1095 | 15% | 930.75
1637 | Siemens | CPY-TGF-2.5 | 2.5" THREAD BY GROOVE ADAPTER (TBG) | 1 |  | 1 | 1381 | 15% | 1173.85
1638 | Siemens | CPY-TGF-4 | 4" THREAD BY GROOVE ADAPTER (TBG) | 1 |  | 1 | 908 | 15% | 771.8
1639 | Siemens | CPY-RA1 | 1" RECHARGE ADAPTER | 1 |  | 1 | 904 | 15% | 768.4
1640 | Siemens | CPY-RA1.5 | 1-1/2" RECHARGE ADAPTER | 1 |  | 1 | 972 | 15% | 826.2
1641 | Siemens | CPY-RA2.5 | 2-1/2" RECHARGE ADAPTER | 1 |  | 1 | 1440 | 15% | 1224
1642 | Siemens | CPY-VSK1 | VALVE SERVICE KIT | 1 |  | 1 | 156 | 15% | 132.6
1643 | Siemens | CPY-VSK1.5 | 1.5 VALVE SERVICE KIT | 1 |  | 1 | 176 | 15% | 149.6
1644 | Siemens | CPY-VSK2.5 | 2.5 VALVE SERVICE KIT | 1 |  | 1 | 195 | 15% | 165.75
1645 | Siemens | CPY-VSK4 | 4" VALVE SERVICE KIT | 1 |  | 1 | 271 | 15% | 230.35
1646 | Siemens | CPY-PG | HFC-227ea PRESSURE GAUGE | 1 |  | 1 | 82 | 15% | 69.7
1647 | Siemens | CPY-MRS | MAIN RESERVE SWITCH | 1 |  | 1 | 329 | 15% | 279.65
1648 | Siemens | CPY-TD | TEST DOWEL FOR SOLENOID | 1 |  | 1 | 42 | 15% | 35.7
1649 | Siemens | CPY-SGN1 | CPY-SGN1 DO NOT ENTER | 1 |  | 1 | 134 | 15% | 113.9
1650 | Siemens | CPY-SGN2 | CPY-SGN2 VACATE ROOM | 1 |  | 1 | 134 | 15% | 113.9
1651 | Siemens | CPY-SGN3 | CPY-SGN3 OPERATE MANUAL PULL | 1 |  | 1 | 134 | 15% | 113.9
1652 | Siemens | CPY-SGN4 | CPY-SGN4 SYSTEM RELEASE | 1 |  | 1 | 134 | 15% | 113.9
1653 | Siemens | CPY-SGN5 | CPY-SGN5 DEVICE ACTIVE | 1 |  | 1 | 134 | 15% | 113.9
1654 | Siemens | CPY-SGN6 | CPY-SGN6 DO NOT ENTER | 1 |  | 1 | 134 | 15% | 113.9
1655 | Siemens | CPY-SGN7 | CPY-SGN7 EXIT ROOM | 1 |  | 1 | 134 | 15% | 113.9
1656 | Siemens | CPY-SGN8 | CPY-SGN8 PUSH AND HOLD | 1 |  | 1 | 134 | 15% | 113.9
1657 | Siemens | CPY-RA1 | 1" RECHARGE ADAPTER | 1 |  | 1 | 904 | 15% | 768.4
1658 | Siemens | CPY-RA1.5 | 1-1/2" RECHARGE ADAPTER | 1 |  | 1 | 972 | 15% | 826.2
1659 | Siemens | CPY-RA2.5 | 2-1/2" RECHARGE ADAPTER | 1 |  | 1 | 1440 | 15% | 1224
1660 | Siemens | CPY-RA4 | 4" RECHARGE ADAPTER | 1 |  | 1 | 2154 | 15% | 1830.9
1661 | Siemens | CPY-227-REFILL | 1200LB BULK REFILL | 1 |  | 1 | 141596 | 15% | 120356.6
1662 | Siemens | CPY-MTS | MAINTENCE SWITCH | 1 |  | 1 | 908 | 15% | 771.8
1663 | Siemens | AW-1 | ABORT STATION | 1 |  | 1 | 345 | 15% | 293.25
1664 | Siemens | MH-501 | AGENT RELEASE DUAL ACTION MANUAL PULL STATION | 1 |  | 1 | 351 | 15% | 298.35
1665 | Siemens | XMH-501 | XMH-501 Conv DBL Act Agent Release | 1 |  | 1 | 339 | 15% | 288.15
1666 | Siemens | MTH-MC-R-AR | AGENT RELEASE HORN STROBE RED | 1 |  | 1 | 233 | 15% | 198.05
1667 | Siemens | CPY-227-1230SW | Sinorix 227 + Sinorix 1230 Full License Design Keys | 1 |  | 1 | 12950 | 15% | 11007.5
1668 | Siemens | REL-EOL | RELEASING END OF LINE DIODES FOR REL & SRX UL 9th Ed. | 1 |  | 1 | 209 | 15% | 177.65
1669 | Siemens | CPYCS-35/70 | 35/70lb Tank Strap | 1 |  | 1 | 142 | 15% | 120.7
1670 | Siemens | CPYCS-150 | 150lb Tank Strap | 1 |  | 1 | 218 | 15% | 185.3
1671 | Siemens | CPYCS-250/375 | 250/375lb Tank Strap | 1 |  | 1 | 263 | 15% | 223.55
1672 | Siemens | CPYCS-560 | 560lb Tank Strap | 1 |  | 1 | 274 | 15% | 232.9
1673 | Siemens | CPYCS-900 | 900lb Tank Strap | 1 |  | 1 | 594 | 15% | 504.9
1674 | Siemens | 500-649842BG | NOVEC-1230-DRUM | 1 |  | 1 | 79699 | 15% | 67744.15
1675 | Siemens | 500-649843BG | NOVEC-1230-GALLON | 1 |  | 1 | 1909 | 15% | 1622.65
1676 | Siemens | CPY-SRST | SOLENOID RESET TOOL | 1 |  | 1 | 242 | 15% | 205.7
1677 | Siemens | CPY-PLT | SINORIX PILOT CYLINDER | 1 |  | 1 | 6315 | 15% | 5367.75
1678 | Siemens | CPY-35-00-3-0016 | 35 Cyl, no Solenoid, HFC-227ea, 16lb | 1 |  | 1 | 8932 | 15% | 7592.2
1679 | Siemens | CPY-35-00-3-0017 | 35 Cyl, no Solenoid, HFC-227ea, 17lb | 1 |  | 1 | 9033 | 15% | 7678.05
1680 | Siemens | CPY-35-00-3-0018 | 35 Cyl, no Solenoid, HFC-227ea, 18lb | 1 |  | 1 | 9133 | 15% | 7763.05
1681 | Siemens | CPY-35-00-3-0019 | 35 Cyl, no Solenoid, HFC-227ea, 19lb | 1 |  | 1 | 9234 | 15% | 7848.9
1682 | Siemens | CPY-35-00-3-0020 | 35 Cyl, no Solenoid, HFC-227ea, 20lb | 1 |  | 1 | 9335 | 15% | 7934.75
1683 | Siemens | CPY-35-00-3-0021 | 35 Cyl, no Solenoid, HFC-227ea, 21lb | 1 |  | 1 | 9435 | 15% | 8019.75
1684 | Siemens | CPY-35-00-3-0022 | 35 Cyl, no Solenoid, HFC-227ea, 22lb | 1 |  | 1 | 9536 | 15% | 8105.6
1685 | Siemens | CPY-35-00-3-0023 | 35 Cyl, no Solenoid, HFC-227ea, 23lb | 1 |  | 1 | 9636 | 15% | 8190.6
1686 | Siemens | CPY-35-00-3-0024 | 35 Cyl, no Solenoid, HFC-227ea, 24lb | 1 |  | 1 | 9737 | 15% | 8276.45
1687 | Siemens | CPY-35-00-3-0025 | 35 Cyl, no Solenoid, HFC-227ea, 25lb | 1 |  | 1 | 9837 | 15% | 8361.45
1688 | Siemens | CPY-35-00-3-0026 | 35 Cyl, no Solenoid, HFC-227ea, 26lb | 1 |  | 1 | 9938 | 15% | 8447.3
1689 | Siemens | CPY-35-00-3-0027 | 35 Cyl, no Solenoid, HFC-227ea, 27lb | 1 |  | 1 | 10039 | 15% | 8533.15
1690 | Siemens | CPY-35-00-3-0028 | 35 Cyl, no Solenoid, HFC-227ea, 28lb | 1 |  | 1 | 10139 | 15% | 8618.15
1691 | Siemens | CPY-35-00-3-0029 | 35 Cyl, no Solenoid, HFC-227ea, 29lb | 1 |  | 1 | 10240 | 15% | 8704
1692 | Siemens | CPY-35-00-3-0030 | 35 Cyl, no Solenoid, HFC-227ea, 30lb | 1 |  | 1 | 10340 | 15% | 8789
1693 | Siemens | CPY-35-00-3-0031 | 35 Cyl, no Solenoid, HFC-227ea, 31lb | 1 |  | 1 | 10441 | 15% | 8874.85
1694 | Siemens | CPY-35-00-3-0032 | 35 Cyl, no Solenoid, HFC-227ea, 32lb | 1 |  | 1 | 10541 | 15% | 8959.85
1695 | Siemens | CPY-35-00-3-0033 | 35 Cyl, no Solenoid, HFC-227ea, 33lb | 1 |  | 1 | 10642 | 15% | 9045.7
1696 | Siemens | CPY-35-00-3-0034 | 35 Cyl, no Solenoid, HFC-227ea, 34lb | 1 |  | 1 | 10742 | 15% | 9130.7
1697 | Siemens | CPY-35-00-3-0035 | 35 Cyl, no Solenoid, HFC-227ea, 35lb | 1 |  | 1 | 10843 | 15% | 9216.55
1698 | Siemens | CPY-70-00-3-0031 | 70 Cyl, no Solenoid, HFC-227ea, 31lb | 1 |  | 1 | 10804 | 15% | 9183.4
1699 | Siemens | CPY-70-00-3-0032 | 70 Cyl, no Solenoid, HFC-227ea, 32lb | 1 |  | 1 | 10905 | 15% | 9269.25
1700 | Siemens | CPY-70-00-3-0033 | 70 Cyl, no Solenoid, HFC-227ea, 33lb | 1 |  | 1 | 11005 | 15% | 9354.25
1701 | Siemens | CPY-70-00-3-0034 | 70 Cyl, no Solenoid, HFC-227ea, 34lb | 1 |  | 1 | 11106 | 15% | 9440.1
1702 | Siemens | CPY-70-00-3-0035 | 70 Cyl, no Solenoid, HFC-227ea, 35lb | 1 |  | 1 | 11206 | 15% | 9525.1
1703 | Siemens | CPY-70-00-3-0036 | 70 Cyl, no Solenoid, HFC-227ea, 36lb | 1 |  | 1 | 11307 | 15% | 9610.95
1704 | Siemens | CPY-70-00-3-0037 | 70 Cyl, no Solenoid, HFC-227ea, 37lb | 1 |  | 1 | 11407 | 15% | 9695.95
1705 | Siemens | CPY-70-00-3-0038 | 70 Cyl, no Solenoid, HFC-227ea, 38lb | 1 |  | 1 | 11508 | 15% | 9781.8
1706 | Siemens | CPY-70-00-3-0039 | 70 Cyl, no Solenoid, HFC-227ea, 39lb | 1 |  | 1 | 11608 | 15% | 9866.8
1707 | Siemens | CPY-70-00-3-0040 | 70 Cyl, no Solenoid, HFC-227ea, 40lb | 1 |  | 1 | 11709 | 15% | 9952.65
1708 | Siemens | CPY-70-00-3-0041 | 70 Cyl, no Solenoid, HFC-227ea, 41lb | 1 |  | 1 | 11810 | 15% | 10038.5
1709 | Siemens | CPY-70-00-3-0042 | 70 Cyl, no Solenoid, HFC-227ea, 42lb | 1 |  | 1 | 11910 | 15% | 10123.5
1710 | Siemens | CPY-70-00-3-0043 | 70 Cyl, no Solenoid, HFC-227ea, 43lb | 1 |  | 1 | 12011 | 15% | 10209.35
1711 | Siemens | CPY-70-00-3-0044 | 70 Cyl, no Solenoid, HFC-227ea, 44lb | 1 |  | 1 | 12111 | 15% | 10294.35
1712 | Siemens | CPY-70-00-3-0045 | 70 Cyl, no Solenoid, HFC-227ea, 45lb | 1 |  | 1 | 12212 | 15% | 10380.2
1713 | Siemens | CPY-70-00-3-0046 | 70 Cyl, no Solenoid, HFC-227ea, 46lb | 1 |  | 1 | 12312 | 15% | 10465.2
1714 | Siemens | CPY-70-00-3-0047 | 70 Cyl, no Solenoid, HFC-227ea, 47lb | 1 |  | 1 | 12413 | 15% | 10551.05
1715 | Siemens | CPY-70-00-3-0048 | 70 Cyl, no Solenoid, HFC-227ea, 48lb | 1 |  | 1 | 12514 | 15% | 10636.9
1716 | Siemens | CPY-70-00-3-0049 | 70 Cyl, no Solenoid, HFC-227ea, 49lb | 1 |  | 1 | 12614 | 15% | 10721.9
1717 | Siemens | CPY-70-00-3-0050 | 70 Cyl, no Solenoid, HFC-227ea, 50lb | 1 |  | 1 | 12715 | 15% | 10807.75
1718 | Siemens | CPY-70-00-3-0051 | 70 Cyl, no Solenoid, HFC-227ea, 51lb | 1 |  | 1 | 12815 | 15% | 10892.75
1719 | Siemens | CPY-70-00-3-0052 | 70 Cyl, no Solenoid, HFC-227ea, 52lb | 1 |  | 1 | 12916 | 15% | 10978.6
1720 | Siemens | CPY-70-00-3-0053 | 70 Cyl, no Solenoid, HFC-227ea, 53lb | 1 |  | 1 | 13016 | 15% | 11063.6
1721 | Siemens | CPY-70-00-3-0054 | 70 Cyl, no Solenoid, HFC-227ea, 54lb | 1 |  | 1 | 13117 | 15% | 11149.45
1722 | Siemens | CPY-70-00-3-0055 | 70 Cyl, no Solenoid, HFC-227ea, 55lb | 1 |  | 1 | 13217 | 15% | 11234.45
1723 | Siemens | CPY-70-00-3-0056 | 70 Cyl, no Solenoid, HFC-227ea, 56lb | 1 |  | 1 | 13318 | 15% | 11320.3
1724 | Siemens | CPY-70-00-3-0057 | 70 Cyl, no Solenoid, HFC-227ea, 57lb | 1 |  | 1 | 13419 | 15% | 11406.15
1725 | Siemens | CPY-70-00-3-0058 | 70 Cyl, no Solenoid, HFC-227ea, 58lb | 1 |  | 1 | 13519 | 15% | 11491.15
1726 | Siemens | CPY-70-00-3-0059 | 70 Cyl, no Solenoid, HFC-227ea, 59lb | 1 |  | 1 | 13620 | 15% | 11577
1727 | Siemens | CPY-70-00-3-0060 | 70 Cyl, no Solenoid, HFC-227ea, 60lb | 1 |  | 1 | 13720 | 15% | 11662
1728 | Siemens | CPY-70-00-3-0061 | 70 Cyl, no Solenoid, HFC-227ea, 61lb | 1 |  | 1 | 13821 | 15% | 11747.85
1729 | Siemens | CPY-70-00-3-0062 | 70 Cyl, no Solenoid, HFC-227ea, 62lb | 1 |  | 1 | 13921 | 15% | 11832.85
1730 | Siemens | CPY-70-00-3-0063 | 70 Cyl, no Solenoid, HFC-227ea, 63lb | 1 |  | 1 | 14022 | 15% | 11918.7
1731 | Siemens | CPY-70-00-3-0064 | 70 Cyl, no Solenoid, HFC-227ea, 64lb | 1 |  | 1 | 14122 | 15% | 12003.7
1732 | Siemens | CPY-70-00-3-0065 | 70 Cyl, no Solenoid, HFC-227ea, 65lb | 1 |  | 1 | 14223 | 15% | 12089.55
1733 | Siemens | CPY-70-00-3-0066 | 70 Cyl, no Solenoid, HFC-227ea, 66lb | 1 |  | 1 | 14324 | 15% | 12175.4
1734 | Siemens | CPY-70-00-3-0067 | 70 Cyl, no Solenoid, HFC-227ea, 67lb | 1 |  | 1 | 14424 | 15% | 12260.4
1735 | Siemens | CPY-70-00-3-0068 | 70 Cyl, no Solenoid, HFC-227ea, 68lb | 1 |  | 1 | 14525 | 15% | 12346.25
1736 | Siemens | CPY-70-00-3-0069 | 70 Cyl, no Solenoid, HFC-227ea, 69lb | 1 |  | 1 | 14625 | 15% | 12431.25
1737 | Siemens | CPY-70-00-3-0070 | 70 Cyl, no Solenoid, HFC-227ea, 70lb | 1 |  | 1 | 14726 | 15% | 12517.1
1738 | Siemens | CPY-150-00-3-0066 | 150 Cyl, no Solenoid, HFC-227ea, 66lb | 1 |  | 1 | 18408 | 15% | 15646.8
1739 | Siemens | CPY-150-00-3-0067 | 150 Cyl, no Solenoid, HFC-227ea, 67lb | 1 |  | 1 | 18508 | 15% | 15731.8
1740 | Siemens | CPY-150-00-3-0068 | 150 Cyl, no Solenoid, HFC-227ea, 68lb | 1 |  | 1 | 18609 | 15% | 15817.65
1741 | Siemens | CPY-150-00-3-0069 | 150 Cyl, no Solenoid, HFC-227ea, 69lb | 1 |  | 1 | 18709 | 15% | 15902.65
1742 | Siemens | CPY-150-00-3-0070 | 150 Cyl, no Solenoid, HFC-227ea, 70lb | 1 |  | 1 | 18810 | 15% | 15988.5
1743 | Siemens | CPY-150-00-3-0071 | 150 Cyl, no Solenoid, HFC-227ea, 71lb | 1 |  | 1 | 18911 | 15% | 16074.35
1744 | Siemens | CPY-150-00-3-0072 | 150 Cyl, no Solenoid, HFC-227ea, 72lb | 1 |  | 1 | 19011 | 15% | 16159.35
1745 | Siemens | CPY-150-00-3-0073 | 150 Cyl, no Solenoid, HFC-227ea, 73lb | 1 |  | 1 | 19112 | 15% | 16245.2
1746 | Siemens | CPY-150-00-3-0074 | 150 Cyl, no Solenoid, HFC-227ea, 74lb | 1 |  | 1 | 19212 | 15% | 16330.2
1747 | Siemens | CPY-150-00-3-0075 | 150 Cyl, no Solenoid, HFC-227ea, 75lb | 1 |  | 1 | 19313 | 15% | 16416.05
1748 | Siemens | CPY-150-00-3-0076 | 150 Cyl, no Solenoid, HFC-227ea, 76lb | 1 |  | 1 | 19413 | 15% | 16501.05
1749 | Siemens | CPY-150-00-3-0077 | 150 Cyl, no Solenoid, HFC-227ea, 77lb | 1 |  | 1 | 19514 | 15% | 16586.9
1750 | Siemens | CPY-150-00-3-0078 | 150 Cyl, no Solenoid, HFC-227ea, 78lb | 1 |  | 1 | 19614 | 15% | 16671.9
1751 | Siemens | CPY-150-00-3-0079 | 150 Cyl, no Solenoid, HFC-227ea, 79lb | 1 |  | 1 | 19715 | 15% | 16757.75
1752 | Siemens | CPY-150-00-3-0080 | 150 Cyl, no Solenoid, HFC-227ea, 80lb | 1 |  | 1 | 19816 | 15% | 16843.6
1753 | Siemens | CPY-150-00-3-0081 | 150 Cyl, no Solenoid, HFC-227ea, 81lb | 1 |  | 1 | 19916 | 15% | 16928.6
1754 | Siemens | CPY-150-00-3-0082 | 150 Cyl, no Solenoid, HFC-227ea, 82lb | 1 |  | 1 | 20017 | 15% | 17014.45
1755 | Siemens | CPY-150-00-3-0083 | 150 Cyl, no Solenoid, HFC-227ea, 83lb | 1 |  | 1 | 20117 | 15% | 17099.45
1756 | Siemens | CPY-150-00-3-0084 | 150 Cyl, no Solenoid, HFC-227ea, 84lb | 1 |  | 1 | 20218 | 15% | 17185.3
1757 | Siemens | CPY-150-00-3-0085 | 150 Cyl, no Solenoid, HFC-227ea, 85lb | 1 |  | 1 | 20318 | 15% | 17270.3
1758 | Siemens | CPY-150-00-3-0086 | 150 Cyl, no Solenoid, HFC-227ea, 86lb | 1 |  | 1 | 20419 | 15% | 17356.15
1759 | Siemens | CPY-150-00-3-0087 | 150 Cyl, no Solenoid, HFC-227ea, 87lb | 1 |  | 1 | 20520 | 15% | 17442
1760 | Siemens | CPY-150-00-3-0088 | 150 Cyl, no Solenoid, HFC-227ea, 88lb | 1 |  | 1 | 20620 | 15% | 17527
1761 | Siemens | CPY-150-00-3-0089 | 150 Cyl, no Solenoid, HFC-227ea, 89lb | 1 |  | 1 | 20721 | 15% | 17612.85
1762 | Siemens | CPY-150-00-3-0090 | 150 Cyl, no Solenoid, HFC-227ea, 90lb | 1 |  | 1 | 20821 | 15% | 17697.85
1763 | Siemens | CPY-150-00-3-0091 | 150 Cyl, no Solenoid, HFC-227ea, 91lb | 1 |  | 1 | 20922 | 15% | 17783.7
1764 | Siemens | CPY-150-00-3-0092 | 150 Cyl, no Solenoid, HFC-227ea, 92lb | 1 |  | 1 | 21022 | 15% | 17868.7
1765 | Siemens | CPY-150-00-3-0093 | 150 Cyl, no Solenoid, HFC-227ea, 93lb | 1 |  | 1 | 21123 | 15% | 17954.55
1766 | Siemens | CPY-150-00-3-0094 | 150 Cyl, no Solenoid, HFC-227ea, 94lb | 1 |  | 1 | 21223 | 15% | 18039.55
1767 | Siemens | CPY-150-00-3-0095 | 150 Cyl, no Solenoid, HFC-227ea, 95lb | 1 |  | 1 | 21324 | 15% | 18125.4
1768 | Siemens | CPY-150-00-3-0096 | 150 Cyl, no Solenoid, HFC-227ea, 96lb | 1 |  | 1 | 21425 | 15% | 18211.25
1769 | Siemens | CPY-150-00-3-0097 | 150 Cyl, no Solenoid, HFC-227ea, 97lb | 1 |  | 1 | 21525 | 15% | 18296.25
1770 | Siemens | CPY-150-00-3-0098 | 150 Cyl, no Solenoid, HFC-227ea, 98lb | 1 |  | 1 | 21626 | 15% | 18382.1
1771 | Siemens | CPY-150-00-3-0099 | 150 Cyl, no Solenoid, HFC-227ea, 99lb | 1 |  | 1 | 21726 | 15% | 18467.1
1772 | Siemens | CPY-150-00-3-0100 | 150 Cyl, no Solenoid, HFC-227ea, 100lb | 1 |  | 1 | 21827 | 15% | 18552.95
1773 | Siemens | CPY-150-00-3-0101 | 150 Cyl, no Solenoid, HFC-227ea, 101lb | 1 |  | 1 | 21927 | 15% | 18637.95
1774 | Siemens | CPY-150-00-3-0102 | 150 Cyl, no Solenoid, HFC-227ea, 102lb | 1 |  | 1 | 22028 | 15% | 18723.8
1775 | Siemens | CPY-150-00-3-0103 | 150 Cyl, no Solenoid, HFC-227ea, 103lb | 1 |  | 1 | 22128 | 15% | 18808.8
1776 | Siemens | CPY-150-00-3-0104 | 150 Cyl, no Solenoid, HFC-227ea, 104lb | 1 |  | 1 | 22229 | 15% | 18894.65
1777 | Siemens | CPY-150-00-3-0105 | 150 Cyl, no Solenoid, HFC-227ea, 105lb | 1 |  | 1 | 22330 | 15% | 18980.5
1778 | Siemens | CPY-150-00-3-0106 | 150 Cyl, no Solenoid, HFC-227ea, 106lb | 1 |  | 1 | 22430 | 15% | 19065.5
1779 | Siemens | CPY-150-00-3-0107 | 150 Cyl, no Solenoid, HFC-227ea, 107lb | 1 |  | 1 | 22531 | 15% | 19151.35
1780 | Siemens | CPY-150-00-3-0108 | 150 Cyl, no Solenoid, HFC-227ea, 108lb | 1 |  | 1 | 22631 | 15% | 19236.35
1781 | Siemens | CPY-150-00-3-0109 | 150 Cyl, no Solenoid, HFC-227ea, 109lb | 1 |  | 1 | 22732 | 15% | 19322.2
1782 | Siemens | CPY-150-00-3-0110 | 150 Cyl, no Solenoid, HFC-227ea, 110lb | 1 |  | 1 | 22832 | 15% | 19407.2
1783 | Siemens | CPY-150-00-3-0111 | 150 Cyl, no Solenoid, HFC-227ea, 111lb | 1 |  | 1 | 22933 | 15% | 19493.05
1784 | Siemens | CPY-150-00-3-0112 | 150 Cyl, no Solenoid, HFC-227ea, 112lb | 1 |  | 1 | 23034 | 15% | 19578.9
1785 | Siemens | CPY-150-00-3-0113 | 150 Cyl, no Solenoid, HFC-227ea, 113lb | 1 |  | 1 | 23134 | 15% | 19663.9
1786 | Siemens | CPY-150-00-3-0114 | 150 Cyl, no Solenoid, HFC-227ea, 114lb | 1 |  | 1 | 23235 | 15% | 19749.75
1787 | Siemens | CPY-150-00-3-0115 | 150 Cyl, no Solenoid, HFC-227ea, 115lb | 1 |  | 1 | 23335 | 15% | 19834.75
1788 | Siemens | CPY-150-00-3-0116 | 150 Cyl, no Solenoid, HFC-227ea, 116lb | 1 |  | 1 | 23436 | 15% | 19920.6
1789 | Siemens | CPY-150-00-3-0117 | 150 Cyl, no Solenoid, HFC-227ea, 117lb | 1 |  | 1 | 23536 | 15% | 20005.6
1790 | Siemens | CPY-150-00-3-0118 | 150 Cyl, no Solenoid, HFC-227ea, 118lb | 1 |  | 1 | 23637 | 15% | 20091.45
1791 | Siemens | CPY-150-00-3-0119 | 150 Cyl, no Solenoid, HFC-227ea, 119lb | 1 |  | 1 | 23737 | 15% | 20176.45
1792 | Siemens | CPY-150-00-3-0120 | 150 Cyl, no Solenoid, HFC-227ea, 120lb | 1 |  | 1 | 23838 | 15% | 20262.3
1793 | Siemens | CPY-150-00-3-0121 | 150 Cyl, no Solenoid, HFC-227ea, 121lb | 1 |  | 1 | 23939 | 15% | 20348.15
1794 | Siemens | CPY-150-00-3-0122 | 150 Cyl, no Solenoid, HFC-227ea, 122lb | 1 |  | 1 | 24039 | 15% | 20433.15
1795 | Siemens | CPY-150-00-3-0123 | 150 Cyl, no Solenoid, HFC-227ea, 123lb | 1 |  | 1 | 24140 | 15% | 20519
1796 | Siemens | CPY-150-00-3-0124 | 150 Cyl, no Solenoid, HFC-227ea, 124lb | 1 |  | 1 | 24240 | 15% | 20604
1797 | Siemens | CPY-150-00-3-0125 | 150 Cyl, no Solenoid, HFC-227ea, 125lb | 1 |  | 1 | 24341 | 15% | 20689.85
1798 | Siemens | CPY-150-00-3-0126 | 150 Cyl, no Solenoid, HFC-227ea, 126lb | 1 |  | 1 | 24441 | 15% | 20774.85
1799 | Siemens | CPY-150-00-3-0127 | 150 Cyl, no Solenoid, HFC-227ea, 127lb | 1 |  | 1 | 24542 | 15% | 20860.7
1800 | Siemens | CPY-150-00-3-0128 | 150 Cyl, no Solenoid, HFC-227ea, 128lb | 1 |  | 1 | 24643 | 15% | 20946.55
1801 | Siemens | CPY-150-00-3-0129 | 150 Cyl, no Solenoid, HFC-227ea, 129lb | 1 |  | 1 | 24743 | 15% | 21031.55
1802 | Siemens | CPY-150-00-3-0130 | 150 Cyl, no Solenoid, HFC-227ea, 130lb | 1 |  | 1 | 24844 | 15% | 21117.4
1803 | Siemens | CPY-150-00-3-0131 | 150 Cyl, no Solenoid, HFC-227ea, 131lb | 1 |  | 1 | 24944 | 15% | 21202.4
1804 | Siemens | CPY-150-00-3-0132 | 150 Cyl, no Solenoid, HFC-227ea, 132lb | 1 |  | 1 | 25045 | 15% | 21288.25
1805 | Siemens | CPY-150-00-3-0133 | 150 Cyl, no Solenoid, HFC-227ea, 133lb | 1 |  | 1 | 25145 | 15% | 21373.25
1806 | Siemens | CPY-150-00-3-0134 | 150 Cyl, no Solenoid, HFC-227ea, 134lb | 1 |  | 1 | 25246 | 15% | 21459.1
1807 | Siemens | CPY-150-00-3-0135 | 150 Cyl, no Solenoid, HFC-227ea, 135lb | 1 |  | 1 | 25346 | 15% | 21544.1
1808 | Siemens | CPY-150-00-3-0136 | 150 Cyl, no Solenoid, HFC-227ea, 136lb | 1 |  | 1 | 25447 | 15% | 21629.95
1809 | Siemens | CPY-150-00-3-0137 | 150 Cyl, no Solenoid, HFC-227ea, 137lb | 1 |  | 1 | 25548 | 15% | 21715.8
1810 | Siemens | CPY-150-00-3-0138 | 150 Cyl, no Solenoid, HFC-227ea, 138lb | 1 |  | 1 | 25648 | 15% | 21800.8
1811 | Siemens | CPY-150-00-3-0139 | 150 Cyl, no Solenoid, HFC-227ea, 139lb | 1 |  | 1 | 25749 | 15% | 21886.65
1812 | Siemens | CPY-150-00-3-0140 | 150 Cyl, no Solenoid, HFC-227ea, 140lb | 1 |  | 1 | 25849 | 15% | 21971.65
1813 | Siemens | CPY-150-00-3-0141 | 150 Cyl, no Solenoid, HFC-227ea, 141lb | 1 |  | 1 | 25950 | 15% | 22057.5
1814 | Siemens | CPY-150-00-3-0142 | 150 Cyl, no Solenoid, HFC-227ea, 142lb | 1 |  | 1 | 26050 | 15% | 22142.5
1815 | Siemens | CPY-150-00-3-0143 | 150 Cyl, no Solenoid, HFC-227ea, 143lb | 1 |  | 1 | 26151 | 15% | 22228.35
1816 | Siemens | CPY-150-00-3-0144 | 150 Cyl, no Solenoid, HFC-227ea, 144lb | 1 |  | 1 | 26251 | 15% | 22313.35
1817 | Siemens | CPY-150-00-3-0145 | 150 Cyl, no Solenoid, HFC-227ea, 145lb | 1 |  | 1 | 26352 | 15% | 22399.2
1818 | Siemens | CPY-150-00-3-0146 | 150 Cyl, no Solenoid, HFC-227ea, 146lb | 1 |  | 1 | 26453 | 15% | 22485.05
1819 | Siemens | CPY-150-00-3-0147 | 150 Cyl, no Solenoid, HFC-227ea, 147lb | 1 |  | 1 | 26553 | 15% | 22570.05
1820 | Siemens | CPY-150-00-3-0148 | 150 Cyl, no Solenoid, HFC-227ea, 148lb | 1 |  | 1 | 26654 | 15% | 22655.9
1821 | Siemens | CPY-150-00-3-0149 | 150 Cyl, no Solenoid, HFC-227ea, 149lb | 1 |  | 1 | 26754 | 15% | 22740.9
1822 | Siemens | CPY-150-00-3-0150 | 150 Cyl, no Solenoid, HFC-227ea, 150lb | 1 |  | 1 | 26855 | 15% | 22826.75
1823 | Siemens | CPY-250-00-3-0109 | 250 Cyl, no Solenoid, HFC-227ea, 109lb | 1 |  | 1 | 24329 | 15% | 20679.65
1824 | Siemens | CPY-250-00-3-0110 | 250 Cyl, no Solenoid, HFC-227ea, 110lb | 1 |  | 1 | 24429 | 15% | 20764.65
1825 | Siemens | CPY-250-00-3-0115 | 250 Cyl, no Solenoid, HFC-227ea, 115lb | 1 |  | 1 | 24932 | 15% | 21192.2
1826 | Siemens | CPY-250-00-3-0120 | 250 Cyl, no Solenoid, HFC-227ea, 120lb | 1 |  | 1 | 25435 | 15% | 21619.75
1827 | Siemens | CPY-250-00-3-0125 | 250 Cyl, no Solenoid, HFC-227ea, 125lb | 1 |  | 1 | 25938 | 15% | 22047.3
1828 | Siemens | CPY-250-00-3-0130 | 250 Cyl, no Solenoid, HFC-227ea, 130lb | 1 |  | 1 | 26440 | 15% | 22474
1829 | Siemens | CPY-250-00-3-0135 | 250 Cyl, no Solenoid, HFC-227ea, 135lb | 1 |  | 1 | 26943 | 15% | 22901.55
1830 | Siemens | CPY-250-00-3-0140 | 250 Cyl, no Solenoid, HFC-227ea, 140lb | 1 |  | 1 | 27446 | 15% | 23329.1
1831 | Siemens | CPY-250-00-3-0145 | 250 Cyl, no Solenoid, HFC-227ea, 145lb | 1 |  | 1 | 27949 | 15% | 23756.65
1832 | Siemens | CPY-250-00-3-0150 | 250 Cyl, no Solenoid, HFC-227ea, 150lb | 1 |  | 1 | 28452 | 15% | 24184.2
1833 | Siemens | CPY-250-00-3-0155 | 250 Cyl, no Solenoid, HFC-227ea, 155lb | 1 |  | 1 | 28954 | 15% | 24610.9
1834 | Siemens | CPY-250-00-3-0160 | 250 Cyl, no Solenoid, HFC-227ea, 160lb | 1 |  | 1 | 29457 | 15% | 25038.45
1835 | Siemens | CPY-250-00-3-0165 | 250 Cyl, no Solenoid, HFC-227ea, 165lb | 1 |  | 1 | 29960 | 15% | 25466
1836 | Siemens | CPY-250-00-3-0170 | 250 Cyl, no Solenoid, HFC-227ea, 170lb | 1 |  | 1 | 30463 | 15% | 25893.55
1837 | Siemens | CPY-250-00-3-0175 | 250 Cyl, no Solenoid, HFC-227ea, 175lb | 1 |  | 1 | 30966 | 15% | 26321.1
1838 | Siemens | CPY-250-00-3-0180 | 250 Cyl, no Solenoid, HFC-227ea, 180lb | 1 |  | 1 | 31468 | 15% | 26747.8
1839 | Siemens | CPY-250-00-3-0185 | 250 Cyl, no Solenoid, HFC-227ea, 185lb | 1 |  | 1 | 31971 | 15% | 27175.35
1840 | Siemens | CPY-250-00-3-0190 | 250 Cyl, no Solenoid, HFC-227ea, 190lb | 1 |  | 1 | 32474 | 15% | 27602.9
1841 | Siemens | CPY-250-00-3-0195 | 250 Cyl, no Solenoid, HFC-227ea, 195lb | 1 |  | 1 | 32977 | 15% | 28030.45
1842 | Siemens | CPY-250-00-3-0200 | 250 Cyl, no Solenoid, HFC-227ea, 200lb | 1 |  | 1 | 33480 | 15% | 28458
1843 | Siemens | CPY-250-00-3-0205 | 250 Cyl, no Solenoid, HFC-227ea, 205lb | 1 |  | 1 | 33982 | 15% | 28884.7
1844 | Siemens | CPY-250-00-3-0210 | 250 Cyl, no Solenoid, HFC-227ea, 210lb | 1 |  | 1 | 34485 | 15% | 29312.25
1845 | Siemens | CPY-250-00-3-0215 | 250 Cyl, no Solenoid, HFC-227ea, 215lb | 1 |  | 1 | 34988 | 15% | 29739.8
1846 | Siemens | CPY-250-00-3-0220 | 250 Cyl, no Solenoid, HFC-227ea, 220lb | 1 |  | 1 | 35491 | 15% | 30167.35
1847 | Siemens | CPY-250-00-3-0225 | 250 Cyl, no Solenoid, HFC-227ea, 225lb | 1 |  | 1 | 35994 | 15% | 30594.9
1848 | Siemens | CPY-250-00-3-0230 | 250 Cyl, no Solenoid, HFC-227ea, 230lb | 1 |  | 1 | 36496 | 15% | 31021.6
1849 | Siemens | CPY-250-00-3-0235 | 250 Cyl, no Solenoid, HFC-227ea, 235lb | 1 |  | 1 | 36999 | 15% | 31449.15
1850 | Siemens | CPY-250-00-3-0240 | 250 Cyl, no Solenoid, HFC-227ea, 240lb | 1 |  | 1 | 37502 | 15% | 31876.7
1851 | Siemens | CPY-250-00-3-0245 | 250 Cyl, no Solenoid, HFC-227ea, 245lb | 1 |  | 1 | 38005 | 15% | 32304.25
1852 | Siemens | CPY-250-00-3-0250 | 250 Cyl, no Solenoid, HFC-227ea, 250lb | 1 |  | 1 | 38508 | 15% | 32731.8
1853 | Siemens | CPY-375-00-3-0163 | 375 Cyl, no Solenoid, HFC-227ea, 163lb | 1 |  | 1 | 32858 | 15% | 27929.3
1854 | Siemens | CPY-375-00-3-0165 | 375 Cyl, no Solenoid, HFC-227ea, 165lb | 1 |  | 1 | 33059 | 15% | 28100.15
1855 | Siemens | CPY-375-00-3-0170 | 375 Cyl, no Solenoid, HFC-227ea, 170lb | 1 |  | 1 | 33562 | 15% | 28527.7
1856 | Siemens | CPY-375-00-3-0175 | 375 Cyl, no Solenoid, HFC-227ea, 175lb | 1 |  | 1 | 34065 | 15% | 28955.25
1857 | Siemens | CPY-375-00-3-0180 | 375 Cyl, no Solenoid, HFC-227ea, 180lb | 1 |  | 1 | 34568 | 15% | 29382.8
1858 | Siemens | CPY-375-00-3-0185 | 375 Cyl, no Solenoid, HFC-227ea, 185lb | 1 |  | 1 | 35071 | 15% | 29810.35
1859 | Siemens | CPY-375-00-3-0190 | 375 Cyl, no Solenoid, HFC-227ea, 190lb | 1 |  | 1 | 35573 | 15% | 30237.05
1860 | Siemens | CPY-375-00-3-0195 | 375 Cyl, no Solenoid, HFC-227ea, 195lb | 1 |  | 1 | 36076 | 15% | 30664.6
1861 | Siemens | CPY-375-00-3-0200 | 375 Cyl, no Solenoid, HFC-227ea, 200lb | 1 |  | 1 | 36579 | 15% | 31092.15
1862 | Siemens | CPY-375-00-3-0205 | 375 Cyl, no Solenoid, HFC-227ea, 205lb | 1 |  | 1 | 37082 | 15% | 31519.7
1863 | Siemens | CPY-375-00-3-0210 | 375 Cyl, no Solenoid, HFC-227ea, 210lb | 1 |  | 1 | 37585 | 15% | 31947.25
1864 | Siemens | CPY-375-00-3-0215 | 375 Cyl, no Solenoid, HFC-227ea, 215lb | 1 |  | 1 | 38087 | 15% | 32373.95
1865 | Siemens | CPY-375-00-3-0220 | 375 Cyl, no Solenoid, HFC-227ea, 220lb | 1 |  | 1 | 38590 | 15% | 32801.5
1866 | Siemens | CPY-375-00-3-0225 | 375 Cyl, no Solenoid, HFC-227ea, 225lb | 1 |  | 1 | 39093 | 15% | 33229.05
1867 | Siemens | CPY-375-00-3-0230 | 375 Cyl, no Solenoid, HFC-227ea, 230lb | 1 |  | 1 | 39596 | 15% | 33656.6
1868 | Siemens | CPY-375-00-3-0235 | 375 Cyl, no Solenoid, HFC-227ea, 235lb | 1 |  | 1 | 40099 | 15% | 34084.15
1869 | Siemens | CPY-375-00-3-0240 | 375 Cyl, no Solenoid, HFC-227ea, 240lb | 1 |  | 1 | 40602 | 15% | 34511.7
1870 | Siemens | CPY-375-00-3-0245 | 375 Cyl, no Solenoid, HFC-227ea, 245lb | 1 |  | 1 | 41104 | 15% | 34938.4
1871 | Siemens | CPY-375-00-3-0250 | 375 Cyl, no Solenoid, HFC-227ea, 250lb | 1 |  | 1 | 41607 | 15% | 35365.95
1872 | Siemens | CPY-375-00-3-0255 | 375 Cyl, no Solenoid, HFC-227ea, 255lb | 1 |  | 1 | 42110 | 15% | 35793.5
1873 | Siemens | CPY-375-00-3-0260 | 375 Cyl, no Solenoid, HFC-227ea, 260lb | 1 |  | 1 | 42613 | 15% | 36221.05
1874 | Siemens | CPY-375-00-3-0265 | 375 Cyl, no Solenoid, HFC-227ea, 265lb | 1 |  | 1 | 43116 | 15% | 36648.6
1875 | Siemens | CPY-375-00-3-0270 | 375 Cyl, no Solenoid, HFC-227ea, 270lb | 1 |  | 1 | 43618 | 15% | 37075.3
1876 | Siemens | CPY-375-00-3-0275 | 375 Cyl, no Solenoid, HFC-227ea, 275lb | 1 |  | 1 | 44121 | 15% | 37502.85
1877 | Siemens | CPY-375-00-3-0280 | 375 Cyl, no Solenoid, HFC-227ea, 280lb | 1 |  | 1 | 44624 | 15% | 37930.4
1878 | Siemens | CPY-375-00-3-0285 | 375 Cyl, no Solenoid, HFC-227ea, 285lb | 1 |  | 1 | 45127 | 15% | 38357.95
1879 | Siemens | CPY-375-00-3-0290 | 375 Cyl, no Solenoid, HFC-227ea, 290lb | 1 |  | 1 | 45629 | 15% | 38784.65
1880 | Siemens | CPY-375-00-3-0295 | 375 Cyl, no Solenoid, HFC-227ea, 295lb | 1 |  | 1 | 46132 | 15% | 39212.2
1881 | Siemens | CPY-375-00-3-0300 | 375 Cyl, no Solenoid, HFC-227ea, 300lb | 1 |  | 1 | 46635 | 15% | 39639.75
1882 | Siemens | CPY-375-00-3-0305 | 375 Cyl, no Solenoid, HFC-227ea, 305lb | 1 |  | 1 | 47138 | 15% | 40067.3
1883 | Siemens | CPY-375-00-3-0310 | 375 Cyl, no Solenoid, HFC-227ea, 310lb | 1 |  | 1 | 47641 | 15% | 40494.85
1884 | Siemens | CPY-375-00-3-0315 | 375 Cyl, no Solenoid, HFC-227ea, 315lb | 1 |  | 1 | 48143 | 15% | 40921.55
1885 | Siemens | CPY-375-00-3-0320 | 375 Cyl, no Solenoid, HFC-227ea, 320lb | 1 |  | 1 | 48646 | 15% | 41349.1
1886 | Siemens | CPY-375-00-3-0325 | 375 Cyl, no Solenoid, HFC-227ea, 325lb | 1 |  | 1 | 49149 | 15% | 41776.65
1887 | Siemens | CPY-375-00-3-0330 | 375 Cyl, no Solenoid, HFC-227ea, 330lb | 1 |  | 1 | 49652 | 15% | 42204.2
1888 | Siemens | CPY-375-00-3-0335 | 375 Cyl, no Solenoid, HFC-227ea, 335lb | 1 |  | 1 | 50155 | 15% | 42631.75
1889 | Siemens | CPY-375-00-3-0340 | 375 Cyl, no Solenoid, HFC-227ea, 340lb | 1 |  | 1 | 50657 | 15% | 43058.45
1890 | Siemens | CPY-375-00-3-0345 | 375 Cyl, no Solenoid, HFC-227ea, 345lb | 1 |  | 1 | 51160 | 15% | 43486
1891 | Siemens | CPY-375-00-3-0350 | 375 Cyl, no Solenoid, HFC-227ea, 350lb | 1 |  | 1 | 51663 | 15% | 43913.55
1892 | Siemens | CPY-375-00-3-0355 | 375 Cyl, no Solenoid, HFC-227ea, 355lb | 1 |  | 1 | 52166 | 15% | 44341.1
1893 | Siemens | CPY-375-00-3-0360 | 375 Cyl, no Solenoid, HFC-227ea, 360lb | 1 |  | 1 | 52669 | 15% | 44768.65
1894 | Siemens | CPY-375-00-3-0365 | 375 Cyl, no Solenoid, HFC-227ea, 365lb | 1 |  | 1 | 53171 | 15% | 45195.35
1895 | Siemens | CPY-375-00-3-0370 | 375 Cyl, no Solenoid, HFC-227ea, 370lb | 1 |  | 1 | 53674 | 15% | 45622.9
1896 | Siemens | CPY-375-00-3-0375 | 375 Cyl, no Solenoid, HFC-227ea, 375lb | 1 |  | 1 | 54177 | 15% | 46050.45
1897 | Siemens | CPY-560-00-3-0241 | 560 Cyl, no Solenoid, HFC-227ea, 241lb | 1 |  | 1 | 43670 | 15% | 37119.5
1898 | Siemens | CPY-560-00-3-0245 | 560 Cyl, no Solenoid, HFC-227ea, 245lb | 1 |  | 1 | 44072 | 15% | 37461.2
1899 | Siemens | CPY-560-00-3-0250 | 560 Cyl, no Solenoid, HFC-227ea, 250lb | 1 |  | 1 | 44575 | 15% | 37888.75
1900 | Siemens | CPY-560-00-3-0255 | 560 Cyl, no Solenoid, HFC-227ea, 255b | 1 |  | 1 | 45077 | 15% | 38315.45
1901 | Siemens | CPY-560-00-3-0260 | 560 Cyl, no Solenoid, HFC-227ea, 260lb | 1 |  | 1 | 45580 | 15% | 38743
1902 | Siemens | CPY-560-00-3-0265 | 560 Cyl, no Solenoid, HFC-227ea, 265lb | 1 |  | 1 | 46083 | 15% | 39170.55
1903 | Siemens | CPY-560-00-3-0270 | 560 Cyl, no Solenoid, HFC-227ea, 270lb | 1 |  | 1 | 46586 | 15% | 39598.1
1904 | Siemens | CPY-560-00-3-0275 | 560 Cyl, no Solenoid, HFC-227ea, 275lb | 1 |  | 1 | 47089 | 15% | 40025.65
1905 | Siemens | CPY-560-00-3-0280 | 560 Cyl, no Solenoid, HFC-227ea, 280lb | 1 |  | 1 | 47591 | 15% | 40452.35
1906 | Siemens | CPY-560-00-3-0285 | 560 Cyl, no Solenoid, HFC-227ea, 285lb | 1 |  | 1 | 48094 | 15% | 40879.9
1907 | Siemens | CPY-560-00-3-0290 | 560 Cyl, no Solenoid, HFC-227ea, 290lb | 1 |  | 1 | 48597 | 15% | 41307.45
1908 | Siemens | CPY-560-00-3-0295 | 560 Cyl, no Solenoid, HFC-227ea, 295lb | 1 |  | 1 | 49100 | 15% | 41735
1909 | Siemens | CPY-560-00-3-0300 | 560 Cyl, no Solenoid, HFC-227ea, 300lb | 1 |  | 1 | 49603 | 15% | 42162.55
1910 | Siemens | CPY-560-00-3-0305 | 560 Cyl, no Solenoid, HFC-227ea, 305lb | 1 |  | 1 | 50105 | 15% | 42589.25
1911 | Siemens | CPY-560-00-3-0310 | 560 Cyl, no Solenoid, HFC-227ea, 310lb | 1 |  | 1 | 50608 | 15% | 43016.8
1912 | Siemens | CPY-560-00-3-0315 | 560 Cyl, no Solenoid, HFC-227ea, 315lb | 1 |  | 1 | 51111 | 15% | 43444.35
1913 | Siemens | CPY-560-00-3-0320 | 560 Cyl, no Solenoid, HFC-227ea, 320lb | 1 |  | 1 | 51614 | 15% | 43871.9
1914 | Siemens | CPY-560-00-3-0325 | 560 Cyl, no Solenoid, HFC-227ea, 325lb | 1 |  | 1 | 52117 | 15% | 44299.45
1915 | Siemens | CPY-560-00-3-0330 | 560 Cyl, no Solenoid, HFC-227ea, 330lb | 1 |  | 1 | 52619 | 15% | 44726.15
1916 | Siemens | CPY-560-00-3-0335 | 560 Cyl, no Solenoid, HFC-227ea, 335lb | 1 |  | 1 | 53122 | 15% | 45153.7
1917 | Siemens | CPY-560-00-3-0340 | 560 Cyl, no Solenoid, HFC-227ea, 340lb | 1 |  | 1 | 53625 | 15% | 45581.25
1918 | Siemens | CPY-560-00-3-0345 | 560 Cyl, no Solenoid, HFC-227ea, 345lb | 1 |  | 1 | 54128 | 15% | 46008.8
1919 | Siemens | CPY-560-00-3-0350 | 560 Cyl, no Solenoid, HFC-227ea, 350lb | 1 |  | 1 | 54631 | 15% | 46436.35
1920 | Siemens | CPY-560-00-3-0355 | 560 Cyl, no Solenoid, HFC-227ea, 355lb | 1 |  | 1 | 55133 | 15% | 46863.05
1921 | Siemens | CPY-560-00-3-0360 | 560 Cyl, no Solenoid, HFC-227ea, 360lb | 1 |  | 1 | 55636 | 15% | 47290.6
1922 | Siemens | CPY-560-00-3-0365 | 560 Cyl, no Solenoid, HFC-227ea, 365lb | 1 |  | 1 | 56139 | 15% | 47718.15
1923 | Siemens | CPY-560-00-3-0370 | 560 Cyl, no Solenoid, HFC-227ea, 370lb | 1 |  | 1 | 56642 | 15% | 48145.7
1924 | Siemens | CPY-560-00-3-0375 | 560 Cyl, no Solenoid, HFC-227ea, 375lb | 1 |  | 1 | 57145 | 15% | 48573.25
1925 | Siemens | CPY-560-00-3-0380 | 560 Cyl, no Solenoid, HFC-227ea, 380lb | 1 |  | 1 | 57647 | 15% | 48999.95
1926 | Siemens | CPY-560-00-3-0385 | 560 Cyl, no Solenoid, HFC-227ea, 385lb | 1 |  | 1 | 58150 | 15% | 49427.5
1927 | Siemens | CPY-560-00-3-0390 | 560 Cyl, no Solenoid, HFC-227ea, 390lb | 1 |  | 1 | 58653 | 15% | 49855.05
1928 | Siemens | CPY-560-00-3-0395 | 560 Cyl, no Solenoid, HFC-227ea, 395lb | 1 |  | 1 | 59156 | 15% | 50282.6
1929 | Siemens | CPY-560-00-3-0400 | 560 Cyl, no Solenoid, HFC-227ea, 400lb | 1 |  | 1 | 59659 | 15% | 50710.15
1930 | Siemens | CPY-560-00-3-0405 | 560 Cyl, no Solenoid, HFC-227ea, 405lb | 1 |  | 1 | 60161 | 15% | 51136.85
1931 | Siemens | CPY-560-00-3-0410 | 560 Cyl, no Solenoid, HFC-227ea, 410lb | 1 |  | 1 | 60664 | 15% | 51564.4
1932 | Siemens | CPY-560-00-3-0415 | 560 Cyl, no Solenoid, HFC-227ea, 415lb | 1 |  | 1 | 61167 | 15% | 51991.95
1933 | Siemens | CPY-560-00-3-0420 | 560 Cyl, no Solenoid, HFC-227ea, 420lb | 1 |  | 1 | 61670 | 15% | 52419.5
1934 | Siemens | CPY-560-00-3-0425 | 560 Cyl, no Solenoid, HFC-227ea, 425lb | 1 |  | 1 | 62173 | 15% | 52847.05
1935 | Siemens | CPY-560-00-3-0430 | 560 Cyl, no Solenoid, HFC-227ea, 430lb | 1 |  | 1 | 62675 | 15% | 53273.75
1936 | Siemens | CPY-560-00-3-0435 | 560 Cyl, no Solenoid, HFC-227ea, 435lb | 1 |  | 1 | 63178 | 15% | 53701.3
1937 | Siemens | CPY-560-00-3-0440 | 560 Cyl, no Solenoid, HFC-227ea, 440lb | 1 |  | 1 | 63681 | 15% | 54128.85
1938 | Siemens | CPY-560-00-3-0445 | 560 Cyl, no Solenoid, HFC-227ea, 445lb | 1 |  | 1 | 64184 | 15% | 54556.4
1939 | Siemens | CPY-560-00-3-0450 | 560 Cyl, no Solenoid, HFC-227ea, 450lb | 1 |  | 1 | 64687 | 15% | 54983.95
1940 | Siemens | CPY-560-00-3-0455 | 560 Cyl, no Solenoid, HFC-227ea, 455lb | 1 |  | 1 | 65189 | 15% | 55410.65
1941 | Siemens | CPY-560-00-3-0460 | 560 Cyl, no Solenoid, HFC-227ea, 460lb | 1 |  | 1 | 65692 | 15% | 55838.2
1942 | Siemens | CPY-560-00-3-0465 | 560 Cyl, no Solenoid, HFC-227ea, 465lb | 1 |  | 1 | 66195 | 15% | 56265.75
1943 | Siemens | CPY-560-00-3-0470 | 560 Cyl, no Solenoid, HFC-227ea, 470lb | 1 |  | 1 | 66698 | 15% | 56693.3
1944 | Siemens | CPY-560-00-3-0475 | 560 Cyl, no Solenoid, HFC-227ea, 475lb | 1 |  | 1 | 67201 | 15% | 57120.85
1945 | Siemens | CPY-560-00-3-0480 | 560 Cyl, no Solenoid, HFC-227ea, 480lb | 1 |  | 1 | 67703 | 15% | 57547.55
1946 | Siemens | CPY-560-00-3-0485 | 560 Cyl, no Solenoid, HFC-227ea, 485lb | 1 |  | 1 | 68206 | 15% | 57975.1
1947 | Siemens | CPY-560-00-3-0490 | 560 Cyl, no Solenoid, HFC-227ea, 490lb | 1 |  | 1 | 68709 | 15% | 58402.65
1948 | Siemens | CPY-560-00-3-0495 | 560 Cyl, no Solenoid, HFC-227ea, 495lb | 1 |  | 1 | 69212 | 15% | 58830.2
1949 | Siemens | CPY-560-00-3-0500 | 560 Cyl, no Solenoid, HFC-227ea, 500lb | 1 |  | 1 | 69715 | 15% | 59257.75
1950 | Siemens | CPY-560-00-3-0505 | 560 Cyl, no Solenoid, HFC-227ea, 505lb | 1 |  | 1 | 70217 | 15% | 59684.45
1951 | Siemens | CPY-560-00-3-0510 | 560 Cyl, no Solenoid, HFC-227ea, 510lb | 1 |  | 1 | 70720 | 15% | 60112
1952 | Siemens | CPY-560-00-3-0515 | 560 Cyl, no Solenoid, HFC-227ea, 515lb | 1 |  | 1 | 71223 | 15% | 60539.55
1953 | Siemens | CPY-560-00-3-0520 | 560 Cyl, no Solenoid, HFC-227ea, 520lb | 1 |  | 1 | 71726 | 15% | 60967.1
1954 | Siemens | CPY-560-00-3-0525 | 560 Cyl, no Solenoid, HFC-227ea, 525lb | 1 |  | 1 | 72229 | 15% | 61394.65
1955 | Siemens | CPY-560-00-3-0530 | 560 Cyl, no Solenoid, HFC-227ea, 530lb | 1 |  | 1 | 72731 | 15% | 61821.35
1956 | Siemens | CPY-560-00-3-0535 | 560 Cyl, no Solenoid, HFC-227ea, 535lb | 1 |  | 1 | 73234 | 15% | 62248.9
1957 | Siemens | CPY-560-00-3-0540 | 560 Cyl, no Solenoid, HFC-227ea, 540lb | 1 |  | 1 | 73737 | 15% | 62676.45
1958 | Siemens | CPY-560-00-3-0545 | 560 Cyl, no Solenoid, HFC-227ea, 545lb | 1 |  | 1 | 74240 | 15% | 63104
1959 | Siemens | CPY-560-00-3-0550 | 560 Cyl, no Solenoid, HFC-227ea, 550lb | 1 |  | 1 | 74743 | 15% | 63531.55
1960 | Siemens | CPY-560-00-3-0555 | 560 Cyl, no Solenoid, HFC-227ea, 555lb | 1 |  | 1 | 75245 | 15% | 63958.25
1961 | Siemens | CPY-560-00-3-0560 | 560 Cyl, no Solenoid, HFC-227ea, 560lb | 1 |  | 1 | 75748 | 15% | 64385.8
1962 | Siemens | CPY-900-00-3-0387 | 900 Cyl, no Solenoid, HFC-227ea, 387 lb | 1 |  | 1 | 66090 | 15% | 56176.5
1963 | Siemens | CPY-900-00-3-0390 | 900 Cyl, no Solenoid, HFC-227ea, 390 lb | 1 |  | 1 | 66392 | 15% | 56433.2
1964 | Siemens | CPY-900-00-3-0395 | 900 Cyl, no Solenoid, HFC-227ea, 395 lb | 1 |  | 1 | 66895 | 15% | 56860.75
1965 | Siemens | CPY-900-00-3-0400 | 900 Cyl, no Solenoid, HFC-227ea, 400 lb | 1 |  | 1 | 67397 | 15% | 57287.45
1966 | Siemens | CPY-900-00-3-0405 | 900 Cyl, no Solenoid, HFC-227ea, 405 lb | 1 |  | 1 | 67900 | 15% | 57715
1967 | Siemens | CPY-900-00-3-0410 | 900 Cyl, no Solenoid, HFC-227ea, 410 lb | 1 |  | 1 | 68403 | 15% | 58142.55
1968 | Siemens | CPY-900-00-3-0415 | 900 Cyl, no Solenoid, HFC-227ea, 415 lb | 1 |  | 1 | 68906 | 15% | 58570.1
1969 | Siemens | CPY-900-00-3-0420 | 900 Cyl, no Solenoid, HFC-227ea, 420 lb | 1 |  | 1 | 69409 | 15% | 58997.65
1970 | Siemens | CPY-900-00-3-0425 | 900 Cyl, no Solenoid, HFC-227ea, 425 lb | 1 |  | 1 | 69911 | 15% | 59424.35
1971 | Siemens | CPY-900-00-3-0430 | 900 Cyl, no Solenoid, HFC-227ea, 430 lb | 1 |  | 1 | 70414 | 15% | 59851.9
1972 | Siemens | CPY-900-00-3-0435 | 900 Cyl, no Solenoid, HFC-227ea, 435 lb | 1 |  | 1 | 70917 | 15% | 60279.45
1973 | Siemens | CPY-900-00-3-0440 | 900 Cyl, no Solenoid, HFC-227ea, 440 lb | 1 |  | 1 | 71420 | 15% | 60707
1974 | Siemens | CPY-900-00-3-0445 | 900 Cyl, no Solenoid, HFC-227ea, 445 lb | 1 |  | 1 | 71923 | 15% | 61134.55
1975 | Siemens | CPY-900-00-3-0450 | 900 Cyl, no Solenoid, HFC-227ea, 450 lb | 1 |  | 1 | 72425 | 15% | 61561.25
1976 | Siemens | CPY-900-00-3-0455 | 900 Cyl, no Solenoid, HFC-227ea, 455 lb | 1 |  | 1 | 72928 | 15% | 61988.8
1977 | Siemens | CPY-900-00-3-0460 | 900 Cyl, no Solenoid, HFC-227ea, 460 lb | 1 |  | 1 | 73431 | 15% | 62416.35
1978 | Siemens | CPY-900-00-3-0465 | 900 Cyl, no Solenoid, HFC-227ea, 465 lb | 1 |  | 1 | 73934 | 15% | 62843.9
1979 | Siemens | CPY-900-00-3-0470 | 900 Cyl, no Solenoid, HFC-227ea, 470 lb | 1 |  | 1 | 74437 | 15% | 63271.45
1980 | Siemens | CPY-900-00-3-0475 | 900 Cyl, no Solenoid, HFC-227ea, 475 lb | 1 |  | 1 | 74939 | 15% | 63698.15
1981 | Siemens | CPY-900-00-3-0480 | 900 Cyl, no Solenoid, HFC-227ea, 480 lb | 1 |  | 1 | 75442 | 15% | 64125.7
1982 | Siemens | CPY-900-00-3-0485 | 900 Cyl, no Solenoid, HFC-227ea, 485 lb | 1 |  | 1 | 75945 | 15% | 64553.25
1983 | Siemens | CPY-900-00-3-0490 | 900 Cyl, no Solenoid, HFC-227ea, 490 lb | 1 |  | 1 | 76448 | 15% | 64980.8
1984 | Siemens | CPY-900-00-3-0495 | 900 Cyl, no Solenoid, HFC-227ea, 495 lb | 1 |  | 1 | 76951 | 15% | 65408.35
1985 | Siemens | CPY-900-00-3-0500 | 900 Cyl, no Solenoid, HFC-227ea, 500 lb | 1 |  | 1 | 77453 | 15% | 65835.05
1986 | Siemens | CPY-900-00-3-0505 | 900 Cyl, no Solenoid, HFC-227ea, 505 lb | 1 |  | 1 | 77956 | 15% | 66262.6
1987 | Siemens | CPY-900-00-3-0510 | 900 Cyl, no Solenoid, HFC-227ea, 510 lb | 1 |  | 1 | 78459 | 15% | 66690.15
1988 | Siemens | CPY-900-00-3-0515 | 900 Cyl, no Solenoid, HFC-227ea, 515 lb | 1 |  | 1 | 78962 | 15% | 67117.7
1989 | Siemens | CPY-900-00-3-0520 | 900 Cyl, no Solenoid, HFC-227ea, 520 lb | 1 |  | 1 | 79465 | 15% | 67545.25
1990 | Siemens | CPY-900-00-3-0525 | 900 Cyl, no Solenoid, HFC-227ea, 525 lb | 1 |  | 1 | 79967 | 15% | 67971.95
1991 | Siemens | CPY-900-00-3-0530 | 900 Cyl, no Solenoid, HFC-227ea, 530 lb | 1 |  | 1 | 80470 | 15% | 68399.5
1992 | Siemens | CPY-900-00-3-0535 | 900 Cyl, no Solenoid, HFC-227ea, 535 lb | 1 |  | 1 | 80973 | 15% | 68827.05
1993 | Siemens | CPY-900-00-3-0540 | 900 Cyl, no Solenoid, HFC-227ea, 540 lb | 1 |  | 1 | 81476 | 15% | 69254.6
1994 | Siemens | CPY-900-00-3-0545 | 900 Cyl, no Solenoid, HFC-227ea, 545 lb | 1 |  | 1 | 81979 | 15% | 69682.15
1995 | Siemens | CPY-900-00-3-0550 | 900 Cyl, no Solenoid, HFC-227ea, 550 lb | 1 |  | 1 | 82481 | 15% | 70108.85
1996 | Siemens | CPY-900-00-3-0555 | 900 Cyl, no Solenoid, HFC-227ea, 555 lb | 1 |  | 1 | 82984 | 15% | 70536.4
1997 | Siemens | CPY-900-00-3-0560 | 900 Cyl, no Solenoid, HFC-227ea, 560 lb | 1 |  | 1 | 83487 | 15% | 70963.95
1998 | Siemens | CPY-900-00-3-0565 | 900 Cyl, no Solenoid, HFC-227ea, 565 lb | 1 |  | 1 | 83990 | 15% | 71391.5
1999 | Siemens | CPY-900-00-3-0570 | 900 Cyl, no Solenoid, HFC-227ea, 570 lb | 1 |  | 1 | 84493 | 15% | 71819.05
2000 | Siemens | CPY-900-00-3-0575 | 900 Cyl, no Solenoid, HFC-227ea, 575 lb | 1 |  | 1 | 84995 | 15% | 72245.75
2001 | Siemens | CPY-900-00-3-0580 | 900 Cyl, no Solenoid, HFC-227ea, 580 lb | 1 |  | 1 | 85498 | 15% | 72673.3
2002 | Siemens | CPY-900-00-3-0585 | 900 Cyl, no Solenoid, HFC-227ea, 585 lb | 1 |  | 1 | 86001 | 15% | 73100.85
2003 | Siemens | CPY-900-00-3-0590 | 900 Cyl, no Solenoid, HFC-227ea, 590 lb | 1 |  | 1 | 86504 | 15% | 73528.4
2004 | Siemens | CPY-900-00-3-0595 | 900 Cyl, no Solenoid, HFC-227ea, 595 lb | 1 |  | 1 | 87007 | 15% | 73955.95
2005 | Siemens | CPY-900-00-3-0600 | 900 Cyl, no Solenoid, HFC-227ea, 600 lb | 1 |  | 1 | 87509 | 15% | 74382.65
2006 | Siemens | CPY-900-00-3-0605 | 900 Cyl, no Solenoid, HFC-227ea, 605 lb | 1 |  | 1 | 88012 | 15% | 74810.2
2007 | Siemens | CPY-900-00-3-0610 | 900 Cyl, no Solenoid, HFC-227ea, 610 lb | 1 |  | 1 | 88515 | 15% | 75237.75
2008 | Siemens | CPY-900-00-3-0615 | 900 Cyl, no Solenoid, HFC-227ea, 615 lb | 1 |  | 1 | 89018 | 15% | 75665.3
2009 | Siemens | CPY-900-00-3-0620 | 900 Cyl, no Solenoid, HFC-227ea, 620 lb | 1 |  | 1 | 89521 | 15% | 76092.85
2010 | Siemens | CPY-900-00-3-0625 | 900 Cyl, no Solenoid, HFC-227ea, 625 lb | 1 |  | 1 | 90023 | 15% | 76519.55
2011 | Siemens | CPY-900-00-3-0630 | 900 Cyl, no Solenoid, HFC-227ea, 630 lb | 1 |  | 1 | 90526 | 15% | 76947.1
2012 | Siemens | CPY-900-00-3-0635 | 900 Cyl, no Solenoid, HFC-227ea, 635 lb | 1 |  | 1 | 91029 | 15% | 77374.65
2013 | Siemens | CPY-900-00-3-0640 | 900 Cyl, no Solenoid, HFC-227ea, 640 lb | 1 |  | 1 | 91532 | 15% | 77802.2
2014 | Siemens | CPY-900-00-3-0645 | 900 Cyl, no Solenoid, HFC-227ea, 645 lb | 1 |  | 1 | 92035 | 15% | 78229.75
2015 | Siemens | CPY-900-00-3-0650 | 900 Cyl, no Solenoid, HFC-227ea, 650 lb | 1 |  | 1 | 92537 | 15% | 78656.45
2016 | Siemens | CPY-900-00-3-0655 | 900 Cyl, no Solenoid, HFC-227ea, 655 lb | 1 |  | 1 | 93040 | 15% | 79084
2017 | Siemens | CPY-900-00-3-0660 | 900 Cyl, no Solenoid, HFC-227ea, 660 lb | 1 |  | 1 | 93543 | 15% | 79511.55
2018 | Siemens | CPY-900-00-3-0665 | 900 Cyl, no Solenoid, HFC-227ea, 665 lb | 1 |  | 1 | 94046 | 15% | 79939.1
2019 | Siemens | CPY-900-00-3-0670 | 900 Cyl, no Solenoid, HFC-227ea, 670 lb | 1 |  | 1 | 94549 | 15% | 80366.65
2020 | Siemens | CPY-900-00-3-0675 | 900 Cyl, no Solenoid, HFC-227ea, 675 lb | 1 |  | 1 | 95051 | 15% | 80793.35
2021 | Siemens | CPY-900-00-3-0680 | 900 Cyl, no Solenoid, HFC-227ea, 680 lb | 1 |  | 1 | 95554 | 15% | 81220.9
2022 | Siemens | CPY-900-00-3-0685 | 900 Cyl, no Solenoid, HFC-227ea, 685 lb | 1 |  | 1 | 96057 | 15% | 81648.45
2023 | Siemens | CPY-900-00-3-0690 | 900 Cyl, no Solenoid, HFC-227ea, 690 lb | 1 |  | 1 | 96560 | 15% | 82076
2024 | Siemens | CPY-900-00-3-0695 | 900 Cyl, no Solenoid, HFC-227ea, 695 lb | 1 |  | 1 | 97063 | 15% | 82503.55
2025 | Siemens | CPY-900-00-3-0700 | 900 Cyl, no Solenoid, HFC-227ea, 700 lb | 1 |  | 1 | 97565 | 15% | 82930.25
2026 | Siemens | CPY-900-00-3-0705 | 900 Cyl, no Solenoid, HFC-227ea, 705 lb | 1 |  | 1 | 98068 | 15% | 83357.8
2027 | Siemens | CPY-900-00-3-0710 | 900 Cyl, no Solenoid, HFC-227ea, 710 lb | 1 |  | 1 | 98571 | 15% | 83785.35
2028 | Siemens | CPY-900-00-3-0715 | 900 Cyl, no Solenoid, HFC-227ea, 715 lb | 1 |  | 1 | 99074 | 15% | 84212.9
2029 | Siemens | CPY-900-00-3-0720 | 900 Cyl, no Solenoid, HFC-227ea, 720 lb | 1 |  | 1 | 99577 | 15% | 84640.45
2030 | Siemens | CPY-900-00-3-0725 | 900 Cyl, no Solenoid, HFC-227ea, 725 lb | 1 |  | 1 | 100079 | 15% | 85067.15
2031 | Siemens | CPY-900-00-3-0730 | 900 Cyl, no Solenoid, HFC-227ea, 730 lb | 1 |  | 1 | 100582 | 15% | 85494.7
2032 | Siemens | CPY-900-00-3-0735 | 900 Cyl, no Solenoid, HFC-227ea, 735 lb | 1 |  | 1 | 101085 | 15% | 85922.25
2033 | Siemens | CPY-900-00-3-0740 | 900 Cyl, no Solenoid, HFC-227ea, 740 lb | 1 |  | 1 | 101588 | 15% | 86349.8
2034 | Siemens | CPY-900-00-3-0745 | 900 Cyl, no Solenoid, HFC-227ea, 745 lb | 1 |  | 1 | 102091 | 15% | 86777.35
2035 | Siemens | CPY-900-00-3-0750 | 900 Cyl, no Solenoid, HFC-227ea, 750 lb | 1 |  | 1 | 102593 | 15% | 87204.05
2036 | Siemens | CPY-900-00-3-0755 | 900 Cyl, no Solenoid, HFC-227ea, 755 lb | 1 |  | 1 | 103096 | 15% | 87631.6
2037 | Siemens | CPY-900-00-3-0760 | 900 Cyl, no Solenoid, HFC-227ea, 760 lb | 1 |  | 1 | 103599 | 15% | 88059.15
2038 | Siemens | CPY-900-00-3-0765 | 900 Cyl, no Solenoid, HFC-227ea, 765 lb | 1 |  | 1 | 104102 | 15% | 88486.7
2039 | Siemens | CPY-900-00-3-0770 | 900 Cyl, no Solenoid, HFC-227ea, 770 lb | 1 |  | 1 | 104605 | 15% | 88914.25
2040 | Siemens | CPY-900-00-3-0775 | 900 Cyl, no Solenoid, HFC-227ea, 775 lb | 1 |  | 1 | 105107 | 15% | 89340.95
2041 | Siemens | CPY-900-00-3-0780 | 900 Cyl, no Solenoid, HFC-227ea, 780 lb | 1 |  | 1 | 105610 | 15% | 89768.5
2042 | Siemens | CPY-900-00-3-0785 | 900 Cyl, no Solenoid, HFC-227ea, 785 lb | 1 |  | 1 | 106113 | 15% | 90196.05
2043 | Siemens | CPY-900-00-3-0790 | 900 Cyl, no Solenoid, HFC-227ea, 790 lb | 1 |  | 1 | 106616 | 15% | 90623.6
2044 | Siemens | CPY-900-00-3-0795 | 900 Cyl, no Solenoid, HFC-227ea, 795 lb | 1 |  | 1 | 107119 | 15% | 91051.15
2045 | Siemens | CPY-900-00-3-0800 | 900 Cyl, no Solenoid, HFC-227ea, 800 lb | 1 |  | 1 | 107621 | 15% | 91477.85
2046 | Siemens | CPY-900-00-3-0805 | 900 Cyl, no Solenoid, HFC-227ea, 805 lb | 1 |  | 1 | 108124 | 15% | 91905.4
2047 | Siemens | CPY-900-00-3-0810 | 900 Cyl, no Solenoid, HFC-227ea, 810 lb | 1 |  | 1 | 108627 | 15% | 92332.95
2048 | Siemens | CPY-900-00-3-0815 | 900 Cyl, no Solenoid, HFC-227ea, 815 lb | 1 |  | 1 | 109130 | 15% | 92760.5
2049 | Siemens | CPY-900-00-3-0820 | 900 Cyl, no Solenoid, HFC-227ea, 820 lb | 1 |  | 1 | 109633 | 15% | 93188.05
2050 | Siemens | CPY-900-00-3-0825 | 900 Cyl, no Solenoid, HFC-227ea, 825 lb | 1 |  | 1 | 110135 | 15% | 93614.75
2051 | Siemens | CPY-900-00-3-0830 | 900 Cyl, no Solenoid, HFC-227ea, 830 lb | 1 |  | 1 | 110638 | 15% | 94042.3
2052 | Siemens | CPY-900-00-3-0835 | 900 Cyl, no Solenoid, HFC-227ea, 835 lb | 1 |  | 1 | 111141 | 15% | 94469.85
2053 | Siemens | CPY-900-00-3-0840 | 900 Cyl, no Solenoid, HFC-227ea, 840 lb | 1 |  | 1 | 111644 | 15% | 94897.4
2054 | Siemens | CPY-900-00-3-0845 | 900 Cyl, no Solenoid, HFC-227ea, 845 lb | 1 |  | 1 | 112147 | 15% | 95324.95
2055 | Siemens | CPY-900-00-3-0850 | 900 Cyl, no Solenoid, HFC-227ea, 850 lb | 1 |  | 1 | 112649 | 15% | 95751.65
2056 | Siemens | CPY-900-00-3-0855 | 900 Cyl, no Solenoid, HFC-227ea, 855 lb | 1 |  | 1 | 113152 | 15% | 96179.2
2057 | Siemens | CPY-900-00-3-0860 | 900 Cyl, no Solenoid, HFC-227ea, 860 lb | 1 |  | 1 | 113655 | 15% | 96606.75
2058 | Siemens | CPY-900-00-3-0865 | 900 Cyl, no Solenoid, HFC-227ea, 865 lb | 1 |  | 1 | 114158 | 15% | 97034.3
2059 | Siemens | CPY-900-00-3-0870 | 900 Cyl, no Solenoid, HFC-227ea, 870 lb | 1 |  | 1 | 114661 | 15% | 97461.85
2060 | Siemens | CPY-900-00-3-0875 | 900 Cyl, no Solenoid, HFC-227ea, 875 lb | 1 |  | 1 | 115163 | 15% | 97888.55
2061 | Siemens | CPY-900-00-3-0880 | 900 Cyl, no Solenoid, HFC-227ea, 880 lb | 1 |  | 1 | 115666 | 15% | 98316.1
2062 | Siemens | CPY-900-00-3-0885 | 900 Cyl, no Solenoid, HFC-227ea, 885 lb | 1 |  | 1 | 116169 | 15% | 98743.65
2063 | Siemens | CPY-900-00-3-0890 | 900 Cyl, no Solenoid, HFC-227ea, 890 lb | 1 |  | 1 | 116672 | 15% | 99171.2
2064 | Siemens | CPY-900-00-3-0895 | 900 Cyl, no Solenoid, HFC-227ea, 895 lb | 1 |  | 1 | 117175 | 15% | 99598.75
2065 | Siemens | CPY-900-00-3-0900 | 900 Cyl, no Solenoid, HFC-227ea, 900 lb | 1 |  | 1 | 117677 | 15% | 100025.45
2066 | Siemens | CPY-1200-00-3-0519 | 1200 Cyl, no Solenoid, HFC-227ea, 519lb | 1 |  | 1 | 86328 | 15% | 73378.8
2067 | Siemens | CPY-1200-00-3-0520 | 1200 Cyl, no Solenoid, HFC-227ea, 520lb | 1 |  | 1 | 86429 | 15% | 73464.65
2068 | Siemens | CPY-1200-00-3-0525 | 1200 Cyl, no Solenoid, HFC-227ea, 525lb | 1 |  | 1 | 86932 | 15% | 73892.2
2069 | Siemens | CPY-1200-00-3-0530 | 1200 Cyl, no Solenoid, HFC-227ea, 530lb | 1 |  | 1 | 87435 | 15% | 74319.75
2070 | Siemens | CPY-1200-00-3-0535 | 1200 Cyl, no Solenoid, HFC-227ea, 535lb | 1 |  | 1 | 87937 | 15% | 74746.45
2071 | Siemens | CPY-1200-00-3-0540 | 1200 Cyl, no Solenoid, HFC-227ea, 540lb | 1 |  | 1 | 88440 | 15% | 75174
2072 | Siemens | CPY-1200-00-3-0545 | 1200 Cyl, no Solenoid, HFC-227ea, 545lb | 1 |  | 1 | 88943 | 15% | 75601.55
2073 | Siemens | CPY-1200-00-3-0550 | 1200 Cyl, no Solenoid, HFC-227ea, 550lb | 1 |  | 1 | 89446 | 15% | 76029.1
2074 | Siemens | CPY-1200-00-3-0555 | 1200 Cyl, no Solenoid, HFC-227ea, 555lb | 1 |  | 1 | 89949 | 15% | 76456.65
2075 | Siemens | CPY-1200-00-3-0560 | 1200 Cyl, no Solenoid, HFC-227ea, 560lb | 1 |  | 1 | 90451 | 15% | 76883.35
2076 | Siemens | CPY-1200-00-3-0565 | 1200 Cyl, no Solenoid, HFC-227ea, 565lb | 1 |  | 1 | 90954 | 15% | 77310.9
2077 | Siemens | CPY-1200-00-3-0570 | 1200 Cyl, no Solenoid, HFC-227ea, 570lb | 1 |  | 1 | 91457 | 15% | 77738.45
2078 | Siemens | CPY-1200-00-3-0575 | 1200 Cyl, no Solenoid, HFC-227ea, 575lb | 1 |  | 1 | 91960 | 15% | 78166
2079 | Siemens | CPY-1200-00-3-0580 | 1200 Cyl, no Solenoid, HFC-227ea, 580lb | 1 |  | 1 | 92463 | 15% | 78593.55
2080 | Siemens | CPY-1200-00-3-0585 | 1200 Cyl, no Solenoid, HFC-227ea, 585lb | 1 |  | 1 | 92965 | 15% | 79020.25
2081 | Siemens | CPY-1200-00-3-0590 | 1200 Cyl, no Solenoid, HFC-227ea, 590lb | 1 |  | 1 | 93468 | 15% | 79447.8
2082 | Siemens | CPY-1200-00-3-0595 | 1200 Cyl, no Solenoid, HFC-227ea, 595lb | 1 |  | 1 | 93971 | 15% | 79875.35
2083 | Siemens | CPY-1200-00-3-0600 | 1200 Cyl, no Solenoid, HFC-227ea, 600lb | 1 |  | 1 | 94474 | 15% | 80302.9
2084 | Siemens | CPY-1200-00-3-0605 | 1200 Cyl, no Solenoid, HFC-227ea, 605lb | 1 |  | 1 | 94977 | 15% | 80730.45
2085 | Siemens | CPY-1200-00-3-0610 | 1200 Cyl, no Solenoid, HFC-227ea, 610lb | 1 |  | 1 | 95479 | 15% | 81157.15
2086 | Siemens | CPY-1200-00-3-0615 | 1200 Cyl, no Solenoid, HFC-227ea, 615lb | 1 |  | 1 | 95982 | 15% | 81584.7
2087 | Siemens | CPY-1200-00-3-0620 | 1200 Cyl, no Solenoid, HFC-227ea, 620lb | 1 |  | 1 | 96485 | 15% | 82012.25
2088 | Siemens | CPY-1200-00-3-0625 | 1200 Cyl, no Solenoid, HFC-227ea, 625lb | 1 |  | 1 | 96988 | 15% | 82439.8
2089 | Siemens | CPY-1200-00-3-0630 | 1200 Cyl, no Solenoid, HFC-227ea, 630lb | 1 |  | 1 | 97491 | 15% | 82867.35
2090 | Siemens | CPY-1200-00-3-0635 | 1200 Cyl, no Solenoid, HFC-227ea, 635lb | 1 |  | 1 | 97993 | 15% | 83294.05
2091 | Siemens | CPY-1200-00-3-0640 | 1200 Cyl, no Solenoid, HFC-227ea, 640lb | 1 |  | 1 | 98496 | 15% | 83721.6
2092 | Siemens | CPY-1200-00-3-0645 | 1200 Cyl, no Solenoid, HFC-227ea, 645lb | 1 |  | 1 | 98999 | 15% | 84149.15
2093 | Siemens | CPY-1200-00-3-0650 | 1200 Cyl, no Solenoid, HFC-227ea, 650lb | 1 |  | 1 | 99502 | 15% | 84576.7
2094 | Siemens | CPY-1200-00-3-0655 | 1200 Cyl, no Solenoid, HFC-227ea, 655lb | 1 |  | 1 | 100005 | 15% | 85004.25
2095 | Siemens | CPY-1200-00-3-0660 | 1200 Cyl, no Solenoid, HFC-227ea, 660lb | 1 |  | 1 | 100507 | 15% | 85430.95
2096 | Siemens | CPY-1200-00-3-0665 | 1200 Cyl, no Solenoid, HFC-227ea, 665lb | 1 |  | 1 | 101010 | 15% | 85858.5
2097 | Siemens | CPY-1200-00-3-0670 | 1200 Cyl, no Solenoid, HFC-227ea, 670lb | 1 |  | 1 | 101513 | 15% | 86286.05
2098 | Siemens | CPY-1200-00-3-0675 | 1200 Cyl, no Solenoid, HFC-227ea, 675lb | 1 |  | 1 | 102016 | 15% | 86713.6
2099 | Siemens | CPY-1200-00-3-0680 | 1200 Cyl, no Solenoid, HFC-227ea, 680lb | 1 |  | 1 | 102519 | 15% | 87141.15
2100 | Siemens | CPY-1200-00-3-0685 | 1200 Cyl, no Solenoid, HFC-227ea, 685lb | 1 |  | 1 | 103021 | 15% | 87567.85
2101 | Siemens | CPY-1200-00-3-0690 | 1200 Cyl, no Solenoid, HFC-227ea, 690lb | 1 |  | 1 | 103524 | 15% | 87995.4
2102 | Siemens | CPY-1200-00-3-0695 | 1200 Cyl, no Solenoid, HFC-227ea, 695lb | 1 |  | 1 | 104027 | 15% | 88422.95
2103 | Siemens | CPY-1200-00-3-0700 | 1200 Cyl, no Solenoid, HFC-227ea, 700lb | 1 |  | 1 | 104530 | 15% | 88850.5
2104 | Siemens | CPY-1200-00-3-0705 | 1200 Cyl, no Solenoid, HFC-227ea, 705lb | 1 |  | 1 | 105033 | 15% | 89278.05
2105 | Siemens | CPY-1200-00-3-0710 | 1200 Cyl, no Solenoid, HFC-227ea, 710lb | 1 |  | 1 | 105535 | 15% | 89704.75
2106 | Siemens | CPY-1200-00-3-0715 | 1200 Cyl, no Solenoid, HFC-227ea, 715lb | 1 |  | 1 | 106038 | 15% | 90132.3
2107 | Siemens | CPY-1200-00-3-0720 | 1200 Cyl, no Solenoid, HFC-227ea, 720lb | 1 |  | 1 | 106541 | 15% | 90559.85
2108 | Siemens | CPY-1200-00-3-0725 | 1200 Cyl, no Solenoid, HFC-227ea, 725lb | 1 |  | 1 | 107044 | 15% | 90987.4
2109 | Siemens | CPY-1200-00-3-0730 | 1200 Cyl, no Solenoid, HFC-227ea, 730lb | 1 |  | 1 | 107547 | 15% | 91414.95
2110 | Siemens | CPY-1200-00-3-0735 | 1200 Cyl, no Solenoid, HFC-227ea, 735lb | 1 |  | 1 | 108049 | 15% | 91841.65
2111 | Siemens | CPY-1200-00-3-0740 | 1200 Cyl, no Solenoid, HFC-227ea, 740lb | 1 |  | 1 | 108552 | 15% | 92269.2
2112 | Siemens | CPY-1200-00-3-0745 | 1200 Cyl, no Solenoid, HFC-227ea, 745lb | 1 |  | 1 | 109055 | 15% | 92696.75
2113 | Siemens | CPY-1200-00-3-0750 | 1200 Cyl, no Solenoid, HFC-227ea, 750lb | 1 |  | 1 | 109558 | 15% | 93124.3
2114 | Siemens | CPY-1200-00-3-0755 | 1200 Cyl, no Solenoid, HFC-227ea, 755lb | 1 |  | 1 | 110061 | 15% | 93551.85
2115 | Siemens | CPY-1200-00-3-0760 | 1200 Cyl, no Solenoid, HFC-227ea, 760lb | 1 |  | 1 | 110563 | 15% | 93978.55
2116 | Siemens | CPY-1200-00-3-0765 | 1200 Cyl, no Solenoid, HFC-227ea, 765lb | 1 |  | 1 | 111066 | 15% | 94406.1
2117 | Siemens | CPY-1200-00-3-0770 | 1200 Cyl, no Solenoid, HFC-227ea, 770lb | 1 |  | 1 | 111569 | 15% | 94833.65
2118 | Siemens | CPY-1200-00-3-0775 | 1200 Cyl, no Solenoid, HFC-227ea, 775lb | 1 |  | 1 | 112072 | 15% | 95261.2
2119 | Siemens | CPY-1200-00-3-0780 | 1200 Cyl, no Solenoid, HFC-227ea, 780lb | 1 |  | 1 | 112575 | 15% | 95688.75
2120 | Siemens | CPY-1200-00-3-0785 | 1200 Cyl, no Solenoid, HFC-227ea, 785lb | 1 |  | 1 | 113077 | 15% | 96115.45
2121 | Siemens | CPY-1200-00-3-0790 | 1200 Cyl, no Solenoid, HFC-227ea, 790lb | 1 |  | 1 | 113580 | 15% | 96543
2122 | Siemens | CPY-1200-00-3-0795 | 1200 Cyl, no Solenoid, HFC-227ea, 795lb | 1 |  | 1 | 114083 | 15% | 96970.55
2123 | Siemens | CPY-1200-00-3-0800 | 1200 Cyl, no Solenoid, HFC-227ea, 800lb | 1 |  | 1 | 114586 | 15% | 97398.1
2124 | Siemens | CPY-1200-00-3-0805 | 1200 Cyl, no Solenoid, HFC-227ea, 805lb | 1 |  | 1 | 115089 | 15% | 97825.65
2125 | Siemens | CPY-1200-00-3-0810 | 1200 Cyl, no Solenoid, HFC-227ea, 810lb | 1 |  | 1 | 115591 | 15% | 98252.35
2126 | Siemens | CPY-1200-00-3-0815 | 1200 Cyl, no Solenoid, HFC-227ea, 815lb | 1 |  | 1 | 116094 | 15% | 98679.9
2127 | Siemens | CPY-1200-00-3-0820 | 1200 Cyl, no Solenoid, HFC-227ea, 820lb | 1 |  | 1 | 116597 | 15% | 99107.45
2128 | Siemens | CPY-1200-00-3-0825 | 1200 Cyl, no Solenoid, HFC-227ea, 825lb | 1 |  | 1 | 117100 | 15% | 99535
2129 | Siemens | CPY-1200-00-3-0830 | 1200 Cyl, no Solenoid, HFC-227ea, 830lb | 1 |  | 1 | 117603 | 15% | 99962.55
2130 | Siemens | CPY-1200-00-3-0835 | 1200 Cyl, no Solenoid, HFC-227ea, 835lb | 1 |  | 1 | 118105 | 15% | 100389.25
2131 | Siemens | CPY-1200-00-3-0840 | 1200 Cyl, no Solenoid, HFC-227ea, 840lb | 1 |  | 1 | 118608 | 15% | 100816.8
2132 | Siemens | CPY-1200-00-3-0845 | 1200 Cyl, no Solenoid, HFC-227ea, 845lb | 1 |  | 1 | 119111 | 15% | 101244.35
2133 | Siemens | CPY-1200-00-3-0850 | 1200 Cyl, no Solenoid, HFC-227ea, 850lb | 1 |  | 1 | 119614 | 15% | 101671.9
2134 | Siemens | CPY-1200-00-3-0855 | 1200 Cyl, no Solenoid, HFC-227ea, 855lb | 1 |  | 1 | 120117 | 15% | 102099.45
2135 | Siemens | CPY-1200-00-3-0860 | 1200 Cyl, no Solenoid, HFC-227ea, 860lb | 1 |  | 1 | 120619 | 15% | 102526.15
2136 | Siemens | CPY-1200-00-3-0865 | 1200 Cyl, no Solenoid, HFC-227ea, 865lb | 1 |  | 1 | 121122 | 15% | 102953.7
2137 | Siemens | CPY-1200-00-3-0870 | 1200 Cyl, no Solenoid, HFC-227ea, 870lb | 1 |  | 1 | 121625 | 15% | 103381.25
2138 | Siemens | CPY-1200-00-3-0875 | 1200 Cyl, no Solenoid, HFC-227ea, 875lb | 1 |  | 1 | 122128 | 15% | 103808.8
2139 | Siemens | CPY-1200-00-3-0880 | 1200 Cyl, no Solenoid, HFC-227ea, 880lb | 1 |  | 1 | 122631 | 15% | 104236.35
2140 | Siemens | CPY-1200-00-3-0885 | 1200 Cyl, no Solenoid, HFC-227ea, 885lb | 1 |  | 1 | 123133 | 15% | 104663.05
2141 | Siemens | CPY-1200-00-3-0890 | 1200 Cyl, no Solenoid, HFC-227ea, 890lb | 1 |  | 1 | 123636 | 15% | 105090.6
2142 | Siemens | CPY-1200-00-3-0895 | 1200 Cyl, no Solenoid, HFC-227ea, 895lb | 1 |  | 1 | 124139 | 15% | 105518.15
2143 | Siemens | CPY-1200-00-3-0900 | 1200 Cyl, no Solenoid, HFC-227ea, 900lb | 1 |  | 1 | 124642 | 15% | 105945.7
2144 | Siemens | CPY-1200-00-3-0905 | 1200 Cyl, no Solenoid, HFC-227ea, 905lb | 1 |  | 1 | 125145 | 15% | 106373.25
2145 | Siemens | CPY-1200-00-3-0910 | 1200 Cyl, no Solenoid, HFC-227ea, 910lb | 1 |  | 1 | 125647 | 15% | 106799.95
2146 | Siemens | CPY-1200-00-3-0915 | 1200 Cyl, no Solenoid, HFC-227ea, 915lb | 1 |  | 1 | 126150 | 15% | 107227.5
2147 | Siemens | CPY-1200-00-3-0920 | 1200 Cyl, no Solenoid, HFC-227ea, 920lb | 1 |  | 1 | 126653 | 15% | 107655.05
2148 | Siemens | CPY-1200-00-3-0925 | 1200 Cyl, no Solenoid, HFC-227ea, 925lb | 1 |  | 1 | 127156 | 15% | 108082.6
2149 | Siemens | CPY-1200-00-3-0930 | 1200 Cyl, no Solenoid, HFC-227ea, 930lb | 1 |  | 1 | 127659 | 15% | 108510.15
2150 | Siemens | CPY-1200-00-3-0935 | 1200 Cyl, no Solenoid, HFC-227ea, 935lb | 1 |  | 1 | 128161 | 15% | 108936.85
2151 | Siemens | CPY-1200-00-3-0940 | 1200 Cyl, no Solenoid, HFC-227ea, 940lb | 1 |  | 1 | 128664 | 15% | 109364.4
2152 | Siemens | CPY-1200-00-3-0945 | 1200 Cyl, no Solenoid, HFC-227ea, 945lb | 1 |  | 1 | 129167 | 15% | 109791.95
2153 | Siemens | CPY-1200-00-3-0950 | 1200 Cyl, no Solenoid, HFC-227ea, 950lb | 1 |  | 1 | 129670 | 15% | 110219.5
2154 | Siemens | CPY-1200-00-3-0955 | 1200 Cyl, no Solenoid, HFC-227ea, 955lb | 1 |  | 1 | 130173 | 15% | 110647.05
2155 | Siemens | CPY-1200-00-3-0960 | 1200 Cyl, no Solenoid, HFC-227ea, 960lb | 1 |  | 1 | 130675 | 15% | 111073.75
2156 | Siemens | CPY-1200-00-3-0965 | 1200 Cyl, no Solenoid, HFC-227ea, 965lb | 1 |  | 1 | 131178 | 15% | 111501.3
2157 | Siemens | CPY-1200-00-3-0970 | 1200 Cyl, no Solenoid, HFC-227ea, 970lb | 1 |  | 1 | 131681 | 15% | 111928.85
2158 | Siemens | CPY-1200-00-3-0975 | 1200 Cyl, no Solenoid, HFC-227ea, 975lb | 1 |  | 1 | 132184 | 15% | 112356.4
2159 | Siemens | CPY-1200-00-3-0980 | 1200 Cyl, no Solenoid, HFC-227ea, 980lb | 1 |  | 1 | 132687 | 15% | 112783.95
2160 | Siemens | CPY-1200-00-3-0985 | 1200 Cyl, no Solenoid, HFC-227ea, 985lb | 1 |  | 1 | 133189 | 15% | 113210.65
2161 | Siemens | CPY-1200-00-3-0990 | 1200 Cyl, no Solenoid, HFC-227ea, 990lb | 1 |  | 1 | 133692 | 15% | 113638.2
2162 | Siemens | CPY-1200-00-3-0995 | 1200 Cyl, no Solenoid, HFC-227ea, 995lb | 1 |  | 1 | 134195 | 15% | 114065.75
2163 | Siemens | CPY-1200-00-3-1000 | 1200 Cyl, no Solenoid, HFC-227ea, 1000lb | 1 |  | 1 | 134698 | 15% | 114493.3
2164 | Siemens | CPY-1200-00-3-1005 | 1200 Cyl, no Solenoid, HFC-227ea, 1005lb | 1 |  | 1 | 135201 | 15% | 114920.85
2165 | Siemens | CPY-1200-00-3-1010 | 1200 Cyl, no Solenoid, HFC-227ea, 1010lb | 1 |  | 1 | 135703 | 15% | 115347.55
2166 | Siemens | CPY-1200-00-3-1015 | 1200 Cyl, no Solenoid, HFC-227ea, 1015lb | 1 |  | 1 | 136206 | 15% | 115775.1
2167 | Siemens | CPY-1200-00-3-1020 | 1200 Cyl, no Solenoid, HFC-227ea, 1020lb | 1 |  | 1 | 136709 | 15% | 116202.65
2168 | Siemens | CPY-1200-00-3-1025 | 1200 Cyl, no Solenoid, HFC-227ea, 1025lb | 1 |  | 1 | 137212 | 15% | 116630.2
2169 | Siemens | CPY-1200-00-3-1030 | 1200 Cyl, no Solenoid, HFC-227ea, 1030lb | 1 |  | 1 | 137715 | 15% | 117057.75
2170 | Siemens | CPY-1200-00-3-1035 | 1200 Cyl, no Solenoid, HFC-227ea, 1035lb | 1 |  | 1 | 138217 | 15% | 117484.45
2171 | Siemens | CPY-1200-00-3-1040 | 1200 Cyl, no Solenoid, HFC-227ea, 1040lb | 1 |  | 1 | 138720 | 15% | 117912
2172 | Siemens | CPY-1200-00-3-1045 | 1200 Cyl, no Solenoid, HFC-227ea, 1045lb | 1 |  | 1 | 139223 | 15% | 118339.55
2173 | Siemens | CPY-1200-00-3-1050 | 1200 Cyl, no Solenoid, HFC-227ea, 1050lb | 1 |  | 1 | 139726 | 15% | 118767.1
2174 | Siemens | CPY-1200-00-3-1055 | 1200 Cyl, no Solenoid, HFC-227ea, 1055lb | 1 |  | 1 | 140229 | 15% | 119194.65
2175 | Siemens | CPY-1200-00-3-1060 | 1200 Cyl, no Solenoid, HFC-227ea, 1060lb | 1 |  | 1 | 140731 | 15% | 119621.35
2176 | Siemens | CPY-1200-00-3-1065 | 1200 Cyl, no Solenoid, HFC-227ea, 1065lb | 1 |  | 1 | 141234 | 15% | 120048.9
2177 | Siemens | CPY-1200-00-3-1070 | 1200 Cyl, no Solenoid, HFC-227ea, 1070lb | 1 |  | 1 | 141737 | 15% | 120476.45
2178 | Siemens | CPY-1200-00-3-1075 | 1200 Cyl, no Solenoid, HFC-227ea, 1075lb | 1 |  | 1 | 142240 | 15% | 120904
2179 | Siemens | CPY-1200-00-3-1080 | 1200 Cyl, no Solenoid, HFC-227ea, 1080lb | 1 |  | 1 | 142743 | 15% | 121331.55
2180 | Siemens | CPY-1200-00-3-1085 | 1200 Cyl, no Solenoid, HFC-227ea, 1085lb | 1 |  | 1 | 143246 | 15% | 121759.1
2181 | Siemens | CPY-1200-00-3-1090 | 1200 Cyl, no Solenoid, HFC-227ea, 1090lb | 1 |  | 1 | 143748 | 15% | 122185.8
2182 | Siemens | CPY-1200-00-3-1095 | 1200 Cyl, no Solenoid, HFC-227ea, 1095lb | 1 |  | 1 | 144251 | 15% | 122613.35
2183 | Siemens | CPY-1200-00-3-1100 | 1200 Cyl, no Solenoid, HFC-227ea, 1100lb | 1 |  | 1 | 144754 | 15% | 123040.9
2184 | Siemens | CPY-1200-00-3-1105 | 1200 Cyl, no Solenoid, HFC-227ea, 1105lb | 1 |  | 1 | 145257 | 15% | 123468.45
2185 | Siemens | CPY-1200-00-3-1110 | 1200 Cyl, no Solenoid, HFC-227ea, 1110lb | 1 |  | 1 | 145760 | 15% | 123896
2186 | Siemens | CPY-1200-00-3-1115 | 1200 Cyl, no Solenoid, HFC-227ea, 1115lb | 1 |  | 1 | 146262 | 15% | 124322.7
2187 | Siemens | CPY-1200-00-3-1120 | 1200 Cyl, no Solenoid, HFC-227ea, 1120lb | 1 |  | 1 | 146765 | 15% | 124750.25
2188 | Siemens | CPY-1200-00-3-1125 | 1200 Cyl, no Solenoid, HFC-227ea, 1125lb | 1 |  | 1 | 147268 | 15% | 125177.8
2189 | Siemens | CPY-1200-00-3-1130 | 1200 Cyl, no Solenoid, HFC-227ea, 1130lb | 1 |  | 1 | 147771 | 15% | 125605.35
2190 | Siemens | CPY-1200-00-3-1135 | 1200 Cyl, no Solenoid, HFC-227ea, 1135lb | 1 |  | 1 | 148273 | 15% | 126032.05
2191 | Siemens | CPY-1200-00-3-1140 | 1200 Cyl, no Solenoid, HFC-227ea, 1140lb | 1 |  | 1 | 148776 | 15% | 126459.6
2192 | Siemens | CPY-1200-00-3-1145 | 1200 Cyl, no Solenoid, HFC-227ea, 1145lb | 1 |  | 1 | 149279 | 15% | 126887.15
2193 | Siemens | CPY-1200-00-3-1150 | 1200 Cyl, no Solenoid, HFC-227ea, 1150lb | 1 |  | 1 | 149782 | 15% | 127314.7
2194 | Siemens | CPY-1200-00-3-1155 | 1200 Cyl, no Solenoid, HFC-227ea, 1155lb | 1 |  | 1 | 150285 | 15% | 127742.25
2195 | Siemens | CPY-1200-00-3-1160 | 1200 Cyl, no Solenoid, HFC-227ea, 1160lb | 1 |  | 1 | 150787 | 15% | 128168.95
2196 | Siemens | CPY-1200-00-3-1165 | 1200 Cyl, no Solenoid, HFC-227ea, 1165lb | 1 |  | 1 | 151290 | 15% | 128596.5
2197 | Siemens | CPY-1200-00-3-1170 | 1200 Cyl, no Solenoid, HFC-227ea, 1170lb | 1 |  | 1 | 151793 | 15% | 129024.05
2198 | Siemens | CPY-1200-00-3-1175 | 1200 Cyl, no Solenoid, HFC-227ea, 1175lb | 1 |  | 1 | 152296 | 15% | 129451.6
2199 | Siemens | CPY-1200-00-3-1180 | 1200 Cyl, no Solenoid, HFC-227ea, 1180lb | 1 |  | 1 | 152799 | 15% | 129879.15
2200 | Siemens | CPY-1200-00-3-1185 | 1200 Cyl, no Solenoid, HFC-227ea, 1185lb | 1 |  | 1 | 153302 | 15% | 130306.7
2201 | Siemens | CPY-1200-00-3-1190 | 1200 Cyl, no Solenoid, HFC-227ea, 1190lb | 1 |  | 1 | 153804 | 15% | 130733.4
2202 | Siemens | CPY-1200-00-3-1195 | 1200 Cyl, no Solenoid, HFC-227ea, 1195lb | 1 |  | 1 | 154307 | 15% | 131160.95
2203 | Siemens | CPY-1200-00-3-1200 | 1200 Cyl, no Solenoid, HFC-227ea, 1200lb | 1 |  | 1 | 154810 | 15% | 131588.5
2204 | Siemens | CPYEN-1-0.0781 | 1/2" 180 Degree Nozzle Drill 0.0781 >HFC-227ea | 1 |  | 1 | 421 | 15% | 357.85
2205 | Siemens | CPYEN-1-0.0785 | 1/2" 180 Degree Nozzle Drill 0.0785 >HFC-227ea | 1 |  | 1 | 421 | 15% | 357.85
2206 | Siemens | CPYEN-1-0.0810 | 1/2" 180 Degree Nozzle Drill 0.0810 >HFC-227ea | 1 |  | 1 | 421 | 15% | 357.85
2207 | Siemens | CPYEN-1-0.0820 | 1/2" 180 Degree Nozzle Drill 0.0820 >HFC-227ea | 1 |  | 1 | 421 | 15% | 357.85
2208 | Siemens | CPYEN-1-0.0860 | 1/2" 180 Degree Nozzle Drill 0.0860 >HFC-227ea | 1 |  | 1 | 421 | 15% | 357.85
2209 | Siemens | CPYEN-1-0.0890 | 1/2" 180 Degree Nozzle Drill 0.0890 >HFC-227ea | 1 |  | 1 | 421 | 15% | 357.85
2210 | Siemens | CPYEN-1-0.0935 | 1/2" 180 Degree Nozzle Drill 0.0935 >HFC-227ea | 1 |  | 1 | 421 | 15% | 357.85
2211 | Siemens | CPYEN-1-0.0937 | 1/2" 180 Degree Nozzle Drill 0.0937 >HFC-227ea | 1 |  | 1 | 421 | 15% | 357.85
2212 | Siemens | CPYEN-1-0.0960 | 1/2" 180 Degree Nozzle Drill 0.0960 >HFC-227ea | 1 |  | 1 | 421 | 15% | 357.85
2213 | Siemens | CPYEN-1-0.0980 | 1/2" 180 Degree Nozzle Drill 0.0980 >HFC-227ea | 1 |  | 1 | 421 | 15% | 357.85
2214 | Siemens | CPYEN-1-0.0995 | 1/2" 180 Degree Nozzle Drill 0.0995 >HFC-227ea | 1 |  | 1 | 421 | 15% | 357.85
2215 | Siemens | CPYEN-1-0.1015 | 1/2" 180 Degree Nozzle Drill 0.1015 >HFC-227ea | 1 |  | 1 | 421 | 15% | 357.85
2216 | Siemens | CPYEN-1-0.1040 | 1/2" 180 Degree Nozzle Drill 0.1040 >HFC-227ea | 1 |  | 1 | 421 | 15% | 357.85
2217 | Siemens | CPYEN-1-0.1065 | 1/2" 180 Degree Nozzle Drill 0.1065 >HFC-227ea | 1 |  | 1 | 421 | 15% | 357.85
2218 | Siemens | CPYEN-1-0.1094 | 1/2" 180 Degree Nozzle Drill 0.1094 >HFC-227ea | 1 |  | 1 | 421 | 15% | 357.85
2219 | Siemens | CPYEN-1-0.1100 | 1/2" 180 Degree Nozzle Drill 0.1100 >HFC-227ea | 1 |  | 1 | 421 | 15% | 357.85
2220 | Siemens | CPYEN-1-0.1110 | 1/2" 180 Degree Nozzle Drill 0.1110 >HFC-227ea | 1 |  | 1 | 421 | 15% | 357.85
2221 | Siemens | CPYEN-1-0.1130 | 1/2" 180 Degree Nozzle Drill 0.1130 >HFC-227ea | 1 |  | 1 | 421 | 15% | 357.85
2222 | Siemens | CPYEN-1-0.1160 | 1/2" 180 Degree Nozzle Drill 0.1160 >HFC-227ea | 1 |  | 1 | 421 | 15% | 357.85
2223 | Siemens | CPYEN-1-0.1200 | 1/2" 180 Degree Nozzle Drill 0.1200 >HFC-227ea | 1 |  | 1 | 421 | 15% | 357.85
2224 | Siemens | CPYEN-1-0.1250 | 1/2" 180 Degree Nozzle Drill 0.1250 >HFC-227ea | 1 |  | 1 | 421 | 15% | 357.85
2225 | Siemens | CPYEN-1-0.1285 | 1/2" 180 Degree Nozzle Drill 0.1285 >HFC-227ea | 1 |  | 1 | 421 | 15% | 357.85
2226 | Siemens | CPYEN-1-0.1360 | 1/2" 180 Degree Nozzle Drill 0.1360 >HFC-227ea | 1 |  | 1 | 421 | 15% | 357.85
2227 | Siemens | CPYEN-1-0.1406 | 1/2" 180 Degree Nozzle Drill 0.1406 >HFC-227ea | 1 |  | 1 | 421 | 15% | 357.85
2228 | Siemens | CPYEN-1-0.1440 | 1/2" 180 Degree Nozzle Drill 0.1440 >HFC-227ea | 1 |  | 1 | 421 | 15% | 357.85
2229 | Siemens | CPYEN-1-0.1470 | 1/2" 180 Degree Nozzle Drill 0.1470 >HFC-227ea | 1 |  | 1 | 421 | 15% | 357.85
2230 | Siemens | CPYEN-1-0.1495 | 1/2" 180 Degree Nozzle Drill 0.1495 >HFC-227ea | 1 |  | 1 | 421 | 15% | 357.85
2231 | Siemens | CPYEN-1-0.1520 | 1/2" 180 Degree Nozzle Drill 0.1520 >HFC-227ea | 1 |  | 1 | 421 | 15% | 357.85
2232 | Siemens | CPYEN-1-0.1540 | 1/2" 180 Degree Nozzle Drill 0.1540 >HFC-227ea | 1 |  | 1 | 421 | 15% | 357.85
2233 | Siemens | CPYEN-1-0.1562 | 1/2" 180 Degree Nozzle Drill 0.1562 >HFC-227ea | 1 |  | 1 | 421 | 15% | 357.85
2234 | Siemens | CPYEN-1-0.1570 | 1/2" 180 Degree Nozzle Drill 0.1570 >HFC-227ea | 1 |  | 1 | 421 | 15% | 357.85
2235 | Siemens | CPYEN-1-0.1590 | 1/2" 180 Degree Nozzle Drill 0.1590 >HFC-227ea | 1 |  | 1 | 421 | 15% | 357.85
2236 | Siemens | CPYEN-1-0.1610 | 1/2" 180 Degree Nozzle Drill 0.1610 >HFC-227ea | 1 |  | 1 | 421 | 15% | 357.85
2237 | Siemens | CPYEN-1-0.1660 | 1/2" 180 Degree Nozzle Drill 0.1660 >HFC-227ea | 1 |  | 1 | 421 | 15% | 357.85
2238 | Siemens | CPYEN-1-0.1695 | 1/2" 180 Degree Nozzle Drill 0.1695 >HFC-227ea | 1 |  | 1 | 421 | 15% | 357.85
2239 | Siemens | CPYEN-1-0.1719 | 1/2" 180 Degree Nozzle Drill 0.1719 >HFC-227ea | 1 |  | 1 | 421 | 15% | 357.85
2240 | Siemens | CPYEN-1-0.1730 | 1/2" 180 Degree Nozzle Drill 0.1730 >HFC-227ea | 1 |  | 1 | 421 | 15% | 357.85
2241 | Siemens | CPYEN-1-0.1770 | 1/2" 180 Degree Nozzle Drill 0.1770 >HFC-227ea | 1 |  | 1 | 421 | 15% | 357.85
2242 | Siemens | CPYEN-1-0.1800 | 1/2" 180 Degree Nozzle Drill 0.1800 >HFC-227ea | 1 |  | 1 | 421 | 15% | 357.85
2243 | Siemens | CPYEN-1-0.1820 | 1/2" 180 Degree Nozzle Drill 0.1820 >HFC-227ea | 1 |  | 1 | 421 | 15% | 357.85
2244 | Siemens | CPYEN-1-0.1850 | 1/2" 180 Degree Nozzle Drill 0.1850 >HFC-227ea | 1 |  | 1 | 421 | 15% | 357.85
2245 | Siemens | CPYEN-1-0.1875 | 1/2" 180 Degree Nozzle Drill 0.1875 >HFC-227ea | 1 |  | 1 | 421 | 15% | 357.85
2246 | Siemens | CPYEN-1-0.1890 | 1/2" 180 Degree Nozzle Drill 0.1890 >HFC-227ea | 1 |  | 1 | 421 | 15% | 357.85
2247 | Siemens | CPYEN-1-0.1910 | 1/2" 180 Degree Nozzle Drill 0.1910 >HFC-227ea | 1 |  | 1 | 421 | 15% | 357.85
2248 | Siemens | CPYEN-1-0.1935 | 1/2" 180 Degree Nozzle Drill 0.1935 >HFC-227ea | 1 |  | 1 | 421 | 15% | 357.85
2249 | Siemens | CPYEN-1-0.1960 | 1/2" 180 Degree Nozzle Drill 0.1960 >HFC-227ea | 1 |  | 1 | 421 | 15% | 357.85
2250 | Siemens | CPYEN-2-0.0781 | 1/2" 360 Degree Nozzle Drill 0.0781 >HFC-227ea | 1 |  | 1 | 421 | 15% | 357.85
2251 | Siemens | CPYEN-2-0.0785 | 1/2" 360 Degree Nozzle Drill 0.0785 >HFC-227ea | 1 |  | 1 | 421 | 15% | 357.85
2252 | Siemens | CPYEN-2-0.0810 | 1/2" 360 Degree Nozzle Drill 0.0810 >HFC-227ea | 1 |  | 1 | 421 | 15% | 357.85
2253 | Siemens | CPYEN-2-0.0820 | 1/2" 360 Degree Nozzle Drill 0.0820 >HFC-227ea | 1 |  | 1 | 421 | 15% | 357.85
2254 | Siemens | CPYEN-2-0.0860 | 1/2" 360 Degree Nozzle Drill 0.0860 >HFC-227ea | 1 |  | 1 | 421 | 15% | 357.85
2255 | Siemens | CPYEN-2-0.0890 | 1/2" 360 Degree Nozzle Drill 0.0890 >HFC-227ea | 1 |  | 1 | 421 | 15% | 357.85
2256 | Siemens | CPYEN-2-0.0935 | 1/2" 360 Degree Nozzle Drill 0.0935 >HFC-227ea | 1 |  | 1 | 421 | 15% | 357.85
2257 | Siemens | CPYEN-2-0.0937 | 1/2" 360 Degree Nozzle Drill 0.0937 >HFC-227ea | 1 |  | 1 | 421 | 15% | 357.85
2258 | Siemens | CPYEN-2-0.0960 | 1/2" 360 Degree Nozzle Drill 0.0960 >HFC-227ea | 1 |  | 1 | 421 | 15% | 357.85
2259 | Siemens | CPYEN-2-0.0980 | 1/2" 360 Degree Nozzle Drill 0.0980 >HFC-227ea | 1 |  | 1 | 421 | 15% | 357.85
2260 | Siemens | CPYEN-2-0.0995 | 1/2" 360 Degree Nozzle Drill 0.0995 >HFC-227ea | 1 |  | 1 | 421 | 15% | 357.85
2261 | Siemens | CPYEN-2-0.1015 | 1/2" 360 Degree Nozzle Drill 0.1015 >HFC-227ea | 1 |  | 1 | 421 | 15% | 357.85
2262 | Siemens | CPYEN-2-0.1040 | 1/2" 360 Degree Nozzle Drill 0.1040 >HFC-227ea | 1 |  | 1 | 421 | 15% | 357.85
2263 | Siemens | CPYEN-2-0.1065 | 1/2" 360 Degree Nozzle Drill 0.1065 >HFC-227ea | 1 |  | 1 | 421 | 15% | 357.85
2264 | Siemens | CPYEN-2-0.1094 | 1/2" 360 Degree Nozzle Drill 0.1094 >HFC-227ea | 1 |  | 1 | 421 | 15% | 357.85
2265 | Siemens | CPYEN-2-0.1100 | 1/2" 360 Degree Nozzle Drill 0.1100 >HFC-227ea | 1 |  | 1 | 421 | 15% | 357.85
2266 | Siemens | CPYEN-2-0.1110 | 1/2" 360 Degree Nozzle Drill 0.1110 >HFC-227ea | 1 |  | 1 | 421 | 15% | 357.85
2267 | Siemens | CPYEN-2-0.1130 | 1/2" 360 Degree Nozzle Drill 0.1130 >HFC-227ea | 1 |  | 1 | 421 | 15% | 357.85
2268 | Siemens | CPYEN-2-0.1160 | 1/2" 360 Degree Nozzle Drill 0.1160 >HFC-227ea | 1 |  | 1 | 421 | 15% | 357.85
2269 | Siemens | CPYEN-2-0.1200 | 1/2" 360 Degree Nozzle Drill 0.1200 >HFC-227ea | 1 |  | 1 | 421 | 15% | 357.85
2270 | Siemens | CPYEN-2-0.1250 | 1/2" 360 Degree Nozzle Drill 0.1250 >HFC-227ea | 1 |  | 1 | 421 | 15% | 357.85
2271 | Siemens | CPYEN-2-0.1285 | 1/2" 360 Degree Nozzle Drill 0.1285 >HFC-227ea | 1 |  | 1 | 421 | 15% | 357.85
2272 | Siemens | CPYEN-2-0.1360 | 1/2" 360 Degree Nozzle Drill 0.1360 >HFC-227ea | 1 |  | 1 | 421 | 15% | 357.85
2273 | Siemens | CPYEN-2-0.1406 | 1/2" 360 Degree Nozzle Drill 0.1406 >HFC-227ea | 1 |  | 1 | 421 | 15% | 357.85
2274 | Siemens | CPYEN-2-0.1440 | 1/2" 360 Degree Nozzle Drill 0.1440 >HFC-227ea | 1 |  | 1 | 421 | 15% | 357.85
2275 | Siemens | CPYEN-2-0.1470 | 1/2" 360 Degree Nozzle Drill 0.1470 >HFC-227ea | 1 |  | 1 | 421 | 15% | 357.85
2276 | Siemens | CPYEN-2-0.1495 | 1/2" 360 Degree Nozzle Drill 0.1495 >HFC-227ea | 1 |  | 1 | 421 | 15% | 357.85
2277 | Siemens | CPYEN-2-0.1520 | 1/2" 360 Degree Nozzle Drill 0.1520 >HFC-227ea | 1 |  | 1 | 421 | 15% | 357.85
2278 | Siemens | CPYEN-2-0.1540 | 1/2" 360 Degree Nozzle Drill 0.1540 >HFC-227ea | 1 |  | 1 | 421 | 15% | 357.85
2279 | Siemens | CPYEN-2-0.1562 | 1/2" 360 Degree Nozzle Drill 0.1562 >HFC-227ea | 1 |  | 1 | 421 | 15% | 357.85
2280 | Siemens | CPYEN-2-0.1570 | 1/2" 360 Degree Nozzle Drill 0.1570 >HFC-227ea | 1 |  | 1 | 421 | 15% | 357.85
2281 | Siemens | CPYEN-2-0.1590 | 1/2" 360 Degree Nozzle Drill 0.1590 >HFC-227ea | 1 |  | 1 | 421 | 15% | 357.85
2282 | Siemens | CPYEN-2-0.1610 | 1/2" 360 Degree Nozzle Drill 0.1610 >HFC-227ea | 1 |  | 1 | 421 | 15% | 357.85
2283 | Siemens | CPYEN-2-0.1660 | 1/2" 360 Degree Nozzle Drill 0.1660 >HFC-227ea | 1 |  | 1 | 421 | 15% | 357.85
2284 | Siemens | CPYEN-2-0.1695 | 1/2" 360 Degree Nozzle Drill 0.1695 >HFC-227ea | 1 |  | 1 | 421 | 15% | 357.85
2285 | Siemens | CPYEN-2-0.1719 | 1/2" 360 Degree Nozzle Drill 0.1719 >HFC-227ea | 1 |  | 1 | 421 | 15% | 357.85
2286 | Siemens | CPYEN-2-0.1730 | 1/2" 360 Degree Nozzle Drill 0.1730 >HFC-227ea | 1 |  | 1 | 421 | 15% | 357.85
2287 | Siemens | CPYEN-2-0.1770 | 1/2" 360 Degree Nozzle Drill 0.1770 >HFC-227ea | 1 |  | 1 | 421 | 15% | 357.85
2288 | Siemens | CPYEN-2-0.1800 | 1/2" 360 Degree Nozzle Drill 0.1800 >HFC-227ea | 1 |  | 1 | 421 | 15% | 357.85
2289 | Siemens | CPYEN-2-0.1820 | 1/2" 360 Degree Nozzle Drill 0.1820 >HFC-227ea | 1 |  | 1 | 421 | 15% | 357.85
2290 | Siemens | CPYEN-2-0.1850 | 1/2" 360 Degree Nozzle Drill 0.1850 >HFC-227ea | 1 |  | 1 | 421 | 15% | 357.85
2291 | Siemens | CPYEN-2-0.1875 | 1/2" 360 Degree Nozzle Drill 0.1875 >HFC-227ea | 1 |  | 1 | 421 | 15% | 357.85
2292 | Siemens | CPYEN-2-0.1890 | 1/2" 360 Degree Nozzle Drill 0.1890 >HFC-227ea | 1 |  | 1 | 421 | 15% | 357.85
2293 | Siemens | CPYEN-2-0.1910 | 1/2" 360 Degree Nozzle Drill 0.1910 >HFC-227ea | 1 |  | 1 | 421 | 15% | 357.85
2294 | Siemens | CPYEN-2-0.1935 | 1/2" 360 Degree Nozzle Drill 0.1935 >HFC-227ea | 1 |  | 1 | 421 | 15% | 357.85
2295 | Siemens | CPYEN-2-0.1960 | 1/2" 360 Degree Nozzle Drill 0.1960 >HFC-227ea | 1 |  | 1 | 421 | 15% | 357.85
2296 | Siemens | CPYEN-3-0.1360 | 3/4" 180 Degree Nozzle Drill 0.1360 >HFC-227ea | 1 |  | 1 | 421 | 15% | 357.85
2297 | Siemens | CPYEN-3-0.1406 | 3/4" 180 Degree Nozzle Drill 0.1406 >HFC-227ea | 1 |  | 1 | 421 | 15% | 357.85
2298 | Siemens | CPYEN-3-0.1440 | 3/4" 180 Degree Nozzle Drill 0.1440 >HFC-227ea | 1 |  | 1 | 421 | 15% | 357.85
2299 | Siemens | CPYEN-3-0.1470 | 3/4" 180 Degree Nozzle Drill 0.1470 >HFC-227ea | 1 |  | 1 | 421 | 15% | 357.85
2300 | Siemens | CPYEN-3-0.1495 | 3/4" 180 Degree Nozzle Drill 0.1495 >HFC-227ea | 1 |  | 1 | 421 | 15% | 357.85
2301 | Siemens | CPYEN-3-0.1520 | 3/4" 180 Degree Nozzle Drill 0.1520 >HFC-227ea | 1 |  | 1 | 421 | 15% | 357.85
2302 | Siemens | CPYEN-3-0.1540 | 3/4" 180 Degree Nozzle Drill 0.1540 >HFC-227ea | 1 |  | 1 | 421 | 15% | 357.85
2303 | Siemens | CPYEN-3-0.1562 | 3/4" 180 Degree Nozzle Drill 0.1562 >HFC-227ea | 1 |  | 1 | 421 | 15% | 357.85
2304 | Siemens | CPYEN-3-0.1570 | 3/4" 180 Degree Nozzle Drill 0.1570 >HFC-227ea | 1 |  | 1 | 421 | 15% | 357.85
2305 | Siemens | CPYEN-3-0.1590 | 3/4" 180 Degree Nozzle Drill 0.1590 >HFC-227ea | 1 |  | 1 | 421 | 15% | 357.85
2306 | Siemens | CPYEN-3-0.1610 | 3/4" 180 Degree Nozzle Drill 0.1610 >HFC-227ea | 1 |  | 1 | 421 | 15% | 357.85
2307 | Siemens | CPYEN-3-0.1660 | 3/4" 180 Degree Nozzle Drill 0.1660 >HFC-227ea | 1 |  | 1 | 421 | 15% | 357.85
2308 | Siemens | CPYEN-3-0.1695 | 3/4" 180 Degree Nozzle Drill 0.1695 >HFC-227ea | 1 |  | 1 | 421 | 15% | 357.85
2309 | Siemens | CPYEN-3-0.1719 | 3/4" 180 Degree Nozzle Drill 0.1719 >HFC-227ea | 1 |  | 1 | 421 | 15% | 357.85
2310 | Siemens | CPYEN-3-0.1730 | 3/4" 180 Degree Nozzle Drill 0.1730 >HFC-227ea | 1 |  | 1 | 421 | 15% | 357.85
2311 | Siemens | CPYEN-3-0.1770 | 3/4" 180 Degree Nozzle Drill 0.1770 >HFC-227ea | 1 |  | 1 | 421 | 15% | 357.85
2312 | Siemens | CPYEN-3-0.1800 | 3/4" 180 Degree Nozzle Drill 0.1800 >HFC-227ea | 1 |  | 1 | 421 | 15% | 357.85
2313 | Siemens | CPYEN-3-0.1820 | 3/4" 180 Degree Nozzle Drill 0.1820 >HFC-227ea | 1 |  | 1 | 421 | 15% | 357.85
2314 | Siemens | CPYEN-3-0.1850 | 3/4" 180 Degree Nozzle Drill 0.1850 >HFC-227ea | 1 |  | 1 | 421 | 15% | 357.85
2315 | Siemens | CPYEN-3-0.1875 | 3/4" 180 Degree Nozzle Drill 0.1875 >HFC-227ea | 1 |  | 1 | 421 | 15% | 357.85
2316 | Siemens | CPYEN-3-0.1890 | 3/4" 180 Degree Nozzle Drill 0.1890 >HFC-227ea | 1 |  | 1 | 421 | 15% | 357.85
2317 | Siemens | CPYEN-3-0.1910 | 3/4" 180 Degree Nozzle Drill 0.1910 >HFC-227ea | 1 |  | 1 | 421 | 15% | 357.85
2318 | Siemens | CPYEN-3-0.1935 | 3/4" 180 Degree Nozzle Drill 0.1935 >HFC-227ea | 1 |  | 1 | 421 | 15% | 357.85
2319 | Siemens | CPYEN-3-0.1960 | 3/4" 180 Degree Nozzle Drill 0.1960 >HFC-227ea | 1 |  | 1 | 421 | 15% | 357.85
2320 | Siemens | CPYEN-3-0.1990 | 3/4" 180 Degree Nozzle Drill 0.1990 >HFC-227ea | 1 |  | 1 | 421 | 15% | 357.85
2321 | Siemens | CPYEN-3-0.2010 | 3/4" 180 Degree Nozzle Drill 0.2010 >HFC-227ea | 1 |  | 1 | 421 | 15% | 357.85
2322 | Siemens | CPYEN-3-0.2031 | 3/4" 180 Degree Nozzle Drill 0.2031 >HFC-227ea | 1 |  | 1 | 421 | 15% | 357.85
2323 | Siemens | CPYEN-3-0.2040 | 3/4" 180 Degree Nozzle Drill 0.2040 >HFC-227ea | 1 |  | 1 | 421 | 15% | 357.85
2324 | Siemens | CPYEN-3-0.2055 | 3/4" 180 Degree Nozzle Drill 0.2055 >HFC-227ea | 1 |  | 1 | 421 | 15% | 357.85
2325 | Siemens | CPYEN-3-0.2090 | 3/4" 180 Degree Nozzle Drill 0.2090 >HFC-227ea | 1 |  | 1 | 421 | 15% | 357.85
2326 | Siemens | CPYEN-3-0.2130 | 3/4" 180 Degree Nozzle Drill 0.2130 >HFC-227ea | 1 |  | 1 | 421 | 15% | 357.85
2327 | Siemens | CPYEN-3-0.2187 | 3/4" 180 Degree Nozzle Drill 0.2187 >HFC-227ea | 1 |  | 1 | 421 | 15% | 357.85
2328 | Siemens | CPYEN-3-0.2210 | 3/4" 180 Degree Nozzle Drill 0.2210 >HFC-227ea | 1 |  | 1 | 421 | 15% | 357.85
2329 | Siemens | CPYEN-3-0.2280 | 3/4" 180 Degree Nozzle Drill 0.2280 >HFC-227ea | 1 |  | 1 | 421 | 15% | 357.85
2330 | Siemens | CPYEN-3-0.2344 | 3/4" 180 Degree Nozzle Drill 0.2344 >HFC-227ea | 1 |  | 1 | 421 | 15% | 357.85
2331 | Siemens | CPYEN-3-0.2380 | 3/4" 180 Degree Nozzle Drill 0.2380 >HFC-227ea | 1 |  | 1 | 421 | 15% | 357.85
2332 | Siemens | CPYEN-3-0.2420 | 3/4" 180 Degree Nozzle Drill 0.2420 >HFC-227ea | 1 |  | 1 | 421 | 15% | 357.85
2333 | Siemens | CPYEN-3-0.2460 | 3/4" 180 Degree Nozzle Drill 0.2460 >HFC-227ea | 1 |  | 1 | 421 | 15% | 357.85
2334 | Siemens | CPYEN-3-0.2500 | 3/4" 180 Degree Nozzle Drill 0.2500 >HFC-227ea | 1 |  | 1 | 421 | 15% | 357.85
2335 | Siemens | CPYEN-3-0.2570 | 3/4" 180 Degree Nozzle Drill 0.2570 >HFC-227ea | 1 |  | 1 | 421 | 15% | 357.85
2336 | Siemens | CPYEN-3-0.2610 | 3/4" 180 Degree Nozzle Drill 0.2610 >HFC-227ea | 1 |  | 1 | 421 | 15% | 357.85
2337 | Siemens | CPYEN-4-0.1360 | 3/4" 360 Degree Nozzle Drill 0.1360 >HFC-227ea | 1 |  | 1 | 421 | 15% | 357.85
2338 | Siemens | CPYEN-4-0.1406 | 3/4" 360 Degree Nozzle Drill 0.1406 >HFC-227ea | 1 |  | 1 | 421 | 15% | 357.85
2339 | Siemens | CPYEN-4-0.1440 | 3/4" 360 Degree Nozzle Drill 0.1440 >HFC-227ea | 1 |  | 1 | 421 | 15% | 357.85
2340 | Siemens | CPYEN-4-0.1470 | 3/4" 360 Degree Nozzle Drill 0.1470 >HFC-227ea | 1 |  | 1 | 421 | 15% | 357.85
2341 | Siemens | CPYEN-4-0.1495 | 3/4" 360 Degree Nozzle Drill 0.1495 >HFC-227ea | 1 |  | 1 | 421 | 15% | 357.85
2342 | Siemens | CPYEN-4-0.1520 | 3/4" 360 Degree Nozzle Drill 0.1520 >HFC-227ea | 1 |  | 1 | 421 | 15% | 357.85
2343 | Siemens | CPYEN-4-0.1540 | 3/4" 360 Degree Nozzle Drill 0.1540 >HFC-227ea | 1 |  | 1 | 421 | 15% | 357.85
2344 | Siemens | CPYEN-4-0.1562 | 3/4" 360 Degree Nozzle Drill 0.1562 >HFC-227ea | 1 |  | 1 | 421 | 15% | 357.85
2345 | Siemens | CPYEN-4-0.1570 | 3/4" 360 Degree Nozzle Drill 0.1570 >HFC-227ea | 1 |  | 1 | 421 | 15% | 357.85
2346 | Siemens | CPYEN-4-0.1590 | 3/4" 360 Degree Nozzle Drill 0.1590 >HFC-227ea | 1 |  | 1 | 421 | 15% | 357.85
2347 | Siemens | CPYEN-4-0.1610 | 3/4" 360 Degree Nozzle Drill 0.1610 >HFC-227ea | 1 |  | 1 | 421 | 15% | 357.85
2348 | Siemens | CPYEN-4-0.1660 | 3/4" 360 Degree Nozzle Drill 0.1660 >HFC-227ea | 1 |  | 1 | 421 | 15% | 357.85
2349 | Siemens | CPYEN-4-0.1695 | 3/4" 360 Degree Nozzle Drill 0.1695 >HFC-227ea | 1 |  | 1 | 421 | 15% | 357.85
2350 | Siemens | CPYEN-4-0.1719 | 3/4" 360 Degree Nozzle Drill 0.1719 >HFC-227ea | 1 |  | 1 | 421 | 15% | 357.85
2351 | Siemens | CPYEN-4-0.1730 | 3/4" 360 Degree Nozzle Drill 0.1730 >HFC-227ea | 1 |  | 1 | 421 | 15% | 357.85
2352 | Siemens | CPYEN-4-0.1770 | 3/4" 360 Degree Nozzle Drill 0.1770 >HFC-227ea | 1 |  | 1 | 421 | 15% | 357.85
2353 | Siemens | CPYEN-4-0.1800 | 3/4" 360 Degree Nozzle Drill 0.1800 >HFC-227ea | 1 |  | 1 | 421 | 15% | 357.85
2354 | Siemens | CPYEN-4-0.1820 | 3/4" 360 Degree Nozzle Drill 0.1820 >HFC-227ea | 1 |  | 1 | 421 | 15% | 357.85
2355 | Siemens | CPYEN-4-0.1850 | 3/4" 360 Degree Nozzle Drill 0.1850 >HFC-227ea | 1 |  | 1 | 421 | 15% | 357.85
2356 | Siemens | CPYEN-4-0.1875 | 3/4" 360 Degree Nozzle Drill 0.1875 >HFC-227ea | 1 |  | 1 | 421 | 15% | 357.85
2357 | Siemens | CPYEN-4-0.1890 | 3/4" 360 Degree Nozzle Drill 0.1890 >HFC-227ea | 1 |  | 1 | 421 | 15% | 357.85
2358 | Siemens | CPYEN-4-0.1910 | 3/4" 360 Degree Nozzle Drill 0.1910 >HFC-227ea | 1 |  | 1 | 421 | 15% | 357.85
2359 | Siemens | CPYEN-4-0.1935 | 3/4" 360 Degree Nozzle Drill 0.1935 >HFC-227ea | 1 |  | 1 | 421 | 15% | 357.85
2360 | Siemens | CPYEN-4-0.1960 | 3/4" 360 Degree Nozzle Drill 0.1960 >HFC-227ea | 1 |  | 1 | 421 | 15% | 357.85
2361 | Siemens | CPYEN-4-0.1990 | 3/4" 360 Degree Nozzle Drill 0.1990 >HFC-227ea | 1 |  | 1 | 421 | 15% | 357.85
2362 | Siemens | CPYEN-4-0.2010 | 3/4" 360 Degree Nozzle Drill 0.2010 >HFC-227ea | 1 |  | 1 | 421 | 15% | 357.85
2363 | Siemens | CPYEN-4-0.2031 | 3/4" 360 Degree Nozzle Drill 0.2031 >HFC-227ea | 1 |  | 1 | 421 | 15% | 357.85
2364 | Siemens | CPYEN-4-0.2040 | 3/4" 360 Degree Nozzle Drill 0.2040 >HFC-227ea | 1 |  | 1 | 421 | 15% | 357.85
2365 | Siemens | CPYEN-4-0.2055 | 3/4" 360 Degree Nozzle Drill 0.2055 >HFC-227ea | 1 |  | 1 | 421 | 15% | 357.85
2366 | Siemens | CPYEN-4-0.2090 | 3/4" 360 Degree Nozzle Drill 0.2090 >HFC-227ea | 1 |  | 1 | 421 | 15% | 357.85
2367 | Siemens | CPYEN-4-0.2130 | 3/4" 360 Degree Nozzle Drill 0.2130 >HFC-227ea | 1 |  | 1 | 421 | 15% | 357.85
2368 | Siemens | CPYEN-4-0.2187 | 3/4" 360 Degree Nozzle Drill 0.2187 >HFC-227ea | 1 |  | 1 | 421 | 15% | 357.85
2369 | Siemens | CPYEN-4-0.2210 | 3/4" 360 Degree Nozzle Drill 0.2210 >HFC-227ea | 1 |  | 1 | 421 | 15% | 357.85
2370 | Siemens | CPYEN-4-0.2280 | 3/4" 360 Degree Nozzle Drill 0.2280 >HFC-227ea | 1 |  | 1 | 421 | 15% | 357.85
2371 | Siemens | CPYEN-4-0.2344 | 3/4" 360 Degree Nozzle Drill 0.2344 >HFC-227ea | 1 |  | 1 | 421 | 15% | 357.85
2372 | Siemens | CPYEN-4-0.2380 | 3/4" 360 Degree Nozzle Drill 0.2380 >HFC-227ea | 1 |  | 1 | 421 | 15% | 357.85
2373 | Siemens | CPYEN-4-0.2420 | 3/4" 360 Degree Nozzle Drill 0.2420 >HFC-227ea | 1 |  | 1 | 421 | 15% | 357.85
2374 | Siemens | CPYEN-4-0.2460 | 3/4" 360 Degree Nozzle Drill 0.2460 >HFC-227ea | 1 |  | 1 | 421 | 15% | 357.85
2375 | Siemens | CPYEN-4-0.2500 | 3/4" 360 Degree Nozzle Drill 0.2500 >HFC-227ea | 1 |  | 1 | 421 | 15% | 357.85
2376 | Siemens | CPYEN-4-0.2570 | 3/4" 360 Degree Nozzle Drill 0.2570 >HFC-227ea | 1 |  | 1 | 421 | 15% | 357.85
2377 | Siemens | CPYEN-4-0.2610 | 3/4" 360 Degree Nozzle Drill 0.2610 >HFC-227ea | 1 |  | 1 | 421 | 15% | 357.85
2378 | Siemens | CPYEN-5-0.1660 | 1" 180 Degree Nozzle Drill 0.1660 >HFC-227ea | 1 |  | 1 | 421 | 15% | 357.85
2379 | Siemens | CPYEN-5-0.1695 | 1" 180 Degree Nozzle Drill 0.1695 >HFC-227ea | 1 |  | 1 | 421 | 15% | 357.85
2380 | Siemens | CPYEN-5-0.1719 | 1" 180 Degree Nozzle Drill 0.1719 >HFC-227ea | 1 |  | 1 | 421 | 15% | 357.85
2381 | Siemens | CPYEN-5-0.1730 | 1" 180 Degree Nozzle Drill 0.1730 >HFC-227ea | 1 |  | 1 | 421 | 15% | 357.85
2382 | Siemens | CPYEN-5-0.1770 | 1" 180 Degree Nozzle Drill 0.1770 >HFC-227ea | 1 |  | 1 | 421 | 15% | 357.85
2383 | Siemens | CPYEN-5-0.1800 | 1" 180 Degree Nozzle Drill 0.1800 >HFC-227ea | 1 |  | 1 | 421 | 15% | 357.85
2384 | Siemens | CPYEN-5-0.1820 | 1" 180 Degree Nozzle Drill 0.1820 >HFC-227ea | 1 |  | 1 | 421 | 15% | 357.85
2385 | Siemens | CPYEN-5-0.1850 | 1" 180 Degree Nozzle Drill 0.1850 >HFC-227ea | 1 |  | 1 | 421 | 15% | 357.85
2386 | Siemens | CPYEN-5-0.1875 | 1" 180 Degree Nozzle Drill 0.1875 >HFC-227ea | 1 |  | 1 | 421 | 15% | 357.85
2387 | Siemens | CPYEN-5-0.1890 | 1" 180 Degree Nozzle Drill 0.1890 >HFC-227ea | 1 |  | 1 | 421 | 15% | 357.85
2388 | Siemens | CPYEN-5-0.1910 | 1" 180 Degree Nozzle Drill 0.1910 >HFC-227ea | 1 |  | 1 | 421 | 15% | 357.85
2389 | Siemens | CPYEN-5-0.1935 | 1" 180 Degree Nozzle Drill 0.1935 >HFC-227ea | 1 |  | 1 | 421 | 15% | 357.85
2390 | Siemens | CPYEN-5-0.1960 | 1" 180 Degree Nozzle Drill 0.1960 >HFC-227ea | 1 |  | 1 | 421 | 15% | 357.85
2391 | Siemens | CPYEN-5-0.1990 | 1" 180 Degree Nozzle Drill 0.1990 >HFC-227ea | 1 |  | 1 | 421 | 15% | 357.85
2392 | Siemens | CPYEN-5-0.2010 | 1" 180 Degree Nozzle Drill 0.2010 >HFC-227ea | 1 |  | 1 | 421 | 15% | 357.85
2393 | Siemens | CPYEN-5-0.2031 | 1" 180 Degree Nozzle Drill 0.2031 >HFC-227ea | 1 |  | 1 | 421 | 15% | 357.85
2394 | Siemens | CPYEN-5-0.2040 | 1" 180 Degree Nozzle Drill 0.2040 >HFC-227ea | 1 |  | 1 | 421 | 15% | 357.85
2395 | Siemens | CPYEN-5-0.2055 | 1" 180 Degree Nozzle Drill 0.2055 >HFC-227ea | 1 |  | 1 | 421 | 15% | 357.85
2396 | Siemens | CPYEN-5-0.2090 | 1" 180 Degree Nozzle Drill 0.2090 >HFC-227ea | 1 |  | 1 | 421 | 15% | 357.85
2397 | Siemens | CPYEN-5-0.2130 | 1" 180 Degree Nozzle Drill 0.2130 >HFC-227ea | 1 |  | 1 | 421 | 15% | 357.85
2398 | Siemens | CPYEN-5-0.2187 | 1" 180 Degree Nozzle Drill 0.2187 >HFC-227ea | 1 |  | 1 | 421 | 15% | 357.85
2399 | Siemens | CPYEN-5-0.2210 | 1" 180 Degree Nozzle Drill 0.2210 >HFC-227ea | 1 |  | 1 | 421 | 15% | 357.85
2400 | Siemens | CPYEN-5-0.2340 | 1" 180 Degree Nozzle Drill 0.2340 >HFC-227ea | 1 |  | 1 | 421 | 15% | 357.85
2401 | Siemens | CPYEN-5-0.2344 | 1" 180 Degree Nozzle Drill 0.2344 >HFC-227ea | 1 |  | 1 | 421 | 15% | 357.85
2402 | Siemens | CPYEN-5-0.2380 | 1" 180 Degree Nozzle Drill 0.2380 >HFC-227ea | 1 |  | 1 | 421 | 15% | 357.85
2403 | Siemens | CPYEN-5-0.2420 | 1" 180 Degree Nozzle Drill 0.2420 >HFC-227ea | 1 |  | 1 | 421 | 15% | 357.85
2404 | Siemens | CPYEN-5-0.2460 | 1" 180 Degree Nozzle Drill 0.2460 >HFC-227ea | 1 |  | 1 | 421 | 15% | 357.85
2405 | Siemens | CPYEN-5-0.2500 | 1" 180 Degree Nozzle Drill 0.2500 >HFC-227ea | 1 |  | 1 | 421 | 15% | 357.85
2406 | Siemens | CPYEN-5-0.2570 | 1" 180 Degree Nozzle Drill 0.2570 >HFC-227ea | 1 |  | 1 | 421 | 15% | 357.85
2407 | Siemens | CPYEN-5-0.2610 | 1" 180 Degree Nozzle Drill 0.2610 >HFC-227ea | 1 |  | 1 | 421 | 15% | 357.85
2408 | Siemens | CPYEN-5-0.2656 | 1" 180 Degree Nozzle Drill 0.2656 >HFC-227ea | 1 |  | 1 | 421 | 15% | 357.85
2409 | Siemens | CPYEN-5-0.2660 | 1" 180 Degree Nozzle Drill 0.2660 >HFC-227ea | 1 |  | 1 | 421 | 15% | 357.85
2410 | Siemens | CPYEN-5-0.2720 | 1" 180 Degree Nozzle Drill 0.2720 >HFC-227ea | 1 |  | 1 | 421 | 15% | 357.85
2411 | Siemens | CPYEN-5-0.2770 | 1" 180 Degree Nozzle Drill 0.2770 >HFC-227ea | 1 |  | 1 | 421 | 15% | 357.85
2412 | Siemens | CPYEN-5-0.2810 | 1" 180 Degree Nozzle Drill 0.2810 >HFC-227ea | 1 |  | 1 | 421 | 15% | 357.85
2413 | Siemens | CPYEN-5-0.2812 | 1" 180 Degree Nozzle Drill 0.2812 >HFC-227ea | 1 |  | 1 | 421 | 15% | 357.85
2414 | Siemens | CPYEN-5-0.2900 | 1" 180 Degree Nozzle Drill 0.2900 >HFC-227ea | 1 |  | 1 | 421 | 15% | 357.85
2415 | Siemens | CPYEN-5-0.2950 | 1" 180 Degree Nozzle Drill 0.2950 >HFC-227ea | 1 |  | 1 | 421 | 15% | 357.85
2416 | Siemens | CPYEN-5-0.2969 | 1" 180 Degree Nozzle Drill 0.2969 >HFC-227ea | 1 |  | 1 | 421 | 15% | 357.85
2417 | Siemens | CPYEN-5-0.3020 | 1" 180 Degree Nozzle Drill 0.3020 >HFC-227ea | 1 |  | 1 | 421 | 15% | 357.85
2418 | Siemens | CPYEN-5-0.3125 | 1" 180 Degree Nozzle Drill 0.3125 >HFC-227ea | 1 |  | 1 | 421 | 15% | 357.85
2419 | Siemens | CPYEN-5-0.3160 | 1" 180 Degree Nozzle Drill 0.3160 >HFC-227ea | 1 |  | 1 | 421 | 15% | 357.85
2420 | Siemens | CPYEN-5-0.3230 | 1" 180 Degree Nozzle Drill 0.3230 >HFC-227ea | 1 |  | 1 | 421 | 15% | 357.85
2421 | Siemens | CPYEN-5-0.3281 | 1" 180 Degree Nozzle Drill 0.3281 >HFC-227ea | 1 |  | 1 | 421 | 15% | 357.85
2422 | Siemens | CPYEN-5-0.3320 | 1" 180 Degree Nozzle Drill 0.3320 >HFC-227ea | 1 |  | 1 | 421 | 15% | 357.85
2423 | Siemens | CPYEN-6-0.1660 | 1" 360 Degree Nozzle Drill 0.1660 >HFC-227ea | 1 |  | 1 | 421 | 15% | 357.85
2424 | Siemens | CPYEN-6-0.1695 | 1" 360 Degree Nozzle Drill 0.1695 >HFC-227ea | 1 |  | 1 | 421 | 15% | 357.85
2425 | Siemens | CPYEN-6-0.1719 | 1" 360 Degree Nozzle Drill 0.1719 >HFC-227ea | 1 |  | 1 | 421 | 15% | 357.85
2426 | Siemens | CPYEN-6-0.1730 | 1" 360 Degree Nozzle Drill 0.1730 >HFC-227ea | 1 |  | 1 | 421 | 15% | 357.85
2427 | Siemens | CPYEN-6-0.1770 | 1" 360 Degree Nozzle Drill 0.1770 >HFC-227ea | 1 |  | 1 | 421 | 15% | 357.85
2428 | Siemens | CPYEN-6-0.1800 | 1" 360 Degree Nozzle Drill 0.1800 >HFC-227ea | 1 |  | 1 | 421 | 15% | 357.85
2429 | Siemens | CPYEN-6-0.1820 | 1" 360 Degree Nozzle Drill 0.1820 >HFC-227ea | 1 |  | 1 | 421 | 15% | 357.85
2430 | Siemens | CPYEN-6-0.1850 | 1" 360 Degree Nozzle Drill 0.1850 >HFC-227ea | 1 |  | 1 | 421 | 15% | 357.85
2431 | Siemens | CPYEN-6-0.1875 | 1" 360 Degree Nozzle Drill 0.1875 >HFC-227ea | 1 |  | 1 | 421 | 15% | 357.85
2432 | Siemens | CPYEN-6-0.1890 | 1" 360 Degree Nozzle Drill 0.1890 >HFC-227ea | 1 |  | 1 | 421 | 15% | 357.85
2433 | Siemens | CPYEN-6-0.1910 | 1" 360 Degree Nozzle Drill 0.1910 >HFC-227ea | 1 |  | 1 | 421 | 15% | 357.85
2434 | Siemens | CPYEN-6-0.1935 | 1" 360 Degree Nozzle Drill 0.1935 >HFC-227ea | 1 |  | 1 | 421 | 15% | 357.85
2435 | Siemens | CPYEN-6-0.1960 | 1" 360 Degree Nozzle Drill 0.1960 >HFC-227ea | 1 |  | 1 | 421 | 15% | 357.85
2436 | Siemens | CPYEN-6-0.1990 | 1" 360 Degree Nozzle Drill 0.1990 >HFC-227ea | 1 |  | 1 | 421 | 15% | 357.85
2437 | Siemens | CPYEN-6-0.2010 | 1" 360 Degree Nozzle Drill 0.2010 >HFC-227ea | 1 |  | 1 | 421 | 15% | 357.85
2438 | Siemens | CPYEN-6-0.2031 | 1" 360 Degree Nozzle Drill 0.2031 >HFC-227ea | 1 |  | 1 | 421 | 15% | 357.85
2439 | Siemens | CPYEN-6-0.2040 | 1" 360 Degree Nozzle Drill 0.2040 >HFC-227ea | 1 |  | 1 | 421 | 15% | 357.85
2440 | Siemens | CPYEN-6-0.2055 | 1" 360 Degree Nozzle Drill 0.2055 >HFC-227ea | 1 |  | 1 | 421 | 15% | 357.85
2441 | Siemens | CPYEN-6-0.2090 | 1" 360 Degree Nozzle Drill 0.2090 >HFC-227ea | 1 |  | 1 | 421 | 15% | 357.85
2442 | Siemens | CPYEN-6-0.2130 | 1" 360 Degree Nozzle Drill 0.2130 >HFC-227ea | 1 |  | 1 | 421 | 15% | 357.85
2443 | Siemens | CPYEN-6-0.2187 | 1" 360 Degree Nozzle Drill 0.2187 >HFC-227ea | 1 |  | 1 | 421 | 15% | 357.85
2444 | Siemens | CPYEN-6-0.2210 | 1" 360 Degree Nozzle Drill 0.2210 >HFC-227ea | 1 |  | 1 | 421 | 15% | 357.85
2445 | Siemens | CPYEN-6-0.2340 | 1" 360 Degree Nozzle Drill 0.2340 >HFC-227ea | 1 |  | 1 | 421 | 15% | 357.85
2446 | Siemens | CPYEN-6-0.2344 | 1" 360 Degree Nozzle Drill 0.2344 >HFC-227ea | 1 |  | 1 | 421 | 15% | 357.85
2447 | Siemens | CPYEN-6-0.2380 | 1" 360 Degree Nozzle Drill 0.2380 >HFC-227ea | 1 |  | 1 | 421 | 15% | 357.85
2448 | Siemens | CPYEN-6-0.2420 | 1" 360 Degree Nozzle Drill 0.2420 >HFC-227ea | 1 |  | 1 | 421 | 15% | 357.85
2449 | Siemens | CPYEN-6-0.2460 | 1" 360 Degree Nozzle Drill 0.2460 >HFC-227ea | 1 |  | 1 | 421 | 15% | 357.85
2450 | Siemens | CPYEN-6-0.2500 | 1" 360 Degree Nozzle Drill 0.2500 >HFC-227ea | 1 |  | 1 | 421 | 15% | 357.85
2451 | Siemens | CPYEN-6-0.2570 | 1" 360 Degree Nozzle Drill 0.2570 >HFC-227ea | 1 |  | 1 | 421 | 15% | 357.85
2452 | Siemens | CPYEN-6-0.2610 | 1" 360 Degree Nozzle Drill 0.2610 >HFC-227ea | 1 |  | 1 | 421 | 15% | 357.85
2453 | Siemens | CPYEN-6-0.2656 | 1" 360 Degree Nozzle Drill 0.2656 >HFC-227ea | 1 |  | 1 | 421 | 15% | 357.85
2454 | Siemens | CPYEN-6-0.2660 | 1" 360 Degree Nozzle Drill 0.2660 >HFC-227ea | 1 |  | 1 | 421 | 15% | 357.85
2455 | Siemens | CPYEN-6-0.2720 | 1" 360 Degree Nozzle Drill 0.2720 >HFC-227ea | 1 |  | 1 | 421 | 15% | 357.85
2456 | Siemens | CPYEN-6-0.2770 | 1" 360 Degree Nozzle Drill 0.2770 >HFC-227ea | 1 |  | 1 | 421 | 15% | 357.85
2457 | Siemens | CPYEN-6-0.2810 | 1" 360 Degree Nozzle Drill 0.2810 >HFC-227ea | 1 |  | 1 | 421 | 15% | 357.85
2458 | Siemens | CPYEN-6-0.2812 | 1" 360 Degree Nozzle Drill 0.2812 >HFC-227ea | 1 |  | 1 | 421 | 15% | 357.85
2459 | Siemens | CPYEN-6-0.2900 | 1" 360 Degree Nozzle Drill 0.2900 >HFC-227ea | 1 |  | 1 | 421 | 15% | 357.85
2460 | Siemens | CPYEN-6-0.2950 | 1" 360 Degree Nozzle Drill 0.2950 >HFC-227ea | 1 |  | 1 | 421 | 15% | 357.85
2461 | Siemens | CPYEN-6-0.2969 | 1" 360 Degree Nozzle Drill 0.2969 >HFC-227ea | 1 |  | 1 | 421 | 15% | 357.85
2462 | Siemens | CPYEN-6-0.3020 | 1" 360 Degree Nozzle Drill 0.3020 >HFC-227ea | 1 |  | 1 | 421 | 15% | 357.85
2463 | Siemens | CPYEN-6-0.3125 | 1" 360 Degree Nozzle Drill 0.3125 >HFC-227ea | 1 |  | 1 | 421 | 15% | 357.85
2464 | Siemens | CPYEN-6-0.3160 | 1" 360 Degree Nozzle Drill 0.3160 >HFC-227ea | 1 |  | 1 | 421 | 15% | 357.85
2465 | Siemens | CPYEN-6-0.3230 | 1" 360 Degree Nozzle Drill 0.3230 >HFC-227ea | 1 |  | 1 | 421 | 15% | 357.85
2466 | Siemens | CPYEN-6-0.3281 | 1" 360 Degree Nozzle Drill 0.3281 >HFC-227ea | 1 |  | 1 | 421 | 15% | 357.85
2467 | Siemens | CPYEN-6-0.3320 | 1" 360 Degree Nozzle Drill 0.3320 >HFC-227ea | 1 |  | 1 | 421 | 15% | 357.85
2468 | Siemens | CPYEN-7-0.2187 | 1-1/4" 180 Degree Nozzle Drill 0.2187 >HFC-227ea | 1 |  | 1 | 421 | 15% | 357.85
2469 | Siemens | CPYEN-7-0.2210 | 1-1/4" 180 Degree Nozzle Drill 0.2210 >HFC-227ea | 1 |  | 1 | 421 | 15% | 357.85
2470 | Siemens | CPYEN-7-0.2340 | 1-1/4" 180 Degree Nozzle Drill 0.2340 >HFC-227ea | 1 |  | 1 | 421 | 15% | 357.85
2471 | Siemens | CPYEN-7-0.2344 | 1-1/4" 180 Degree Nozzle Drill 0.2344 >HFC-227ea | 1 |  | 1 | 421 | 15% | 357.85
2472 | Siemens | CPYEN-7-0.2380 | 1-1/4" 180 Degree Nozzle Drill 0.2380 >HFC-227ea | 1 |  | 1 | 421 | 15% | 357.85
2473 | Siemens | CPYEN-7-0.2420 | 1-1/4" 180 Degree Nozzle Drill 0.2420 >HFC-227ea | 1 |  | 1 | 421 | 15% | 357.85
2474 | Siemens | CPYEN-7-0.2460 | 1-1/4" 180 Degree Nozzle Drill 0.2460 >HFC-227ea | 1 |  | 1 | 421 | 15% | 357.85
2475 | Siemens | CPYEN-7-0.2500 | 1-1/4" 180 Degree Nozzle Drill 0.2500 >HFC-227ea | 1 |  | 1 | 421 | 15% | 357.85
2476 | Siemens | CPYEN-7-0.2570 | 1-1/4" 180 Degree Nozzle Drill 0.2570 >HFC-227ea | 1 |  | 1 | 421 | 15% | 357.85
2477 | Siemens | CPYEN-7-0.2610 | 1-1/4" 180 Degree Nozzle Drill 0.2610 >HFC-227ea | 1 |  | 1 | 421 | 15% | 357.85
2478 | Siemens | CPYEN-7-0.2656 | 1-1/4" 180 Degree Nozzle Drill 0.2656 >HFC-227ea | 1 |  | 1 | 421 | 15% | 357.85
2479 | Siemens | CPYEN-7-0.2660 | 1-1/4" 180 Degree Nozzle Drill 0.2660 >HFC-227ea | 1 |  | 1 | 421 | 15% | 357.85
2480 | Siemens | CPYEN-7-0.2720 | 1-1/4" 180 Degree Nozzle Drill 0.2720 >HFC-227ea | 1 |  | 1 | 421 | 15% | 357.85
2481 | Siemens | CPYEN-7-0.2770 | 1-1/4" 180 Degree Nozzle Drill 0.2770 >HFC-227ea | 1 |  | 1 | 421 | 15% | 357.85
2482 | Siemens | CPYEN-7-0.2810 | 1-1/4" 180 Degree Nozzle Drill 0.2810 >HFC-227ea | 1 |  | 1 | 421 | 15% | 357.85
2483 | Siemens | CPYEN-7-0.2812 | 1-1/4" 180 Degree Nozzle Drill 0.2812 >HFC-227ea | 1 |  | 1 | 421 | 15% | 357.85
2484 | Siemens | CPYEN-7-0.2900 | 1-1/4" 180 Degree Nozzle Drill 0.2900 >HFC-227ea | 1 |  | 1 | 421 | 15% | 357.85
2485 | Siemens | CPYEN-7-0.2950 | 1-1/4" 180 Degree Nozzle Drill 0.2950 >HFC-227ea | 1 |  | 1 | 421 | 15% | 357.85
2486 | Siemens | CPYEN-7-0.2969 | 1-1/4" 180 Degree Nozzle Drill 0.2969 >HFC-227ea | 1 |  | 1 | 421 | 15% | 357.85
2487 | Siemens | CPYEN-7-0.3020 | 1-1/4" 180 Degree Nozzle Drill 0.3020 >HFC-227ea | 1 |  | 1 | 421 | 15% | 357.85
2488 | Siemens | CPYEN-7-0.3125 | 1-1/4" 180 Degree Nozzle Drill 0.3125 >HFC-227ea | 1 |  | 1 | 421 | 15% | 357.85
2489 | Siemens | CPYEN-7-0.3160 | 1-1/4" 180 Degree Nozzle Drill 0.3160 >HFC-227ea | 1 |  | 1 | 421 | 15% | 357.85
2490 | Siemens | CPYEN-7-0.3230 | 1-1/4" 180 Degree Nozzle Drill 0.3230 >HFC-227ea | 1 |  | 1 | 421 | 15% | 357.85
2491 | Siemens | CPYEN-7-0.3281 | 1-1/4" 180 Degree Nozzle Drill 0.3281 >HFC-227ea | 1 |  | 1 | 421 | 15% | 357.85
2492 | Siemens | CPYEN-7-0.3320 | 1-1/4" 180 Degree Nozzle Drill 0.3320 >HFC-227ea | 1 |  | 1 | 421 | 15% | 357.85
2493 | Siemens | CPYEN-7-0.3390 | 1-1/4" 180 Degree Nozzle Drill 0.3390 >HFC-227ea | 1 |  | 1 | 421 | 15% | 357.85
2494 | Siemens | CPYEN-7-0.3437 | 1-1/4" 180 Degree Nozzle Drill 0.3437 >HFC-227ea | 1 |  | 1 | 421 | 15% | 357.85
2495 | Siemens | CPYEN-7-0.3480 | 1-1/4" 180 Degree Nozzle Drill 0.3480 >HFC-227ea | 1 |  | 1 | 421 | 15% | 357.85
2496 | Siemens | CPYEN-7-0.3580 | 1-1/4" 180 Degree Nozzle Drill 0.3580 >HFC-227ea | 1 |  | 1 | 421 | 15% | 357.85
2497 | Siemens | CPYEN-7-0.3594 | 1-1/4" 180 Degree Nozzle Drill 0.3594 >HFC-227ea | 1 |  | 1 | 421 | 15% | 357.85
2498 | Siemens | CPYEN-7-0.3680 | 1-1/4" 180 Degree Nozzle Drill 0.3680 >HFC-227ea | 1 |  | 1 | 421 | 15% | 357.85
2499 | Siemens | CPYEN-7-0.3750 | 1-1/4" 180 Degree Nozzle Drill 0.3750 >HFC-227ea | 1 |  | 1 | 421 | 15% | 357.85
2500 | Siemens | CPYEN-7-0.3770 | 1-1/4" 180 Degree Nozzle Drill 0.3770 >HFC-227ea | 1 |  | 1 | 421 | 15% | 357.85
2501 | Siemens | CPYEN-7-0.3860 | 1-1/4" 180 Degree Nozzle Drill 0.3860 >HFC-227ea | 1 |  | 1 | 421 | 15% | 357.85
2502 | Siemens | CPYEN-7-0.3906 | 1-1/4" 180 Degree Nozzle Drill 0.3906 >HFC-227ea | 1 |  | 1 | 421 | 15% | 357.85
2503 | Siemens | CPYEN-7-0.3970 | 1-1/4" 180 Degree Nozzle Drill 0.3970 >HFC-227ea | 1 |  | 1 | 421 | 15% | 357.85
2504 | Siemens | CPYEN-7-0.4040 | 1-1/4" 180 Degree Nozzle Drill 0.4040 >HFC-227ea | 1 |  | 1 | 421 | 15% | 357.85
2505 | Siemens | CPYEN-7-0.4062 | 1-1/4" 180 Degree Nozzle Drill 0.4062 >HFC-227ea | 1 |  | 1 | 421 | 15% | 357.85
2506 | Siemens | CPYEN-7-0.4130 | 1-1/4" 180 Degree Nozzle Drill 0.4130 >HFC-227ea | 1 |  | 1 | 421 | 15% | 357.85
2507 | Siemens | CPYEN-7-0.4219 | 1-1/4" 180 Degree Nozzle Drill 0.4219 >HFC-227ea | 1 |  | 1 | 421 | 15% | 357.85
2508 | Siemens | CPYEN-7-0.4375 | 1-1/4" 180 Degree Nozzle Drill 0.4375 >HFC-227ea | 1 |  | 1 | 421 | 15% | 357.85
2509 | Siemens | CPYEN-8-0.2187 | 1-1/4" 360 Degree Nozzle Drill 0.2187 >HFC-227ea | 1 |  | 1 | 421 | 15% | 357.85
2510 | Siemens | CPYEN-8-0.2210 | 1-1/4" 360 Degree Nozzle Drill 0.2210 >HFC-227ea | 1 |  | 1 | 421 | 15% | 357.85
2511 | Siemens | CPYEN-8-0.2340 | 1-1/4" 360 Degree Nozzle Drill 0.2340 >HFC-227ea | 1 |  | 1 | 421 | 15% | 357.85
2512 | Siemens | CPYEN-8-0.2344 | 1-1/4" 360 Degree Nozzle Drill 0.2344 >HFC-227ea | 1 |  | 1 | 421 | 15% | 357.85
2513 | Siemens | CPYEN-8-0.2380 | 1-1/4" 360 Degree Nozzle Drill 0.2380 >HFC-227ea | 1 |  | 1 | 421 | 15% | 357.85
2514 | Siemens | CPYEN-8-0.2420 | 1-1/4" 360 Degree Nozzle Drill 0.2420 >HFC-227ea | 1 |  | 1 | 421 | 15% | 357.85
2515 | Siemens | CPYEN-8-0.2460 | 1-1/4" 360 Degree Nozzle Drill 0.2460 >HFC-227ea | 1 |  | 1 | 421 | 15% | 357.85
2516 | Siemens | CPYEN-8-0.2500 | 1-1/4" 360 Degree Nozzle Drill 0.2500 >HFC-227ea | 1 |  | 1 | 421 | 15% | 357.85
2517 | Siemens | CPYEN-8-0.2570 | 1-1/4" 360 Degree Nozzle Drill 0.2570 >HFC-227ea | 1 |  | 1 | 421 | 15% | 357.85
2518 | Siemens | CPYEN-8-0.2610 | 1-1/4" 360 Degree Nozzle Drill 0.2610 >HFC-227ea | 1 |  | 1 | 421 | 15% | 357.85
2519 | Siemens | CPYEN-8-0.2656 | 1-1/4" 360 Degree Nozzle Drill 0.2656 >HFC-227ea | 1 |  | 1 | 421 | 15% | 357.85
2520 | Siemens | CPYEN-8-0.2660 | 1-1/4" 360 Degree Nozzle Drill 0.2660 >HFC-227ea | 1 |  | 1 | 421 | 15% | 357.85
2521 | Siemens | CPYEN-8-0.2720 | 1-1/4" 360 Degree Nozzle Drill 0.2720 >HFC-227ea | 1 |  | 1 | 421 | 15% | 357.85
2522 | Siemens | CPYEN-8-0.2770 | 1-1/4" 360 Degree Nozzle Drill 0.2770 >HFC-227ea | 1 |  | 1 | 421 | 15% | 357.85
2523 | Siemens | CPYEN-8-0.2810 | 1-1/4" 360 Degree Nozzle Drill 0.2810 >HFC-227ea | 1 |  | 1 | 421 | 15% | 357.85
2524 | Siemens | CPYEN-8-0.2812 | 1-1/4" 360 Degree Nozzle Drill 0.2812 >HFC-227ea | 1 |  | 1 | 421 | 15% | 357.85
2525 | Siemens | CPYEN-8-0.2900 | 1-1/4" 360 Degree Nozzle Drill 0.2900 >HFC-227ea | 1 |  | 1 | 421 | 15% | 357.85
2526 | Siemens | CPYEN-8-0.2950 | 1-1/4" 360 Degree Nozzle Drill 0.2950 >HFC-227ea | 1 |  | 1 | 421 | 15% | 357.85
2527 | Siemens | CPYEN-8-0.2969 | 1-1/4" 360 Degree Nozzle Drill 0.2969 >HFC-227ea | 1 |  | 1 | 421 | 15% | 357.85
2528 | Siemens | CPYEN-8-0.3020 | 1-1/4" 360 Degree Nozzle Drill 0.3020 >HFC-227ea | 1 |  | 1 | 421 | 15% | 357.85
2529 | Siemens | CPYEN-8-0.3125 | 1-1/4" 360 Degree Nozzle Drill 0.3125 >HFC-227ea | 1 |  | 1 | 421 | 15% | 357.85
2530 | Siemens | CPYEN-8-0.3160 | 1-1/4" 360 Degree Nozzle Drill 0.3160 >HFC-227ea | 1 |  | 1 | 421 | 15% | 357.85
2531 | Siemens | CPYEN-8-0.3230 | 1-1/4" 360 Degree Nozzle Drill 0.3230 >HFC-227ea | 1 |  | 1 | 421 | 15% | 357.85
2532 | Siemens | CPYEN-8-0.3281 | 1-1/4" 360 Degree Nozzle Drill 0.3281 >HFC-227ea | 1 |  | 1 | 421 | 15% | 357.85
2533 | Siemens | CPYEN-8-0.3320 | 1-1/4" 360 Degree Nozzle Drill 0.3320 >HFC-227ea | 1 |  | 1 | 421 | 15% | 357.85
2534 | Siemens | CPYEN-8-0.3390 | 1-1/4" 360 Degree Nozzle Drill 0.3390 >HFC-227ea | 1 |  | 1 | 421 | 15% | 357.85
2535 | Siemens | CPYEN-8-0.3437 | 1-1/4" 360 Degree Nozzle Drill 0.3437 >HFC-227ea | 1 |  | 1 | 421 | 15% | 357.85
2536 | Siemens | CPYEN-8-0.3480 | 1-1/4" 360 Degree Nozzle Drill 0.3480 >HFC-227ea | 1 |  | 1 | 421 | 15% | 357.85
2537 | Siemens | CPYEN-8-0.3580 | 1-1/4" 360 Degree Nozzle Drill 0.3580 >HFC-227ea | 1 |  | 1 | 421 | 15% | 357.85
2538 | Siemens | CPYEN-8-0.3594 | 1-1/4" 360 Degree Nozzle Drill 0.3594 >HFC-227ea | 1 |  | 1 | 421 | 15% | 357.85
2539 | Siemens | CPYEN-8-0.3680 | 1-1/4" 360 Degree Nozzle Drill 0.3680 >HFC-227ea | 1 |  | 1 | 421 | 15% | 357.85
2540 | Siemens | CPYEN-8-0.3750 | 1-1/4" 360 Degree Nozzle Drill 0.3750 >HFC-227ea | 1 |  | 1 | 421 | 15% | 357.85
2541 | Siemens | CPYEN-8-0.3770 | 1-1/4" 360 Degree Nozzle Drill 0.3770 >HFC-227ea | 1 |  | 1 | 421 | 15% | 357.85
2542 | Siemens | CPYEN-8-0.3860 | 1-1/4" 360 Degree Nozzle Drill 0.3860 >HFC-227ea | 1 |  | 1 | 421 | 15% | 357.85
2543 | Siemens | CPYEN-8-0.3906 | 1-1/4" 360 Degree Nozzle Drill 0.3906 >HFC-227ea | 1 |  | 1 | 421 | 15% | 357.85
2544 | Siemens | CPYEN-8-0.3970 | 1-1/4" 360 Degree Nozzle Drill 0.3970 >HFC-227ea | 1 |  | 1 | 421 | 15% | 357.85
2545 | Siemens | CPYEN-8-0.4040 | 1-1/4" 360 Degree Nozzle Drill 0.4040 >HFC-227ea | 1 |  | 1 | 421 | 15% | 357.85
2546 | Siemens | CPYEN-8-0.4062 | 1-1/4" 360 Degree Nozzle Drill 0.4062 >HFC-227ea | 1 |  | 1 | 421 | 15% | 357.85
2547 | Siemens | CPYEN-8-0.4130 | 1-1/4" 360 Degree Nozzle Drill 0.4130 >HFC-227ea | 1 |  | 1 | 421 | 15% | 357.85
2548 | Siemens | CPYEN-8-0.4219 | 1-1/4" 360 Degree Nozzle Drill 0.4219 >HFC-227ea | 1 |  | 1 | 421 | 15% | 357.85
2549 | Siemens | CPYEN-8-0.4375 | 1-1/4" 360 Degree Nozzle Drill 0.4375 >HFC-227ea | 1 |  | 1 | 421 | 15% | 357.85
2550 | Siemens | CPYEN-9-0.2570 | 1-1/2" 180 Degree Nozzle Drill 0.2570 >HFC-227ea | 1 |  | 1 | 425 | 15% | 361.25
2551 | Siemens | CPYEN-9-0.2610 | 1-1/2" 180 Degree Nozzle Drill 0.2610 >HFC-227ea | 1 |  | 1 | 425 | 15% | 361.25
2552 | Siemens | CPYEN-9-0.2656 | 1-1/2" 180 Degree Nozzle Drill 0.2656 >HFC-227ea | 1 |  | 1 | 425 | 15% | 361.25
2553 | Siemens | CPYEN-9-0.2660 | 1-1/2" 180 Degree Nozzle Drill 0.2660 >HFC-227ea | 1 |  | 1 | 425 | 15% | 361.25
2554 | Siemens | CPYEN-9-0.2720 | 1-1/2" 180 Degree Nozzle Drill 0.2720 >HFC-227ea | 1 |  | 1 | 425 | 15% | 361.25
2555 | Siemens | CPYEN-9-0.2770 | 1-1/2" 180 Degree Nozzle Drill 0.2770 >HFC-227ea | 1 |  | 1 | 425 | 15% | 361.25
2556 | Siemens | CPYEN-9-0.2810 | 1-1/2" 180 Degree Nozzle Drill 0.2810 >HFC-227ea | 1 |  | 1 | 425 | 15% | 361.25
2557 | Siemens | CPYEN-9-0.2812 | 1-1/2" 180 Degree Nozzle Drill 0.2812 >HFC-227ea | 1 |  | 1 | 425 | 15% | 361.25
2558 | Siemens | CPYEN-9-0.2900 | 1-1/2" 180 Degree Nozzle Drill 0.2900 >HFC-227ea | 1 |  | 1 | 425 | 15% | 361.25
2559 | Siemens | CPYEN-9-0.2950 | 1-1/2" 180 Degree Nozzle Drill 0.2950 >HFC-227ea | 1 |  | 1 | 425 | 15% | 361.25
2560 | Siemens | CPYEN-9-0.2969 | 1-1/2" 180 Degree Nozzle Drill 0.2969 >HFC-227ea | 1 |  | 1 | 425 | 15% | 361.25
2561 | Siemens | CPYEN-9-0.3020 | 1-1/2" 180 Degree Nozzle Drill 0.3020 >HFC-227ea | 1 |  | 1 | 425 | 15% | 361.25
2562 | Siemens | CPYEN-9-0.3125 | 1-1/2" 180 Degree Nozzle Drill 0.3125 >HFC-227ea | 1 |  | 1 | 425 | 15% | 361.25
2563 | Siemens | CPYEN-9-0.3160 | 1-1/2" 180 Degree Nozzle Drill 0.3160 >HFC-227ea | 1 |  | 1 | 425 | 15% | 361.25
2564 | Siemens | CPYEN-9-0.3230 | 1-1/2" 180 Degree Nozzle Drill 0.3230 >HFC-227ea | 1 |  | 1 | 425 | 15% | 361.25
2565 | Siemens | CPYEN-9-0.3281 | 1-1/2" 180 Degree Nozzle Drill 0.3281 >HFC-227ea | 1 |  | 1 | 425 | 15% | 361.25
2566 | Siemens | CPYEN-9-0.3320 | 1-1/2" 180 Degree Nozzle Drill 0.3320 >HFC-227ea | 1 |  | 1 | 425 | 15% | 361.25
2567 | Siemens | CPYEN-9-0.3390 | 1-1/2" 180 Degree Nozzle Drill 0.3390 >HFC-227ea | 1 |  | 1 | 425 | 15% | 361.25
2568 | Siemens | CPYEN-9-0.3437 | 1-1/2" 180 Degree Nozzle Drill 0.3437 >HFC-227ea | 1 |  | 1 | 425 | 15% | 361.25
2569 | Siemens | CPYEN-9-0.3480 | 1-1/2" 180 Degree Nozzle Drill 0.3480 >HFC-227ea | 1 |  | 1 | 425 | 15% | 361.25
2570 | Siemens | CPYEN-9-0.3580 | 1-1/2" 180 Degree Nozzle Drill 0.3580 >HFC-227ea | 1 |  | 1 | 425 | 15% | 361.25
2571 | Siemens | CPYEN-9-0.3594 | 1-1/2" 180 Degree Nozzle Drill 0.3594 >HFC-227ea | 1 |  | 1 | 425 | 15% | 361.25
2572 | Siemens | CPYEN-9-0.3680 | 1-1/2" 180 Degree Nozzle Drill 0.3680 >HFC-227ea | 1 |  | 1 | 425 | 15% | 361.25
2573 | Siemens | CPYEN-9-0.3750 | 1-1/2" 180 Degree Nozzle Drill 0.3750 >HFC-227ea | 1 |  | 1 | 425 | 15% | 361.25
2574 | Siemens | CPYEN-9-0.3770 | 1-1/2" 180 Degree Nozzle Drill 0.3770 >HFC-227ea | 1 |  | 1 | 425 | 15% | 361.25
2575 | Siemens | CPYEN-9-0.3860 | 1-1/2" 180 Degree Nozzle Drill 0.3860 >HFC-227ea | 1 |  | 1 | 425 | 15% | 361.25
2576 | Siemens | CPYEN-9-0.3906 | 1-1/2" 180 Degree Nozzle Drill 0.3906 >HFC-227ea | 1 |  | 1 | 425 | 15% | 361.25
2577 | Siemens | CPYEN-9-0.3970 | 1-1/2" 180 Degree Nozzle Drill 0.3970 >HFC-227ea | 1 |  | 1 | 425 | 15% | 361.25
2578 | Siemens | CPYEN-9-0.4040 | 1-1/2" 180 Degree Nozzle Drill 0.4040 >HFC-227ea | 1 |  | 1 | 425 | 15% | 361.25
2579 | Siemens | CPYEN-9-0.4062 | 1-1/2" 180 Degree Nozzle Drill 0.4062 >HFC-227ea | 1 |  | 1 | 425 | 15% | 361.25
2580 | Siemens | CPYEN-9-0.4130 | 1-1/2" 180 Degree Nozzle Drill 0.4130 >HFC-227ea | 1 |  | 1 | 425 | 15% | 361.25
2581 | Siemens | CPYEN-9-0.4219 | 1-1/2" 180 Degree Nozzle Drill 0.4219 >HFC-227ea | 1 |  | 1 | 425 | 15% | 361.25
2582 | Siemens | CPYEN-9-0.4375 | 1-1/2" 180 Degree Nozzle Drill 0.4375 >HFC-227ea | 1 |  | 1 | 425 | 15% | 361.25
2583 | Siemens | CPYEN-9-0.4531 | 1-1/2" 180 Degree Nozzle Drill 0.4531 >HFC-227ea | 1 |  | 1 | 425 | 15% | 361.25
2584 | Siemens | CPYEN-9-0.4688 | 1-1/2" 180 Degree Nozzle Drill 0.4688 >HFC-227ea | 1 |  | 1 | 425 | 15% | 361.25
2585 | Siemens | CPYEN-9-0.4844 | 1-1/2" 180 Degree Nozzle Drill 0.4844 >HFC-227ea | 1 |  | 1 | 425 | 15% | 361.25
2586 | Siemens | CPYEN-9-0.5000 | 1-1/2" 180 Degree Nozzle Drill 0.5000 >HFC-227ea | 1 |  | 1 | 425 | 15% | 361.25
2587 | Siemens | CPYEN-10-0.2570 | 1-1/2" 360 Degree Nozzle Drill 0.2570 >HFC-227ea | 1 |  | 1 | 425 | 15% | 361.25
2588 | Siemens | CPYEN-10-0.2610 | 1-1/2" 360 Degree Nozzle Drill 0.2610 >HFC-227ea | 1 |  | 1 | 425 | 15% | 361.25
2589 | Siemens | CPYEN-10-0.2656 | 1-1/2" 360 Degree Nozzle Drill 0.2656 >HFC-227ea | 1 |  | 1 | 425 | 15% | 361.25
2590 | Siemens | CPYEN-10-0.2660 | 1-1/2" 360 Degree Nozzle Drill 0.2660 >HFC-227ea | 1 |  | 1 | 425 | 15% | 361.25
2591 | Siemens | CPYEN-10-0.2720 | 1-1/2" 360 Degree Nozzle Drill 0.2720 >HFC-227ea | 1 |  | 1 | 425 | 15% | 361.25
2592 | Siemens | CPYEN-10-0.2770 | 1-1/2" 360 Degree Nozzle Drill 0.2770 >HFC-227ea | 1 |  | 1 | 425 | 15% | 361.25
2593 | Siemens | CPYEN-10-0.2810 | 1-1/2" 360 Degree Nozzle Drill 0.2810 >HFC-227ea | 1 |  | 1 | 425 | 15% | 361.25
2594 | Siemens | CPYEN-10-0.2812 | 1-1/2" 360 Degree Nozzle Drill 0.2812 >HFC-227ea | 1 |  | 1 | 425 | 15% | 361.25
2595 | Siemens | CPYEN-10-0.2900 | 1-1/2" 360 Degree Nozzle Drill 0.2900 >HFC-227ea | 1 |  | 1 | 425 | 15% | 361.25
2596 | Siemens | CPYEN-10-0.2950 | 1-1/2" 360 Degree Nozzle Drill 0.2950 >HFC-227ea | 1 |  | 1 | 425 | 15% | 361.25
2597 | Siemens | CPYEN-10-0.2969 | 1-1/2" 360 Degree Nozzle Drill 0.2969 >HFC-227ea | 1 |  | 1 | 425 | 15% | 361.25
2598 | Siemens | CPYEN-10-0.3020 | 1-1/2" 360 Degree Nozzle Drill 0.3020 >HFC-227ea | 1 |  | 1 | 425 | 15% | 361.25
2599 | Siemens | CPYEN-10-0.3125 | 1-1/2" 360 Degree Nozzle Drill 0.3125 >HFC-227ea | 1 |  | 1 | 425 | 15% | 361.25
2600 | Siemens | CPYEN-10-0.3160 | 1-1/2" 360 Degree Nozzle Drill 0.3160 >HFC-227ea | 1 |  | 1 | 425 | 15% | 361.25
2601 | Siemens | CPYEN-10-0.3230 | 1-1/2" 360 Degree Nozzle Drill 0.3230 >HFC-227ea | 1 |  | 1 | 425 | 15% | 361.25
2602 | Siemens | CPYEN-10-0.3281 | 1-1/2" 360 Degree Nozzle Drill 0.3281 >HFC-227ea | 1 |  | 1 | 425 | 15% | 361.25
2603 | Siemens | CPYEN-10-0.3320 | 1-1/2" 360 Degree Nozzle Drill 0.3320 >HFC-227ea | 1 |  | 1 | 425 | 15% | 361.25
2604 | Siemens | CPYEN-10-0.3390 | 1-1/2" 360 Degree Nozzle Drill 0.3390 >HFC-227ea | 1 |  | 1 | 425 | 15% | 361.25
2605 | Siemens | CPYEN-10-0.3437 | 1-1/2" 360 Degree Nozzle Drill 0.3437 >HFC-227ea | 1 |  | 1 | 425 | 15% | 361.25
2606 | Siemens | CPYEN-10-0.3480 | 1-1/2" 360 Degree Nozzle Drill 0.3480 >HFC-227ea | 1 |  | 1 | 425 | 15% | 361.25
2607 | Siemens | CPYEN-10-0.3580 | 1-1/2" 360 Degree Nozzle Drill 0.3580 >HFC-227ea | 1 |  | 1 | 425 | 15% | 361.25
2608 | Siemens | CPYEN-10-0.3594 | 1-1/2" 360 Degree Nozzle Drill 0.3594 >HFC-227ea | 1 |  | 1 | 425 | 15% | 361.25
2609 | Siemens | CPYEN-10-0.3680 | 1-1/2" 360 Degree Nozzle Drill 0.3680 >HFC-227ea | 1 |  | 1 | 425 | 15% | 361.25
2610 | Siemens | CPYEN-10-0.3750 | 1-1/2" 360 Degree Nozzle Drill 0.3750 >HFC-227ea | 1 |  | 1 | 425 | 15% | 361.25
2611 | Siemens | CPYEN-10-0.3770 | 1-1/2" 360 Degree Nozzle Drill 0.3770 >HFC-227ea | 1 |  | 1 | 425 | 15% | 361.25
2612 | Siemens | CPYEN-10-0.3860 | 1-1/2" 360 Degree Nozzle Drill 0.3860 >HFC-227ea | 1 |  | 1 | 425 | 15% | 361.25
2613 | Siemens | CPYEN-10-0.3906 | 1-1/2" 360 Degree Nozzle Drill 0.3906 >HFC-227ea | 1 |  | 1 | 425 | 15% | 361.25
2614 | Siemens | CPYEN-10-0.3970 | 1-1/2" 360 Degree Nozzle Drill 0.3970 >HFC-227ea | 1 |  | 1 | 425 | 15% | 361.25
2615 | Siemens | CPYEN-10-0.4040 | 1-1/2" 360 Degree Nozzle Drill 0.4040 >HFC-227ea | 1 |  | 1 | 425 | 15% | 361.25
2616 | Siemens | CPYEN-10-0.4062 | 1-1/2" 360 Degree Nozzle Drill 0.4062 >HFC-227ea | 1 |  | 1 | 425 | 15% | 361.25
2617 | Siemens | CPYEN-10-0.4130 | 1-1/2" 360 Degree Nozzle Drill 0.4130 >HFC-227ea | 1 |  | 1 | 425 | 15% | 361.25
2618 | Siemens | CPYEN-10-0.4219 | 1-1/2" 360 Degree Nozzle Drill 0.4219 >HFC-227ea | 1 |  | 1 | 425 | 15% | 361.25
2619 | Siemens | CPYEN-10-0.4375 | 1-1/2" 360 Degree Nozzle Drill 0.4375 >HFC-227ea | 1 |  | 1 | 425 | 15% | 361.25
2620 | Siemens | CPYEN-10-0.4531 | 1-1/2" 360 Degree Nozzle Drill 0.4531 >HFC-227ea | 1 |  | 1 | 425 | 15% | 361.25
2621 | Siemens | CPYEN-10-0.4688 | 1-1/2" 360 Degree Nozzle Drill 0.4688 >HFC-227ea | 1 |  | 1 | 425 | 15% | 361.25
2622 | Siemens | CPYEN-10-0.4844 | 1-1/2" 360 Degree Nozzle Drill 0.4844 >HFC-227ea | 1 |  | 1 | 425 | 15% | 361.25
2623 | Siemens | CPYEN-10-0.5000 | 1-1/2" 360 Degree Nozzle Drill 0.5000 >HFC-227ea | 1 |  | 1 | 425 | 15% | 361.25
2624 | Siemens | CPYEN-11-0.3281 | 2" 180 Degree Nozzle Drill 0.3281 >HFC-227ea | 1 |  | 1 | 429 | 15% | 364.65
2625 | Siemens | CPYEN-11-0.3320 | 2" 180 Degree Nozzle Drill 0.3320 >HFC-227ea | 1 |  | 1 | 429 | 15% | 364.65
2626 | Siemens | CPYEN-11-0.3390 | 2" 180 Degree Nozzle Drill 0.3390 >HFC-227ea | 1 |  | 1 | 429 | 15% | 364.65
2627 | Siemens | CPYEN-11-0.3437 | 2" 180 Degree Nozzle Drill 0.3437 >HFC-227ea | 1 |  | 1 | 429 | 15% | 364.65
2628 | Siemens | CPYEN-11-0.3480 | 2" 180 Degree Nozzle Drill 0.3480 >HFC-227ea | 1 |  | 1 | 429 | 15% | 364.65
2629 | Siemens | CPYEN-11-0.3580 | 2" 180 Degree Nozzle Drill 0.3580 >HFC-227ea | 1 |  | 1 | 429 | 15% | 364.65
2630 | Siemens | CPYEN-11-0.3594 | 2" 180 Degree Nozzle Drill 0.3594 >HFC-227ea | 1 |  | 1 | 429 | 15% | 364.65
2631 | Siemens | CPYEN-11-0.3680 | 2" 180 Degree Nozzle Drill 0.3680 >HFC-227ea | 1 |  | 1 | 429 | 15% | 364.65
2632 | Siemens | CPYEN-11-0.3750 | 2" 180 Degree Nozzle Drill 0.3750 >HFC-227ea | 1 |  | 1 | 429 | 15% | 364.65
2633 | Siemens | CPYEN-11-0.3770 | 2" 180 Degree Nozzle Drill 0.3770 >HFC-227ea | 1 |  | 1 | 429 | 15% | 364.65
2634 | Siemens | CPYEN-11-0.3860 | 2" 180 Degree Nozzle Drill 0.3860 >HFC-227ea | 1 |  | 1 | 429 | 15% | 364.65
2635 | Siemens | CPYEN-11-0.3906 | 2" 180 Degree Nozzle Drill 0.3906 >HFC-227ea | 1 |  | 1 | 429 | 15% | 364.65
2636 | Siemens | CPYEN-11-0.3970 | 2" 180 Degree Nozzle Drill 0.3970 >HFC-227ea | 1 |  | 1 | 429 | 15% | 364.65
2637 | Siemens | CPYEN-11-0.4040 | 2" 180 Degree Nozzle Drill 0.4040 >HFC-227ea | 1 |  | 1 | 429 | 15% | 364.65
2638 | Siemens | CPYEN-11-0.4062 | 2" 180 Degree Nozzle Drill 0.4062 >HFC-227ea | 1 |  | 1 | 429 | 15% | 364.65
2639 | Siemens | CPYEN-11-0.4130 | 2" 180 Degree Nozzle Drill 0.4130 >HFC-227ea | 1 |  | 1 | 429 | 15% | 364.65
2640 | Siemens | CPYEN-11-0.4219 | 2" 180 Degree Nozzle Drill 0.4219 >HFC-227ea | 1 |  | 1 | 429 | 15% | 364.65
2641 | Siemens | CPYEN-11-0.4375 | 2" 180 Degree Nozzle Drill 0.4375 >HFC-227ea | 1 |  | 1 | 429 | 15% | 364.65
2642 | Siemens | CPYEN-11-0.4531 | 2" 180 Degree Nozzle Drill 0.4531 >HFC-227ea | 1 |  | 1 | 429 | 15% | 364.65
2643 | Siemens | CPYEN-11-0.4688 | 2" 180 Degree Nozzle Drill 0.4688 >HFC-227ea | 1 |  | 1 | 429 | 15% | 364.65
2644 | Siemens | CPYEN-11-0.4844 | 2" 180 Degree Nozzle Drill 0.4844 >HFC-227ea | 1 |  | 1 | 429 | 15% | 364.65
2645 | Siemens | CPYEN-11-0.5000 | 2" 180 Degree Nozzle Drill 0.5000 >HFC-227ea | 1 |  | 1 | 429 | 15% | 364.65
2646 | Siemens | CPYEN-11-0.5156 | 2" 180 Degree Nozzle Drill 0.5156 >HFC-227ea | 1 |  | 1 | 429 | 15% | 364.65
2647 | Siemens | CPYEN-11-0.5313 | 2" 180 Degree Nozzle Drill 0.5313 >HFC-227ea | 1 |  | 1 | 429 | 15% | 364.65
2648 | Siemens | CPYEN-11-0.5469 | 2" 180 Degree Nozzle Drill 0.5469 >HFC-227ea | 1 |  | 1 | 429 | 15% | 364.65
2649 | Siemens | CPYEN-11-0.5625 | 2" 180 Degree Nozzle Drill 0.5625 >HFC-227ea | 1 |  | 1 | 429 | 15% | 364.65
2650 | Siemens | CPYEN-11-0.5781 | 2" 180 Degree Nozzle Drill 0.5781 >HFC-227ea | 1 |  | 1 | 429 | 15% | 364.65
2651 | Siemens | CPYEN-11-0.5938 | 2" 180 Degree Nozzle Drill 0.5938 >HFC-227ea | 1 |  | 1 | 429 | 15% | 364.65
2652 | Siemens | CPYEN-11-0.6094 | 2" 180 Degree Nozzle Drill 0.6094 >HFC-227ea | 1 |  | 1 | 429 | 15% | 364.65
2653 | Siemens | CPYEN-11-0.6250 | 2" 180 Degree Nozzle Drill 0.6250 >HFC-227ea | 1 |  | 1 | 429 | 15% | 364.65
2654 | Siemens | CPYEN-11-0.6406 | 2" 180 Degree Nozzle Drill 0.6406 >HFC-227ea | 1 |  | 1 | 429 | 15% | 364.65
2655 | Siemens | CPYEN-11-0.6563 | 2" 180 Degree Nozzle Drill 0.6563 >HFC-227ea | 1 |  | 1 | 429 | 15% | 364.65
2656 | Siemens | CPYEN-12-0.3281 | 2" 360 Degree Nozzle Drill 0.3281 >HFC-227ea | 1 |  | 1 | 429 | 15% | 364.65
2657 | Siemens | CPYEN-12-0.3320 | 2" 360 Degree Nozzle Drill 0.3320 >HFC-227ea | 1 |  | 1 | 429 | 15% | 364.65
2658 | Siemens | CPYEN-12-0.3390 | 2" 360 Degree Nozzle Drill 0.3390 >HFC-227ea | 1 |  | 1 | 429 | 15% | 364.65
2659 | Siemens | CPYEN-12-0.3437 | 2" 360 Degree Nozzle Drill 0.3437 >HFC-227ea | 1 |  | 1 | 429 | 15% | 364.65
2660 | Siemens | CPYEN-12-0.3480 | 2" 360 Degree Nozzle Drill 0.3480 >HFC-227ea | 1 |  | 1 | 429 | 15% | 364.65
2661 | Siemens | CPYEN-12-0.3580 | 2" 360 Degree Nozzle Drill 0.3580 >HFC-227ea | 1 |  | 1 | 429 | 15% | 364.65
2662 | Siemens | CPYEN-12-0.3594 | 2" 360 Degree Nozzle Drill 0.3594 >HFC-227ea | 1 |  | 1 | 429 | 15% | 364.65
2663 | Siemens | CPYEN-12-0.3680 | 2" 360 Degree Nozzle Drill 0.3680 >HFC-227ea | 1 |  | 1 | 429 | 15% | 364.65
2664 | Siemens | CPYEN-12-0.3750 | 2" 360 Degree Nozzle Drill 0.3750 >HFC-227ea | 1 |  | 1 | 429 | 15% | 364.65
2665 | Siemens | CPYEN-12-0.3770 | 2" 360 Degree Nozzle Drill 0.3770 >HFC-227ea | 1 |  | 1 | 429 | 15% | 364.65
2666 | Siemens | CPYEN-12-0.3860 | 2" 360 Degree Nozzle Drill 0.3860 >HFC-227ea | 1 |  | 1 | 429 | 15% | 364.65
2667 | Siemens | CPYEN-12-0.3906 | 2" 360 Degree Nozzle Drill 0.3906 >HFC-227ea | 1 |  | 1 | 429 | 15% | 364.65
2668 | Siemens | CPYEN-12-0.3970 | 2" 360 Degree Nozzle Drill 0.3970 >HFC-227ea | 1 |  | 1 | 429 | 15% | 364.65
2669 | Siemens | CPYEN-12-0.4040 | 2" 360 Degree Nozzle Drill 0.4040 >HFC-227ea | 1 |  | 1 | 429 | 15% | 364.65
2670 | Siemens | CPYEN-12-0.4062 | 2" 360 Degree Nozzle Drill 0.4062 >HFC-227ea | 1 |  | 1 | 429 | 15% | 364.65
2671 | Siemens | CPYEN-12-0.4130 | 2" 360 Degree Nozzle Drill 0.4130 >HFC-227ea | 1 |  | 1 | 429 | 15% | 364.65
2672 | Siemens | CPYEN-12-0.4219 | 2" 360 Degree Nozzle Drill 0.4219 >HFC-227ea | 1 |  | 1 | 429 | 15% | 364.65
2673 | Siemens | CPYEN-12-0.4375 | 2" 360 Degree Nozzle Drill 0.4375 >HFC-227ea | 1 |  | 1 | 429 | 15% | 364.65
2674 | Siemens | CPYEN-12-0.4531 | 2" 360 Degree Nozzle Drill 0.4531 >HFC-227ea | 1 |  | 1 | 429 | 15% | 364.65
2675 | Siemens | CPYEN-12-0.4688 | 2" 360 Degree Nozzle Drill 0.4688 >HFC-227ea | 1 |  | 1 | 429 | 15% | 364.65
2676 | Siemens | CPYEN-12-0.4844 | 2" 360 Degree Nozzle Drill 0.4844 >HFC-227ea | 1 |  | 1 | 429 | 15% | 364.65
2677 | Siemens | CPYEN-12-0.5000 | 2" 360 Degree Nozzle Drill 0.5000 >HFC-227ea | 1 |  | 1 | 429 | 15% | 364.65
2678 | Siemens | CPYEN-12-0.5156 | 2" 360 Degree Nozzle Drill 0.5156 >HFC-227ea | 1 |  | 1 | 429 | 15% | 364.65
2679 | Siemens | CPYEN-12-0.5313 | 2" 360 Degree Nozzle Drill 0.5313 >HFC-227ea | 1 |  | 1 | 429 | 15% | 364.65
2680 | Siemens | CPYEN-12-0.5469 | 2" 360 Degree Nozzle Drill 0.5469 >HFC-227ea | 1 |  | 1 | 429 | 15% | 364.65
2681 | Siemens | CPYEN-12-0.5625 | 2" 360 Degree Nozzle Drill 0.5625 >HFC-227ea | 1 |  | 1 | 429 | 15% | 364.65
2682 | Siemens | CPYEN-12-0.5781 | 2" 360 Degree Nozzle Drill 0.5781 >HFC-227ea | 1 |  | 1 | 429 | 15% | 364.65
2683 | Siemens | CPYEN-12-0.5938 | 2" 360 Degree Nozzle Drill 0.5938 >HFC-227ea | 1 |  | 1 | 429 | 15% | 364.65
2684 | Siemens | CPYEN-12-0.6094 | 2" 360 Degree Nozzle Drill 0.6094 >HFC-227ea | 1 |  | 1 | 429 | 15% | 364.65
2685 | Siemens | CPYEN-12-0.6250 | 2" 360 Degree Nozzle Drill 0.6250 >HFC-227ea | 1 |  | 1 | 429 | 15% | 364.65
2686 | Siemens | CPYEN-12-0.6406 | 2" 360 Degree Nozzle Drill 0.6406 >HFC-227ea | 1 |  | 1 | 429 | 15% | 364.65
2687 | Siemens | CPYEN-12-0.6563 | 2" 360 Degree Nozzle Drill 0.6563 >HFC-227ea | 1 |  | 1 | 429 | 15% | 364.65
2688 | Siemens | CPY-35-00-2-0016 | 35 Cyl, no Solenoid, NOVEC 1230, 16lb | 1 |  | 1 | 8738 | 15% | 7427.3
2689 | Siemens | CPY-35-00-2-0017 | 35 Cyl, no Solenoid, NOVEC 1230, 17lb | 1 |  | 1 | 8835 | 15% | 7509.75
2690 | Siemens | CPY-35-00-2-0018 | 35 Cyl, no Solenoid, NOVEC 1230, 18lb | 1 |  | 1 | 8932 | 15% | 7592.2
2691 | Siemens | CPY-35-00-2-0019 | 35 Cyl, no Solenoid, NOVEC 1230, 19lb | 1 |  | 1 | 9029 | 15% | 7674.65
2692 | Siemens | CPY-35-00-2-0020 | 35 Cyl, no Solenoid, NOVEC 1230, 20lb | 1 |  | 1 | 9127 | 15% | 7757.95
2693 | Siemens | CPY-35-00-2-0021 | 35 Cyl, no Solenoid, NOVEC 1230, 21lb | 1 |  | 1 | 9224 | 15% | 7840.4
2694 | Siemens | CPY-35-00-2-0022 | 35 Cyl, no Solenoid, NOVEC 1230, 22lb | 1 |  | 1 | 9321 | 15% | 7922.85
2695 | Siemens | CPY-35-00-2-0023 | 35 Cyl, no Solenoid, NOVEC 1230, 23lb | 1 |  | 1 | 9418 | 15% | 8005.3
2696 | Siemens | CPY-35-00-2-0024 | 35 Cyl, no Solenoid, NOVEC 1230, 24lb | 1 |  | 1 | 9515 | 15% | 8087.75
2697 | Siemens | CPY-35-00-2-0025 | 35 Cyl, no Solenoid, NOVEC 1230, 25lb | 1 |  | 1 | 9613 | 15% | 8171.05
2698 | Siemens | CPY-35-00-2-0026 | 35 Cyl, no Solenoid, NOVEC 1230, 26lb | 1 |  | 1 | 9710 | 15% | 8253.5
2699 | Siemens | CPY-35-00-2-0027 | 35 Cyl, no Solenoid, NOVEC 1230, 27lb | 1 |  | 1 | 9807 | 15% | 8335.95
2700 | Siemens | CPY-35-00-2-0028 | 35 Cyl, no Solenoid, NOVEC 1230, 28lb | 1 |  | 1 | 9904 | 15% | 8418.4
2701 | Siemens | CPY-35-00-2-0029 | 35 Cyl, no Solenoid, NOVEC 1230, 29lb | 1 |  | 1 | 10001 | 15% | 8500.85
2702 | Siemens | CPY-35-00-2-0030 | 35 Cyl, no Solenoid, NOVEC 1230, 30lb | 1 |  | 1 | 10099 | 15% | 8584.15
2703 | Siemens | CPY-35-00-2-0031 | 35 Cyl, no Solenoid, NOVEC 1230, 31lb | 1 |  | 1 | 10196 | 15% | 8666.6
2704 | Siemens | CPY-35-00-2-0032 | 35 Cyl, no Solenoid, NOVEC 1230, 32lb | 1 |  | 1 | 10293 | 15% | 8749.05
2705 | Siemens | CPY-35-00-2-0033 | 35 Cyl, no Solenoid, NOVEC 1230, 33lb | 1 |  | 1 | 10390 | 15% | 8831.5
2706 | Siemens | CPY-35-00-2-0034 | 35 Cyl, no Solenoid, NOVEC 1230, 34lb | 1 |  | 1 | 10487 | 15% | 8913.95
2707 | Siemens | CPY-35-00-2-0035 | 35 Cyl, no Solenoid, NOVEC 1230, 35lb | 1 |  | 1 | 10585 | 15% | 8997.25
2708 | Siemens | CPY-70-00-2-0031 | 70 Cyl, no Solenoid, NOVEC 1230, 31lb | 1 |  | 1 | 10552 | 15% | 8969.2
2709 | Siemens | CPY-70-00-2-0032 | 70 Cyl, no Solenoid, NOVEC 1230, 32lb | 1 |  | 1 | 10649 | 15% | 9051.65
2710 | Siemens | CPY-70-00-2-0033 | 70 Cyl, no Solenoid, NOVEC 1230, 33lb | 1 |  | 1 | 10746 | 15% | 9134.1
2711 | Siemens | CPY-70-00-2-0034 | 70 Cyl, no Solenoid, NOVEC 1230, 34lb | 1 |  | 1 | 10844 | 15% | 9217.4
2712 | Siemens | CPY-70-00-2-0035 | 70 Cyl, no Solenoid, NOVEC 1230, 35lb | 1 |  | 1 | 10941 | 15% | 9299.85
2713 | Siemens | CPY-70-00-2-0036 | 70 Cyl, no Solenoid, NOVEC 1230, 36lb | 1 |  | 1 | 11038 | 15% | 9382.3
2714 | Siemens | CPY-70-00-2-0037 | 70 Cyl, no Solenoid, NOVEC 1230, 37lb | 1 |  | 1 | 11135 | 15% | 9464.75
2715 | Siemens | CPY-70-00-2-0038 | 70 Cyl, no Solenoid, NOVEC 1230, 38lb | 1 |  | 1 | 11232 | 15% | 9547.2
2716 | Siemens | CPY-70-00-2-0039 | 70 Cyl, no Solenoid, NOVEC 1230, 39lb | 1 |  | 1 | 11330 | 15% | 9630.5
2717 | Siemens | CPY-70-00-2-0040 | 70 Cyl, no Solenoid, NOVEC 1230, 40lb | 1 |  | 1 | 11427 | 15% | 9712.95
2718 | Siemens | CPY-70-00-2-0041 | 70 Cyl, no Solenoid, NOVEC 1230, 41lb | 1 |  | 1 | 11524 | 15% | 9795.4
2719 | Siemens | CPY-70-00-2-0042 | 70 Cyl, no Solenoid, NOVEC 1230, 42lb | 1 |  | 1 | 11621 | 15% | 9877.85
2720 | Siemens | CPY-70-00-2-0043 | 70 Cyl, no Solenoid, NOVEC 1230, 43lb | 1 |  | 1 | 11718 | 15% | 9960.3
2721 | Siemens | CPY-70-00-2-0044 | 70 Cyl, no Solenoid, NOVEC 1230, 44lb | 1 |  | 1 | 11816 | 15% | 10043.6
2722 | Siemens | CPY-70-00-2-0045 | 70 Cyl, no Solenoid, NOVEC 1230, 45lb | 1 |  | 1 | 11913 | 15% | 10126.05
2723 | Siemens | CPY-70-00-2-0046 | 70 Cyl, no Solenoid, NOVEC 1230, 46lb | 1 |  | 1 | 12010 | 15% | 10208.5
2724 | Siemens | CPY-70-00-2-0047 | 70 Cyl, no Solenoid, NOVEC 1230, 47lb | 1 |  | 1 | 12107 | 15% | 10290.95
2725 | Siemens | CPY-70-00-2-0048 | 70 Cyl, no Solenoid, NOVEC 1230, 48lb | 1 |  | 1 | 12204 | 15% | 10373.4
2726 | Siemens | CPY-70-00-2-0049 | 70 Cyl, no Solenoid, NOVEC 1230, 49lb | 1 |  | 1 | 12302 | 15% | 10456.7
2727 | Siemens | CPY-70-00-2-0050 | 70 Cyl, no Solenoid, NOVEC 1230, 50lb | 1 |  | 1 | 12399 | 15% | 10539.15
2728 | Siemens | CPY-70-00-2-0051 | 70 Cyl, no Solenoid, NOVEC 1230, 51lb | 1 |  | 1 | 12496 | 15% | 10621.6
2729 | Siemens | CPY-70-00-2-0052 | 70 Cyl, no Solenoid, NOVEC 1230, 52lb | 1 |  | 1 | 12593 | 15% | 10704.05
2730 | Siemens | CPY-70-00-2-0053 | 70 Cyl, no Solenoid, NOVEC 1230, 53lb | 1 |  | 1 | 12690 | 15% | 10786.5
2731 | Siemens | CPY-70-00-2-0054 | 70 Cyl, no Solenoid, NOVEC 1230, 54lb | 1 |  | 1 | 12788 | 15% | 10869.8
2732 | Siemens | CPY-70-00-2-0055 | 70 Cyl, no Solenoid, NOVEC 1230, 55lb | 1 |  | 1 | 12885 | 15% | 10952.25
2733 | Siemens | CPY-70-00-2-0056 | 70 Cyl, no Solenoid, NOVEC 1230, 56lb | 1 |  | 1 | 12982 | 15% | 11034.7
2734 | Siemens | CPY-70-00-2-0057 | 70 Cyl, no Solenoid, NOVEC 1230, 57lb | 1 |  | 1 | 13079 | 15% | 11117.15
2735 | Siemens | CPY-70-00-2-0058 | 70 Cyl, no Solenoid, NOVEC 1230, 58lb | 1 |  | 1 | 13176 | 15% | 11199.6
2736 | Siemens | CPY-70-00-2-0059 | 70 Cyl, no Solenoid, NOVEC 1230, 59lb | 1 |  | 1 | 13274 | 15% | 11282.9
2737 | Siemens | CPY-70-00-2-0060 | 70 Cyl, no Solenoid, NOVEC 1230, 60lb | 1 |  | 1 | 13371 | 15% | 11365.35
2738 | Siemens | CPY-70-00-2-0061 | 70 Cyl, no Solenoid, NOVEC 1230, 61lb | 1 |  | 1 | 13468 | 15% | 11447.8
2739 | Siemens | CPY-70-00-2-0062 | 70 Cyl, no Solenoid, NOVEC 1230, 62lb | 1 |  | 1 | 13565 | 15% | 11530.25
2740 | Siemens | CPY-70-00-2-0063 | 70 Cyl, no Solenoid, NOVEC 1230, 63lb | 1 |  | 1 | 13662 | 15% | 11612.7
2741 | Siemens | CPY-70-00-2-0064 | 70 Cyl, no Solenoid, NOVEC 1230, 64lb | 1 |  | 1 | 13760 | 15% | 11696
2742 | Siemens | CPY-70-00-2-0065 | 70 Cyl, no Solenoid, NOVEC 1230, 65lb | 1 |  | 1 | 13857 | 15% | 11778.45
2743 | Siemens | CPY-70-00-2-0066 | 70 Cyl, no Solenoid, NOVEC 1230, 66lb | 1 |  | 1 | 13954 | 15% | 11860.9
2744 | Siemens | CPY-70-00-2-0067 | 70 Cyl, no Solenoid, NOVEC 1230, 67lb | 1 |  | 1 | 14051 | 15% | 11943.35
2745 | Siemens | CPY-70-00-2-0068 | 70 Cyl, no Solenoid, NOVEC 1230, 68lb | 1 |  | 1 | 14148 | 15% | 12025.8
2746 | Siemens | CPY-70-00-2-0069 | 70 Cyl, no Solenoid, NOVEC 1230, 69lb | 1 |  | 1 | 14246 | 15% | 12109.1
2747 | Siemens | CPY-70-00-2-0070 | 70 Cyl, no Solenoid, NOVEC 1230, 70lb | 1 |  | 1 | 14343 | 15% | 12191.55
2748 | Siemens | CPY-150-00-2-0066 | 150 Cyl, no Solenoid, NOVEC 1230, 66lb | 1 |  | 1 | 17960 | 15% | 15266
2749 | Siemens | CPY-150-00-2-0067 | 150 Cyl, no Solenoid, NOVEC 1230, 67lb | 1 |  | 1 | 18057 | 15% | 15348.45
2750 | Siemens | CPY-150-00-2-0068 | 150 Cyl, no Solenoid, NOVEC 1230, 68lb | 1 |  | 1 | 18154 | 15% | 15430.9
2751 | Siemens | CPY-150-00-2-0069 | 150 Cyl, no Solenoid, NOVEC 1230, 69lb | 1 |  | 1 | 18251 | 15% | 15513.35
2752 | Siemens | CPY-150-00-2-0070 | 150 Cyl, no Solenoid, NOVEC 1230, 70lb | 1 |  | 1 | 18348 | 15% | 15595.8
2753 | Siemens | CPY-150-00-2-0071 | 150 Cyl, no Solenoid, NOVEC 1230, 71lb | 1 |  | 1 | 18446 | 15% | 15679.1
2754 | Siemens | CPY-150-00-2-0072 | 150 Cyl, no Solenoid, NOVEC 1230, 72lb | 1 |  | 1 | 18543 | 15% | 15761.55
2755 | Siemens | CPY-150-00-2-0073 | 150 Cyl, no Solenoid, NOVEC 1230, 73lb | 1 |  | 1 | 18640 | 15% | 15844
2756 | Siemens | CPY-150-00-2-0074 | 150 Cyl, no Solenoid, NOVEC 1230, 74lb | 1 |  | 1 | 18737 | 15% | 15926.45
2757 | Siemens | CPY-150-00-2-0075 | 150 Cyl, no Solenoid, NOVEC 1230, 75lb | 1 |  | 1 | 18834 | 15% | 16008.9
2758 | Siemens | CPY-150-00-2-0076 | 150 Cyl, no Solenoid, NOVEC 1230, 76lb | 1 |  | 1 | 18932 | 15% | 16092.2
2759 | Siemens | CPY-150-00-2-0077 | 150 Cyl, no Solenoid, NOVEC 1230, 77lb | 1 |  | 1 | 19029 | 15% | 16174.65
2760 | Siemens | CPY-150-00-2-0078 | 150 Cyl, no Solenoid, NOVEC 1230, 78lb | 1 |  | 1 | 19126 | 15% | 16257.1
2761 | Siemens | CPY-150-00-2-0079 | 150 Cyl, no Solenoid, NOVEC 1230, 79lb | 1 |  | 1 | 19223 | 15% | 16339.55
2762 | Siemens | CPY-150-00-2-0080 | 150 Cyl, no Solenoid, NOVEC 1230, 80lb | 1 |  | 1 | 19320 | 15% | 16422
2763 | Siemens | CPY-150-00-2-0081 | 150 Cyl, no Solenoid, NOVEC 1230, 81lb | 1 |  | 1 | 19418 | 15% | 16505.3
2764 | Siemens | CPY-150-00-2-0082 | 150 Cyl, no Solenoid, NOVEC 1230, 82lb | 1 |  | 1 | 19515 | 15% | 16587.75
2765 | Siemens | CPY-150-00-2-0083 | 150 Cyl, no Solenoid, NOVEC 1230, 83lb | 1 |  | 1 | 19612 | 15% | 16670.2
2766 | Siemens | CPY-150-00-2-0084 | 150 Cyl, no Solenoid, NOVEC 1230, 84lb | 1 |  | 1 | 19709 | 15% | 16752.65
2767 | Siemens | CPY-150-00-2-0085 | 150 Cyl, no Solenoid, NOVEC 1230, 85lb | 1 |  | 1 | 19806 | 15% | 16835.1
2768 | Siemens | CPY-150-00-2-0086 | 150 Cyl, no Solenoid, NOVEC 1230, 86lb | 1 |  | 1 | 19904 | 15% | 16918.4
2769 | Siemens | CPY-150-00-2-0087 | 150 Cyl, no Solenoid, NOVEC 1230, 87lb | 1 |  | 1 | 20001 | 15% | 17000.85
2770 | Siemens | CPY-150-00-2-0088 | 150 Cyl, no Solenoid, NOVEC 1230, 88lb | 1 |  | 1 | 20098 | 15% | 17083.3
2771 | Siemens | CPY-150-00-2-0089 | 150 Cyl, no Solenoid, NOVEC 1230, 89lb | 1 |  | 1 | 20195 | 15% | 17165.75
2772 | Siemens | CPY-150-00-2-0090 | 150 Cyl, no Solenoid, NOVEC 1230, 90lb | 1 |  | 1 | 20292 | 15% | 17248.2
2773 | Siemens | CPY-150-00-2-0091 | 150 Cyl, no Solenoid, NOVEC 1230, 91lb | 1 |  | 1 | 20390 | 15% | 17331.5
2774 | Siemens | CPY-150-00-2-0092 | 150 Cyl, no Solenoid, NOVEC 1230, 92lb | 1 |  | 1 | 20487 | 15% | 17413.95
2775 | Siemens | CPY-150-00-2-0093 | 150 Cyl, no Solenoid, NOVEC 1230, 93lb | 1 |  | 1 | 20584 | 15% | 17496.4
2776 | Siemens | CPY-150-00-2-0094 | 150 Cyl, no Solenoid, NOVEC 1230, 94lb | 1 |  | 1 | 20681 | 15% | 17578.85
2777 | Siemens | CPY-150-00-2-0095 | 150 Cyl, no Solenoid, NOVEC 1230, 95lb | 1 |  | 1 | 20778 | 15% | 17661.3
2778 | Siemens | CPY-150-00-2-0096 | 150 Cyl, no Solenoid, NOVEC 1230, 96lb | 1 |  | 1 | 20876 | 15% | 17744.6
2779 | Siemens | CPY-150-00-2-0097 | 150 Cyl, no Solenoid, NOVEC 1230, 97lb | 1 |  | 1 | 20973 | 15% | 17827.05
2780 | Siemens | CPY-150-00-2-0098 | 150 Cyl, no Solenoid, NOVEC 1230, 98lb | 1 |  | 1 | 21070 | 15% | 17909.5
2781 | Siemens | CPY-150-00-2-0099 | 150 Cyl, no Solenoid, NOVEC 1230, 99lb | 1 |  | 1 | 21167 | 15% | 17991.95
2782 | Siemens | CPY-150-00-2-0100 | 150 Cyl, no Solenoid, NOVEC 1230, 100lb | 1 |  | 1 | 21264 | 15% | 18074.4
2783 | Siemens | CPY-150-00-2-0101 | 150 Cyl, no Solenoid, NOVEC 1230, 101lb | 1 |  | 1 | 21362 | 15% | 18157.7
2784 | Siemens | CPY-150-00-2-0102 | 150 Cyl, no Solenoid, NOVEC 1230, 102lb | 1 |  | 1 | 21459 | 15% | 18240.15
2785 | Siemens | CPY-150-00-2-0103 | 150 Cyl, no Solenoid, NOVEC 1230, 103lb | 1 |  | 1 | 21556 | 15% | 18322.6
2786 | Siemens | CPY-150-00-2-0104 | 150 Cyl, no Solenoid, NOVEC 1230, 104lb | 1 |  | 1 | 21653 | 15% | 18405.05
2787 | Siemens | CPY-150-00-2-0105 | 150 Cyl, no Solenoid, NOVEC 1230, 105lb | 1 |  | 1 | 21750 | 15% | 18487.5
2788 | Siemens | CPY-150-00-2-0106 | 150 Cyl, no Solenoid, NOVEC 1230, 106lb | 1 |  | 1 | 21848 | 15% | 18570.8
2789 | Siemens | CPY-150-00-2-0107 | 150 Cyl, no Solenoid, NOVEC 1230, 107lb | 1 |  | 1 | 21945 | 15% | 18653.25
2790 | Siemens | CPY-150-00-2-0108 | 150 Cyl, no Solenoid, NOVEC 1230, 108lb | 1 |  | 1 | 22042 | 15% | 18735.7
2791 | Siemens | CPY-150-00-2-0109 | 150 Cyl, no Solenoid, NOVEC 1230, 109lb | 1 |  | 1 | 22139 | 15% | 18818.15
2792 | Siemens | CPY-150-00-2-0110 | 150 Cyl, no Solenoid, NOVEC 1230, 110lb | 1 |  | 1 | 22236 | 15% | 18900.6
2793 | Siemens | CPY-150-00-2-0111 | 150 Cyl, no Solenoid, NOVEC 1230, 111lb | 1 |  | 1 | 22334 | 15% | 18983.9
2794 | Siemens | CPY-150-00-2-0112 | 150 Cyl, no Solenoid, NOVEC 1230, 112lb | 1 |  | 1 | 22431 | 15% | 19066.35
2795 | Siemens | CPY-150-00-2-0113 | 150 Cyl, no Solenoid, NOVEC 1230, 113lb | 1 |  | 1 | 22528 | 15% | 19148.8
2796 | Siemens | CPY-150-00-2-0114 | 150 Cyl, no Solenoid, NOVEC 1230, 114lb | 1 |  | 1 | 22625 | 15% | 19231.25
2797 | Siemens | CPY-150-00-2-0115 | 150 Cyl, no Solenoid, NOVEC 1230, 115lb | 1 |  | 1 | 22722 | 15% | 19313.7
2798 | Siemens | CPY-150-00-2-0116 | 150 Cyl, no Solenoid, NOVEC 1230, 116lb | 1 |  | 1 | 22820 | 15% | 19397
2799 | Siemens | CPY-150-00-2-0117 | 150 Cyl, no Solenoid, NOVEC 1230, 117lb | 1 |  | 1 | 22917 | 15% | 19479.45
2800 | Siemens | CPY-150-00-2-0118 | 150 Cyl, no Solenoid, NOVEC 1230, 118lb | 1 |  | 1 | 23014 | 15% | 19561.9
2801 | Siemens | CPY-150-00-2-0119 | 150 Cyl, no Solenoid, NOVEC 1230, 119lb | 1 |  | 1 | 23111 | 15% | 19644.35
2802 | Siemens | CPY-150-00-2-0120 | 150 Cyl, no Solenoid, NOVEC 1230, 120lb | 1 |  | 1 | 23208 | 15% | 19726.8
2803 | Siemens | CPY-150-00-2-0121 | 150 Cyl, no Solenoid, NOVEC 1230, 121lb | 1 |  | 1 | 23306 | 15% | 19810.1
2804 | Siemens | CPY-150-00-2-0122 | 150 Cyl, no Solenoid, NOVEC 1230, 122lb | 1 |  | 1 | 23403 | 15% | 19892.55
2805 | Siemens | CPY-150-00-2-0123 | 150 Cyl, no Solenoid, NOVEC 1230, 123lb | 1 |  | 1 | 23500 | 15% | 19975
2806 | Siemens | CPY-150-00-2-0124 | 150 Cyl, no Solenoid, NOVEC 1230, 124lb | 1 |  | 1 | 23597 | 15% | 20057.45
2807 | Siemens | CPY-150-00-2-0125 | 150 Cyl, no Solenoid, NOVEC 1230, 125lb | 1 |  | 1 | 23694 | 15% | 20139.9
2808 | Siemens | CPY-150-00-2-0126 | 150 Cyl, no Solenoid, NOVEC 1230, 126lb | 1 |  | 1 | 23792 | 15% | 20223.2
2809 | Siemens | CPY-150-00-2-0127 | 150 Cyl, no Solenoid, NOVEC 1230, 127lb | 1 |  | 1 | 23889 | 15% | 20305.65
2810 | Siemens | CPY-150-00-2-0128 | 150 Cyl, no Solenoid, NOVEC 1230, 128lb | 1 |  | 1 | 23986 | 15% | 20388.1
2811 | Siemens | CPY-150-00-2-0129 | 150 Cyl, no Solenoid, NOVEC 1230, 129lb | 1 |  | 1 | 24083 | 15% | 20470.55
2812 | Siemens | CPY-150-00-2-0130 | 150 Cyl, no Solenoid, NOVEC 1230, 130lb | 1 |  | 1 | 24180 | 15% | 20553
2813 | Siemens | CPY-150-00-2-0131 | 150 Cyl, no Solenoid, NOVEC 1230, 131lb | 1 |  | 1 | 24278 | 15% | 20636.3
2814 | Siemens | CPY-150-00-2-0132 | 150 Cyl, no Solenoid, NOVEC 1230, 132lb | 1 |  | 1 | 24375 | 15% | 20718.75
2815 | Siemens | CPY-150-00-2-0133 | 150 Cyl, no Solenoid, NOVEC 1230, 133lb | 1 |  | 1 | 24472 | 15% | 20801.2
2816 | Siemens | CPY-150-00-2-0134 | 150 Cyl, no Solenoid, NOVEC 1230, 134lb | 1 |  | 1 | 24569 | 15% | 20883.65
2817 | Siemens | CPY-150-00-2-0135 | 150 Cyl, no Solenoid, NOVEC 1230, 135lb | 1 |  | 1 | 24666 | 15% | 20966.1
2818 | Siemens | CPY-150-00-2-0136 | 150 Cyl, no Solenoid, NOVEC 1230, 136lb | 1 |  | 1 | 24764 | 15% | 21049.4
2819 | Siemens | CPY-150-00-2-0137 | 150 Cyl, no Solenoid, NOVEC 1230, 137lb | 1 |  | 1 | 24861 | 15% | 21131.85
2820 | Siemens | CPY-150-00-2-0138 | 150 Cyl, no Solenoid, NOVEC 1230, 138lb | 1 |  | 1 | 24958 | 15% | 21214.3
2821 | Siemens | CPY-150-00-2-0139 | 150 Cyl, no Solenoid, NOVEC 1230, 139lb | 1 |  | 1 | 25055 | 15% | 21296.75
2822 | Siemens | CPY-150-00-2-0140 | 150 Cyl, no Solenoid, NOVEC 1230, 140lb | 1 |  | 1 | 25152 | 15% | 21379.2
2823 | Siemens | CPY-150-00-2-0141 | 150 Cyl, no Solenoid, NOVEC 1230, 141lb | 1 |  | 1 | 25250 | 15% | 21462.5
2824 | Siemens | CPY-150-00-2-0142 | 150 Cyl, no Solenoid, NOVEC 1230, 142lb | 1 |  | 1 | 25347 | 15% | 21544.95
2825 | Siemens | CPY-150-00-2-0143 | 150 Cyl, no Solenoid, NOVEC 1230, 143lb | 1 |  | 1 | 25444 | 15% | 21627.4
2826 | Siemens | CPY-150-00-2-0144 | 150 Cyl, no Solenoid, NOVEC 1230, 144lb | 1 |  | 1 | 25541 | 15% | 21709.85
2827 | Siemens | CPY-150-00-2-0145 | 150 Cyl, no Solenoid, NOVEC 1230, 145lb | 1 |  | 1 | 25638 | 15% | 21792.3
2828 | Siemens | CPY-150-00-2-0146 | 150 Cyl, no Solenoid, NOVEC 1230, 146lb | 1 |  | 1 | 25736 | 15% | 21875.6
2829 | Siemens | CPY-150-00-2-0147 | 150 Cyl, no Solenoid, NOVEC 1230, 147lb | 1 |  | 1 | 25833 | 15% | 21958.05
2830 | Siemens | CPY-150-00-2-0148 | 150 Cyl, no Solenoid, NOVEC 1230, 148lb | 1 |  | 1 | 25930 | 15% | 22040.5
2831 | Siemens | CPY-150-00-2-0149 | 150 Cyl, no Solenoid, NOVEC 1230, 149lb | 1 |  | 1 | 26027 | 15% | 22122.95
2832 | Siemens | CPY-150-00-2-0150 | 150 Cyl, no Solenoid, NOVEC 1230, 150lb | 1 |  | 1 | 26124 | 15% | 22205.4
2833 | Siemens | CPY-250-00-2-0109 | 250 Cyl, no Solenoid, NOVEC 1230, 109lb | 1 |  | 1 | 23705 | 15% | 20149.25
2834 | Siemens | CPY-250-00-2-0110 | 250 Cyl, no Solenoid, NOVEC 1230, 110lb | 1 |  | 1 | 23802 | 15% | 20231.7
2835 | Siemens | CPY-250-00-2-0115 | 250 Cyl, no Solenoid, NOVEC 1230, 115lb | 1 |  | 1 | 24289 | 15% | 20645.65
2836 | Siemens | CPY-250-00-2-0120 | 250 Cyl, no Solenoid, NOVEC 1230, 120lb | 1 |  | 1 | 24774 | 15% | 21057.9
2837 | Siemens | CPY-250-00-2-0125 | 250 Cyl, no Solenoid, NOVEC 1230, 125lb | 1 |  | 1 | 25260 | 15% | 21471
2838 | Siemens | CPY-250-00-2-0130 | 250 Cyl, no Solenoid, NOVEC 1230, 130lb | 1 |  | 1 | 25746 | 15% | 21884.1
2839 | Siemens | CPY-250-00-2-0135 | 250 Cyl, no Solenoid, NOVEC 1230, 135lb | 1 |  | 1 | 26232 | 15% | 22297.2
2840 | Siemens | CPY-250-00-2-0140 | 250 Cyl, no Solenoid, NOVEC 1230, 140lb | 1 |  | 1 | 26718 | 15% | 22710.3
2841 | Siemens | CPY-250-00-2-0145 | 250 Cyl, no Solenoid, NOVEC 1230, 145lb | 1 |  | 1 | 27204 | 15% | 23123.4
2842 | Siemens | CPY-250-00-2-0150 | 250 Cyl, no Solenoid, NOVEC 1230, 150lb | 1 |  | 1 | 27690 | 15% | 23536.5
2843 | Siemens | CPY-250-00-2-0155 | 250 Cyl, no Solenoid, NOVEC 1230, 155lb | 1 |  | 1 | 28176 | 15% | 23949.6
2844 | Siemens | CPY-250-00-2-0160 | 250 Cyl, no Solenoid, NOVEC 1230, 160lb | 1 |  | 1 | 28662 | 15% | 24362.7
2845 | Siemens | CPY-250-00-2-0165 | 250 Cyl, no Solenoid, NOVEC 1230, 165lb | 1 |  | 1 | 29148 | 15% | 24775.8
2846 | Siemens | CPY-250-00-2-0170 | 250 Cyl, no Solenoid, NOVEC 1230, 170lb | 1 |  | 1 | 29634 | 15% | 25188.9
2847 | Siemens | CPY-250-00-2-0175 | 250 Cyl, no Solenoid, NOVEC 1230, 175lb | 1 |  | 1 | 30120 | 15% | 25602
2848 | Siemens | CPY-250-00-2-0180 | 250 Cyl, no Solenoid, NOVEC 1230, 180lb | 1 |  | 1 | 30606 | 15% | 26015.1
2849 | Siemens | CPY-250-00-2-0185 | 250 Cyl, no Solenoid, NOVEC 1230, 185lb | 1 |  | 1 | 31092 | 15% | 26428.2
2850 | Siemens | CPY-250-00-2-0190 | 250 Cyl, no Solenoid, NOVEC 1230, 190lb | 1 |  | 1 | 31578 | 15% | 26841.3
2851 | Siemens | CPY-250-00-2-0195 | 250 Cyl, no Solenoid, NOVEC 1230, 195lb | 1 |  | 1 | 32064 | 15% | 27254.4
2852 | Siemens | CPY-250-00-2-0200 | 250 Cyl, no Solenoid, NOVEC 1230, 200lb | 1 |  | 1 | 32550 | 15% | 27667.5
2853 | Siemens | CPY-250-00-2-0205 | 250 Cyl, no Solenoid, NOVEC 1230, 205lb | 1 |  | 1 | 33036 | 15% | 28080.6
2854 | Siemens | CPY-250-00-2-0210 | 250 Cyl, no Solenoid, NOVEC 1230, 210lb | 1 |  | 1 | 33522 | 15% | 28493.7
2855 | Siemens | CPY-250-00-2-0215 | 250 Cyl, no Solenoid, NOVEC 1230, 215lb | 1 |  | 1 | 34008 | 15% | 28906.8
2856 | Siemens | CPY-250-00-2-0220 | 250 Cyl, no Solenoid, NOVEC 1230, 220lb | 1 |  | 1 | 34494 | 15% | 29319.9
2857 | Siemens | CPY-250-00-2-0225 | 250 Cyl, no Solenoid, NOVEC 1230, 225lb | 1 |  | 1 | 34980 | 15% | 29733
2858 | Siemens | CPY-250-00-2-0230 | 250 Cyl, no Solenoid, NOVEC 1230, 230lb | 1 |  | 1 | 35466 | 15% | 30146.1
2859 | Siemens | CPY-250-00-2-0235 | 250 Cyl, no Solenoid, NOVEC 1230, 235lb | 1 |  | 1 | 35952 | 15% | 30559.2
2860 | Siemens | CPY-250-00-2-0240 | 250 Cyl, no Solenoid, NOVEC 1230, 240lb | 1 |  | 1 | 36438 | 15% | 30972.3
2861 | Siemens | CPY-250-00-2-0245 | 250 Cyl, no Solenoid, NOVEC 1230, 245lb | 1 |  | 1 | 36924 | 15% | 31385.4
2862 | Siemens | CPY-250-00-2-0250 | 250 Cyl, no Solenoid, NOVEC 1230, 250lb | 1 |  | 1 | 37410 | 15% | 31798.5
2863 | Siemens | CPY-375-00-2-0163 | 375 Cyl, no Solenoid, NOVEC 1230, 163lb | 1 |  | 1 | 31994 | 15% | 27194.9
2864 | Siemens | CPY-375-00-2-0165 | 375 Cyl, no Solenoid, NOVEC 1230, 165lb | 1 |  | 1 | 32188 | 15% | 27359.8
2865 | Siemens | CPY-375-00-2-0170 | 375 Cyl, no Solenoid, NOVEC 1230, 170lb | 1 |  | 1 | 32674 | 15% | 27772.9
2866 | Siemens | CPY-375-00-2-0175 | 375 Cyl, no Solenoid, NOVEC 1230, 175lb | 1 |  | 1 | 33160 | 15% | 28186
2867 | Siemens | CPY-375-00-2-0180 | 375 Cyl, no Solenoid, NOVEC 1230, 180lb | 1 |  | 1 | 33646 | 15% | 28599.1
2868 | Siemens | CPY-375-00-2-0185 | 375 Cyl, no Solenoid, NOVEC 1230, 185lb | 1 |  | 1 | 34132 | 15% | 29012.2
2869 | Siemens | CPY-375-00-2-0190 | 375 Cyl, no Solenoid, NOVEC 1230, 190lb | 1 |  | 1 | 34618 | 15% | 29425.3
2870 | Siemens | CPY-375-00-2-0195 | 375 Cyl, no Solenoid, NOVEC 1230, 195lb | 1 |  | 1 | 35104 | 15% | 29838.4
2871 | Siemens | CPY-375-00-2-0200 | 375 Cyl, no Solenoid, NOVEC 1230, 200lb | 1 |  | 1 | 35590 | 15% | 30251.5
2872 | Siemens | CPY-375-00-2-0205 | 375 Cyl, no Solenoid, NOVEC 1230, 205lb | 1 |  | 1 | 36076 | 15% | 30664.6
2873 | Siemens | CPY-375-00-2-0210 | 375 Cyl, no Solenoid, NOVEC 1230, 210lb | 1 |  | 1 | 36562 | 15% | 31077.7
2874 | Siemens | CPY-375-00-2-0215 | 375 Cyl, no Solenoid, NOVEC 1230, 215lb | 1 |  | 1 | 37048 | 15% | 31490.8
2875 | Siemens | CPY-375-00-2-0220 | 375 Cyl, no Solenoid, NOVEC 1230, 220lb | 1 |  | 1 | 37534 | 15% | 31903.9
2876 | Siemens | CPY-375-00-2-0225 | 375 Cyl, no Solenoid, NOVEC 1230, 225lb | 1 |  | 1 | 38020 | 15% | 32317
2877 | Siemens | CPY-375-00-2-0230 | 375 Cyl, no Solenoid, NOVEC 1230, 230lb | 1 |  | 1 | 38506 | 15% | 32730.1
2878 | Siemens | CPY-375-00-2-0235 | 375 Cyl, no Solenoid, NOVEC 1230, 235lb | 1 |  | 1 | 38992 | 15% | 33143.2
2879 | Siemens | CPY-375-00-2-0240 | 375 Cyl, no Solenoid, NOVEC 1230, 240lb | 1 |  | 1 | 39478 | 15% | 33556.3
2880 | Siemens | CPY-375-00-2-0245 | 375 Cyl, no Solenoid, NOVEC 1230, 245lb | 1 |  | 1 | 39964 | 15% | 33969.4
2881 | Siemens | CPY-375-00-2-0250 | 375 Cyl, no Solenoid, NOVEC 1230, 250lb | 1 |  | 1 | 40450 | 15% | 34382.5
2882 | Siemens | CPY-375-00-2-0255 | 375 Cyl, no Solenoid, NOVEC 1230, 255lb | 1 |  | 1 | 40936 | 15% | 34795.6
2883 | Siemens | CPY-375-00-2-0260 | 375 Cyl, no Solenoid, NOVEC 1230, 260lb | 1 |  | 1 | 41422 | 15% | 35208.7
2884 | Siemens | CPY-375-00-2-0265 | 375 Cyl, no Solenoid, NOVEC 1230, 265lb | 1 |  | 1 | 41908 | 15% | 35621.8
2885 | Siemens | CPY-375-00-2-0270 | 375 Cyl, no Solenoid, NOVEC 1230, 270lb | 1 |  | 1 | 42394 | 15% | 36034.9
2886 | Siemens | CPY-375-00-2-0275 | 375 Cyl, no Solenoid, NOVEC 1230, 275lb | 1 |  | 1 | 42880 | 15% | 36448
2887 | Siemens | CPY-375-00-2-0280 | 375 Cyl, no Solenoid, NOVEC 1230, 280lb | 1 |  | 1 | 43366 | 15% | 36861.1
2888 | Siemens | CPY-375-00-2-0285 | 375 Cyl, no Solenoid, NOVEC 1230, 285lb | 1 |  | 1 | 43852 | 15% | 37274.2
2889 | Siemens | CPY-375-00-2-0290 | 375 Cyl, no Solenoid, NOVEC 1230, 290lb | 1 |  | 1 | 44338 | 15% | 37687.3
2890 | Siemens | CPY-375-00-2-0295 | 375 Cyl, no Solenoid, NOVEC 1230, 295lb | 1 |  | 1 | 44824 | 15% | 38100.4
2891 | Siemens | CPY-375-00-2-0300 | 375 Cyl, no Solenoid, NOVEC 1230, 300lb | 1 |  | 1 | 45310 | 15% | 38513.5
2892 | Siemens | CPY-375-00-2-0305 | 375 Cyl, no Solenoid, NOVEC 1230, 305lb | 1 |  | 1 | 45796 | 15% | 38926.6
2893 | Siemens | CPY-375-00-2-0310 | 375 Cyl, no Solenoid, NOVEC 1230, 310lb | 1 |  | 1 | 46282 | 15% | 39339.7
2894 | Siemens | CPY-375-00-2-0315 | 375 Cyl, no Solenoid, NOVEC 1230, 315lb | 1 |  | 1 | 46768 | 15% | 39752.8
2895 | Siemens | CPY-375-00-2-0320 | 375 Cyl, no Solenoid, NOVEC 1230, 320lb | 1 |  | 1 | 47254 | 15% | 40165.9
2896 | Siemens | CPY-375-00-2-0325 | 375 Cyl, no Solenoid, NOVEC 1230, 325lb | 1 |  | 1 | 47740 | 15% | 40579
2897 | Siemens | CPY-375-00-2-0330 | 375 Cyl, no Solenoid, NOVEC 1230, 330lb | 1 |  | 1 | 48226 | 15% | 40992.1
2898 | Siemens | CPY-375-00-2-0335 | 375 Cyl, no Solenoid, NOVEC 1230, 335lb | 1 |  | 1 | 48712 | 15% | 41405.2
2899 | Siemens | CPY-375-00-2-0340 | 375 Cyl, no Solenoid, NOVEC 1230, 340lb | 1 |  | 1 | 49198 | 15% | 41818.3
2900 | Siemens | CPY-375-00-2-0345 | 375 Cyl, no Solenoid, NOVEC 1230, 345lb | 1 |  | 1 | 49684 | 15% | 42231.4
2901 | Siemens | CPY-375-00-2-0350 | 375 Cyl, no Solenoid, NOVEC 1230, 350lb | 1 |  | 1 | 50170 | 15% | 42644.5
2902 | Siemens | CPY-375-00-2-0355 | 375 Cyl, no Solenoid, NOVEC 1230, 355lb | 1 |  | 1 | 50656 | 15% | 43057.6
2903 | Siemens | CPY-375-00-2-0360 | 375 Cyl, no Solenoid, NOVEC 1230, 360lb | 1 |  | 1 | 51142 | 15% | 43470.7
2904 | Siemens | CPY-375-00-2-0365 | 375 Cyl, no Solenoid, NOVEC 1230, 365lb | 1 |  | 1 | 51628 | 15% | 43883.8
2905 | Siemens | CPY-375-00-2-0370 | 375 Cyl, no Solenoid, NOVEC 1230, 370lb | 1 |  | 1 | 52114 | 15% | 44296.9
2906 | Siemens | CPY-375-00-2-0375 | 375 Cyl, no Solenoid, NOVEC 1230, 375lb | 1 |  | 1 | 52600 | 15% | 44710
2907 | Siemens | CPY-560-00-2-0241 | 560 Cyl, no Solenoid, NOVEC 1230, 241lb | 1 |  | 1 | 42486 | 15% | 36113.1
2908 | Siemens | CPY-560-00-2-0245 | 560 Cyl, no Solenoid, NOVEC 1230, 245lb | 1 |  | 1 | 42875 | 15% | 36443.75
2909 | Siemens | CPY-560-00-2-0250 | 560 Cyl, no Solenoid, NOVEC 1230, 250lb | 1 |  | 1 | 43361 | 15% | 36856.85
2910 | Siemens | CPY-560-00-2-0255 | 560 Cyl, no Solenoid, NOVEC 1230, 255b | 1 |  | 1 | 43847 | 15% | 37269.95
2911 | Siemens | CPY-560-00-2-0260 | 560 Cyl, no Solenoid, NOVEC 1230, 260lb | 1 |  | 1 | 44333 | 15% | 37683.05
2912 | Siemens | CPY-560-00-2-0265 | 560 Cyl, no Solenoid, NOVEC 1230, 265lb | 1 |  | 1 | 44819 | 15% | 38096.15
2913 | Siemens | CPY-560-00-2-0270 | 560 Cyl, no Solenoid, NOVEC 1230, 270lb | 1 |  | 1 | 45305 | 15% | 38509.25
2914 | Siemens | CPY-560-00-2-0275 | 560 Cyl, no Solenoid, NOVEC 1230, 275lb | 1 |  | 1 | 45791 | 15% | 38922.35
2915 | Siemens | CPY-560-00-2-0280 | 560 Cyl, no Solenoid, NOVEC 1230, 280lb | 1 |  | 1 | 46277 | 15% | 39335.45
2916 | Siemens | CPY-560-00-2-0285 | 560 Cyl, no Solenoid, NOVEC 1230, 285lb | 1 |  | 1 | 46763 | 15% | 39748.55
2917 | Siemens | CPY-560-00-2-0290 | 560 Cyl, no Solenoid, NOVEC 1230, 290lb | 1 |  | 1 | 47249 | 15% | 40161.65
2918 | Siemens | CPY-560-00-2-0295 | 560 Cyl, no Solenoid, NOVEC 1230, 295lb | 1 |  | 1 | 47735 | 15% | 40574.75
2919 | Siemens | CPY-560-00-2-0300 | 560 Cyl, no Solenoid, NOVEC 1230, 300lb | 1 |  | 1 | 48221 | 15% | 40987.85
2920 | Siemens | CPY-560-00-2-0305 | 560 Cyl, no Solenoid, NOVEC 1230, 305lb | 1 |  | 1 | 48707 | 15% | 41400.95
2921 | Siemens | CPY-560-00-2-0310 | 560 Cyl, no Solenoid, NOVEC 1230, 310lb | 1 |  | 1 | 49193 | 15% | 41814.05
2922 | Siemens | CPY-560-00-2-0315 | 560 Cyl, no Solenoid, NOVEC 1230, 315lb | 1 |  | 1 | 49679 | 15% | 42227.15
2923 | Siemens | CPY-560-00-2-0320 | 560 Cyl, no Solenoid, NOVEC 1230, 320lb | 1 |  | 1 | 50165 | 15% | 42640.25
2924 | Siemens | CPY-560-00-2-0325 | 560 Cyl, no Solenoid, NOVEC 1230, 325lb | 1 |  | 1 | 50651 | 15% | 43053.35
2925 | Siemens | CPY-560-00-2-0330 | 560 Cyl, no Solenoid, NOVEC 1230, 330lb | 1 |  | 1 | 51137 | 15% | 43466.45
2926 | Siemens | CPY-560-00-2-0335 | 560 Cyl, no Solenoid, NOVEC 1230, 335lb | 1 |  | 1 | 51623 | 15% | 43879.55
2927 | Siemens | CPY-560-00-2-0340 | 560 Cyl, no Solenoid, NOVEC 1230, 340lb | 1 |  | 1 | 52109 | 15% | 44292.65
2928 | Siemens | CPY-560-00-2-0345 | 560 Cyl, no Solenoid, NOVEC 1230, 345lb | 1 |  | 1 | 52595 | 15% | 44705.75
2929 | Siemens | CPY-560-00-2-0350 | 560 Cyl, no Solenoid, NOVEC 1230, 350lb | 1 |  | 1 | 53081 | 15% | 45118.85
2930 | Siemens | CPY-560-00-2-0355 | 560 Cyl, no Solenoid, NOVEC 1230, 355lb | 1 |  | 1 | 53567 | 15% | 45531.95
2931 | Siemens | CPY-560-00-2-0360 | 560 Cyl, no Solenoid, NOVEC 1230, 360lb | 1 |  | 1 | 54053 | 15% | 45945.05
2932 | Siemens | CPY-560-00-2-0365 | 560 Cyl, no Solenoid, NOVEC 1230, 365lb | 1 |  | 1 | 54539 | 15% | 46358.15
2933 | Siemens | CPY-560-00-2-0370 | 560 Cyl, no Solenoid, NOVEC 1230, 370lb | 1 |  | 1 | 55025 | 15% | 46771.25
2934 | Siemens | CPY-560-00-2-0375 | 560 Cyl, no Solenoid, NOVEC 1230, 375lb | 1 |  | 1 | 55511 | 15% | 47184.35
2935 | Siemens | CPY-560-00-2-0380 | 560 Cyl, no Solenoid, NOVEC 1230, 380lb | 1 |  | 1 | 55997 | 15% | 47597.45
2936 | Siemens | CPY-560-00-2-0385 | 560 Cyl, no Solenoid, NOVEC 1230, 385lb | 1 |  | 1 | 56483 | 15% | 48010.55
2937 | Siemens | CPY-560-00-2-0390 | 560 Cyl, no Solenoid, NOVEC 1230, 390lb | 1 |  | 1 | 56969 | 15% | 48423.65
2938 | Siemens | CPY-560-00-2-0395 | 560 Cyl, no Solenoid, NOVEC 1230, 395lb | 1 |  | 1 | 57455 | 15% | 48836.75
2939 | Siemens | CPY-560-00-2-0400 | 560 Cyl, no Solenoid, NOVEC 1230, 400lb | 1 |  | 1 | 57941 | 15% | 49249.85
2940 | Siemens | CPY-560-00-2-0405 | 560 Cyl, no Solenoid, NOVEC 1230, 405lb | 1 |  | 1 | 58427 | 15% | 49662.95
2941 | Siemens | CPY-560-00-2-0410 | 560 Cyl, no Solenoid, NOVEC 1230, 410lb | 1 |  | 1 | 58913 | 15% | 50076.05
2942 | Siemens | CPY-560-00-2-0415 | 560 Cyl, no Solenoid, NOVEC 1230, 415lb | 1 |  | 1 | 59399 | 15% | 50489.15
2943 | Siemens | CPY-560-00-2-0420 | 560 Cyl, no Solenoid, NOVEC 1230, 420lb | 1 |  | 1 | 59885 | 15% | 50902.25
2944 | Siemens | CPY-560-00-2-0425 | 560 Cyl, no Solenoid, NOVEC 1230, 425lb | 1 |  | 1 | 60371 | 15% | 51315.35
2945 | Siemens | CPY-560-00-2-0430 | 560 Cyl, no Solenoid, NOVEC 1230, 430lb | 1 |  | 1 | 60857 | 15% | 51728.45
2946 | Siemens | CPY-560-00-2-0435 | 560 Cyl, no Solenoid, NOVEC 1230, 435lb | 1 |  | 1 | 61343 | 15% | 52141.55
2947 | Siemens | CPY-560-00-2-0440 | 560 Cyl, no Solenoid, NOVEC 1230, 440lb | 1 |  | 1 | 61829 | 15% | 52554.65
2948 | Siemens | CPY-560-00-2-0445 | 560 Cyl, no Solenoid, NOVEC 1230, 445lb | 1 |  | 1 | 62315 | 15% | 52967.75
2949 | Siemens | CPY-560-00-2-0450 | 560 Cyl, no Solenoid, NOVEC 1230, 450lb | 1 |  | 1 | 62801 | 15% | 53380.85
2950 | Siemens | CPY-560-00-2-0455 | 560 Cyl, no Solenoid, NOVEC 1230, 455lb | 1 |  | 1 | 63287 | 15% | 53793.95
2951 | Siemens | CPY-560-00-2-0460 | 560 Cyl, no Solenoid, NOVEC 1230, 460lb | 1 |  | 1 | 63773 | 15% | 54207.05
2952 | Siemens | CPY-560-00-2-0465 | 560 Cyl, no Solenoid, NOVEC 1230, 465lb | 1 |  | 1 | 64259 | 15% | 54620.15
2953 | Siemens | CPY-560-00-2-0470 | 560 Cyl, no Solenoid, NOVEC 1230, 470lb | 1 |  | 1 | 64745 | 15% | 55033.25
2954 | Siemens | CPY-560-00-2-0475 | 560 Cyl, no Solenoid, NOVEC 1230, 475lb | 1 |  | 1 | 65231 | 15% | 55446.35
2955 | Siemens | CPY-560-00-2-0480 | 560 Cyl, no Solenoid, NOVEC 1230, 480lb | 1 |  | 1 | 65717 | 15% | 55859.45
2956 | Siemens | CPY-560-00-2-0485 | 560 Cyl, no Solenoid, NOVEC 1230, 485lb | 1 |  | 1 | 66203 | 15% | 56272.55
2957 | Siemens | CPY-560-00-2-0490 | 560 Cyl, no Solenoid, NOVEC 1230, 490lb | 1 |  | 1 | 66689 | 15% | 56685.65
2958 | Siemens | CPY-560-00-2-0495 | 560 Cyl, no Solenoid, NOVEC 1230, 495lb | 1 |  | 1 | 67175 | 15% | 57098.75
2959 | Siemens | CPY-560-00-2-0500 | 560 Cyl, no Solenoid, NOVEC 1230, 500lb | 1 |  | 1 | 67661 | 15% | 57511.85
2960 | Siemens | CPY-560-00-2-0505 | 560 Cyl, no Solenoid, NOVEC 1230, 505lb | 1 |  | 1 | 68147 | 15% | 57924.95
2961 | Siemens | CPY-560-00-2-0510 | 560 Cyl, no Solenoid, NOVEC 1230, 510lb | 1 |  | 1 | 68633 | 15% | 58338.05
2962 | Siemens | CPY-560-00-2-0515 | 560 Cyl, no Solenoid, NOVEC 1230, 515lb | 1 |  | 1 | 69119 | 15% | 58751.15
2963 | Siemens | CPY-560-00-2-0520 | 560 Cyl, no Solenoid, NOVEC 1230, 520lb | 1 |  | 1 | 69605 | 15% | 59164.25
2964 | Siemens | CPY-560-00-2-0525 | 560 Cyl, no Solenoid, NOVEC 1230, 525lb | 1 |  | 1 | 70091 | 15% | 59577.35
2965 | Siemens | CPY-560-00-2-0530 | 560 Cyl, no Solenoid, NOVEC 1230, 530lb | 1 |  | 1 | 70577 | 15% | 59990.45
2966 | Siemens | CPY-560-00-2-0535 | 560 Cyl, no Solenoid, NOVEC 1230, 535lb | 1 |  | 1 | 71063 | 15% | 60403.55
2967 | Siemens | CPY-560-00-2-0540 | 560 Cyl, no Solenoid, NOVEC 1230, 540lb | 1 |  | 1 | 71549 | 15% | 60816.65
2968 | Siemens | CPY-560-00-2-0545 | 560 Cyl, no Solenoid, NOVEC 1230, 545lb | 1 |  | 1 | 72035 | 15% | 61229.75
2969 | Siemens | CPY-560-00-2-0550 | 560 Cyl, no Solenoid, NOVEC 1230, 550lb | 1 |  | 1 | 72521 | 15% | 61642.85
2970 | Siemens | CPY-560-00-2-0555 | 560 Cyl, no Solenoid, NOVEC 1230, 555lb | 1 |  | 1 | 73007 | 15% | 62055.95
2971 | Siemens | CPY-560-00-2-0560 | 560 Cyl, no Solenoid, NOVEC 1230, 560lb | 1 |  | 1 | 73493 | 15% | 62469.05
2972 | Siemens | CPY-900-00-2-0387 | 900 Cyl, no Solenoid, NOVEC 1230, 387 lb | 1 |  | 1 | 64267 | 15% | 54626.95
2973 | Siemens | CPY-900-00-2-0390 | 900 Cyl, no Solenoid, NOVEC 1230, 390 lb | 1 |  | 1 | 64559 | 15% | 54875.15
2974 | Siemens | CPY-900-00-2-0395 | 900 Cyl, no Solenoid, NOVEC 1230, 395 lb | 1 |  | 1 | 65045 | 15% | 55288.25
2975 | Siemens | CPY-900-00-2-0400 | 900 Cyl, no Solenoid, NOVEC 1230, 400 lb | 1 |  | 1 | 65531 | 15% | 55701.35
2976 | Siemens | CPY-900-00-2-0405 | 900 Cyl, no Solenoid, NOVEC 1230, 405 lb | 1 |  | 1 | 66017 | 15% | 56114.45
2977 | Siemens | CPY-900-00-2-0410 | 900 Cyl, no Solenoid, NOVEC 1230, 410 lb | 1 |  | 1 | 66503 | 15% | 56527.55
2978 | Siemens | CPY-900-00-2-0415 | 900 Cyl, no Solenoid, NOVEC 1230, 415 lb | 1 |  | 1 | 66989 | 15% | 56940.65
2979 | Siemens | CPY-900-00-2-0420 | 900 Cyl, no Solenoid, NOVEC 1230, 420 lb | 1 |  | 1 | 67475 | 15% | 57353.75
2980 | Siemens | CPY-900-00-2-0425 | 900 Cyl, no Solenoid, NOVEC 1230, 425 lb | 1 |  | 1 | 67961 | 15% | 57766.85
2981 | Siemens | CPY-900-00-2-0430 | 900 Cyl, no Solenoid, NOVEC 1230, 430 lb | 1 |  | 1 | 68447 | 15% | 58179.95
2982 | Siemens | CPY-900-00-2-0435 | 900 Cyl, no Solenoid, NOVEC 1230, 435 lb | 1 |  | 1 | 68933 | 15% | 58593.05
2983 | Siemens | CPY-900-00-2-0440 | 900 Cyl, no Solenoid, NOVEC 1230, 440 lb | 1 |  | 1 | 69419 | 15% | 59006.15
2984 | Siemens | CPY-900-00-2-0445 | 900 Cyl, no Solenoid, NOVEC 1230, 445 lb | 1 |  | 1 | 69905 | 15% | 59419.25
2985 | Siemens | CPY-900-00-2-0450 | 900 Cyl, no Solenoid, NOVEC 1230, 450 lb | 1 |  | 1 | 70391 | 15% | 59832.35
2986 | Siemens | CPY-900-00-2-0455 | 900 Cyl, no Solenoid, NOVEC 1230, 455 lb | 1 |  | 1 | 70877 | 15% | 60245.45
2987 | Siemens | CPY-900-00-2-0460 | 900 Cyl, no Solenoid, NOVEC 1230, 460 lb | 1 |  | 1 | 71363 | 15% | 60658.55
2988 | Siemens | CPY-900-00-2-0465 | 900 Cyl, no Solenoid, NOVEC 1230, 465 lb | 1 |  | 1 | 71849 | 15% | 61071.65
2989 | Siemens | CPY-900-00-2-0470 | 900 Cyl, no Solenoid, NOVEC 1230, 470 lb | 1 |  | 1 | 72335 | 15% | 61484.75
2990 | Siemens | CPY-900-00-2-0475 | 900 Cyl, no Solenoid, NOVEC 1230, 475 lb | 1 |  | 1 | 72821 | 15% | 61897.85
2991 | Siemens | CPY-900-00-2-0480 | 900 Cyl, no Solenoid, NOVEC 1230, 480 lb | 1 |  | 1 | 73307 | 15% | 62310.95
2992 | Siemens | CPY-900-00-2-0485 | 900 Cyl, no Solenoid, NOVEC 1230, 485 lb | 1 |  | 1 | 73793 | 15% | 62724.05
2993 | Siemens | CPY-900-00-2-0490 | 900 Cyl, no Solenoid, NOVEC 1230, 490 lb | 1 |  | 1 | 74279 | 15% | 63137.15
2994 | Siemens | CPY-900-00-2-0495 | 900 Cyl, no Solenoid, NOVEC 1230, 495 lb | 1 |  | 1 | 74765 | 15% | 63550.25
2995 | Siemens | CPY-900-00-2-0500 | 900 Cyl, no Solenoid, NOVEC 1230, 500 lb | 1 |  | 1 | 75251 | 15% | 63963.35
2996 | Siemens | CPY-900-00-2-0505 | 900 Cyl, no Solenoid, NOVEC 1230, 505 lb | 1 |  | 1 | 75737 | 15% | 64376.45
2997 | Siemens | CPY-900-00-2-0510 | 900 Cyl, no Solenoid, NOVEC 1230, 510 lb | 1 |  | 1 | 76223 | 15% | 64789.55
2998 | Siemens | CPY-900-00-2-0515 | 900 Cyl, no Solenoid, NOVEC 1230, 515 lb | 1 |  | 1 | 76709 | 15% | 65202.65
2999 | Siemens | CPY-900-00-2-0520 | 900 Cyl, no Solenoid, NOVEC 1230, 520 lb | 1 |  | 1 | 77195 | 15% | 65615.75
3000 | Siemens | CPY-900-00-2-0525 | 900 Cyl, no Solenoid, NOVEC 1230, 525 lb | 1 |  | 1 | 77681 | 15% | 66028.85
3001 | Siemens | CPY-900-00-2-0530 | 900 Cyl, no Solenoid, NOVEC 1230, 530 lb | 1 |  | 1 | 78167 | 15% | 66441.95
3002 | Siemens | CPY-900-00-2-0535 | 900 Cyl, no Solenoid, NOVEC 1230, 535 lb | 1 |  | 1 | 78653 | 15% | 66855.05
3003 | Siemens | CPY-900-00-2-0540 | 900 Cyl, no Solenoid, NOVEC 1230, 540 lb | 1 |  | 1 | 79139 | 15% | 67268.15
3004 | Siemens | CPY-900-00-2-0545 | 900 Cyl, no Solenoid, NOVEC 1230, 545 lb | 1 |  | 1 | 79625 | 15% | 67681.25
3005 | Siemens | CPY-900-00-2-0550 | 900 Cyl, no Solenoid, NOVEC 1230, 550 lb | 1 |  | 1 | 80111 | 15% | 68094.35
3006 | Siemens | CPY-900-00-2-0555 | 900 Cyl, no Solenoid, NOVEC 1230, 555 lb | 1 |  | 1 | 80597 | 15% | 68507.45
3007 | Siemens | CPY-900-00-2-0560 | 900 Cyl, no Solenoid, NOVEC 1230, 560 lb | 1 |  | 1 | 81083 | 15% | 68920.55
3008 | Siemens | CPY-900-00-2-0565 | 900 Cyl, no Solenoid, NOVEC 1230, 565 lb | 1 |  | 1 | 81569 | 15% | 69333.65
3009 | Siemens | CPY-900-00-2-0570 | 900 Cyl, no Solenoid, NOVEC 1230, 570 lb | 1 |  | 1 | 82055 | 15% | 69746.75
3010 | Siemens | CPY-900-00-2-0575 | 900 Cyl, no Solenoid, NOVEC 1230, 575 lb | 1 |  | 1 | 82541 | 15% | 70159.85
3011 | Siemens | CPY-900-00-2-0580 | 900 Cyl, no Solenoid, NOVEC 1230, 580 lb | 1 |  | 1 | 83027 | 15% | 70572.95
3012 | Siemens | CPY-900-00-2-0585 | 900 Cyl, no Solenoid, NOVEC 1230, 585 lb | 1 |  | 1 | 83513 | 15% | 70986.05
3013 | Siemens | CPY-900-00-2-0590 | 900 Cyl, no Solenoid, NOVEC 1230, 590 lb | 1 |  | 1 | 83999 | 15% | 71399.15
3014 | Siemens | CPY-900-00-2-0595 | 900 Cyl, no Solenoid, NOVEC 1230, 595 lb | 1 |  | 1 | 84485 | 15% | 71812.25
3015 | Siemens | CPY-900-00-2-0600 | 900 Cyl, no Solenoid, NOVEC 1230, 600 lb | 1 |  | 1 | 84971 | 15% | 72225.35
3016 | Siemens | CPY-900-00-2-0605 | 900 Cyl, no Solenoid, NOVEC 1230, 605 lb | 1 |  | 1 | 85457 | 15% | 72638.45
3017 | Siemens | CPY-900-00-2-0610 | 900 Cyl, no Solenoid, NOVEC 1230, 610 lb | 1 |  | 1 | 85943 | 15% | 73051.55
3018 | Siemens | CPY-900-00-2-0615 | 900 Cyl, no Solenoid, NOVEC 1230, 615 lb | 1 |  | 1 | 86429 | 15% | 73464.65
3019 | Siemens | CPY-900-00-2-0620 | 900 Cyl, no Solenoid, NOVEC 1230, 620 lb | 1 |  | 1 | 86915 | 15% | 73877.75
3020 | Siemens | CPY-900-00-2-0625 | 900 Cyl, no Solenoid, NOVEC 1230, 625 lb | 1 |  | 1 | 87401 | 15% | 74290.85
3021 | Siemens | CPY-900-00-2-0630 | 900 Cyl, no Solenoid, NOVEC 1230, 630 lb | 1 |  | 1 | 87887 | 15% | 74703.95
3022 | Siemens | CPY-900-00-2-0635 | 900 Cyl, no Solenoid, NOVEC 1230, 635 lb | 1 |  | 1 | 88373 | 15% | 75117.05
3023 | Siemens | CPY-900-00-2-0640 | 900 Cyl, no Solenoid, NOVEC 1230, 640 lb | 1 |  | 1 | 88859 | 15% | 75530.15
3024 | Siemens | CPY-900-00-2-0645 | 900 Cyl, no Solenoid, NOVEC 1230, 645 lb | 1 |  | 1 | 89345 | 15% | 75943.25
3025 | Siemens | CPY-900-00-2-0650 | 900 Cyl, no Solenoid, NOVEC 1230, 650 lb | 1 |  | 1 | 89831 | 15% | 76356.35
3026 | Siemens | CPY-900-00-2-0655 | 900 Cyl, no Solenoid, NOVEC 1230, 655 lb | 1 |  | 1 | 90317 | 15% | 76769.45
3027 | Siemens | CPY-900-00-2-0660 | 900 Cyl, no Solenoid, NOVEC 1230, 660 lb | 1 |  | 1 | 90803 | 15% | 77182.55
3028 | Siemens | CPY-900-00-2-0665 | 900 Cyl, no Solenoid, NOVEC 1230, 665 lb | 1 |  | 1 | 91289 | 15% | 77595.65
3029 | Siemens | CPY-900-00-2-0670 | 900 Cyl, no Solenoid, NOVEC 1230, 670 lb | 1 |  | 1 | 91775 | 15% | 78008.75
3030 | Siemens | CPY-900-00-2-0675 | 900 Cyl, no Solenoid, NOVEC 1230, 675 lb | 1 |  | 1 | 92261 | 15% | 78421.85
3031 | Siemens | CPY-900-00-2-0680 | 900 Cyl, no Solenoid, NOVEC 1230, 680 lb | 1 |  | 1 | 92747 | 15% | 78834.95
3032 | Siemens | CPY-900-00-2-0685 | 900 Cyl, no Solenoid, NOVEC 1230, 685 lb | 1 |  | 1 | 93233 | 15% | 79248.05
3033 | Siemens | CPY-900-00-2-0690 | 900 Cyl, no Solenoid, NOVEC 1230, 690 lb | 1 |  | 1 | 93719 | 15% | 79661.15
3034 | Siemens | CPY-900-00-2-0695 | 900 Cyl, no Solenoid, NOVEC 1230, 695 lb | 1 |  | 1 | 94205 | 15% | 80074.25
3035 | Siemens | CPY-900-00-2-0700 | 900 Cyl, no Solenoid, NOVEC 1230, 700 lb | 1 |  | 1 | 94691 | 15% | 80487.35
3036 | Siemens | CPY-900-00-2-0705 | 900 Cyl, no Solenoid, NOVEC 1230, 705 lb | 1 |  | 1 | 95177 | 15% | 80900.45
3037 | Siemens | CPY-900-00-2-0710 | 900 Cyl, no Solenoid, NOVEC 1230, 710 lb | 1 |  | 1 | 95663 | 15% | 81313.55
3038 | Siemens | CPY-900-00-2-0715 | 900 Cyl, no Solenoid, NOVEC 1230, 715 lb | 1 |  | 1 | 96149 | 15% | 81726.65
3039 | Siemens | CPY-900-00-2-0720 | 900 Cyl, no Solenoid, NOVEC 1230, 720 lb | 1 |  | 1 | 96635 | 15% | 82139.75
3040 | Siemens | CPY-900-00-2-0725 | 900 Cyl, no Solenoid, NOVEC 1230, 725 lb | 1 |  | 1 | 97121 | 15% | 82552.85
3041 | Siemens | CPY-900-00-2-0730 | 900 Cyl, no Solenoid, NOVEC 1230, 730 lb | 1 |  | 1 | 97607 | 15% | 82965.95
3042 | Siemens | CPY-900-00-2-0735 | 900 Cyl, no Solenoid, NOVEC 1230, 735 lb | 1 |  | 1 | 98093 | 15% | 83379.05
3043 | Siemens | CPY-900-00-2-0740 | 900 Cyl, no Solenoid, NOVEC 1230, 740 lb | 1 |  | 1 | 98579 | 15% | 83792.15
3044 | Siemens | CPY-900-00-2-0745 | 900 Cyl, no Solenoid, NOVEC 1230, 745 lb | 1 |  | 1 | 99065 | 15% | 84205.25
3045 | Siemens | CPY-900-00-2-0750 | 900 Cyl, no Solenoid, NOVEC 1230, 750 lb | 1 |  | 1 | 99551 | 15% | 84618.35
3046 | Siemens | CPY-900-00-2-0755 | 900 Cyl, no Solenoid, NOVEC 1230, 755 lb | 1 |  | 1 | 100037 | 15% | 85031.45
3047 | Siemens | CPY-900-00-2-0760 | 900 Cyl, no Solenoid, NOVEC 1230, 760 lb | 1 |  | 1 | 100523 | 15% | 85444.55
3048 | Siemens | CPY-900-00-2-0765 | 900 Cyl, no Solenoid, NOVEC 1230, 765 lb | 1 |  | 1 | 101009 | 15% | 85857.65
3049 | Siemens | CPY-900-00-2-0770 | 900 Cyl, no Solenoid, NOVEC 1230, 770 lb | 1 |  | 1 | 101495 | 15% | 86270.75
3050 | Siemens | CPY-900-00-2-0775 | 900 Cyl, no Solenoid, NOVEC 1230, 775 lb | 1 |  | 1 | 101981 | 15% | 86683.85
3051 | Siemens | CPY-900-00-2-0780 | 900 Cyl, no Solenoid, NOVEC 1230, 780 lb | 1 |  | 1 | 102467 | 15% | 87096.95
3052 | Siemens | CPY-900-00-2-0785 | 900 Cyl, no Solenoid, NOVEC 1230, 785 lb | 1 |  | 1 | 102953 | 15% | 87510.05
3053 | Siemens | CPY-900-00-2-0790 | 900 Cyl, no Solenoid, NOVEC 1230, 790 lb | 1 |  | 1 | 103439 | 15% | 87923.15
3054 | Siemens | CPY-900-00-2-0795 | 900 Cyl, no Solenoid, NOVEC 1230, 795 lb | 1 |  | 1 | 103925 | 15% | 88336.25
3055 | Siemens | CPY-900-00-2-0800 | 900 Cyl, no Solenoid, NOVEC 1230, 800 lb | 1 |  | 1 | 104411 | 15% | 88749.35
3056 | Siemens | CPY-900-00-2-0805 | 900 Cyl, no Solenoid, NOVEC 1230, 805 lb | 1 |  | 1 | 104897 | 15% | 89162.45
3057 | Siemens | CPY-900-00-2-0810 | 900 Cyl, no Solenoid, NOVEC 1230, 810 lb | 1 |  | 1 | 105383 | 15% | 89575.55
3058 | Siemens | CPY-900-00-2-0815 | 900 Cyl, no Solenoid, NOVEC 1230, 815 lb | 1 |  | 1 | 105869 | 15% | 89988.65
3059 | Siemens | CPY-900-00-2-0820 | 900 Cyl, no Solenoid, NOVEC 1230, 820 lb | 1 |  | 1 | 106355 | 15% | 90401.75
3060 | Siemens | CPY-900-00-2-0825 | 900 Cyl, no Solenoid, NOVEC 1230, 825 lb | 1 |  | 1 | 106841 | 15% | 90814.85
3061 | Siemens | CPY-900-00-2-0830 | 900 Cyl, no Solenoid, NOVEC 1230, 830 lb | 1 |  | 1 | 107327 | 15% | 91227.95
3062 | Siemens | CPY-900-00-2-0835 | 900 Cyl, no Solenoid, NOVEC 1230, 835 lb | 1 |  | 1 | 107813 | 15% | 91641.05
3063 | Siemens | CPY-900-00-2-0840 | 900 Cyl, no Solenoid, NOVEC 1230, 840 lb | 1 |  | 1 | 108299 | 15% | 92054.15
3064 | Siemens | CPY-900-00-2-0845 | 900 Cyl, no Solenoid, NOVEC 1230, 845 lb | 1 |  | 1 | 108785 | 15% | 92467.25
3065 | Siemens | CPY-900-00-2-0850 | 900 Cyl, no Solenoid, NOVEC 1230, 850 lb | 1 |  | 1 | 109271 | 15% | 92880.35
3066 | Siemens | CPY-900-00-2-0855 | 900 Cyl, no Solenoid, NOVEC 1230, 855 lb | 1 |  | 1 | 109756 | 15% | 93292.6
3067 | Siemens | CPY-900-00-2-0860 | 900 Cyl, no Solenoid, NOVEC 1230, 860 lb | 1 |  | 1 | 110242 | 15% | 93705.7
3068 | Siemens | CPY-900-00-2-0865 | 900 Cyl, no Solenoid, NOVEC 1230, 865 lb | 1 |  | 1 | 110729 | 15% | 94119.65
3069 | Siemens | CPY-900-00-2-0870 | 900 Cyl, no Solenoid, NOVEC 1230, 870 lb | 1 |  | 1 | 111214 | 15% | 94531.9
3070 | Siemens | CPY-900-00-2-0875 | 900 Cyl, no Solenoid, NOVEC 1230, 875 lb | 1 |  | 1 | 111700 | 15% | 94945
3071 | Siemens | CPY-900-00-2-0880 | 900 Cyl, no Solenoid, NOVEC 1230, 880 lb | 1 |  | 1 | 112187 | 15% | 95358.95
3072 | Siemens | CPY-900-00-2-0885 | 900 Cyl, no Solenoid, NOVEC 1230, 885 lb | 1 |  | 1 | 112673 | 15% | 95772.05
3073 | Siemens | CPY-900-00-2-0890 | 900 Cyl, no Solenoid, NOVEC 1230, 890 lb | 1 |  | 1 | 113158 | 15% | 96184.3
3074 | Siemens | CPY-900-00-2-0895 | 900 Cyl, no Solenoid, NOVEC 1230, 895 lb | 1 |  | 1 | 113644 | 15% | 96597.4
3075 | Siemens | CPY-900-00-2-0900 | 900 Cyl, no Solenoid, NOVEC 1230, 900 lb | 1 |  | 1 | 114130 | 15% | 97010.5
3076 | Siemens | CPY-1200-00-2-0519 | 1200 Cyl, no Solenoid, Novec 1230, 519lb | 1 |  | 1 | 83928 | 15% | 71338.8
3077 | Siemens | CPY-1200-00-2-0520 | 1200 Cyl, no Solenoid, Novec 1230, 520lb | 1 |  | 1 | 84025 | 15% | 71421.25
3078 | Siemens | CPY-1200-00-2-0525 | 1200 Cyl, no Solenoid, Novec 1230, 525lb | 1 |  | 1 | 84511 | 15% | 71834.35
3079 | Siemens | CPY-1200-00-2-0530 | 1200 Cyl, no Solenoid, Novec 1230, 530lb | 1 |  | 1 | 84997 | 15% | 72247.45
3080 | Siemens | CPY-1200-00-2-0535 | 1200 Cyl, no Solenoid, Novec 1230, 535lb | 1 |  | 1 | 85483 | 15% | 72660.55
3081 | Siemens | CPY-1200-00-2-0540 | 1200 Cyl, no Solenoid, Novec 1230, 540lb | 1 |  | 1 | 85969 | 15% | 73073.65
3082 | Siemens | CPY-1200-00-2-0545 | 1200 Cyl, no Solenoid, Novec 1230, 545lb | 1 |  | 1 | 86455 | 15% | 73486.75
3083 | Siemens | CPY-1200-00-2-0550 | 1200 Cyl, no Solenoid, Novec 1230, 550lb | 1 |  | 1 | 86941 | 15% | 73899.85
3084 | Siemens | CPY-1200-00-2-0555 | 1200 Cyl, no Solenoid, Novec 1230, 555lb | 1 |  | 1 | 87427 | 15% | 74312.95
3085 | Siemens | CPY-1200-00-2-0560 | 1200 Cyl, no Solenoid, Novec 1230, 560lb | 1 |  | 1 | 87913 | 15% | 74726.05
3086 | Siemens | CPY-1200-00-2-0565 | 1200 Cyl, no Solenoid, Novec 1230, 565lb | 1 |  | 1 | 88399 | 15% | 75139.15
3087 | Siemens | CPY-1200-00-2-0570 | 1200 Cyl, no Solenoid, Novec 1230, 570lb | 1 |  | 1 | 88885 | 15% | 75552.25
3088 | Siemens | CPY-1200-00-2-0575 | 1200 Cyl, no Solenoid, Novec 1230, 575lb | 1 |  | 1 | 89371 | 15% | 75965.35
3089 | Siemens | CPY-1200-00-2-0580 | 1200 Cyl, no Solenoid, Novec 1230, 580lb | 1 |  | 1 | 89857 | 15% | 76378.45
3090 | Siemens | CPY-1200-00-2-0585 | 1200 Cyl, no Solenoid, Novec 1230, 585lb | 1 |  | 1 | 90343 | 15% | 76791.55
3091 | Siemens | CPY-1200-00-2-0590 | 1200 Cyl, no Solenoid, Novec 1230, 590lb | 1 |  | 1 | 90829 | 15% | 77204.65
3092 | Siemens | CPY-1200-00-2-0595 | 1200 Cyl, no Solenoid, Novec 1230, 595lb | 1 |  | 1 | 91315 | 15% | 77617.75
3093 | Siemens | CPY-1200-00-2-0600 | 1200 Cyl, no Solenoid, Novec 1230, 600lb | 1 |  | 1 | 91801 | 15% | 78030.85
3094 | Siemens | CPY-1200-00-2-0605 | 1200 Cyl, no Solenoid, Novec 1230, 605lb | 1 |  | 1 | 92287 | 15% | 78443.95
3095 | Siemens | CPY-1200-00-2-0610 | 1200 Cyl, no Solenoid, Novec 1230, 610lb | 1 |  | 1 | 92773 | 15% | 78857.05
3096 | Siemens | CPY-1200-00-2-0615 | 1200 Cyl, no Solenoid, Novec 1230, 615lb | 1 |  | 1 | 93259 | 15% | 79270.15
3097 | Siemens | CPY-1200-00-2-0620 | 1200 Cyl, no Solenoid, Novec 1230, 620lb | 1 |  | 1 | 93745 | 15% | 79683.25
3098 | Siemens | CPY-1200-00-2-0625 | 1200 Cyl, no Solenoid, Novec 1230, 625lb | 1 |  | 1 | 94231 | 15% | 80096.35
3099 | Siemens | CPY-1200-00-2-0630 | 1200 Cyl, no Solenoid, Novec 1230, 630lb | 1 |  | 1 | 94717 | 15% | 80509.45
3100 | Siemens | CPY-1200-00-2-0635 | 1200 Cyl, no Solenoid, Novec 1230, 635lb | 1 |  | 1 | 95203 | 15% | 80922.55
3101 | Siemens | CPY-1200-00-2-0640 | 1200 Cyl, no Solenoid, Novec 1230, 640lb | 1 |  | 1 | 95689 | 15% | 81335.65
3102 | Siemens | CPY-1200-00-2-0645 | 1200 Cyl, no Solenoid, Novec 1230, 645lb | 1 |  | 1 | 96175 | 15% | 81748.75
3103 | Siemens | CPY-1200-00-2-0650 | 1200 Cyl, no Solenoid, Novec 1230, 650lb | 1 |  | 1 | 96661 | 15% | 82161.85
3104 | Siemens | CPY-1200-00-2-0655 | 1200 Cyl, no Solenoid, Novec 1230, 655lb | 1 |  | 1 | 97147 | 15% | 82574.95
3105 | Siemens | CPY-1200-00-2-0660 | 1200 Cyl, no Solenoid, Novec 1230, 660lb | 1 |  | 1 | 97633 | 15% | 82988.05
3106 | Siemens | CPY-1200-00-2-0665 | 1200 Cyl, no Solenoid, Novec 1230, 665lb | 1 |  | 1 | 98119 | 15% | 83401.15
3107 | Siemens | CPY-1200-00-2-0670 | 1200 Cyl, no Solenoid, Novec 1230, 670lb | 1 |  | 1 | 98605 | 15% | 83814.25
3108 | Siemens | CPY-1200-00-2-0675 | 1200 Cyl, no Solenoid, Novec 1230, 675lb | 1 |  | 1 | 99091 | 15% | 84227.35
3109 | Siemens | CPY-1200-00-2-0680 | 1200 Cyl, no Solenoid, Novec 1230, 680lb | 1 |  | 1 | 99577 | 15% | 84640.45
3110 | Siemens | CPY-1200-00-2-0685 | 1200 Cyl, no Solenoid, Novec 1230, 685lb | 1 |  | 1 | 100063 | 15% | 85053.55
3111 | Siemens | CPY-1200-00-2-0690 | 1200 Cyl, no Solenoid, Novec 1230, 690lb | 1 |  | 1 | 100549 | 15% | 85466.65
3112 | Siemens | CPY-1200-00-2-0695 | 1200 Cyl, no Solenoid, Novec 1230, 695lb | 1 |  | 1 | 101035 | 15% | 85879.75
3113 | Siemens | CPY-1200-00-2-0700 | 1200 Cyl, no Solenoid, Novec 1230, 700lb | 1 |  | 1 | 101521 | 15% | 86292.85
3114 | Siemens | CPY-1200-00-2-0705 | 1200 Cyl, no Solenoid, Novec 1230, 705lb | 1 |  | 1 | 102007 | 15% | 86705.95
3115 | Siemens | CPY-1200-00-2-0710 | 1200 Cyl, no Solenoid, Novec 1230, 710lb | 1 |  | 1 | 102493 | 15% | 87119.05
3116 | Siemens | CPY-1200-00-2-0715 | 1200 Cyl, no Solenoid, Novec 1230, 715lb | 1 |  | 1 | 102979 | 15% | 87532.15
3117 | Siemens | CPY-1200-00-2-0720 | 1200 Cyl, no Solenoid, Novec 1230, 720lb | 1 |  | 1 | 103465 | 15% | 87945.25
3118 | Siemens | CPY-1200-00-2-0725 | 1200 Cyl, no Solenoid, Novec 1230, 725lb | 1 |  | 1 | 103951 | 15% | 88358.35
3119 | Siemens | CPY-1200-00-2-0730 | 1200 Cyl, no Solenoid, Novec 1230, 730lb | 1 |  | 1 | 104437 | 15% | 88771.45
3120 | Siemens | CPY-1200-00-2-0735 | 1200 Cyl, no Solenoid, Novec 1230, 735lb | 1 |  | 1 | 104923 | 15% | 89184.55
3121 | Siemens | CPY-1200-00-2-0740 | 1200 Cyl, no Solenoid, Novec 1230, 740lb | 1 |  | 1 | 105409 | 15% | 89597.65
3122 | Siemens | CPY-1200-00-2-0745 | 1200 Cyl, no Solenoid, Novec 1230, 745lb | 1 |  | 1 | 105895 | 15% | 90010.75
3123 | Siemens | CPY-1200-00-2-0750 | 1200 Cyl, no Solenoid, Novec 1230, 750lb | 1 |  | 1 | 106381 | 15% | 90423.85
3124 | Siemens | CPY-1200-00-2-0755 | 1200 Cyl, no Solenoid, Novec 1230, 755lb | 1 |  | 1 | 106867 | 15% | 90836.95
3125 | Siemens | CPY-1200-00-2-0760 | 1200 Cyl, no Solenoid, Novec 1230, 760lb | 1 |  | 1 | 107353 | 15% | 91250.05
3126 | Siemens | CPY-1200-00-2-0765 | 1200 Cyl, no Solenoid, Novec 1230, 765lb | 1 |  | 1 | 107839 | 15% | 91663.15
3127 | Siemens | CPY-1200-00-2-0770 | 1200 Cyl, no Solenoid, Novec 1230, 770lb | 1 |  | 1 | 108325 | 15% | 92076.25
3128 | Siemens | CPY-1200-00-2-0775 | 1200 Cyl, no Solenoid, Novec 1230, 775lb | 1 |  | 1 | 108811 | 15% | 92489.35
3129 | Siemens | CPY-1200-00-2-0780 | 1200 Cyl, no Solenoid, Novec 1230, 780lb | 1 |  | 1 | 109297 | 15% | 92902.45
3130 | Siemens | CPY-1200-00-2-0785 | 1200 Cyl, no Solenoid, Novec 1230, 785lb | 1 |  | 1 | 109783 | 15% | 93315.55
3131 | Siemens | CPY-1200-00-2-0790 | 1200 Cyl, no Solenoid, Novec 1230, 790lb | 1 |  | 1 | 110269 | 15% | 93728.65
3132 | Siemens | CPY-1200-00-2-0795 | 1200 Cyl, no Solenoid, Novec 1230, 795lb | 1 |  | 1 | 110755 | 15% | 94141.75
3133 | Siemens | CPY-1200-00-2-0800 | 1200 Cyl, no Solenoid, Novec 1230, 800lb | 1 |  | 1 | 111241 | 15% | 94554.85
3134 | Siemens | CPY-1200-00-2-0805 | 1200 Cyl, no Solenoid, Novec 1230, 805lb | 1 |  | 1 | 111727 | 15% | 94967.95
3135 | Siemens | CPY-1200-00-2-0810 | 1200 Cyl, no Solenoid, Novec 1230, 810lb | 1 |  | 1 | 112213 | 15% | 95381.05
3136 | Siemens | CPY-1200-00-2-0815 | 1200 Cyl, no Solenoid, Novec 1230, 815lb | 1 |  | 1 | 112699 | 15% | 95794.15
3137 | Siemens | CPY-1200-00-2-0820 | 1200 Cyl, no Solenoid, Novec 1230, 820lb | 1 |  | 1 | 113185 | 15% | 96207.25
3138 | Siemens | CPY-1200-00-2-0825 | 1200 Cyl, no Solenoid, Novec 1230, 825lb | 1 |  | 1 | 113671 | 15% | 96620.35
3139 | Siemens | CPY-1200-00-2-0830 | 1200 Cyl, no Solenoid, Novec 1230, 830lb | 1 |  | 1 | 114157 | 15% | 97033.45
3140 | Siemens | CPY-1200-00-2-0835 | 1200 Cyl, no Solenoid, Novec 1230, 835lb | 1 |  | 1 | 114643 | 15% | 97446.55
3141 | Siemens | CPY-1200-00-2-0840 | 1200 Cyl, no Solenoid, Novec 1230, 840lb | 1 |  | 1 | 115129 | 15% | 97859.65
3142 | Siemens | CPY-1200-00-2-0845 | 1200 Cyl, no Solenoid, Novec 1230, 845lb | 1 |  | 1 | 115615 | 15% | 98272.75
3143 | Siemens | CPY-1200-00-2-0850 | 1200 Cyl, no Solenoid, Novec 1230, 850lb | 1 |  | 1 | 116101 | 15% | 98685.85
3144 | Siemens | CPY-1200-00-2-0855 | 1200 Cyl, no Solenoid, Novec 1230, 855lb | 1 |  | 1 | 116587 | 15% | 99098.95
3145 | Siemens | CPY-1200-00-2-0860 | 1200 Cyl, no Solenoid, Novec 1230, 860lb | 1 |  | 1 | 117073 | 15% | 99512.05
3146 | Siemens | CPY-1200-00-2-0865 | 1200 Cyl, no Solenoid, Novec 1230, 865lb | 1 |  | 1 | 117559 | 15% | 99925.15
3147 | Siemens | CPY-1200-00-2-0870 | 1200 Cyl, no Solenoid, Novec 1230, 870lb | 1 |  | 1 | 118045 | 15% | 100338.25
3148 | Siemens | CPY-1200-00-2-0875 | 1200 Cyl, no Solenoid, Novec 1230, 875lb | 1 |  | 1 | 118531 | 15% | 100751.35
3149 | Siemens | CPY-1200-00-2-0880 | 1200 Cyl, no Solenoid, Novec 1230, 880lb | 1 |  | 1 | 119017 | 15% | 101164.45
3150 | Siemens | CPY-1200-00-2-0885 | 1200 Cyl, no Solenoid, Novec 1230, 885lb | 1 |  | 1 | 119503 | 15% | 101577.55
3151 | Siemens | CPY-1200-00-2-0890 | 1200 Cyl, no Solenoid, Novec 1230, 890lb | 1 |  | 1 | 119989 | 15% | 101990.65
3152 | Siemens | CPY-1200-00-2-0895 | 1200 Cyl, no Solenoid, Novec 1230, 895lb | 1 |  | 1 | 120475 | 15% | 102403.75
3153 | Siemens | CPY-1200-00-2-0900 | 1200 Cyl, no Solenoid, Novec 1230, 900lb | 1 |  | 1 | 120961 | 15% | 102816.85
3154 | Siemens | CPY-1200-00-2-0905 | 1200 Cyl, no Solenoid, Novec 1230, 905lb | 1 |  | 1 | 121447 | 15% | 103229.95
3155 | Siemens | CPY-1200-00-2-0910 | 1200 Cyl, no Solenoid, Novec 1230, 910lb | 1 |  | 1 | 121933 | 15% | 103643.05
3156 | Siemens | CPY-1200-00-2-0915 | 1200 Cyl, no Solenoid, Novec 1230, 915lb | 1 |  | 1 | 122419 | 15% | 104056.15
3157 | Siemens | CPY-1200-00-2-0920 | 1200 Cyl, no Solenoid, Novec 1230, 920lb | 1 |  | 1 | 122905 | 15% | 104469.25
3158 | Siemens | CPY-1200-00-2-0925 | 1200 Cyl, no Solenoid, Novec 1230, 925lb | 1 |  | 1 | 123391 | 15% | 104882.35
3159 | Siemens | CPY-1200-00-2-0930 | 1200 Cyl, no Solenoid, Novec 1230, 930lb | 1 |  | 1 | 123877 | 15% | 105295.45
3160 | Siemens | CPY-1200-00-2-0935 | 1200 Cyl, no Solenoid, Novec 1230, 935lb | 1 |  | 1 | 124363 | 15% | 105708.55
3161 | Siemens | CPY-1200-00-2-0940 | 1200 Cyl, no Solenoid, Novec 1230, 940lb | 1 |  | 1 | 124849 | 15% | 106121.65
3162 | Siemens | CPY-1200-00-2-0945 | 1200 Cyl, no Solenoid, Novec 1230, 945lb | 1 |  | 1 | 125335 | 15% | 106534.75
3163 | Siemens | CPY-1200-00-2-0950 | 1200 Cyl, no Solenoid, Novec 1230, 950lb | 1 |  | 1 | 125821 | 15% | 106947.85
3164 | Siemens | CPY-1200-00-2-0955 | 1200 Cyl, no Solenoid, Novec 1230, 955lb | 1 |  | 1 | 126307 | 15% | 107360.95
3165 | Siemens | CPY-1200-00-2-0960 | 1200 Cyl, no Solenoid, Novec 1230, 960lb | 1 |  | 1 | 126793 | 15% | 107774.05
3166 | Siemens | CPY-1200-00-2-0965 | 1200 Cyl, no Solenoid, Novec 1230, 965lb | 1 |  | 1 | 127279 | 15% | 108187.15
3167 | Siemens | CPY-1200-00-2-0970 | 1200 Cyl, no Solenoid, Novec 1230, 970lb | 1 |  | 1 | 127765 | 15% | 108600.25
3168 | Siemens | CPY-1200-00-2-0975 | 1200 Cyl, no Solenoid, Novec 1230, 975lb | 1 |  | 1 | 128251 | 15% | 109013.35
3169 | Siemens | CPY-1200-00-2-0980 | 1200 Cyl, no Solenoid, Novec 1230, 980lb | 1 |  | 1 | 128737 | 15% | 109426.45
3170 | Siemens | CPY-1200-00-2-0985 | 1200 Cyl, no Solenoid, Novec 1230, 985lb | 1 |  | 1 | 129223 | 15% | 109839.55
3171 | Siemens | CPY-1200-00-2-0990 | 1200 Cyl, no Solenoid, Novec 1230, 990lb | 1 |  | 1 | 129709 | 15% | 110252.65
3172 | Siemens | CPY-1200-00-2-0995 | 1200 Cyl, no Solenoid, Novec 1230, 995lb | 1 |  | 1 | 130195 | 15% | 110665.75
3173 | Siemens | CPY-1200-00-2-1000 | 1200 Cyl, no Solenoid, Novec 1230, 1000lb | 1 |  | 1 | 130681 | 15% | 111078.85
3174 | Siemens | CPY-1200-00-2-1005 | 1200 Cyl, no Solenoid, Novec 1230, 1005lb | 1 |  | 1 | 131167 | 15% | 111491.95
3175 | Siemens | CPY-1200-00-2-1010 | 1200 Cyl, no Solenoid, Novec 1230, 1010lb | 1 |  | 1 | 131653 | 15% | 111905.05
3176 | Siemens | CPY-1200-00-2-1015 | 1200 Cyl, no Solenoid, Novec 1230, 1015lb | 1 |  | 1 | 132139 | 15% | 112318.15
3177 | Siemens | CPY-1200-00-2-1020 | 1200 Cyl, no Solenoid, Novec 1230, 1020lb | 1 |  | 1 | 132625 | 15% | 112731.25
3178 | Siemens | CPY-1200-00-2-1025 | 1200 Cyl, no Solenoid, Novec 1230, 1025lb | 1 |  | 1 | 133111 | 15% | 113144.35
3179 | Siemens | CPY-1200-00-2-1030 | 1200 Cyl, no Solenoid, Novec 1230, 1030lb | 1 |  | 1 | 133597 | 15% | 113557.45
3180 | Siemens | CPY-1200-00-2-1035 | 1200 Cyl, no Solenoid, Novec 1230, 1035lb | 1 |  | 1 | 134083 | 15% | 113970.55
3181 | Siemens | CPY-1200-00-2-1040 | 1200 Cyl, no Solenoid, Novec 1230, 1040lb | 1 |  | 1 | 134569 | 15% | 114383.65
3182 | Siemens | CPY-1200-00-2-1045 | 1200 Cyl, no Solenoid, Novec 1230, 1045lb | 1 |  | 1 | 135055 | 15% | 114796.75
3183 | Siemens | CPY-1200-00-2-1050 | 1200 Cyl, no Solenoid, Novec 1230, 1050lb | 1 |  | 1 | 135541 | 15% | 115209.85
3184 | Siemens | CPY-1200-00-2-1055 | 1200 Cyl, no Solenoid, Novec 1230, 1055lb | 1 |  | 1 | 136027 | 15% | 115622.95
3185 | Siemens | CPY-1200-00-2-1060 | 1200 Cyl, no Solenoid, Novec 1230, 1060lb | 1 |  | 1 | 136513 | 15% | 116036.05
3186 | Siemens | CPY-1200-00-2-1065 | 1200 Cyl, no Solenoid, Novec 1230, 1065lb | 1 |  | 1 | 136999 | 15% | 116449.15
3187 | Siemens | CPY-1200-00-2-1070 | 1200 Cyl, no Solenoid, Novec 1230, 1070lb | 1 |  | 1 | 137485 | 15% | 116862.25
3188 | Siemens | CPY-1200-00-2-1075 | 1200 Cyl, no Solenoid, Novec 1230, 1075lb | 1 |  | 1 | 137971 | 15% | 117275.35
3189 | Siemens | CPY-1200-00-2-1080 | 1200 Cyl, no Solenoid, Novec 1230, 1080lb | 1 |  | 1 | 138457 | 15% | 117688.45
3190 | Siemens | CPY-1200-00-2-1085 | 1200 Cyl, no Solenoid, Novec 1230, 1085lb | 1 |  | 1 | 138943 | 15% | 118101.55
3191 | Siemens | CPY-1200-00-2-1090 | 1200 Cyl, no Solenoid, Novec 1230, 1090lb | 1 |  | 1 | 139429 | 15% | 118514.65
3192 | Siemens | CPY-1200-00-2-1095 | 1200 Cyl, no Solenoid, Novec 1230, 1095lb | 1 |  | 1 | 139915 | 15% | 118927.75
3193 | Siemens | CPY-1200-00-2-1100 | 1200 Cyl, no Solenoid, Novec 1230, 1100lb | 1 |  | 1 | 140401 | 15% | 119340.85
3194 | Siemens | CPY-1200-00-2-1105 | 1200 Cyl, no Solenoid, Novec 1230, 1105lb | 1 |  | 1 | 140887 | 15% | 119753.95
3195 | Siemens | CPY-1200-00-2-1110 | 1200 Cyl, no Solenoid, Novec 1230, 1110lb | 1 |  | 1 | 141373 | 15% | 120167.05
3196 | Siemens | CPY-1200-00-2-1115 | 1200 Cyl, no Solenoid, Novec 1230, 1115lb | 1 |  | 1 | 141859 | 15% | 120580.15
3197 | Siemens | CPY-1200-00-2-1120 | 1200 Cyl, no Solenoid, Novec 1230, 1120lb | 1 |  | 1 | 142345 | 15% | 120993.25
3198 | Siemens | CPY-1200-00-2-1125 | 1200 Cyl, no Solenoid, Novec 1230, 1125lb | 1 |  | 1 | 142831 | 15% | 121406.35
3199 | Siemens | CPY-1200-00-2-1130 | 1200 Cyl, no Solenoid, Novec 1230, 1130lb | 1 |  | 1 | 143317 | 15% | 121819.45
3200 | Siemens | CPY-1200-00-2-1135 | 1200 Cyl, no Solenoid, Novec 1230, 1135lb | 1 |  | 1 | 143803 | 15% | 122232.55
3201 | Siemens | CPY-1200-00-2-1140 | 1200 Cyl, no Solenoid, Novec 1230, 1140lb | 1 |  | 1 | 144289 | 15% | 122645.65
3202 | Siemens | CPY-1200-00-2-1145 | 1200 Cyl, no Solenoid, Novec 1230, 1145lb | 1 |  | 1 | 144775 | 15% | 123058.75
3203 | Siemens | CPY-1200-00-2-1150 | 1200 Cyl, no Solenoid, Novec 1230, 1150lb | 1 |  | 1 | 145261 | 15% | 123471.85
3204 | Siemens | CPY-1200-00-2-1155 | 1200 Cyl, no Solenoid, Novec 1230, 1155lb | 1 |  | 1 | 145747 | 15% | 123884.95
3205 | Siemens | CPY-1200-00-2-1160 | 1200 Cyl, no Solenoid, Novec 1230, 1160lb | 1 |  | 1 | 146233 | 15% | 124298.05
3206 | Siemens | CPY-1200-00-2-1165 | 1200 Cyl, no Solenoid, Novec 1230, 1165lb | 1 |  | 1 | 146719 | 15% | 124711.15
3207 | Siemens | CPY-1200-00-2-1170 | 1200 Cyl, no Solenoid, Novec 1230, 1170lb | 1 |  | 1 | 147205 | 15% | 125124.25
3208 | Siemens | CPY-1200-00-2-1175 | 1200 Cyl, no Solenoid, Novec 1230, 1175lb | 1 |  | 1 | 147691 | 15% | 125537.35
3209 | Siemens | CPY-1200-00-2-1180 | 1200 Cyl, no Solenoid, Novec 1230, 1180lb | 1 |  | 1 | 148177 | 15% | 125950.45
3210 | Siemens | CPY-1200-00-2-1185 | 1200 Cyl, no Solenoid, Novec 1230, 1185lb | 1 |  | 1 | 148663 | 15% | 126363.55
3211 | Siemens | CPY-1200-00-2-1190 | 1200 Cyl, no Solenoid, Novec 1230, 1190lb | 1 |  | 1 | 149149 | 15% | 126776.65
3212 | Siemens | CPY-1200-00-2-1195 | 1200 Cyl, no Solenoid, Novec 1230, 1195lb | 1 |  | 1 | 149635 | 15% | 127189.75
3213 | Siemens | CPY-1200-00-2-1200 | 1200 Cyl, no Solenoid, Novec 1230, 1200lb | 1 |  | 1 | 150121 | 15% | 127602.85
3214 | Siemens | CPYEN2-1-0.0551 | 1/2" 180 Degree Nozzle Drill 0.0551 > Novec 1230 | 1 |  | 1 | 427 | 15% | 362.95
3215 | Siemens | CPYEN2-1-0.0591 | 1/2" 180 Degree Nozzle Drill 0.0591 > Novec 1230 | 1 |  | 1 | 427 | 15% | 362.95
3216 | Siemens | CPYEN2-1-0.0630 | 1/2" 180 Degree Nozzle Drill 0.0630 > Novec 1230 | 1 |  | 1 | 427 | 15% | 362.95
3217 | Siemens | CPYEN2-1-0.0669 | 1/2" 180 Degree Nozzle Drill 0.0669 > Novec 1230 | 1 |  | 1 | 427 | 15% | 362.95
3218 | Siemens | CPYEN2-1-0.0709 | 1/2" 180 Degree Nozzle Drill 0.0709 > Novec 1230 | 1 |  | 1 | 427 | 15% | 362.95
3219 | Siemens | CPYEN2-1-0.0748 | 1/2" 180 Degree Nozzle Drill 0.0748 > Novec 1230 | 1 |  | 1 | 427 | 15% | 362.95
3220 | Siemens | CPYEN2-1-0.0787 | 1/2" 180 Degree Nozzle Drill 0.0787 > Novec 1230 | 1 |  | 1 | 427 | 15% | 362.95
3221 | Siemens | CPYEN2-1-0.0827 | 1/2" 180 Degree Nozzle Drill 0.0827 > Novec 1230 | 1 |  | 1 | 427 | 15% | 362.95
3222 | Siemens | CPYEN2-1-0.0866 | 1/2" 180 Degree Nozzle Drill 0.0866 > Novec 1230 | 1 |  | 1 | 427 | 15% | 362.95
3223 | Siemens | CPYEN2-1-0.0906 | 1/2" 180 Degree Nozzle Drill 0.0906 > Novec 1230 | 1 |  | 1 | 427 | 15% | 362.95
3224 | Siemens | CPYEN2-1-0.0945 | 1/2" 180 Degree Nozzle Drill 0.0945 > Novec 1230 | 1 |  | 1 | 427 | 15% | 362.95
3225 | Siemens | CPYEN2-1-0.0984 | 1/2" 180 Degree Nozzle Drill 0.0984 > Novec 1230 | 1 |  | 1 | 427 | 15% | 362.95
3226 | Siemens | CPYEN2-1-0.1024 | 1/2" 180 Degree Nozzle Drill 0.1024 > Novec 1230 | 1 |  | 1 | 427 | 15% | 362.95
3227 | Siemens | CPYEN2-1-0.1063 | 1/2" 180 Degree Nozzle Drill 0.1063 > Novec 1230 | 1 |  | 1 | 427 | 15% | 362.95
3228 | Siemens | CPYEN2-1-0.1102 | 1/2" 180 Degree Nozzle Drill 0.1102 > Novec 1230 | 1 |  | 1 | 427 | 15% | 362.95
3229 | Siemens | CPYEN2-1-0.1142 | 1/2" 180 Degree Nozzle Drill 0.1142 > Novec 1230 | 1 |  | 1 | 427 | 15% | 362.95
3230 | Siemens | CPYEN2-1-0.1181 | 1/2" 180 Degree Nozzle Drill 0.1181 > Novec 1230 | 1 |  | 1 | 427 | 15% | 362.95
3231 | Siemens | CPYEN2-1-0.1220 | 1/2" 180 Degree Nozzle Drill 0.1220 > Novec 1230 | 1 |  | 1 | 427 | 15% | 362.95
3232 | Siemens | CPYEN2-1-0.1260 | 1/2" 180 Degree Nozzle Drill 0.1260 > Novec 1230 | 1 |  | 1 | 427 | 15% | 362.95
3233 | Siemens | CPYEN2-1-0.1299 | 1/2" 180 Degree Nozzle Drill 0.1299 > Novec 1230 | 1 |  | 1 | 427 | 15% | 362.95
3234 | Siemens | CPYEN2-1-0.1339 | 1/2" 180 Degree Nozzle Drill 0.1339 > Novec 1230 | 1 |  | 1 | 427 | 15% | 362.95
3235 | Siemens | CPYEN2-1-0.1378 | 1/2" 180 Degree Nozzle Drill 0.1378 > Novec 1230 | 1 |  | 1 | 427 | 15% | 362.95
3236 | Siemens | CPYEN2-1-0.1417 | 1/2" 180 Degree Nozzle Drill 0.1417 > Novec 1230 | 1 |  | 1 | 427 | 15% | 362.95
3237 | Siemens | CPYEN2-1-0.1457 | 1/2" 180 Degree Nozzle Drill 0.1457 > Novec 1230 | 1 |  | 1 | 427 | 15% | 362.95
3238 | Siemens | CPYEN2-1-0.1496 | 1/2" 180 Degree Nozzle Drill 0.1496 > Novec 1230 | 1 |  | 1 | 427 | 15% | 362.95
3239 | Siemens | CPYEN2-1-0.1535 | 1/2" 180 Degree Nozzle Drill 0.1535 > Novec 1230 | 1 |  | 1 | 427 | 15% | 362.95
3240 | Siemens | CPYEN2-2-0.0512 | 1/2" 360 Degree Nozzle Drill 0.0512 > Novec 1230 | 1 |  | 1 | 427 | 15% | 362.95
3241 | Siemens | CPYEN2-2-0.0551 | 1/2" 360 Degree Nozzle Drill 0.0551 > Novec 1230 | 1 |  | 1 | 427 | 15% | 362.95
3242 | Siemens | CPYEN2-2-0.0591 | 1/2" 360 Degree Nozzle Drill 0.0591 > Novec 1230 | 1 |  | 1 | 427 | 15% | 362.95
3243 | Siemens | CPYEN2-2-0.0630 | 1/2" 360 Degree Nozzle Drill 0.0630 > Novec 1230 | 1 |  | 1 | 427 | 15% | 362.95
3244 | Siemens | CPYEN2-2-0.0669 | 1/2" 360 Degree Nozzle Drill 0.0669 > Novec 1230 | 1 |  | 1 | 427 | 15% | 362.95
3245 | Siemens | CPYEN2-2-0.0709 | 1/2" 360 Degree Nozzle Drill 0.0709 > Novec 1230 | 1 |  | 1 | 427 | 15% | 362.95
3246 | Siemens | CPYEN2-2-0.0748 | 1/2" 360 Degree Nozzle Drill 0.0748 > Novec 1230 | 1 |  | 1 | 427 | 15% | 362.95
3247 | Siemens | CPYEN2-2-0.0787 | 1/2" 360 Degree Nozzle Drill 0.0787 > Novec 1230 | 1 |  | 1 | 427 | 15% | 362.95
3248 | Siemens | CPYEN2-2-0.0827 | 1/2" 360 Degree Nozzle Drill 0.0827 > Novec 1230 | 1 |  | 1 | 427 | 15% | 362.95
3249 | Siemens | CPYEN2-2-0.0866 | 1/2" 360 Degree Nozzle Drill 0.0866 > Novec 1230 | 1 |  | 1 | 427 | 15% | 362.95
3250 | Siemens | CPYEN2-2-0.0906 | 1/2" 360 Degree Nozzle Drill 0.0906 > Novec 1230 | 1 |  | 1 | 427 | 15% | 362.95
3251 | Siemens | CPYEN2-2-0.0945 | 1/2" 360 Degree Nozzle Drill 0.0945 > Novec 1230 | 1 |  | 1 | 427 | 15% | 362.95
3252 | Siemens | CPYEN2-2-0.0984 | 1/2" 360 Degree Nozzle Drill 0.0984 > Novec 1230 | 1 |  | 1 | 427 | 15% | 362.95
3253 | Siemens | CPYEN2-2-0.1024 | 1/2" 360 Degree Nozzle Drill 0.1024 > Novec 1230 | 1 |  | 1 | 427 | 15% | 362.95
3254 | Siemens | CPYEN2-2-0.1063 | 1/2" 360 Degree Nozzle Drill 0.1063 > Novec 1230 | 1 |  | 1 | 427 | 15% | 362.95
3255 | Siemens | CPYEN2-2-0.1102 | 1/2" 360 Degree Nozzle Drill 0.1102 > Novec 1230 | 1 |  | 1 | 427 | 15% | 362.95
3256 | Siemens | CPYEN2-2-0.1142 | 1/2" 360 Degree Nozzle Drill 0.1142 > Novec 1230 | 1 |  | 1 | 427 | 15% | 362.95
3257 | Siemens | CPYEN2-2-0.1181 | 1/2" 360 Degree Nozzle Drill 0.1181 > Novec 1230 | 1 |  | 1 | 427 | 15% | 362.95
3258 | Siemens | CPYEN2-2-0.1220 | 1/2" 360 Degree Nozzle Drill 0.1220 > Novec 1230 | 1 |  | 1 | 427 | 15% | 362.95
3259 | Siemens | CPYEN2-2-0.1260 | 1/2" 360 Degree Nozzle Drill 0.1260 > Novec 1230 | 1 |  | 1 | 427 | 15% | 362.95
3260 | Siemens | CPYEN2-2-0.1299 | 1/2" 360 Degree Nozzle Drill 0.1299 > Novec 1230 | 1 |  | 1 | 427 | 15% | 362.95
3261 | Siemens | CPYEN2-2-0.1339 | 1/2" 360 Degree Nozzle Drill 0.1339 > Novec 1230 | 1 |  | 1 | 427 | 15% | 362.95
3262 | Siemens | CPYEN2-2-0.1378 | 1/2" 360 Degree Nozzle Drill 0.1378 > Novec 1230 | 1 |  | 1 | 427 | 15% | 362.95
3263 | Siemens | CPYEN2-3-0.1024 | 3/4" 180 Degree Nozzle Drill 0.1024 > Novec 1230 | 1 |  | 1 | 427 | 15% | 362.95
3264 | Siemens | CPYEN2-3-0.1063 | 3/4" 180 Degree Nozzle Drill 0.1063 > Novec 1230 | 1 |  | 1 | 427 | 15% | 362.95
3265 | Siemens | CPYEN2-3-0.1102 | 3/4" 180 Degree Nozzle Drill 0.1102 > Novec 1230 | 1 |  | 1 | 427 | 15% | 362.95
3266 | Siemens | CPYEN2-3-0.1142 | 3/4" 180 Degree Nozzle Drill 0.1142 > Novec 1230 | 1 |  | 1 | 427 | 15% | 362.95
3267 | Siemens | CPYEN2-3-0.1181 | 3/4" 180 Degree Nozzle Drill 0.1181 > Novec 1230 | 1 |  | 1 | 427 | 15% | 362.95
3268 | Siemens | CPYEN2-3-0.1220 | 3/4" 180 Degree Nozzle Drill 0.1220 > Novec 1230 | 1 |  | 1 | 427 | 15% | 362.95
3269 | Siemens | CPYEN2-3-0.1260 | 3/4" 180 Degree Nozzle Drill 0.1260 > Novec 1230 | 1 |  | 1 | 427 | 15% | 362.95
3270 | Siemens | CPYEN2-3-0.1299 | 3/4" 180 Degree Nozzle Drill 0.1299 > Novec 1230 | 1 |  | 1 | 427 | 15% | 362.95
3271 | Siemens | CPYEN2-3-0.1339 | 3/4" 180 Degree Nozzle Drill 0.1339 > Novec 1230 | 1 |  | 1 | 427 | 15% | 362.95
3272 | Siemens | CPYEN2-3-0.1378 | 3/4" 180 Degree Nozzle Drill 0.1378 > Novec 1230 | 1 |  | 1 | 427 | 15% | 362.95
3273 | Siemens | CPYEN2-3-0.1417 | 3/4" 180 Degree Nozzle Drill 0.1417 > Novec 1230 | 1 |  | 1 | 427 | 15% | 362.95
3274 | Siemens | CPYEN2-3-0.1457 | 3/4" 180 Degree Nozzle Drill 0.1457 > Novec 1230 | 1 |  | 1 | 427 | 15% | 362.95
3275 | Siemens | CPYEN2-3-0.1496 | 3/4" 180 Degree Nozzle Drill 0.1496 > Novec 1230 | 1 |  | 1 | 427 | 15% | 362.95
3276 | Siemens | CPYEN2-3-0.1535 | 3/4" 180 Degree Nozzle Drill 0.1535 > Novec 1230 | 1 |  | 1 | 427 | 15% | 362.95
3277 | Siemens | CPYEN2-3-0.1575 | 3/4" 180 Degree Nozzle Drill 0.1575 > Novec 1230 | 1 |  | 1 | 427 | 15% | 362.95
3278 | Siemens | CPYEN2-3-0.1614 | 3/4" 180 Degree Nozzle Drill 0.1614 > Novec 1230 | 1 |  | 1 | 427 | 15% | 362.95
3279 | Siemens | CPYEN2-3-0.1654 | 3/4" 180 Degree Nozzle Drill 0.1654 > Novec 1230 | 1 |  | 1 | 427 | 15% | 362.95
3280 | Siemens | CPYEN2-3-0.1693 | 3/4" 180 Degree Nozzle Drill 0.1693 > Novec 1230 | 1 |  | 1 | 427 | 15% | 362.95
3281 | Siemens | CPYEN2-3-0.1732 | 3/4" 180 Degree Nozzle Drill 0.1732 > Novec 1230 | 1 |  | 1 | 427 | 15% | 362.95
3282 | Siemens | CPYEN2-3-0.1772 | 3/4" 180 Degree Nozzle Drill 0.1772 > Novec 1230 | 1 |  | 1 | 427 | 15% | 362.95
3283 | Siemens | CPYEN2-3-0.1811 | 3/4" 180 Degree Nozzle Drill 0.1811 > Novec 1230 | 1 |  | 1 | 427 | 15% | 362.95
3284 | Siemens | CPYEN2-3-0.1850 | 3/4" 180 Degree Nozzle Drill 0.1850 > Novec 1230 | 1 |  | 1 | 427 | 15% | 362.95
3285 | Siemens | CPYEN2-3-0.1890 | 3/4" 180 Degree Nozzle Drill 0.1890 > Novec 1230 | 1 |  | 1 | 427 | 15% | 362.95
3286 | Siemens | CPYEN2-3-0.1929 | 3/4" 180 Degree Nozzle Drill 0.1929 > Novec 1230 | 1 |  | 1 | 427 | 15% | 362.95
3287 | Siemens | CPYEN2-3-0.1969 | 3/4" 180 Degree Nozzle Drill 0.1969 > Novec 1230 | 1 |  | 1 | 427 | 15% | 362.95
3288 | Siemens | CPYEN2-3-0.2008 | 3/4" 180 Degree Nozzle Drill 0.2008 > Novec 1230 | 1 |  | 1 | 427 | 15% | 362.95
3289 | Siemens | CPYEN2-3-0.2047 | 3/4" 180 Degree Nozzle Drill 0.2047 > Novec 1230 | 1 |  | 1 | 427 | 15% | 362.95
3290 | Siemens | CPYEN2-4-0.0945 | 3/4" 360 Degree Nozzle Drill 0.0945 > Novec 1230 | 1 |  | 1 | 427 | 15% | 362.95
3291 | Siemens | CPYEN2-4-0.0984 | 3/4" 360 Degree Nozzle Drill 0.0984 > Novec 1230 | 1 |  | 1 | 427 | 15% | 362.95
3292 | Siemens | CPYEN2-4-0.1024 | 3/4" 360 Degree Nozzle Drill 0.1024 > Novec 1230 | 1 |  | 1 | 427 | 15% | 362.95
3293 | Siemens | CPYEN2-4-0.1063 | 3/4" 360 Degree Nozzle Drill 0.1063 > Novec 1230 | 1 |  | 1 | 427 | 15% | 362.95
3294 | Siemens | CPYEN2-4-0.1102 | 3/4" 360 Degree Nozzle Drill 0.1102 > Novec 1230 | 1 |  | 1 | 427 | 15% | 362.95
3295 | Siemens | CPYEN2-4-0.1142 | 3/4" 360 Degree Nozzle Drill 0.1142 > Novec 1230 | 1 |  | 1 | 427 | 15% | 362.95
3296 | Siemens | CPYEN2-4-0.1181 | 3/4" 360 Degree Nozzle Drill 0.1181 > Novec 1230 | 1 |  | 1 | 427 | 15% | 362.95
3297 | Siemens | CPYEN2-4-0.1220 | 3/4" 360 Degree Nozzle Drill 0.1220 > Novec 1230 | 1 |  | 1 | 427 | 15% | 362.95
3298 | Siemens | CPYEN2-4-0.1260 | 3/4" 360 Degree Nozzle Drill 0.1260 > Novec 1230 | 1 |  | 1 | 427 | 15% | 362.95
3299 | Siemens | CPYEN2-4-0.1299 | 3/4" 360 Degree Nozzle Drill 0.1299 > Novec 1230 | 1 |  | 1 | 427 | 15% | 362.95
3300 | Siemens | CPYEN2-4-0.1339 | 3/4" 360 Degree Nozzle Drill 0.1339 > Novec 1230 | 1 |  | 1 | 427 | 15% | 362.95
3301 | Siemens | CPYEN2-4-0.1378 | 3/4" 360 Degree Nozzle Drill 0.1378 > Novec 1230 | 1 |  | 1 | 427 | 15% | 362.95
3302 | Siemens | CPYEN2-4-0.1417 | 3/4" 360 Degree Nozzle Drill 0.1417 > Novec 1230 | 1 |  | 1 | 427 | 15% | 362.95
3303 | Siemens | CPYEN2-4-0.1457 | 3/4" 360 Degree Nozzle Drill 0.1457 > Novec 1230 | 1 |  | 1 | 427 | 15% | 362.95
3304 | Siemens | CPYEN2-4-0.1496 | 3/4" 360 Degree Nozzle Drill 0.1496 > Novec 1230 | 1 |  | 1 | 427 | 15% | 362.95
3305 | Siemens | CPYEN2-4-0.1535 | 3/4" 360 Degree Nozzle Drill 0.1535 > Novec 1230 | 1 |  | 1 | 427 | 15% | 362.95
3306 | Siemens | CPYEN2-4-0.1575 | 3/4" 360 Degree Nozzle Drill 0.1575 > Novec 1230 | 1 |  | 1 | 427 | 15% | 362.95
3307 | Siemens | CPYEN2-4-0.1614 | 3/4" 360 Degree Nozzle Drill 0.1614 > Novec 1230 | 1 |  | 1 | 427 | 15% | 362.95
3308 | Siemens | CPYEN2-4-0.1654 | 3/4" 360 Degree Nozzle Drill 0.1654 > Novec 1230 | 1 |  | 1 | 427 | 15% | 362.95
3309 | Siemens | CPYEN2-4-0.1693 | 3/4" 360 Degree Nozzle Drill 0.1693 > Novec 1230 | 1 |  | 1 | 427 | 15% | 362.95
3310 | Siemens | CPYEN2-4-0.1732 | 3/4" 360 Degree Nozzle Drill 0.1732 > Novec 1230 | 1 |  | 1 | 427 | 15% | 362.95
3311 | Siemens | CPYEN2-4-0.1772 | 3/4" 360 Degree Nozzle Drill 0.1772 > Novec 1230 | 1 |  | 1 | 427 | 15% | 362.95
3312 | Siemens | CPYEN2-4-0.1811 | 3/4" 360 Degree Nozzle Drill 0.1811 > Novec 1230 | 1 |  | 1 | 427 | 15% | 362.95
3313 | Siemens | CPYEN2-4-0.1850 | 3/4" 360 Degree Nozzle Drill 0.1850 > Novec 1230 | 1 |  | 1 | 427 | 15% | 362.95
3314 | Siemens | CPYEN2-5-0.1339 | 1" 180 Degree Nozzle Drill 0.1339 > Novec 1230 | 1 |  | 1 | 427 | 15% | 362.95
3315 | Siemens | CPYEN2-5-0.1378 | 1" 180 Degree Nozzle Drill 0.1378 > Novec 1230 | 1 |  | 1 | 427 | 15% | 362.95
3316 | Siemens | CPYEN2-5-0.1417 | 1" 180 Degree Nozzle Drill 0.1417 > Novec 1230 | 1 |  | 1 | 427 | 15% | 362.95
3317 | Siemens | CPYEN2-5-0.1457 | 1" 180 Degree Nozzle Drill 0.1457 > Novec 1230 | 1 |  | 1 | 427 | 15% | 362.95
3318 | Siemens | CPYEN2-5-0.1496 | 1" 180 Degree Nozzle Drill 0.1496 > Novec 1230 | 1 |  | 1 | 427 | 15% | 362.95
3319 | Siemens | CPYEN2-5-0.1535 | 1" 180 Degree Nozzle Drill 0.1535 > Novec 1230 | 1 |  | 1 | 427 | 15% | 362.95
3320 | Siemens | CPYEN2-5-0.1575 | 1" 180 Degree Nozzle Drill 0.1575 > Novec 1230 | 1 |  | 1 | 427 | 15% | 362.95
3321 | Siemens | CPYEN2-5-0.1614 | 1" 180 Degree Nozzle Drill 0.1614 > Novec 1230 | 1 |  | 1 | 427 | 15% | 362.95
3322 | Siemens | CPYEN2-5-0.1654 | 1" 180 Degree Nozzle Drill 0.1654 > Novec 1230 | 1 |  | 1 | 427 | 15% | 362.95
3323 | Siemens | CPYEN2-5-0.1693 | 1" 180 Degree Nozzle Drill 0.1693 > Novec 1230 | 1 |  | 1 | 427 | 15% | 362.95
3324 | Siemens | CPYEN2-5-0.1732 | 1" 180 Degree Nozzle Drill 0.1732 > Novec 1230 | 1 |  | 1 | 427 | 15% | 362.95
3325 | Siemens | CPYEN2-5-0.1772 | 1" 180 Degree Nozzle Drill 0.1772 > Novec 1230 | 1 |  | 1 | 427 | 15% | 362.95
3326 | Siemens | CPYEN2-5-0.1811 | 1" 180 Degree Nozzle Drill 0.1811 > Novec 1230 | 1 |  | 1 | 427 | 15% | 362.95
3327 | Siemens | CPYEN2-5-0.1850 | 1" 180 Degree Nozzle Drill 0.1850 > Novec 1230 | 1 |  | 1 | 427 | 15% | 362.95
3328 | Siemens | CPYEN2-5-0.1890 | 1" 180 Degree Nozzle Drill 0.1890 > Novec 1230 | 1 |  | 1 | 427 | 15% | 362.95
3329 | Siemens | CPYEN2-5-0.1929 | 1" 180 Degree Nozzle Drill 0.1929 > Novec 1230 | 1 |  | 1 | 427 | 15% | 362.95
3330 | Siemens | CPYEN2-5-0.1969 | 1" 180 Degree Nozzle Drill 0.1969 > Novec 1230 | 1 |  | 1 | 427 | 15% | 362.95
3331 | Siemens | CPYEN2-5-0.2008 | 1" 180 Degree Nozzle Drill 0.2008 > Novec 1230 | 1 |  | 1 | 427 | 15% | 362.95
3332 | Siemens | CPYEN2-5-0.2047 | 1" 180 Degree Nozzle Drill 0.2047 > Novec 1230 | 1 |  | 1 | 427 | 15% | 362.95
3333 | Siemens | CPYEN2-5-0.2087 | 1" 180 Degree Nozzle Drill 0.2087 > Novec 1230 | 1 |  | 1 | 427 | 15% | 362.95
3334 | Siemens | CPYEN2-5-0.2126 | 1" 180 Degree Nozzle Drill 0.2126 > Novec 1230 | 1 |  | 1 | 427 | 15% | 362.95
3335 | Siemens | CPYEN2-5-0.2165 | 1" 180 Degree Nozzle Drill 0.2165 > Novec 1230 | 1 |  | 1 | 427 | 15% | 362.95
3336 | Siemens | CPYEN2-5-0.2205 | 1" 180 Degree Nozzle Drill 0.2205 > Novec 1230 | 1 |  | 1 | 427 | 15% | 362.95
3337 | Siemens | CPYEN2-5-0.2244 | 1" 180 Degree Nozzle Drill 0.2244 > Novec 1230 | 1 |  | 1 | 427 | 15% | 362.95
3338 | Siemens | CPYEN2-5-0.2283 | 1" 180 Degree Nozzle Drill 0.2283 > Novec 1230 | 1 |  | 1 | 427 | 15% | 362.95
3339 | Siemens | CPYEN2-5-0.2323 | 1" 180 Degree Nozzle Drill 0.2323 > Novec 1230 | 1 |  | 1 | 427 | 15% | 362.95
3340 | Siemens | CPYEN2-5-0.2362 | 1" 180 Degree Nozzle Drill 0.2362 > Novec 1230 | 1 |  | 1 | 427 | 15% | 362.95
3341 | Siemens | CPYEN2-5-0.2402 | 1" 180 Degree Nozzle Drill 0.2402 > Novec 1230 | 1 |  | 1 | 427 | 15% | 362.95
3342 | Siemens | CPYEN2-5-0.2441 | 1" 180 Degree Nozzle Drill 0.2441 > Novec 1230 | 1 |  | 1 | 427 | 15% | 362.95
3343 | Siemens | CPYEN2-5-0.2480 | 1" 180 Degree Nozzle Drill 0.2480 > Novec 1230 | 1 |  | 1 | 427 | 15% | 362.95
3344 | Siemens | CPYEN2-5-0.2520 | 1" 180 Degree Nozzle Drill 0.2520 > Novec 1230 | 1 |  | 1 | 427 | 15% | 362.95
3345 | Siemens | CPYEN2-5-0.2559 | 1" 180 Degree Nozzle Drill 0.2559 > Novec 1230 | 1 |  | 1 | 427 | 15% | 362.95
3346 | Siemens | CPYEN2-5-0.2598 | 1" 180 Degree Nozzle Drill 0.2598 > Novec 1230 | 1 |  | 1 | 427 | 15% | 362.95
3347 | Siemens | CPYEN2-5-0.2638 | 1" 180 Degree Nozzle Drill 0.2638 > Novec 1230 | 1 |  | 1 | 427 | 15% | 362.95
3348 | Siemens | CPYEN2-6-0.1181 | 1" 360 Degree Nozzle Drill 0.1181 > Novec 1230 | 1 |  | 1 | 427 | 15% | 362.95
3349 | Siemens | CPYEN2-6-0.1220 | 1" 360 Degree Nozzle Drill 0.1220 > Novec 1230 | 1 |  | 1 | 427 | 15% | 362.95
3350 | Siemens | CPYEN2-6-0.1260 | 1" 360 Degree Nozzle Drill 0.1260 > Novec 1230 | 1 |  | 1 | 427 | 15% | 362.95
3351 | Siemens | CPYEN2-6-0.1299 | 1" 360 Degree Nozzle Drill 0.1299 > Novec 1230 | 1 |  | 1 | 427 | 15% | 362.95
3352 | Siemens | CPYEN2-6-0.1339 | 1" 360 Degree Nozzle Drill 0.1339 > Novec 1230 | 1 |  | 1 | 427 | 15% | 362.95
3353 | Siemens | CPYEN2-6-0.1378 | 1" 360 Degree Nozzle Drill 0.1378 > Novec 1230 | 1 |  | 1 | 427 | 15% | 362.95
3354 | Siemens | CPYEN2-6-0.1417 | 1" 360 Degree Nozzle Drill 0.1417 > Novec 1230 | 1 |  | 1 | 427 | 15% | 362.95
3355 | Siemens | CPYEN2-6-0.1457 | 1" 360 Degree Nozzle Drill 0.1457 > Novec 1230 | 1 |  | 1 | 427 | 15% | 362.95
3356 | Siemens | CPYEN2-6-0.1496 | 1" 360 Degree Nozzle Drill 0.1496 > Novec 1230 | 1 |  | 1 | 427 | 15% | 362.95
3357 | Siemens | CPYEN2-6-0.1535 | 1" 360 Degree Nozzle Drill 0.1535 > Novec 1230 | 1 |  | 1 | 427 | 15% | 362.95
3358 | Siemens | CPYEN2-6-0.1575 | 1" 360 Degree Nozzle Drill 0.1575 > Novec 1230 | 1 |  | 1 | 427 | 15% | 362.95
3359 | Siemens | CPYEN2-6-0.1614 | 1" 360 Degree Nozzle Drill 0.1614 > Novec 1230 | 1 |  | 1 | 427 | 15% | 362.95
3360 | Siemens | CPYEN2-6-0.1654 | 1" 360 Degree Nozzle Drill 0.1654 > Novec 1230 | 1 |  | 1 | 427 | 15% | 362.95
3361 | Siemens | CPYEN2-6-0.1693 | 1" 360 Degree Nozzle Drill 0.1693 > Novec 1230 | 1 |  | 1 | 427 | 15% | 362.95
3362 | Siemens | CPYEN2-6-0.1732 | 1" 360 Degree Nozzle Drill 0.1732 > Novec 1230 | 1 |  | 1 | 427 | 15% | 362.95
3363 | Siemens | CPYEN2-6-0.1772 | 1" 360 Degree Nozzle Drill 0.1772 > Novec 1230 | 1 |  | 1 | 427 | 15% | 362.95
3364 | Siemens | CPYEN2-6-0.1811 | 1" 360 Degree Nozzle Drill 0.1811 > Novec 1230 | 1 |  | 1 | 427 | 15% | 362.95
3365 | Siemens | CPYEN2-6-0.1850 | 1" 360 Degree Nozzle Drill 0.1850 > Novec 1230 | 1 |  | 1 | 427 | 15% | 362.95
3366 | Siemens | CPYEN2-6-0.1890 | 1" 360 Degree Nozzle Drill 0.1890 > Novec 1230 | 1 |  | 1 | 427 | 15% | 362.95
3367 | Siemens | CPYEN2-6-0.1929 | 1" 360 Degree Nozzle Drill 0.1929 > Novec 1230 | 1 |  | 1 | 427 | 15% | 362.95
3368 | Siemens | CPYEN2-6-0.1969 | 1" 360 Degree Nozzle Drill 0.1969 > Novec 1230 | 1 |  | 1 | 427 | 15% | 362.95
3369 | Siemens | CPYEN2-6-0.2008 | 1" 360 Degree Nozzle Drill 0.2008 > Novec 1230 | 1 |  | 1 | 427 | 15% | 362.95
3370 | Siemens | CPYEN2-6-0.2047 | 1" 360 Degree Nozzle Drill 0.2047 > Novec 1230 | 1 |  | 1 | 427 | 15% | 362.95
3371 | Siemens | CPYEN2-6-0.2087 | 1" 360 Degree Nozzle Drill 0.2087 > Novec 1230 | 1 |  | 1 | 427 | 15% | 362.95
3372 | Siemens | CPYEN2-6-0.2126 | 1" 360 Degree Nozzle Drill 0.2126 > Novec 1230 | 1 |  | 1 | 427 | 15% | 362.95
3373 | Siemens | CPYEN2-6-0.2165 | 1" 360 Degree Nozzle Drill 0.2165 > Novec 1230 | 1 |  | 1 | 427 | 15% | 362.95
3374 | Siemens | CPYEN2-6-0.2205 | 1" 360 Degree Nozzle Drill 0.2205 > Novec 1230 | 1 |  | 1 | 427 | 15% | 362.95
3375 | Siemens | CPYEN2-6-0.2244 | 1" 360 Degree Nozzle Drill 0.2244 > Novec 1230 | 1 |  | 1 | 427 | 15% | 362.95
3376 | Siemens | CPYEN2-6-0.2283 | 1" 360 Degree Nozzle Drill 0.2283 > Novec 1230 | 1 |  | 1 | 427 | 15% | 362.95
3377 | Siemens | CPYEN2-6-0.2323 | 1" 360 Degree Nozzle Drill 0.2323 > Novec 1230 | 1 |  | 1 | 427 | 15% | 362.95
3378 | Siemens | CPYEN2-6-0.2362 | 1" 360 Degree Nozzle Drill 0.2362 > Novec 1230 | 1 |  | 1 | 427 | 15% | 362.95
3379 | Siemens | CPYEN2-7-0.1732 | 1-1/4" 180 Degree Nozzle Drill 0.1732 > Novec 1230 | 1 |  | 1 | 427 | 15% | 362.95
3380 | Siemens | CPYEN2-7-0.1772 | 1-1/4" 180 Degree Nozzle Drill 0.1772 > Novec 1230 | 1 |  | 1 | 427 | 15% | 362.95
3381 | Siemens | CPYEN2-7-0.1811 | 1-1/4" 180 Degree Nozzle Drill 0.1811 > Novec 1230 | 1 |  | 1 | 427 | 15% | 362.95
3382 | Siemens | CPYEN2-7-0.1850 | 1-1/4" 180 Degree Nozzle Drill 0.1850 > Novec 1230 | 1 |  | 1 | 427 | 15% | 362.95
3383 | Siemens | CPYEN2-7-0.1890 | 1-1/4" 180 Degree Nozzle Drill 0.1890 > Novec 1230 | 1 |  | 1 | 427 | 15% | 362.95
3384 | Siemens | CPYEN2-7-0.1929 | 1-1/4" 180 Degree Nozzle Drill 0.1929 > Novec 1230 | 1 |  | 1 | 427 | 15% | 362.95
3385 | Siemens | CPYEN2-7-0.1969 | 1-1/4" 180 Degree Nozzle Drill 0.1969 > Novec 1230 | 1 |  | 1 | 427 | 15% | 362.95
3386 | Siemens | CPYEN2-7-0.2008 | 1-1/4" 180 Degree Nozzle Drill 0.2008 > Novec 1230 | 1 |  | 1 | 427 | 15% | 362.95
3387 | Siemens | CPYEN2-7-0.2047 | 1-1/4" 180 Degree Nozzle Drill 0.2047 > Novec 1230 | 1 |  | 1 | 427 | 15% | 362.95
3388 | Siemens | CPYEN2-7-0.2087 | 1-1/4" 180 Degree Nozzle Drill 0.2087 > Novec 1230 | 1 |  | 1 | 427 | 15% | 362.95
3389 | Siemens | CPYEN2-7-0.2126 | 1-1/4" 180 Degree Nozzle Drill 0.2126 > Novec 1230 | 1 |  | 1 | 427 | 15% | 362.95
3390 | Siemens | CPYEN2-7-0.2165 | 1-1/4" 180 Degree Nozzle Drill 0.2165 > Novec 1230 | 1 |  | 1 | 427 | 15% | 362.95
3391 | Siemens | CPYEN2-7-0.2205 | 1-1/4" 180 Degree Nozzle Drill 0.2205 > Novec 1230 | 1 |  | 1 | 427 | 15% | 362.95
3392 | Siemens | CPYEN2-7-0.2244 | 1-1/4" 180 Degree Nozzle Drill 0.2244 > Novec 1230 | 1 |  | 1 | 427 | 15% | 362.95
3393 | Siemens | CPYEN2-7-0.2283 | 1-1/4" 180 Degree Nozzle Drill 0.2283 > Novec 1230 | 1 |  | 1 | 427 | 15% | 362.95
3394 | Siemens | CPYEN2-7-0.2323 | 1-1/4" 180 Degree Nozzle Drill 0.2323 > Novec 1230 | 1 |  | 1 | 427 | 15% | 362.95
3395 | Siemens | CPYEN2-7-0.2362 | 1-1/4" 180 Degree Nozzle Drill 0.2362 > Novec 1230 | 1 |  | 1 | 427 | 15% | 362.95
3396 | Siemens | CPYEN2-7-0.2402 | 1-1/4" 180 Degree Nozzle Drill 0.2402 > Novec 1230 | 1 |  | 1 | 427 | 15% | 362.95
3397 | Siemens | CPYEN2-7-0.2441 | 1-1/4" 180 Degree Nozzle Drill 0.2441 > Novec 1230 | 1 |  | 1 | 427 | 15% | 362.95
3398 | Siemens | CPYEN2-7-0.2480 | 1-1/4" 180 Degree Nozzle Drill 0.2480 > Novec 1230 | 1 |  | 1 | 427 | 15% | 362.95
3399 | Siemens | CPYEN2-7-0.2520 | 1-1/4" 180 Degree Nozzle Drill 0.2520 > Novec 1230 | 1 |  | 1 | 427 | 15% | 362.95
3400 | Siemens | CPYEN2-7-0.2559 | 1-1/4" 180 Degree Nozzle Drill 0.2559 > Novec 1230 | 1 |  | 1 | 427 | 15% | 362.95
3401 | Siemens | CPYEN2-7-0.2598 | 1-1/4" 180 Degree Nozzle Drill 0.2598 > Novec 1230 | 1 |  | 1 | 427 | 15% | 362.95
3402 | Siemens | CPYEN2-7-0.2638 | 1-1/4" 180 Degree Nozzle Drill 0.2638 > Novec 1230 | 1 |  | 1 | 427 | 15% | 362.95
3403 | Siemens | CPYEN2-7-0.2677 | 1-1/4" 180 Degree Nozzle Drill 0.2677 > Novec 1230 | 1 |  | 1 | 427 | 15% | 362.95
3404 | Siemens | CPYEN2-7-0.2717 | 1-1/4" 180 Degree Nozzle Drill 0.2717 > Novec 1230 | 1 |  | 1 | 427 | 15% | 362.95
3405 | Siemens | CPYEN2-7-0.2756 | 1-1/4" 180 Degree Nozzle Drill 0.2756 > Novec 1230 | 1 |  | 1 | 427 | 15% | 362.95
3406 | Siemens | CPYEN2-7-0.2795 | 1-1/4" 180 Degree Nozzle Drill 0.2795 > Novec 1230 | 1 |  | 1 | 427 | 15% | 362.95
3407 | Siemens | CPYEN2-7-0.2835 | 1-1/4" 180 Degree Nozzle Drill 0.2835 > Novec 1230 | 1 |  | 1 | 427 | 15% | 362.95
3408 | Siemens | CPYEN2-7-0.2874 | 1-1/4" 180 Degree Nozzle Drill 0.2874 > Novec 1230 | 1 |  | 1 | 427 | 15% | 362.95
3409 | Siemens | CPYEN2-7-0.2913 | 1-1/4" 180 Degree Nozzle Drill 0.2913 > Novec 1230 | 1 |  | 1 | 427 | 15% | 362.95
3410 | Siemens | CPYEN2-7-0.2953 | 1-1/4" 180 Degree Nozzle Drill 0.2953 > Novec 1230 | 1 |  | 1 | 427 | 15% | 362.95
3411 | Siemens | CPYEN2-7-0.2992 | 1-1/4" 180 Degree Nozzle Drill 0.2992 > Novec 1230 | 1 |  | 1 | 427 | 15% | 362.95
3412 | Siemens | CPYEN2-7-0.3031 | 1-1/4" 180 Degree Nozzle Drill 0.3031 > Novec 1230 | 1 |  | 1 | 427 | 15% | 362.95
3413 | Siemens | CPYEN2-7-0.3071 | 1-1/4" 180 Degree Nozzle Drill 0.3071 > Novec 1230 | 1 |  | 1 | 427 | 15% | 362.95
3414 | Siemens | CPYEN2-7-0.3110 | 1-1/4" 180 Degree Nozzle Drill 0.3110 > Novec 1230 | 1 |  | 1 | 427 | 15% | 362.95
3415 | Siemens | CPYEN2-7-0.3150 | 1-1/4" 180 Degree Nozzle Drill 0.3150 > Novec 1230 | 1 |  | 1 | 427 | 15% | 362.95
3416 | Siemens | CPYEN2-7-0.3189 | 1-1/4" 180 Degree Nozzle Drill 0.3189 > Novec 1230 | 1 |  | 1 | 427 | 15% | 362.95
3417 | Siemens | CPYEN2-7-0.3228 | 1-1/4" 180 Degree Nozzle Drill 0.3228 > Novec 1230 | 1 |  | 1 | 427 | 15% | 362.95
3418 | Siemens | CPYEN2-7-0.3268 | 1-1/4" 180 Degree Nozzle Drill 0.3268 > Novec 1230 | 1 |  | 1 | 427 | 15% | 362.95
3419 | Siemens | CPYEN2-7-0.3307 | 1-1/4" 180 Degree Nozzle Drill 0.3307 > Novec 1230 | 1 |  | 1 | 427 | 15% | 362.95
3420 | Siemens | CPYEN2-7-0.3346 | 1-1/4" 180 Degree Nozzle Drill 0.3346 > Novec 1230 | 1 |  | 1 | 427 | 15% | 362.95
3421 | Siemens | CPYEN2-7-0.3386 | 1-1/4" 180 Degree Nozzle Drill 0.3386 > Novec 1230 | 1 |  | 1 | 427 | 15% | 362.95
3422 | Siemens | CPYEN2-7-0.3425 | 1-1/4" 180 Degree Nozzle Drill 0.3425 > Novec 1230 | 1 |  | 1 | 427 | 15% | 362.95
3423 | Siemens | CPYEN2-7-0.3465 | 1-1/4" 180 Degree Nozzle Drill 0.3465 > Novec 1230 | 1 |  | 1 | 427 | 15% | 362.95
3424 | Siemens | CPYEN2-8-0.1575 | 1-1/4" 360 Degree Nozzle Drill 0.1575 > Novec 1230 | 1 |  | 1 | 427 | 15% | 362.95
3425 | Siemens | CPYEN2-8-0.1614 | 1-1/4" 360 Degree Nozzle Drill 0.1614 > Novec 1230 | 1 |  | 1 | 427 | 15% | 362.95
3426 | Siemens | CPYEN2-8-0.1654 | 1-1/4" 360 Degree Nozzle Drill 0.1654 > Novec 1230 | 1 |  | 1 | 427 | 15% | 362.95
3427 | Siemens | CPYEN2-8-0.1693 | 1-1/4" 360 Degree Nozzle Drill 0.1693 > Novec 1230 | 1 |  | 1 | 427 | 15% | 362.95
3428 | Siemens | CPYEN2-8-0.1732 | 1-1/4" 360 Degree Nozzle Drill 0.1732 > Novec 1230 | 1 |  | 1 | 427 | 15% | 362.95
3429 | Siemens | CPYEN2-8-0.1772 | 1-1/4" 360 Degree Nozzle Drill 0.1772 > Novec 1230 | 1 |  | 1 | 427 | 15% | 362.95
3430 | Siemens | CPYEN2-8-0.1811 | 1-1/4" 360 Degree Nozzle Drill 0.1811 > Novec 1230 | 1 |  | 1 | 427 | 15% | 362.95
3431 | Siemens | CPYEN2-8-0.1850 | 1-1/4" 360 Degree Nozzle Drill 0.1850 > Novec 1230 | 1 |  | 1 | 427 | 15% | 362.95
3432 | Siemens | CPYEN2-8-0.1890 | 1-1/4" 360 Degree Nozzle Drill 0.1890 > Novec 1230 | 1 |  | 1 | 427 | 15% | 362.95
3433 | Siemens | CPYEN2-8-0.1929 | 1-1/4" 360 Degree Nozzle Drill 0.1929 > Novec 1230 | 1 |  | 1 | 427 | 15% | 362.95
3434 | Siemens | CPYEN2-8-0.1969 | 1-1/4" 360 Degree Nozzle Drill 0.1969 > Novec 1230 | 1 |  | 1 | 427 | 15% | 362.95
3435 | Siemens | CPYEN2-8-0.2008 | 1-1/4" 360 Degree Nozzle Drill 0.2008 > Novec 1230 | 1 |  | 1 | 427 | 15% | 362.95
3436 | Siemens | CPYEN2-8-0.2047 | 1-1/4" 360 Degree Nozzle Drill 0.2047 > Novec 1230 | 1 |  | 1 | 427 | 15% | 362.95
3437 | Siemens | CPYEN2-8-0.2087 | 1-1/4" 360 Degree Nozzle Drill 0.2087 > Novec 1230 | 1 |  | 1 | 427 | 15% | 362.95
3438 | Siemens | CPYEN2-8-0.2126 | 1-1/4" 360 Degree Nozzle Drill 0.2126 > Novec 1230 | 1 |  | 1 | 427 | 15% | 362.95
3439 | Siemens | CPYEN2-8-0.2165 | 1-1/4" 360 Degree Nozzle Drill 0.2165 > Novec 1230 | 1 |  | 1 | 427 | 15% | 362.95
3440 | Siemens | CPYEN2-8-0.2205 | 1-1/4" 360 Degree Nozzle Drill 0.2205 > Novec 1230 | 1 |  | 1 | 427 | 15% | 362.95
3441 | Siemens | CPYEN2-8-0.2244 | 1-1/4" 360 Degree Nozzle Drill 0.2244 > Novec 1230 | 1 |  | 1 | 427 | 15% | 362.95
3442 | Siemens | CPYEN2-8-0.2283 | 1-1/4" 360 Degree Nozzle Drill 0.2283 > Novec 1230 | 1 |  | 1 | 427 | 15% | 362.95
3443 | Siemens | CPYEN2-8-0.2323 | 1-1/4" 360 Degree Nozzle Drill 0.2323 > Novec 1230 | 1 |  | 1 | 427 | 15% | 362.95
3444 | Siemens | CPYEN2-8-0.2362 | 1-1/4" 360 Degree Nozzle Drill 0.2362 > Novec 1230 | 1 |  | 1 | 427 | 15% | 362.95
3445 | Siemens | CPYEN2-8-0.2402 | 1-1/4" 360 Degree Nozzle Drill 0.2402 > Novec 1230 | 1 |  | 1 | 427 | 15% | 362.95
3446 | Siemens | CPYEN2-8-0.2441 | 1-1/4" 360 Degree Nozzle Drill 0.2441 > Novec 1230 | 1 |  | 1 | 427 | 15% | 362.95
3447 | Siemens | CPYEN2-8-0.2480 | 1-1/4" 360 Degree Nozzle Drill 0.2480 > Novec 1230 | 1 |  | 1 | 427 | 15% | 362.95
3448 | Siemens | CPYEN2-8-0.2520 | 1-1/4" 360 Degree Nozzle Drill 0.2520 > Novec 1230 | 1 |  | 1 | 427 | 15% | 362.95
3449 | Siemens | CPYEN2-8-0.2559 | 1-1/4" 360 Degree Nozzle Drill 0.2559 > Novec 1230 | 1 |  | 1 | 427 | 15% | 362.95
3450 | Siemens | CPYEN2-8-0.2598 | 1-1/4" 360 Degree Nozzle Drill 0.2598 > Novec 1230 | 1 |  | 1 | 427 | 15% | 362.95
3451 | Siemens | CPYEN2-8-0.2638 | 1-1/4" 360 Degree Nozzle Drill 0.2638 > Novec 1230 | 1 |  | 1 | 427 | 15% | 362.95
3452 | Siemens | CPYEN2-8-0.2677 | 1-1/4" 360 Degree Nozzle Drill 0.2677 > Novec 1230 | 1 |  | 1 | 427 | 15% | 362.95
3453 | Siemens | CPYEN2-8-0.2717 | 1-1/4" 360 Degree Nozzle Drill 0.2717 > Novec 1230 | 1 |  | 1 | 427 | 15% | 362.95
3454 | Siemens | CPYEN2-8-0.2756 | 1-1/4" 360 Degree Nozzle Drill 0.2756 > Novec 1230 | 1 |  | 1 | 427 | 15% | 362.95
3455 | Siemens | CPYEN2-8-0.2795 | 1-1/4" 360 Degree Nozzle Drill 0.2795 > Novec 1230 | 1 |  | 1 | 427 | 15% | 362.95
3456 | Siemens | CPYEN2-8-0.2835 | 1-1/4" 360 Degree Nozzle Drill 0.2835 > Novec 1230 | 1 |  | 1 | 427 | 15% | 362.95
3457 | Siemens | CPYEN2-8-0.2874 | 1-1/4" 360 Degree Nozzle Drill 0.2874 > Novec 1230 | 1 |  | 1 | 427 | 15% | 362.95
3458 | Siemens | CPYEN2-8-0.2913 | 1-1/4" 360 Degree Nozzle Drill 0.2913 > Novec 1230 | 1 |  | 1 | 427 | 15% | 362.95
3459 | Siemens | CPYEN2-8-0.2953 | 1-1/4" 360 Degree Nozzle Drill 0.2953 > Novec 1230 | 1 |  | 1 | 427 | 15% | 362.95
3460 | Siemens | CPYEN2-8-0.2992 | 1-1/4" 360 Degree Nozzle Drill 0.2992 > Novec 1230 | 1 |  | 1 | 427 | 15% | 362.95
3461 | Siemens | CPYEN2-8-0.3031 | 1-1/4" 360 Degree Nozzle Drill 0.3031 > Novec 1230 | 1 |  | 1 | 427 | 15% | 362.95
3462 | Siemens | CPYEN2-8-0.3071 | 1-1/4" 360 Degree Nozzle Drill 0.3071 > Novec 1230 | 1 |  | 1 | 427 | 15% | 362.95
3463 | Siemens | CPYEN2-8-0.3110 | 1-1/4" 360 Degree Nozzle Drill 0.3110 > Novec 1230 | 1 |  | 1 | 427 | 15% | 362.95
3464 | Siemens | CPYEN2-9-0.2008 | 1-1/2" 180 Degree Nozzle Drill 0.2008 > Novec 1230 | 1 |  | 1 | 427 | 15% | 362.95
3465 | Siemens | CPYEN2-9-0.2047 | 1-1/2" 180 Degree Nozzle Drill 0.2047 > Novec 1230 | 1 |  | 1 | 427 | 15% | 362.95
3466 | Siemens | CPYEN2-9-0.2087 | 1-1/2" 180 Degree Nozzle Drill 0.2087 > Novec 1230 | 1 |  | 1 | 427 | 15% | 362.95
3467 | Siemens | CPYEN2-9-0.2126 | 1-1/2" 180 Degree Nozzle Drill 0.2126 > Novec 1230 | 1 |  | 1 | 427 | 15% | 362.95
3468 | Siemens | CPYEN2-9-0.2165 | 1-1/2" 180 Degree Nozzle Drill 0.2165 > Novec 1230 | 1 |  | 1 | 427 | 15% | 362.95
3469 | Siemens | CPYEN2-9-0.2205 | 1-1/2" 180 Degree Nozzle Drill 0.2205 > Novec 1230 | 1 |  | 1 | 427 | 15% | 362.95
3470 | Siemens | CPYEN2-9-0.2244 | 1-1/2" 180 Degree Nozzle Drill 0.2244 > Novec 1230 | 1 |  | 1 | 427 | 15% | 362.95
3471 | Siemens | CPYEN2-9-0.2283 | 1-1/2" 180 Degree Nozzle Drill 0.2283 > Novec 1230 | 1 |  | 1 | 427 | 15% | 362.95
3472 | Siemens | CPYEN2-9-0.2323 | 1-1/2" 180 Degree Nozzle Drill 0.2323 > Novec 1230 | 1 |  | 1 | 427 | 15% | 362.95
3473 | Siemens | CPYEN2-9-0.2362 | 1-1/2" 180 Degree Nozzle Drill 0.2362 > Novec 1230 | 1 |  | 1 | 427 | 15% | 362.95
3474 | Siemens | CPYEN2-9-0.2402 | 1-1/2" 180 Degree Nozzle Drill 0.2402 > Novec 1230 | 1 |  | 1 | 427 | 15% | 362.95
3475 | Siemens | CPYEN2-9-0.2441 | 1-1/2" 180 Degree Nozzle Drill 0.2441 > Novec 1230 | 1 |  | 1 | 427 | 15% | 362.95
3476 | Siemens | CPYEN2-9-0.2480 | 1-1/2" 180 Degree Nozzle Drill 0.2480 > Novec 1230 | 1 |  | 1 | 427 | 15% | 362.95
3477 | Siemens | CPYEN2-9-0.2520 | 1-1/2" 180 Degree Nozzle Drill 0.2520 > Novec 1230 | 1 |  | 1 | 427 | 15% | 362.95
3478 | Siemens | CPYEN2-9-0.2559 | 1-1/2" 180 Degree Nozzle Drill 0.2559 > Novec 1230 | 1 |  | 1 | 427 | 15% | 362.95
3479 | Siemens | CPYEN2-9-0.2598 | 1-1/2" 180 Degree Nozzle Drill 0.2598 > Novec 1230 | 1 |  | 1 | 427 | 15% | 362.95
3480 | Siemens | CPYEN2-9-0.2638 | 1-1/2" 180 Degree Nozzle Drill 0.2638 > Novec 1230 | 1 |  | 1 | 427 | 15% | 362.95
3481 | Siemens | CPYEN2-9-0.2677 | 1-1/2" 180 Degree Nozzle Drill 0.2677 > Novec 1230 | 1 |  | 1 | 427 | 15% | 362.95
3482 | Siemens | CPYEN2-9-0.2717 | 1-1/2" 180 Degree Nozzle Drill 0.2717 > Novec 1230 | 1 |  | 1 | 427 | 15% | 362.95
3483 | Siemens | CPYEN2-9-0.2756 | 1-1/2" 180 Degree Nozzle Drill 0.2756 > Novec 1230 | 1 |  | 1 | 427 | 15% | 362.95
3484 | Siemens | CPYEN2-9-0.2795 | 1-1/2" 180 Degree Nozzle Drill 0.2795 > Novec 1230 | 1 |  | 1 | 427 | 15% | 362.95
3485 | Siemens | CPYEN2-9-0.2835 | 1-1/2" 180 Degree Nozzle Drill 0.2835 > Novec 1230 | 1 |  | 1 | 427 | 15% | 362.95
3486 | Siemens | CPYEN2-9-0.2874 | 1-1/2" 180 Degree Nozzle Drill 0.2874 > Novec 1230 | 1 |  | 1 | 427 | 15% | 362.95
3487 | Siemens | CPYEN2-9-0.2913 | 1-1/2" 180 Degree Nozzle Drill 0.2913 > Novec 1230 | 1 |  | 1 | 427 | 15% | 362.95
3488 | Siemens | CPYEN2-9-0.2953 | 1-1/2" 180 Degree Nozzle Drill 0.2953 > Novec 1230 | 1 |  | 1 | 427 | 15% | 362.95
3489 | Siemens | CPYEN2-9-0.2992 | 1-1/2" 180 Degree Nozzle Drill 0.2992 > Novec 1230 | 1 |  | 1 | 427 | 15% | 362.95
3490 | Siemens | CPYEN2-9-0.3031 | 1-1/2" 180 Degree Nozzle Drill 0.3031 > Novec 1230 | 1 |  | 1 | 427 | 15% | 362.95
3491 | Siemens | CPYEN2-9-0.3071 | 1-1/2" 180 Degree Nozzle Drill 0.3071 > Novec 1230 | 1 |  | 1 | 427 | 15% | 362.95
3492 | Siemens | CPYEN2-9-0.3110 | 1-1/2" 180 Degree Nozzle Drill 0.3110 > Novec 1230 | 1 |  | 1 | 427 | 15% | 362.95
3493 | Siemens | CPYEN2-9-0.3150 | 1-1/2" 180 Degree Nozzle Drill 0.3150 > Novec 1230 | 1 |  | 1 | 427 | 15% | 362.95
3494 | Siemens | CPYEN2-9-0.3189 | 1-1/2" 180 Degree Nozzle Drill 0.3189 > Novec 1230 | 1 |  | 1 | 427 | 15% | 362.95
3495 | Siemens | CPYEN2-9-0.3228 | 1-1/2" 180 Degree Nozzle Drill 0.3228 > Novec 1230 | 1 |  | 1 | 427 | 15% | 362.95
3496 | Siemens | CPYEN2-9-0.3268 | 1-1/2" 180 Degree Nozzle Drill 0.3268 > Novec 1230 | 1 |  | 1 | 427 | 15% | 362.95
3497 | Siemens | CPYEN2-9-0.3307 | 1-1/2" 180 Degree Nozzle Drill 0.3307 > Novec 1230 | 1 |  | 1 | 427 | 15% | 362.95
3498 | Siemens | CPYEN2-9-0.3346 | 1-1/2" 180 Degree Nozzle Drill 0.3346 > Novec 1230 | 1 |  | 1 | 427 | 15% | 362.95
3499 | Siemens | CPYEN2-9-0.3386 | 1-1/2" 180 Degree Nozzle Drill 0.3386 > Novec 1230 | 1 |  | 1 | 427 | 15% | 362.95
3500 | Siemens | CPYEN2-9-0.3425 | 1-1/2" 180 Degree Nozzle Drill 0.3425 > Novec 1230 | 1 |  | 1 | 427 | 15% | 362.95
3501 | Siemens | CPYEN2-9-0.3465 | 1-1/2" 180 Degree Nozzle Drill 0.3465 > Novec 1230 | 1 |  | 1 | 427 | 15% | 362.95
3502 | Siemens | CPYEN2-9-0.3504 | 1-1/2" 180 Degree Nozzle Drill 0.3504 > Novec 1230 | 1 |  | 1 | 427 | 15% | 362.95
3503 | Siemens | CPYEN2-9-0.3543 | 1-1/2" 180 Degree Nozzle Drill 0.3543 > Novec 1230 | 1 |  | 1 | 427 | 15% | 362.95
3504 | Siemens | CPYEN2-9-0.3583 | 1-1/2" 180 Degree Nozzle Drill 0.3583 > Novec 1230 | 1 |  | 1 | 427 | 15% | 362.95
3505 | Siemens | CPYEN2-9-0.3622 | 1-1/2" 180 Degree Nozzle Drill 0.3622 > Novec 1230 | 1 |  | 1 | 427 | 15% | 362.95
3506 | Siemens | CPYEN2-9-0.3661 | 1-1/2" 180 Degree Nozzle Drill 0.3661 > Novec 1230 | 1 |  | 1 | 427 | 15% | 362.95
3507 | Siemens | CPYEN2-9-0.3701 | 1-1/2" 180 Degree Nozzle Drill 0.3701 > Novec 1230 | 1 |  | 1 | 427 | 15% | 362.95
3508 | Siemens | CPYEN2-9-0.3740 | 1-1/2" 180 Degree Nozzle Drill 0.3740 > Novec 1230 | 1 |  | 1 | 427 | 15% | 362.95
3509 | Siemens | CPYEN2-9-0.3780 | 1-1/2" 180 Degree Nozzle Drill 0.3780 > Novec 1230 | 1 |  | 1 | 427 | 15% | 362.95
3510 | Siemens | CPYEN2-9-0.3819 | 1-1/2" 180 Degree Nozzle Drill 0.3819 > Novec 1230 | 1 |  | 1 | 427 | 15% | 362.95
3511 | Siemens | CPYEN2-9-0.3858 | 1-1/2" 180 Degree Nozzle Drill 0.3858 > Novec 1230 | 1 |  | 1 | 427 | 15% | 362.95
3512 | Siemens | CPYEN2-9-0.3898 | 1-1/2" 180 Degree Nozzle Drill 0.3898 > Novec 1230 | 1 |  | 1 | 427 | 15% | 362.95
3513 | Siemens | CPYEN2-9-0.3937 | 1-1/2" 180 Degree Nozzle Drill 0.3937 > Novec 1230 | 1 |  | 1 | 427 | 15% | 362.95
3514 | Siemens | CPYEN2-9-0.3976 | 1-1/2" 180 Degree Nozzle Drill 0.3976 > Novec 1230 | 1 |  | 1 | 427 | 15% | 362.95
3515 | Siemens | CPYEN2-9-0.4016 | 1-1/2" 180 Degree Nozzle Drill 0.4016 > Novec 1230 | 1 |  | 1 | 427 | 15% | 362.95
3516 | Siemens | CPYEN2-9-0.4055 | 1-1/2" 180 Degree Nozzle Drill 0.4055 > Novec 1230 | 1 |  | 1 | 427 | 15% | 362.95
3517 | Siemens | CPYEN2-10-0.1811 | 1-1/2" 360 Degree Nozzle Drill 0.1811 > Novec 1230 | 1 |  | 1 | 427 | 15% | 362.95
3518 | Siemens | CPYEN2-10-0.1850 | 1-1/2" 360 Degree Nozzle Drill 0.1850 > Novec 1230 | 1 |  | 1 | 427 | 15% | 362.95
3519 | Siemens | CPYEN2-10-0.1890 | 1-1/2" 360 Degree Nozzle Drill 0.1890 > Novec 1230 | 1 |  | 1 | 427 | 15% | 362.95
3520 | Siemens | CPYEN2-10-0.1929 | 1-1/2" 360 Degree Nozzle Drill 0.1929 > Novec 1230 | 1 |  | 1 | 427 | 15% | 362.95
3521 | Siemens | CPYEN2-10-0.1969 | 1-1/2" 360 Degree Nozzle Drill 0.1969 > Novec 1230 | 1 |  | 1 | 427 | 15% | 362.95
3522 | Siemens | CPYEN2-10-0.2008 | 1-1/2" 360 Degree Nozzle Drill 0.2008 > Novec 1230 | 1 |  | 1 | 427 | 15% | 362.95
3523 | Siemens | CPYEN2-10-0.2047 | 1-1/2" 360 Degree Nozzle Drill 0.2047 > Novec 1230 | 1 |  | 1 | 427 | 15% | 362.95
3524 | Siemens | CPYEN2-10-0.2087 | 1-1/2" 360 Degree Nozzle Drill 0.2087 > Novec 1230 | 1 |  | 1 | 427 | 15% | 362.95
3525 | Siemens | CPYEN2-10-0.2126 | 1-1/2" 360 Degree Nozzle Drill 0.2126 > Novec 1230 | 1 |  | 1 | 427 | 15% | 362.95
3526 | Siemens | CPYEN2-10-0.2165 | 1-1/2" 360 Degree Nozzle Drill 0.2165 > Novec 1230 | 1 |  | 1 | 427 | 15% | 362.95
3527 | Siemens | CPYEN2-10-0.2205 | 1-1/2" 360 Degree Nozzle Drill 0.2205 > Novec 1230 | 1 |  | 1 | 427 | 15% | 362.95
3528 | Siemens | CPYEN2-10-0.2244 | 1-1/2" 360 Degree Nozzle Drill 0.2244 > Novec 1230 | 1 |  | 1 | 427 | 15% | 362.95
3529 | Siemens | CPYEN2-10-0.2283 | 1-1/2" 360 Degree Nozzle Drill 0.2283 > Novec 1230 | 1 |  | 1 | 427 | 15% | 362.95
3530 | Siemens | CPYEN2-10-0.2323 | 1-1/2" 360 Degree Nozzle Drill 0.2323 > Novec 1230 | 1 |  | 1 | 427 | 15% | 362.95
3531 | Siemens | CPYEN2-10-0.2362 | 1-1/2" 360 Degree Nozzle Drill 0.2362 > Novec 1230 | 1 |  | 1 | 427 | 15% | 362.95
3532 | Siemens | CPYEN2-10-0.2402 | 1-1/2" 360 Degree Nozzle Drill 0.2402 > Novec 1230 | 1 |  | 1 | 427 | 15% | 362.95
3533 | Siemens | CPYEN2-10-0.2441 | 1-1/2" 360 Degree Nozzle Drill 0.2441 > Novec 1230 | 1 |  | 1 | 427 | 15% | 362.95
3534 | Siemens | CPYEN2-10-0.2480 | 1-1/2" 360 Degree Nozzle Drill 0.2480 > Novec 1230 | 1 |  | 1 | 427 | 15% | 362.95
3535 | Siemens | CPYEN2-10-0.2520 | 1-1/2" 360 Degree Nozzle Drill 0.2520 > Novec 1230 | 1 |  | 1 | 427 | 15% | 362.95
3536 | Siemens | CPYEN2-10-0.2559 | 1-1/2" 360 Degree Nozzle Drill 0.2559 > Novec 1230 | 1 |  | 1 | 427 | 15% | 362.95
3537 | Siemens | CPYEN2-10-0.2598 | 1-1/2" 360 Degree Nozzle Drill 0.2598 > Novec 1230 | 1 |  | 1 | 427 | 15% | 362.95
3538 | Siemens | CPYEN2-10-0.2638 | 1-1/2" 360 Degree Nozzle Drill 0.2638 > Novec 1230 | 1 |  | 1 | 427 | 15% | 362.95
3539 | Siemens | CPYEN2-10-0.2677 | 1-1/2" 360 Degree Nozzle Drill 0.2677 > Novec 1230 | 1 |  | 1 | 427 | 15% | 362.95
3540 | Siemens | CPYEN2-10-0.2717 | 1-1/2" 360 Degree Nozzle Drill 0.2717 > Novec 1230 | 1 |  | 1 | 427 | 15% | 362.95
3541 | Siemens | CPYEN2-10-0.2756 | 1-1/2" 360 Degree Nozzle Drill 0.2756 > Novec 1230 | 1 |  | 1 | 427 | 15% | 362.95
3542 | Siemens | CPYEN2-10-0.2795 | 1-1/2" 360 Degree Nozzle Drill 0.2795 > Novec 1230 | 1 |  | 1 | 427 | 15% | 362.95
3543 | Siemens | CPYEN2-10-0.2835 | 1-1/2" 360 Degree Nozzle Drill 0.2835 > Novec 1230 | 1 |  | 1 | 427 | 15% | 362.95
3544 | Siemens | CPYEN2-10-0.2874 | 1-1/2" 360 Degree Nozzle Drill 0.2874 > Novec 1230 | 1 |  | 1 | 427 | 15% | 362.95
3545 | Siemens | CPYEN2-10-0.2913 | 1-1/2" 360 Degree Nozzle Drill 0.2913 > Novec 1230 | 1 |  | 1 | 427 | 15% | 362.95
3546 | Siemens | CPYEN2-10-0.2953 | 1-1/2" 360 Degree Nozzle Drill 0.2953 > Novec 1230 | 1 |  | 1 | 427 | 15% | 362.95
3547 | Siemens | CPYEN2-10-0.2992 | 1-1/2" 360 Degree Nozzle Drill 0.2992 > Novec 1230 | 1 |  | 1 | 427 | 15% | 362.95
3548 | Siemens | CPYEN2-10-0.3031 | 1-1/2" 360 Degree Nozzle Drill 0.3031 > Novec 1230 | 1 |  | 1 | 427 | 15% | 362.95
3549 | Siemens | CPYEN2-10-0.3071 | 1-1/2" 360 Degree Nozzle Drill 0.3071 > Novec 1230 | 1 |  | 1 | 427 | 15% | 362.95
3550 | Siemens | CPYEN2-10-0.3110 | 1-1/2" 360 Degree Nozzle Drill 0.3110 > Novec 1230 | 1 |  | 1 | 427 | 15% | 362.95
3551 | Siemens | CPYEN2-10-0.3150 | 1-1/2" 360 Degree Nozzle Drill 0.3150 > Novec 1230 | 1 |  | 1 | 427 | 15% | 362.95
3552 | Siemens | CPYEN2-10-0.3189 | 1-1/2" 360 Degree Nozzle Drill 0.3189 > Novec 1230 | 1 |  | 1 | 427 | 15% | 362.95
3553 | Siemens | CPYEN2-10-0.3228 | 1-1/2" 360 Degree Nozzle Drill 0.3228 > Novec 1230 | 1 |  | 1 | 427 | 15% | 362.95
3554 | Siemens | CPYEN2-10-0.3268 | 1-1/2" 360 Degree Nozzle Drill 0.3268 > Novec 1230 | 1 |  | 1 | 427 | 15% | 362.95
3555 | Siemens | CPYEN2-10-0.3307 | 1-1/2" 360 Degree Nozzle Drill 0.3307 > Novec 1230 | 1 |  | 1 | 427 | 15% | 362.95
3556 | Siemens | CPYEN2-10-0.3346 | 1-1/2" 360 Degree Nozzle Drill 0.3346 > Novec 1230 | 1 |  | 1 | 427 | 15% | 362.95
3557 | Siemens | CPYEN2-10-0.3386 | 1-1/2" 360 Degree Nozzle Drill 0.3386 > Novec 1230 | 1 |  | 1 | 427 | 15% | 362.95
3558 | Siemens | CPYEN2-10-0.3425 | 1-1/2" 360 Degree Nozzle Drill 0.3425 > Novec 1230 | 1 |  | 1 | 427 | 15% | 362.95
3559 | Siemens | CPYEN2-10-0.3465 | 1-1/2" 360 Degree Nozzle Drill 0.3465 > Novec 1230 | 1 |  | 1 | 427 | 15% | 362.95
3560 | Siemens | CPYEN2-10-0.3504 | 1-1/2" 360 Degree Nozzle Drill 0.3504 > Novec 1230 | 1 |  | 1 | 427 | 15% | 362.95
3561 | Siemens | CPYEN2-10-0.3543 | 1-1/2" 360 Degree Nozzle Drill 0.3543 > Novec 1230 | 1 |  | 1 | 427 | 15% | 362.95
3562 | Siemens | CPYEN2-10-0.3583 | 1-1/2" 360 Degree Nozzle Drill 0.3583 > Novec 1230 | 1 |  | 1 | 427 | 15% | 362.95
3563 | Siemens | CPYEN2-10-0.3622 | 1-1/2" 360 Degree Nozzle Drill 0.3622 > Novec 1230 | 1 |  | 1 | 427 | 15% | 362.95
3564 | Siemens | CPYEN2-10-0.3661 | 1-1/2" 360 Degree Nozzle Drill 0.3661 > Novec 1230 | 1 |  | 1 | 427 | 15% | 362.95
3565 | Siemens | CPYEN2-11-0.2598 | 2" 180 Degree Nozzle Drill 0.2598 > Novec 1230 | 1 |  | 1 | 427 | 15% | 362.95
3566 | Siemens | CPYEN2-11-0.2638 | 2" 180 Degree Nozzle Drill 0.2638 > Novec 1230 | 1 |  | 1 | 427 | 15% | 362.95
3567 | Siemens | CPYEN2-11-0.2677 | 2" 180 Degree Nozzle Drill 0.2677 > Novec 1230 | 1 |  | 1 | 427 | 15% | 362.95
3568 | Siemens | CPYEN2-11-0.2717 | 2" 180 Degree Nozzle Drill 0.2717 > Novec 1230 | 1 |  | 1 | 427 | 15% | 362.95
3569 | Siemens | CPYEN2-11-0.2756 | 2" 180 Degree Nozzle Drill 0.2756 > Novec 1230 | 1 |  | 1 | 427 | 15% | 362.95
3570 | Siemens | CPYEN2-11-0.2795 | 2" 180 Degree Nozzle Drill 0.2795 > Novec 1230 | 1 |  | 1 | 427 | 15% | 362.95
3571 | Siemens | CPYEN2-11-0.2835 | 2" 180 Degree Nozzle Drill 0.2835 > Novec 1230 | 1 |  | 1 | 427 | 15% | 362.95
3572 | Siemens | CPYEN2-11-0.2874 | 2" 180 Degree Nozzle Drill 0.2874 > Novec 1230 | 1 |  | 1 | 427 | 15% | 362.95
3573 | Siemens | CPYEN2-11-0.2913 | 2" 180 Degree Nozzle Drill 0.2913 > Novec 1230 | 1 |  | 1 | 427 | 15% | 362.95
3574 | Siemens | CPYEN2-11-0.2953 | 2" 180 Degree Nozzle Drill 0.2953 > Novec 1230 | 1 |  | 1 | 427 | 15% | 362.95
3575 | Siemens | CPYEN2-11-0.2992 | 2" 180 Degree Nozzle Drill 0.2992 > Novec 1230 | 1 |  | 1 | 427 | 15% | 362.95
3576 | Siemens | CPYEN2-11-0.3031 | 2" 180 Degree Nozzle Drill 0.3031 > Novec 1230 | 1 |  | 1 | 427 | 15% | 362.95
3577 | Siemens | CPYEN2-11-0.3071 | 2" 180 Degree Nozzle Drill 0.3071 > Novec 1230 | 1 |  | 1 | 427 | 15% | 362.95
3578 | Siemens | CPYEN2-11-0.3110 | 2" 180 Degree Nozzle Drill 0.3110 > Novec 1230 | 1 |  | 1 | 427 | 15% | 362.95
3579 | Siemens | CPYEN2-11-0.3150 | 2" 180 Degree Nozzle Drill 0.3150 > Novec 1230 | 1 |  | 1 | 427 | 15% | 362.95
3580 | Siemens | CPYEN2-11-0.3189 | 2" 180 Degree Nozzle Drill 0.3189 > Novec 1230 | 1 |  | 1 | 427 | 15% | 362.95
3581 | Siemens | CPYEN2-11-0.3228 | 2" 180 Degree Nozzle Drill 0.3228 > Novec 1230 | 1 |  | 1 | 427 | 15% | 362.95
3582 | Siemens | CPYEN2-11-0.3268 | 2" 180 Degree Nozzle Drill 0.3268 > Novec 1230 | 1 |  | 1 | 427 | 15% | 362.95
3583 | Siemens | CPYEN2-11-0.3307 | 2" 180 Degree Nozzle Drill 0.3307 > Novec 1230 | 1 |  | 1 | 427 | 15% | 362.95
3584 | Siemens | CPYEN2-11-0.3346 | 2" 180 Degree Nozzle Drill 0.3346 > Novec 1230 | 1 |  | 1 | 427 | 15% | 362.95
3585 | Siemens | CPYEN2-11-0.3386 | 2" 180 Degree Nozzle Drill 0.3386 > Novec 1230 | 1 |  | 1 | 427 | 15% | 362.95
3586 | Siemens | CPYEN2-11-0.3425 | 2" 180 Degree Nozzle Drill 0.3425 > Novec 1230 | 1 |  | 1 | 427 | 15% | 362.95
3587 | Siemens | CPYEN2-11-0.3465 | 2" 180 Degree Nozzle Drill 0.3465 > Novec 1230 | 1 |  | 1 | 427 | 15% | 362.95
3588 | Siemens | CPYEN2-11-0.3504 | 2" 180 Degree Nozzle Drill 0.3504 > Novec 1230 | 1 |  | 1 | 427 | 15% | 362.95
3589 | Siemens | CPYEN2-11-0.3543 | 2" 180 Degree Nozzle Drill 0.3543 > Novec 1230 | 1 |  | 1 | 427 | 15% | 362.95
3590 | Siemens | CPYEN2-11-0.3583 | 2" 180 Degree Nozzle Drill 0.3583 > Novec 1230 | 1 |  | 1 | 427 | 15% | 362.95
3591 | Siemens | CPYEN2-11-0.3622 | 2" 180 Degree Nozzle Drill 0.3622 > Novec 1230 | 1 |  | 1 | 427 | 15% | 362.95
3592 | Siemens | CPYEN2-11-0.3661 | 2" 180 Degree Nozzle Drill 0.3661 > Novec 1230 | 1 |  | 1 | 427 | 15% | 362.95
3593 | Siemens | CPYEN2-11-0.3701 | 2" 180 Degree Nozzle Drill 0.3701 > Novec 1230 | 1 |  | 1 | 427 | 15% | 362.95
3594 | Siemens | CPYEN2-11-0.3740 | 2" 180 Degree Nozzle Drill 0.3740 > Novec 1230 | 1 |  | 1 | 427 | 15% | 362.95
3595 | Siemens | CPYEN2-11-0.3780 | 2" 180 Degree Nozzle Drill 0.3780 > Novec 1230 | 1 |  | 1 | 427 | 15% | 362.95
3596 | Siemens | CPYEN2-11-0.3819 | 2" 180 Degree Nozzle Drill 0.3819 > Novec 1230 | 1 |  | 1 | 427 | 15% | 362.95
3597 | Siemens | CPYEN2-11-0.3858 | 2" 180 Degree Nozzle Drill 0.3858 > Novec 1230 | 1 |  | 1 | 427 | 15% | 362.95
3598 | Siemens | CPYEN2-11-0.3898 | 2" 180 Degree Nozzle Drill 0.3898 > Novec 1230 | 1 |  | 1 | 427 | 15% | 362.95
3599 | Siemens | CPYEN2-11-0.3937 | 2" 180 Degree Nozzle Drill 0.3937 > Novec 1230 | 1 |  | 1 | 427 | 15% | 362.95
3600 | Siemens | CPYEN2-11-0.3976 | 2" 180 Degree Nozzle Drill 0.3976 > Novec 1230 | 1 |  | 1 | 427 | 15% | 362.95
3601 | Siemens | CPYEN2-11-0.4016 | 2" 180 Degree Nozzle Drill 0.4016 > Novec 1230 | 1 |  | 1 | 427 | 15% | 362.95
3602 | Siemens | CPYEN2-11-0.4055 | 2" 180 Degree Nozzle Drill 0.4055 > Novec 1230 | 1 |  | 1 | 427 | 15% | 362.95
3603 | Siemens | CPYEN2-11-0.4094 | 2" 180 Degree Nozzle Drill 0.4094 > Novec 1230 | 1 |  | 1 | 427 | 15% | 362.95
3604 | Siemens | CPYEN2-11-0.4134 | 2" 180 Degree Nozzle Drill 0.4134 > Novec 1230 | 1 |  | 1 | 427 | 15% | 362.95
3605 | Siemens | CPYEN2-11-0.4173 | 2" 180 Degree Nozzle Drill 0.4173 > Novec 1230 | 1 |  | 1 | 427 | 15% | 362.95
3606 | Siemens | CPYEN2-11-0.4213 | 2" 180 Degree Nozzle Drill 0.4213 > Novec 1230 | 1 |  | 1 | 427 | 15% | 362.95
3607 | Siemens | CPYEN2-11-0.4252 | 2" 180 Degree Nozzle Drill 0.4252 > Novec 1230 | 1 |  | 1 | 427 | 15% | 362.95
3608 | Siemens | CPYEN2-11-0.4291 | 2" 180 Degree Nozzle Drill 0.4291 > Novec 1230 | 1 |  | 1 | 427 | 15% | 362.95
3609 | Siemens | CPYEN2-11-0.4331 | 2" 180 Degree Nozzle Drill 0.4331 > Novec 1230 | 1 |  | 1 | 427 | 15% | 362.95
3610 | Siemens | CPYEN2-11-0.4370 | 2" 180 Degree Nozzle Drill 0.4370 > Novec 1230 | 1 |  | 1 | 427 | 15% | 362.95
3611 | Siemens | CPYEN2-11-0.4409 | 2" 180 Degree Nozzle Drill 0.4409 > Novec 1230 | 1 |  | 1 | 427 | 15% | 362.95
3612 | Siemens | CPYEN2-11-0.4449 | 2" 180 Degree Nozzle Drill 0.4449 > Novec 1230 | 1 |  | 1 | 427 | 15% | 362.95
3613 | Siemens | CPYEN2-11-0.4488 | 2" 180 Degree Nozzle Drill 0.4488 > Novec 1230 | 1 |  | 1 | 427 | 15% | 362.95
3614 | Siemens | CPYEN2-11-0.4528 | 2" 180 Degree Nozzle Drill 0.4528 > Novec 1230 | 1 |  | 1 | 427 | 15% | 362.95
3615 | Siemens | CPYEN2-11-0.4567 | 2" 180 Degree Nozzle Drill 0.4567 > Novec 1230 | 1 |  | 1 | 427 | 15% | 362.95
3616 | Siemens | CPYEN2-11-0.4606 | 2" 180 Degree Nozzle Drill 0.4606 > Novec 1230 | 1 |  | 1 | 427 | 15% | 362.95
3617 | Siemens | CPYEN2-11-0.4646 | 2" 180 Degree Nozzle Drill 0.4646 > Novec 1230 | 1 |  | 1 | 427 | 15% | 362.95
3618 | Siemens | CPYEN2-11-0.4685 | 2" 180 Degree Nozzle Drill 0.4685 > Novec 1230 | 1 |  | 1 | 427 | 15% | 362.95
3619 | Siemens | CPYEN2-11-0.4724 | 2" 180 Degree Nozzle Drill 0.4724 > Novec 1230 | 1 |  | 1 | 427 | 15% | 362.95
3620 | Siemens | CPYEN2-11-0.4764 | 2" 180 Degree Nozzle Drill 0.4764 > Novec 1230 | 1 |  | 1 | 427 | 15% | 362.95
3621 | Siemens | CPYEN2-11-0.4803 | 2" 180 Degree Nozzle Drill 0.4803 > Novec 1230 | 1 |  | 1 | 427 | 15% | 362.95
3622 | Siemens | CPYEN2-11-0.4843 | 2" 180 Degree Nozzle Drill 0.4843 > Novec 1230 | 1 |  | 1 | 427 | 15% | 362.95
3623 | Siemens | CPYEN2-11-0.4882 | 2" 180 Degree Nozzle Drill 0.4882 > Novec 1230 | 1 |  | 1 | 427 | 15% | 362.95
3624 | Siemens | CPYEN2-11-0.4921 | 2" 180 Degree Nozzle Drill 0.4921 > Novec 1230 | 1 |  | 1 | 427 | 15% | 362.95
3625 | Siemens | CPYEN2-11-0.4961 | 2" 180 Degree Nozzle Drill 0.4961 > Novec 1230 | 1 |  | 1 | 427 | 15% | 362.95
3626 | Siemens | CPYEN2-11-0.5000 | 2" 180 Degree Nozzle Drill 0.5000 > Novec 1230 | 1 |  | 1 | 427 | 15% | 362.95
3627 | Siemens | CPYEN2-11-0.5039 | 2" 180 Degree Nozzle Drill 0.5039 > Novec 1230 | 1 |  | 1 | 427 | 15% | 362.95
3628 | Siemens | CPYEN2-11-0.5079 | 2" 180 Degree Nozzle Drill 0.5079 > Novec 1230 | 1 |  | 1 | 427 | 15% | 362.95
3629 | Siemens | CPYEN2-11-0.5118 | 2" 180 Degree Nozzle Drill 0.5118 > Novec 1230 | 1 |  | 1 | 427 | 15% | 362.95
3630 | Siemens | CPYEN2-11-0.5157 | 2" 180 Degree Nozzle Drill 0.5157 > Novec 1230 | 1 |  | 1 | 427 | 15% | 362.95
3631 | Siemens | CPYEN2-11-0.5197 | 2" 180 Degree Nozzle Drill 0.5197 > Novec 1230 | 1 |  | 1 | 427 | 15% | 362.95
3632 | Siemens | CPYEN2-12-0.2323 | 2" 360 Degree Nozzle Drill 0.2323 > Novec 1230 | 1 |  | 1 | 427 | 15% | 362.95
3633 | Siemens | CPYEN2-12-0.2362 | 2" 360 Degree Nozzle Drill 0.2362 > Novec 1230 | 1 |  | 1 | 427 | 15% | 362.95
3634 | Siemens | CPYEN2-12-0.2402 | 2" 360 Degree Nozzle Drill 0.2402 > Novec 1230 | 1 |  | 1 | 427 | 15% | 362.95
3635 | Siemens | CPYEN2-12-0.2441 | 2" 360 Degree Nozzle Drill 0.2441 > Novec 1230 | 1 |  | 1 | 427 | 15% | 362.95
3636 | Siemens | CPYEN2-12-0.2480 | 2" 360 Degree Nozzle Drill 0.2480 > Novec 1230 | 1 |  | 1 | 427 | 15% | 362.95
3637 | Siemens | CPYEN2-12-0.2520 | 2" 360 Degree Nozzle Drill 0.2520 > Novec 1230 | 1 |  | 1 | 427 | 15% | 362.95
3638 | Siemens | CPYEN2-12-0.2559 | 2" 360 Degree Nozzle Drill 0.2559 > Novec 1230 | 1 |  | 1 | 427 | 15% | 362.95
3639 | Siemens | CPYEN2-12-0.2598 | 2" 360 Degree Nozzle Drill 0.2598 > Novec 1230 | 1 |  | 1 | 427 | 15% | 362.95
3640 | Siemens | CPYEN2-12-0.2638 | 2" 360 Degree Nozzle Drill 0.2638 > Novec 1230 | 1 |  | 1 | 427 | 15% | 362.95
3641 | Siemens | CPYEN2-12-0.2677 | 2" 360 Degree Nozzle Drill 0.2677 > Novec 1230 | 1 |  | 1 | 427 | 15% | 362.95
3642 | Siemens | CPYEN2-12-0.2717 | 2" 360 Degree Nozzle Drill 0.2717 > Novec 1230 | 1 |  | 1 | 427 | 15% | 362.95
3643 | Siemens | CPYEN2-12-0.2756 | 2" 360 Degree Nozzle Drill 0.2756 > Novec 1230 | 1 |  | 1 | 427 | 15% | 362.95
3644 | Siemens | CPYEN2-12-0.2795 | 2" 360 Degree Nozzle Drill 0.2795 > Novec 1230 | 1 |  | 1 | 427 | 15% | 362.95
3645 | Siemens | CPYEN2-12-0.2835 | 2" 360 Degree Nozzle Drill 0.2835 > Novec 1230 | 1 |  | 1 | 427 | 15% | 362.95
3646 | Siemens | CPYEN2-12-0.2874 | 2" 360 Degree Nozzle Drill 0.2874 > Novec 1230 | 1 |  | 1 | 427 | 15% | 362.95
3647 | Siemens | CPYEN2-12-0.2913 | 2" 360 Degree Nozzle Drill 0.2913 > Novec 1230 | 1 |  | 1 | 427 | 15% | 362.95
3648 | Siemens | CPYEN2-12-0.2953 | 2" 360 Degree Nozzle Drill 0.2953 > Novec 1230 | 1 |  | 1 | 427 | 15% | 362.95
3649 | Siemens | CPYEN2-12-0.2992 | 2" 360 Degree Nozzle Drill 0.2992 > Novec 1230 | 1 |  | 1 | 427 | 15% | 362.95
3650 | Siemens | CPYEN2-12-0.3031 | 2" 360 Degree Nozzle Drill 0.3031 > Novec 1230 | 1 |  | 1 | 427 | 15% | 362.95
3651 | Siemens | CPYEN2-12-0.3071 | 2" 360 Degree Nozzle Drill 0.3071 > Novec 1230 | 1 |  | 1 | 427 | 15% | 362.95
3652 | Siemens | CPYEN2-12-0.3110 | 2" 360 Degree Nozzle Drill 0.3110 > Novec 1230 | 1 |  | 1 | 427 | 15% | 362.95
3653 | Siemens | CPYEN2-12-0.3150 | 2" 360 Degree Nozzle Drill 0.3150 > Novec 1230 | 1 |  | 1 | 427 | 15% | 362.95
3654 | Siemens | CPYEN2-12-0.3189 | 2" 360 Degree Nozzle Drill 0.3189 > Novec 1230 | 1 |  | 1 | 427 | 15% | 362.95
3655 | Siemens | CPYEN2-12-0.3228 | 2" 360 Degree Nozzle Drill 0.3228 > Novec 1230 | 1 |  | 1 | 427 | 15% | 362.95
3656 | Siemens | CPYEN2-12-0.3268 | 2" 360 Degree Nozzle Drill 0.3268 > Novec 1230 | 1 |  | 1 | 427 | 15% | 362.95
3657 | Siemens | CPYEN2-12-0.3307 | 2" 360 Degree Nozzle Drill 0.3307 > Novec 1230 | 1 |  | 1 | 427 | 15% | 362.95
3658 | Siemens | CPYEN2-12-0.3346 | 2" 360 Degree Nozzle Drill 0.3346 > Novec 1230 | 1 |  | 1 | 427 | 15% | 362.95
3659 | Siemens | CPYEN2-12-0.3386 | 2" 360 Degree Nozzle Drill 0.3386 > Novec 1230 | 1 |  | 1 | 427 | 15% | 362.95
3660 | Siemens | CPYEN2-12-0.3425 | 2" 360 Degree Nozzle Drill 0.3425 > Novec 1230 | 1 |  | 1 | 427 | 15% | 362.95
3661 | Siemens | CPYEN2-12-0.3465 | 2" 360 Degree Nozzle Drill 0.3465 > Novec 1230 | 1 |  | 1 | 427 | 15% | 362.95
3662 | Siemens | CPYEN2-12-0.3504 | 2" 360 Degree Nozzle Drill 0.3504 > Novec 1230 | 1 |  | 1 | 427 | 15% | 362.95
3663 | Siemens | CPYEN2-12-0.3543 | 2" 360 Degree Nozzle Drill 0.3543 > Novec 1230 | 1 |  | 1 | 427 | 15% | 362.95
3664 | Siemens | CPYEN2-12-0.3583 | 2" 360 Degree Nozzle Drill 0.3583 > Novec 1230 | 1 |  | 1 | 427 | 15% | 362.95
3665 | Siemens | CPYEN2-12-0.3622 | 2" 360 Degree Nozzle Drill 0.3622 > Novec 1230 | 1 |  | 1 | 427 | 15% | 362.95
3666 | Siemens | CPYEN2-12-0.3661 | 2" 360 Degree Nozzle Drill 0.3661 > Novec 1230 | 1 |  | 1 | 427 | 15% | 362.95
3667 | Siemens | CPYEN2-12-0.3701 | 2" 360 Degree Nozzle Drill 0.3701 > Novec 1230 | 1 |  | 1 | 427 | 15% | 362.95
3668 | Siemens | CPYEN2-12-0.3740 | 2" 360 Degree Nozzle Drill 0.3740 > Novec 1230 | 1 |  | 1 | 427 | 15% | 362.95
3669 | Siemens | CPYEN2-12-0.3780 | 2" 360 Degree Nozzle Drill 0.3780 > Novec 1230 | 1 |  | 1 | 427 | 15% | 362.95
3670 | Siemens | CPYEN2-12-0.3819 | 2" 360 Degree Nozzle Drill 0.3819 > Novec 1230 | 1 |  | 1 | 427 | 15% | 362.95
3671 | Siemens | CPYEN2-12-0.3858 | 2" 360 Degree Nozzle Drill 0.3858 > Novec 1230 | 1 |  | 1 | 427 | 15% | 362.95
3672 | Siemens | CPYEN2-12-0.3898 | 2" 360 Degree Nozzle Drill 0.3898 > Novec 1230 | 1 |  | 1 | 427 | 15% | 362.95
3673 | Siemens | CPYEN2-12-0.3937 | 2" 360 Degree Nozzle Drill 0.3937 > Novec 1230 | 1 |  | 1 | 427 | 15% | 362.95
3674 | Siemens | CPYEN2-12-0.3976 | 2" 360 Degree Nozzle Drill 0.3976 > Novec 1230 | 1 |  | 1 | 427 | 15% | 362.95
3675 | Siemens | CPYEN2-12-0.4016 | 2" 360 Degree Nozzle Drill 0.4016 > Novec 1230 | 1 |  | 1 | 427 | 15% | 362.95
3676 | Siemens | CPYEN2-12-0.4055 | 2" 360 Degree Nozzle Drill 0.4055 > Novec 1230 | 1 |  | 1 | 427 | 15% | 362.95
3677 | Siemens | CPYEN2-12-0.4094 | 2" 360 Degree Nozzle Drill 0.4094 > Novec 1230 | 1 |  | 1 | 427 | 15% | 362.95
3678 | Siemens | CPYEN2-12-0.4134 | 2" 360 Degree Nozzle Drill 0.4134 > Novec 1230 | 1 |  | 1 | 427 | 15% | 362.95
3679 | Siemens | CPYEN2-12-0.4173 | 2" 360 Degree Nozzle Drill 0.4173 > Novec 1230 | 1 |  | 1 | 427 | 15% | 362.95
3680 | Siemens | CPYEN2-12-0.4213 | 2" 360 Degree Nozzle Drill 0.4213 > Novec 1230 | 1 |  | 1 | 427 | 15% | 362.95
3681 | Siemens | CPYEN2-12-0.4252 | 2" 360 Degree Nozzle Drill 0.4252 > Novec 1230 | 1 |  | 1 | 427 | 15% | 362.95
3682 | Siemens | CPYEN2-12-0.4291 | 2" 360 Degree Nozzle Drill 0.4291 > Novec 1230 | 1 |  | 1 | 427 | 15% | 362.95
3683 | Siemens | CPYEN2-12-0.4331 | 2" 360 Degree Nozzle Drill 0.4331 > Novec 1230 | 1 |  | 1 | 427 | 15% | 362.95
3684 | Siemens | CPYEN2-12-0.4370 | 2" 360 Degree Nozzle Drill 0.4370 > Novec 1230 | 1 |  | 1 | 427 | 15% | 362.95
3685 | Siemens | CPYEN2-12-0.4409 | 2" 360 Degree Nozzle Drill 0.4409 > Novec 1230 | 1 |  | 1 | 427 | 15% | 362.95
3686 | Siemens | CPYEN2-12-0.4449 | 2" 360 Degree Nozzle Drill 0.4449 > Novec 1230 | 1 |  | 1 | 427 | 15% | 362.95
3687 | Siemens | CPYEN2-12-0.4488 | 2" 360 Degree Nozzle Drill 0.4488 > Novec 1230 | 1 |  | 1 | 427 | 15% | 362.95
3688 | Siemens | CPYEN2-12-0.4528 | 2" 360 Degree Nozzle Drill 0.4528 > Novec 1230 | 1 |  | 1 | 427 | 15% | 362.95
3689 | Siemens | CPYEN2-12-0.4567 | 2" 360 Degree Nozzle Drill 0.4567 > Novec 1230 | 1 |  | 1 | 427 | 15% | 362.95
3690 | Siemens | CPYEN2-12-0.4606 | 2" 360 Degree Nozzle Drill 0.4606 > Novec 1230 | 1 |  | 1 | 427 | 15% | 362.95
3691 | Siemens | CPYEN2-12-0.4646 | 2" 360 Degree Nozzle Drill 0.4646 > Novec 1230 | 1 |  | 1 | 427 | 15% | 362.95
3692 | Siemens | CPYEN2-12-0.4685 | 2" 360 Degree Nozzle Drill 0.4685 > Novec 1230 | 1 |  | 1 | 427 | 15% | 362.95
3693 | Siemens | MANOF243-B270 | Pressure gauge | 1 |  | 1 | 889 | 15% | 755.65
3694 | Siemens | FLEX16-600 | Discharge hose | 1 |  | 1 | 263 | 15% | 223.55
3695 | Siemens | CAR12-360 | Check valve | 1 |  | 1 | 335 | 15% | 284.75
3696 | Siemens | REG-F212 | Pressure regulator | 1 |  | 1 | 1096 | 15% | 931.6
3697 | Siemens | RAC-CL34 | Clamp for 1" Pipe | 1 |  | 1 | 27 | 15% | 22.95
3698 | Siemens | RAC-CL55 | Clamp for pressure regulator | 1 |  | 1 | 43 | 15% | 36.55
3699 | Siemens | FIT-970 | Fitting (female-female connector) | 1 |  | 1 | 74 | 15% | 62.9
3700 | Siemens | FIT-971 | Fitting (male-female connector) | 1 |  | 1 | 87 | 15% | 73.95
3701 | Siemens | RACW-80L-1 | Wall-mounting rail (for 33L & 80L cylinders) | 1 |  | 1 | 76 | 15% | 64.6
3702 | Siemens | CYFD-33-300-N2 | 33 l cylinder | 1 |  | 1 | 5907 | 15% | 5020.95
3703 | Siemens | RACF-20L-1 | Free-standing rack (MTO) - for 33L cylinder | 1 |  | 1 | 2040 | 15% | 1734
3704 | Siemens | RAC-M10-240 | Threaded rod - for 33L cylinder | 1 |  | 1 | 39 | 15% | 33.15
3705 | Siemens | 2002-G1-33 | Nozzle for 33L Cylinder | 1 |  | 1 | 267 | 15% | 226.95
3706 | Siemens | RAC-FIX-20-33 | Cylinder clamp - for 33L cylinder | 1 |  | 1 | 133 | 15% | 113.05
3707 | Siemens | CYFD-80-300-N2 | 80 l cylinder | 1 |  | 1 | 7552 | 15% | 6419.2
3708 | Siemens | RACF-80L-1 | Free-standing rack (MTO) - for 80L cylinder | 1 |  | 1 | 2375 | 15% | 2018.75
3709 | Siemens | RAC-M10-288 | Threaded rod - for 80L cylinder | 1 |  | 1 | 41 | 15% | 34.85
3710 | Siemens | 2002-G1-80 | Nozzle for 80L cylinder | 1 |  | 1 | 267 | 15% | 226.95
3711 | Siemens | RAC-FIX-80 | Cylinder clamp - for 80L cylinder | 1 |  | 1 | 69 | 15% | 58.65
3712 | Siemens | CYFD-140-300-N2 | 140 l cylinder | 1 |  | 1 | 10475 | 15% | 8903.75
3713 | Siemens | RACW-140L-1 | Wall-mounting rail - for 140L cylinder | 1 |  | 1 | 85 | 15% | 72.25
3714 | Siemens | RACF-140L-1 | Free-standing rack (MTO) - for 140L cylinder | 1 |  | 1 | 2399 | 15% | 2039.15
3715 | Siemens | RAC-M10-373 | Threaded rod - for 140L cylinder | 1 |  | 1 | 43 | 15% | 36.55
3716 | Siemens | 2002-G1-140 | Nozzle for 140L Cylinder | 1 |  | 1 | 267 | 15% | 226.95
3717 | Siemens | RAC-FIX-140 | Cylinder clamp - for 140L cylinder | 1 |  | 1 | 101 | 15% | 85.85
3718 | Siemens | N2PRE033LWA1 | 33L System - Sinorix NXN N2, Wall mounted and pre-engineered system components kit (Does NOT include tank). Specifically includes: (1) Pressure Gauge (MANOF243-B270), (1) Flexible discharge hose (FLEX16-600), (1) Check Valve (CAR12-360), (1) Pressure Regulator (REG-F212), (1) Fitting - female to female (FIT-970), (1) Fitting - male to female (FIT-971), (1) Clamp for 1" pipe (RAC-CL34), (1) Clamp for Pressure Regulator (RAC-CL55), (1) Nozzle for 33L System (2002-G1-33), (2) Wall-Mounting Rail (RACW-80L-1), (2) Threaded Rod (RAC-M10-240), (1) Cylinder Clamp (RAC-FIX-20-33) | 1 |  | 1 | 3443 | 15% | 2926.55
3719 | Siemens | N2PRE080LWA1 | 80L System - Sinorix NXN N2, Wall mounted and pre-engineered system components kit (Does NOT include tank). Specifically includes: (1) Pressure Gauge (MANOF243-B270), (1) Flexible discharge hose (FLEX16-600), (1) Check Valve (CAR12-360), (1) Pressure Regulator (REG-F212), (1) Fitting - female to female (FIT-970), (1) Fitting - male to female (FIT-971), (1) Clamp for 1" pipe (RAC-CL34), (1) Clamp for Pressure Regulator (RAC-CL55), (1) Nozzle for 80L System (2002-G1-80), (2) Wall-Mounting Rail (RACW-80L-1), (2) Threaded Rod (RAC-M10-288), (1) Cylinder Clamp (RAC-FIX-80) | 1 |  | 1 | 3384 | 15% | 2876.4
3720 | Siemens | N2PRE140LWA1 | 140L System - Sinorix NXN N2, Wall mounted and pre-engineered system components kit (Does NOT include tank). Specifically includes: (1) Pressure Gauge (MANOF243-B270), (1) Flexible discharge hose (FLEX16-600), (1) Check Valve (CAR12-360), (1) Pressure Regulator (REG-F212), (1) Fitting - female to female (FIT-970), (1) Fitting - male to female (FIT-971), (1) Clamp for 1" pipe (RAC-CL34), (1) Clamp for Pressure Regulator (RAC-CL55), (1) Nozzle for 140L System (2002-G1-140), (2) Wall-Mounting Rail (RACW-140L-1), (2) Threaded Rod (RAC-M10-373), (1) Cylinder Clamp (RAC-FIX-140) | 1 |  | 1 | 3437 | 15% | 2921.45
3721 | Siemens | CG-ASSY | Hardware Kit which contains: Connect X300 ENCL-01 enclosure CGAP | 1 |  | 1 | 4009 | 15% | 3407.65
3722 | Siemens | CG-ASSY-PAB-6A | Hardware Kit which contains: Connect X300 PAB-ENCL enclosure CGAP2 FP2011-U1 | 1 |  | 1 | 4507 | 15% | 3830.95
3723 | Siemens | CGAP | Adapter plate used to mount the X300 in ENCL-01 | 1 |  | 1 | 183 | 15% | 155.55
3724 | Siemens | CGAP2 | Adapter plate used to mount the X300 in PAB-ENCL | 1 |  | 1 | 357 | 15% | 303.45
3725 | Siemens | FSC-CCA-STD | FSC-CCA-STD CCA SaaS Standard 1yr | 1 |  | 1 | 571 | 15% | 485.35
3726 | Siemens | FSC-CCA-ADD | FSC-CCA-ADD CCA SaaS Add-on 1yr | 1 |  | 1 | 571 | 15% | 485.35
3727 | Siemens | FSC-CCA-FRE | FSC-CCA-FRE CCA SaaS Free Trial 6mt | 1 |  | 1 | 0 | 15% | 0
3728 | Siemens | CXG3.X300 (Connect X300) | Connect X300 Cloud Gateway | 1 |  | 1 | 6112 | 15% | 5195.2
3729 | Siemens | ENCL-01 | Exterior enclosure with Key Lock | 1 |  | 1 | 668 | 15% | 567.8
3730 | Siemens | PAB-ENCL | PAD & AMP BOOSTER ENCLOSURE 1HU BLK | 1 |  | 1 | 496 | 15% | 421.6
3731 | Siemens | CAD ADVANCE | CAD ADVANCE+ DESIGN DRAFTING TOOL Consists of: CD & Quick Start Manual | 1 |  | 1 | 7304 | 15% | 6208.4
3732 | Siemens | TG-11 | TEST GAS (12 PER CASE). Product is marked SDI-SOLO-A10 | 1 |  | 1 | 1085 | 15% | 922.25
3733 | Siemens | PDM-3 | PRESSURE DIFFRNTL METER FOR DUCT | 1 |  | 1 | 1528 | 15% | 1298.8
3734 | Siemens | SOLO-100 | FIBERGLASS TELESC POLE 15FT 4SECT | 1 |  | 1 | 2639 | 15% | 2243.15
3735 | Siemens | SOLO-101 | FIBERGLASS EXTENSION POLE 4FT | 1 |  | 1 | 688 | 15% | 584.8
3736 | Siemens | SOLO-108 | FIBERGLASS TELESC POLE 8FT 2SECT | 1 |  | 1 | 1560 | 15% | 1326
3737 | Siemens | SOLO-200 | UNIV REMOVAL TOOL | 1 |  | 1 | 1945 | 15% | 1653.25
3738 | Siemens | SOLO-330 | SMOKE DISPENSER FOR TG-11 GAS | 1 |  | 1 | 1346 | 15% | 1144.1
3739 | Siemens | SOLO-332 | SMOKE DISPENSER FOR TG-11 GAS - LARGE | 1 |  | 1 | 1570 | 15% | 1334.5
3740 | Siemens | SOLO-460 | HEAT DETECTOR TESTER KIT | 1 |  | 1 | 3741 | 15% | 3179.85
3741 | Siemens | SOLO-461 | HEAT DETECTOR TESTER KIT | 1 |  | 1 | 5013 | 15% | 4261.05
3742 | Siemens | SOLO-716 | EST SIGA REMOVAL TOOL ADAPTER | 1 |  | 1 | 271 | 15% | 230.35
3743 | Siemens | SOLO-760 | NIMH RECHARGEABLE BATTERY BATON | 1 |  | 1 | 865 | 15% | 735.25
3744 | Siemens | SOLO-725 | BATTERY BATON CHARGER | 1 |  | 1 | 959 | 15% | 815.15
3745 | Siemens | SOLO-851-KIT | SMOKE & HEAT DETECTOR TEST KIT | 1 |  | 1 | 12060 | 15% | 10251
3746 | Siemens | SOLO-823-KIT | SMOKE & HEAT DETECTOR TEST KIT 30FT | 1 |  | 1 | 13287 | 15% | 11293.95
3747 | Siemens | SOLO-809 | STARTER TEST KIT 100, 330 | 1 |  | 1 | 4297 | 15% | 3652.45
3748 | Siemens | TRUETEST-801 | UNIV. SMOKE DETECTOR SENSOR TESTER | 1 |  | 1 | 28579 | 15% | 24292.15
3749 | Siemens | TRUETEST-SMOKE-400 | CANNED AIR 12-9.5 OZ | 1 |  | 1 | 1536 | 15% | 1305.6
3750 | Siemens | ST-1-KIT | TOTAL TECH KIT FOR SMOKE & HEAT SENSITIVITY TESTING | 1 |  | 1 | 43307 | 15% | 36810.95
3751 | Siemens | CELL01 | CELL CHECKER | 1 |  | 1 | 1916 | 15% | 1628.6
3752 | Siemens | CELL01CS | PADDED CASE FOR CELL01 | 1 |  | 1 | 96 | 15% | 81.6
3753 | Siemens | SOLO-C3 | 12 CANS FOR CO FOR TESTING | 1 |  | 1 | 1126 | 15% | 957.1
3754 | Siemens | T-45 SPARE KEYS | T-45 KEY PACKAGE (10 per package) | 1 |  | 1 | 106 | 15% | 90.1
3755 | Siemens | CKL-MLE-MME | Lock/Cam/Key for MLE, MME, MSE (5 per pkg) | 1 |  | 1 | 465 | 15% | 395.25
3756 | Siemens | CKL-CAB | Lock/Cam/Key for CAB-1,2,3 (5 per pkg) | 1 |  | 1 | 211 | 15% | 179.35
3757 | Siemens | CKL-FS250 | Lock/Cam/Key for FS-250, MPC (5 per pkg) | 1 |  | 1 | 597 | 15% | 507.45
3758 | Siemens | CKL-RCC-SXL | CAMS/KEYS/LCK FOR RCC'S/ SXL(PKG OF 5) | 1 |  | 1 | 425 | 15% | 361.25
3759 | Siemens | 555-134347 | SSD AUDIO CABLE | 1 |  | 1 | 104 | 15% | 88.4
3760 | Siemens | 555-134260 | 10 PIN AUDIO CABLE FOR LVM AND FMT | 1 |  | 1 | 73 | 15% | 62.05
3761 | Siemens | T-45 SPARE KEYS | T-45 KEY PACKAGE (10 per package) | 1 |  | 1 | 106 | 15% | 90.1
3762 | Siemens | XLS-PMI-LCD | XLS PMI LCD TOUCHSCREEN ASSEMBLY | 1 |  | 1 | 641 | 15% | 544.85
3763 | Siemens | DPU-PRT | DPU PRT CABLE | 1 |  | 1 | 107 | 15% | 90.95
3764 | Siemens | DPU-PROG | DPU-PROG CBL PROGRAMMING CABLE | 1 |  | 1 | 282 | 15% | 239.7
3765 | Siemens | SXL-XCON | SXL-EX Board, Transformer, & Hardware | 1 |  | 1 | 2325.888 | 15% | 1977.0048
3766 | Siemens | EN-SX | EN-SX Enclosure (Black) | 1 |  | 1 | 867.456 | 15% | 737.3376
3767 | Siemens | EN-SXR | SXL-EX ENCLOSURE RED | 1 |  | 1 | 1325.376 | 15% | 1126.5696
3768 | Siemens | DF-SX | DF-SX Dead Front Kit (Black) | 1 |  | 1 | 898.56 | 15% | 763.776
3769 | Siemens | FT-SX | SEMI-FLUSH TRIM KIT / SXL-EX | 1 |  | 1 | 544.32 | 15% | 462.672
3770 | Siemens | SXL-AK | SXL-EX / EN-S ADAPTER KIT | 1 |  | 1 | 1394.496 | 15% | 1185.3216
3771 | Siemens | FT-SXR | SEMI-FLUSH TRIM (RED)/SXL-EX | 1 |  | 1 | 527.04 | 15% | 447.984
3772 | Siemens | SXL-XMAIN | SXL-XMAIN PCB ASSY PKG D | 1 |  | 1 | 2355.264 | 15% | 2001.9744
3773 | Siemens | SZE-4X | SXL FOUR ZONE EXPANDER W/OUTPUTS | 1 |  | 1 | 922.752 | 15% | 784.3392
3774 | Siemens | SZE-8AX | SXL 8 CLASS "A" ZONE MODULE | 1 |  | 1 | 1302.912 | 15% | 1107.4752
3775 | Siemens | SRC-8 | SXL 8 RELAY MODULE | 1 |  | 1 | 922.752 | 15% | 784.3392
3776 | Siemens | SLT-1 | SXL LEASED LINE/MUNICIPAL TIE MODULE | 1 |  | 1 | 1019.52 | 15% | 866.592
3777 | Siemens | SXL-EX-UK | SXL-EX-UK F/W UPGRADE KIT | 1 |  | 1 | 100.224 | 15% | 85.1904
3778 | Siemens | SLT-1-UK | SLT-1 F/W UPGRADE KIT | 1 |  | 1 | 67.392 | 15% | 57.2832
3779 | Siemens | LED-UK | LED-3/4 F/W UPGRADE KIT | 1 |  | 1 | 100.224 | 15% | 85.1904
3780 | Siemens | 5128C | 4 CHANNEL SLAVE COMMUNICATOR | 1 |  | 1 | 1181.952 | 15% | 1004.6592
3781 | Siemens | 5129 | 4 CHANNEL COMMUNICATOR IN ENCLOSURE | 1 |  | 1 | 1415.232 | 15% | 1202.9472
3782 | Siemens | 5230K | PROGRAMMER/ANNUNICATOR 5128/5129 | 1 |  | 1 | 907.2 | 15% | 771.12
3783 | Siemens | TIK-5128 | 1 DUAL PACK-RJ31X BLOCK & CORD | 1 |  | 1 | 60.48 | 15% | 51.408
3784 | Siemens | CP-35 | TWO ZONE CONTROL MODULE (5) SPACES | 1 |  | 1 | 7966.08 | 15% | 6771.168
3785 | Siemens | PS-35 | POWER SUPPLY 24VDC-120VAC, 10 AMP | 1 |  | 1 | 3549.312 | 15% | 3016.9152
3786 | Siemens | PS-35S | POWER SUPPLY - SPRINKLER (3) SPACES | 1 |  | 1 | 3093.12 | 15% | 2629.152
3787 | Siemens | PS-35/220 | POWER SUPPLY 24VDC-220VAC, 10 AMP | 1 |  | 1 | 9135.936 | 15% | 7765.5456
3788 | Siemens | PS-35C | PS-35C PKG | 1 |  | 1 | 2588.544 | 15% | 2200.2624
3789 | Siemens | PM-32 | PROGRAM MATRIX 36 DIODES | 1 |  | 1 | 1551.744 | 15% | 1318.9824
3790 | Siemens | RC-30U | CONFIRMATION MODULE (2) SPACES | 1 |  | 1 | 3454.272 | 15% | 2936.1312
3791 | Siemens | SM-30 | DUAL SWITCH MODULE (1) SPACE | 1 |  | 1 | 1086.912 | 15% | 923.8752
3792 | Siemens | TL-30U | TIME LIMIT IN/OUT VARIABLE (1) SPACE | 1 |  | 1 | 3284.928 | 15% | 2792.1888
3793 | Siemens | ZU-35 | DUAL ZONE MODULE | 1 |  | 1 | 3193.344 | 15% | 2714.3424
3794 | Siemens | ZU-35DS | DUAL ZONE WITH SWITCHES (1) SPACE | 1 |  | 1 | 4370.112 | 15% | 3714.5952
3795 | Siemens | ZU-35TS | DUAL ZONE W/TEST SWITCHES (1) SPACE | 1 |  | 1 | 4634.496 | 15% | 3939.3216
3796 | Siemens | ZN-31U | DUAL CONTACT ZONE MODULE (1) SPACE | 1 |  | 1 | 2363.904 | 15% | 2009.3184
3797 | Siemens | ZN-34US | DUAL ZONE SUPV. MODULE CLASS A (1) SPACE | 1 |  | 1 | 2752.704 | 15% | 2339.7984
3798 | Siemens | AE-30U | ALARM EXTENDER MODULE (1) SPACE | 1 |  | 1 | 1505.088 | 15% | 1279.3248
3799 | Siemens | AA-30U | CLASS A ALARM EXTENDER (1) SPACE | 1 |  | 1 | 1712.448 | 15% | 1455.5808
3800 | Siemens | RM-30U | RELEASING DEVICE MODULE (1) SPACE | 1 |  | 1 | 1584.576 | 15% | 1346.8896
3801 | Siemens | RM-30RU | RELEASING DEVICE W/RESISTORS (1) SPACE | 1 |  | 1 | 4002.048 | 15% | 3401.7408
3802 | Siemens | SR-30 | DUAL RELAY MODULE(SPDT-3AMP) (1) SPACE | 1 |  | 1 | 1492.992 | 15% | 1269.0432
3803 | Siemens | SR-32 | MULTI RELAY (DPDT 3AMP) (2) SPACES | 1 |  | 1 | 2989.44 | 15% | 2541.024
3804 | Siemens | SR-35 | MULTIPLE RELAY (SDPT 2A) | 1 |  | 1 | 2305.152 | 15% | 1959.3792
3805 | Siemens | BC-35 | BATTERY CHARGER TRNSFR MODULE (2) SPACES | 1 |  | 1 | 2488.32 | 15% | 2115.072
3806 | Siemens | BE-35 | BATTERY EXTENDER MODULE (1) SPACE | 1 |  | 1 | 1178.496 | 15% | 1001.7216
3807 | Siemens | BI-35 | INTERFACE MODULE (1) SPACE | 1 |  | 1 | 2464.128 | 15% | 2094.5088
3808 | Siemens | BK-33 | 5/10AH BATTERY CHASSIS & BRACKET (3) SPACE | 1 |  | 1 | 1584.576 | 15% | 1346.8896
3809 | Siemens | TC-30U | BATTERY TRANSFER MODULE (1) SPACE | 1 |  | 1 | 6229.44 | 15% | 5295.024
3810 | Siemens | EA-32 | 1 16 MOD ENCLOSURE KIT/EA-32 KIT 1 EB-32 BACKBOX 1 ED-32 DOOR RAIL KIT FOR THE EK-32 KIT | 1 |  | 1 | 4620.672 | 15% | 3927.5712
3811 | Siemens | EA-35 | 1 40 MOD ENCLOSURE KIT/EA-35 KIT 1 EB-35 BACKBOX 1 ED-35 DOOR RAIL KIT FOR THE EK-35 KIT | 1 |  | 1 | 10806.912 | 15% | 9185.8752
3812 | Siemens | EB-32 | BACKBOX FOR 16 MODULE ENCLOSURE | 1 |  | 1 | 2002.752 | 15% | 1702.3392
3813 | Siemens | EB-33 | BACKBOX FOR 24 MODULE ENCLOSURE | 1 |  | 1 | 2111.616 | 15% | 1794.8736
3814 | Siemens | EB-35 | BACKBOX FOR 40 MODULE ENCLOSURE | 1 |  | 1 | 3309.12 | 15% | 2812.752
3815 | Siemens | ED-32 | HINGED DOOR FOR 16 MODULE ENCLOSURE | 1 |  | 1 | 2692.224 | 15% | 2288.3904
3816 | Siemens | ED-33 | HINGED DOOR FOR 24 MODULE ENCLOSURE | 1 |  | 1 | 3433.536 | 15% | 2918.5056
3817 | Siemens | ED-35 | HINGED DOOR FOR 40 MODULE ENCLOSURE | 1 |  | 1 | 7245.504 | 15% | 6158.6784
3818 | Siemens | ED-33R | HINGED RED DOOR FOR 24 MODULE ENCLOSURE | 1 |  | 1 | 3549.312 | 15% | 3016.9152
3819 | Siemens | ED-35R | HINGED RED DOOR FOR 40 MODULE ENCLOSURE | 1 |  | 1 | 6659.712 | 15% | 5660.7552
3820 | Siemens | ED-33DPSM | MARINE MNTG. KIT(6 SHOCK MNTS) | 1 |  | 1 | 17476.992 | 15% | 14855.4432
3821 | Siemens | SYS3-MPFO | FIBER OPTIC MOUNTING PLATE | 1 |  | 1 | 1232.064 | 15% | 1047.2544
3822 | Siemens | KU-1 | "U" CHANNEL SUPPORT | 1 |  | 1 | 580.608 | 15% | 493.5168
3823 | Siemens | KZ-3 | "Z" MOUNTING BRACKET | 1 |  | 1 | 509.76 | 15% | 433.296
3824 | Siemens | BP-30 | BLANK FACE PLATE | 1 |  | 1 | 115.776 | 15% | 98.4096
3825 | Siemens | JA-5 | FIVE INCH HARNESS | 1 |  | 1 | 115.776 | 15% | 98.4096
3826 | Siemens | JA-24 | TWENTY-FOUR INCH HARNESS | 1 |  | 1 | 186.624 | 15% | 158.6304
3827 | Siemens | JA-48 | FORTY-EIGHT INCH HARNESS | 1 |  | 1 | 260.928 | 15% | 221.7888
3828 | Siemens | JA-96 | NINETY-SIX INCH HARNESS | 1 |  | 1 | 319.68 | 15% | 271.728
3829 | Siemens | JS-24 | SUPERVISORY RETURN ASSY. 24" | 1 |  | 1 | 169.344 | 15% | 143.9424
3830 | Siemens | JS-64 | SUPERVISORY RETURN ASSY. 64" | 1 |  | 1 | 169.344 | 15% | 143.9424
3831 | Siemens | JS-98 | SUPERVISORY RETURN ASSY. 98" | 1 |  | 1 | 174.528 | 15% | 148.3488
3832 | Siemens | JP-PS | JUMPER PLUG | 1 |  | 1 | 53.568 | 15% | 45.5328
3833 | Siemens | PLM-35 | POWER LIMITING DEVICE | 1 |  | 1 | 1994.112 | 15% | 1694.9952
3834 | Siemens | PMI-DPU-ENC | PMI-DPU-ENC : INCLUDES PMI-3, DE-2 , DPU | 1 |  | 1 | 11757.312 | 15% | 9993.7152
3835 | Siemens | GPMI-UK | GLOBAL PMI UPGRADE KIT - FOR LEGACY PMI | 1 |  | 1 | 2474.496 | 15% | 2103.3216
3836 | Siemens | PAL-1 | UL LISTED PARALLEL PRINTER | 1 |  | 1 | 5984.064 | 15% | 5086.4544
3837 | Siemens | FB-301S | SURF BB FOR REMOTE TEL. STATION STATION FIELD MOUNTED | 1 |  | 1 | 324.864 | 15% | 276.1344
3838 | Siemens | FC-300S | DOOR REMOTE PHONE STATION FIELD MOUNTED | 1 |  | 1 | 483.84 | 15% | 411.264
3839 | Siemens | PMI-DPU-ENC | PMI-DPU-ENC : INCLUDES PMI-3, DE-2 , DPU | 1 |  | 1 | 11757.312 | 15% | 9993.7152
3840 | Siemens | PAL-1 | UL LISTED PARALLEL PRINTER | 1 |  | 1 | 5984.064 | 15% | 5086.4544
3841 | Siemens | FB-301S | SURF BB FOR REMOTE TEL. STATION STATION FIELD MOUNTED | 1 |  | 1 | 324.864 | 15% | 276.1344
3842 | Siemens | FC-300S | DOOR REMOTE PHONE STATION FIELD MOUNTED | 1 |  | 1 | 483.84 | 15% | 411.264
3843 | Siemens | FH2016-U1 | Housing for EBA2001 (black) Black enclosure for an EBA2001 booster amplifier. Capable of housing a single EBA2004 main board, a single FP2011-U1 power supplly, and up to 33 AH batteries. | 1 |  | 1 | 1154.304 | 15% | 981.1584
3844 | Siemens | FH2016-R1 | Housing for EBA2001 (red) Red enclosure for an EBA2001 booster amplifier. Capable of housing a single EBA2004 main board, a single FP2011-U1 power supplly, and up to 33 AH batteries. | 1 |  | 1 | 1154.304 | 15% | 981.1584
3845 | Siemens | FX901-U3 | 50 pt system Configuration Kit | 1 |  | 1 | 176.256 | 15% | 149.8176
3846 | Siemens | DMS-CATB-PKG-SM | UL/ULC HW category B computer, 22" LCD monitor, SNC card, Software DVD, (no software licenses included) - (DMS-CATB-PKG-SM) | 1 |  | 1 | 51660.288 | 15% | 43911.2448
3847 | Siemens | DMS-CATB-PKG-LM | UL/ULC HW category B computer, 42" LCD monitor, SNC card, Software DVD, (no software licenses included) - (DMS-CATB-PKG-LM) | 1 |  | 1 | 80865.216 | 15% | 68735.4336
3848 | Siemens | CCA-100-VALID | License for 100 validated objects | 1 |  | 1 | 4440.96 | 15% | 3774.816
3849 | Siemens | CCA-1-ARCHGRP | License for 1 custom archive group | 1 |  | 1 | 13324.608 | 15% | 11325.9168
3850 | Siemens | DMS-SW-PKG-3P0 | Cerberus DMS v3.0 DVD and Installation Documentation | 1 |  | 1 | 371.52 | 15% | 315.792
3851 | Siemens | CCA-EXT-FSET-SUR | License for SW Upgrade Service Renewal (SUR) for Server with Extended Feature Set | 1 |  | 1 | 3404.16 | 15% | 2893.536
3852 | Siemens | CCA-STD-FSET-SUR | License for SW Upgrade Service Renewal (SUR) for Standard Feature Set | 1 |  | 1 | 5510.592 | 15% | 4684.0032
3853 | Siemens | CCA-CMPT-DMS-SUR | License for SW Upgrade Service Renewal (SUR) for Fire/DMS Compact Feature Set | 1 |  | 1 | 3459.456 | 15% | 2940.5376
3854 | Siemens | CCA-OP-GRAPH-ED-SUR | License for SW Upgrade Service Renewal (SUR) for Graphics Editor Option | 1 |  | 1 | 3443.904 | 15% | 2927.3184
3855 | Siemens | CCA-CMPT-DMS-U-SUR | License for SW Upgrade Service Renewal (SUR) for Upsell license to convert Fire/DMS Compact Feature Set to Standard Feature Set | 1 |  | 1 | 11866.176 | 15% | 10086.2496
3856 | Siemens | CCA-1-CL-SUR | License for SW Upgrade Service Renewal (SUR) for 1 Client | 1 |  | 1 | 1810.944 | 15% | 1539.3024
3857 | Siemens | CCA-MAX-CL-SUR | License for SW Upgrade Service Renewal (SUR) for Unlimited Clients | 1 |  | 1 | 19384.704 | 15% | 16476.9984
3858 | Siemens | CCA-100-FIRE-SUR | License for SW Upgrade Service Renewal (SUR) for 100 addressable Fire Safety devices | 1 |  | 1 | 724.032 | 15% | 615.4272
3859 | Siemens | CCA-500-FIRE-SUR | License for SW Upgrade Service Renewal (SUR) for 500 addressable Fire Safety devices | 1 |  | 1 | 2471.04 | 15% | 2100.384
3860 | Siemens | CCA-1000-FIRE-SUR | License for SW Upgrade Service Renewal (SUR) for 1000 addressable Fire Safety devices | 1 |  | 1 | 7978.176 | 15% | 6781.4496
3861 | Siemens | CCA-5000-FIRE-SUR | License for SW Upgrade Service Renewal (SUR) for 5000 addressable Fire Safety devices | 1 |  | 1 | 13906.944 | 15% | 11820.9024
3862 | Siemens | CCA-10000-FIRE-SUR | License for SW Upgrade Service Renewal (SUR) for 10,000 addressable Fire Safety devices | 1 |  | 1 | 24722.496 | 15% | 21014.1216
3863 | Siemens | CCA-V-PLUS-SUR | License for SW Upgrade Service Renewal (SUR) for Video Option Plus | 1 |  | 1 | 3065.472 | 15% | 2605.6512
3864 | Siemens | CCA-V-16MON-SUR | License for SW Upgrade Service Renewal (SUR) for 16 monitors | 1 |  | 1 | 3065.472 | 15% | 2605.6512
3865 | Siemens | CCA-V-128MON-SUR | License for SW Upgrade Service Renewal (SUR) for 128 monitors | 1 |  | 1 | 17800.128 | 15% | 15130.1088
3866 | Siemens | CCA-V-16EXTC-SUR | License for SW Upgrade Service Renewal (SUR) for 16 external cameras | 1 |  | 1 | 2403.648 | 15% | 2043.1008
3867 | Siemens | CCA-V-128EXTC-SUR | License for SW Upgrade Service Renewal (SUR) for 128 external cameras | 1 |  | 1 | 13843.008 | 15% | 11766.5568
3868 | Siemens | CCA-V-16EMBC-SUR | License for SW Upgrade Service Renewal (SUR) for 16 embedded cameras | 1 |  | 1 | 3065.472 | 15% | 2605.6512
3869 | Siemens | CCA-100-SCADA-SUR | License for SW Upgrade Service Renewal (SUR) for 100 OPC Client Points and other general purpose Data Points | 1 |  | 1 | 720.576 | 15% | 612.4896
3870 | Siemens | CCA-500-SCADA-SUR | License for SW Upgrade Service Renewal (SUR) for 500 OPC Client Points and other general purpose Data Points | 1 |  | 1 | 2951.424 | 15% | 2508.7104
3871 | Siemens | CCA-1000-SCADA-SUR | License for SW Upgrade Service Renewal (SUR) for 1000 OPC Client Points and other general purpose Data Points | 1 |  | 1 | 5007.744 | 15% | 4256.5824
3872 | Siemens | CCA-100-VALID-SUR | License for SW Upgrade Service Renewal (SUR) for 100 validated objects | 1 |  | 1 | 983.232 | 15% | 835.7472
3873 | Siemens | CCA-1-ARCHGRP-SUR | License for SW Upgrade Service Renewal (SUR) for 1 custom archive group | 1 |  | 1 | 2951.424 | 15% | 2508.7104
3874 | Siemens | CCA-OP-RENO-SUR | License for SW Upgrade Service Renewal (SUR) for Remote Notification Option | 1 |  | 1 | 2756.16 | 15% | 2342.736
3875 | Siemens | CCA-OP-OPC-SUR | License for SW Upgrade Service Renewal (SUR) for the option to expose all data points as OPC Server data points to a 3rd Party OPC Client | 1 |  | 1 | 4605.12 | 15% | 3914.352
3876 | Siemens | CCA-OP-AS-TR-SUR | License for SW Upgrade Service Renewal (SUR) for the Assisted Event Treatment Option | 1 |  | 1 | 1534.464 | 15% | 1304.2944
3877 | Siemens | CCA-OP-RE-PR-SUR | License for SW Upgrade Service Renewal (SUR) for the Reaction Processor Option | 1 |  | 1 | 2460.672 | 15% | 2091.5712
3878 | Siemens | CCA-OP-LOG-V-SUR | License for SW Upgrade Service Renewal (SUR) for the Log Viewer and Detailed Log | 1 |  | 1 | 1505.088 | 15% | 1279.3248
3879 | Siemens | CCA-OP-WS-LIVE-SUR | License for SW Upgrade Service Renewal (SUR) for live data for the Mobile App | 1 |  | 1 | 1505.088 | 15% | 1279.3248
3880 | Siemens | CCA-OP-WS-CMD-SUR | License for SW Upgrade Service Renewal (SUR) for object commanding in the Mobile App | 1 |  | 1 | 1505.088 | 15% | 1279.3248
3881 | Siemens | CCA-OP-WS-ADD-SUR | License for SW Upgrade Service Renewal (SUR) for adding 1 more concurrent Mobile App user | 1 |  | 1 | 300.672 | 15% | 255.5712
3882 | Siemens | CCA-EXT-FSET-SUS | License for SW Service Upgrade Service (SUS) for Server with Extended Feature Set | 1 |  | 1 | 9593.856 | 15% | 8154.7776
3883 | Siemens | CCA-STD-FSET-SUS | License for SW Service Upgrade Service (SUS) for Standard Feature Set | 1 |  | 1 | 15498.432 | 15% | 13173.6672
3884 | Siemens | CCA-CMPT-DMS-SUS | License for SW Service Upgrade Service (SUS) for Fire/DMS Compact Feature Set | 1 |  | 1 | 9733.824 | 15% | 8273.7504
3885 | Siemens | CCA-OP-GRAPH-ED-SUS | License for SW Service Upgrade Service (SUS) for Graphics Editor Option | 1 |  | 1 | 9716.544 | 15% | 8259.0624
3886 | Siemens | CCA-CMPT-DMS-U-SUS | License for SW Service Upgrade Service (SUS) for Upsell license to convert Fire/DMS Compact Feature Set to Standard Feature Set | 1 |  | 1 | 33374.592 | 15% | 28368.4032
3887 | Siemens | CCA-1-CL-SUS | License for SW Service Upgrade Service (SUS) for 1 Client | 1 |  | 1 | 5092.416 | 15% | 4328.5536
3888 | Siemens | CCA-MAX-CL-SUS | License for SW Service Upgrade Service (SUS) for Unlimited Clients | 1 |  | 1 | 54489.024 | 15% | 46315.6704
3889 | Siemens | CCA-100-FIRE-SUS | License for SW Service Upgrade Service (SUS) for 100 addressable Fire Safety devices | 1 |  | 1 | 2033.856 | 15% | 1728.7776
3890 | Siemens | CCA-500-FIRE-SUS | License for SW Service Upgrade Service (SUS) for 500 addressable Fire Safety devices | 1 |  | 1 | 6953.472 | 15% | 5910.4512
3891 | Siemens | CCA-1000-FIRE-SUS | License for SW Service Upgrade Service (SUS) for 1000 addressable Fire Safety devices | 1 |  | 1 | 22405.248 | 15% | 19044.4608
3892 | Siemens | CCA-5000-FIRE-SUS | License for SW Service Upgrade Service (SUS) for 5000 addressable Fire Safety devices | 1 |  | 1 | 62422.272 | 15% | 53058.9312
3893 | Siemens | CCA-10000-FIRE-SUS | License for SW Service Upgrade Service (SUS) for 10,000 addressable Fire Safety devices | 1 |  | 1 | 111250.368 | 15% | 94562.8128
3894 | Siemens | CCA-V-PLUS-SUS | License for SW Service Upgrade Service (SUS) for Video Option Plus | 1 |  | 1 | 8622.72 | 15% | 7329.312
3895 | Siemens | CCA-V-16MON-SUS | License for SW Service Upgrade Service (SUS) for 16 monitors | 1 |  | 1 | 8622.72 | 15% | 7329.312
3896 | Siemens | CCA-V-128MON-SUS | License for SW Service Upgrade Service (SUS) for 128 monitors | 1 |  | 1 | 50061.888 | 15% | 42552.6048
3897 | Siemens | CCA-V-16EXTC-SUS | License for SW Service Upgrade Service (SUS) for 16 external cameras | 1 |  | 1 | 6758.208 | 15% | 5744.4768
3898 | Siemens | CCA-V-128EXTC-SUS | License for SW Service Upgrade Service (SUS) for 128 external cameras | 1 |  | 1 | 38938.752 | 15% | 33097.9392
3899 | Siemens | CCA-V-16EMBC-SUS | License for SW Service Upgrade Service (SUS) for 16 embedded cameras | 1 |  | 1 | 8622.72 | 15% | 7329.312
3900 | Siemens | CCA-100-SCADA-SUS | License for SW Service Upgrade Service (SUS) for 100 OPC Client Points and other general purpose Data Points | 1 |  | 1 | 2023.488 | 15% | 1719.9648
3901 | Siemens | CCA-500-SCADA-SUS | License for SW Service Upgrade Service (SUS) for 500 OPC Client Points and other general purpose Data Points | 1 |  | 1 | 8303.04 | 15% | 7057.584
3902 | Siemens | CCA-1000-SCADA-SUS | License for SW Service Upgrade Service (SUS) for 1000 OPC Client Points and other general purpose Data Points | 1 |  | 1 | 14083.2 | 15% | 11970.72
3903 | Siemens | CCA-100-VALID-SUS | License for SW Service Upgrade Service (SUS) for 100 validated objects | 1 |  | 1 | 2768.256 | 15% | 2353.0176
3904 | Siemens | CCA-1-ARCHGRP-SUS | License for SW Service Upgrade Service (SUS) for 1 custom archive group | 1 |  | 1 | 8303.04 | 15% | 7057.584
3905 | Siemens | CCA-OP-RENO-SUS | License for SW Service Upgrade Service (SUS) for Remote Notification Option | 1 |  | 1 | 7748.352 | 15% | 6586.0992
3906 | Siemens | CCA-OP-OPC-SUS | License for SW Service Upgrade Service (SUS) for the option to expose all data points as OPC Server data points to a 3rd Party OPC Client | 1 |  | 1 | 12977.28 | 15% | 11030.688
3907 | Siemens | CCA-OP-AS-TR-SUS | License for SW Service Upgrade Service (SUS) for the Assisted Event Treatment Option | 1 |  | 1 | 4316.544 | 15% | 3669.0624
3908 | Siemens | CCA-OP-RE-PR-SUS | License for SW Service Upgrade Service (SUS) for the Reaction Processor Option | 1 |  | 1 | 6887.808 | 15% | 5854.6368
3909 | Siemens | CCA-OP-LOG-V-SUS | License for SW Service Upgrade Service (SUS) for the Log Viewer and Detailed Log | 1 |  | 1 | 4231.872 | 15% | 3597.0912
3910 | Siemens | CCA-OP-WS-LIVE-SUS | License for SW Service Upgrade Service (SUS) for live data for the Mobile App | 1 |  | 1 | 4231.872 | 15% | 3597.0912
3911 | Siemens | CCA-OP-WS-CMD-SUS | License for SW Service Upgrade Service (SUS) for object commanding in the Mobile App | 1 |  | 1 | 4231.872 | 15% | 3597.0912
3912 | Siemens | CCA-OP-WS-ADD-SUS | License for SW Service Upgrade Service (SUS) for adding 1 more concurrent Mobile App user | 1 |  | 1 | 848.448 | 15% | 721.1808
3913 | Siemens | CCA-MAX-CL-PSM | License for Privileged Software Migration (PSM) for Unlimited Clients | 1 |  | 1 | 24231.744 | 15% | 20596.9824
3914 | Siemens | CCA-100-SCADA-PSM | License for Privileged Software Migration (PSM) for 100 SCADA points (OPC client points, Mobbus objects, SNMP devices, etc.) | 1 |  | 1 | 898.56 | 15% | 763.776
3915 | Siemens | CCA-500-SCADA-PSM | License for Privileged Software Migration (PSM) for 500 SCADA points (OPC client points, Mobbus objects, SNMP devices, etc.) | 1 |  | 1 | 3689.28 | 15% | 3135.888
3916 | Siemens | CCA-100-VALID-PSM | License for Privileged Software Migration (PSM) for 100 validated objects | 1 |  | 1 | 1230.336 | 15% | 1045.7856
3917 | Siemens | CCA-1-ARCHGRP-PSM | License for Privileged Software Migration (PSM) for 1 custom archive group | 1 |  | 1 | 3689.28 | 15% | 3135.888
3918 | Siemens | CCA-MAX-CL-SSM | License for Standard Software Migration (SSM) for Unlimited Clients | 1 |  | 1 | 72570.816 | 15% | 61685.1936
3919 | Siemens | CCA-100-SCADA-SSM | License for Standard Software Migration (SSM) for 100 SCADA points (OPC client points, Mobbus objects, SNMP devices, etc.) | 1 |  | 1 | 2699.136 | 15% | 2294.2656
3920 | Siemens | CCA-500-SCADA-SSM | License for Standard Software Migration (SSM) for 500 SCADA points (OPC client points, Mobbus objects, SNMP devices, etc.) | 1 |  | 1 | 11069.568 | 15% | 9409.1328
3921 | Siemens | CCA-100-VALID-SSM | License for Standard Software Migration (SSM) for 100 validated objects | 1 |  | 1 | 3689.28 | 15% | 3135.888
3922 | Siemens | CCA-1-ARCHGRP-SSM | License for Standard Software Migration (SSM) for 1 custom archive group | 1 |  | 1 | 11069.568 | 15% | 9409.1328
3923 | Siemens | PAL-1 | UL LISTED PARALLEL PRINTER | 1 |  | 1 | 5984.064 | 15% | 5086.4544
3924 | Siemens | REP-1 | RS-485 NETWORK REPEATER | 1 |  | 1 | 4314.816 | 15% | 3667.5936
3925 | Siemens | PAL-1 | UL LISTED PARALLEL PRINTER | 1 |  | 1 | 5984.064 | 15% | 5086.4544
3926 | Siemens | DA-303 | DUCT HOUSING COVER FOR ILP | 1 |  | 1 | 390.528 | 15% | 331.9488
3927 | Siemens | PBA-1191 | LINEAR BEAM DETECTOR | 1 |  | 1 | 4157.568 | 15% | 3533.9328
3928 | Siemens | PBB-1191 | LINEAR BEAM DETECTOR BASE | 1 |  | 1 | 456.192 | 15% | 387.7632
3929 | Siemens | PBR-1191 | PRISM REFLECTOR AND BASE | 1 |  | 1 | 3950.208 | 15% | 3357.6768
3930 | Siemens | PBR-1192 | FLT REFLECTOR PKG (20CM X 20CM) | 1 |  | 1 | 530.496 | 15% | 450.9216
3931 | Siemens | PBR-1193 | FLT REFLECTOR PKG (10CM X 10CM) | 1 |  | 1 | 238.464 | 15% | 202.6944
3932 | Siemens | PBL-1191 | DETECTOR ADJ KIT | 1 |  | 1 | 5997.888 | 15% | 5098.2048
3933 | Siemens | PBH-1191 | DETECTOR HEATER | 1 |  | 1 | 364.608 | 15% | 309.9168
3934 | Siemens | PBF-1191B | SHORT DISTANCE FILTER (7-10M) | 1 |  | 1 | 570.24 | 15% | 484.704
3935 | Siemens | PBF-1191A | SHORT DISTANCE FILTER (5-8M) | 1 |  | 1 | 855.36 | 15% | 727.056
3936 | Siemens | VP-CLIP | Pipe Clip single point fix (Bag of 50 pieces) | 1 |  | 1 | 485.568 | 15% | 412.7328
3937 | Siemens | 777820 | POCKET PC DIAG KIT - 20/20 MINI | 1 |  | 1 | 8036.928 | 15% | 6831.3888
3938 | Siemens | 5000-004 | LONG RANGE PRISM KIT - INCLUDES (3) ADDITIONAL PRISMS | 1 |  | 1 | 575.424 | 15% | 489.1104
3939 | Siemens | 5000-005 | UNIVERSAL ALIGNMENT BRACKET FOR F5000, F5000-031, AND F5000-007/008. | 1 |  | 1 | 686.016 | 15% | 583.1136
3940 | Siemens | 5000-006 | SURFACE MOUNT WALL BRACKET FOR PRISMS | 1 |  | 1 | 412.992 | 15% | 351.0432
3941 | Siemens | 5000-007 | 4 PRISM ALIGNMENT ADAPTOR PLATE REQUIRES 5000-005. | 1 |  | 1 | 412.992 | 15% | 351.0432
3942 | Siemens | DB-LK | SERIES 3 OR 4 DETECTOR LOCK | 1 |  | 1 | 25.92 | 15% | 22.032
3943 | Siemens | 1734097100 | GLASS RODS FOR MS-F SERIES | 1 |  | 1 | 77.76 | 15% | 66.096
3944 | Siemens | 1734097200 | RESET KEY FOR MS-F SERIES | 1 |  | 1 | 69.12 | 15% | 58.752
3945 | Siemens | HFPO-11 | PHOTO DETECTOR (FS-250 ONLY) | 1 |  | 1 | 639.36 | 15% | 543.456
3946 | Siemens | HFP-11 | FIREPRINT DETECTOR | 1 |  | 1 | 692.928 | 15% | 588.9888
3947 | Siemens | HFPT-11 | THERMAL DETECTOR | 1 |  | 1 | 556.416 | 15% | 472.9536
3948 | Siemens | HFPO-11 | PHOTO DETECTOR (FS-250 ONLY) | 1 |  | 1 | 639.36 | 15% | 543.456
3949 | Siemens | HFP-11 | FIREPRINT DETECTOR | 1 |  | 1 | 692.928 | 15% | 588.9888
3950 | Siemens | FP-11 | FP-11 FIREPRINT INTELL DET | 1 |  | 1 | 995.328 | 15% | 846.0288
3951 | Siemens | FPT-11 | FPT-11 THERMAL DETECTOR | 1 |  | 1 | 800.064 | 15% | 680.0544
3952 | Siemens | ILP-1 | INTELLIGENT PHOTO DETECTOR | 1 |  | 1 | 1152.576 | 15% | 979.6896
3953 | Siemens | CZM-1B6 | REMOTE CONVENTIONAL ZONE MODULE (B6 VEER) | 1 |  | 1 | 1484.352 | 15% | 1261.6992
3954 | Siemens | FP-11 | FP-11 FIREPRINT INTELL DET | 1 |  | 1 | 995.328 | 15% | 846.0288
3955 | Siemens | ILP-1 | INTELLIGENT PHOTO DETECTOR | 1 |  | 1 | 1152.576 | 15% | 979.6896
3956 | Siemens | AD-3I | AIR DUCT HOUSING ION | 1 |  | 1 | 713.664 | 15% | 606.6144
3957 | Siemens | RSM-IK | RSM-IK Hardware Kit | 1 |  | 1 | 19.008 | 15% | 16.1568
3958 | Siemens | AD-3ILP | AD3-ILP AIR DUCT DET PHOTO | 1 |  | 1 | 1244.16 | 15% | 1057.536
3959 | Siemens | AD-3ILPC | AD3-ILPC AIR DUCT DET PHOTO | 1 |  | 1 | 1185.408 | 15% | 1007.5968
3960 | Siemens | AD-11UK | AD-11UK COVER/ADAPTOR KIT | 1 |  | 1 | 397.44 | 15% | 337.824
3961 | Siemens | STA-2 | SAMPLING TUBE SET 9"-1'9" | 1 |  | 1 | 62.208 | 15% | 52.8768
3962 | Siemens | STA-3 | SAMPLING TUBE SET 1'9"-3'3" | 1 |  | 1 | 70.848 | 15% | 60.2208
3963 | Siemens | STA-6 | SAMPLING TUBE SET 3'3"-6'3" | 1 |  | 1 | 131.328 | 15% | 111.6288
3964 | Siemens | STA-10 | SAMPLING TUBE SET 6'3"-9'9" | 1 |  | 1 | 169.344 | 15% | 143.9424
3965 | Siemens | DA-303 | DUCT HOUSING COVER FOR ILP | 1 |  | 1 | 390.528 | 15% | 331.9488
3966 | Siemens | LFS-F-R | Low Frequency Sounder / "Fire" Text / Red | 1 |  | 1 | 248.832 | 15% | 211.5072
3967 | Siemens | LFS-F-W | Low Frequency Sounder / "Fire" Text / White | 1 |  | 1 | 248.832 | 15% | 211.5072
3968 | Siemens | LFS-AL-R | Low Frequency Sounder / "Alert" Text / Red | 1 |  | 1 | 248.832 | 15% | 211.5072
3969 | Siemens | LFS-N-R | Low Frequency Sounder / No Text / Red | 1 |  | 1 | 248.832 | 15% | 211.5072
3970 | Siemens | LFS-N-W | Low Frequency Sounder / No Text / White | 1 |  | 1 | 248.832 | 15% | 211.5072
3971 | Siemens | SDH-6A | 120VAC FLR MTG DOUB DOOR | 1 |  | 1 | 1183.68 | 15% | 1006.128
3972 | Siemens | SDH-6D | 24VDC FLR MTG DOUB DOOR | 1 |  | 1 | 1183.68 | 15% | 1006.128
3973 | Siemens | SDH-7D | 24VDC SLIDING DOOR | 1 |  | 1 | 1183.68 | 15% | 1006.128
3974 | Siemens | SLHWR-N | SLHWR HRN,WALL,RED | 1 |  | 1 | 119.232 | 15% | 101.3472
3975 | Siemens | SLHWW-N | SLHWW HRN,WALL,WHT | 1 |  | 1 | 119.232 | 15% | 101.3472
3976 | Siemens | SLSCR-A | SLSPCR-A ST,CLG,RED,AGENT | 1 |  | 1 | 264.384 | 15% | 224.7264
3977 | Siemens | SLSSBBCR | SLSPBBCR BACKBOX,SPK,CLG,RED,SURF | 1 |  | 1 | 50.112 | 15% | 42.5952
3978 | Siemens | SLSSBBCW | SLSPBBCW BACKBOX,SPK,CLG,WHT,SURF | 1 |  | 1 | 50.112 | 15% | 42.5952
3979 | Siemens | FH2016-U1 | Housing for EBA2001 (black) Black enclosure for an EBA2001 booster amplifier. Capable of housing a single EBA2004 main board, a single FP2011-U1 power supplly, and up to 33 AH batteries. | 1 |  | 1 | 1154.304 | 15% | 981.1584
3980 | Siemens | FH2016-R1 | Housing for EBA2001 (red) Red enclosure for an EBA2001 booster amplifier. Capable of housing a single EBA2004 main board, a single FP2011-U1 power supplly, and up to 33 AH batteries. | 1 |  | 1 | 1154.304 | 15% | 981.1584
3981 | Siemens | VLP-400 | VESDA VLP-400 LaserPLUS Detector with Fire & OK status LED lights. Replaces VLP--000 which is no longer available. | 1 |  | 1 | 17509.824 | 15% | 14883.3504
3982 | Siemens | VLP-002 | VLP-002 LaserPLUS DETECTOR (includes detector and integral Display Module) | 1 |  | 1 | 19058.112 | 15% | 16199.3952
3983 | Siemens | VLP-012 | VLP-002 LaserPLUS DETECTOR (includes detector integral Display Module & on Board Programmer) | 1 |  | 1 | 22216.896 | 15% | 18884.3616
3984 | Siemens | VLS-600 | SCAN HEAD/7-REL FOK | 1 |  | 1 | 27483.84 | 15% | 23361.264
3985 | Siemens | VLS-700 | SCAN HEAD/12-REL FOK | 1 |  | 1 | 28828.224 | 15% | 24503.9904
3986 | Siemens | VLS-204 | SCAN HEAD/DIS/7 RLYS | 1 |  | 1 | 29859.84 | 15% | 25380.864
3987 | Siemens | VLS-304 | SCAN HEAD/DIS/12 RLY | 1 |  | 1 | 31599.936 | 15% | 26859.9456
3988 | Siemens | VLS-214 | SCAN HD/DIS/PRO 7 RL | 1 |  | 1 | 32742.144 | 15% | 27830.8224
3989 | Siemens | VLS-314 | SCN HD/DIS/PRO/12 RL | 1 |  | 1 | 36863.424 | 15% | 31333.9104
3990 | Siemens | VLC-505 | VLC-505 LASER COMPACT W/VESDA | 1 |  | 1 | 12436.416 | 15% | 10570.9536
3991 | Siemens | VLC-500 | VLC-500 LASERCOMPACT W/RELAY | 1 |  | 1 | 10355.904 | 15% | 8802.5184
3992 | Siemens | VRT-K00 | DISPLAY LaserCOMPACT VERSION WITH | 1 |  | 1 | 4936.896 | 15% | 4196.3616
3993 | Siemens | VRT-J00 | DISPLAY LaserCOMPACT VERSION WITH REMOTE TERMINATION CARD (WITH 7 RELAYS) | 1 |  | 1 | 5266.944 | 15% | 4476.9024
3994 | Siemens | VLC-500-EX-US | VLC-500 (RO) Class 1 Div 2 - 8000 sq. ft. | 1 |  | 1 | 39496.896 | 15% | 33572.3616
3995 | Siemens | VLC-505-EX-US | VLC-505 (VN) Class 1 Div 1 - 8000 sq. ft. | 1 |  | 1 | 41693.184 | 15% | 35439.2064
3996 | Siemens | VEU-A20 | VEU with 7" Display | 1 |  | 1 | 34960.896 | 15% | 29716.7616
3997 | Siemens | VSW-800 | VESDA Analytics Data Analysis & Reporting Licence | 1 |  | 1 | 2044.224 | 15% | 1737.5904
3998 | Siemens | VSW-801 | VESDA Analytics DustTrace Licence | 1 |  | 1 | 2452.032 | 15% | 2084.2272
3999 | Siemens | VSW-802 | VESDA Analytics DieselTrace Licence | 1 |  | 1 | 2452.032 | 15% | 2084.2272
4000 | Siemens | VSW-803 | VESDA Analytics WireTrace Licence | 1 |  | 1 | 2452.032 | 15% | 2084.2272
4001 | Siemens | VSP-990 | Xtralis 6mm Microbore Tube, UL listed and labeled for plenum use, meets NFPA 72 sampling tube labeling requirements: “Aspirated Sampling Tubing for Fire Detection Use – Do not Disturb or Paint,” each roll is individually serialized for ease of identification and have footage markers every 3 feet for ease of measurement. Xtralis microbore tubing has been tested for smoke transmission, do not substitute. Enter quantity in in linear feet required. Sold in 1000 ft roll, Price shown is per roll. | 1 |  | 1 | 1093.824 | 15% | 929.7504
4002 | Siemens | HFP-11 | FIREPRINT DETECTOR | 1 |  | 1 | 692.928 | 15% | 588.9888
4003 | Siemens | VP-CLIP | Pipe Clip single point fix (Bag of 50 pieces) | 1 |  | 1 | 485.568 | 15% | 412.7328
4004 | Siemens | ECO-D-B-11 | Hydrogen (H2) 0-100% LEL | 1 |  | 1 | 10658.304 | 15% | 9059.5584
4005 | Siemens | ECO-D-B-12 | Methane (CH4) 0-100% LEL | 1 |  | 1 | 10421.568 | 15% | 8858.3328
4006 | Siemens | ECO-D-B-13 | Propane (C3H8) 0-100% LEL | 1 |  | 1 | 10421.568 | 15% | 8858.3328
4007 | Siemens | ECO-D-B-31 | Hydrogen (H2) 0-100% LEL + Oxygen (O2) 0-25% VOL | 1 |  | 1 | 8840.448 | 15% | 7514.3808
4008 | Siemens | ECO-D-B-41 | Carbon Monoxide (CO) 0-500 PPM | 1 |  | 1 | 9941.184 | 15% | 8450.0064
4009 | Siemens | ECO-D-B-42 | Ammonia (NH3) 0-100 PPM | 1 |  | 1 | 16485.12 | 15% | 14012.352
4010 | Siemens | ECO-D-B-43 | Hydrogen Sulfide (H2S) 0-100 PPM | 1 |  | 1 | 10421.568 | 15% | 8858.3328
4011 | Siemens | ECO-D-B-45 | Nitrogen Dioxide (NO2) 0-10 PPM | 1 |  | 1 | 14121.216 | 15% | 12003.0336
4012 | Siemens | ECO-D-B-11-EX | Hydrogen (H2) 0-100% LEL FOR CLASS I DIV II HAZARDOUS APPLICATIONS | 1 |  | 1 | 10665.216 | 15% | 9065.4336
4013 | Siemens | ECO-D-B-12-EX | Methane (CH4) 0-100% LEL FOR CLASS I DIV II HAZARDOUS APPLICATIONS | 1 |  | 1 | 10499.328 | 15% | 8924.4288
4014 | Siemens | ECO-D-B-13-31-EX | Propane (C3H8) 0-100% LEL + Oxygen (O2) 0-25% VOL FOR CLASS I DIV II HAZARDOUS APPLICATIONS | 1 |  | 1 | 13996.8 | 15% | 11897.28
4015 | Siemens | ECO-D-B-13-EX | Propane (C3H8) 0-100% LEL FOR CLASS I DIV II HAZARDOUS APPLICATIONS | 1 |  | 1 | 10499.328 | 15% | 8924.4288
4016 | Siemens | ECO-D-B-14 | Hydrogen (H2) 0-2000 PPM | 1 |  | 1 | 12633.408 | 15% | 10738.3968
4017 | Siemens | ECO-D-B-14-EX | Hydrogen (H2) 0-2000 PPM FOR CLASS I DIV II HAZARDOUS APPLICATIONS | 1 |  | 1 | 13609.728 | 15% | 11568.2688
4018 | Siemens | ECO-D-B-15 | Petrol/Gasoline Vapor 0-100% LEL | 1 |  | 1 | 9533.376 | 15% | 8103.3696
4019 | Siemens | ECO-D-B-15-EX | Petrol/Gasoline Vapor 0-100% LEL FOR CLASS I DIV II HAZARDOUS APPLICATIONS | 1 |  | 1 | 10499.328 | 15% | 8924.4288
4020 | Siemens | ECO-D-B-16 | Pentane (C5H12) 0-100% LEL | 1 |  | 1 | 9533.376 | 15% | 8103.3696
4021 | Siemens | ECO-D-B-16-EX | Pentane (C5H12) 0-100% LEL FOR CLASS I DIV II HAZARDOUS APPLICATIONS | 1 |  | 1 | 10499.328 | 15% | 8924.4288
4022 | Siemens | ECO-D-B-19 | Ammonia (NH3) 0-100% LEL | 1 |  | 1 | 9533.376 | 15% | 8103.3696
4023 | Siemens | ECO-D-B-19-EX | Ammonia (NH3) 0-100% LEL FOR CLASS I DIV II HAZARDOUS APPLICATIONS | 1 |  | 1 | 10499.328 | 15% | 8924.4288
4024 | Siemens | ECO-D-B-20 | Alcohol Vapor 0-100% LEL | 1 |  | 1 | 9533.376 | 15% | 8103.3696
4025 | Siemens | ECO-D-B-20-EX | Alcohol Vapor 0-100% LEL FOR CLASS I DIV II HAZARDOUS APPLICATIONS | 1 |  | 1 | 10499.328 | 15% | 8924.4288
4026 | Siemens | ECO-D-B-31-EX | Oxygen (O2) 0-25% VOL - deficiency only alarm FOR CLASS I DIV II HAZARDOUS APPLICATIONS | 1 |  | 1 | 8944.128 | 15% | 7602.5088
4027 | Siemens | ECO-D-B-32 | Oxygen (O2) 0-25% VOL - deficiency and enrichement | 1 |  | 1 | 7914.24 | 15% | 6727.104
4028 | Siemens | ECO-D-B-32-EX | Oxygen (O2) 0-25% VOL - deficiency and enrichement alarm FOR CLASS I DIV II HAZARDOUS APPLICATIONS | 1 |  | 1 | 8944.128 | 15% | 7602.5088
4029 | Siemens | ECO-D-B-41-EX | Carbon Monoxide (CO) 0-500 PPM FOR CLASS I DIV II HAZARDOUS APPLICATIONS | 1 |  | 1 | 10499.328 | 15% | 8924.4288
4030 | Siemens | ECO-D-B-42-EX | Ammonia (NH3) 0-100 PPM FOR CLASS I DIV II HAZARDOUS APPLICATIONS | 1 |  | 1 | 15940.8 | 15% | 13549.68
4031 | Siemens | ECO-D-B-43-EX | Hydrogen Sulfide (H2S) 0-100 PPM FOR CLASS I DIV II HAZARDOUS APPLICATIONS | 1 |  | 1 | 10499.328 | 15% | 8924.4288
4032 | Siemens | ECO-D-B-44-EX | Sulfur Dioxide (SO2) 0-10 PPM FOR CLASS I DIV II HAZARDOUS APPLICATIONS | 1 |  | 1 | 13609.728 | 15% | 11568.2688
4033 | Siemens | ECO-D-B-45-EX | Nitrogen Dioxide (NO2) 0-10 PPM FOR CLASS I DIV II HAZARDOUS APPLICATIONS | 1 |  | 1 | 13609.728 | 15% | 11568.2688
4034 | Siemens | ECO-D-B-47 | Cholrine (Cl2) 0-20 PPM | 1 |  | 1 | 11199.168 | 15% | 9519.2928
4035 | Siemens | ECO-D-B-47-EX | Cholrine (Cl2) 0-20 PPM FOR CLASS I DIV II HAZARDOUS APPLICATIONS | 1 |  | 1 | 12441.6 | 15% | 10575.36
4036 | Siemens | ECO-D-B-49 | Carbon Dioxide (CO2) 0-5% VOL | 1 |  | 1 | 14776.128 | 15% | 12559.7088
4037 | Siemens | ECO-D-B-49-EX | Carbon Dioxide (CO2) 0-5% VOL FOR CLASS I DIV II HAZARDOUS APPLICATIONS | 1 |  | 1 | 15940.8 | 15% | 13549.68
4038 | Siemens | ECO-D-B-11-31 | Hydrogen (H2) 0-100% LEL + Oxygen (O2) 0-25% VOL | 1 |  | 1 | 14572.224 | 15% | 12386.3904
4039 | Siemens | ECO-D-B-12-31 | Methane (CH4) 0-100% LEL + Oxygen (O2) 0-25% VOL | 1 |  | 1 | 14337.216 | 15% | 12186.6336
4040 | Siemens | ECO-D-B-12-41 | Methane (CH4) 0-100% LEL + Hydrogen Sulfide (H2S) 0-100 PPM | 1 |  | 1 | 15909.696 | 15% | 13523.2416
4041 | Siemens | ECO-D-B-13-31 | Propane (C3H8) 0-100% LEL + Oxygen (O2) 0-25% VOL | 1 |  | 1 | 14337.216 | 15% | 12186.6336
4042 | Siemens | ECO-D-B-31-41 | Oxygen (O2) 0-25% VOL + Carbon Monoxide (CO) 0-500 PPM | 1 |  | 1 | 13858.56 | 15% | 11779.776
4043 | Siemens | ECO-D-B-41-43 | Carbon Monoxide (CO) 0-500 PPM + Hydrogen Sulfide (H2S) 0-100 PPM | 1 |  | 1 | 15439.68 | 15% | 13123.728
4044 | Siemens | ECO-D-B-41-45 | Carbon Monoxide (CO) 0-500 PPM + Nitrogen Dioxide (NO2) 0-10 PPM | 1 |  | 1 | 19139.328 | 15% | 16268.4288
4045 | Siemens | ECO-D-B-12-43-EX | Methane (CH4) 0-100% LEL + Hydrogen Sulfide (H2S) 0-100 PPM FOR CLASS I DIV II HAZARDOUS APPLICATIONS | 1 |  | 1 | 15405.12 | 15% | 13094.352
4046 | Siemens | ECO-SC-11 | Hydrogen (H2) 0-100% LEL | 1 |  | 1 | 5009.472 | 15% | 4258.0512
4047 | Siemens | ECO-SC-12 | Methane (CH4) 0-100% LEL | 1 |  | 1 | 4895.424 | 15% | 4161.1104
4048 | Siemens | ECO-SC-13 | Propane (C3H8) 0-100% LEL | 1 |  | 1 | 4895.424 | 15% | 4161.1104
4049 | Siemens | ECO-SC-14 | Hydrogen (H2) 0-2000 PPM | 1 |  | 1 | 6637.248 | 15% | 5641.6608
4050 | Siemens | ECO-SC-31 | Oxygen (O2) 0-25% VOL | 1 |  | 1 | 4152.384 | 15% | 3529.5264
4051 | Siemens | ECO-SC-41 | Carbon Monoxide (CO) 0-500 PPM | 1 |  | 1 | 4679.424 | 15% | 3977.5104
4052 | Siemens | ECO-SC-42 | Ammonia (NH3) 0-100 PPM | 1 |  | 1 | 7748.352 | 15% | 6586.0992
4053 | Siemens | ECO-SC-43 | Hydrogen Sulfide (H2S) 0-100 PPM | 1 |  | 1 | 4895.424 | 15% | 4161.1104
4054 | Siemens | ECO-SC-44 | Sulfur Dioxide (SO2) 0-10 PPM | 1 |  | 1 | 6637.248 | 15% | 5641.6608
4055 | Siemens | ECO-SC-45 | Nitrogen Dioxide (NO2) 0-10 PPM | 1 |  | 1 | 6637.248 | 15% | 5641.6608
4056 | Siemens | ECO-SC-11-EX | Hydrogen (H2) 0-100% LEL FOR CLASS I DIV II HAZARDOUS APPLICATIONS | 1 |  | 1 | 5054.4 | 15% | 4296.24
4057 | Siemens | ECO-SC-12-EX | Methane (CH4) 0-100% LEL FOR CLASS I DIV II HAZARDOUS APPLICATIONS | 1 |  | 1 | 5054.4 | 15% | 4296.24
4058 | Siemens | ECO-SC-13-31 | Propane (C3H8) 0-100% LEL + Oxygen (O2) 0-25% VOL | 1 |  | 1 | 6032.448 | 15% | 5127.5808
4059 | Siemens | ECO-SC-13-31-EX | Propane (C3H8) 0-100% LEL + Oxygen (O2) 0-25% VOL FOR CLASS I DIV II HAZARDOUS APPLICATIONS | 1 |  | 1 | 6609.6 | 15% | 5618.16
4060 | Siemens | ECO-SC-13-EX | Propane (C3H8) 0-100% LEL FOR CLASS I DIV II HAZARDOUS APPLICATIONS | 1 |  | 1 | 5054.4 | 15% | 4296.24
4061 | Siemens | ECO-SC-14-EX | Hydrogen (H2) 0-2000 PPM FOR CLASS I DIV II HAZARDOUS APPLICATIONS | 1 |  | 1 | 6609.6 | 15% | 5618.16
4062 | Siemens | ECO-SC-15 | Petrol/Gasoline Vapor 0-100% LEL | 1 |  | 1 | 4478.976 | 15% | 3807.1296
4063 | Siemens | ECO-SC-15-EX | Petrol/Gasoline Vapor 0-100% LEL FOR CLASS I DIV II HAZARDOUS APPLICATIONS | 1 |  | 1 | 5054.4 | 15% | 4296.24
4064 | Siemens | ECO-SC-16 | Pentane (C5H12) 0-100% LEL | 1 |  | 1 | 4478.976 | 15% | 3807.1296
4065 | Siemens | ECO-SC-16-EX | Pentane (C5H12) 0-100% LEL FOR CLASS I DIV II HAZARDOUS APPLICATIONS | 1 |  | 1 | 5054.4 | 15% | 4296.24
4066 | Siemens | ECO-SC-19 | Ammonia (NH3) 0-100% LEL | 1 |  | 1 | 4478.976 | 15% | 3807.1296
4067 | Siemens | ECO-SC-19-EX | Ammonia (NH3) 0-100% LEL FOR CLASS I DIV II HAZARDOUS APPLICATIONS | 1 |  | 1 | 5054.4 | 15% | 4296.24
4068 | Siemens | ECO-SC-20 | Alcohol Vapor 0-100% LEL | 1 |  | 1 | 4478.976 | 15% | 3807.1296
4069 | Siemens | ECO-SC-20-EX | Alcohol Vapor 0-100% LEL FOR CLASS I DIV II HAZARDOUS APPLICATIONS | 1 |  | 1 | 5054.4 | 15% | 4296.24
4070 | Siemens | ECO-SC-31-EX | Oxygen (O2) 0-25% VOL - deficiency only alarm FOR CLASS I DIV II HAZARDOUS APPLICATIONS | 1 |  | 1 | 4278.528 | 15% | 3636.7488
4071 | Siemens | ECO-SC-32 | Oxygen (O2) 0-25% VOL - deficiency and enrichement alarm | 1 |  | 1 | 3718.656 | 15% | 3160.8576
4072 | Siemens | ECO-SC-32-EX | Oxygen (O2) 0-25% VOL - deficiency and enrichement alarm FOR CLASS I DIV II HAZARDOUS APPLICATIONS | 1 |  | 1 | 4278.528 | 15% | 3636.7488
4073 | Siemens | ECO-SC-41-EX | Carbon Monoxide (CO) 0-500 PPM FOR CLASS I DIV II HAZARDOUS APPLICATIONS | 1 |  | 1 | 5054.4 | 15% | 4296.24
4074 | Siemens | ECO-SC-42-EX | Ammonia (NH3) 0-100 PPM FOR CLASS I DIV II HAZARDOUS APPLICATIONS | 1 |  | 1 | 7776 | 15% | 6609.6
4075 | Siemens | ECO-SC-43-EX | Hydrogen Sulfide (H2S) 0-100 PPM FOR CLASS I DIV II HAZARDOUS APPLICATIONS | 1 |  | 1 | 5054.4 | 15% | 4296.24
4076 | Siemens | ECO-SC-44-EX | Sulfur Dioxide (SO2) 0-10 PPM FOR CLASS I DIV II HAZARDOUS APPLICATIONS | 1 |  | 1 | 6609.6 | 15% | 5618.16
4077 | Siemens | ECO-SC-45-EX | Nitrogen Dioxide (NO2) 0-10 PPM FOR CLASS I DIV II HAZARDOUS APPLICATIONS | 1 |  | 1 | 6609.6 | 15% | 5618.16
4078 | Siemens | ECO-SC-47 | Cholrine (Cl2) 0-20 PPM | 1 |  | 1 | 5301.504 | 15% | 4506.2784
4079 | Siemens | ECO-SC-47-EX | Cholrine (Cl2) 0-20 PPM FOR CLASS I DIV II HAZARDOUS APPLICATIONS | 1 |  | 1 | 5833.728 | 15% | 4958.6688
4080 | Siemens | ECO-SC-49 | Carbon Dioxide (CO2) 0-5% VOL | 1 |  | 1 | 7000.128 | 15% | 5950.1088
4081 | Siemens | ECO-SC-49-EX | Carbon Dioxide (CO2) 0-5% VOL FOR CLASS I DIV II HAZARDOUS APPLICATIONS | 1 |  | 1 | 7776 | 15% | 6609.6
4082 | Siemens | ECO-D-SC-11-31 | Hydrogen (H2) 0-100% LEL + Oxygen (O2) 0-25% VOL | 1 |  | 1 | 6844.608 | 15% | 5817.9168
4083 | Siemens | ECO-D-SC-12-31 | Methane (CH4) 0-100% LEL + Oxygen (O2) 0-25% VOL | 1 |  | 1 | 6740.928 | 15% | 5729.7888
4084 | Siemens | ECO-D-SC-12-41 | Methane (CH4) 0-100% LEL + Hydrogen Sulfide (H2S) 0-100 PPM | 1 |  | 1 | 7477.056 | 15% | 6355.4976
4085 | Siemens | ECO-D-SC-13-31 | Propane (C3H8) 0-100% LEL + Oxygen (O2) 0-25% VOL | 1 |  | 1 | 6740.928 | 15% | 5729.7888
4086 | Siemens | ECO-D-SC-31-41 | Oxygen (O2) 0-25% VOL + Carbon Monoxide (CO) 0-500 PPM | 1 |  | 1 | 6516.288 | 15% | 5538.8448
4087 | Siemens | ECO-D-SC-41-43 | Carbon Monoxide (CO) 0-500 PPM + Hydrogen Sulfide (H2S) 0-100 PPM | 1 |  | 1 | 7259.328 | 15% | 6170.4288
4088 | Siemens | ECO-D-SC-41-45 | Carbon Monoxide (CO) 0-500 PPM + Nitrogen Dioxide (NO2) 0-10 PPM | 1 |  | 1 | 8990.784 | 15% | 7642.1664
4089 | Siemens | ECO-SC-12-41 | Methane (CH4) 0-100% LEL + Carbon Monoxide (CO) 0-500 PPM | 1 |  | 1 | 6692.544 | 15% | 5688.6624
4090 | Siemens | ECO-SC-12-43 | Methane (CH4) 0-100% LEL + Hydrogen Sulfide (H2S) 0-100 PPM | 1 |  | 1 | 6692.544 | 15% | 5688.6624
4091 | Siemens | ECO-SC-12-43-EX | Methane (CH4) 0-100% LEL + Hydrogen Sulfide (H2S) 0-100 PPM FOR CLASS I DIV II HAZARDOUS APPLICATIONS | 1 |  | 1 | 7388.928 | 15% | 6280.5888
4092 | Siemens | ECO-SC-31-41 | Oxygen (O2) 0-25% VOL - deficiency only alarm FOR CLASS I DIV II HAZARDOUS APPLICATIONS | 1 |  | 1 | 5828.544 | 15% | 4954.2624
4093 | Siemens | ECO-SC-41-43 | Carbon Monoxide (CO) 0-500 PPM + Hydrogen Sulfide (H2S) 0-100 PPM | 1 |  | 1 | 6495.552 | 15% | 5521.2192
4094 | Siemens | ECO-SC-41-45 | Carbon Monoxide (CO) 0-500 PPM + Nitrogen Dioxide (NO2) 0-10 PPM | 1 |  | 1 | 8050.752 | 15% | 6843.1392
4095 | Siemens | VSW-356-ECO | VESDA ECO detector network connection - 1 required per monitored detector | 1 |  | 1 | 489.024 | 15% | 415.6704
4096 | Siemens | VP-CLIP | Pipe Clip single point fix (Bag of 50 pieces) | 1 |  | 1 | 485.568 | 15% | 412.7328
4097 | Siemens | VKT-601 | VESDA ECO Demonstration Kit | 1 |  | 1 | 11835.072 | 15% | 10059.8112
4098 | Siemens | VRE-001 | SINGLE BLANKING PLATE. USED FOR THE LENGTH OF THE SUB RACK | 1 |  | 1 | 285.12 | 15% | 242.352
4099 | Siemens | VRE-002 | VRE-102 (2) BLANK PLT 19" RACK | 1 |  | 1 | 312.768 | 15% | 265.8528
4100 | Siemens | VRT-K00 | DISPLAY LaserCOMPACT VERSION WITH REMOTE TERMINATION CARD WITHOUT RELAYS | 1 |  | 1 | 4936.896 | 15% | 4196.3616
4101 | Siemens | VRT-J00 | DISPLAY LaserCOMPACT VERSION WITH REMOTE TERMINATION CARD (WITH 7 RELAYS) | 1 |  | 1 | 5266.944 | 15% | 4476.9024
4102 | Siemens | CPY-HLI | CPY-HLI MXL-IQ/VESDA LASER DET | 1 |  | 1 | 7070.976 | 15% | 6010.3296
4103 | Siemens | VHX-0009 | PC - HLI MODEM CABLE TO CONNECT PC-HLI DIRECTLY TO MODEM. WOULD BE USED IN LIEU OF RS232 SERIAL CABLE | 1 |  | 1 | 679.104 | 15% | 577.2384
4104 | Siemens | VRE-001 | SINGLE BLANKING PLATE. USED FOR THE LENGTH OF THE SUB RACK | 1 |  | 1 | 285.12 | 15% | 242.352
4105 | Siemens | VRE-002 | VRE-102 (2) BLANK PLT 19" RACK | 1 |  | 1 | 312.768 | 15% | 265.8528
4106 | Siemens | VSP-006 | DETECTOR CHASSIS ASSEMBLY INCLUDES MANIFOLD | 1 |  | 1 | 17003.52 | 15% | 14452.992
4107 | Siemens | VSP-009 | SCANNER CHASSIS ASSEMBLY INCLUDES SCANNING MANIFOLD | 1 |  | 1 | 29578.176 | 15% | 25141.4496
4108 | Siemens | VSP-200 | BLANK PLATE EMC WITH LOGO | 1 |  | 1 | 172.8 | 15% | 146.88
4109 | Siemens | VKT-002-US | VESDA LaserPLUS VKT-002 SALES DEMO KIT INCLUDES VLP-012. INCLUDES CARRYING CASE, POWER SUPPLY, PROGRAMMING SOFTWARE, SAMPLING PIPE, SAMPLE CAPILLARY KIT WITH SAMPLING POINT INLET PIPE CONVERTER) | 1 |  | 1 | 27419.904 | 15% | 23306.9184
4110 | Siemens | VKT-004-US | VESDA LaserCOMPACT VKT-004 SALES DEMO KIT INCLUDES VLC-505. (INCLUDES INCLUDES CARRYING CASE, POWER SUPPLY, PROGRAMMING SOFTWARE, SAMPLING PIPE, SAMPLE CAPILLARY KIT WITH SAMPLING POINT INLET PIPE CONVERTER) | 1 |  | 1 | 13257.216 | 15% | 11268.6336
4111 | Siemens | CPY-PAS | PISTON ACTUATOR SLAVE | 1 |  | 1 | 896.832 | 15% | 762.3072
4112 | Siemens | CPY-LMC | LOCAL MANUAL CONTROL | 1 |  | 1 | 1121.472 | 15% | 953.2512
4113 | Siemens | CPYEC-6 | Solenoid 6VDC | 1 |  | 1 | 1016.064 | 15% | 863.6544
4114 | Siemens | CPYEC-12 | Solenoid 12VDC | 1 |  | 1 | 1016.064 | 15% | 863.6544
4115 | Siemens | CPYEC-24 | Solenoid 24VDC | 1 |  | 1 | 1016.064 | 15% | 863.6544
4116 | Siemens | CPYEC-6-EXP | Solenoid 6-EXP | 1 |  | 1 | 1714.176 | 15% | 1457.0496
4117 | Siemens | CPYEC-12-EXP | Solenoid 12 - EXP | 1 |  | 1 | 1714.176 | 15% | 1457.0496
4118 | Siemens | CPYEC-24-EXP | Solenoid 24 - EXP | 1 |  | 1 | 1714.176 | 15% | 1457.0496
4119 | Siemens | CPYCS-1200 | 1200lb Tank Strap | 1 |  | 1 | 711.936 | 15% | 605.1456
4120 | Siemens | ADV-REMOTE | TECHADVANCE+ REMOTE UNIT | 1 |  | 1 | 11430.72 | 15% | 9716.112
4121 | Siemens | ADV-REPEATER | TECHADVANCE+ REPEATER UNIT | 1 |  | 1 | 10152 | 15% | 8629.2
4122 | Siemens | ADV-TECHADV | TECHADVANCE+ SERVER UNIT | 1 |  | 1 | 15719.616 | 15% | 13361.6736
4123 | Siemens | ADV-TECHCABLE | TECHADVANCE+ SERIAL CABLE (DB9) | 1 |  | 1 | 60.48 | 15% | 51.408
4124 | Siemens | LEC | LIMITED ENERGY CABLE (PER FOOT) | 1 |  | 1 | 8.64 | 15% | 7.344
4125 | Siemens | SOLO-850-KIT | SMOKE DETECTOR TEST KIT | 1 |  | 1 | 7532.352 | 15% | 6402.4992
4126 | Siemens | SOLO-808 | STARTER TEST KIT 108, 330 | 1 |  | 1 | 2944.512 | 15% | 2502.8352
4127 | Siemens | SOLO-810 | STARTER TEST KIT 101, 330 | 1 |  | 1 | 2220.48 | 15% | 1887.408
4128 | Siemens | DCT-1E | 5 CHANNEL DIALER WITH ENCLOSURE | 1 |  | 1 | 943.2 | 15% | 801.72
4129 | Siemens | DCT-P | PROGRAMMER FOR DCT-1E AND MDACT | 1 |  | 1 | 782.4 | 15% | 665.04
4130 | Siemens | PSC-12 | 12A@24VDC POWER SUPPLY & 100AH BATTERY CHARGER, CONTAINS 4 RELAYS BACKBOX - 1 POSITION | 1 |  | 1 | 5361.6 | 15% | 4557.36
4131 | Siemens | PTB | POWER TERMINATION BOARD REQUIRED FOR APPLICATIONS WHICH USE MORE THAN ONE PSX-12) MOUNTS IN CAB'S | 1 |  | 1 | 676.8 | 15% | 575.28
4132 | Siemens | PSC-12 | 12A@24VDC POWER SUPPLY & 100AH BATTERY CHARGER, CONTAINS 4 RELAYS BACKBOX - 1 POSITION | 1 |  | 1 | 5361.6 | 15% | 4557.36
4133 | Siemens | D2300CPS | MULTI-MODE FIBER OPTIC INTERFACE | 1 |  | 1 | 3088.8 | 15% | 2625.48
4134 | Siemens | D2325CPS | SINGLE MODE FIBER OPTIC INTERFACE | 1 |  | 1 | 11888.64 | 15% | 10105.344
4135 | Siemens | X-204-2 | SCALANCE X-204-2 PACKAGED | 1 |  | 1 | 5925.6 | 15% | 5036.76
4136 | Siemens | X-204-2LD | Ethernet Single mode Fiber Switch | 1 |  | 1 | 10082.4 | 15% | 8570.04
4137 | Siemens | DCT-1E | 5 CHANNEL DIALER WITH ENCLOSURE | 1 |  | 1 | 943.2 | 15% | 801.72
4138 | Siemens | DCT-P | PROGRAMMER FOR DCT-1E AND MDACT | 1 |  | 1 | 782.4 | 15% | 665.04
4139 | Siemens | TSP-XC | CABLES FOR TSP-40A (XLS) | 1 |  | 1 | 64.8 | 15% | 55.08
4140 | Siemens | TSP-XB | BRACKETS FOR TSP-40A (XLS) | 1 |  | 1 | 214.8 | 15% | 182.58
4141 | Siemens | PSC-12 | 12A@24VDC POWER SUPPLY & 100AH BATTERY CHARGER, CONTAINS 4 RELAYS BACKBOX - 1 POSITION | 1 |  | 1 | 5361.6 | 15% | 4557.36
4142 | Siemens | PTB | POWER TERMINATION BOARD REQUIRED FOR APPLICATIONS WHICH USE MORE THAN ONE PSX-12) MOUNTS IN CAB'S | 1 |  | 1 | 676.8 | 15% | 575.28
4143 | Siemens | PSC-12 | 12A@24VDC POWER SUPPLY & 100AH BATTERY CHARGER, CONTAINS 4 RELAYS BACKBOX - 1 POSITION | 1 |  | 1 | 5361.6 | 15% | 4557.36
4144 | Siemens | D2300CPS | MULTI-MODE FIBER OPTIC INTERFACE | 1 |  | 1 | 3088.8 | 15% | 2625.48
4145 | Siemens | D2325CPS | SINGLE MODE FIBER OPTIC INTERFACE | 1 |  | 1 | 11888.64 | 15% | 10105.344
4146 | Siemens | X-204-2 | SCALANCE X-204-2 PACKAGED | 1 |  | 1 | 5925.6 | 15% | 5036.76
4147 | Siemens | X-204-2LD | Ethernet Single mode Fiber Switch | 1 |  | 1 | 10082.4 | 15% | 8570.04
4148 | Siemens | DCT-1E | 5 CHANNEL DIALER WITH ENCLOSURE | 1 |  | 1 | 943.2 | 15% | 801.72
4149 | Siemens | DCT-P | PROGRAMMER FOR DCT-1E AND MDACT | 1 |  | 1 | 782.4 | 15% | 665.04
4150 | Siemens | TSP-XC | CABLES FOR TSP-40A (XLS) | 1 |  | 1 | 64.8 | 15% | 55.08
4151 | Siemens | TSP-XB | BRACKETS FOR TSP-40A (XLS) | 1 |  | 1 | 214.8 | 15% | 182.58
4152 | Siemens | FHA2041-R1 | Enclosure cover Top plate for an FHB2005 3 HU enclosure. This optional plate is used to meet requirements in jusidictions where ventilation holes in the top of a fire alarm system enclosure are not permitted. | 1 |  | 1 | 949.2 | 15% | 806.82
4153 | Siemens | UHW-CATA-01 | UHW-CATA-01 -- UL/ULC HW Category A Computer - Windows 10 Professional, SNC Card for XNET connection, Management Station Utility | 1 |  | 1 | 27046.08 | 15% | 22989.168
4154 | Siemens | UHW-CATB-01 | UHW-CATB-01 -- UL/ULC HW Category B Computer - Windows 10 Professional, SNC Card for XNET connection, Management Station Utility | 1 |  | 1 | 39523.68 | 15% | 33595.128
4155 | Siemens | UHW-CATC-01 | UHW-CATC-01 -- UL/ULC HW Category C Computer - Windows Server 2012 R2 + 5 Cal, SNC Card for XNET connection, Management Station Utility | 1 |  | 1 | 69963.84 | 15% | 59469.264
4156 | Siemens | UHW-CATD-01 | UHW-CATD-01 -- UL/ULC HW Category D Computer - Windows Server 2012 R2 + 5 Cal, SNC Card for XNET connection, Management Station Utility | 1 |  | 1 | 76750.56 | 15% | 65237.976
4157 | Siemens | UHW-0000-22L-L | UL 864 9th Edition 22" LCD | 1 |  | 1 | 6796.8 | 15% | 5777.28
4158 | Siemens | UHW-0000-42L-L | UL 864 9th Edition 42" LCD | 1 |  | 1 | 35216.64 | 15% | 29934.144
4159 | Siemens | SNC | Serial Netowrk Card (for Cerberus DMS) | 1 |  | 1 | 1853.28 | 15% | 1575.288
4160 | Siemens | MOSA | XNET Monitoring-Only Solution Assembly (MOSA) Includes: (1) ENCL-01, (1) XND-M, (1) S2E, (1) PS-5A, (1) CBL-M | 1 |  | 1 | 5834.88 | 15% | 4959.648
4161 | Siemens | XND | LAPTOP UPLOAD ADAPTER | 1 |  | 1 | 1031.04 | 15% | 876.384
4162 | Siemens | S2E | Serial-to-Ethernet Module | 1 |  | 1 | 2708.64 | 15% | 2302.344
4163 | Siemens | CBL-M | MOSA Cables: Two (2) S2E power cables (1 red, 1 black): One (1) XND-M power cable One (1) NIC-C to XND-M interface cable, 10 feet (3m) | 1 |  | 1 | 316.8 | 15% | 269.28
4164 | Siemens | CCA-STD-FSET | Standard Feature Set license (Includes 1 client license) | 1 |  | 1 | 22237.92 | 15% | 18902.232
4165 | Siemens | CCA-CMPT-DMS | Fire/DMS Compact Feature Set license (Includes 3 client licenses and 500 Fire Safety devices) | 1 |  | 1 | 14018.4 | 15% | 11915.64
4166 | Siemens | CCA-OP-GRAPH-ED | Graphics Editor Option to edit graphics without engineering license | 1 |  | 1 | 13898.88 | 15% | 11814.048
4167 | Siemens | CCA-CMPT-DMS-U | Upsell license to convert Fire/DMS Compact Feature Set to Standard Feature Set | 1 |  | 1 | 47875.68 | 15% | 40694.328
4168 | Siemens | CCA-1-CL | License for 1 additional Client | 1 |  | 1 | 7306.56 | 15% | 6210.576
4169 | Siemens | CCA-MAX-CL | License for Unlimited Clients | 1 |  | 1 | 78229.44 | 15% | 66495.024
4170 | Siemens | CCA-100-FIRE | License for 100 addressable Fire Safety devices | 1 |  | 1 | 2903.04 | 15% | 2467.584
4171 | Siemens | CCA-500-FIRE | License for 500 addressable Fire Safety devices | 1 |  | 1 | 9917.28 | 15% | 8429.688
4172 | Siemens | CCA-5000-FIRE | License for 5,000 addressable Fire Safety devices | 1 |  | 1 | 89245.44 | 15% | 75858.624
4173 | Siemens | CCA-10000-FIRE | License for 10,000 addressable Fire Safety devices. | 1 |  | 1 | 158656.32 | 15% | 134857.872
4174 | Siemens | CCA-V-16MON | License for 16 monitors | 1 |  | 1 | 12296.16 | 15% | 10451.736
4175 | Siemens | CCA-V-128MON | License for 128 monitors | 1 |  | 1 | 71396.64 | 15% | 60687.144
4176 | Siemens | CCA-V-16EXTC | License for 16 external cameras | 1 |  | 1 | 9637.92 | 15% | 8192.232
4177 | Siemens | CCA-V-128EXTC | License for 128 external cameras | 1 |  | 1 | 55530.72 | 15% | 47201.112
4178 | Siemens | CCA-V-PLUS | License for Video Option Plus (use with embedded VMS. Includes SiVMS 200 embedded, 8 monitors, and 8 embedded cameras) | 1 |  | 1 | 12296.16 | 15% | 10451.736
4179 | Siemens | CCA-V-16EMBC | License for 16 embedded cameras | 1 |  | 1 | 12296.16 | 15% | 10451.736
4180 | Siemens | CCA-100-SCADA | License for 100 SCADA points (OPC client points, Mobbus objects, SNMP devices, etc.) | 1 |  | 1 | 3022.56 | 15% | 2569.176
4181 | Siemens | CCA-500-SCADA | License for 500 SCADA points (OPC client points, Mobbus objects, SNMP devices, etc.) | 1 |  | 1 | 12385.44 | 15% | 10527.624
4182 | Siemens | CCA-ENG | Engineering License (Valid for 12 months. Requires Model CMD.04) | 1 |  | 1 | 3772.8 | 15% | 3206.88
4183 | Siemens | CMD.04 | USB dongle for Engineering License (must order Engineering License (Model CCA-ENG) separately) | 1 |  | 1 | 1116 | 15% | 948.6
4184 | Siemens | CCA-DEMO | Demo License (Valid for 12 months) | 1 |  | 1 | 794.88 | 15% | 675.648
4185 | Siemens | CCA-STARTUP-BASE | Startup License (Valid for 2 months) | 1 |  | 1 | 596.16 | 15% | 506.736
4186 | Siemens | CCA-OP-RENO | License for Remote Notification Option | 1 |  | 1 | 11118.24 | 15% | 9450.504
4187 | Siemens | CCA-OP-OPC | License for the option to expose all data points as OPC Server data points to a third-party OPC Client | 1 |  | 1 | 18584.64 | 15% | 15796.944
4188 | Siemens | CCA-OP-AS-TR | License for the Assisted Event Treatment Option | 1 |  | 1 | 6194.88 | 15% | 5265.648
4189 | Siemens | CCA-OP-RE-PR | License for the Reaction Processor Options | 1 |  | 1 | 9927.36 | 15% | 8438.256
4190 | Siemens | CCA-OP-LOG-V | License for the Log Viewer and Detailed Log | 1 |  | 1 | 6075.36 | 15% | 5164.056
4191 | Siemens | CCA-OP-WS-LIVE | License for live data for the Mobile App (up to 5 concurrent mobile apps users) | 1 |  | 1 | 6075.36 | 15% | 5164.056
4192 | Siemens | CCA-OP-WS-CMD | License for object commanding in the Mobile App | 1 |  | 1 | 6075.36 | 15% | 5164.056
4193 | Siemens | CCA-OP-WS-ADD | License to add 1 more concurrent Mobile App user | 1 |  | 1 | 1215.36 | 15% | 1033.056
4194 | Siemens | CCA-STD-FSET-PSM | License for Privileged Software Migration (PSM) for Standard Feature Set license | 1 |  | 1 | 6158.88 | 15% | 5235.048
4195 | Siemens | CCA-1-CL-PSM | License for Privileged Software Migration (PSM) for 1 additional Client | 1 |  | 1 | 2023.2 | 15% | 1719.72
4196 | Siemens | CCA-100-FIRE-PSM | License for Privileged Software Migration (PSM) for 100 addressable Fire Safety devices | 1 |  | 1 | 802.08 | 15% | 681.768
4197 | Siemens | CCA-500-FIRE-PSM | License for Privileged Software Migration (PSM) for 500 addressable Fire Safety devices | 1 |  | 1 | 2746.08 | 15% | 2334.168
4198 | Siemens | CCA-5000-FIRE-PSM | License for Privileged Software Migration (PSM) for 5,000 addressable Fire Safety devices | 1 |  | 1 | 24714.72 | 15% | 21007.512
4199 | Siemens | CCA-10000-FIRE-PSM | License for Privileged Software Migration (PSM) for 10,000 addressable Fire Safety devices. | 1 |  | 1 | 43935.84 | 15% | 37345.464
4200 | Siemens | CCA-STD-FSET-SSM | License for Standard Software Migration (SSM) for Standard Feature Set license | 1 |  | 1 | 18475.2 | 15% | 15703.92
4201 | Siemens | CCA-1-CL-SSM | License for Standard Software Migration (SSM) for 1 additional Client | 1 |  | 1 | 6158.88 | 15% | 5235.048
4202 | Siemens | CCA-100-FIRE-SSM | License for Standard Software Migration (SSM) for 100 addressable Fire Safety devices | 1 |  | 1 | 2410.56 | 15% | 2048.976
4203 | Siemens | CCA-500-FIRE-SSM | License for Standard Software Migration (SSM) for 500 addressable Fire Safety devices | 1 |  | 1 | 8238.24 | 15% | 7002.504
4204 | Siemens | CCA-5000-FIRE-SSM | License for Standard Software Migration (SSM) for 5,000 addressable Fire Safety devices | 1 |  | 1 | 74142.72 | 15% | 63021.312
4205 | Siemens | CCA-10000-FIRE-SSM | License for Standard Software Migration (SSM) for 10,000 addressable Fire Safety devices | 1 |  | 1 | 131808.96 | 15% | 112037.616
4206 | Siemens | NCCW7I7GL-22L | UL 864 9th Edition Listed I7 PC w/ WINDOWS 7, 22" LCD and GL KEY (1 panel) | 1 |  | 1 | 154667.52 | 15% | 131467.392
4207 | Siemens | NCCW7I71G-22L | UL 864 9th Edition Listed I7 PC w/ WINDOWS 7, 22" LCD and 1G KEY (16 panels) | 1 |  | 1 | 219915.36 | 15% | 186928.056
4208 | Siemens | NCCW7I72G-22L | UL 864 9th Edition Listed I7 PC w/ WINDOWS 7, 22" LCD and 2G KEY (32 panels) | 1 |  | 1 | 317468.16 | 15% | 269847.936
4209 | Siemens | NCCW7I73G-22L | UL 864 9th Edition Listed I7 PC w/ WINDOWS 7, 22" LCD and 3G KEY (48 panels) | 1 |  | 1 | 393013.44 | 15% | 334061.424
4210 | Siemens | NCCW7I74G-22L | UL 864 9th Edition Listed I7 PC w/ WINDOWS 7, 22" LCD and 4G KEY (64 panels) | 1 |  | 1 | 468574.56 | 15% | 398288.376
4211 | Siemens | NCCW7I7GL-22TL | UL 864 9th Edition Listed I7 PC w/ WINDOWS 7, 22" Touch-Screen LCD and GL KEY (1 panel) | 1 |  | 1 | 175173.12 | 15% | 148897.152
4212 | Siemens | NCCW7I71G-22TL | UL 864 9th Edition Listed I7 PC w/ WINDOWS 7, 22" Touch-Screen LCD and 1G KEY (16 panels) | 1 |  | 1 | 240426.72 | 15% | 204362.712
4213 | Siemens | NCCW7I72G-22TL | UL 864 9th Edition Listed I7 PC w/ WINDOWS 7, 22" Touch-Screen LCD and 2G KEY (32 panels) | 1 |  | 1 | 340014.24 | 15% | 289012.104
4214 | Siemens | NCCW7I73G-22TL | UL 864 9th Edition Listed I7 PC w/ WINDOWS 7, 22" Touch-Screen LCD and 3G KEY (48 panels) | 1 |  | 1 | 415575.36 | 15% | 353239.056
4215 | Siemens | NCCW7I74G-22TL | UL 864 9th Edition Listed I7 PC w/ WINDOWS 7, 22" Touch-Screen LCD and 4G KEY (64 panels) | 1 |  | 1 | 491126.4 | 15% | 417457.44
4216 | Siemens | NCCW7I7WAN1G-22L | UL 864 9th Edition Listed I7 PC w/ WINDOWS 7, 22" LCD, WAN and 1G KEY (16 panels) | 1 |  | 1 | 224052.48 | 15% | 190444.608
4217 | Siemens | NCCW7I7WAN2G-22L | UL 864 9th Edition Listed I7 PC w/ WINDOWS 7, 22" LCD, WAN and 2G KEY (32 panels) | 1 |  | 1 | 321603.84 | 15% | 273363.264
4218 | Siemens | NCCW7I7WAN3G-22 | UL 864 9th Edition Listed I7 PC w/ WINDOWS 7, 22" LCD, WAN and 3G KEY (48 panels) | 1 |  | 1 | 397150.56 | 15% | 337577.976
4219 | Siemens | NCCW7I7WAN4G-22L | UL 864 9th Edition Listed I7 PC w/ WINDOWS 7, 22" LCD, WAN and 4G KEY (64 panels) | 1 |  | 1 | 472716 | 15% | 401808.6
4220 | Siemens | NCCW7I7WAN5G-22L | UL 864 9th Edition Listed I7 PC w/ WINDOWS 7, 22" LCD, WAN and 5G KEY (128 panels) | 1 |  | 1 | 548267.04 | 15% | 466026.984
4221 | Siemens | NCCW7I7WAN6G-22L | UL 864 9th Edition Listed I7 PC w/ WINDOWS 7, 22" LCD, WAN and 6G KEY (256 panels) | 1 |  | 1 | 623828.16 | 15% | 530253.936
4222 | Siemens | NCCW7I7WAN1G-22TL | UL 864 9th Edition Listed I7 PC w/ WINDOWS 7, 22" Touch-Screen LCD, WAN and 1G KEY (16 panels) | 1 |  | 1 | 244568.16 | 15% | 207882.936
4223 | Siemens | NCCW7I7WAN2G-22TL | UL 864 9th Edition Listed I7 PC w/ WINDOWS 7, 22" Touch-Screen LCD, WAN and 2G KEY (32 panels) | 1 |  | 1 | 344155.68 | 15% | 292532.328
4224 | Siemens | NCCW7I7WAN3G-22TL | UL 864 9th Edition Listed I7 PC w/ WINDOWS 7, 22" Touch-Screen LCD, WAN and 3G KEY (48 panels) | 1 |  | 1 | 419711.04 | 15% | 356754.384
4225 | Siemens | NCCW7I7WAN4G-22TL | UL 864 9th Edition Listed I7 PC w/ WINDOWS 7, 22" Touch-Screen LCD, WAN and 4G KEY (64 panels) | 1 |  | 1 | 495267.84 | 15% | 420977.664
4226 | Siemens | NCCW7I7WAN5G-22TL | UL 864 9th Edition Listed I7 PC w/ WINDOWS 7, 22" Touch-Screen LCD, WAN and 5G KEY (128 panels) | 1 |  | 1 | 570823.2 | 15% | 485199.72
4227 | Siemens | NCCW7I7WAN6G-22TL | UL 864 9th Edition Listed I7 PC w/ WINDOWS 7, 22" Touch-Screen LCD, WAN and 6G KEY (256 panels) | 1 |  | 1 | 646378.56 | 15% | 549421.776
4228 | Siemens | NCC-GL | NCC GRAPHICS PACKAGE - 1 NODE (Software only) | 1 |  | 1 | 123033.6 | 15% | 104578.56
4229 | Siemens | NCC-1G | NCC GRAPHICS PACKAGE 2-16 NODES (Software only) | 1 |  | 1 | 180050.4 | 15% | 153042.84
4230 | Siemens | NCC-2G | NCC GRAPHICS PACKAGE 17- 32 NODES (Software only) | 1 |  | 1 | 240071.04 | 15% | 204060.384
4231 | Siemens | NCC-3G | NCC GRAPHICS PACKAGE 33 - 48 NODES (Software only) | 1 |  | 1 | 300083.04 | 15% | 255070.584
4232 | Siemens | NCC-4G | NCC GRAPHICS PACKAGE 49 - 64 NODES (Software only) | 1 |  | 1 | 360105.12 | 15% | 306089.352
4233 | Siemens | NCCMP8-UK | NCC Software Upgrade CD for Windows 7 & Windows XP PCs | 1 |  | 1 | 3755.52 | 15% | 3192.192
4234 | Siemens | NCC-W7I7-00R-M | UL 864 I7 PC HARDWARE W/ WIN7 W/NCC SW W/NCC2F W/O MONITOR | 1 |  | 1 | 96922.08 | 15% | 82383.768
4235 | Siemens | NCC-W7I7WAN-00R-M | UL 864 I7 PC HARDWARE W/ WIN7 W/NCC SW W/2 NCC2F (for WAN) W/O MONITOR | 1 |  | 1 | 101053.44 | 15% | 85895.424
4236 | Siemens | UHW-0000-22T-L | UL 864 9th Edition 22" Touch-Screen LCD | 1 |  | 1 | 10594.08 | 15% | 9004.968
4237 | Siemens | UHW-0000-22L-L | UL 864 9th Edition 22" LCD | 1 |  | 1 | 6796.8 | 15% | 5777.28
4238 | Siemens | UHW-0000-42T-L | UL 864 9th Edition 42" Touch-Screen LCD | 1 |  | 1 | 49032 | 15% | 41677.2
4239 | Siemens | UHW-0000-42L-L | UL 864 9th Edition 42" LCD | 1 |  | 1 | 35216.64 | 15% | 29934.144
4240 | Siemens | NCC-GL-KEY | LICENSE KEY FOR 1 PANEL | 1 |  | 1 | 140813.28 | 15% | 119691.288
4241 | Siemens | NCC-G1-KEY | LICENSE KEY FOR UP TO 16 PANELS (Nodes) | 1 |  | 1 | 206056.8 | 15% | 175148.28
4242 | Siemens | NCC-G2-KEY | LICENSE KEY FOR UP TO 32 PANELS (Nodes) | 1 |  | 1 | 274750.56 | 15% | 233537.976
4243 | Siemens | NCC-G3-KEY | LICENSE KEY FOR UP TO 48 PANELS (Nodes) | 1 |  | 1 | 343429.92 | 15% | 291915.432
4244 | Siemens | NCC-G4-KEY | LICENSE KEY FOR UP TO 64 PANELS (Nodes) | 1 |  | 1 | 412119.36 | 15% | 350301.456
4245 | Siemens | NCC-G5-KEY | LICENSE KEY FOR UP TO 128 PANELS (Nodes) | 1 |  | 1 | 480808.8 | 15% | 408687.48
4246 | Siemens | NCC-G6-KEY | LICENSE KEY FOR UP TO 256 PANELS (Nodes) | 1 |  | 1 | 557280 | 15% | 473688
4247 | Siemens | NCC-G7-KEY | LICENSE KEY FOR UP TO 512 PANELS (Nodes) | 1 |  | 1 | 625968 | 15% | 532072.8
4248 | Siemens | NCC-G16-KEY | LICENSE KEY for 16 PANEL (Nodes) EXPANSION | 1 |  | 1 | 68693.76 | 15% | 58389.696
4249 | Siemens | HUB-4 | HUB-4 SUB-ASSEMBLY | 1 |  | 1 | 7954.56 | 15% | 6761.376
4250 | Siemens | CAB1-X | CAB1-X ENCL/OUTER DR/MTG PLT | 1 |  | 1 | 2292.48 | 15% | 1948.608
4251 | Siemens | PSC-12 | 12A@24VDC POWER SUPPLY & 100AH BATTERY CHARGER, CONTAINS 4 RELAYS BACKBOX - 1 POSITION | 1 |  | 1 | 5361.6 | 15% | 4557.36
4252 | Siemens | HUB-4 | HUB-4 SUB-ASSEMBLY | 1 |  | 1 | 7954.56 | 15% | 6761.376
4253 | Siemens | HUB-RS-485 | RS-485 INTERFACE FOR WAIO | 1 |  | 1 | 2211.84 | 15% | 1880.064
4254 | Siemens | MODEM BLOCK | MODEM BLOCK PACKAGED | 1 |  | 1 | 1827.36 | 15% | 1553.256
4255 | Siemens | WAIO | WIDE AREA INPUT OUTPUT MODULE THAT INCLUDES 4 DRY CONTACT INPUTS AND 4 OPEN COLLECTOR OUTPUTS | 1 |  | 1 | 5653.44 | 15% | 4805.424
4256 | Siemens | RSW-1 | RESET SWITCH | 1 |  | 1 | 1048.8 | 15% | 891.48
4257 | Siemens | DT-725EP | 750 DEG EXP PROOF (SPECIAL ORDER) ***NOTE: OTHER TEMP. REQ. SPECIAL ORDER | 1 |  | 1 | 807.6 | 15% | 686.46
4258 | Siemens | VKT-301 | OSID DEMO KIT - INCLUDES (2) OSP-SPW (1) OSI-90 (1) OSID-INST | 1 |  | 1 | 11798.4 | 15% | 10028.64
4259 | Siemens | 40/40I-112SF | IR3 FLM DET WO1 75C 3/4" SS FM | 1 |  | 1 | 14613.12 | 15% | 12421.152
4260 | Siemens | 40/40I-122SF | IR3 FLM DET WO1 85C 3/4" SS FM | 1 |  | 1 | 15683.04 | 15% | 13330.584
4261 | Siemens | 40/40I-212SF | IR3 FLM DET WO2 75C 3/4" SS FM | 1 |  | 1 | 14613.12 | 15% | 12421.152
4262 | Siemens | 40/40I-222SF | IR3 FLM DET WO2 85C 3/4" SS FM | 1 |  | 1 | 15052.32 | 15% | 12794.472
4263 | Siemens | 40/40M-112SF | HYD FLM DET WO1 75C 3/4" SS FM | 1 |  | 1 | 16633.728 | 15% | 14138.6688
4264 | Siemens | 40/40M-122SF | HYD FLM DET WO1 85C 3/4" SS FM | 1 |  | 1 | 16643.52 | 15% | 14146.992
4265 | Siemens | 40/40M-212SF | HYD FLM DET WO2 75C 3/4" SS FM | 1 |  | 1 | 16027.2 | 15% | 13623.12
4266 | Siemens | 40/40M-222SF | HYD FLM DET WO2 85C 3/4" SS FM | 1 |  | 1 | 17131.68 | 15% | 14561.928
4267 | Siemens | 40/40R-112SF | IR FLM DET WO1 75C 3/4" SS FM | 1 |  | 1 | 10291.68 | 15% | 8747.928
4268 | Siemens | 40/40R-122SF | IR FLM DET WO1 85C 3/4" SS FM | 1 |  | 1 | 11263.68 | 15% | 9574.128
4269 | Siemens | 40/40R-212SF | IR FLM DET WO2 75C 3/4" SS FM | 1 |  | 1 | 10291.68 | 15% | 8747.928
4270 | Siemens | 40/40R-222SF | IR FLM DET WO2 85C 3/4" SS FM | 1 |  | 1 | 11263.68 | 15% | 9574.128
4271 | Siemens | 40/40L-112SF | UV/IR FLM DET WO1 75C 3/4" SS FM | 1 |  | 1 | 10965.6 | 15% | 9320.76
4272 | Siemens | 40/40L-122SF | UV/IR FLM DET WO1 85C 3/4" SS FM | 1 |  | 1 | 11967.84 | 15% | 10172.664
4273 | Siemens | 40/40L-212SF | UV/IR FLM DET WO2 75C 3/4" SS FM | 1 |  | 1 | 10965.6 | 15% | 9320.76
4274 | Siemens | 40/40L-222SF | UV/IR FLM DET WO2 85C 3/4" SS FM | 1 |  | 1 | 11384.064 | 15% | 9676.4544
4275 | Siemens | 40/40LB-112SF | UV/IR FLM DET BIT WO1 75C 3/4" SS FM | 1 |  | 1 | 12208.32 | 15% | 10377.072
4276 | Siemens | 40/40LB-122SF | UV/IR FLM DET BIT WO1 85C 3/4" SS FM | 1 |  | 1 | 12852 | 15% | 10924.2
4277 | Siemens | 40/40LB-212SF | UV/IR FLM DET BIT WO2 75C 3/4" SS FM | 1 |  | 1 | 12208.32 | 15% | 10377.072
4278 | Siemens | 40/40LB-222SF | UV/IR FLM DET BIT WO2 85C 3/4" SS FM | 1 |  | 1 | 13229.28 | 15% | 11244.888
4279 | Siemens | 40/40L4-112SF | UV/IR FLM DET 4.5U WO1 75C 3/4" SS FM | 1 |  | 1 | 10961.28 | 15% | 9317.088
4280 | Siemens | 40/40L4-122SF | UV/IR FLM DET 4.5U WO1 85C 3/4" SS FM | 1 |  | 1 | 11963.52 | 15% | 10168.992
4281 | Siemens | 40/40L4-212SF | UV/IR FLM DET 4.5U WO2 75C 3/4" SS FM | 1 |  | 1 | 10648.8 | 15% | 9051.48
4282 | Siemens | 40/40L4-222SF | UV/IR FLM DET 4.5U WO2 85C 3/4" SS FM | 1 |  | 1 | 11963.52 | 15% | 10168.992
4283 | Siemens | 40/40L4B-112SF | UV/IR FLM 4.5U BIT WO1 75C 3/4" SS FM | 1 |  | 1 | 11993.76 | 15% | 10194.696
4284 | Siemens | 40/40L4B-122SF | UV/IR FLM 4.5U BIT WO1 85C 3/4" SS FM | 1 |  | 1 | 13016.16 | 15% | 11063.736
4285 | Siemens | 40/40L4B-212SF | UV/IR FLM 4.5U BIT WO2 75C 3/4" SS FM | 1 |  | 1 | 11993.76 | 15% | 10194.696
4286 | Siemens | 40/40L4B-222SF | UV/IR FLM 4.5U BIT WO2 85C 3/4" SS FM | 1 |  | 1 | 13016.16 | 15% | 11063.736
4287 | Siemens | 40/40U-112SF | UV FLM DET WO1 75C 3/4" SS FM | 1 |  | 1 | 8933.76 | 15% | 7593.696
4288 | Siemens | 40/40U-122SF | UV FLM DET WO1 85C 3/4" SS FM | 1 |  | 1 | 9612 | 15% | 8170.2
4289 | Siemens | 40/40U-212SF | UV FLM DET WO2 75C 3/4" SS FM | 1 |  | 1 | 8432.64 | 15% | 7167.744
4290 | Siemens | 40/40U-222SF | UV FLM DET WO2 85C 3/4" SS FM | 1 |  | 1 | 9355.392 | 15% | 7952.0832
4291 | Siemens | 40/40UB-112SF | UV FLM DET BIT WO1 75C 3/4" SS FM | 1 |  | 1 | 10247.04 | 15% | 8709.984
4292 | Siemens | 40/40UB-122SF | UV FLM DET BIT WO1 85C 3/4" SS FM | 1 |  | 1 | 9954.72 | 15% | 8461.512
4293 | Siemens | 40/40UB-212SF | UV FLM DET BIT WO2 75C 3/4" SS FM | 1 |  | 1 | 9954.72 | 15% | 8461.512
4294 | Siemens | 40/40UB-222SF | UV FLM DET BIT WO2 85C 3/4" SS FM | 1 |  | 1 | 10955.52 | 15% | 9312.192
4295 | Siemens | 20/20-787 | AIR SHIELD - 20/20 MINI | 1 |  | 1 | 607.68 | 15% | 516.528
4296 | Siemens | 787980 | RAIN SHIELD | 1 |  | 1 | 678.24 | 15% | 576.504
4297 | Siemens | 794079-3 | USB/RS485 CONV KIT - PC USB | 1 |  | 1 | 1605.6 | 15% | 1364.76
4298 | Siemens | 40/40-001 | TILT MOUNT - 40/40 | 1 |  | 1 | 632.16 | 15% | 537.336
4299 | Siemens | FS-1300 | LONG RANGE SIMULATOR - SINGLE IR | 1 |  | 1 | 21002.4 | 15% | 17852.04
4300 | Siemens | 777161 | AIR SHIELD - 40/40 | 1 |  | 1 | 2200.32 | 15% | 1870.272
4301 | Siemens | 777163 | WEATHER COVER (STAINLESS) | 1 |  | 1 | 652.32 | 15% | 554.472
4302 | Siemens | DMK-11 | DMK-11 DETECTOR MAINT. KIT FOR HFP-11, HFPO-11, FP-11 | 1 |  | 1 | 34.56 | 15% | 29.376
4303 | Siemens | RL-30 | REMOTE LAMP, RND PLATE FOR OCTG | 1 |  | 1 | 159.84 | 15% | 135.864
4304 | Siemens | RL-40 | REMOTE LAMP, RCTGL PLATE FOR SWITCH | 1 |  | 1 | 151.2 | 15% | 128.52
4305 | Siemens | DA-X3SR | DUCT RELAY MODULE (INTELLIGENT) | 1 |  | 1 | 236.736 | 15% | 201.2256
4306 | Siemens | RSW-1 | RESET SWITCH | 1 |  | 1 | 1048.8 | 15% | 891.48
4307 | Siemens | DA-X3SR | DUCT RELAY MODULE (INTELLIGENT) | 1 |  | 1 | 236.736 | 15% | 201.2256
4308 | Siemens | ZR-MC-R | Z STROBE MULTI-CANDELA WALL RED | 1 |  | 1 | 241.2 | 15% | 205.02
4309 | Siemens | ZR-MC-W | Z STROBE MULTI-CANDELA WALL WHITE | 1 |  | 1 | 241.2 | 15% | 205.02
4310 | Siemens | ZR-MC-CR | Z STROBE MULTI-CANDELA CEILING RED | 1 |  | 1 | 241.2 | 15% | 205.02
4311 | Siemens | ZR-MC-CW | Z STROBE MULTI-CANDELA CEILING WHITE | 1 |  | 1 | 241.2 | 15% | 205.02
4312 | Siemens | SECH-R | HIGH FIDELITY SPEAKER, ROUND, HIFI, CEILING, RED | 1 |  | 1 | 139.968 | 15% | 118.9728
4313 | Siemens | SECH-W | HIGH FIDELITY SPEAKER, ROUND, HIFI, CEILING, WHITE | 1 |  | 1 | 139.968 | 15% | 118.9728
4314 | Siemens | SEH-MC-CR | HIGH FIDELITY SPEAKER STROBE, ROUND, HIFI, CEILING, 15/30/75/110CD, RED | 1 |  | 1 | 292.032 | 15% | 248.2272
4315 | Siemens | SEH-MC-CW | HIGH FIDELITY SPEAKER STROBE, ROUND, HIFI, CEILING, 15/30/75/110CD, WHITE | 1 |  | 1 | 292.032 | 15% | 248.2272
4316 | Siemens | SEH-MC-R | HIGH FIDELITY SPEAKER STROBE, HIFI, WALL, 15/30/75/110 CD, RED | 1 |  | 1 | 292.032 | 15% | 248.2272
4317 | Siemens | SEH-MC-W | HIGH FIDELITY SPEAKER STROBE, HIFI, WALL, 15/30/75/110 CD, WHITE | 1 |  | 1 | 292.032 | 15% | 248.2272
4318 | Siemens | SEH-R | HIGH FIDELITY SPEAKER, SQUARE, HIFI, WALL, RED | 1 |  | 1 | 131.328 | 15% | 111.6288
4319 | Siemens | SEH-W | HIGH FIDELITY SPEAKER, SQUARE, HIFI, WALL, WHITE | 1 |  | 1 | 131.328 | 15% | 111.6288
4320 | Siemens | SEH-AMC-CW-ALERT | SPK-ST,CLG,AMB,ALR,W | 1 |  | 1 | 317.952 | 15% | 270.2592
4321 | Siemens | SEH-AMC-W-ALERT | SPK-ST,WALL,AMB,ALR,W | 1 |  | 1 | 317.952 | 15% | 270.2592
4322 | Siemens | SEH-CW-ALERT | SPK,CLG,ALR,W | 1 |  | 1 | 160.704 | 15% | 136.5984
4323 | Siemens | SEH-MC-CW-ALERT | SPK-ST,CLG,ALR,W | 1 |  | 1 | 305.856 | 15% | 259.9776
4324 | Siemens | SEH-MC-CW-BLANK | SPK-ST,CLG,BLNK,W | 1 |  | 1 | 305.856 | 15% | 259.9776
4325 | Siemens | SEH-MC-R-ALERT | SPK-ST,WALL,ALR,R | 1 |  | 1 | 305.856 | 15% | 259.9776
4326 | Siemens | SEH-MC-W-ALERT | SPK-ST,WALL,ALR,W | 1 |  | 1 | 305.856 | 15% | 259.9776
4327 | Siemens | SEH-MC-W-BLANK | SPK-ST,WALL,BLNK,W | 1 |  | 1 | 305.856 | 15% | 259.9776
4328 | Siemens | SEH-W-ALERT | SPK,WALL,ALR,W | 1 |  | 1 | 160.704 | 15% | 136.5984
4329 | Siemens | SE-MC-R | E SPEAKER MULTI CANDELA RED | 1 |  | 1 | 297.216 | 15% | 252.6336
4330 | Siemens | SE-MC-W | E SPEAKER MULTI CANDELA WHITE | 1 |  | 1 | 297.216 | 15% | 252.6336
4331 | Siemens | SE-R | E SPEAKER RED | 1 |  | 1 | 105.408 | 15% | 89.5968
4332 | Siemens | SE-W | E SPEAKER WHITE | 1 |  | 1 | 105.408 | 15% | 89.5968
4333 | Siemens | SE-MC-CR | E SPEAKER MULTI CANDELA RED CEILING | 1 |  | 1 | 297.216 | 15% | 252.6336
4334 | Siemens | SE-MC-CW | E SPEAKER MULTI CANDELA WHITE CEILING | 1 |  | 1 | 297.216 | 15% | 252.6336
4335 | Siemens | SEC-R | E SPEAKER RED CEILING | 1 |  | 1 | 114.048 | 15% | 96.9408
4336 | Siemens | SEC-W | E SPEAKER WHITE CEILING | 1 |  | 1 | 114.048 | 15% | 96.9408
4337 | Siemens | SEF-MC-R | E SPEAKER FLUSH MULTI CANDELA RED | 1 |  | 1 | 297.216 | 15% | 252.6336
4338 | Siemens | SEF-MC-W | E SPEAKER FLUSH MULTI CANDELA WHITE | 1 |  | 1 | 297.216 | 15% | 252.6336
4339 | Siemens | SEF-R | E SPEAKER FLUSH RED | 1 |  | 1 | 105.408 | 15% | 89.5968
4340 | Siemens | SEF-W | E SPEAKER FLUSH WHITE | 1 |  | 1 | 105.408 | 15% | 89.5968
4341 | Siemens | SEF-MC-CW | E SPEAKER FLUSH MULTI CANDELA CEILING WHITE | 1 |  | 1 | 297.216 | 15% | 252.6336
4342 | Siemens | SEF-CR | E SPEAKER FLUSH CEILING RED | 1 |  | 1 | 114.048 | 15% | 96.9408
4343 | Siemens | SEF-CW | E SPEAKER FLUSH CEILING WHITE | 1 |  | 1 | 114.048 | 15% | 96.9408
4344 | Siemens | SEFH-CR | HIGH FIDELITY SPEAKER, ROUND, HIFI, LOW PROFILE, CEILING, RED | 1 |  | 1 | 189.6 | 15% | 161.16
4345 | Siemens | SEFH-CW | HIGH FIDELITY SPEAKER, ROUND, HIFI, LOW PROFILE, CEILING, WHITE | 1 |  | 1 | 189.6 | 15% | 161.16
4346 | Siemens | SEFH-MC-CW | HIGH FIDELITY SPEAKER STROBE, ROUND, HIFI, LOW PROFILE, CEILING, 15/30/75/95CD, WHITE | 1 |  | 1 | 397.2 | 15% | 337.62
4347 | Siemens | SEFH-MC-R | HIGH FIDELITY SPEAKER STROBE, SQUARE, HIFI, LOW PROFILE, WALL, 15/30/75/110CD, RED | 1 |  | 1 | 397.2 | 15% | 337.62
4348 | Siemens | SEFH-MC-W | HIGH FIDELITY SPEAKER STROBE, SQUARE, HIFI, LOW PROFILE, WALL, 15/30/75/110CD, WHITE | 1 |  | 1 | 397.2 | 15% | 337.62
4349 | Siemens | SEFH-R | HIGH FIDELITY SPEAKER, SQUARE, HIFI, LOW PROFILE, WALL, RED | 1 |  | 1 | 180 | 15% | 153
4350 | Siemens | SEFH-W | HIGH FIDELITY SPEAKER, SQUARE, HIFI, LOW PROFILE, WALL, WHITE | 1 |  | 1 | 180 | 15% | 153
4351 | Siemens | SEFH-AMC-CW-ALERT | SPK-ST,CLG,AMB,ALR,W | 1 |  | 1 | 432 | 15% | 367.2
4352 | Siemens | SEFH-AMC-W-ALERT | SPK-ST,CLG,AMB,ALR,W | 1 |  | 1 | 432 | 15% | 367.2
4353 | Siemens | SEFH-HMC-CR-ALERT | SPK-ST,CLG,ALR,R | 1 |  | 1 | 314.4 | 15% | 267.24
4354 | Siemens | SEFH-MC-CR | SPK-ST,CLG,R | 1 |  | 1 | 416.4 | 15% | 353.94
4355 | Siemens | SEFH-MC-CR-ALERT | SPK-ST,CLG,ALR,R | 1 |  | 1 | 416.4 | 15% | 353.94
4356 | Siemens | SEFH-MC-CW-ALERT | SPK-ST,CLG,ALR,W | 1 |  | 1 | 416.4 | 15% | 353.94
4357 | Siemens | SEFH-MC-CW-BLANK | SPK-ST,CLG,BLNK,W | 1 |  | 1 | 416.4 | 15% | 353.94
4358 | Siemens | SEFH-MC-R-ALERT | SPK-ST,WALL,ALR,R | 1 |  | 1 | 416.4 | 15% | 353.94
4359 | Siemens | SEFH-MC-W-ALERT | SPK,ST,WALL,ALR,W | 1 |  | 1 | 416.4 | 15% | 353.94
4360 | Siemens | SEFH-MC-W-BLANK | SPK-ST,WALL,BLNK,W | 1 |  | 1 | 416.4 | 15% | 353.94
4361 | Siemens | SET-S17-R-WP | ET SPKR 15/75 STROBE RED WEATHERPROOF | 1 |  | 1 | 370.8 | 15% | 315.18
4362 | Siemens | MH115-R | MECHANICAL HORN 115VAC RED | 1 |  | 1 | 146.4 | 15% | 124.44
4363 | Siemens | AH-R | AH HORN RED WEATHERPROOF | 1 |  | 1 | 103.2 | 15% | 87.72
4364 | Siemens | AH-W | AH HORN WHITE | 1 |  | 1 | 107.136 | 15% | 91.0656
4365 | Siemens | AS-MC-CR | AS HORN MULTI CANDELA CEILING RED | 1 |  | 1 | 240.192 | 15% | 204.1632
4366 | Siemens | AS-MC-CW | AS HORN MULTI CANDELA CEILING WHITE | 1 |  | 1 | 240.192 | 15% | 204.1632
4367 | Siemens | AS-HMC-CR | AS HORN HI MULTI CANDELA RED CEILING | 1 |  | 1 | 255.6 | 15% | 217.26
4368 | Siemens | AS-HMC-CW | AS HORN HI MULTI CANDELA WHITE CEILING | 1 |  | 1 | 255.6 | 15% | 217.26
4369 | Siemens | AS-MC-R | AS HORN MULTI CANDELA RED | 1 |  | 1 | 240.192 | 15% | 204.1632
4370 | Siemens | AS-MC-W | AS HORN MULTI CANDELA WHITE | 1 |  | 1 | 240.192 | 15% | 204.1632
4371 | Siemens | AS-HMC-R | AS HORN HI MULTI CANDELA RED | 1 |  | 1 | 255.6 | 15% | 217.26
4372 | Siemens | AS-HMC-W | AS HORN HI MULTI CANDELA WHITE | 1 |  | 1 | 255.6 | 15% | 217.26
4373 | Siemens | NH-CW | NH HORN WHITE CEILING | 1 |  | 1 | 117.504 | 15% | 99.8784
4374 | Siemens | NS-MC-CR | NS HORN MULTI-CANDELA RED CEILING | 1 |  | 1 | 231.552 | 15% | 196.8192
4375 | Siemens | NS-MC-CW | NS HORN MULTI-CANDELA WHITE CEILING | 1 |  | 1 | 231.552 | 15% | 196.8192
4376 | Siemens | NS-HMC-CR | NS HORN HI MULTI-CANDELA RED CEILING | 1 |  | 1 | 253.2 | 15% | 215.22
4377 | Siemens | NS-HMC-CW | NS HORN HI MULTI-CANDELA WHITE CEILING | 1 |  | 1 | 253.2 | 15% | 215.22
4378 | Siemens | ZH-R | Z HORN RED | 1 |  | 1 | 159.6 | 15% | 135.66
4379 | Siemens | ZH-W | Z HORN WHITE | 1 |  | 1 | 159.6 | 15% | 135.66
4380 | Siemens | ZH-MC-R | Z HORN MULTI CANDELA WALL RED | 1 |  | 1 | 315.6 | 15% | 268.26
4381 | Siemens | ZH-MC-W | Z HORN MULTI CANDELA WALL WHITE | 1 |  | 1 | 315.6 | 15% | 268.26
4382 | Siemens | ZH-MC-CR | Z HORN MULTI CANDELA CEILING RED | 1 |  | 1 | 315.6 | 15% | 268.26
4383 | Siemens | ZH-MC-CW | Z HORN MULTI CANDELA CEILING WHITE | 1 |  | 1 | 315.6 | 15% | 268.26
4384 | Siemens | HS-R | HS HORN RED | 1 |  | 1 | 119.232 | 15% | 101.3472
4385 | Siemens | HS-W | HS HORN WHITE | 1 |  | 1 | 119.232 | 15% | 101.3472
4386 | Siemens | APS-R | APS BELL CONCEALED CONDUIT ADAPTER PLATE | 1 |  | 1 | 22.8 | 15% | 19.38
4387 | Siemens | SFPS-R | SEMI-FLUSH PLATE RED | 1 |  | 1 | 21.6 | 15% | 18.36
4388 | Siemens | SPSB-R | SE SPEAKER WALL SURFACE BACK BOX RED | 1 |  | 1 | 46.8 | 15% | 39.78
4389 | Siemens | BF-F | BELL 4 24V DC RED VIB | 1 |  | 1 | 2132.352 | 15% | 1812.4992
4390 | Siemens | BS-AL | BELL 6 120VAC RED VIB | 1 |  | 1 | 3051.648 | 15% | 2593.9008
4391 | Siemens | BS-SS | BELL 6 24V DC RED SS | 1 |  | 1 | 2574.72 | 15% | 2188.512
4392 | Siemens | BT-SS-AC | BELL 10 120VAC RED SS | 1 |  | 1 | 3051.648 | 15% | 2593.9008
4393 | Siemens | SDH-2A | 120VAC CONCEALED WIRING | 1 |  | 1 | 398.4 | 15% | 338.64
4394 | Siemens | SDH-3A | 120VAC SURFACE WIRING | 1 |  | 1 | 398.4 | 15% | 338.64
4395 | Siemens | SDH-2D | 24VDC CONCEALED WIRING | 1 |  | 1 | 398.4 | 15% | 338.64
4396 | Siemens | SDH-3D | 24VDC SURFACE WIRING | 1 |  | 1 | 398.4 | 15% | 338.64
4397 | Siemens | SLSCR-NA | SLSCR-NA ST,CLG,RED,NO-TXT,AMBER | 1 |  | 1 | 194.4 | 15% | 165.24
4398 | Siemens | SLSCR-N | SLSCR-N ST,CLG,RED,NO-TXT | 1 |  | 1 | 184.8 | 15% | 157.08
4399 | Siemens | SLSPSWW-NA | SLSPSWW-NA SPK/ST,WALL,WHT,NO-TXT,AMBER | 1 |  | 1 | 291.6 | 15% | 247.86
4400 | Siemens | SLSPSCW-A | SLSPCW-A SPK/ST,CLG,WHT,AGENT | 1 |  | 1 | 291.6 | 15% | 247.86
4401 | Siemens | SLSPSCR-A | SLSPSCR-A SPK/ST,CLG,RED,AGENT | 1 |  | 1 | 291.6 | 15% | 247.86
4402 | Siemens | SLSPSCR-NA | SLSPSCR-NA SPK/ST,CLG,RED,NO-TXT,AMBER | 1 |  | 1 | 291.6 | 15% | 247.86
4403 | Siemens | SLSPCW-A | SLSPCW-A SPK,CLG,WHT,AGENT | 1 |  | 1 | 169.2 | 15% | 143.82
4404 | Siemens | ST-AMC-W-MNS-ALERT | MNS Amber Strobe multi CD wall White -ALERT | 1 |  | 1 | 224.64 | 15% | 190.944
4405 | Siemens | ST-AMC-CW-MNS-ALRT | MNS Amber Strobe multi CD ceiling White - ALERT | 1 |  | 1 | 276.48 | 15% | 235.008
4406 | Siemens | ST-AMC-R-MNS-ALERT | MNS Amber Strobe multi CD wall Red -ALERT | 1 |  | 1 | 224.64 | 15% | 190.944
4407 | Siemens | ST-AMC-CR-MNS-ALRT | MNS Amber Strobe multi CD ceiling Red - ALERT | 1 |  | 1 | 224.64 | 15% | 190.944
4408 | Siemens | ST-CMC-W-MNS-ALERT | MNS Clear Strobe multi CD wall White -ALERT | 1 |  | 1 | 186.624 | 15% | 158.6304
4409 | Siemens | ST-CMC-CW-MNS-ALRT | MNS Clear Strobe multi CD ceiling White - ALERT | 1 |  | 1 | 186.624 | 15% | 158.6304
4410 | Siemens | ST-CMC-R-MNS-ALERT | MNS Clear Strobe multi CD wall Red -ALERT | 1 |  | 1 | 186.624 | 15% | 158.6304
4411 | Siemens | ST-CMC-CR-MNS-ALRT | MNS Clear Strobe multi CD ceiling Red - ALERT | 1 |  | 1 | 186.624 | 15% | 158.6304
4412 | Siemens | VSP-964 | VESDA-E VEU Replacement (spare part) Smoke Detection Chamber | 1 |  | 1 | 6854.4 | 15% | 5826.24
4413 | Siemens | VRT-X00 | VESDA-E Analytics Relay Module | 1 |  | 1 | 3166.8 | 15% | 2691.78
4414 | Siemens | XAS-1-US-SIE | XAS-1 US SINGLE-ZONE AIR SAMPLING UNIT, with Siemens Base installed & Baffles | 1 |  | 1 | 3695.04 | 15% | 3140.784
4415 | Siemens | XAS-2-US-SIE | XAS-2 US DUAL-ZONE AIR SAMPLING UNIT, with Siemens Base installed & Baffles | 1 |  | 1 | 4521.6 | 15% | 3843.36
4416 | Siemens | LF-42249 | 50 ft (15m) FLEXIBLE SINGLE-CORE TUBING | 1 |  | 1 | 325.44 | 15% | 276.624
4417 | Siemens | LF-42250 | 25 ft (7.5m) FLEXIBLE SINGLE-CORE TUBING | 1 |  | 1 | 288 | 15% | 244.8
4418 | Siemens | LF-42285 | SINGLE ZONE KIT - INCLUDES (1) 18" TWO-HOLE METAL SAMPLING TUBE AND (1) EXHAUST TUBE | 1 |  | 1 | 72 | 15% | 61.2
4419 | Siemens | LF-42286 | SINGLE ZONE KIT - INCLUDES (1) 36" THREE-HOLE METAL SAMPLING TUBE AND (1) EXHAUST TUBE | 1 |  | 1 | 109.44 | 15% | 93.024
4420 | Siemens | LF-42287 | SINGLE ZONE KIT - INCLUDES (1) 60" FOUR-HOLE METAL SAMPLING TUBE AND (1) EXHAUST TUBE | 1 |  | 1 | 151.2 | 15% | 128.52
4421 | Siemens | LF-42288 | DUAL ZONE KIT - INCLUDES (2) 18" TWO-HOLE METAL SAMPLING TUBE AND (1) EXHAUST TUBE | 1 |  | 1 | 136.8 | 15% | 116.28
4422 | Siemens | LF-42289 | DUAL ZONE KIT - INCLUDES (2) 36" THREE-HOLE METAL SAMPLING TUBE AND (1) EXHAUST TUBE | 1 |  | 1 | 216 | 15% | 183.6
4423 | Siemens | LF-42290 | DUAL ZONE KIT - INCLUDES (2) 60" FOUR-HOLE METAL SAMPLING TUBE AND (1) EXHAUST TUBE | 1 |  | 1 | 303.84 | 15% | 258.264
4424 | Siemens | LF-42241 | Single-zone Sampling kit - includes tube mounting plate, compression fittings, adaptors , elbows and reducers. | 1 |  | 1 | 476.64 | 15% | 405.144
4425 | Siemens | LF-42243 | Dual-zone Sampling kit - includes (3) tube mounting plates, compression fittings, adaptors, elbows and reducers. | 1 |  | 1 | 652.32 | 15% | 554.472
4426 | Siemens | LF-42282 | Single-zone Water Trap kit - includes 3/4" CPVC pipe, fittings and ball valve to provide water trap function on installations which are subject to high humidity and/or condensation. For use with Model XAS-1-US. | 1 |  | 1 | 378.72 | 15% | 321.912
4427 | Siemens | LF-42283 | Dual-zone Water Trap kit - includes 3/4" CPVC pipe, fittings and ball valve to provide water trap function on installations which are subject to high humidity and/or condensation. For use with Model XAS-2-US. | 1 |  | 1 | 524.16 | 15% | 445.536
4428 | Siemens | 02-FL53 | XAS Inlet air filter (package of 10, Model 80-0020-0 filters). Replacement air filter package of qty. 10 Model 80-0020-0 filters | 1 |  | 1 | 264.96 | 15% | 225.216
4429 | Siemens | 06-0000 | Blanking Baffle (qty. 10 baffles per pkg.) | 1 |  | 1 | 345.6 | 15% | 293.76
4430 | Siemens | 06-SE10 | Siemens Model HFP-11 Baffle (qty. 10 baffles per pkg.) | 1 |  | 1 | 352.8 | 15% | 299.88
4431 | Siemens | VKT-301 | OSID DEMO KIT - INCLUDES (2) OSP-SPW (1) OSI-90 (1) OSID-INST | 1 |  | 1 | 11798.4 | 15% | 10028.64
4432 | Siemens | VPS-400US-48 | VPS-400US-48 P/S UNIT | 1 |  | 1 | 4614 | 15% | 3921.9
4433 | Siemens | VRT-V00 | Display, VLF, with a remote termination card. Equipped with 7 Relays. | 1 |  | 1 | 5144.4 | 15% | 4372.74
4434 | Siemens | VRT-501 | REMOTE TERMINATION AND RELAY PROCESSOR CARD, WITH BLANK PLATE IN REMOTE MOUNTING BOX (WITH 7 RELAYS FOR LaserSCANNER) | 1 |  | 1 | 3324.672 | 15% | 2825.9712
4435 | Siemens | VSW-226 | VSM3 UPGRADE - PRIMARY LICENSE | 1 |  | 1 | 5684.4 | 15% | 4831.74
4436 | Siemens | VSP-000 | BLANK PLATE WITH VESDA LOGO | 1 |  | 1 | 112.8 | 15% | 95.88
4437 | Siemens | VSP-001 | VSP-001 PROGRAMMER MODULE | 1 |  | 1 | 3288 | 15% | 2794.8
4438 | Siemens | VSP-003 | VSP-003 VESDANET SOCKET KIT | 1 |  | 1 | 2638.8 | 15% | 2242.98
4439 | Siemens | VSP-011 | RECESS MOUNTING KIT FOR VLP OR VLS DETECTOR | 1 |  | 1 | 853.2 | 15% | 725.22
4440 | Siemens | VSP-012 | RECESS MOUNTING KIT FOR REMOTE SINGLE BOXES | 1 |  | 1 | 824.256 | 15% | 700.6176
4441 | Siemens | VSP-013 | DETECTOR COVER ASSEMBLY WITH EMC SHIELDS | 1 |  | 1 | 1341.6 | 15% | 1140.36
4442 | Siemens | VSP-014 | 7-RELAY HEAD TERMINATION CARD (HTC7) | 1 |  | 1 | 3595.2 | 15% | 3055.92
4443 | Siemens | VSP-015 | ASPIRATOR FOR LASERPLUS & SCANNER | 1 |  | 1 | 2235.6 | 15% | 1900.26
4444 | Siemens | VSP-016 | 12 RELAY HEAD TERMINATION CARD (HTC12) | 1 |  | 1 | 5266.8 | 15% | 4476.78
4445 | Siemens | VSP-018 | FILTER SWITCH | 1 |  | 1 | 294 | 15% | 249.9
4446 | Siemens | VSP-020 | COVER SCREWS (EACH) | 1 |  | 1 | 39.744 | 15% | 33.7824
4447 | Siemens | VSP-100 | BLANK PLATE WITH FOK LED'S AND LOGO | 1 |  | 1 | 661.824 | 15% | 562.5504
4448 | Siemens | VSP-102 | VLP RELAY PROCESSOR MODULE (DRP) | 1 |  | 1 | 1653.696 | 15% | 1405.6416
4449 | Siemens | VSP-208 | 12 RELAY REMOTE TERMINATION CARD (RTC12) | 1 |  | 1 | 2296.8 | 15% | 1952.28
4450 | Siemens | VSP-515 | COMPACT (VN) TERMINATION CARD (CTC-VN) | 1 |  | 1 | 3800.4 | 15% | 3230.34
4451 | Siemens | 18984 | DECAL LaserCOMPACT DETECTOR SPANISH | 1 |  | 1 | 98.4 | 15% | 83.64
4452 | Siemens | 19015 | DECAL LaserCOMPACT REMOTE DISPLAY SPANISH | 1 |  | 1 | 98.4 | 15% | 83.64
4453 | Siemens | 18761 | DECAL LaserPLUS DISPLAY SPANISH | 1 |  | 1 | 98.4 | 15% | 83.64
4454 | Siemens | 18773 | DECAL LaserSCANNER DISPLAY SPANISH | 1 |  | 1 | 98.4 | 15% | 83.64
4455 | Siemens | 18986 | DECAL LaserCOMPACT DETECTOR PORTUGUESE | 1 |  | 1 | 98.4 | 15% | 83.64
4456 | Siemens | 19029 | DECAL LaserCOMPACT REMOTE DISPLAY PORTUGUESE | 1 |  | 1 | 98.4 | 15% | 83.64
4457 | Siemens | 19237 | DECAL LaserPLUS DISPLAY PORTUGUESE | 1 |  | 1 | 98.4 | 15% | 83.64
4458 | Siemens | 19238 | DECAL LaserSCANNER DISPLAY PORTUGUESE | 1 |  | 1 | 98.4 | 15% | 83.64
4459 | Siemens | E700-FIL-ASSY | E700-FIL-ASSY EXTERNAL FILTER ASSEMBLY | 1 |  | 1 | 652.8 | 15% | 554.88
4460 | Siemens | E-700-SP | E-700-SP CAPILLARY (MINIATURE) | 1 |  | 1 | 62.208 | 15% | 52.8768
4461 | Siemens | E-700-TUBE | E-700-TUBE CAPILLARY TUBING | 1 |  | 1 | 580.608 | 15% | 493.5168
4462 | Siemens | E-700-CAP | E-700-CAP CONNECTOR KIT | 1 |  | 1 | 70.848 | 15% | 60.2208
4463 | Siemens | E-700-SP-DCL-PT | E-700-SP-DCL-PT ROUND STYLE | 1 |  | 1 | 60.48 | 15% | 51.408
4464 | Siemens | E-700-SPLR | E-700-SP-DCL-R CAPILLARY (MIN) | 1 |  | 1 | 88.128 | 15% | 74.9088
4465 | Siemens | E-700-SPLG | E-700-SP-DCL-G CAPILLARY MINI | 1 |  | 1 | 88.128 | 15% | 74.9088
4466 | Siemens | E-700-SP-DCL | E-700-SP-DCL-A SAMPLING POINT | 1 |  | 1 | 330.048 | 15% | 280.5408
4467 | Siemens | E-700-SPDCLPIPE | E-700-SP-DCL-PIPE SAMPLING | 1 |  | 1 | 55.296 | 15% | 47.0016
4468 | Siemens | VKT-020-US | VESDA LaserFOCUS VKT-020 LaserFOCUS 250 (INCLUDES VLC-505. INCLUDES CARRYING CASE, POWER SUPPLY, PROGRAMMING SOFTWARE, SAMPLING PIPE, SAMPLE CAPILLARY KIT WITH SAMPLING POINT INLET PIPE CONVERTER) | 1 |  | 1 | 7003.2 | 15% | 5952.72
4469 | Siemens | VKT-050-US | VESDA LaserFOCUS SALES DEMO KIT VKT-050 LaserFOCUS 500 INCLUDES CARRYING CASE, POWER SUPPLY, PROGRAMMING SOFTWARE, SAMPLING PIPE, SAMPLE CAPILLARY KIT WITH CONVERTER) SAMPLING POINT, INLET PIPE CONVERTER) | 1 |  | 1 | 7003.2 | 15% | 5952.72
4470 | Siemens | VKT-020 | VESDA LaserFOCUS DEMO KIT (INCLUDES POWER CONNECTOR PLUS INSTALLED AND SHORT LENGTH PIPE, ELBOW , END CAP AND TWO PIPE LABELS.) LaserFOCUS 250 | 1 |  | 1 | 5953.2 | 15% | 5060.22
4471 | Siemens | VKT-050 | VESDA LaserFOCUS DEMO KIT (INCLUDES POWER CONNECTOR PLUS INSTALLED AND SHORT LENGTH PIPE, ELBOW , END CAP AND TWO PIPE LABELS.) LaserFOCUS 500 | 1 |  | 1 | 5953.2 | 15% | 5060.22
4472 | Siemens | ST-MC-R-AR | AGENT RELEASE STROBE ONLY RED | 1 |  | 1 | 167.616 | 15% | 142.4736
4473 | Siemens | SP40S | SAFEPATH MULTIFUNCTION FACILITY COMMU SYS | 1 |  | 1 | 10584 | 15% | 8996.4
4474 | Siemens | SP40S-B | SAFEPATH MULTIFUNCTION FACILITY COMMUN SYS,BLK | 1 |  | 1 | 10584 | 15% | 8996.4
4475 | Siemens | SP40SE | SAFEPATH MULTIFUNCTION FACILITY COMMUN SYS, 220 VAC | 1 |  | 1 | 13123.2 | 15% | 11154.72
4476 | Siemens | AM-SP40S-SMK | SP40S AFTER MKT 8 MESSAGE STANDARD MESSAGE KIT | 1 |  | 1 | 1171.2 | 15% | 995.52
4477 | Siemens | AM-SP40S-PMK | SP40S AFTER MKT 8 MESSAGE FACTORY PROGRAM KIT | 1 |  | 1 | 1171.2 | 15% | 995.52
4478 | Siemens | AM-SP40S-NBT | SP40S NARROWBAND TONE MESSAGE KIT | 1 |  | 1 | 1171.2 | 15% | 995.52
4479 | Siemens | SPB-160 | SP40S SUPERVISED AUDIO POWER BOOSTER,160W,RD | 1 |  | 1 | 12781.2 | 15% | 10864.02
4480 | Siemens | SPB-160-B | SP40S SUPERVISED AUDIO POWER BOOSTER,160W,BLK | 1 |  | 1 | 12781.2 | 15% | 10864.02
4481 | Siemens | SPB-160E | SP40S SUPERVISED AUDIO POWER BOOSTER,160W,RD, 220 VAC | 1 |  | 1 | 12781.2 | 15% | 10864.02
4482 | Siemens | SPB-160E-B | SP40S SUPERVISED AUDIO POWER BOOSTER,160W,RD, 220 VAC,BLK | 1 |  | 1 | 12781.2 | 15% | 10864.02
4483 | Siemens | SPB-80/4 | SP SUPERV AUDIO POWER BOOSTER,80W,4A STRB PWR,RD | 1 |  | 1 | 12781.2 | 15% | 10864.02
4484 | Siemens | SPB-80/4-B | SP SUPERV AUDIO POWER BOOSTER,80W,4A STRB PWR,BLK | 1 |  | 1 | 12781.2 | 15% | 10864.02
4485 | Siemens | SPB-80/4E | SP SUPERV AUDIO POWER BOOSTER,80W,4A STRB PWR,RD, 220 VAC | 1 |  | 1 | 12781.2 | 15% | 10864.02
4486 | Siemens | SPB-80/4E-B | SP SUPERV AUDIO POWER BOOSTER,80W,4A STRB PWR,RD, 220 VAC,BLK | 1 |  | 1 | 12781.2 | 15% | 10864.02
4487 | Siemens | SPB-320 | AUDIO POWER BOOSTER,320W, RED ENCLOSURE | 1 |  | 1 | 25563.6 | 15% | 21729.06
4488 | Siemens | SPB-320-B | AUDIO POWER BOOSTER, 320W, BLACK ENCLOSURE | 1 |  | 1 | 25563.6 | 15% | 21729.06
4489 | Siemens | SPB-320E | AUDIO POWER BOOSTER, 320W, 220VAC / 50 Hz | 1 |  | 1 | 25563.6 | 15% | 21729.06
4490 | Siemens | SP4Z-A/B | SP40S SPKR SPLITTER,4 ZONE CLASS B OR 2 ZONE CLASS A | 1 |  | 1 | 1790.4 | 15% | 1521.84
4491 | Siemens | SPMB4Z | SPB AUDIO BOOSTER SPLITER MOUNTING BRACKET | 1 |  | 1 | 478.8 | 15% | 406.98
4492 | Siemens | SPRM | SP40S REMOTE BLK MICROPHONE,RED PLATE | 1 |  | 1 | 2102.4 | 15% | 1787.04
4493 | Siemens | SPRM-B | SP40S REMOTE BLK MICROPHONE,BLK PLATE | 1 |  | 1 | 2102.4 | 15% | 1787.04
4494 | Siemens | SPRM-GP | SPB 80/4,SPB 160,SPB 320 GEN PAGING BLK MIC,BLK PLT | 1 |  | 1 | 2102.4 | 15% | 1787.04
4495 | Siemens | SP4-RMX | SP4 MICROPHONE EXPANSION MODULE,BLK | 1 |  | 1 | 3020.4 | 15% | 2567.34
4496 | Siemens | SP4-APS | SP4 ADDRESSABLE PAGING SPLITTER | 1 |  | 1 | 3088.8 | 15% | 2625.48
4497 | Siemens | SP4-TZC | SP 4 ADDRESSAGE ZONE CONTROLER | 1 |  | 1 | 4866 | 15% | 4136.1
4498 | Siemens | TZC-USB | SP4 TZC PROGRAMMING CABLE | 1 |  | 1 | 218.4 | 15% | 185.64
4499 | Siemens | SP-SVC | SAFEPATH SUPERVISED VOLUME CONTROL | 1 |  | 1 | 901.2 | 15% | 766.02
4500 | Siemens | SP4-LOC-FB | LOCAL OPERATOR CONSOLE,FLUSH MOUNT | 1 |  | 1 | 10910.4 | 15% | 9273.84
4501 | Siemens | SP4-LOC-SB | LOCAL OPERATOR CONSOLE,SURFACE MOUNT | 1 |  | 1 | 10910.4 | 15% | 9273.84
4502 | Siemens | SP4-LOC-KIT | SP 4 LOC HVAC EMERGENCY CUTOFF KIT | 1 |  | 1 | 1864.8 | 15% | 1585.08
4503 | Siemens | NACIM | NOTIFICATION APPLIANCE CIRCUIT INTERFACE MODULE | 1 |  | 1 | 560.4 | 15% | 476.34
4504 | Siemens | EOLK | END OF LINE RESISTOR KIT(8 EOL’S), UL LISTED | 1 |  | 1 | 560.4 | 15% | 476.34
4505 | Siemens | EOLK-EM | END OF LINE RESISTOR KIT(32 EOL’S), UL LISTED | 1 |  | 1 | 2011.2 | 15% | 1709.52
4506 | Siemens | LEMD-M | LED ILLUMINATED EMERGENCY TEXT MESSAGE DISPLAY. UL 48 LISTED FOR UFC COMPLIANCE | 1 |  | 1 | 1790.4 | 15% | 1521.84
4507 | Siemens | SPX40S | SAFEPATH SP40S REPLACEMENT MOTHER BOARD | 1 |  | 1 | 6825.6 | 15% | 5801.76
4508 | Siemens | SPBX-160 | SAFEPATH SPB 160 REPLACEMENT MOTHER BOARD | 1 |  | 1 | 7092 | 15% | 6028.2
4509 | Siemens | SPBPS-X | POWER SUPPLY BOARD,SPB160 OR SPB 80/4 | 1 |  | 1 | 4257.6 | 15% | 3618.96
4510 | Siemens | SOLO-A7-DUSTER | CANNED AIR 12-10 OZ | 1 |  | 1 | 729.6 | 15% | 620.16
4511 | Siemens | NCC-GL-KEY | LICENSE KEY FOR 1 PANEL | 1 |  | 1 | 140813.28 | 15% | 119691.288
4512 | Siemens | NCC-G1-KEY | LICENSE KEY FOR UP TO 16 PANELS (Nodes) | 1 |  | 1 | 206056.8 | 15% | 175148.28
4513 | Siemens | NCC-G2-KEY | LICENSE KEY FOR UP TO 32 PANELS (Nodes) | 1 |  | 1 | 274750.56 | 15% | 233537.976
4514 | Siemens | NCC-G3-KEY | LICENSE KEY FOR UP TO 48 PANELS (Nodes) | 1 |  | 1 | 343429.92 | 15% | 291915.432
4515 | Siemens | NCC-G4-KEY | LICENSE KEY FOR UP TO 64 PANELS (Nodes) | 1 |  | 1 | 412119.36 | 15% | 350301.456
4516 | Siemens | NCC-G5-KEY | LICENSE KEY FOR UP TO 128 PANELS (Nodes) | 1 |  | 1 | 480808.8 | 15% | 408687.48
4517 | Siemens | NCC-G6-KEY | LICENSE KEY FOR UP TO 256 PANELS (Nodes) | 1 |  | 1 | 557280 | 15% | 473688
4518 | Siemens | NCC-G7-KEY | LICENSE KEY FOR UP TO 512 PANELS (Nodes) | 1 |  | 1 | 625968 | 15% | 532072.8
4519 | Siemens | NCC-G16-KEY | LICENSE KEY for 16 PANEL (Nodes) EXPANSION | 1 |  | 1 | 68693.76 | 15% | 58389.696
4520 | Siemens | AC5102 | AC5102-G2: ADVANCED CENTRAL CONTROLLER | 1 |  | 1 | 3475.21 | 15% | 2953.9285
4521 | Siemens | ADS5200 | ADS5100-SRI: SINGLE READER INTERFACE | 1 |  | 1 | 492.05 | 15% | 418.2425
4522 | Siemens | ADD5100 | ADD5100-DRI: DUAL READER INTERFACE | 1 |  | 1 | 844.09 | 15% | 717.4765
4523 | Siemens | ADE5300 | ADE5300-ERI: 8 READER INTERFACE | 1 |  | 1 | 2418.44 | 15% | 2055.674
4524 | Siemens | ACC-AP-NC | ACC-AP-NC: TWO DOOR IP CONTROLLER WO ENCLOSURE | 1 |  | 1 | 1973.34 | 15% | 1677.339
4525 | Siemens | VMFI-SNB | VMFI-SNB: MULTI-FUNCTION INTERFACE WO ENCLOSURE | 1 |  | 1 | 1497.79 | 15% | 1273.1215
4526 | Siemens | AFI5100 | AFI5100-IPM: 32 INPUT 4 OUTPUT MODULE | 1 |  | 1 | 1728.01 | 15% | 1468.8085
4527 | Siemens | AFO5100 | AFO5100-OPM: 16 OUTPUT 16 INPUT MODULE | 1 |  | 1 | 1479.51 | 15% | 1257.5835
4528 | Siemens | AFO5200 | AFO5200-8IO: 8-INPUT/OUTPUT MODULE | 1 |  | 1 | 1210.19 | 15% | 1028.6615
4529 | Siemens | ENC-010 | ENC-010: 19" SIPASS ENCLOSURE | 1 |  | 1 | 863.08 | 15% | 733.618
4530 | Siemens | ENC-020 | ENC-020: 28" SIPASS ENCLOSURE | 1 |  | 1 | 961.07 | 15% | 816.9095
4531 | Siemens | ENC-030 | ENC-030: 40" SIPASS ENCLOSURE | 1 |  | 1 | 1078.3 | 15% | 916.555
4532 | Siemens | SMS-3ALS | 75W, 6A/12VDC or 3A/24VDC Switching Power Supply with Charger | 1 |  | 1 | 1171.48 | 15% | 995.758
4533 | Siemens | SMS-6ALS | 150W, 12A/12VDC or 6A/24VDC Switching Power Supply with Charger | 1 |  | 1 | 1429.59 | 15% | 1215.1515
4534 | Siemens | SMS-10ALS | 250W, 20A/12VDC or 10A/24VDC Switching Power Supply with Charger | 1 |  | 1 | 2015.33 | 15% | 1713.0305
4535 | Siemens | AR10S-MF | AR10S-MF: NGCRMIFARE READER SNGL GANG | 1 |  | 1 | 442.21 | 15% | 375.8785
4536 | Siemens | AR40S-MF | AR40S-MF: NGCRMIFARE READER SNGL GANG KP | 1 |  | 1 | 663.34 | 15% | 563.839
4537 | Siemens | AR20M-MF | AR20M-MF: NGCRMIFARE READER MULLION | 1 |  | 1 | 398.01 | 15% | 338.3085
4538 | Siemens | AR50M-MF | AR50M-MF: NGCRMIFARE READER MULLION KP | 1 |  | 1 | 563.84 | 15% | 479.264
4539 | Siemens | APB5100-BL | ABP5100-BL MIFARE Classic 1k ISO Cards - Blank (10pcs) | 1 |  | 1 | 96.24 | 15% | 81.804
4540 | Siemens | IB43-EV2-BL | IB43-EV2-BL MIFARE DESFire EV2 4k ISO - Blank (10pcs) | 1 |  | 1 | 106.12 | 15% | 90.202
4541 | Siemens | IB47-EV2-HD | IB47-EV2-HD MIFARE DESFire EV2 4k ISO Tag Heavy Duty(10pcs) | 1 |  | 1 | 141.33 | 15% | 120.1305
4542 | Siemens | 3CT-E | 3CT-E MIFARE Enrollment Reader | 1 |  | 1 | 475.13 | 15% | 403.8605
4543 | Siemens | 3CT-KIT | 3CT-kit Configuration Card Creation KIT | 1 |  | 1 | 768.6 | 15% | 653.31
4544 | Siemens | ATI5100 | ATI5100 ARMING TERMINAL INTRUSION | 1 |  | 1 | 874.58 | 15% | 743.393
4545 | Siemens | ASL5000-SE | STANDARD EDITION - 24 Doors, 1000 Cards, 1 Client, 1 Web Client | 1 |  | 1 | 1907.46 | 15% | 1621.341
4546 | Siemens | ASL5000-FE | FACILITY EDITION - 32 Doors, 5000 Cards, 2 Client, 1 Web Client, Data Sync, Graphics, Photo ID, Int. | 1 |  | 1 | 12749.96 | 15% | 10837.466
4547 | Siemens | ASL5000-CN | CONNECTED EDITION - 64 Doors, 5,000 Cards, 2 Web Client, 2 HR clients | 1 |  | 1 | 8834.63 | 15% | 7509.4355
4548 | Siemens | ASL5000-OE | OPTIMA EDITION - 64 Doors, 10,000 Cards, 3 Client, 1 Web Client | 1 |  | 1 | 16062.93 | 15% | 13653.4905
4549 | Siemens | ASL5000-CO | CORPORATE EDITION - 128 Doors, 25,000, 5 Clients, 1 Web Client, Data Sync, PhotoID, Graphics, Int. VM, GT | 1 |  | 1 | 40444.18 | 15% | 34377.553
4550 | Siemens | ASL5000-SUR | ASL5000-SUR SiPass Software Support | 1 |  | 1 | 1.42 | 15% | 1.207
4551 | Siemens | ASE5100-DO | ASE5100-DO (ADDITIONAL 8 DOOR EXPANSION) | 1 |  | 1 | 861.96 | 15% | 732.666
4552 | Siemens | ASE5100-DE | ASE5100-DE EXTENSION 32 DOORS | 1 |  | 1 | 2739.3 | 15% | 2328.405
4553 | Siemens | ASE5100-BA | ASE5100-BA (ADDITIONAL 1,000 CARD EXPANSION) | 1 |  | 1 | 1071.34 | 15% | 910.639
4554 | Siemens | ASE5100-BB | ASE5100-BB 10 000 CARD EXTENSION | 1 |  | 1 | 8547.79 | 15% | 7265.6215
4555 | Siemens | ASE5100-WS | ASE5100-WS (ADDITIONAL WORKSTATION) | 1 |  | 1 | 2954.43 | 15% | 2511.2655
4556 | Siemens | ASE5100-WA | ASE5300-WA WEB CLIENT ACCESS | 1 |  | 1 | 742.91 | 15% | 631.4735
4557 | Siemens | ASE5300-ID | ASE5300-ID (PHOTO ID AND IMAGE VERIFICATION) | 1 |  | 1 | 3872.33 | 15% | 3291.4805
4558 | Siemens | ASE5300-GP | ASE5300-GP (GRAPHIC MAPS) | 1 |  | 1 | 1893.12 | 15% | 1609.152
4559 | Siemens | ASE5300-VA | ASE5300-VA SIPASS DVR API (EX. SiVMS INTEGRATION INTO SIPASS) | 1 |  | 1 | 956.62 | 15% | 813.127
4560 | Siemens | ASE5300-HR | ASE5300-HR HR INTERFACE API | 1 |  | 1 | 5650.72 | 15% | 4803.112
4561 | Siemens | AAC-256-VMS | SIPASS API BUNDLE FOR ACM TO 256 DOORS | 1 |  | 1 | 5349.54 | 15% | 4547.109
4562 | Siemens | AAC-1024-VMS | SIPASS API BUNDLE FOR ACM OVER 256 DOORS | 1 |  | 1 | 10971.56 | 15% | 9325.826
4563 | Siemens | AAC-16-GMS | SIPASS GMS INTEGRATION | 1 |  | 1 | 3929.69 | 15% | 3340.2365
4564 | Siemens | ASE5300-DS | ASE5300-DS (DATA SYNCHRONISER) | 1 |  | 1 | 2079.58 | 15% | 1767.643
4565 | Siemens | ASE5300-LE | ASE5300-LE (LOW LEVEL ELEVATOR MANAGEMENT) | 1 |  | 1 | 2868.37 | 15% | 2438.1145
4566 | Siemens | ASE5300-HL | ASE5300-HL (HIGH LEVEL LIFT INTERFACE) | 1 |  | 1 | 8332.66 | 15% | 7082.761
4567 | Siemens | ASE5300-VM | ASE5300-VM (VISITOR MANAGEMENT) | 1 |  | 1 | 3642.85 | 15% | 3096.4225
4568 | Siemens | ASE5300-ME | ASE5300-ME (MIFARE ENCODING) | 1 |  | 1 | 1692.34 | 15% | 1438.489
4569 | Siemens | ASE5300-OC | ASE5300-OC (OPC ALARM AND EVENT CLIENT) | 1 |  | 1 | 2811.01 | 15% | 2389.3585
4570 | Siemens | ASE5300-OS | ASE5300-OS (OPC ALARM AND EVENT SERVER) | 1 |  | 1 | 2811.01 | 15% | 2389.3585
4571 | Siemens | ASE5300-GT | ASE5300-GT (GUARD TOUR) | 1 |  | 1 | 6826.76 | 15% | 5802.746
4572 | Siemens | ASE5300-IN | ASE5300-IN (INTRUSION) | 1 |  | 1 | 1477.21 | 15% | 1255.6285
4573 | Siemens | ASE5300-MF | ASE5300-MF (MESSAGING) | 1 |  | 1 | 3140.89 | 15% | 2669.7565
4574 | Siemens | ASE5300-TR | ASE5300-TR (TIME AND ATTENDANCE EXPORT) | 1 |  | 1 | 684.1 | 15% | 581.485
4575 | Siemens | ASE5300-MA | ASE5300-MA (MANAGEMENT STATION INTERFACE) | 1 |  | 1 | 8605.15 | 15% | 7314.3775
4576 | Siemens | ASE5300-OC | ASE5100-OC LICENSE FOR 8 OFFLINE SALTO COMPONENTS (DOORS) | 1 |  | 1 | 763 | 15% | 648.55
4577 | Siemens | AAC-100-OC | AAC-100-OC 100 OFFLINE DOOR EXPANSION | 1 |  | 1 | 5349.54 | 15% | 4547.109
4578 | Siemens | GBI:MSXP-SP-PI | SIVIDEO CORE SIPASS ACM PLUGIN | 1 |  | 1 | 5111.1 | 15% | 4344.435
4579 | Siemens | GBI:MS50BL | SIVIDEO CORE BASE LICENSE | 1 |  | 1 | 28.15 | 15% | 23.9275
4580 | Siemens | GBI:MS50DL | SIVIDEO CORE DEVICE LICENSE | 1 |  | 1 | 96.31 | 15% | 81.8635
4581 | Siemens | GBI:MS50DL-1YSUR | SIVIDEO CORE DEVICE SUR LICENSE 1YR | 1 |  | 1 | 20.31 | 15% | 17.2635
4582 | Siemens | GBI:MS50DL-2YSUR | SIVIDEO CORE DEVICE SUR LICENSE 2YR | 1 |  | 1 | 40.45 | 15% | 34.3825
4583 | Siemens | GBI:MS50DL-3YSUR | SIVIDEO CORE DEVICE SUR LICENSE 3YR | 1 |  | 1 | 49.03 | 15% | 41.6755
4584 | Siemens | GBI:MS50DL-3YSUS | SIVIDEO CORE DEVICE SUS LIC 3Y BUYIN | 1 |  | 1 | 66.95 | 15% | 56.9075
4585 | Siemens | GBI:MS50DL-5YSUR | SIVIDEO CORE DEVICE SUR LICENSE 5YR | 1 |  | 1 | 72.29 | 15% | 61.4465
4586 | Siemens | GBI:MS100-SP-PI | SIVIDEO CORE PL SIPASS ACM PLUGIN | 1 |  | 1 | 740.75 | 15% | 629.6375
4587 | Siemens | GBI:MS1BL | SIVIDEO CORE PL BASE LICENSE | 1 |  | 1 | 739.26 | 15% | 628.371
4588 | Siemens | GBI:MS1DL | SIVIDEO CORE PL DEVICE LICENSE | 1 |  | 1 | 220.74 | 15% | 187.629
4589 | Siemens | GBI:MS1DL-1YSUR | SIVIDEO CORE PL DEVICE SUR LICENSE 1YR | 1 |  | 1 | 46.37 | 15% | 39.4145
4590 | Siemens | GBI:MS1DL-2YSUR | SIVIDEO CORE PL DEVICE SUR LICENSE 2YR | 1 |  | 1 | 92.75 | 15% | 78.8375
4591 | Siemens | GBI:MS1DL-3YSUR | SIVIDEO CORE PL DEVICE SUR LICENSE 3YR | 1 |  | 1 | 112.59 | 15% | 95.7015
4592 | Siemens | GBI:MS1DL-3YSUS | SIVIDEO CORE PL DEVICE SUS LICENSE 3YR | 1 |  | 1 | 151.12 | 15% | 128.452
4593 | Siemens | GBI:MS1DL-5YSUR | SIVIDEO CORE PL DEVICE SUR LICENSE 5YR | 1 |  | 1 | 165.93 | 15% | 141.0405
4594 | Siemens | GBI:MS200-SP-PI | SIVIDEO ADVANCED SIPASS ACM PLUGIN | 1 |  | 1 | 1111.11 | 15% | 944.4435
4595 | Siemens | GBI:MS2BL | SIVIDEO ADVANCED BASE LICENSE | 1 |  | 1 | 2962.96 | 15% | 2518.516
4596 | Siemens | GBI:MS2BL-1YSUR | SIVIDEO ADVANCED BASE SUR LICENSE 1YR | 1 |  | 1 | 622.22 | 15% | 528.887
4597 | Siemens | GBI:MS2BL-2YSUR | SIVIDEO ADVANCED BASE SUR LICENSE 2YR | 1 |  | 1 | 1244.45 | 15% | 1057.7825
4598 | Siemens | GBI:MS2BL-3YSUR | SIVIDEO ADVANCED BASE SUR LICENSE 3YR | 1 |  | 1 | 1511.11 | 15% | 1284.4435
4599 | Siemens | GBI:MS2BL-3YSUS | SIVIDEO ADVANCED BASE SUS LICENSE 3YR | 1 |  | 1 | 1896.3 | 15% | 1611.855
4600 | Siemens | GBI:MS2BL-5YSUR | SIVIDEO ADVANCED BASE SUR LICENSE 5YR | 1 |  | 1 | 2222.22 | 15% | 1888.887
4601 | Siemens | GBI:MS2DL | SIVIDEO ADVANCED DEVICE LICENSE | 1 |  | 1 | 294.81 | 15% | 250.5885
4602 | Siemens | GBI:MS2DL-1YSUR | SIVIDEO ADVANCED DEVICE SUR LICENSE 1YR | 1 |  | 1 | 62.09 | 15% | 52.7765
4603 | Siemens | GBI:MS2DL-2YSUR | SIVIDEO ADVANCED DEVICE SUR LICENSE 2YR | 1 |  | 1 | 108.74 | 15% | 92.429
4604 | Siemens | GBI:MS2DL-3YSUR | SIVIDEO ADVANCED DEVICE SUR LICENSE 3YR | 1 |  | 1 | 151.12 | 15% | 128.452
4605 | Siemens | GBI:MS2DL-3YSUS | SIVIDEO ADVANCED DEVICE SUS LICENSE 3YR | 1 |  | 1 | 189.63 | 15% | 161.1855
4606 | Siemens | GBI:MS2DL-5YSUR | SIVIDEO ADVANCED DEVICE SUR LICENSE 5YR | 1 |  | 1 | 222.24 | 15% | 188.904
4607 | Siemens | GBI:MS300-SP-PI | SIVIDEO PRO SIPASS ACM PLUGIN | 1 |  | 1 | 1481.49 | 15% | 1259.2665
4608 | Siemens | GBI:MS3BL | SIVIDEO PRO BASE LICENSE | 1 |  | 1 | 3733.32 | 15% | 3173.322
4609 | Siemens | GBI:MS3BL-1YSUR | SIVIDEO PRO BASE SUR LICENSE 1YR | 1 |  | 1 | 786.66 | 15% | 668.661
4610 | Siemens | GBI:MS3BL-2YSUR | SIVIDEO PRO BASE SUR LICENSE 2YR | 1 |  | 1 | 1570.37 | 15% | 1334.8145
4611 | Siemens | GBI:MS3BL-3YSUR | SIVIDEO PRO BASE SUR LICENSE 3YR | 1 |  | 1 | 1911.1 | 15% | 1624.435
4612 | Siemens | GBI:MS3BL-3YSUS | SIVIDEO PRO BASE SUS LIC 3Y BUYIN | 1 |  | 1 | 2394.08 | 15% | 2034.968
4613 | Siemens | GBI:MS3BL-5YSUR | SIVIDEO PRO BASE SUR LICENSE 5YR | 1 |  | 1 | 2800.01 | 15% | 2380.0085
4614 | Siemens | GBI:MS3DL | SIVIDEO PRO DEVICE LICENSE | 1 |  | 1 | 398.53 | 15% | 338.7505
4615 | Siemens | GBI:MS3DL-1YSUR | SIVIDEO PRO DEVICE SUR LICENSE 1YR | 1 |  | 1 | 83.86 | 15% | 71.281
4616 | Siemens | GBI:MS3DL-2YSUR | SIVIDEO PRO DEVICE SUR LICENSE 2YR | 1 |  | 1 | 167.4 | 15% | 142.29
4617 | Siemens | GBI:MS3DL-3YSUR | SIVIDEO PRO DEVICE SUR LICENSE 3YR | 1 |  | 1 | 204.44 | 15% | 173.774
4618 | Siemens | GBI:MS3DL-3YSUS | SIVIDEO PRO DEVICE SUS LIC 3Y BUYIN | 1 |  | 1 | 256.3 | 15% | 217.855
4619 | Siemens | GBI:MS3DL-5YSUR | SIVIDEO PRO DEVICE SUR LICENSE 5YR | 1 |  | 1 | 300.75 | 15% | 255.6375
4620 | Siemens | GBI:MS3ICDL | SIVIDEO INTERC DEVICE LICENSE | 1 |  | 1 | 102.22 | 15% | 86.887
4621 | Siemens | GBI:MSABL10A | VMS 10A ACCESS SIPASS BASE LICENSE | 1 |  | 1 | 191.1 | 15% | 162.435
4622 | Siemens | GBI:MSADL10A | VMS 10A ACCESS SIPASS DOOR LICENSE | 1 |  | 1 | 25.19 | 15% | 21.4115
4623 | Siemens | GBI:MSMWBL | SIVIDEO MONITORING WALL BASE LICENSE | 1 |  | 1 | 16592.58 | 15% | 14103.693
4624 | Siemens | GBI:MS-LPR-BL | SIVIDEO LPR BASE LIC 5 COUNTRY MODULES | 1 |  | 1 | 288.9 | 15% | 245.565
4625 | Siemens | GBI:MS-LPR-DL | SIVIDEO LPR CAMERA LIC | 1 |  | 1 | 1251.85 | 15% | 1064.0725
4626 | Siemens | GBI:MS-LPR-CM | SIVIDEO LPR COUNTRY MODULE | 1 |  | 1 | 659.24 | 15% | 560.354
4627 | Siemens | GBI:MS-AAC-LIC | SIVIDEO AAC LICENSE 50 PACK | 1 |  | 1 | 265.2 | 15% | 225.42
4628 | Siemens | GBI:MS_PARCEL_TRAC | SIVIDEO PARCEL TRACKING | 1 |  | 1 | 7407.4 | 15% | 6296.29
4629 | Siemens | GBI:MS-TRA-BL | SIVIDEO TRANSACT BASE LIC INCL 1 DEVICE | 1 |  | 1 | 368.88 | 15% | 313.548
4630 | Siemens | GBI:MS-TRA-DL | SIVIDEO TRANSACT DEVICE LIC | 1 |  | 1 | 294.81 | 15% | 250.5885
4631 | Siemens | GBI:ET-SSF-S-PI | SUSPECT FOLLOWER UP TO 100 DEVICES | 1 |  | 1 | 740.75 | 15% | 629.6375
4632 | Siemens | GBI:ET-SSF-M-PI | SUSPECT FOLLOWER 100 TO 500 DEVICES | 1 |  | 1 | 1481.49 | 15% | 1259.2665
4633 | Siemens | GBI:ET-SSF-L-PI | SUSPECT FOLLOWER MORE THAN 500 DEVICES | 1 |  | 1 | 3703.71 | 15% | 3148.1535
4634 | Siemens | GBI:MS_BACNET | BACNET INTEGRATION PLUGIN | 1 |  | 1 | 7407.4 | 15% | 6296.29
4635 | Siemens | GBI:MS_MODBUS | MODBUS PLUGIN | 1 |  | 1 | 5925.91 | 15% | 5037.0235
4636 | Siemens | GBI:SD-BASE | BASE LICENSE OF SHOOTER DETECTION | 1 |  | 1 | 4514.98 | 15% | 3837.733
4637 | Siemens | GBI:SD-DEV-10_PACK | PACK OF 10 DEV. LICENSES SHOOTER DETECTION | 1 |  | 1 | 141.08 | 15% | 119.918
4638 | Siemens | GBI:SD-SINGLE-DEV | SINGLE DEVICE LICENSE SHOOTER DETECTION | 1 |  | 1 | 28.2 | 15% | 23.97
4639 | AutoCall | A190-9050 | 4-20MA ZAM SURFACE | 1 |  | 1 | 375 | 10% | 337.5
4640 | AutoCall | A190-9051 | 4-20MA ZAM FLUSH | 1 |  | 1 | 370.84 | 10% | 333.756
4641 | AutoCall | A4090-9001 | IAM SUPERVISED IDNET | 1 |  | 1 | 98.96 | 10% | 89.064
4642 | AutoCall | A4090-9002 | IAM RELAY, IDNET | 1 |  | 1 | 217.71 | 10% | 195.939
4643 | AutoCall | A4090-9005 | IDNET RELEASE PERIPHERAL | 1 |  | 1 | 593.75 | 10% | 534.375
4644 | AutoCall | A4090-9006 | SUP RELEASE PERIPH & ENCLOSURE | 1 |  | 1 | 791.67 | 10% | 712.503
4645 | AutoCall | A4090-9008 | DUAL RELAY IAM, IDNET | 1 |  | 1 | 341.67 | 10% | 307.503
4646 | AutoCall | A4090-9010 | 8 AMP RELAY IAM MODULE | 1 |  | 1 | 350 | 10% | 315
4647 | AutoCall | A4090-9051 | IDNET E-SERIES SUPERVISED IAM | 1 |  | 1 | 162.3 | 10% | 146.07
4648 | AutoCall | A4090-9101 | ZAM CLASS B MONITOR, IDNET | 1 |  | 1 | 126.05 | 10% | 113.445
4649 | AutoCall | A4090-9106 | ZAM CLASS A MONITOR, IDNET | 1 |  | 1 | 197.92 | 10% | 178.128
4650 | AutoCall | A4090-9116 | ADDRESSABLE IDNET 2 ISOLATOR | 1 |  | 1 | 129.17 | 10% | 116.253
4651 | AutoCall | A4090-9117 | ADDR IDNET 2 POWER ISOLATOR | 1 |  | 1 | 140.63 | 10% | 126.567
4652 | AutoCall | A4090-9118 | RLY IDNET 2 IAM W/T SENSE | 1 |  | 1 | 197.92 | 10% | 178.128
4653 | AutoCall | A4090-9119 | RLY IDNET 2 IAM WITH FEEDBACK | 1 |  | 1 | 197.92 | 10% | 178.128
4654 | AutoCall | A4090-9120 | 6 POINT IDNET 2 I/O | 1 |  | 1 | 712.5 | 10% | 641.25
4655 | AutoCall | A4090-9121 | SECURITY MONITOR IAM | 1 |  | 1 | 98.96 | 10% | 89.064
4656 | AutoCall | A4090-9801 | COVER, ZAM, 4", FLUSH | 1 |  | 1 | 26.67 | 10% | 24.003
4657 | AutoCall | A4090-9802 | COVER, ZAM, 4", SURFACE | 1 |  | 1 | 26.67 | 10% | 24.003
4658 | AutoCall | A4090-9806 | COVER, IAM, SG, FLUSH | 1 |  | 1 | 23.75 | 10% | 21.375
4659 | AutoCall | A4090-9807 | COVER, IAM, SG, SURFACE | 1 |  | 1 | 23.75 | 10% | 21.375
4660 | AutoCall | A4090-9810 | BRACKET, IAM | 1 |  | 1 | 22.71 | 10% | 20.439
4661 | AutoCall | A4090-9811 | BRACKET, 5 IAM MTG BRACKET | 1 |  | 1 | 43.34 | 10% | 39.006
4662 | AutoCall | A4090-9812 | IDNET RELEASE PERIPH LED | 1 |  | 1 | 20.63 | 10% | 18.567
4663 | AutoCall | A4098-9019 | ADDRESS BEAM DETECTOR SYSTEM | 1 |  | 1 | 2008.34 | 10% | 1807.506
4664 | AutoCall | A4098-9020 | ADDRSS BEAM DETECTOR CONTROLLR | 1 |  | 1 | 1208.34 | 10% | 1087.506
4665 | AutoCall | A4098-9714 | SSD PHOTO SENSOR | 1 |  | 1 | 85.42 | 10% | 76.878
4666 | AutoCall | A4098-9714BA | SSD PHOTO SENSOR GSA | 1 |  | 1 | 93.96 | 10% | 84.564
4667 | AutoCall | A4098-9733 | SSD HEAT SENSOR | 1 |  | 1 | 58.34 | 10% | 52.506
4668 | AutoCall | A4098-9733BA | SSD HEAT SENSOR GSA | 1 |  | 1 | 64.17 | 10% | 57.753
4669 | AutoCall | A4098-9733E | SSD HEAT SENSOR HUMID ENV | 1 |  | 1 | 71.88 | 10% | 64.692
4670 | AutoCall | A4098-9747 | CO CARTRIDGE EXTENDED LIFE | 1 |  | 1 | 229.17 | 10% | 206.253
4671 | AutoCall | A4098-9754 | ANALOG PHOTO SENSOR WITH HEAT | 1 |  | 1 | 141.67 | 10% | 127.503
4672 | AutoCall | A4098-9754BA | ANALOG PHOTO SENSOR WITH HEAT | 1 |  | 1 | 155.84 | 10% | 140.256
4673 | AutoCall | A4098-9757 | SSD PH SEN QC2 NEEDS-9788 BAS | 1 |  | 1 | 161.46 | 10% | 145.314
4674 | AutoCall | A4098-9770 | CO SENSOR BASE EXTENDED LIFE | 1 |  | 1 | 320.84 | 10% | 288.756
4675 | AutoCall | A4098-9771 | CO SOUNDER BASE EXTENDED LIFE | 1 |  | 1 | 337.5 | 10% | 303.75
4676 | AutoCall | A4098-9772 | 520HZ SOUNDER BASE | 1 |  | 1 | 147.92 | 10% | 133.128
4677 | AutoCall | A4098-9773 | 520HZ SOUNDER BASE WITH CO | 1 |  | 1 | 371.88 | 10% | 334.692
4678 | AutoCall | A4098-9774 | SSD PHOTO SENSOR BLACK | 1 |  | 1 | 104.53 | 10% | 94.077
4679 | AutoCall | A4098-9775 | SSD SENSOR BASE W/LED BLACK | 1 |  | 1 | 170.95 | 10% | 153.855
4680 | AutoCall | A4098-9776 | SSD SENSOR BASE BLACK | 1 |  | 1 | 135.69 | 10% | 122.121
4681 | AutoCall | A4098-9777 | SENSOR BASE W/ISOLATOR BLACK | 1 |  | 1 | 179.25 | 10% | 161.325
4682 | AutoCall | A4098-9779 | SSD PHOTO/HEAT SENSOR BLACK | 1 |  | 1 | 175.9 | 10% | 158.31
4683 | AutoCall | A4098-9780 | 2WIRE RELAY SNSR BASE,NO RELAY | 1 |  | 1 | 104.17 | 10% | 93.753
4684 | AutoCall | A4098-9789 | LIFEALARM SENS BASE W/LED OUT | 1 |  | 1 | 141.67 | 10% | 127.503
4685 | AutoCall | A4098-9789BA | GSA TRUEALARM SENSR BASE W/LED | 1 |  | 1 | 155.84 | 10% | 140.256
4686 | AutoCall | A4098-9789E | SSD SENSOR BASE W/LED OUTPUT | 1 |  | 1 | 154.17 | 10% | 138.753
4687 | AutoCall | A4098-9791 | SSD SENSOR BASE W/RELAY DRIVER | 1 |  | 1 | 104.17 | 10% | 93.753
4688 | AutoCall | A4098-9792 | SSD SENSOR BASE | 1 |  | 1 | 104.17 | 10% | 93.753
4689 | AutoCall | A4098-9792BA | SSD SENSOR BASE GSA | 1 |  | 1 | 114.59 | 10% | 103.131
4690 | AutoCall | A4098-9792E | SSD SENSOR BASE "E" | 1 |  | 1 | 150 | 10% | 135
4691 | AutoCall | A4098-9793 | SSD SENSOR BASE W/ISOLATOR | 1 |  | 1 | 145.84 | 10% | 131.256
4692 | AutoCall | A4098-9793BA | SSD SENSOR BASE W/ISOLATOR GSA | 1 |  | 1 | 160.42 | 10% | 144.378
4693 | AutoCall | A4098-9794 | SSD, SOUNDER BASE | 1 |  | 1 | 125 | 10% | 112.5
4694 | AutoCall | A4098-9794BA | SSD, SOUNDER BASE GSA | 1 |  | 1 | 137.5 | 10% | 123.75
4695 | AutoCall | A4098-9794E | SSD SOUNDER BASE HUMID ENV | 1 |  | 1 | 166.67 | 10% | 150.003
4696 | AutoCall | A4098-9795 | MULTI SOUNDER BASE | 1 |  | 1 | 172.92 | 10% | 155.628
4697 | AutoCall | A4098-9796 | MULTI-SENSOR BASE W/LED | 1 |  | 1 | 145.42 | 10% | 130.878
4698 | AutoCall | A4098-9796BA | MULTI-SENSOR BASE W/LED GSA | 1 |  | 1 | 159.96 | 10% | 143.964
4699 | AutoCall | A4098-9821 | TRIM PLATE FOR TRUEALARM | 1 |  | 1 | 20.84 | 10% | 18.756
4700 | AutoCall | A4098-9822 | TRUEALARM RELAY MODULE | 1 |  | 1 | 45.42 | 10% | 40.878
4701 | AutoCall | A4098-9860 | 2-WIRE RELAY FOR 4098-9780 | 1 |  | 1 | 114.59 | 10% | 103.131
4702 | AutoCall | A4098-9863 | 4 X 4 ADAPTER FOR 520HZ BASE | 1 |  | 1 | 18.57 | 10% | 16.713
4703 | AutoCall | A4098-9866 | ROTATION ADAPTER 520HZ BASE | 1 |  | 1 | 17.7 | 10% | 15.93
4704 | AutoCall | A4099-9004 | STATION-LED, SA ADDR | 1 |  | 1 | 144.8 | 10% | 130.32
4705 | AutoCall | A4099-9005 | STATION-LED, DA BREAKGLAS ADDR | 1 |  | 1 | 170.84 | 10% | 153.756
4706 | AutoCall | A4099-9006 | STATION-LED, DA PUSH ADDR | 1 |  | 1 | 170.84 | 10% | 153.756
4707 | AutoCall | A4099-9015 | STATION-LED, DA PP ADD,NO LOGO | 1 |  | 1 | 166.25 | 10% | 149.625
4708 | AutoCall | A4099-9021 | STATION-LED, SA ADDR, NO GRIP | 1 |  | 1 | 152.09 | 10% | 136.881
4709 | AutoCall | A4099-9802 | RELEASE STN LABEL,SIMPLEX | 1 |  | 1 | 22.92 | 10% | 20.628
4710 | AutoCall | A4099-9805 | NO GRIP ACTUATOR ONLY KIT | 1 |  | 1 | 10.21 | 10% | 9.189
4711 | AutoCall | A2088-9007 | MR101 RELAY, SPDT W/LED | 1 |  | 1 | 34.38 | 10% | 30.942
4712 | AutoCall | A2088-9008 | MR101/C RELAY, SPDT W/LED W/CA | 1 |  | 1 | 83.34 | 10% | 75.006
4713 | AutoCall | A2088-9009 | MR201 RELAY, DPDT W/LED | 1 |  | 1 | 42.5 | 10% | 38.25
4714 | AutoCall | A2088-9010 | MR201/C RELAY, DPDT W/LED W/CA | 1 |  | 1 | 65.84 | 10% | 59.256
4715 | AutoCall | A2088-9017 | RELAYS (4) SPDT W/LED MR104 | 1 |  | 1 | 116.67 | 10% | 105.003
4716 | AutoCall | A2088-9018 | RELAYS (4) SPDT W/LED MR104/C | 1 |  | 1 | 178.75 | 10% | 160.875
4717 | AutoCall | A2088-9019 | RELAYS (4) DPDT W/LED MR204/T | 1 |  | 1 | 161.46 | 10% | 145.314
4718 | AutoCall | A2088-9021 | ENCAPSULATED RELAY PAM-1 | 1 |  | 1 | 28.34 | 10% | 25.506
4719 | AutoCall | A2088-9032 | RELAY SPDT W/LED MR-801/T | 1 |  | 1 | 26.05 | 10% | 23.445
4720 | AutoCall | A2098-9715 | SMOKE DETECTOR WIRE GUARD | 1 |  | 1 | 61.46 | 10% | 55.314
4721 | AutoCall | A2098-9734 | 120V DETECTOR POWER PACK | 1 |  | 1 | 60.84 | 10% | 54.756
4722 | AutoCall | A2098-9735 | DET/EOL RELAY 24VDC | 1 |  | 1 | 50 | 10% | 45
4723 | AutoCall | A2098-9737 | DET/ACC RELAY DPDT 3A FOR 9536 | 1 |  | 1 | 108.34 | 10% | 97.506
4724 | AutoCall | A2098-9739 | DET/ACC EOL 24VDC | 1 |  | 1 | 51.67 | 10% | 46.503
4725 | AutoCall | A2098-9806 | REMOTE TEST STA RED LED KEY SW | 1 |  | 1 | 77.71 | 10% | 69.939
4726 | AutoCall | A2098-9808 | REMOTE ALARM INDICATOR | 1 |  | 1 | 38.13 | 10% | 34.317
4727 | AutoCall | A4098-9401 | LIFEALRM HT DET 135 FX DIRECT | 1 |  | 1 | 89.25 | 10% | 80.325
4728 | AutoCall | A4098-9402 | LIFEALARM HT DET 135 RR DIRECT | 1 |  | 1 | 89.25 | 10% | 80.325
4729 | AutoCall | A4098-9403 | LIFEALARM HT DET 200 FX DIRECT | 1 |  | 1 | 81.67 | 10% | 73.503
4730 | AutoCall | A4098-9404 | LIFEALARM HT DET 200 RR DIRECT | 1 |  | 1 | 81.67 | 10% | 73.503
4731 | AutoCall | A4098-9601 | SSD PHOTO DETECTOR | 1 |  | 1 | 103.13 | 10% | 92.817
4732 | AutoCall | A4098-9601BA | SSD PHOTO DETECTOR GSA | 1 |  | 1 | 113.34 | 10% | 102.006
4733 | AutoCall | A4098-9602 | SSD PHOTO DETECTOR W/HEAT | 1 |  | 1 | 122.92 | 10% | 110.628
4734 | AutoCall | A4098-9602BA | SSD PHOTO DETECTOR W/HEAT GSA | 1 |  | 1 | 135.21 | 10% | 121.689
4735 | AutoCall | A4098-9605 | SSD PHOTO DETECTOR 3.5% | 1 |  | 1 | 102.92 | 10% | 92.628
4736 | AutoCall | A4098-9612 | SSD HEAT DET 135 FX | 1 |  | 1 | 32.3 | 10% | 29.07
4737 | AutoCall | A4098-9613 | SSD HEAT DET 135 ROR | 1 |  | 1 | 33.34 | 10% | 30.006
4738 | AutoCall | A4098-9613BA | SSD HEAT DET 135 ROR GSA | 1 |  | 1 | 36.67 | 10% | 33.003
4739 | AutoCall | A4098-9614 | SSD HEAT DET 200 FX | 1 |  | 1 | 31.67 | 10% | 28.503
4740 | AutoCall | A4098-9615 | SSD HEAT DET 200 ROR | 1 |  | 1 | 32.92 | 10% | 29.628
4741 | AutoCall | A4098-9682 | LIFEALARM 4-W DET RLY BS | 1 |  | 1 | 138.55 | 10% | 124.695
4742 | AutoCall | A4098-9683 | SSD 2-WIRE DET RELAY BASE | 1 |  | 1 | 69.59 | 10% | 62.631
4743 | AutoCall | A4098-9684 | SSD HEAT DET REM LED BASE | 1 |  | 1 | 53.55 | 10% | 48.195
4744 | AutoCall | A4098-9685 | DUCT DET HOUS, 2-WIRE, W/O REL | 1 |  | 1 | 363.13 | 10% | 326.817
4745 | AutoCall | A4098-9686 | DUCT DETECTOR HOUS, 4-WIRE | 1 |  | 1 | 370.84 | 10% | 333.756
4746 | AutoCall | A4098-9687 | DUCT DET HOUS, STAND ALONE | 1 |  | 1 | 337.5 | 10% | 303.75
4747 | AutoCall | A4098-9688 | DUCT DET HOUS, 2-W, W/RELAY DR | 1 |  | 1 | 370.84 | 10% | 333.756
4748 | AutoCall | A4098-9750 | SSD IN-DUCT SENSOR HOUSE W/O R | 1 |  | 1 | 285.42 | 10% | 256.878
4749 | AutoCall | A4098-9751 | SSD IN-DUCT SENSOR HOUS W/REL | 1 |  | 1 | 321.88 | 10% | 289.692
4750 | AutoCall | A4098-9755 | DUCT SENSOR HOUSING | 1 |  | 1 | 411.67 | 10% | 370.503
4751 | AutoCall | A4098-9756 | DUCT SENSOR HOUSING, 4-WIRE | 1 |  | 1 | 514.59 | 10% | 463.131
4752 | AutoCall | A4098-9788 | SSD 2-WIRE DET REM LED BASE | 1 |  | 1 | 19.17 | 10% | 17.253
4753 | AutoCall | A4098-9819 | TRUEALARM ROUND DUCT ADAPTOR 6 | 1 |  | 1 | 161.46 | 10% | 145.314
4754 | AutoCall | A4098-9824 | TRUEALARM ROUND DUCT ADAPTOR 8 | 1 |  | 1 | 161.46 | 10% | 145.314
4755 | AutoCall | A4098-9830 | SSD REMOTE LED | 1 |  | 1 | 37.09 | 10% | 33.381
4756 | AutoCall | A4098-9832 | SSD ADAPTER PLATE | 1 |  | 1 | 7.09 | 10% | 6.381
4757 | AutoCall | A4098-9834 | SSD REM TEST STA RED LED KEY | 1 |  | 1 | 76.88 | 10% | 69.192
4758 | AutoCall | A4098-9835 | SSD REM TEST STA R/G LED KEY | 1 |  | 1 | 88.34 | 10% | 79.506
4759 | AutoCall | A4098-9841 | REMOTE RELAY | 1 |  | 1 | 48.34 | 10% | 43.506
4760 | AutoCall | A4098-9842 | DUCT CONTROL STATION | 1 |  | 1 | 119.8 | 10% | 107.82
4761 | AutoCall | A4098-9843 | RELAY FORM C SPDT PAM-SD | 1 |  | 1 | 40.63 | 10% | 36.567
4762 | AutoCall | A4098-9845 | DUCT WEATHERPROOF ENCLOSURE | 1 |  | 1 | 670.84 | 10% | 603.756
4763 | AutoCall | A4098-9846 | SECURITY VANDAL GUARD | 1 |  | 1 | 97.09 | 10% | 87.381
4764 | AutoCall | A4098-9847 | EXTENSION BOX FOR 4098-9846 | 1 |  | 1 | 46.88 | 10% | 42.192
4765 | AutoCall | A4098-9852 | 10" IN-DUCT ADAPTER | 1 |  | 1 | 154.17 | 10% | 138.753
4766 | AutoCall | A4098-9853 | 12" IN-DUCT ADAPTER | 1 |  | 1 | 154.17 | 10% | 138.753
4767 | AutoCall | A4098-9854 | SAMPLING TUBE 13", PVC PLASTIC | 1 |  | 1 | 11.25 | 10% | 10.125
4768 | AutoCall | A4098-9855 | SAMPLING TUBE 24", PLASTIC | 1 |  | 1 | 13.34 | 10% | 12.006
4769 | AutoCall | A4098-9856 | SAMPLING TUBE 49", PLASTIC | 1 |  | 1 | 22.5 | 10% | 20.25
4770 | AutoCall | A4098-9857 | SAMPLING TUBE 73", PLASTIC | 1 |  | 1 | 29.59 | 10% | 26.631
4771 | AutoCall | A4098-9858 | SAMPLING TUBE 97" | 1 |  | 1 | 40.84 | 10% | 36.756
4772 | AutoCall | A4098-XAD-100 | SNGL ZN SAMPLING W/SENSOR | 1 |  | 1 | 2637.5 | 10% | 2373.75
4773 | AutoCall | A4098-XAD-110 | SNGL ZN SAMPLING W/KIT&SENSOR | 1 |  | 1 | 2791.67 | 10% | 2512.503
4774 | AutoCall | A4098-XAD-200 | DUAL ZN SAMPL UNIT W/SENSOR | 1 |  | 1 | 3795.84 | 10% | 3416.256
4775 | AutoCall | A4098-XAD-210 | DUAL ZN SAMPL UNT W/KIT&SENSOR | 1 |  | 1 | 4291.67 | 10% | 3862.503
4776 | AutoCall | A100-0010 | FACTORY USE ONLY-WRAP KIT | 1 |  | 1 | 0 | 10% | 0
4777 | AutoCall | A100-0011 | FACTORY USE ONLY-AUDIO SHIPKIT | 1 |  | 1 | 0 | 10% | 0
4778 | AutoCall | A100-0156 | 8V DC CONVERTER | 1 |  | 1 | 311.67 | 10% | 280.503
4779 | AutoCall | A100-0620 | TRANSPONDER IF MODULE | 1 |  | 1 | 645.84 | 10% | 581.256
4780 | AutoCall | A100-0621 | ANALOG AUDIO RISER MODULE | 1 |  | 1 | 192.3 | 10% | 173.07
4781 | AutoCall | A100-0622 | DIGITAL AUDIO RISER MODULE | 1 |  | 1 | 401.25 | 10% | 361.125
4782 | AutoCall | A100-0623 | NETWORK AUDIO INTERFACE MODULE | 1 |  | 1 | 645.84 | 10% | 581.256
4783 | AutoCall | A100-0625 | LOCAL MODE TPR IF | 1 |  | 1 | 1125 | 10% | 1012.5
4784 | AutoCall | A100-0632 | UTILITY BLOC, 16 TERMINALS | 1 |  | 1 | 112.5 | 10% | 101.25
4785 | AutoCall | A100-0633 | TRANSPONDER TAMPER SWITCH | 1 |  | 1 | 81.05 | 10% | 72.945
4786 | AutoCall | A100-0634 | POWER DISTRIBUTION MODULE 120V | 1 |  | 1 | 250 | 10% | 225
4787 | AutoCall | A100-0636 | BOX TO BOX HARNESS KIT | 1 |  | 1 | 145.84 | 10% | 131.256
4788 | AutoCall | A100-0637 | AUDIO BOX TO BOX HARNESS KIT | 1 |  | 1 | 48.96 | 10% | 44.064
4789 | AutoCall | A100-0638 | ADDITIONAL 24V HARNESS | 1 |  | 1 | 48.75 | 10% | 43.875
4790 | AutoCall | A100-0640 | INFOALARM MEMORY EXPANSION MOD | 1 |  | 1 | 983.34 | 10% | 885.006
4791 | AutoCall | A100-0641 | 64/64 LED/SW HARNESS LONG | 1 |  | 1 | 45.84 | 10% | 41.256
4792 | AutoCall | A100-1210 | ANALOG AUDIO CONTROLLER | 1 |  | 1 | 1916.67 | 10% | 1725.003
4793 | AutoCall | A100-1240 | AUX AUDIO INPUT MODULE | 1 |  | 1 | 537.5 | 10% | 483.75
4794 | AutoCall | A100-1241 | MESSAGE EXPANSION, 8 MINUTES | 1 |  | 1 | 537.5 | 10% | 483.75
4795 | AutoCall | A100-1242 | MESSAGE EXPANSION, 32 MINUTES | 1 |  | 1 | 1075 | 10% | 967.5
4796 | AutoCall | A100-1243 | AUDIO INTERFACE W/MIKE | 1 |  | 1 | 764.59 | 10% | 688.131
4797 | AutoCall | A100-1244 | REMOTE AUDIO INTERFACE W/MIKE | 1 |  | 1 | 843.75 | 10% | 759.375
4798 | AutoCall | A100-1245 | FLEX 50 NAC EXPANSION, 3 CLS B | 1 |  | 1 | 460.42 | 10% | 414.378
4799 | AutoCall | A100-1246 | FLEX 50 CLASS A ADAPTER | 1 |  | 1 | 184.38 | 10% | 165.942
4800 | AutoCall | A100-1248 | 100W NAC EXPANSION, 6 CLASS B | 1 |  | 1 | 920.84 | 10% | 828.756
4801 | AutoCall | A100-1249 | 100W CLASS A ADAPTER | 1 |  | 1 | 282.3 | 10% | 254.07
4802 | AutoCall | A100-1252 | AUDIO IF MODULE, SGL CHANNEL | 1 |  | 1 | 268.75 | 10% | 241.875
4803 | AutoCall | A100-1253 | AUDIO IF MODULE, MULTI-CHANNEL | 1 |  | 1 | 268.75 | 10% | 241.875
4804 | AutoCall | A100-1254 | AUDIO IF 2 CHANNEL | 1 |  | 1 | 268.75 | 10% | 241.875
4805 | AutoCall | A100-1255 | AUDIO IF 3-8 CHANNEL | 1 |  | 1 | 268.75 | 10% | 241.875
4806 | AutoCall | A100-1259 | CONSTANT SUPV NAC 25V RMS A/B | 1 |  | 1 | 570.84 | 10% | 513.756
4807 | AutoCall | A100-1260 | CONSTANT SUPV NAC 70V RMS A/B | 1 |  | 1 | 570.84 | 10% | 513.756
4808 | AutoCall | A100-1266 | EXPANSION NAC CARD FOR EXP SIG | 1 |  | 1 | 762.5 | 10% | 686.25
4809 | AutoCall | A100-1267 | EXP SIG CARD CLASS A | 1 |  | 1 | 185.42 | 10% | 166.878
4810 | AutoCall | A100-1268 | EXP SIG CARD CONSTANT SUPV MOD | 1 |  | 1 | 570.84 | 10% | 513.756
4811 | AutoCall | A100-1270 | MASTER TELEPHONE, 3 NACS | 1 |  | 1 | 1533.34 | 10% | 1380.006
4812 | AutoCall | A100-1271 | REMOTE MASTER PHONE | 1 |  | 1 | 1533.34 | 10% | 1380.006
4813 | AutoCall | A100-1272 | EXPANSION PHONE CONTROLLER | 1 |  | 1 | 612.5 | 10% | 551.25
4814 | AutoCall | A100-1273 | PHONE CLASS A NAC ADAPTER | 1 |  | 1 | 128.13 | 10% | 115.317
4815 | AutoCall | A100-1274 | MICROPHONE MUX MODULE | 1 |  | 1 | 1829.17 | 10% | 1646.253
4816 | AutoCall | A100-1275 | HOA IBC MOD/24 SWITCH/24WH LED | 1 |  | 1 | 645.84 | 10% | 581.256
4817 | AutoCall | A100-1276 | 8 RED PLUGGABLE LED MODULE | 1 |  | 1 | 160.63 | 10% | 144.567
4818 | AutoCall | A100-1277 | 16 RED/YEL PLUGGABLE LED MOD | 1 |  | 1 | 192.71 | 10% | 173.439
4819 | AutoCall | A100-1278 | 16 SW/16 RED/YEL PLUG LED | 1 |  | 1 | 487.5 | 10% | 438.75
4820 | AutoCall | A100-1279 | 2" BLANK DISPLAY MODULE | 1 |  | 1 | 13.75 | 10% | 12.375
4821 | AutoCall | A100-1280 | 8 SWITCH, 8 RED LED MODULE | 1 |  | 1 | 278.13 | 10% | 250.317
4822 | AutoCall | A100-1281 | 8 SWITCH, 8 YELLOW LED MODULE | 1 |  | 1 | 278.13 | 10% | 250.317
4823 | AutoCall | A100-1282 | 8 SW, 16RED/YEL LED MOUDLE | 1 |  | 1 | 330.84 | 10% | 297.756
4824 | AutoCall | A100-1283 | 8 SWITCH, 16 YELLOW LED MODULE | 1 |  | 1 | 330.84 | 10% | 297.756
4825 | AutoCall | A100-1284 | 8 SW, 16 RED/GREEN LED MODULE | 1 |  | 1 | 330.84 | 10% | 297.756
4826 | AutoCall | A100-1285 | 16 SWITCH, 16 RED LED MODULE | 1 |  | 1 | 472.92 | 10% | 425.628
4827 | AutoCall | A100-1286 | HOA MODULE/24 SWITCH/24RED LED | 1 |  | 1 | 612.5 | 10% | 551.25
4828 | AutoCall | A100-1287 | 24 SWITCH, 24 RED LED MODULE | 1 |  | 1 | 612.5 | 10% | 551.25
4829 | AutoCall | A100-1288 | 64/64 LED/SWITCH CONTROLLER | 1 |  | 1 | 443.75 | 10% | 399.375
4830 | AutoCall | A100-1289 | EXPANSION 64/64 LED/SW MODULE | 1 |  | 1 | 443.75 | 10% | 399.375
4831 | AutoCall | A100-1290 | 24 POINT I/O MODULE | 1 |  | 1 | 995.84 | 10% | 896.256
4832 | AutoCall | A100-1291 | REMOTE UNIT INTERFACE (RUI) | 1 |  | 1 | 766.67 | 10% | 690.003
4833 | AutoCall | A100-1292 | REMOTE PANEL MOUNT LCD AUUNU | 1 |  | 1 | 2450 | 10% | 2205
4834 | AutoCall | A100-1293 | PANEL MOUNT PRINTER | 1 |  | 1 | 4862.5 | 10% | 4376.25
4835 | AutoCall | A100-1294 | LED/SWITCH SLIDE-IN LABEL KIT | 1 |  | 1 | 36.67 | 10% | 33.003
4836 | AutoCall | A100-1300 | 16LED/16SW RED/YELLOW | 1 |  | 1 | 758.34 | 10% | 682.506
4837 | AutoCall | A100-1301 | HOA 24SW/24LED NO TEXT G/Y/G | 1 |  | 1 | 643.75 | 10% | 579.375
4838 | AutoCall | A100-1302 | HOA 24SW/24LED W/TEXT G/Y/G | 1 |  | 1 | 643.75 | 10% | 579.375
4839 | AutoCall | A100-1311 | AUDIO CONTROL BOARD - DIGITAL | 1 |  | 1 | 2300 | 10% | 2070
4840 | AutoCall | A100-1312 | 50W AMP W/3 CLASS B NACS 25V | 1 |  | 1 | 1470.84 | 10% | 1323.756
4841 | AutoCall | A100-1313 | 50W AMP W/3 CLASS B NACS 70V | 1 |  | 1 | 1470.84 | 10% | 1323.756
4842 | AutoCall | A100-1314 | 100W AMP W/6 B NACS 120VAC 25V | 1 |  | 1 | 2145.84 | 10% | 1931.256
4843 | AutoCall | A100-1315 | 100W AMP W/6 B NACS 120VAC 70V | 1 |  | 1 | 2220.84 | 10% | 1998.756
4844 | AutoCall | A100-1320 | BACKUP 100W AMP - 120VAC 25V | 1 |  | 1 | 1837.5 | 10% | 1653.75
4845 | AutoCall | A100-1321 | BACKUP 100W AMP - 120VAC 70V | 1 |  | 1 | 2100 | 10% | 1890
4846 | AutoCall | A100-1326 | DIGITALFLEX 50W AMP, 3NACS-25V | 1 |  | 1 | 1779.17 | 10% | 1601.253
4847 | AutoCall | A100-1327 | DIGITALFLEX 50W AMP, 3NACS-70V | 1 |  | 1 | 1779.17 | 10% | 1601.253
4848 | AutoCall | A100-1328 | DIG.100W AMP,6NAC,120VAC,25V | 1 |  | 1 | 2300 | 10% | 2070
4849 | AutoCall | A100-1329 | DIG. 100W AMP,6NAC,120VAC,70V | 1 |  | 1 | 2375 | 10% | 2137.5
4850 | AutoCall | A100-1334 | BACKUP DIG.100W AMP,120VAC,25V | 1 |  | 1 | 2183.34 | 10% | 1965.006
4851 | AutoCall | A100-1335 | BACKUP DIG.100W AMP,120VAC,70V | 1 |  | 1 | 2266.67 | 10% | 2040.003
4852 | AutoCall | A100-1341 | MULTI CMD CTR DIG AUDIO RISER | 1 |  | 1 | 387.5 | 10% | 348.75
4853 | AutoCall | A100-1361 | FLEX 35W AMP W/3 NACS - 25V | 1 |  | 1 | 1429.17 | 10% | 1286.253
4854 | AutoCall | A100-1362 | FLEX 35W AMP W/3 NACS - 70V | 1 |  | 1 | 1429.17 | 10% | 1286.253
4855 | AutoCall | A100-1363 | DIGITALFLEX 35W AMP, 3NACS-25V | 1 |  | 1 | 1729.17 | 10% | 1556.253
4856 | AutoCall | A100-1364 | DIGITALFLEX 35W AMP, 3NACS-70V | 1 |  | 1 | 1729.17 | 10% | 1556.253
4857 | AutoCall | A100-2104 | 1 BAY GLASS DOOR&RETAINER PLAT | 1 |  | 1 | 912.5 | 10% | 821.25
4858 | AutoCall | A100-2105 | 2 BAY GLASS DOOR&RETAINER PLAT | 1 |  | 1 | 975 | 10% | 877.5
4859 | AutoCall | A100-2106 | 3 BAY GLASS DOOR&RETAINER PLAT | 1 |  | 1 | 1325 | 10% | 1192.5
4860 | AutoCall | A100-2107 | 2 BAY GLASS DR&RET PLAT ICMNDR | 1 |  | 1 | 929.17 | 10% | 836.253
4861 | AutoCall | A100-2108 | 3 BAY GLASS DR&RET PLAT ICMNDR | 1 |  | 1 | 1262.5 | 10% | 1136.25
4862 | AutoCall | A100-2114 | 1 BAY SOLID DOOR PLATINUM | 1 |  | 1 | 741.67 | 10% | 667.503
4863 | AutoCall | A100-2115 | 2 BAY SOLID DOOR PLATINUM | 1 |  | 1 | 770.84 | 10% | 693.756
4864 | AutoCall | A100-2116 | 3 BAY SOLID DOOR PLATINUM | 1 |  | 1 | 1154.17 | 10% | 1038.753
4865 | AutoCall | A100-2124 | 1 BAY GLASS DOOR&RETAINER RED | 1 |  | 1 | 966.67 | 10% | 870.003
4866 | AutoCall | A100-2125 | 2 BAY GLASS DOOR&RETAINER RED | 1 |  | 1 | 979.17 | 10% | 881.253
4867 | AutoCall | A100-2126 | 3 BAY GLASS DOOR&RETAINER RED | 1 |  | 1 | 1387.5 | 10% | 1248.75
4868 | AutoCall | A100-2127 | 2 BAY GLASS DR&RET RED ICMNDR | 1 |  | 1 | 933.34 | 10% | 840.006
4869 | AutoCall | A100-2128 | 3 BAY GLASS DR&RET RED ICMNDR | 1 |  | 1 | 1320.84 | 10% | 1188.756
4870 | AutoCall | A100-2134 | 1 BAY SOLID DOOR RED | 1 |  | 1 | 741.67 | 10% | 667.503
4871 | AutoCall | A100-2135 | 2 BAY SOLID DOOR RED | 1 |  | 1 | 770.84 | 10% | 693.756
4872 | AutoCall | A100-2136 | 3 BAY SOLID DOOR RED | 1 |  | 1 | 1154.17 | 10% | 1038.753
4873 | AutoCall | A100-2140 | RACKMT MASTER CONTROL MTNG KIT | 1 |  | 1 | 239.17 | 10% | 215.253
4874 | AutoCall | A100-2144 | RACK MOUNT PDM MOUNTING KIT | 1 |  | 1 | 162.5 | 10% | 146.25
4875 | AutoCall | A100-2145 | RACKMT OPTION BAY MTNG KIT | 1 |  | 1 | 254.17 | 10% | 228.753
4876 | AutoCall | A100-2201 | PKG OPTION, RED FINISH | 1 |  | 1 | 62.5 | 10% | 56.25
4877 | AutoCall | A100-2300 | EXPANSION BAY (PHASE 10 ONLY) | 1 |  | 1 | 354.17 | 10% | 318.753
4878 | AutoCall | A100-2301 | EXPANSION BAY UPGRADE | 1 |  | 1 | 653.75 | 10% | 588.375
4879 | AutoCall | A100-2302 | 8 SLOT EXP BAY FILLER PANEL | 1 |  | 1 | 110.42 | 10% | 99.378
4880 | AutoCall | A100-2303 | LEGACY CARD STABILIZER BRKT | 1 |  | 1 | 136.67 | 10% | 123.003
4881 | AutoCall | A100-2320 | AUDIO EXPANSION BAY | 1 |  | 1 | 16.25 | 10% | 14.625
4882 | AutoCall | A100-2401 | 2 UNIT PKG W/GLASS DR & RTNR | 1 |  | 1 | 1585 | 10% | 1426.5
4883 | AutoCall | A100-2402 | 4 UNIT PKG W/GLASS DR & RTNR | 1 |  | 1 | 2291.67 | 10% | 2062.503
4884 | AutoCall | A100-2403 | 6 UNIT PKG W/GLASS DR & RTNR | 1 |  | 1 | 2826.67 | 10% | 2544.003
4885 | AutoCall | A100-2404 | 2 UNIT PKG W/O GLASS DR & RTNR | 1 |  | 1 | 679.59 | 10% | 611.631
4886 | AutoCall | A100-2405 | 4 UNIT PKG W/O GLASS DR & RTNR | 1 |  | 1 | 1268.75 | 10% | 1141.875
4887 | AutoCall | A100-2406 | 6 UNIT PKG W/O GLASS DR & RTNR | 1 |  | 1 | 1411.25 | 10% | 1270.125
4888 | AutoCall | A100-3103 | MAPNET/IDNET ISOLATOR MODULE | 1 |  | 1 | 554.17 | 10% | 498.753
4889 | AutoCall | A100-3109 | IDNET2 250PT 2 LOOP MODULE | 1 |  | 1 | 891.67 | 10% | 802.503
4890 | AutoCall | A100-3110 | IDNET2+2 250 POINT 4 LOOP MOD | 1 |  | 1 | 1683.34 | 10% | 1515.006
4891 | AutoCall | A100-3111 | LOOP ISOLATOR FOR IDNET2 | 1 |  | 1 | 333.34 | 10% | 300.006
4892 | AutoCall | A100-3112 | 4 LOOP EPS MSTR CNTLR OPTION | 1 |  | 1 | 333.34 | 10% | 300.006
4893 | AutoCall | A100-3202 | 4 RELAYS, 10 AMP CONTACTS | 1 |  | 1 | 758.34 | 10% | 682.506
4894 | AutoCall | A100-3204 | 4 POINT 2 AMP AUX RELAY MODULE | 1 |  | 1 | 587.5 | 10% | 528.75
4895 | AutoCall | A100-3206 | 4 POINT 2 AMP AUX RELAY MODULE | 1 |  | 1 | 854.17 | 10% | 768.753
4896 | AutoCall | A100-5005 | ZONE MODULE, 8 IDC, CLASS B | 1 |  | 1 | 1000 | 10% | 900
4897 | AutoCall | A100-5015 | ZONE MODULE, 8 IDC, CLASS A | 1 |  | 1 | 1204.17 | 10% | 1083.753
4898 | AutoCall | A100-5101 | XPS POWER, 3 NACS, 120VAC | 1 |  | 1 | 1837.5 | 10% | 1653.75
4899 | AutoCall | A100-5111 | X SPS PWR, IDNET, 3 NACS, 120V | 1 |  | 1 | 4283.34 | 10% | 3855.006
4900 | AutoCall | A100-5115 | XPS EXPANSION MODULE, 3 NACS | 1 |  | 1 | 766.67 | 10% | 690.003
4901 | AutoCall | A100-5116 | EXPANSION AUDIO SIGNAL CARD | 1 |  | 1 | 762.5 | 10% | 686.25
4902 | AutoCall | A100-5120 | TPS POWER, 3 CHANNELS, 120VAC | 1 |  | 1 | 1475 | 10% | 1327.5
4903 | AutoCall | A100-5124 | TRUEALERT CLASS A ADAPTER MOD | 1 |  | 1 | 179.17 | 10% | 161.253
4904 | AutoCall | A100-5125 | RPS POWER, 3 NACS, 120VAC | 1 |  | 1 | 1837.5 | 10% | 1653.75
4905 | AutoCall | A100-5128 | BATTERY DIST TERM MODULE | 1 |  | 1 | 79.17 | 10% | 71.253
4906 | AutoCall | A100-5129 | FERRITE BEAD KIT | 1 |  | 1 | 20.84 | 10% | 18.756
4907 | AutoCall | A100-5130 | 25VDC VOLTAGE REGULATOR | 1 |  | 1 | 845.84 | 10% | 761.256
4908 | AutoCall | A100-5152 | POWER MODULE, 2A, 12 VOLTS | 1 |  | 1 | 233.34 | 10% | 210.006
4909 | AutoCall | A100-5311 | EPS+ POWER SUPPLY 120V | 1 |  | 1 | 4125 | 10% | 3712.5
4910 | AutoCall | A100-5325 | EPS POWER SUPPLY 120V | 1 |  | 1 | 1770.84 | 10% | 1593.756
4911 | AutoCall | A100-6031 | CITY MODULE W/DISCONNECT | 1 |  | 1 | 177.09 | 10% | 159.381
4912 | AutoCall | A100-6032 | CITY MODULE W/O DISCONNECT | 1 |  | 1 | 185.42 | 10% | 166.878
4913 | AutoCall | A100-6033 | ALARM RELAY | 1 |  | 1 | 387.5 | 10% | 348.75
4914 | AutoCall | A100-6034 | TAMPER SWITCH W/IDNET IAM | 1 |  | 1 | 208.34 | 10% | 187.506
4915 | AutoCall | A100-6038 | DUAL RS-232 IF CARD | 1 |  | 1 | 1225 | 10% | 1102.5
4916 | AutoCall | A100-6046 | DUAL RS-232 IF CARD 4X5 | 1 |  | 1 | 1225 | 10% | 1102.5
4917 | AutoCall | A100-6047 | BNIC MODULE | 1 |  | 1 | 3250 | 10% | 2925
4918 | AutoCall | A100-6048 | VESDA INTERFACE KIT | 1 |  | 1 | 1241.67 | 10% | 1117.503
4919 | AutoCall | A100-6052 | EVENT/POINT REPORTING DACT | 1 |  | 1 | 341.67 | 10% | 307.503
4920 | AutoCall | A100-6056 | NETWORK MEDIA CARD WIRED | 1 |  | 1 | 477.09 | 10% | 429.381
4921 | AutoCall | A100-6057 | NETWORK MEDIA CARD FIBER OPTIC | 1 |  | 1 | 550 | 10% | 495
4922 | AutoCall | A100-6061 | MODULAR NIC, REDUNDANT | 1 |  | 1 | 2300 | 10% | 2070
4923 | AutoCall | A100-6069 | BACPAC ETHERNET MODULE | 1 |  | 1 | 4240.8 | 10% | 3816.72
4924 | AutoCall | A100-6072 | SM FIBER MODEM LEFT PORT | 1 |  | 1 | 5995.84 | 10% | 5396.256
4925 | AutoCall | A100-6073 | SM FIBER MODEM RIGHT PORT | 1 |  | 1 | 5995.84 | 10% | 5396.256
4926 | AutoCall | A100-6074 | MM FIBER MODEM LEFT PORT | 1 |  | 1 | 5995.84 | 10% | 5396.256
4927 | AutoCall | A100-6075 | MM FIBER MODEM RIGHT PORT | 1 |  | 1 | 5995.84 | 10% | 5396.256
4928 | AutoCall | A100-6078 | NETWORK IFC CARD, MODULAR | 1 |  | 1 | 1979.17 | 10% | 1781.253
4929 | AutoCall | A100-6079 | NEW SAFELINC INTERNET INTRFACE | 1 |  | 1 | 1979.17 | 10% | 1781.253
4930 | AutoCall | A100-6080 | SERIAL DACT SIDE MOUNT | 1 |  | 1 | 275 | 10% | 247.5
4931 | AutoCall | A100-6101 | PHYSICAL BRIDGE, CLASS B | 1 |  | 1 | 2450 | 10% | 2205
4932 | AutoCall | A100-6102 | PHYSICAL BRIDGE, CLASS X | 1 |  | 1 | 4133.34 | 10% | 3720.006
4933 | AutoCall | A100-6103 | DUAL CLASS A ISOLATOR - IDNAC | 1 |  | 1 | 356.25 | 10% | 320.625
4934 | AutoCall | A100-7158 | 4100ES MSTR CTLR UPGD NO DSPLY | 1 |  | 1 | 1992.9 | 10% | 1793.61
4935 | AutoCall | A100-7401 | 24 POINT I/O INTERFACE MODULE | 1 |  | 1 | 1100 | 10% | 990
4936 | AutoCall | A100-7402 | 64/64 LED/SW CONTROLLER MODULE | 1 |  | 1 | 1137.5 | 10% | 1023.75
4937 | AutoCall | A100-7403 | 32 POINT LED DRIVER MODULE | 1 |  | 1 | 795.84 | 10% | 716.256
4938 | AutoCall | A100-7404 | 32 POINT SWITCH INPUT MODULE | 1 |  | 1 | 795.84 | 10% | 716.256
4939 | AutoCall | A100-7907 | 4100ES STAGING/WITNESS TEST | 1 |  | 1 | 26562.5 | 10% | 23906.25
4940 | AutoCall | A100-7909 | INCIDENT COMMANDER MTG BAY | 1 |  | 1 | 0 | 10% | 0
4941 | AutoCall | A100-7910 | ASSEMBLED IN USA | 1 |  | 1 | 0 | 10% | 0
4942 | AutoCall | A100-7911 | APPLICATIONS ENG CUSTOM LAYOUT | 1 |  | 1 | 0 | 10% | 0
4943 | AutoCall | A100-7912 | SEISMIC BRACKET LEGACY CARDS | 1 |  | 1 | 0 | 10% | 0
4944 | AutoCall | A100-8401 | PANEL MOUNTED GRAPHICS | 1 |  | 1 | 43.55 | 10% | 39.195
4945 | AutoCall | A100-8402 | PLATE MOUNTED GRAPHICS | 1 |  | 1 | 691.67 | 10% | 622.503
4946 | AutoCall | A100-8802 | PROGRAMMING UNIT SOFTWARE | 1 |  | 1 | 300.42 | 10% | 270.378
4947 | AutoCall | A100-8804 | AUDIO PROGRAMMING SOFTWARE | 1 |  | 1 | 8.75 | 10% | 7.875
4948 | AutoCall | A100-8904 | AFTMKT GRAPHICS (MODULES ONLY) | 1 |  | 1 | 2.71 | 10% | 2.439
4949 | AutoCall | A100-9111 | 4100ES PRECONFIG DOMESTIC 120V | 1 |  | 1 | 4266.67 | 10% | 3840.003
4950 | AutoCall | A100-9114 | INFOALARM MSTRCNTLR 120V | 1 |  | 1 | 6383.34 | 10% | 5745.006
4951 | AutoCall | A100-9121 | 4100ES PRECONFIG REDUNDNT 120V | 1 |  | 1 | 8850 | 10% | 7965
4952 | AutoCall | A100-9122 | INFOALARM REDUNDANT CPU 120V | 1 |  | 1 | 10991.67 | 10% | 9892.503
4953 | AutoCall | A100-9131 | MASTER CONTROLLER NO DISPLAY | 1 |  | 1 | 3050 | 10% | 2745
4954 | AutoCall | A100-9141 | NDU, DOMESTIC | 1 |  | 1 | 4879.17 | 10% | 4391.253
4955 | AutoCall | A100-9142 | NDU W/VOICE, DOMESTIC | 1 |  | 1 | 8079.17 | 10% | 7271.253
4956 | AutoCall | A100-9151 | INFOALARM NDU 120V | 1 |  | 1 | 7966.67 | 10% | 7170.003
4957 | AutoCall | A100-9152 | INFOALARM NDU VOICE 120V | 1 |  | 1 | 11200 | 10% | 10080
4958 | AutoCall | A100-9311 | EPS MASTER CONTROLLER 120V | 1 |  | 1 | 4266.67 | 10% | 3840.003
4959 | AutoCall | A100-9314 | EPS INFOALARM 120V DOMESTIC | 1 |  | 1 | 6383.34 | 10% | 5745.006
4960 | AutoCall | A100-9331 | EPS MASTER CTRL NO DISPLAY | 1 |  | 1 | 3050 | 10% | 2745
4961 | AutoCall | A100-9342 | EPS NDU W/VOICE, DOMESTIC | 1 |  | 1 | 8079.17 | 10% | 7271.253
4962 | AutoCall | A100-9352 | EPS INFOALARM NDU VOICE 120V | 1 |  | 1 | 11200 | 10% | 10080
4963 | AutoCall | A100-9600 | BASIC TRANSPONDER | 1 |  | 1 | 925 | 10% | 832.5
4964 | AutoCall | A100-9601 | LOCAL MODE TRANSPONDER | 1 |  | 1 | 1220.84 | 10% | 1098.756
4965 | AutoCall | A100-9607 | INFOALARM REMOTE ANNUNCIATOR | 1 |  | 1 | 5458.34 | 10% | 4912.506
4966 | AutoCall | A100-9610 | REMOTE ANNUNCIATOR | 1 |  | 1 | 925 | 10% | 832.5
4967 | AutoCall | A100-9611 | REMOTE ANNUN EXTERNAL POWER | 1 |  | 1 | 979.17 | 10% | 881.253
4968 | AutoCall | A100-9612 | INFOALARM BASIC REM ANNUN | 1 |  | 1 | 5458.34 | 10% | 4912.506
4969 | AutoCall | A100-9615 | REM ANNUN INCIDENT COMMANDER | 1 |  | 1 | 879.17 | 10% | 791.253
4970 | AutoCall | A100-9620 | BASIC AUDIO W/MIKE-ANALOG | 1 |  | 1 | 2601.67 | 10% | 2341.503
4971 | AutoCall | A100-9621 | BASIC AUDIO W/MIKE-DIGITAL | 1 |  | 1 | 3062.5 | 10% | 2756.25
4972 | AutoCall | A100-9816 | MASTER CLOCK INTERFACE KIT | 1 |  | 1 | 1429.17 | 10% | 1286.253
4973 | AutoCall | A100-9840 | FIBER MODEM MOUNTING BRKT | 1 |  | 1 | 84.38 | 10% | 75.942
4974 | AutoCall | A100-9841 | AUDIO EXPANSION MODULE ASSY | 1 |  | 1 | 429.17 | 10% | 386.253
4975 | AutoCall | A100-9842 | AUDIO EXP MODULE ONLY | 1 |  | 1 | 345.84 | 10% | 311.256
4976 | AutoCall | A100-9857 | 4100ES APPLIQUE KIT | 1 |  | 1 | 38.13 | 10% | 34.317
4977 | AutoCall | A100-9860 | NEW SAFELINC PROTECTED FEATURE | 1 |  | 1 | 1112.5 | 10% | 1001.25
4978 | AutoCall | A100-9863 | TCP/IP PHYS BRIDGE, CLASS B | 1 |  | 1 | 2520.84 | 10% | 2268.756
4979 | AutoCall | A100-9864 | TCP/IP PHYS BRIDGE, CLASS X | 1 |  | 1 | 4216.67 | 10% | 3795.003
4980 | AutoCall | A190-5050 | TSW SOFTWARE | 1 |  | 1 | 256.25 | 10% | 230.625
4981 | AutoCall | A190-5053 | TSW CLIENT INSTALLATION CD | 1 |  | 1 | 96.88 | 10% | 87.192
4982 | AutoCall | A190-5055 | TRUESITE GRAPHICANNUN SOFTWARE | 1 |  | 1 | 0 | 10% | 0
4983 | AutoCall | A190-5060 | TSW DACR INTERFACE FEATURE | 1 |  | 1 | 6479.17 | 10% | 5831.253
4984 | AutoCall | A190-5061 | TSW RESTRICTED CLIENT FEATURE | 1 |  | 1 | 8000 | 10% | 7200
4985 | AutoCall | A190-5062 | TSW PROTECTED CLIENT FEATURE | 1 |  | 1 | 8000 | 10% | 7200
4986 | AutoCall | A190-5064 | 3RD PARTY INTFC SOFTWARE PKG | 1 |  | 1 | 8000 | 10% | 7200
4987 | AutoCall | A190-5065 | TSW FEATURE UPGRADE | 1 |  | 1 | 5208.34 | 10% | 4687.506
4988 | AutoCall | A190-5066 | 3RD PARTY INTERFACE CLIENT | 1 |  | 1 | 8000 | 10% | 7200
4989 | AutoCall | A190-5067 | MOBILE CLIENT FOR TSW | 1 |  | 1 | 8000 | 10% | 7200
4990 | AutoCall | A190-6010 | PC LAN SUPPRESSOR | 1 |  | 1 | 462.5 | 10% | 416.25
4991 | AutoCall | A190-6036 | PCI WIRED MEDIA CARD | 1 |  | 1 | 487.5 | 10% | 438.75
4992 | AutoCall | A190-6037 | PCI FIBER MEDIA CARD | 1 |  | 1 | 979.17 | 10% | 881.253
4993 | AutoCall | A190-6050 | FIRE ALARM ETHERNET SWITCH | 1 |  | 1 | 6970.84 | 10% | 6273.756
4994 | AutoCall | A190-6054 | FA ENET SW 2 SMODE FBR 4WIRED | 1 |  | 1 | 11416.67 | 10% | 10275.003
4995 | AutoCall | A190-6056 | ENET SW 2 SMODE FBR 4WIRED | 1 |  | 1 | 9012.5 | 10% | 8111.25
4996 | AutoCall | A190-6061 | PCI MODULAR NTWK INTFC CARD | 1 |  | 1 | 2491.67 | 10% | 2242.503
4997 | AutoCall | A190-7014 | I5 2.4GHZ ALL-IN-1 PC DESKTOP | 1 |  | 1 | 28504.17 | 10% | 25653.753
4998 | AutoCall | A190-7026 | TSW DESKTOP I7 PC WIN10 | 1 |  | 1 | 18208.34 | 10% | 16387.506
4999 | AutoCall | A190-7027 | TSW RACKMOUNT I7 PC WIN10 | 1 |  | 1 | 20412.5 | 10% | 18371.25
5000 | AutoCall | A190-7028 | TSW DESKTOP I7 PC WIN10 RAID | 1 |  | 1 | 18208.34 | 10% | 16387.506
5001 | AutoCall | A190-7029 | TSW RACKMOUNT I7 PC WIN10 RAID | 1 |  | 1 | 20412.5 | 10% | 18371.25
5002 | AutoCall | A190-7031 | 4100ES I5 ALLIN1 PC WIN10 | 1 |  | 1 | 30604.17 | 10% | 27543.753
5003 | AutoCall | A190-7032 | DESKTOP I5 ALL-IN-1 PC WIN10 | 1 |  | 1 | 28504.17 | 10% | 25653.753
5004 | AutoCall | A190-7033 | 4100ES I5 ALLIN1 PC WIN10 RAID | 1 |  | 1 | 30604.17 | 10% | 27543.753
5005 | AutoCall | A190-7131 | 21.5" LCD DESK MONITOR BLACK | 1 |  | 1 | 6183.34 | 10% | 5565.006
5006 | AutoCall | A190-7233 | 21.5" LCD DESK MON BLK, TS | 1 |  | 1 | 11616.67 | 10% | 10455.003
5007 | AutoCall | A190-7234 | 18.5" RACKMOUNT MONITOR | 1 |  | 1 | 13137.5 | 10% | 11823.75
5008 | AutoCall | A190-8401 | TRUESITE WORKSTATION | 1 |  | 1 | 19791.67 | 10% | 17812.503
5009 | AutoCall | A190-8403 | PROPRIETARY SUPV STATION TSW | 1 |  | 1 | 19791.67 | 10% | 17812.503
5010 | AutoCall | A190-8404 | TRUESITE INCIDENT COMMANDER | 1 |  | 1 | 19791.67 | 10% | 17812.503
5011 | AutoCall | A190-8405 | PROPRIETARY SUPV STN ICMDR | 1 |  | 1 | 19791.67 | 10% | 17812.503
5012 | AutoCall | A190-8410 | TRUESITE WORKSTATION CLIENT PC | 1 |  | 1 | 1520.84 | 10% | 1368.756
5013 | AutoCall | A190-8411 | INCIDENT CMNDR REMOTE CLIENT | 1 |  | 1 | 875 | 10% | 787.5
5014 | AutoCall | A190-8602 | P.C. ANNUNCIATOR SOFTWARE ONLY | 1 |  | 1 | 0 | 10% | 0
5015 | AutoCall | A190-8603 | TSW SOFTWARE ONLY | 1 |  | 1 | 19791.67 | 10% | 17812.503
5016 | AutoCall | A190-8605 | TSW AFTMKT SOFTWARE FEATURES | 1 |  | 1 | 0 | 10% | 0
5017 | AutoCall | A190-8901 | 4190 SERIES AFTERMARKET ADDITN | 1 |  | 1 | 0 | 10% | 0
5018 | AutoCall | A190-9010 | BIDIRECTIONAL FIBER COUPLER | 1 |  | 1 | 1229.17 | 10% | 1106.253
5019 | AutoCall | A190-9013 | 24 PIN DOT MATRIX PRINTER | 1 |  | 1 | 2283.34 | 10% | 2055.006
5020 | AutoCall | A190-9021 | SM LEFT FIBER MODEM RED CAB | 1 |  | 1 | 6954.17 | 10% | 6258.753
5021 | AutoCall | A190-9022 | SM LEFT FIBER MODEM BEIGE CAB | 1 |  | 1 | 6954.17 | 10% | 6258.753
5022 | AutoCall | A190-9023 | RIGHT MODEM FOR SM CABINET | 1 |  | 1 | 6283.34 | 10% | 5655.006
5023 | AutoCall | A190-9025 | MM LEFT FIBER MODEM BEIGE CAB | 1 |  | 1 | 6954.17 | 10% | 6258.753
5024 | AutoCall | A190-9026 | RIGHT MODEM FOR MM CABINET | 1 |  | 1 | 6283.34 | 10% | 5655.006
5025 | AutoCall | A190-9822 | PCI WIRED MEDIA CARD | 1 |  | 1 | 537.5 | 10% | 483.75
5026 | AutoCall | A190-9829 | PCI MODULAR NTWRK INTRFCE CARD | 1 |  | 1 | 2282 | 10% | 2053.8
5027 | AutoCall | A2081-9297 | SIESMIC BATTERY BRACKET 33AH | 1 |  | 1 | 212.5 | 10% | 191.25
5028 | AutoCall | A2081-9298 | SIESMIC BATTERY BRACKET 50AH | 1 |  | 1 | 243.75 | 10% | 219.375
5029 | AutoCall | A2081-9401 | BATTERY BRACKET ASSY 12.7AH | 1 |  | 1 | 222.92 | 10% | 200.628
5030 | AutoCall | A2081-9402 | BATTERY BRACKET ASSY 18AH | 1 |  | 1 | 204.17 | 10% | 183.753
5031 | AutoCall | A2081-9403 | BATTERY BRACKET ASSY 25AH | 1 |  | 1 | 204.17 | 10% | 183.753
5032 | AutoCall | A2975-9407 | 4100U/ES BOX, #1 ONE BAY RED | 1 |  | 1 | 475 | 10% | 427.5
5033 | AutoCall | A2975-9408 | 4100U/ES BOX, #2 RED | 1 |  | 1 | 541.67 | 10% | 487.503
5034 | AutoCall | A2975-9409 | 4100U/ES BOX, #3 RED | 1 |  | 1 | 575 | 10% | 517.5
5035 | AutoCall | A2975-9438 | 4100ES BOX, #1 PLATINUM | 1 |  | 1 | 475 | 10% | 427.5
5036 | AutoCall | A2975-9439 | 4100ES BOX, #2 PLATINUM | 1 |  | 1 | 541.67 | 10% | 487.503
5037 | AutoCall | A2975-9440 | 4100ES BOX, #3 PLATINUM | 1 |  | 1 | 575 | 10% | 517.5
5038 | AutoCall | A2975-9441 | 1 BAY BB/GDOOR/DRESS PNL RED | 1 |  | 1 | 1029.17 | 10% | 926.253
5039 | AutoCall | A2975-9442 | 2 BAY BB/GDOOR/DRESS PNL RED | 1 |  | 1 | 1141.67 | 10% | 1027.503
5040 | AutoCall | A2975-9443 | 3 BAY BB/GDOOR/DRESS PNL RED | 1 |  | 1 | 1287.5 | 10% | 1158.75
5041 | AutoCall | A2975-9444 | 1 BAY BB/GDOOR/DRESS PNL PLAT | 1 |  | 1 | 1029.17 | 10% | 926.253
5042 | AutoCall | A2975-9445 | 2 BAY BB/GDOOR/DRESS PNL PLAT | 1 |  | 1 | 1141.67 | 10% | 1027.503
5043 | AutoCall | A2975-9446 | 3 BAY BB/GDOOR/DRESS PNL PLAT | 1 |  | 1 | 1287.5 | 10% | 1158.75
5044 | AutoCall | A2975-9447 | 1 BAY BOX & SOLID DOOR RED | 1 |  | 1 | 950 | 10% | 855
5045 | AutoCall | A2975-9448 | 2 BAY BOX & SOLID DOOR RED | 1 |  | 1 | 1050 | 10% | 945
5046 | AutoCall | A2975-9449 | 3 BAY BOX & SOLID DOOR RED | 1 |  | 1 | 1166.67 | 10% | 1050.003
5047 | AutoCall | A2975-9450 | 1 BAY BOX& SOLID DOOR PLATINUM | 1 |  | 1 | 950 | 10% | 855
5048 | AutoCall | A2975-9451 | 2 BAY BOX& SOLID DOOR PLATINUM | 1 |  | 1 | 1050 | 10% | 945
5049 | AutoCall | A2975-9452 | 3 BAY BOX& SOLID DOOR PLATINUM | 1 |  | 1 | 1166.67 | 10% | 1050.003
5050 | AutoCall | A2975-9457 | 3BAY BB GDOOR DRPNL PLAT ICMDR | 1 |  | 1 | 1286.46 | 10% | 1157.814
5051 | AutoCall | A2975-9811 | 4100U BOX TRIM BAND, BEIGE | 1 |  | 1 | 111.17 | 10% | 100.053
5052 | AutoCall | A2975-9812 | BOX TRIM BAND, RED | 1 |  | 1 | 118.75 | 10% | 106.875
5053 | AutoCall | A2975-9813 | BOX TRIM BAND PLATINUM | 1 |  | 1 | 118.75 | 10% | 106.875
5054 | AutoCall | A4100-9835 | TERMINATION/ADDRESS LABLE KIT | 1 |  | 1 | 17.71 | 10% | 15.939
5055 | AutoCall | A4100-9843 | LED KIT YELLOW | 1 |  | 1 | 15.42 | 10% | 13.878
5056 | AutoCall | A4100-9844 | LED KIT GREEN | 1 |  | 1 | 15.42 | 10% | 13.878
5057 | AutoCall | A4100-9845 | LED KIT RED | 1 |  | 1 | 15.42 | 10% | 13.878
5058 | AutoCall | A4100-9855 | LED KIT BLUE | 1 |  | 1 | 21.05 | 10% | 18.945
5059 | AutoCall | A4190-9803 | REPLACEMENT PAPER ROLL QTY 1 | 1 |  | 1 | 22.92 | 10% | 20.628
5060 | AutoCall | A4190-9823 | PCI FIBER OPTIC MEDIA CARD | 1 |  | 1 | 1039.59 | 10% | 935.631
5061 | AutoCall | TRUESTART2 | TSI2 INSTRUMENT IDNET/IDNAC | 1 |  | 1 | 2266.67 | 10% | 2040.003
5062 | AutoCall | TSI-24V | TRUESTART 24V ADAPTER | 1 |  | 1 | 133.34 | 10% | 120.006
5063 | AutoCall | TSI-AUX | TSI AUXILIARY POWER HARNESS | 1 |  | 1 | 89.59 | 10% | 80.631
5064 | AutoCall | TSI-BAG | TRUESTART TOOL BAG | 1 |  | 1 | 165.63 | 10% | 149.067
5065 | AutoCall | TSI-BATTERY | TSI REPLACEMENT BATTERY | 1 |  | 1 | 327.92 | 10% | 295.128
5066 | AutoCall | TSI-CHARGER | TRUESTART CHARGER | 1 |  | 1 | 194.59 | 10% | 175.131
5067 | AutoCall | TSI-TLEADS | TEST LEADS FOR TSI & TSI2 | 1 |  | 1 | 108.34 | 10% | 97.506
5068 | AutoCall | TSI-USB | TRUESTART USB ADAPTER | 1 |  | 1 | 131.05 | 10% | 117.945
5069 | AutoCall | A004-9301 | 4004R RELEASE PNL BEIGE | 1 |  | 1 | 1479.17 | 10% | 1331.253
5070 | AutoCall | A004-9302 | 4004R RELEASE PNL RED | 1 |  | 1 | 1479.17 | 10% | 1331.253
5071 | AutoCall | A004-9302BA | 4004R RELEASE PNL RED BA | 1 |  | 1 | 1675 | 10% | 1507.5
5072 | AutoCall | A004-9860 | 4PT AUXILIARY RELAY MODULE | 1 |  | 1 | 216.67 | 10% | 195.003
5073 | AutoCall | A004-9864 | CLASS A ADAPTER MODULE | 1 |  | 1 | 111.46 | 10% | 100.314
5074 | AutoCall | A006-9101 | CONVENTIONAL FA PANEL RED | 1 |  | 1 | 1920.25 | 10% | 1728.225
5075 | AutoCall | A006-9102 | CONVENTIONAL SMALL FA BEIGE | 1 |  | 1 | 1920.25 | 10% | 1728.225
5076 | AutoCall | A006-9801 | EXPANS POWER SUPPLY CONVENTION | 1 |  | 1 | 611.5 | 10% | 550.35
5077 | AutoCall | A006-9802 | EXPANSION IDC MODULE CONVEN | 1 |  | 1 | 681.5 | 10% | 613.35
5078 | AutoCall | A006-9803 | EXPANSION RELAY MODULE CONVEN | 1 |  | 1 | 237 | 10% | 213.3
5079 | AutoCall | A006-9805 | CITY MODULE W/DISCONNECT | 1 |  | 1 | 191 | 10% | 171.9
5080 | AutoCall | A007-8810 | 4007ES FACTORY PROGRAMMING | 1 |  | 1 | 0 | 10% | 0
5081 | AutoCall | A007-9101 | 4007ES HYBRID FACP, RED | 1 |  | 1 | 2383.34 | 10% | 2145.006
5082 | AutoCall | A007-9101BA | 4007ES HYBRID FACP, RED, BA | 1 |  | 1 | 2635.42 | 10% | 2371.878
5083 | AutoCall | A007-9102 | 4007ES HYBRID FACP, PLATINUM | 1 |  | 1 | 2406.25 | 10% | 2165.625
5084 | AutoCall | A007-9102BA | 4007ES HYBRID FACP PLATINUM BA | 1 |  | 1 | 2660.42 | 10% | 2394.378
5085 | AutoCall | A007-9201 | 4007ES FACP, IDNAC, RED | 1 |  | 1 | 2012.5 | 10% | 1811.25
5086 | AutoCall | A007-9202 | 4007ES FACP, IDNAC, PLATINUM | 1 |  | 1 | 2012.5 | 10% | 1811.25
5087 | AutoCall | A007-9801 | ZONE-RELAY MODULE | 1 |  | 1 | 281.25 | 10% | 253.125
5088 | AutoCall | A007-9802 | 25V REGULATOR MODULE | 1 |  | 1 | 743.75 | 10% | 669.375
5089 | AutoCall | A007-9803 | IDNET+ LOOP EXPANSION MODULE | 1 |  | 1 | 329.17 | 10% | 296.253
5090 | AutoCall | A007-9804 | DUAL CLASS A ISOLATOR - IDNAC | 1 |  | 1 | 304.17 | 10% | 273.753
5091 | AutoCall | A007-9805 | LED MODULE FOR 4007 DOOR PNL | 1 |  | 1 | 679.17 | 10% | 611.253
5092 | AutoCall | A007-9806 | SDACT MODULE | 1 |  | 1 | 246.25 | 10% | 221.625
5093 | AutoCall | A007-9807 | CITY CIRCUIT WITH DISCONNECT | 1 |  | 1 | 140.63 | 10% | 126.567
5094 | AutoCall | A007-9808 | CITY CRKT WITHOUT DISCONNECT | 1 |  | 1 | 134.38 | 10% | 120.942
5095 | AutoCall | A007-9809 | ALM/SUPV/TBL RELAY MODULE | 1 |  | 1 | 164.59 | 10% | 148.131
5096 | AutoCall | A007-9810 | 4007ES MODULAR NIC | 1 |  | 1 | 2185 | 10% | 1966.5
5097 | AutoCall | A007-9812 | DUAL RS232 MODULE | 1 |  | 1 | 1229.17 | 10% | 1106.253
5098 | AutoCall | A007-9813 | WIRED NETWORK MEDIA CARD | 1 |  | 1 | 451.05 | 10% | 405.945
5099 | AutoCall | A007-9814 | FIBER OPTIC NETWORK MEDIA CARD | 1 |  | 1 | 483.34 | 10% | 435.006
5100 | AutoCall | A009-9201 | NAC EXTENDER 120VAC, IDNET | 1 |  | 1 | 1137.5 | 10% | 1023.75
5101 | AutoCall | A009-9401 | 4009 TRUEALERT ADDR CONTROLLER | 1 |  | 1 | 2008.34 | 10% | 1807.506
5102 | AutoCall | A009-9601 | IDNAC REPEATER PLATINUM | 1 |  | 1 | 1050 | 10% | 945
5103 | AutoCall | A009-9602 | IDNAC REPEATER RED | 1 |  | 1 | 1050 | 10% | 945
5104 | AutoCall | A009-9806 | 4009 EARTH DETECT MODULE | 1 |  | 1 | 124.8 | 10% | 112.32
5105 | AutoCall | A009-9807 | NAC CARD, 4PT, IDNET | 1 |  | 1 | 708.34 | 10% | 637.506
5106 | AutoCall | A009-9808 | ADAPTER, CLASS A, IDNET | 1 |  | 1 | 142.3 | 10% | 128.07
5107 | AutoCall | A009-9809 | NAC REPEATER, IDNET | 1 |  | 1 | 833.34 | 10% | 750.006
5108 | AutoCall | A009-9810 | RECEIVER, FIBER, IDNET | 1 |  | 1 | 1100 | 10% | 990
5109 | AutoCall | A009-9811 | FIBER RECEIVER, CLASS A, IDNET | 1 |  | 1 | 1270.84 | 10% | 1143.756
5110 | AutoCall | A009-9812 | TRIPLE CHANNEL TRUEALERT CLS A | 1 |  | 1 | 174.8 | 10% | 157.32
5111 | AutoCall | A009-9813 | REMOTE TPS TIC CARD | 1 |  | 1 | 608.34 | 10% | 547.506
5112 | AutoCall | A009-9814 | IDNAC REPEATER CLASS A ADAPTER | 1 |  | 1 | 142.71 | 10% | 128.439
5113 | AutoCall | A010-9401 | 4010ES FACP 120V RED | 1 |  | 1 | 3912.5 | 10% | 3521.25
5114 | AutoCall | A010-9402 | 4010ES FACP 120V PLATINUM | 1 |  | 1 | 3912.5 | 10% | 3521.25
5115 | AutoCall | A010-9421 | 4010ES 2 IDNET 2 BAY RED 120V | 1 |  | 1 | 6188.01 | 10% | 5569.209
5116 | AutoCall | A010-9421BA | 4010ES 2 IDNET 2 BAY RED 120V | 1 |  | 1 | 6806.82 | 10% | 6126.138
5117 | AutoCall | A010-9422 | 4010ES 2 IDNET 2 BAY RED 120V | 1 |  | 1 | 6188.01 | 10% | 5569.209
5118 | AutoCall | A010-9422BA | 4010ES 2 IDNET 2 BAY RED 120V | 1 |  | 1 | 6806.82 | 10% | 6126.138
5119 | AutoCall | A010-9425 | 4010ES INFOALM 2IDNET RED 120V | 1 |  | 1 | 8000.47 | 10% | 7200.423
5120 | AutoCall | A010-9425BA | 4010ES INFOALM 2IDNET RED 120V | 1 |  | 1 | 8800.52 | 10% | 7920.468
5121 | AutoCall | A010-9426 | 4010ES INFOALM 2IDNET PLAT120V | 1 |  | 1 | 8000.47 | 10% | 7200.423
5122 | AutoCall | A010-9426BA | 4010ES INFOALM 2IDNET PLAT120V | 1 |  | 1 | 8800.52 | 10% | 7920.468
5123 | AutoCall | A010-9601 | 4010ES IDNAC FACP 120V RED | 1 |  | 1 | 3912.5 | 10% | 3521.25
5124 | AutoCall | A010-9602 | 4010ES IDNAC FACP 120V PLAT | 1 |  | 1 | 3912.5 | 10% | 3521.25
5125 | AutoCall | A010-9621 | 4010ES IDNAC 2IDNET RED 120V | 1 |  | 1 | 6188.01 | 10% | 5569.209
5126 | AutoCall | A010-9621BA | 4010ES IDNAC 2IDNET RED 120V | 1 |  | 1 | 6806.82 | 10% | 6126.138
5127 | AutoCall | A010-9622 | 4010ES IDNAC 2IDNET PLAT 120V | 1 |  | 1 | 6188.01 | 10% | 5569.209
5128 | AutoCall | A010-9622BA | 4010ES IDNAC 2IDNET PLAT 120V | 1 |  | 1 | 6806.82 | 10% | 6126.138
5129 | AutoCall | A010-9623 | 4010ESINFOALMIDNAC2IDNETRED120 | 1 |  | 1 | 8000.47 | 10% | 7200.423
5130 | AutoCall | A010-9623BA | 4010ESINFOALMIDNAC2IDNETRED120 | 1 |  | 1 | 8800.52 | 10% | 7920.468
5131 | AutoCall | A010-9624 | 4010ESINFOALMIDNAC2IDNETPLT120 | 1 |  | 1 | 8000.47 | 10% | 7200.423
5132 | AutoCall | A010-9624BA | 4010ESINFOALMIDNAC2IDNETPLT120 | 1 |  | 1 | 8800.52 | 10% | 7920.468
5133 | AutoCall | A010-9818 | WIRED NETWORK MEDIA CARD | 1 |  | 1 | 451.05 | 10% | 405.945
5134 | AutoCall | A010-9819 | FIBER NETWORK MEDIA CARD | 1 |  | 1 | 483.34 | 10% | 435.006
5135 | AutoCall | A010-9908 | 4 POINT AUX RELAY MODULE | 1 |  | 1 | 587.5 | 10% | 528.75
5136 | AutoCall | A010-9909 | CITY CARD WITH DISCONNECT | 1 |  | 1 | 187.5 | 10% | 168.75
5137 | AutoCall | A010-9911 | ALARM RELAY MODULE | 1 |  | 1 | 387.5 | 10% | 348.75
5138 | AutoCall | A010-9912 | SERIAL DACT | 1 |  | 1 | 322.92 | 10% | 290.628
5139 | AutoCall | A010-9918 | DUAL RS232 MODULE | 1 |  | 1 | 1229.17 | 10% | 1106.253
5140 | AutoCall | A010-9920 | 8 ZONE IDC MODULE CLASS B | 1 |  | 1 | 950 | 10% | 855
5141 | AutoCall | A010-9921 | 8 ZONE IDC MODULE CLASS A | 1 |  | 1 | 1079.17 | 10% | 971.253
5142 | AutoCall | A010-9922 | 4010ES NETWORK INTERFACE CARD | 1 |  | 1 | 2300 | 10% | 2070
5143 | AutoCall | A010-9923 | NEW SAFELINC INTERNET INTRFACE | 1 |  | 1 | 2212.5 | 10% | 1991.25
5144 | AutoCall | A010-9926 | TCP/IP PHYS BRIDGE CLASS B | 1 |  | 1 | 2404.17 | 10% | 2163.753
5145 | AutoCall | A010-9928 | DUAL VERT BLOCK CARD MTG KIT | 1 |  | 1 | 158.34 | 10% | 142.506
5146 | AutoCall | A010-9929 | IDNET2+2 250POINT 4 LOOP MOD | 1 |  | 1 | 1683.34 | 10% | 1515.006
5147 | AutoCall | A010-9930 | IDNAC DUAL CLASS A ISOLATOR | 1 |  | 1 | 358.34 | 10% | 322.506
5148 | AutoCall | A100-0650 | BATTERY SHELF | 1 |  | 1 | 61.25 | 10% | 55.125
5149 | AutoCall | A2975-9218 | BARRIER MOD BOX W/TRIM W/PLATE | 1 |  | 1 | 362.92 | 10% | 326.628
5150 | AutoCall | A4003-9803 | REMOTE MICROPHONE ON 2 GANG PL | 1 |  | 1 | 458.34 | 10% | 412.506
5151 | AutoCall | A4007-9830 | SUP RELEASE APPLIQUE KIT | 1 |  | 1 | 34.07 | 10% | 30.663
5152 | AutoCall | A4009-9803 | 4 CIRCUIT NAC ADD-ON STYLE Y | 1 |  | 1 | 712.5 | 10% | 641.25
5153 | AutoCall | A4081-9017 | EOL HARNESS 3.9K 1W 5% | 1 |  | 1 | 27.5 | 10% | 24.75
5154 | AutoCall | A4081-9306 | 110 AH CHARGER, 120VAC, RED | 1 |  | 1 | 1907.3 | 10% | 1716.57
5155 | AutoCall | A4090-9007 | 4008 ADDRESSABLE SIGNAL ZAM | 1 |  | 1 | 233.34 | 10% | 210.006
5156 | AutoCall | A4090-9105 | FIBER TRANS, CLASS B, IDNET | 1 |  | 1 | 1154.17 | 10% | 1038.753
5157 | AutoCall | A4090-9107 | FIBER TRANS, CLASS A, IDNET | 1 |  | 1 | 1316.67 | 10% | 1185.003
5158 | AutoCall | A4610-9111 | REMOTE LED SWITCH ANNUNCIATOR | 1 |  | 1 | 533.34 | 10% | 480.006
5159 | AutoCall | A566-1030 | NAC POWER SUPPLY BOARD ASSY | 1 |  | 1 | 1041.67 | 10% | 937.503
5160 | AutoCall | A566-989 | IDNAC POWER SUPPLY BOARD ASSY | 1 |  | 1 | 962.5 | 10% | 866.25
5161 | AutoCall | A699-464 | 4010ES BACK BOX 2-BAY RED | 1 |  | 1 | 595.94 | 10% | 536.346
5162 | AutoCall | A699-465 | 4010ES BACK BOX 2-BAY PLATINUM | 1 |  | 1 | 555.14 | 10% | 499.626
5163 | AutoCall | A699-546 | 4007ES DOOR ASSEMBLY, RED | 1 |  | 1 | 168.75 | 10% | 151.875
5164 | AutoCall | A699-548 | 4007ES ENCLOSURE WINDOW | 1 |  | 1 | 114.59 | 10% | 103.131
5165 | AutoCall | A699-549 | 4007ES BACKBOX ASSEMBLY, RED | 1 |  | 1 | 433.34 | 10% | 390.006
5166 | AutoCall | A699-553 | 4007ES DOOR ASSEMBLY, PLATINUM | 1 |  | 1 | 282.3 | 10% | 254.07
5167 | AutoCall | A699-554 | 4007ES BACKBOX ASSY, PLATINUM | 1 |  | 1 | 564.38 | 10% | 507.942
5168 | AutoCall | A8699-551 | 4007 FRONT ASSY W/ELECTRONICS | 1 |  | 1 | 1010.42 | 10% | 909.378
5169 | AutoCall | A100-9401 | INFOALM REM DISPLAY RED | 1 |  | 1 | 3879.17 | 10% | 3491.253
5170 | AutoCall | A100-9403 | INFOALM REM DISPLAY PLATINUM | 1 |  | 1 | 3879.17 | 10% | 3491.253
5171 | AutoCall | A2080-9056 | ABORT SWITCH, FLUSH | 1 |  | 1 | 166.67 | 10% | 150.003
5172 | AutoCall | A2080-9057 | ABORT SWITCH, SURFACE | 1 |  | 1 | 314.59 | 10% | 283.131
5173 | AutoCall | A2080-9059 | MAINT SWITCH W/LAMP,FLUSH | 1 |  | 1 | 366.67 | 10% | 330.003
5174 | AutoCall | A2080-9060 | MAINT SWITCH W/LAMP,SURFACE | 1 |  | 1 | 589.59 | 10% | 530.631
5175 | AutoCall | A2080-9061 | ADD-ON N/O & N/C CONTACT MOD | 1 |  | 1 | 37.71 | 10% | 33.939
5176 | AutoCall | A2080-9067 | ABORT SWITCH, STYLE C, FLUSH | 1 |  | 1 | 173.96 | 10% | 156.564
5177 | AutoCall | A2080-9068 | ABORT SWITCH, STYLE C,SURFACE | 1 |  | 1 | 345.84 | 10% | 311.256
5178 | AutoCall | A2080-9069 | MAINTENANCE DISC SWITCH FLUSH | 1 |  | 1 | 275 | 10% | 247.5
5179 | AutoCall | A2080-9070 | MAINTENANCE DISC SW SURFACE | 1 |  | 1 | 530.63 | 10% | 477.567
5180 | AutoCall | A2081-9048 | ABORT SUPERVISION | 1 |  | 1 | 47.3 | 10% | 42.57
5181 | AutoCall | A2081-9271 | 12V 33AH 7.80LX5.20DX6.22H | 1 |  | 1 | 221.88 | 10% | 199.692
5182 | AutoCall | A2081-9272 | 12V 6.2AH 5.95"LX2.56"DX3.70"H | 1 |  | 1 | 43.75 | 10% | 39.375
5183 | AutoCall | A2081-9274 | 12V 10AH 5.95"LX3.86"DX3.70"H | 1 |  | 1 | 71.88 | 10% | 64.692
5184 | AutoCall | A2081-9275 | 12V 18AH 7.13"LX2.99"DX6.57"H | 1 |  | 1 | 114.59 | 10% | 103.131
5185 | AutoCall | A2081-9276 | 12V 33AH 7.80"LX5.20"DX6.22"H | 1 |  | 1 | 227.5 | 10% | 204.75
5186 | AutoCall | A2081-9279 | BATTERY 110AH | 1 |  | 1 | 858.34 | 10% | 772.506
5187 | AutoCall | A2099-9101 | PS SINGLE ACTION,2 N/O | 1 |  | 1 | 90.63 | 10% | 81.567
5188 | AutoCall | A2099-9102 | PULL STATION S/A, IN/O, IN/C | 1 |  | 1 | 102.09 | 10% | 91.881
5189 | AutoCall | A2099-9103 | PULL STATION BREAK GLASS IN/O | 1 |  | 1 | 85.42 | 10% | 76.878
5190 | AutoCall | A2099-9104 | PULL STATION BREAK GLASS 2N/0 | 1 |  | 1 | 110.42 | 10% | 99.378
5191 | AutoCall | A2099-9107 | PULL STATION S/A, 3N/0 | 1 |  | 1 | 158.34 | 10% | 142.506
5192 | AutoCall | A2099-9149 | DBL ACT PP STN W/O LOGO | 1 |  | 1 | 85.42 | 10% | 76.878
5193 | AutoCall | A2099-9152 | DBL ACT PP STYL C STN W/O LOGO | 1 |  | 1 | 85.42 | 10% | 76.878
5194 | AutoCall | A2099-9754 | PULL STATION S/A, IN/O0 | 1 |  | 1 | 57.92 | 10% | 52.128
5195 | AutoCall | A2099-9755 | PS SINGLE ACTION, LOCAL | 1 |  | 1 | 65 | 10% | 58.5
5196 | AutoCall | A2099-9756 | PULL STATION D/A, IN/O | 1 |  | 1 | 88.55 | 10% | 79.695
5197 | AutoCall | A2099-9757 | PULL STATION D/A, 2N/O | 1 |  | 1 | 102.5 | 10% | 92.25
5198 | AutoCall | A2099-9758 | PULL STATION D/A, IN/O, IN/C | 1 |  | 1 | 98.34 | 10% | 88.506
5199 | AutoCall | A2099-9762 | PS SINGLE ACTION, INST | 1 |  | 1 | 70.84 | 10% | 63.756
5200 | AutoCall | A2099-9767 | PULL STATION INTRIN SAFE, IN/O | 1 |  | 1 | 86.46 | 10% | 77.814
5201 | AutoCall | A2099-9803 | BREAKGLASS | 1 |  | 1 | 4.8 | 10% | 4.32
5202 | AutoCall | A2099-9804 | BREAKROD | 1 |  | 1 | 4.8 | 10% | 4.32
5203 | AutoCall | A2099-9813 | PULL STATION FLUSH TRIM | 1 |  | 1 | 27.5 | 10% | 24.75
5204 | AutoCall | A2099-9814 | PS SURFACE TRIM | 1 |  | 1 | 39.58 | 10% | 35.622
5205 | AutoCall | A2099-9819 | FLUSH STATION HOUSING, BLACK | 1 |  | 1 | 94.8 | 10% | 85.32
5206 | AutoCall | A2099-9820 | FLUSH STATION HOUSING, BEIGE | 1 |  | 1 | 86.46 | 10% | 77.814
5207 | AutoCall | A2099-9822 | RETAINING CLIP FOR BRKGLASS ST | 1 |  | 1 | 4.8 | 10% | 4.32
5208 | AutoCall | A2099-9828 | INSTITUTIONAL COVER KIT | 1 |  | 1 | 20 | 10% | 18
5209 | AutoCall | A2905-9946 | ACC/TILE BRIDGE | 1 |  | 1 | 114.59 | 10% | 103.131
5210 | AutoCall | A2975-9022 | BOX, RED F/A STATN 4251 4299-4 | 1 |  | 1 | 177.09 | 10% | 159.381
5211 | AutoCall | A2975-9145 | BOX/A-V DEVICE RED | 1 |  | 1 | 75 | 10% | 67.5
5212 | AutoCall | A2975-9178 | BOX/ADDRESSABLE PULL STATION | 1 |  | 1 | 51.67 | 10% | 46.503
5213 | AutoCall | A2975-9217 | SURFACE MOUNT BOX 4606 ANNUN | 1 |  | 1 | 214.59 | 10% | 193.131
5214 | AutoCall | A2975-9461 | 4606-9202 SURFACE BOX, RED | 1 |  | 1 | 143.75 | 10% | 129.375
5215 | AutoCall | A2975-9462 | 4606-9205 SURFACE BOX PLATINUM | 1 |  | 1 | 143.75 | 10% | 129.375
5216 | AutoCall | A2975-9463 | 4606-9202 SF BRACKET, RED | 1 |  | 1 | 147.71 | 10% | 132.939
5217 | AutoCall | A2975-9464 | 4606-9205 SF BRACKET, PLATINUM | 1 |  | 1 | 147.71 | 10% | 132.939
5218 | AutoCall | A4009-9805 | RED APPLIQUE | 1 |  | 1 | 59.38 | 10% | 53.442
5219 | AutoCall | A4090-9813 | 4 11/16" BOX ADAPTER PLATE | 1 |  | 1 | 17.5 | 10% | 15.75
5220 | AutoCall | A4603-9101 | LCD ANNUNCIATOR | 1 |  | 1 | 2475 | 10% | 2227.5
5221 | AutoCall | A4603-9111 | 6 GANG ALUM TRIM PLATE | 1 |  | 1 | 122.71 | 10% | 110.439
5222 | AutoCall | A4606-9101 | REMOTE LCD ANNUNCIATOR | 1 |  | 1 | 1383.34 | 10% | 1245.006
5223 | AutoCall | A4606-9102 | REMOTE LCD ANNUN FOR 4010ES | 1 |  | 1 | 1383.34 | 10% | 1245.006
5224 | AutoCall | A4606-9202 | 4007ES COLOR LCD ANNUN, RED | 1 |  | 1 | 883.34 | 10% | 795.006
5225 | AutoCall | A4606-9205 | 4007ES COLOR LCD ANNUN, PLAT | 1 |  | 1 | 737.5 | 10% | 663.75
5226 | AutoCall | A4901-9820 | HORN 24VDC RED NON-ADDRESSABL | 1 |  | 1 | 46.88 | 10% | 42.192
5227 | AutoCall | A4901-9822 | HORN 24VDC RED | 1 |  | 1 | 46.88 | 10% | 42.192
5228 | AutoCall | A4902-9210 | CHIME WALL MOUNT RED | 1 |  | 1 | 95.63 | 10% | 86.067
5229 | AutoCall | A4902-9716 | SPEAKER 25V/70VRMS RED TRUEALE | 1 |  | 1 | 44.8 | 10% | 40.32
5230 | AutoCall | A4902-9717 | SPEAKER 25V/70VRMS WHITE TRUEA | 1 |  | 1 | 44.8 | 10% | 40.32
5231 | AutoCall | A4902-9721 | SPKR 25V/70VRMS WHT CEIL TRUEA | 1 |  | 1 | 44.8 | 10% | 40.32
5232 | AutoCall | A4905-9810 | V/O COVER, W/O LOGO, WHITE, TA | 1 |  | 1 | 8.96 | 10% | 8.064
5233 | AutoCall | A4905-9811 | S/V COVER, NO LOGO, RED, TA | 1 |  | 1 | 25 | 10% | 22.5
5234 | AutoCall | A4905-9812 | S/V COVER, NO LOGO, WHITE, TA | 1 |  | 1 | 9.17 | 10% | 8.253
5235 | AutoCall | A4905-9814 | HORN/SPKR CVR, NO LOGO, W, TA | 1 |  | 1 | 9.17 | 10% | 8.253
5236 | AutoCall | A4905-9815 | SMARTSYNC ADAPTER, NON-ADDRESS | 1 |  | 1 | 114.59 | 10% | 103.131
5237 | AutoCall | A4905-9816 | TRUEALERT ADAPTER, ADDRESSABLE | 1 |  | 1 | 170.84 | 10% | 153.756
5238 | AutoCall | A4905-9817 | SURFACE MOUNT, 4" TRIMPLATE | 1 |  | 1 | 45.84 | 10% | 41.256
5239 | AutoCall | A4905-9818 | FLUSH MOUNT, 4" TRIMPLATE | 1 |  | 1 | 41.67 | 10% | 37.503
5240 | AutoCall | A4905-9835 | TEMPORAL CODE 4 MODULE | 1 |  | 1 | 256.25 | 10% | 230.625
5241 | AutoCall | A4905-9836 | COSMETIC ADAPTER PLATE RED | 1 |  | 1 | 7.92 | 10% | 7.128
5242 | AutoCall | A4905-9837 | DUAL VO 1.5" SKIRT WALL MT RED | 1 |  | 1 | 49.17 | 10% | 44.253
5243 | AutoCall | A4905-9838 | SOUND DAMPER, QTY 20 PER PACK | 1 |  | 1 | 73.96 | 10% | 66.564
5244 | AutoCall | A4905-9839 | COSMETIC ADAPTER PLATE WHITE | 1 |  | 1 | 11.46 | 10% | 10.314
5245 | AutoCall | A4905-9841 | ALERT VO COVER ONLY RED | 1 |  | 1 | 12.92 | 10% | 11.628
5246 | AutoCall | A4905-9842 | ALERT VO COVER ONLY WHITE | 1 |  | 1 | 12.92 | 10% | 11.628
5247 | AutoCall | A4905-9843 | AV COVER WALL RED ALERT LABEL | 1 |  | 1 | 13.34 | 10% | 12.006
5248 | AutoCall | A4905-9844 | AV COVER WALL WHIT ALERT LABEL | 1 |  | 1 | 13.34 | 10% | 12.006
5249 | AutoCall | A4905-9845 | SV COVER WALL RED ALERT LABEL | 1 |  | 1 | 13.34 | 10% | 12.006
5250 | AutoCall | A4905-9846 | SV COVER WALL WHIT ALERT LABEL | 1 |  | 1 | 13.34 | 10% | 12.006
5251 | AutoCall | A4905-9847 | DUAL VO SKIRT 1.5" WHITE WALL | 1 |  | 1 | 39.59 | 10% | 35.631
5252 | AutoCall | A4905-9903 | PLATE FOR 2975-9145 | 1 |  | 1 | 21.25 | 10% | 19.125
5253 | AutoCall | A4905-9910 | V/O ADAPTOR PLATE | 1 |  | 1 | 7.71 | 10% | 6.939
5254 | AutoCall | A4905-9914 | SYNC CUBE STYLE Y | 1 |  | 1 | 82.3 | 10% | 74.07
5255 | AutoCall | A4905-9915 | TRIM RING 1-1/2" FOR A/V WHITE | 1 |  | 1 | 57.3 | 10% | 51.57
5256 | AutoCall | A4905-9916 | TRIM RING 1-1/2" FOR A/V RED | 1 |  | 1 | 71.88 | 10% | 64.692
5257 | AutoCall | A4905-9921 | MODULAR ADAPTER FOR 4904, RED | 1 |  | 1 | 41.67 | 10% | 37.503
5258 | AutoCall | A4905-9922 | SYNC CUBE STYLE Z | 1 |  | 1 | 43.75 | 10% | 39.375
5259 | AutoCall | A4905-9925 | ADAPTOR PLATE FOR 2975-9145 | 1 |  | 1 | 37.5 | 10% | 33.75
5260 | AutoCall | A4905-9929 | ISOLATOR MODULE TRUEALERT | 1 |  | 1 | 181.25 | 10% | 163.125
5261 | AutoCall | A4905-9931 | BACK BOX ADAPTER PLATE QA | 1 |  | 1 | 15.84 | 10% | 14.256
5262 | AutoCall | A4905-9937 | A/V HORN SKIRT 1 1/2" RED QA | 1 |  | 1 | 10.21 | 10% | 9.189
5263 | AutoCall | A4905-9938 | SYNC CONTROL MODULE NON-ADDRES | 1 |  | 1 | 120.84 | 10% | 108.756
5264 | AutoCall | A4905-9939 | A/V ADAPTOR PLATE | 1 |  | 1 | 22.92 | 10% | 20.628
5265 | AutoCall | A4905-9940 | A/V HORN SKIRT 1 1/2" WHT QA | 1 |  | 1 | 11.46 | 10% | 10.314
5266 | AutoCall | A4905-9941 | SPEAKER SKIRT 3 3/16" RED TA | 1 |  | 1 | 11.46 | 10% | 10.314
5267 | AutoCall | A4905-9942 | SPEAKER SKIRT 3 3/16" WHITE TA | 1 |  | 1 | 11.46 | 10% | 10.314
5268 | AutoCall | A4905-9946 | S/V SPEAKER SKIRT, 3", RED TA | 1 |  | 1 | 11.46 | 10% | 10.314
5269 | AutoCall | A4905-9947 | S/V SPEAKER SKIRT, 3", WHT TA | 1 |  | 1 | 11.46 | 10% | 10.314
5270 | AutoCall | A4905-9980 | HORN/SPKR COVER, RED, W/O FIRE | 1 |  | 1 | 11.46 | 10% | 10.314
5271 | AutoCall | A4905-9981 | HORN/SPKR COVER,WHIT, W/O FIRE | 1 |  | 1 | 11.46 | 10% | 10.314
5272 | AutoCall | A4905-9982 | A/V COVER, RED,W/O FIRE, TA | 1 |  | 1 | 11.46 | 10% | 10.314
5273 | AutoCall | A4905-9983 | A/V COVER,WHITE, W/O FIRE, TA | 1 |  | 1 | 11.46 | 10% | 10.314
5274 | AutoCall | A4905-9985 | V/O COVER,WHITE,W/O FIRE, TA | 1 |  | 1 | 11.46 | 10% | 10.314
5275 | AutoCall | A4905-9988 | HORN/SPRK COVER, RED, TRUEALER | 1 |  | 1 | 11.46 | 10% | 10.314
5276 | AutoCall | A4905-9989 | HORN/SPKR COVER, WHITE, TRUEAL | 1 |  | 1 | 11.46 | 10% | 10.314
5277 | AutoCall | A4905-9991 | S/V COVER,WHITE,W/O FIRE, TA | 1 |  | 1 | 11.46 | 10% | 10.314
5278 | AutoCall | A4905-9992 | V/O COVER,RED, TRUEALERT | 1 |  | 1 | 11.46 | 10% | 10.314
5279 | AutoCall | A4905-9993 | V/O COVER, WHITE, TRUEALERT | 1 |  | 1 | 11.46 | 10% | 10.314
5280 | AutoCall | A4905-9994 | A/V COVER, RED, TRUEALERT | 1 |  | 1 | 11.46 | 10% | 10.314
5281 | AutoCall | A4905-9995 | A/V COVER, WHITE, TRUEALERT | 1 |  | 1 | 11.46 | 10% | 10.314
5282 | AutoCall | A4905-9996 | S/V COVER, RED, TRUEALERT | 1 |  | 1 | 11.46 | 10% | 10.314
5283 | AutoCall | A4905-9997 | S/V COVER, WHITE, TRUEALERT | 1 |  | 1 | 11.46 | 10% | 10.314
5284 | AutoCall | A4906-9101 | V/O M-C NON-ADDRESS, RED, WALL | 1 |  | 1 | 72.92 | 10% | 65.628
5285 | AutoCall | A4906-9102 | V/O M-C NON-ADDRESS, RED CEIL | 1 |  | 1 | 72.92 | 10% | 65.628
5286 | AutoCall | A4906-9103 | V/O M-C NON-ADDRESS, WHT, WALL | 1 |  | 1 | 72.92 | 10% | 65.628
5287 | AutoCall | A4906-9104 | V/O M-C NON-ADDRESS, WHT, CEIL | 1 |  | 1 | 72.92 | 10% | 65.628
5288 | AutoCall | A4906-9105 | WP MC VO NON-ADDR WALL RED | 1 |  | 1 | 88.55 | 10% | 79.695
5289 | AutoCall | A4906-9106 | WP MC VO NON-ADDR WALL WHITE | 1 |  | 1 | 88.55 | 10% | 79.695
5290 | AutoCall | A4906-9107 | ALERT MCVO NON-ADDR WALL WHT | 1 |  | 1 | 81.25 | 10% | 73.125
5291 | AutoCall | A4906-9108 | ALERT MCVO NON-ADDR WALL RED | 1 |  | 1 | 81.25 | 10% | 73.125
5292 | AutoCall | A4906-9109 | HICD VO NON-ADDR WALL RED | 1 |  | 1 | 88.55 | 10% | 79.695
5293 | AutoCall | A4906-9110 | HICD VO NON-ADDR CEILING RED | 1 |  | 1 | 88.55 | 10% | 79.695
5294 | AutoCall | A4906-9111 | HICD VO NON-ADDR WALL WHITE | 1 |  | 1 | 88.55 | 10% | 79.695
5295 | AutoCall | A4906-9112 | HICD VO NON-ADDR CEILING WHITE | 1 |  | 1 | 88.55 | 10% | 79.695
5296 | AutoCall | A4906-9127 | A/V M-C NON-ADDRESS, RED, WALL | 1 |  | 1 | 96.25 | 10% | 86.625
5297 | AutoCall | A4906-9128 | A/V M-C NON-ADDRESS, RED CEIL | 1 |  | 1 | 97.92 | 10% | 88.128
5298 | AutoCall | A4906-9129 | A/V M-C NON-ADDRESS, WHT, WALL | 1 |  | 1 | 96.25 | 10% | 86.625
5299 | AutoCall | A4906-9130 | A/V M-C NON-ADDRESS, WHT, CEIL | 1 |  | 1 | 97.92 | 10% | 88.128
5300 | AutoCall | A4906-9131 | WP MC AV NON-ADDR WALL MT RED | 1 |  | 1 | 104.17 | 10% | 93.753
5301 | AutoCall | A4906-9132 | WP MC AV NON-ADDR WALL WHITE | 1 |  | 1 | 104.17 | 10% | 93.753
5302 | AutoCall | A4906-9139 | HICD AV NON-ADDR WALL RED | 1 |  | 1 | 109.38 | 10% | 98.442
5303 | AutoCall | A4906-9140 | HICD AV NON-ADDR CEILING RED | 1 |  | 1 | 133.34 | 10% | 120.006
5304 | AutoCall | A4906-9141 | HICD AV NON-ADDR WALL WHITE | 1 |  | 1 | 109.38 | 10% | 98.442
5305 | AutoCall | A4906-9142 | HICD AV NON-ADDR CEILING WHITE | 1 |  | 1 | 133.34 | 10% | 120.006
5306 | AutoCall | A4906-9151 | S/V M-C NON-ADDRESS, RED, WALL | 1 |  | 1 | 123.96 | 10% | 111.564
5307 | AutoCall | A4906-9153 | S/V M-C NON-ADDRESS, WHT, WALL | 1 |  | 1 | 123.96 | 10% | 111.564
5308 | AutoCall | A4906-9154 | S/V MC NON-ADDR WHT CEIL UL | 1 |  | 1 | 123.96 | 10% | 111.564
5309 | AutoCall | A4906-9202 | MC TRUEALERT V/O CEILNG MT RED | 1 |  | 1 | 72.92 | 10% | 65.628
5310 | AutoCall | A4906-9204 | MC TRUEALERT V/O CEILNG MT WHT | 1 |  | 1 | 72.92 | 10% | 65.628
5311 | AutoCall | A4906-9207 | AMBER ALERT MCVO CEILING WHT | 1 |  | 1 | 81.25 | 10% | 73.125
5312 | AutoCall | A4906-9208 | AMBER/CLEAR VO MC WALL MT RED | 1 |  | 1 | 189.59 | 10% | 170.631
5313 | AutoCall | A4906-9210 | MC ADDR VO CEILNG,WHT,BLUE LEN | 1 |  | 1 | 81.25 | 10% | 73.125
5314 | AutoCall | A4906-9211 | AMBER/CLEAR WHITE WALL MT VO | 1 |  | 1 | 189.59 | 10% | 170.631
5315 | AutoCall | A4906-9228 | MC TRUEALERT A/V CEILNG MT RED | 1 |  | 1 | 100 | 10% | 90
5316 | AutoCall | A4906-9230 | MC TRUEALERT A/V CEILNG MT WHT | 1 |  | 1 | 100 | 10% | 90
5317 | AutoCall | A4906-9251 | MC TRUEALERT S/V WALL MT RED | 1 |  | 1 | 123.96 | 10% | 111.564
5318 | AutoCall | A4906-9253 | MC TRUEALERT S/V WALL MT WHITE | 1 |  | 1 | 123.96 | 10% | 111.564
5319 | AutoCall | A4906-9254 | MC TA S/V CEILNG MT RND WHITE | 1 |  | 1 | 123.34 | 10% | 111.006
5320 | AutoCall | A4906-9255 | MC ADDRESS SV CEILNG WHT BLANK | 1 |  | 1 | 123.34 | 10% | 111.006
5321 | AutoCall | A4906-9256 | MC ADDRESS SV CEILNG WHT ALERT | 1 |  | 1 | 123.34 | 10% | 111.006
5322 | AutoCall | A4907-9006 | TMA BACK BOX | 1 |  | 1 | 269.8 | 10% | 242.82
5323 | AutoCall | A49AO-APPLW | AO APPLIANCE ONLY WALL | 1 |  | 1 | 56.67 | 10% | 51.003
5324 | AutoCall | A49AOC-WRFIRE | AO COVER, WALL RED FIRE | 1 |  | 1 | 11.67 | 10% | 10.503
5325 | AutoCall | A49AOC-WRS | AO COVER, WALL RED LOGO ONLY | 1 |  | 1 | 11.67 | 10% | 10.503
5326 | AutoCall | A49AOC-WWFIRE | AO COVER, WALL WHITE FIRE | 1 |  | 1 | 11.67 | 10% | 10.503
5327 | AutoCall | A49AOC-WWS | AO COVER, WALL WHITE LOGO ONLY | 1 |  | 1 | 11.67 | 10% | 10.503
5328 | AutoCall | A49AV-APPLW | AV APPLIANCE ONLY WALL | 1 |  | 1 | 94.38 | 10% | 84.942
5329 | AutoCall | A49AV-APPLW-O | AV APPLIANCE ONLY WALL WP | 1 |  | 1 | 116.25 | 10% | 104.625
5330 | AutoCall | A49AVC-WRALT | AV COVER, WALL RED ALERT | 1 |  | 1 | 11.88 | 10% | 10.692
5331 | AutoCall | A49AVC-WRALT-O | AV COVER, WALL RED ALERT WP | 1 |  | 1 | 27.09 | 10% | 24.381
5332 | AutoCall | A49AVC-WRFIRE | AV COVER, WALL RED FIRE | 1 |  | 1 | 11.88 | 10% | 10.692
5333 | AutoCall | A49AVC-WRFIRE-O | AV COVER, WALL RED FIRE WP | 1 |  | 1 | 27.09 | 10% | 24.381
5334 | AutoCall | A49AVC-WRS | AV COVER, WALL RED LOGO ONLY | 1 |  | 1 | 11.88 | 10% | 10.692
5335 | AutoCall | A49AVC-WRS-O | AV COVER WALL RED LOGO ONLY WP | 1 |  | 1 | 27.09 | 10% | 24.381
5336 | AutoCall | A49AVC-WWALT | AV COVER, WALL WHITE ALERT | 1 |  | 1 | 11.88 | 10% | 10.692
5337 | AutoCall | A49AVC-WWFIRE | AV COVER, WALL WHITE FIRE | 1 |  | 1 | 11.88 | 10% | 10.692
5338 | AutoCall | A49AVC-WWFIRE-O | AV COVER, WALL WHITE FIRE WP | 1 |  | 1 | 33.75 | 10% | 30.375
5339 | AutoCall | A49AVC-WWS | AV COVER, WALL WHTE LOGO ONLY | 1 |  | 1 | 11.88 | 10% | 10.692
5340 | AutoCall | A49AVC-WWS-O | AV COVER WALL WHT LOGO ONLY WP | 1 |  | 1 | 33.75 | 10% | 30.375
5341 | AutoCall | A49CMP-MTWR | CONV MOUNTNG PLAT MT WALL RED | 1 |  | 1 | 22.3 | 10% | 20.07
5342 | AutoCall | A49CMP-MTWW | CONV MOUNTNG PLAT MT WALL WHIT | 1 |  | 1 | 22.3 | 10% | 20.07
5343 | AutoCall | A49CMT-APPLW | CONVEN MT APPLIANCE ONLY, WALL | 1 |  | 1 | 76.25 | 10% | 68.625
5344 | AutoCall | A49CMTC-WRFIRE | MT CONV COVER, WALL RED FIRE | 1 |  | 1 | 11.67 | 10% | 10.503
5345 | AutoCall | A49CMTC-WRS | MT CONV COVER, WALL RED LOGO | 1 |  | 1 | 11.67 | 10% | 10.503
5346 | AutoCall | A49CMTC-WWFIRE | MT CONV COVER, WALL WHITE FIRE | 1 |  | 1 | 11.67 | 10% | 10.503
5347 | AutoCall | A49CMTC-WWS | MT CONV COVER, WALL WHT LOGO | 1 |  | 1 | 11.67 | 10% | 10.503
5348 | AutoCall | A49CMTV-APPLW | CONVEN MTV APPLIANCE ONLY WALL | 1 |  | 1 | 95.84 | 10% | 86.256
5349 | AutoCall | A49CMTVC-WRALT | MTV CONV COVER, WALL RED ALERT | 1 |  | 1 | 11.67 | 10% | 10.503
5350 | AutoCall | A49CMTVC-WRFIRE | MTV CONV COVER, WALL RED FIRE | 1 |  | 1 | 11.67 | 10% | 10.503
5351 | AutoCall | A49CMTVC-WRS | MTV CONV COVER, WALL RED LOGO | 1 |  | 1 | 11.67 | 10% | 10.503
5352 | AutoCall | A49CMTVC-WWALT | MTV CONV COVER,WALL WHIT ALERT | 1 |  | 1 | 11.67 | 10% | 10.503
5353 | AutoCall | A49CMTVC-WWFIRE | MTV CONV COVER,WALL WHITE FIRE | 1 |  | 1 | 11.67 | 10% | 10.503
5354 | AutoCall | A49CMTVC-WWS | MTV CONV COVER, WALL WHIT LOGO | 1 |  | 1 | 11.67 | 10% | 10.503
5355 | AutoCall | A49HF-APPLC | HIFI SPKR APPL ONLY CEILING | 1 |  | 1 | 133.67 | 10% | 120.303
5356 | AutoCall | A49HF-APPLC-BA | HIFI SPKR APPL ONLY CEILNG USA | 1 |  | 1 | 149.6 | 10% | 134.64
5357 | AutoCall | A49HF-APPLW | HIFI SPKR APPLIANC ONLY WALL | 1 |  | 1 | 108.64 | 10% | 97.776
5358 | AutoCall | A49HF-APPLW-BA | HIFI SPEAKR APPL ONLY WALL USA | 1 |  | 1 | 124.99 | 10% | 112.491
5359 | AutoCall | A49HFV-APPLC | HIFI SV APPLIANC ONLY CEILING | 1 |  | 1 | 202.38 | 10% | 182.142
5360 | AutoCall | A49HFV-APPLC-BA | HIFI SV APPL ONLY CEILING USA | 1 |  | 1 | 222.6 | 10% | 200.34
5361 | AutoCall | A49HFV-APPLW | HIFI SPKR/VIS APPL ONLY WALL | 1 |  | 1 | 162.04 | 10% | 145.836
5362 | AutoCall | A49HFV-APPLW-BA | HIFI SPKVIS APPL ONLY WALL USA | 1 |  | 1 | 183.61 | 10% | 165.249
5363 | AutoCall | A49HFVH-APPLC | HIFI HICD SV APPL ONLY CEILING | 1 |  | 1 | 250.87 | 10% | 225.783
5364 | AutoCall | A49LENS-AMBER | NOT.APPL. AMBER LENS ONLY KIT | 1 |  | 1 | 17.3 | 10% | 15.57
5365 | AutoCall | A49LENS-BLUE | NOT.APPL. BLUE LENS ONLY KIT | 1 |  | 1 | 17.3 | 10% | 15.57
5366 | AutoCall | A49LENS-GREEN | NOT.APPL. GREEN LENS ONLY KIT | 1 |  | 1 | 17.3 | 10% | 15.57
5367 | AutoCall | A49LENS-RED | NOT.APPL. RED LENS ONLY KIT | 1 |  | 1 | 17.3 | 10% | 15.57
5368 | AutoCall | A49MP-AVVOWR | MOUNTING PLATE AVVOAO WALL RED | 1 |  | 1 | 17.92 | 10% | 16.128
5369 | AutoCall | A49MP-AVVOWW | MOUNTING PLATE AVVOAO WALL WHT | 1 |  | 1 | 17.92 | 10% | 16.128
5370 | AutoCall | A49MP-SOWR | MTG PLATE SPEAKER WALL RED | 1 |  | 1 | 18.06 | 10% | 16.254
5371 | AutoCall | A49MP-SOWW | MTG PLATE SPKR WALL WHITE | 1 |  | 1 | 17.21 | 10% | 15.489
5372 | AutoCall | A49MP-SVWR | SV MOUNTING PLATE WALL RED | 1 |  | 1 | 19.23 | 10% | 17.307
5373 | AutoCall | A49MP-SVWW | SV MOUNTING PLATE WALL WHITE | 1 |  | 1 | 18.24 | 10% | 16.416
5374 | AutoCall | A49MT-APPLW | MT APPLIANCE ONLY, WALL | 1 |  | 1 | 76.05 | 10% | 68.445
5375 | AutoCall | A49MTV-APPLW | MTV APPLIANCE ONLY WALL | 1 |  | 1 | 101.05 | 10% | 90.945
5376 | AutoCall | A49OMNI-04-A | TCPA OMNI LOUDSPKR,GRAY/ALERT | 1 |  | 1 | 10610.21 | 10% | 9549.189
5377 | AutoCall | A49OMNI-04-F | TCPA OMNI LOUDSPKR,GRAY/FIRE | 1 |  | 1 | 10610.21 | 10% | 9549.189
5378 | AutoCall | A49OMNI-04-N | TCPA OMNI LOUDSPKR,GRAY/BLANK | 1 |  | 1 | 10610.21 | 10% | 9549.189
5379 | AutoCall | A49OMNI-05-A | TCPA OMNI LOUDSPKR,RED/ALERT | 1 |  | 1 | 10610.21 | 10% | 9549.189
5380 | AutoCall | A49OMNI-05-F | TCPA OMNI LOUDSPKR,RED/FIRE | 1 |  | 1 | 10610.21 | 10% | 9549.189
5381 | AutoCall | A49OMNI-05-N | TCPA OMNI LOUDSPKR,RED/BLANK | 1 |  | 1 | 10610.21 | 10% | 9549.189
5382 | AutoCall | A49OMNI-06-A | TCPA OMNI LOUDSPKR,WHIT/ALERT | 1 |  | 1 | 10610.21 | 10% | 9549.189
5383 | AutoCall | A49OMNI-06-F | TCPA OMNI LOUDSPKR,WHITE/FIRE | 1 |  | 1 | 10610.21 | 10% | 9549.189
5384 | AutoCall | A49OMNI-06-N | TCPA OMNI LOUDSPKR,WHIT/BLANK | 1 |  | 1 | 10610.21 | 10% | 9549.189
5385 | AutoCall | A49SO-APPLC | SPEAKER APPLIANCE ONLY CEILING | 1 |  | 1 | 141.18 | 10% | 127.062
5386 | AutoCall | A49SO-APPLC-BA | SPEAKER APPL ONLY CEILING USA | 1 |  | 1 | 156.42 | 10% | 140.778
5387 | AutoCall | A49SO-APPLW | SPEAKER APPLIANCE ONLY WALL MT | 1 |  | 1 | 111.1 | 10% | 99.99
5388 | AutoCall | A49SO-APPLW-BA | SPEAKER APPLIANC ONLY WALL USA | 1 |  | 1 | 126.68 | 10% | 114.012
5389 | AutoCall | A49SOC-CK | SO COVER CEILING BLACK BLANK | 1 |  | 1 | 18.61 | 10% | 16.749
5390 | AutoCall | A49SOC-CR | SO COVER CEILING RED BLANK | 1 |  | 1 | 13.78 | 10% | 12.402
5391 | AutoCall | A49SOC-CRALT | SO COVER CEILING RED ALERT | 1 |  | 1 | 16.16 | 10% | 14.544
5392 | AutoCall | A49SOC-CRFIRE | COVER SPKR ONLY CEIL RED FIRE | 1 |  | 1 | 16.16 | 10% | 14.544
5393 | AutoCall | A49SOC-CRS | SO COVER CEILNG RED LOGO ONLY | 1 |  | 1 | 14.8 | 10% | 13.32
5394 | AutoCall | A49SOC-CW | SO COVER CEILING WHITE BLANK | 1 |  | 1 | 9.45 | 10% | 8.505
5395 | AutoCall | A49SOC-CWALT | SO COVER CEILING WHITE ALERT | 1 |  | 1 | 11.84 | 10% | 10.656
5396 | AutoCall | A49SOC-CWFIRE | COVER SPKR ONLY CEIL WHIT FIRE | 1 |  | 1 | 11.84 | 10% | 10.656
5397 | AutoCall | A49SOC-CWS | SO COVER CEILNG RED LOGO ONLY | 1 |  | 1 | 10.47 | 10% | 9.423
5398 | AutoCall | A49SOC-WRALT | SO COVER WALL RED ALERT | 1 |  | 1 | 12.23 | 10% | 11.007
5399 | AutoCall | A49SOC-WRBLANK | SPKR COVER WALL RED BLANK | 1 |  | 1 | 12.16 | 10% | 10.944
5400 | AutoCall | A49SOC-WRFIRE | SPKR COVER WALL RED FIRE | 1 |  | 1 | 12.24 | 10% | 11.016
5401 | AutoCall | A49SOC-WRS | SPKR COVER WALL RED LOGO ONLY | 1 |  | 1 | 12.24 | 10% | 11.016
5402 | AutoCall | A49SOC-WWALT | SO COVER WALL WHITE ALERT | 1 |  | 1 | 11.28 | 10% | 10.152
5403 | AutoCall | A49SOC-WWBLANK | SPKR COVER WALL WHITE BLANK | 1 |  | 1 | 10.78 | 10% | 9.702
5404 | AutoCall | A49SOC-WWFIRE | SPKR COVER WALL WHITE FIRE | 1 |  | 1 | 11.29 | 10% | 10.161
5405 | AutoCall | A49SV-APPLC | SPKR/VIS APPLIANC ONLY CEILING | 1 |  | 1 | 209.65 | 10% | 188.685
5406 | AutoCall | A49SV-APPLC-BA | SPKR/VIS APPL ONLY CEILING USA | 1 |  | 1 | 228.74 | 10% | 205.866
5407 | AutoCall | A49SV-APPLW | SPKR/VIS APPL ONLY WALL | 1 |  | 1 | 164.52 | 10% | 148.068
5408 | AutoCall | A49SV-APPLW-BA | SPKR/VIS APPL ONLY WALL USA | 1 |  | 1 | 186.92 | 10% | 168.228
5409 | AutoCall | A49SVC-CK | SV COVER CEILING BLACK BLANK | 1 |  | 1 | 40.93 | 10% | 36.837
5410 | AutoCall | A49SVC-CRALT | SV COVER CEILING RED ALERT | 1 |  | 1 | 17.12 | 10% | 15.408
5411 | AutoCall | A49SVC-CRFIRE | SV COVER CEIL RED FIRE | 1 |  | 1 | 17.12 | 10% | 15.408
5412 | AutoCall | A49SVC-CRS | SV COVER CEIL RED SIMPLEX LOGO | 1 |  | 1 | 17.12 | 10% | 15.408
5413 | AutoCall | A49SVC-CWALT | SV COVER CEILING WHITE ALERT | 1 |  | 1 | 12.73 | 10% | 11.457
5414 | AutoCall | A49SVC-CWFIRE | SV COVER CEIL WHITE FIRE | 1 |  | 1 | 12.73 | 10% | 11.457
5415 | AutoCall | A49SVC-CWS | SV COVER CEIL WHT SIMPLEX LOGO | 1 |  | 1 | 12.72 | 10% | 11.448
5416 | AutoCall | A49SVC-WRALT | SV COVER WALL RED ALERT | 1 |  | 1 | 11.75 | 10% | 10.575
5417 | AutoCall | A49SVC-WRFIRE | SV COVER WALL RED FIRE | 1 |  | 1 | 11.75 | 10% | 10.575
5418 | AutoCall | A49SVC-WRS | SV COVER WALL RED LOGO ONLY | 1 |  | 1 | 10.37 | 10% | 9.333
5419 | AutoCall | A49SVC-WWALT | SV COVER WALL WHITE ALERT | 1 |  | 1 | 12.04 | 10% | 10.836
5420 | AutoCall | A49SVC-WWFIRE | SV COVER WALL WHITE FIRE | 1 |  | 1 | 12.04 | 10% | 10.836
5421 | AutoCall | A49SVC-WWS | SV COVER WALL WHITE LOGOS ONLY | 1 |  | 1 | 9.31 | 10% | 8.379
5422 | AutoCall | A49SVH-APPLC | SV HICD APPLIANCE ONLY CEILING | 1 |  | 1 | 258.13 | 10% | 232.317
5423 | AutoCall | A49SVH-APPLC-BA | SV HICD APPL ONLY CEILING USA | 1 |  | 1 | 277.23 | 10% | 249.507
5424 | AutoCall | A49VO-APPLW | VO, APPLIANCE ONLY WALL | 1 |  | 1 | 84.17 | 10% | 75.753
5425 | AutoCall | A49VO-APPLWE | VO APPL ONLY, USE W/COLOR LENS | 1 |  | 1 | 85.84 | 10% | 77.256
5426 | AutoCall | A49VO-APPLW-O | VO, APPLIANCE ONLY WALL WP | 1 |  | 1 | 102.92 | 10% | 92.628
5427 | AutoCall | A49VOC-WRALT | VO COVER, WALL RED ALERT | 1 |  | 1 | 11.67 | 10% | 10.503
5428 | AutoCall | A49VOC-WRALT-O | VO COVER, WALL RED ALERT WP | 1 |  | 1 | 30.21 | 10% | 27.189
5429 | AutoCall | A49VOC-WRFIRE | VO COVER, WALL RED FIRE | 1 |  | 1 | 11.67 | 10% | 10.503
5430 | AutoCall | A49VOC-WRFIRE-O | VO COVER, WALL RED FIRE WP | 1 |  | 1 | 30.21 | 10% | 27.189
5431 | AutoCall | A49VOC-WRS | VO COVER, WALL RED LOGOS ONLY | 1 |  | 1 | 11.67 | 10% | 10.503
5432 | AutoCall | A49VOC-WRS-O | VO COVER WALL RED LOGO ONLY WP | 1 |  | 1 | 30.21 | 10% | 27.189
5433 | AutoCall | A49VOC-WWALT | VO COVER, WALL WHITE ALERT | 1 |  | 1 | 11.67 | 10% | 10.503
5434 | AutoCall | A49VOC-WWALT-O | VO COVER, WALL WHITE ALERT WP | 1 |  | 1 | 30.21 | 10% | 27.189
5435 | AutoCall | A49VOC-WWFIRE | VO COVER, WHITE WALL FIRE | 1 |  | 1 | 11.67 | 10% | 10.503
5436 | AutoCall | A49VOC-WWFIRE-O | VO COVER, WALL WHITE FIRE WP | 1 |  | 1 | 30.21 | 10% | 27.189
5437 | AutoCall | A49VOC-WWS | VO COVER, WALL WHITE LOGO ONLY | 1 |  | 1 | 11.67 | 10% | 10.503
5438 | AutoCall | A49VOC-WWS-O | VO COVER,WALL WHT LOGO ONLY WP | 1 |  | 1 | 30.21 | 10% | 27.189
5439 | AutoCall | A49WPBB-AVVOWR | WP BACK BOX AV OR VO WALL RED | 1 |  | 1 | 32.92 | 10% | 29.628
5440 | AutoCall | A49WPBB-AVVOWW | WP BACK BOX AV/VO WALL WHITE | 1 |  | 1 | 32.92 | 10% | 29.628
5441 | AutoCall | A59AO-APPLWR | AO LED APPLIANCE ONLY WALL RED | 1 |  | 1 | 116.09 | 10% | 104.481
5442 | AutoCall | A59AO-APPLWR-O | AO APPLIANCE ONLY WALL RED WP | 1 |  | 1 | 150.88 | 10% | 135.792
5443 | AutoCall | A59AO-APPLWW | AO LED APPLIANCE ONLY WALL WHT | 1 |  | 1 | 121.17 | 10% | 109.053
5444 | AutoCall | A59AO-APPLWW-O | AO APPLIANCE ONLY WALL WHT WP | 1 |  | 1 | 172.82 | 10% | 155.538
5445 | AutoCall | A59AOC-WRF | AO COVER WALL RED FIRE | 1 |  | 1 | 22.82 | 10% | 20.538
5446 | AutoCall | A59AOC-WRFO | AO COVER WALL RED FIRE WP | 1 |  | 1 | 22.82 | 10% | 20.538
5447 | AutoCall | A59AOC-WRS | AO COVER WALL RED LOGOS | 1 |  | 1 | 22.82 | 10% | 20.538
5448 | AutoCall | A59AOC-WRSO | AO COVER WALL RED LOGOS WP | 1 |  | 1 | 22.82 | 10% | 20.538
5449 | AutoCall | A59AOC-WWF | AO COVER WALL WHITE FIRE | 1 |  | 1 | 29.38 | 10% | 26.442
5450 | AutoCall | A59AOC-WWFO | AO COVER WALL WHITE FIRE WP | 1 |  | 1 | 46.3 | 10% | 41.67
5451 | AutoCall | A59AOC-WWS | AO COVER WALL WHITE LOGOS | 1 |  | 1 | 28.48 | 10% | 25.632
5452 | AutoCall | A59AOC-WWSO | AO COVER WALL WHITE LOGOS WP | 1 |  | 1 | 46.3 | 10% | 41.67
5453 | AutoCall | A59AV-APPLWR | AV LED APPLIANCE ONLY WALL RED | 1 |  | 1 | 267.2 | 10% | 240.48
5454 | AutoCall | A59AV-APPLWRH | AV LED APPL ONLY WALL RED HICD | 1 |  | 1 | 376.45 | 10% | 338.805
5455 | AutoCall | A59AV-APPLWRH-O | AV LED APPL ONLY W RED HICD WP | 1 |  | 1 | 411.26 | 10% | 370.134
5456 | AutoCall | A59AV-APPLWR-O | AV LED APPL ONLY WALL RED WP | 1 |  | 1 | 302.02 | 10% | 271.818
5457 | AutoCall | A59AV-APPLWW | AV LED APPLIANCE ONLY WALL WHT | 1 |  | 1 | 269.48 | 10% | 242.532
5458 | AutoCall | A59AV-APPLWWH | AV LED APPL ONLY WALL WHT HICD | 1 |  | 1 | 393.14 | 10% | 353.826
5459 | AutoCall | A59AV-APPLWWH-O | AV LED APPL ONLY W WHT HICD WP | 1 |  | 1 | 444.81 | 10% | 400.329
5460 | AutoCall | A59AV-APPLWW-O | AV LED APPL ONLY WALL WHT WP | 1 |  | 1 | 321.15 | 10% | 289.035
5461 | AutoCall | A59AVC-WRA | AV COVER WALL RED ALERT | 1 |  | 1 | 22.78 | 10% | 20.502
5462 | AutoCall | A59AVC-WRAO | AV COVER WALL RED ALERT WP | 1 |  | 1 | 36.59 | 10% | 32.931
5463 | AutoCall | A59AVC-WRF | AV COVER WALL RED FIRE | 1 |  | 1 | 21.89 | 10% | 19.701
5464 | AutoCall | A59AVC-WRFO | AV COVER WALL RED FIRE WP | 1 |  | 1 | 35.69 | 10% | 32.121
5465 | AutoCall | A59AVC-WRS | AV COVER WALL RED LOGOS | 1 |  | 1 | 22.78 | 10% | 20.502
5466 | AutoCall | A59AVC-WRSO | AV COVER WALL RED LOGOS WP | 1 |  | 1 | 36.59 | 10% | 32.931
5467 | AutoCall | A59AVC-WWA | AV COVER WALL WHITE ALERT | 1 |  | 1 | 25.01 | 10% | 22.509
5468 | AutoCall | A59AVC-WWAO | AV COVER WALL WHITE ALERT WP | 1 |  | 1 | 46.91 | 10% | 42.219
5469 | AutoCall | A59AVC-WWF | AV COVER WALL WHITE FIRE | 1 |  | 1 | 24.11 | 10% | 21.699
5470 | AutoCall | A59AVC-WWFO | AV COVER WALL WHITE FIRE WP | 1 |  | 1 | 46.91 | 10% | 42.219
5471 | AutoCall | A59AVC-WWS | AV COVER WALL WHITE LOGOS | 1 |  | 1 | 25.01 | 10% | 22.509
5472 | AutoCall | A59AVC-WWSO | AV COVER WALL WHITE LOGOS WP | 1 |  | 1 | 46.91 | 10% | 42.219
5473 | AutoCall | A59VO-APPLWR | VO LED APPLIANCE ONLY WALL RED | 1 |  | 1 | 244.11 | 10% | 219.699
5474 | AutoCall | A59VO-APPLWRH | VO LED APPL ONLY WALL RED HICD | 1 |  | 1 | 351.92 | 10% | 316.728
5475 | AutoCall | A59VO-APPLWRH-O | VO LED APPL ONLY W RED HICD WP | 1 |  | 1 | 411.26 | 10% | 370.134
5476 | AutoCall | A59VO-APPLWR-O | VO LED APPL ONLY WALL RED WP | 1 |  | 1 | 275.47 | 10% | 247.923
5477 | AutoCall | A59VO-APPLWW | VO LED APPLIANCE ONLY WALL WHT | 1 |  | 1 | 249.5 | 10% | 224.55
5478 | AutoCall | A59VO-APPLWWH | VO LED APPL ONLY WALL WHT HICD | 1 |  | 1 | 371.75 | 10% | 334.575
5479 | AutoCall | A59VO-APPLWWH-O | VO LED APPL ONLY W WHT HICD WP | 1 |  | 1 | 444.81 | 10% | 400.329
5480 | AutoCall | A59VO-APPLWW-O | VO LED APPL ONLY WALL WHT WP | 1 |  | 1 | 297.72 | 10% | 267.948
5481 | AutoCall | A59VOC-WRA | VO COVER WALL RED ALERT | 1 |  | 1 | 23.43 | 10% | 21.087
5482 | AutoCall | A59VOC-WRAO | VO COVER WALL RED ALERT WP | 1 |  | 1 | 37.32 | 10% | 33.588
5483 | AutoCall | A59VOC-WRF | VO COVER WALL RED FIRE | 1 |  | 1 | 19.39 | 10% | 17.451
5484 | AutoCall | A59VOC-WRFO | VO COVER WALL RED FIRE WP | 1 |  | 1 | 36.42 | 10% | 32.778
5485 | AutoCall | A59VOC-WRS | VO COVER WALL RED LOGOS | 1 |  | 1 | 23.43 | 10% | 21.087
5486 | AutoCall | A59VOC-WRSO | VO COVER WALL RED LOGOS WP | 1 |  | 1 | 37.32 | 10% | 33.588
5487 | AutoCall | A59VOC-WWA | VO COVER WALL WHITE ALERT | 1 |  | 1 | 30.18 | 10% | 27.162
5488 | AutoCall | A59VOC-WWAO | VO COVER WALL WHITE ALERT WP | 1 |  | 1 | 46.91 | 10% | 42.219
5489 | AutoCall | A59VOC-WWF | VO COVER WALL WHITE FIRE | 1 |  | 1 | 26.05 | 10% | 23.445
5490 | AutoCall | A59VOC-WWFO | VO COVER WALL WHITE FIRE WP | 1 |  | 1 | 46.91 | 10% | 42.219
5491 | AutoCall | A59VOC-WWS | VO COVER WALL WHITE LOGOS | 1 |  | 1 | 19.89 | 10% | 17.901
5492 | AutoCall | A59VOC-WWSO | VO COVER WALL WHITE LOGOS WP | 1 |  | 1 | 46.91 | 10% | 42.219
5493 | AutoCall | A59WPBB-WR | LED AVVOAO WP BACKBOX WALL RED | 1 |  | 1 | 51.07 | 10% | 45.963
5494 | AutoCall | A59WPBB-WW | LED AVVOAO WP BACKBOX WALL WHT | 1 |  | 1 | 51.07 | 10% | 45.963
5495 | AutoCall | A602-2201 | FLUSH DOOR & TRIM, BEIGE | 1 |  | 1 | 343.75 | 10% | 309.375
5496 | AutoCall | A602-2202 | FLUSH DOOR&TRIM, STAINLESS ST | 1 |  | 1 | 418.75 | 10% | 376.875
5497 | AutoCall | A602-5001 | NO RCU/SCU REQUIRED | 1 |  | 1 | 0 | 10% | 0
5498 | AutoCall | A602-6001 | STATUS COMMAND UNIT/4602-8001 | 1 |  | 1 | 562.5 | 10% | 506.25
5499 | AutoCall | A602-7001 | REMOTE COMMAND CTR/4602-8001 | 1 |  | 1 | 766.67 | 10% | 690.003
5500 | AutoCall | A602-7101 | GRAPHIC DRIVE I/O BOARD | 1 |  | 1 | 616.67 | 10% | 555.003
5501 | AutoCall | A602-8103 | GRAPHIC DRIVE W/O BOX W/O DOOR | 1 |  | 1 | 130.21 | 10% | 117.189
5502 | AutoCall | A602-9101 | LIFEALARM SERIAL ANNUN SCU | 1 |  | 1 | 550 | 10% | 495
5503 | AutoCall | A602-9102 | LIFEALARM SERIAL ANNUN RCU | 1 |  | 1 | 739.59 | 10% | 665.631
5504 | AutoCall | A602-9111 | SCU/RCU ALUM TRIM PLATE | 1 |  | 1 | 49.38 | 10% | 44.442
5505 | AutoCall | A009-9801 | BATT CAB BEIGE (MAX 18HR BATT) | 1 |  | 1 | 270.84 | 10% | 243.756
5506 | AutoCall | A2081-9027 | TRANSIENT CUBE | 1 |  | 1 | 76.25 | 10% | 68.625
5507 | AutoCall | A2081-9028 | TRANSIENT CUBE FOR MAPNET I,II | 1 |  | 1 | 93.96 | 10% | 84.564
5508 | AutoCall | A2081-9044 | OVERVOLTAGE SUPPRESSOR | 1 |  | 1 | 76.05 | 10% | 68.445
5509 | AutoCall | A2081-9046 | 2 AMP COIL SUPERVISORY MODULE | 1 |  | 1 | 62.5 | 10% | 56.25
5510 | AutoCall | A2081-9061 | BARRIER MOD INSTALLATION KIT | 1 |  | 1 | 30.21 | 10% | 27.189
5511 | AutoCall | A2081-9280 | BATT CAB ONLY F/2081-9279 | 1 |  | 1 | 1347.09 | 10% | 1212.381
5512 | AutoCall | A2081-9281 | 50AH BATTERY CABINET, BEIGE | 1 |  | 1 | 1073.34 | 10% | 966.006
5513 | AutoCall | A2084-9001 | REMOTE PHONE JACK | 1 |  | 1 | 21.88 | 10% | 19.692
5514 | AutoCall | A2084-9002 | PHONE W/DR & TRIM SURFACE MNT | 1 |  | 1 | 487.5 | 10% | 438.75
5515 | AutoCall | A2084-9003 | PHONE W/DOOR & TRIM FLUSH MNT | 1 |  | 1 | 487.5 | 10% | 438.75
5516 | AutoCall | A2084-9006 | PHONE BREAK-ROD SURFACE MNT | 1 |  | 1 | 520.84 | 10% | 468.756
5517 | AutoCall | A2084-9007 | PHONE BREAK-ROD FLUSH MNT | 1 |  | 1 | 512.5 | 10% | 461.25
5518 | AutoCall | A2084-9014 | PLUGGABLE PHONE W/5FT CABLE | 1 |  | 1 | 150.42 | 10% | 135.378
5519 | AutoCall | A2084-9018 | PHONE PTT ARMOR BREAK-ROD FLSH | 1 |  | 1 | 637.5 | 10% | 573.75
5520 | AutoCall | A2084-9023 | REMOTE PHONE JACK W/LED | 1 |  | 1 | 153.13 | 10% | 137.817
5521 | AutoCall | A2084-9024 | PTT PLUGGABLE TELEPHONE | 1 |  | 1 | 178.55 | 10% | 160.695
5522 | AutoCall | A2099-9800 | RED WIRE GUARD | 1 |  | 1 | 68.75 | 10% | 61.875
5523 | AutoCall | A2975-9053 | BOX, PHONE 4590-B,-C,-D | 1 |  | 1 | 86.46 | 10% | 77.814
5524 | AutoCall | A2975-9206 | 6 GANG SURF BOX, 2-3/4 IN DEEP | 1 |  | 1 | 245.84 | 10% | 221.256
5525 | AutoCall | A4081-9001 | EOL, 2.2K 1/2W | 1 |  | 1 | 10.42 | 10% | 9.378
5526 | AutoCall | A4081-9002 | EOL, 3.3K 1W | 1 |  | 1 | 5.21 | 10% | 4.689
5527 | AutoCall | A4081-9003 | EOL, 4.7K 1/2W | 1 |  | 1 | 7.71 | 10% | 6.939
5528 | AutoCall | A4081-9004 | EOL, 6.8K 1/2W | 1 |  | 1 | 5 | 10% | 4.5
5529 | AutoCall | A4081-9005 | EOL, 1.8K 1/2W | 1 |  | 1 | 8.96 | 10% | 8.064
5530 | AutoCall | A4081-9006 | EOL, 560 OHM 1W | 1 |  | 1 | 10.63 | 10% | 9.567
5531 | AutoCall | A4081-9007 | EOL, 1.2K 1W | 1 |  | 1 | 10.63 | 10% | 9.567
5532 | AutoCall | A4081-9008 | EOL, 10K 1/2W | 1 |  | 1 | 6.05 | 10% | 5.445
5533 | AutoCall | A4081-9010 | EOL, 1K 1W | 1 |  | 1 | 6.05 | 10% | 5.445
5534 | AutoCall | A4081-9011 | EOL, 100 OHM 1/2W | 1 |  | 1 | 10 | 10% | 9
5535 | AutoCall | A4081-9012 | EOL, 22K 1/2W | 1 |  | 1 | 3.13 | 10% | 2.817
5536 | AutoCall | A4081-9014 | EOL HARNESS, 2.4K, 1/2W | 1 |  | 1 | 10.42 | 10% | 9.378
5537 | AutoCall | A4081-9018 | 10K 1WATT EOLR HARNESS | 1 |  | 1 | 10.84 | 10% | 9.756
5538 | AutoCall | A4098-9836 | SSD APPLICATION MANUAL | 1 |  | 1 | 8.13 | 10% | 7.317
5539 | AutoCall | A208-163 | 3 AMP SUBMINIATURE FUSE | 1 |  | 1 | 4.38 | 10% | 3.942
5540 | AutoCall | A252-019 | KEY, "B" LOCK | 1 |  | 1 | 4.59 | 10% | 4.131
5541 | AutoCall | A266-005 | LOCK-WITH "CAM | 1 |  | 1 | 8.96 | 10% | 8.064
5542 | AutoCall | A454-101 | KEY FOR SWITCH | 1 |  | 1 | 4.17 | 10% | 3.753
5543 | AutoCall | A565-089 | PC BD 64/64 LED/SW CONTROL | 1 |  | 1 | 1319.27 | 10% | 1187.343
5544 | AutoCall | A636-409 | 4603 LCD ANN KEYBOARD | 1 |  | 1 | 74.45 | 10% | 67.005
5545 | AutoCall | A650-440 | 4010ES CPU BOARD AND 2X40 LCD | 1 |  | 1 | 1770.84 | 10% | 1593.756
5546 | AutoCall | A733-794 | PROGRAMMING DOWNLOAD CABLE | 1 |  | 1 | 108.34 | 10% | 97.506
5547 | AutoCall | A734-051 | 4100U/ES PDI HARNESS | 1 |  | 1 | 22.24 | 10% | 20.016
5548 | AutoCall | A734-052 | 4100 AUDIO/4010ES PWR/COM/SIG | 1 |  | 1 | 24.75 | 10% | 22.275
5549 | AutoCall | A734-075 | HARNESS PWER+COMMS 4100 | 1 |  | 1 | 37.79 | 10% | 34.011
5550 | AutoCall | A734-076 | HARNESS ASSY AUDIO 4100 | 1 |  | 1 | 54 | 10% | 48.6
5551 | AutoCall | A741-366 | PROGRAMMED PROM - FIBER MODEM | 1 |  | 1 | 69.45 | 10% | 62.505
5552 | AutoCall | A741-727 | MSTR TECH REP PRGM KEY USB | 1 |  | 1 | 383 | 10% | 344.7
5553 | AutoCall | A741-811 | ES NTWK CARD FIRMWARE | 1 |  | 1 | 11.67 | 10% | 10.503
5554 | AutoCall | A742-342 | 4100U/ES SPS BD 120V | 1 |  | 1 | 1182.92 | 10% | 1064.628
5555 | AutoCall | A742-516 | 4100U/ES CPU MOTHERBOARD | 1 |  | 1 | 479.17 | 10% | 431.253
5556 | AutoCall | A742-590 | 4100U/ES 2X40 IFC DOOR ASSY | 1 |  | 1 | 1044 | 10% | 939.6
5557 | AutoCall | A746-177 | COMPACT FLASH - ES MSTR CTLR | 1 |  | 1 | 172.3 | 10% | 155.07
5558 | Primex | 14319 | 12.5" Slim Metal Series Battery Clock | 1 |  | 1 | 192.92 | 10% | 173.628
5559 | Primex | 14346 | 24" Brown Gallery Series Clock, Arabic Dial | 1 |  | 1 | 321.18 | 10% | 289.062
5560 | Primex | 14347 | 16" Slim Metal Series Battery Clock | 1 |  | 1 | 227.9 | 10% | 205.11
5561 | Primex | 14361 | 9" Slim Metal Series Clock, Standard Dial | 1 |  | 1 | 151.58 | 10% | 136.422
5562 | Primex | 14346E | 24" Brown Gallery Series Clock, Arabic Dial, 120 Volt Electric | 1 |  | 1 | 347.68 | 10% | 312.912
5563 | Primex | 14347E | 16" Slim Metal Series 120 Volt Clock | 1 |  | 1 | 254.4 | 10% | 228.96
5564 | Primex | 14155 | 12.5" Black Traditional Series Clock | 1 |  | 1 | 153.7 | 10% | 138.33
5565 | Primex | 14159 | 12.5" White Traditional Series Clock | 1 |  | 1 | 153.7 | 10% | 138.33
5566 | Primex | 14163 | 16" Black Traditional Series Clock | 1 |  | 1 | 185.5 | 10% | 166.95
5567 | Primex | 14280 | 9" Black Traditional Series Clock | 1 |  | 1 | 127.2 | 10% | 114.48
5568 | Primex | 14155E | 12.5" Black Electric Clock 120VAC, 18" cord | 1 |  | 1 | 180.2 | 10% | 162.18
5569 | Primex | 14159E | 12.5" White Electric Clock 120VAC, 18" cord | 1 |  | 1 | 180.2 | 10% | 162.18
5570 | Primex | 14163E | 16" Black Electric Clock, 120VAC, 18" plug | 1 |  | 1 | 212 | 10% | 190.8
5571 | Primex | 14176 | 16" Clear Oak Finish Wood Clock, Arabic Dial | 1 |  | 1 | 232.14 | 10% | 208.926
5572 | Primex | 14177 | 16" Dark Cherry Finish Wood Clock, Arabic Dial | 1 |  | 1 | 232.14 | 10% | 208.926
5573 | Primex | 14178 | 16" Honey Finish Wood Clock, Arabic Dial | 1 |  | 1 | 232.14 | 10% | 208.926
5574 | Primex | 14179 | 16" Walnut Finish Wood Clock, Arabic Dial | 1 |  | 1 | 232.14 | 10% | 208.926
5575 | Primex | 14396 | 11.5" Honey Finish Wood Clock, Arabic Dial | 1 |  | 1 | 209.88 | 10% | 188.892
5576 | Primex | 14397 | 11.5" Dark Cherry Finish Wood Clock, Arabic Dial | 1 |  | 1 | 209.88 | 10% | 188.892
5577 | Primex | 14398 | 11.5" Clear Oak Finish Wood Clock, Arabic Dial | 1 |  | 1 | 209.88 | 10% | 188.892
5578 | Primex | 14399 | 11.5" Walnut Finish Wood Clock, Arabic Dial | 1 |  | 1 | 209.88 | 10% | 188.892
5579 | Primex | 14177E | 16" Wood Dark Cherry FInish, Arabic Dial, Electric | 1 |  | 1 | 258.64 | 10% | 232.776
5580 | Primex | 14178E | 16” Wood Honey Finish, rabic Dial, Electric | 1 |  | 1 | 258.64 | 10% | 232.776
5581 | Primex | 14179E | 16" Wood Walnut Finish Wood Clock, Arabic Dial, Electric | 1 |  | 1 | 258.64 | 10% | 232.776
5582 | Primex | XRA4Z100 | Personal Series LCD Clocks | 1 |  | 1 | 146.28 | 10% | 131.652
5583 | Primex | XRA7A202P | XR Levo 2.5", 6-Digit, Programmable Count Down Timer, Red | 1 |  | 1 | 303.16 | 10% | 272.844
5584 | Primex | XRA7A202PG | XR Levo 2.5", 6-Digit, Programmable Count Down Timer, Gree each | 1 |  | 1 | 303.16 | 10% | 272.844
5585 | Primex | XRA7A203P | XR Levo 4", 6-Digit, Programmable Count Down Timer, Red LE each | 1 |  | 1 | 338.14 | 10% | 304.326
5586 | Primex | XRA7A203PG | XR Levo 4", 6-Digit, Programmable Count Down Timer, Green | 1 |  | 1 | 338.14 | 10% | 304.326
5587 | Primex | XRA7Y202PF-1 | XR Levo 2.5", 6-Digit, Flush Mount, Programmable Count Dow each | 1 |  | 1 | 356.16 | 10% | 320.544
5588 | Primex | XRA7Y202PFG-1 | XR Levo 2.5", 6-Digit, Flush Mount, Programmable Count Dow each | 1 |  | 1 | 356.16 | 10% | 320.544
5589 | Primex | XRA1B200 | 2.5", 4-Digit, Single-sided, Red LED, 120 Volt, 9' cord with plug | 1 |  | 1 | 333.9 | 10% | 300.51
5590 | Primex | XRA1B202 | 2.5", 6-Digit, Single-sided, Red LED,120 Volt, 9' cord with plug | 1 |  | 1 | 365.7 | 10% | 329.13
5591 | Primex | XRA1B202G | 2.5", 6-Digit, Single-sided, Green LED,120 Volt, 9' cord with plueach | 1 |  | 1 | 333.9 | 10% | 300.51
5592 | Primex | XRA1B212 | 2.5", 4-Digit, Single-sided, Red LED, 18 degree bracket, 120 Vo each | 1 |  | 1 | 333.9 | 10% | 300.51
5593 | Primex | XRA1B419 | 2.5", 6-Digit, Single-sided, Red LED, 18 degree bracket, 120 Vo each | 1 |  | 1 | 365.7 | 10% | 329.13
5594 | Primex | XRA1B419G | 2.5", 6-Digit, Single-sided, Green LED, 18 degree bracket,120 Veach | 1 |  | 1 | 365.7 | 10% | 329.13
5595 | Primex | XRA1Y202F-1 | 2.5", 6-Digit, Flush-mount, Red LED, 120 Volt, 18" cord withou each | 1 |  | 1 | 445.2 | 10% | 400.68
5596 | Primex | XRA7A200 | XR Levo 2.5", 4-Digit, Single-sided, Red LED, 120 Volt, 10' cord each | 1 |  | 1 | 268.18 | 10% | 241.362
5597 | Primex | XRA7A200G | XR Levo 2.5", 4-Digit, Single-sided, Green LED, 120 Volt, 10' co each | 1 |  | 1 | 268.18 | 10% | 241.362
5598 | Primex | XRA7A201 | XR Levo 4", 4-Digit, Single-sided, Red LED, 120 Volt, 10' cord w each | 1 |  | 1 | 303.16 | 10% | 272.844
5599 | Primex | XRA7A201G | XR Levo 4", 4-Digit, Single-sided, Green LED, 120 volt, 10' cord each | 1 |  | 1 | 303.16 | 10% | 272.844
5600 | Primex | XRA7A201P | XR Levo 4", 4-Digit, Programmable Count Down Timer, Single- each | 1 |  | 1 | 303.16 | 10% | 272.844
5601 | Primex | XRA7A202 | XR Levo 2.5", 6-Digit, Single-sided, Red LED,120 Volt, 10' cord | 1 |  | 1 | 303.16 | 10% | 272.844
5602 | Primex | XRA7A202G | XR Levo 2.5", 6-Digit, Single-sided, Green LED,120 Volt, 10' co | 1 |  | 1 | 303.16 | 10% | 272.844
5603 | Primex | XRA7A203 | XR Levo 4", 6-Digit, Single-sided, Red LED, 120 Volt, 10' cord w each | 1 |  | 1 | 338.14 | 10% | 304.326
5604 | Primex | XRA7A203G | XR Levo 4", 6-Digit, Single-sided, Green LED, 120 Volt, 10' cord each | 1 |  | 1 | 338.14 | 10% | 304.326
5605 | Primex | XRA7A212 | XR Levo 2.5", 4-Digit, Single-sided, Red LED, 18 degree bracket each | 1 |  | 1 | 268.18 | 10% | 241.362
5606 | Primex | XRA7A212G | XR Levo 2.5", 4-Digit, Single-sided, Green LED, 18 degree brac | 1 |  | 1 | 268.18 | 10% | 241.362
5607 | Primex | XRA7A419 | XR Levo 2.5", 6-Digit, Single-sided, Red LED, 18 degree bracket each | 1 |  | 1 | 303.16 | 10% | 272.844
5608 | Primex | XRA7A419G | XR Levo 2.5", 6-Digit, Single-sided, Green LED, 18 degree brac | 1 |  | 1 | 303.16 | 10% | 272.844
5609 | Primex | XRA7Y202F-1 | XR Levo 2.5", 6-Digit, Flush-mount, Red LED, 120 Volt, 30" cor | 1 |  | 1 | 356.16 | 10% | 320.544
5610 | Primex | XRA7Y202FG-1 | XR Levo 2.5", 6-Digit, Flush-mount, Green LED, 120 Volt, 30" c each | 1 |  | 1 | 356.16 | 10% | 320.544
5611 | Primex | ANT-NP1 | Non-penetrating Mast Antenna Kit | 1 |  | 1 | 159 | 10% | 143.1
5612 | Primex | ANT-NP5 | Non-penetrating Mast Antenna Kit - For use with the External | 1 |  | 1 | 524.7 | 10% | 472.23
5613 | Primex | ANT-P5 | Penetrating Mast Antenna Kit - For use with Externally Mount | 1 |  | 1 | 206.7 | 10% | 186.03
5614 | Primex | 14000 | Transmitter | 1 |  | 1 | 2008.7 | 10% | 1807.83
5615 | Primex | 14006 | Satellite (Repeater) Transmitter | 1 |  | 1 | 2008.7 | 10% | 1807.83
5616 | Primex | 14143 | Transmitter (GPS Receiver, Transmitter with Indoor Transmitt | 1 |  | 1 | 2114.7 | 10% | 1903.23
5617 | Primex | 14144 | Satellite Transmitter (Receiver Switch, Transmitter with Indoo | 1 |  | 1 | 2114.7 | 10% | 1903.23
5618 | Primex | 14000-E | Transmitter, One Watt External Antenna | 1 |  | 1 | 3339 | 10% | 3005.1
5619 | Primex | XR01AP | Transmitter Accessory Pack - Transmitter Rack and UPS | 1 |  | 1 | 159 | 10% | 143.1
5620 | Primex | XR01EM | 1 watt Tx, external antenna, with Ethernet port AND GPS inpu | 1 |  | 1 | 3975 | 10% | 3577.5
5621 | Primex | XR01IM | 1 Watt Transmitter with Ethernet port (With GPS) | 1 |  | 1 | 2915 | 10% | 2623.5
5622 | Primex | XR01R | 1 Watt Repeater | 1 |  | 1 | 2750.7 | 10% | 2475.63
5623 | Primex | XR05EM | 5 watt Tx, external antenna, with Ethernet port and GPS input | 1 |  | 1 | 7685 | 10% | 6916.5
5624 | Primex | XR30EM | 30 watt Tx, external antenna, with Ethernet port AND GPS inp | 1 |  | 1 | 18550 | 10% | 16695
5625 | Primex | 14013 | 50 ft. Cable - GPS Receiver | 1 |  | 1 | 71.02 | 10% | 63.918
5626 | Primex | 14014 | 100 ft. Cable - GPS Receiver | 1 |  | 1 | 95.4 | 10% | 85.86
5627 | Primex | 14015 | 200 ft. Cable - GPS Receiver | 1 |  | 1 | 148.4 | 10% | 133.56
5628 | Primex | 14238 | 16.5 ft. Additional Remote Antenna Cable | 1 |  | 1 | 13.78 | 10% | 12.402
5629 | Primex | Q12660-1 | 50' Extension Cable for XR Transmitters | 1 |  | 1 | 79.5 | 10% | 71.55
5630 | Primex | Q12660-2 | 100' Extension Cable for XR Transmitters | 1 |  | 1 | 111.3 | 10% | 100.17
5631 | Primex | Q12660-3 | 200' Extension Cable for XR Transmitters | 1 |  | 1 | 193.98 | 10% | 174.582
5632 | Primex | 14123 | 18" X 18" Analog Wire Guard (for 12.5" and 16" clock) | 1 |  | 1 | 79.5 | 10% | 71.55
5633 | Primex | 14360 | 24.5" X 24.5" Hexagon Analog Wire Guard (for Gallery Series Ceach | 1 |  | 1 | 159 | 10% | 143.1
5634 | Primex | 14388 | Digital Wire Guard, 2.5" 4- or 6- digit | 1 |  | 1 | 26.5 | 10% | 23.85
5635 | Primex | 14389 | Digital Wire Guard, 4" 4- or 6- digit | 1 |  | 1 | 31.8 | 10% | 28.62
5636 | Primex | 14453 | 2.5" Digital Size Clear Polycarb Digital Guard (fits both 4 & 6 di each | 1 |  | 1 | 98.58 | 10% | 88.722
5637 | Primex | 14455 | 4" Digital Size Clear Polycarb Digital Guard (fits both 4 & 6 digi | 1 |  | 1 | 159 | 10% | 143.1
5638 | Primex | 14453-1 | 2.5" Digit Size Clear Polycarb Digital Guard with gasket | 1 |  | 1 | 132.5 | 10% | 119.25
5639 | Primex | 14455-1 | 4" Digit Size Clear Polycarb Digital Guard with gasket | 1 |  | 1 | 206.7 | 10% | 186.03
5640 | Primex | 14005 | Transmitter Rack | 1 |  | 1 | 165.36 | 10% | 148.824
5641 | Primex | 14196 | Surge Protector and Battery Back-up System | 1 |  | 1 | 118.72 | 10% | 106.848
5642 | Primex | 14270 | Pair of Wireless Schedulers (Data) Transceivers | 1 |  | 1 | 530 | 10% | 477
5643 | Primex | 14289 | 12.5" Dual Mounting Kit | 1 |  | 1 | 79.5 | 10% | 71.55
5644 | Primex | 14303 | PoE Injector | 1 |  | 1 | 47.7 | 10% | 42.93
5645 | Primex | 14289S | 12.5" Dual Mounting Kit - Slim Metal | 1 |  | 1 | 79.5 | 10% | 71.55
5646 | Primex | 14289W | 12.5" Dual Mounting Kit - White | 1 |  | 1 | 79.5 | 10% | 71.55
5647 | Primex | 14353S | 16" Dual Mounting Kit - Slim Metal | 1 |  | 1 | 137.8 | 10% | 124.02
5648 | Primex | 24CBRK | 2.5" x 4, Dual Ceiling Bracket | 1 |  | 1 | 53 | 10% | 47.7
5649 | Primex | ICOM-2 | ICOM Receiver comes with AA Battery Holder(batteries not in | 1 |  | 1 | 383.72 | 10% | 345.348
5650 | Primex | B1004Z155-E | Smart-Sync™ Bluetooth 12.5" Black Education Clock | 1 |  | 1 | 164.3 | 10% | 147.87
5651 | Primex | B1004Z163-E | Smart-Sync™ Bluetooth 16" Black Education Clock | 1 |  | 1 | 196.1 | 10% | 176.49
5652 | Primex | B1004Z346 | Smart-Sync™ Bluetooth 24" Brown Gallery Series Clock, Stand each | 1 |  | 1 | 408.1 | 10% | 367.29
5653 | Primex | B1007A346 | Smart-Sync™ Bluetooth 24" Brown Gallery Series Clock, Stand each | 1 |  | 1 | 434.6 | 10% | 391.14
5654 | Primex | B1004Z319 | Smart-Sync™ Bluetooth 12.5" Slim Metal Series Clock, Standa | 1 |  | 1 | 239.56 | 10% | 215.604
5655 | Primex | B1004Z347 | Smart-Sync™ Bluetooth 16" Slim Metal Series Clock, Standard | 1 |  | 1 | 274.54 | 10% | 247.086
5656 | Primex | B1004Z361 | Smart-Sync™ Bluetooth 9" Slim Metal Series Clock, Standard Deach | 1 |  | 1 | 190.8 | 10% | 171.72
5657 | Primex | B1007A319 | Smart-Sync™ Bluetooth 12.5" Slim Metal Series Clock, Standa | 1 |  | 1 | 266.06 | 10% | 239.454
5658 | Primex | B1007A347 | Smart-Sync™ Bluetooth 16" Slim Metal Series Clock, Standard | 1 |  | 1 | 301.04 | 10% | 270.936
5659 | Primex | B1004Z155 | Smart-Sync™ Bluetooth 12.5" Black Traditional Series Clock | 1 |  | 1 | 206.7 | 10% | 186.03
5660 | Primex | B1004Z159 | Smart-Sync™ Bluetooth 12.5" White Traditional Series Clock, | 1 |  | 1 | 206.7 | 10% | 186.03
5661 | Primex | B1004Z163 | Smart-Sync™ Bluetooth 16" Black Traditional Series Clock | 1 |  | 1 | 238.5 | 10% | 214.65
5662 | Primex | B1004Z280 | Smart-Sync™ Bluetooth 9" Black Traditional Series Clock, Stan | 1 |  | 1 | 180.2 | 10% | 162.18
5663 | Primex | B1007A155 | Smart-Sync™ Bluetooth 12.5" Black Traditional Series Clock, S | 1 |  | 1 | 233.2 | 10% | 209.88
5664 | Primex | B1007A159 | Smart-Sync™ Bluetooth 12.5" White Traditional Series Clock, | 1 |  | 1 | 233.2 | 10% | 209.88
5665 | Primex | B1007A163 | Smart-Sync™ Bluetooth 16" Black Traditional Series Clock, Sta | 1 |  | 1 | 265 | 10% | 238.5
5666 | Primex | B1004Z176 | Smart-Sync™ Bluetooth 16" Oak Wood Series Clock, Standard | 1 |  | 1 | 291.5 | 10% | 262.35
5667 | Primex | B1004Z177 | Smart-Sync™ Bluetooth 16" Cherry Wood Series Clock, Standaeach | 1 |  | 1 | 291.5 | 10% | 262.35
5668 | Primex | B1004Z178 | Smart-Sync™ Bluetooth 16" Honey Wood Series Clock, Standa each | 1 |  | 1 | 291.5 | 10% | 262.35
5669 | Primex | B1004Z179 | Smart-Sync™ Bluetooth 16" Walnut Wood Series Clock, Stand | 1 |  | 1 | 291.5 | 10% | 262.35
5670 | Primex | B1004Z386 | Smart-Sync™ Bluetooth 11.5" Espresso Series Clock, Standard | 1 |  | 1 | 268.18 | 10% | 241.362
5671 | Primex | B1004Z396 | Smart-Sync™ Bluetooth 11.5" Honey Wood Series Clock, Stan | 1 |  | 1 | 268.18 | 10% | 241.362
5672 | Primex | B1004Z397 | Smart-Sync™ Bluetooth 11.5" Cherry Wood Series Clock, Stan | 1 |  | 1 | 268.18 | 10% | 241.362
5673 | Primex | B1004Z398 | Smart-Sync™ Bluetooth 11.5" Oak Wood Series Clock, Standa | 1 |  | 1 | 268.18 | 10% | 241.362
5674 | Primex | B1004Z399 | Smart-Sync™ Bluetooth 11.5" Walnut Wood Series Clock, Staneach | 1 |  | 1 | 268.18 | 10% | 241.362
5675 | Primex | B1007A176 | Smart-Sync™ Bluetooth 16" Oak Wood Series Clock, Standard | 1 |  | 1 | 319.06 | 10% | 287.154
5676 | Primex | B1007A177 | Smart-Sync™ Bluetooth 16" Cherry Wood Series Clock, Standaeach | 1 |  | 1 | 319.06 | 10% | 287.154
5677 | Primex | B1007A178 | Smart-Sync™ Bluetooth 16" Honey Wood Series Clock, Standa each | 1 |  | 1 | 319.06 | 10% | 287.154
5678 | Primex | B1007A179 | Smart-Sync™ Bluetooth 16" Walnut Wood Series Clock, Stand | 1 |  | 1 | 319.06 | 10% | 287.154
5679 | Primex | B2004Z100 | Smart-Sync™ Bluetooth Personal Series Clock | 1 |  | 1 | 238.5 | 10% | 214.65
5680 | Primex | B2007A200 | Smart-Sync™ Bluetooth Levo 2.5", 4-Digit, Single-sided, Red LEeach | 1 |  | 1 | 384.78 | 10% | 346.302
5681 | Primex | B2007A200G | Smart-Sync™ Bluetooth Levo 2.5", 4-Digit, Single-sided, Green | 1 |  | 1 | 384.78 | 10% | 346.302
5682 | Primex | B2007A201 | Smart-Sync™ Bluetooth Levo 4", 4-Digit, Single-sided, Red LED each | 1 |  | 1 | 419.76 | 10% | 377.784
5683 | Primex | B2007A201G | Smart-Sync™ Bluetooth Levo 4", 4-Digit, Single-sided, Green L | 1 |  | 1 | 419.76 | 10% | 377.784
5684 | Primex | B2007A202 | Smart-Sync™ Bluetooth Levo 2.5", 6-Digit, Single-sided, Red LEeach | 1 |  | 1 | 419.76 | 10% | 377.784
5685 | Primex | B2007A202G | Smart-Sync™ Bluetooth Levo 2.5", 6-Digit, Single-sided, Green | 1 |  | 1 | 419.76 | 10% | 377.784
5686 | Primex | B2007A203 | Smart-Sync™ Bluetooth Levo 4", 6-Digit, Single-sided, Red LED each | 1 |  | 1 | 454.74 | 10% | 409.266
5687 | Primex | B2007A203G | Smart-Sync™ Bluetooth Levo 4", 6-Digit, Single-sided, Green L | 1 |  | 1 | 454.74 | 10% | 409.266
5688 | Primex | B2007A212 | Smart-Sync™ Bluetooth Levo 2.5", 4-Digit, Single-sided, Red LEeach | 1 |  | 1 | 384.78 | 10% | 346.302
5689 | Primex | B2007A212G | Smart-Sync™ Bluetooth Levo 2.5", 4-Digit, Single-sided, Green | 1 |  | 1 | 384.78 | 10% | 346.302
5690 | Primex | B2007A419 | Smart-Sync™ Bluetooth Levo 2.5", 6-Digit, Single-sided, Red LEeach | 1 |  | 1 | 419.76 | 10% | 377.784
5691 | Primex | B2007A419G | Smart-Sync™ Bluetooth Levo 2.5", 6-Digit, Single-sided, Green | 1 |  | 1 | 419.76 | 10% | 377.784
5692 | Primex | B2007Y202F | Smart-Sync™ Bluetooth Levo 2.5", 6-Digit, Single-sided, Red LEeach | 1 |  | 1 | 508.8 | 10% | 457.92
5693 | Primex | B2007Y202FG | Smart-Sync™ Bluetooth Levo 2.5", 6-Digit, Single-sided, Green | 1 |  | 1 | 508.8 | 10% | 457.92
5694 | Primex | SSACL-W | Smart-Sync™ nalog Clock Extended 3 Year Warranty | 1 |  | 1 | 15.9 | 10% | 14.31
5695 | Primex | SSDCL-W | Smart-Sync™ Digital Clock, Bridge Θ Repeater Extended 3 Yea | 1 |  | 1 | 26.5 | 10% | 23.85
5696 | Primex | B100-R | Smart-Sync™ Repeater | 1 |  | 1 | 132.5 | 10% | 119.25
5697 | Primex | BC100-E | Smart-Sync™ Bluetooth Bridge Ethernet Connection | 1 |  | 1 | 318 | 10% | 286.2
5698 | Primex | 14997 | FCC License | 1 |  | 1 | 357.22 | 10% | 321.498
5699 | Primex | MBI7Y300N | Smart-Comm™ Digital Message Board and Clock | 1 |  | 1 | 1375.88 | 10% | 1238.292
5700 | Primex | 14503 | Analog Clock Polycarbonate Guard, 15.9" | 1 |  | 1 | 165.36 | 10% | 148.824
5701 | Primex | 14196-350 | Surge Protector and Battery Back-up System | 1 |  | 1 | 100.7 | 10% | 90.63
5702 | Primex | ARTWORK | In-house Graphic Design Production Charge | 1 |  | 1 | 95.4 | 10% | 85.86
5703 | Primex | SETUP | One Time Custom Clock Logo Set-up Fee - Analog Clocks | 1 |  | 1 | 189.74 | 10% | 170.766
5704 | Primex | C1005X319 | OneVue 12.5" Slim Metal Series Analog Clock, PoE, Configuredeach | 1 |  | 1 | 292.56 | 10% | 263.304
5705 | Primex | C1005X347 | OneVue 16" Slim Metal Series PoE Clock, Configured | 1 |  | 1 | 327.54 | 10% | 294.786
5706 | Primex | C1005X155 | OneVue 12.5" Black Traditional Series PoE Clock, Configured | 1 |  | 1 | 259.7 | 10% | 233.73
5707 | Primex | C1005X159 | OneVue 12.5" White Traditional Series Clock, POE, Configured each | 1 |  | 1 | 259.7 | 10% | 233.73
5708 | Primex | C1005X163 | OneVue 16" Black Traditional Series PoE Clock, Configured | 1 |  | 1 | 291.5 | 10% | 262.35
5709 | Primex | C1005X177 | OneVue 16" Wood Dark Cherry Wood PoE Clock, Arabic Dial | 1 |  | 1 | 321.18 | 10% | 289.062
5710 | Primex | C1005X178 | OneVue 16" Wood Honey Finish PoE Clock, Arabic Dial | 1 |  | 1 | 321.18 | 10% | 289.062
5711 | Primex | C1005X179 | OneVue 16" Wood Walnut Finish Wood PoE Clock, Arabic Dia | 1 |  | 1 | 321.18 | 10% | 289.062
5712 | Primex | C2005X200 | OneVue Levo 2.5", 4-Digit, Single-sided, Red LED, POE, Configueach | 1 |  | 1 | 437.78 | 10% | 394.002
5713 | Primex | C2005X200G | OneVue Levo 2.5", 4-Digit, Single-sided, Green LED, POE | 1 |  | 1 | 437.78 | 10% | 394.002
5714 | Primex | C2005X201 | OneVue Levo 4", 4-Digit, Single-sided, Red LED, POE | 1 |  | 1 | 472.76 | 10% | 425.484
5715 | Primex | C2005X201G | OneVue Levo 4", 4-Digit, Single-sided, Green LED, POE | 1 |  | 1 | 472.76 | 10% | 425.484
5716 | Primex | C2005X202 | OneVue Levo 2.5", 6-Digit, Single-sided, Red LED, POE | 1 |  | 1 | 472.76 | 10% | 425.484
5717 | Primex | C2005X202F | OneVue Levo 2.5", 6-Digit, Red LED, POE, Flush Mount | 1 |  | 1 | 508.8 | 10% | 457.92
5718 | Primex | C2005X202FG | OneVue Levo 2.5", 6-Digit, Single-sided, Green LED, Flush Mou each | 1 |  | 1 | 508.8 | 10% | 457.92
5719 | Primex | C2005X202G | OneVue Levo 2.5", 6-Digit, Single-sided, Green LED, POE | 1 |  | 1 | 472.76 | 10% | 425.484
5720 | Primex | C2005X203 | OneVue Levo 4", 6-Digit, Red LED, POE | 1 |  | 1 | 507.74 | 10% | 456.966
5721 | Primex | C2005X203G | OneVue Levo 4", 6-Digit, Green LED, POE | 1 |  | 1 | 507.74 | 10% | 456.966
5722 | Primex | C2005X212 | OneVue Levo 2.5", 4-Digit, Single-sided, Red LED, POE, Surfaceeach | 1 |  | 1 | 437.78 | 10% | 394.002
5723 | Primex | C2005X212G | OneVue Levo 2.5", 4-Digit, Single-sided, Green LED, POE, Surfaeach | 1 |  | 1 | 437.78 | 10% | 394.002
5724 | Primex | C2005X419 | OneVue Levo 2.5", 6-Digit, Single-sided, Red LED, Surface Moueach | 1 |  | 1 | 472.76 | 10% | 425.484
5725 | Primex | C2005X419G | OneVue Levo 2.5", 6-Digit, Single-sided, Green LED, Surface M each | 1 |  | 1 | 472.76 | 10% | 425.484
5726 | Primex | C2007A200 | OneVue Levo 2.5", 4-Digit, Single-sided, Red LED **While Sup | 1 |  | 1 | 455.8 | 10% | 410.22
5727 | Primex | C2007A200G | OneVue Levo 2.5", 4-Digit, Single-sided, Green LED **While Sueach | 1 |  | 1 | 455.8 | 10% | 410.22
5728 | Primex | C2007A201 | OneVue Levo 4", 4-Digit, Single-sided, Red LED, 9' cord, Config each | 1 |  | 1 | 487.6 | 10% | 438.84
5729 | Primex | C2007A202 | OneVue Levo 2.5", 6-Digit, Single-sided, Red LED, 9' Cord **W | 1 |  | 1 | 487.6 | 10% | 438.84
5730 | Primex | C2007A202G | OneVue Levo 2.5", 6-Digit, Single-sided, Green LED, 9' Cord ** | 1 |  | 1 | 487.6 | 10% | 438.84
5731 | Primex | C2007A203 | OneVue Levo 4", 6-Digit, Single-sided, Red LED **While Suppli | 1 |  | 1 | 519.4 | 10% | 467.46
5732 | Primex | C2007A203G | OneVue Levo 4", 6-Digit, Single-sided, Green LED **While Sup | 1 |  | 1 | 519.4 | 10% | 467.46
5733 | Primex | C2007A212 | OneVue Levo 2.5", 4-Digit, Single-sided, Red LED, 18 Degree B | 1 |  | 1 | 455.8 | 10% | 410.22
5734 | Primex | C2007A212G | OneVue Levo 2.5", 4-Digit, Single-sided, Green LED, 18 Degree each | 1 |  | 1 | 455.8 | 10% | 410.22
5735 | Primex | C2007A419 | OneVue Levo 2.5", 6-Digit, Single-sided, Red LED, Surface Moueach | 1 |  | 1 | 487.6 | 10% | 438.84
5736 | Primex | C2007A419G | OneVue Levo 2.5", 6-Digit, Single-sided, Green LED, Surface M each | 1 |  | 1 | 487.6 | 10% | 438.84
5737 | Primex | C2007Y202F | OneVue Levo 2.5", 6-Digit, Single-sided, Red LED, Flush Mount each | 1 |  | 1 | 540.6 | 10% | 486.54
5738 | Primex | C2007Y202FG | OneVue Levo 2.5", 6-Digit, Single-sided, Green LED, Flush Mou each | 1 |  | 1 | 540.6 | 10% | 486.54
5739 | Primex | ONVCOM | OneVue Phone Commissioning | 1 |  | 1 | 530 | 10% | 477
5740 | Primex | 14341 | CompuSync NTP Series - GPS Receiver; NIST-Traceable Systemeach | 1 |  | 1 | 1279.42 | 10% | 1151.478
5741 | Primex | 14889 | Dual C-cell Alkaline Battery Pack | 1 |  | 1 | 3.339 | 10% | 3.0051
5742 | Primex | 14890 | Dual D-cell Alkaline Battery Pack | 1 |  | 1 | 3.339 | 10% | 3.0051
5743 | Primex | 24WBRK | 2.5" x 4, Dual Wall Bracket | 1 |  | 1 | 53 | 10% | 47.7
5744 | Primex | 26CBRK | 2.5" x 6, Dual Ceiling Bracket | 1 |  | 1 | 53 | 10% | 47.7
5745 | Primex | 26WBRK | 2.5" x 6, Dual Wall Bracket | 1 |  | 1 | 53 | 10% | 47.7
5746 | Primex | 4XBRK | 4” Digital Dual Clock 4x4 Wall/Ceiling or 4x6 Ceiling Mounting | 1 |  | 1 | 53 | 10% | 47.7
5747 | Primex | XR342 | CompuSync NTP Series - Receiver Switch; gps-Traceable Syste | 1 |  | 1 | 1345.14 | 10% | 1210.626
5748 | Primex | 14356 | Event Scheduler Pro Software | 1 |  | 1 | 946.58 | 10% | 851.922
5749 | Primex | 14486 | Bell | 1 |  | 1 | 130.38 | 10% | 117.342
5750 | Primex | XRA002 | Wireless Tone Generator with Event Scheduler Pro Software | 1 |  | 1 | 1303.8 | 10% | 1173.42
5751 | Primex | XRA367 | Wireless Tone Generator, without software | 1 |  | 1 | 428.24 | 10% | 385.416
5752 | Primex | XRA480 | Wireless Tone System (Wireless Tone Generator, Software & Teach | 1 |  | 1 | 1983.26 | 10% | 1784.934
5753 | Primex | DESIGNFEE | Custom Design Fee | 1 |  | 1 | 2893.8 | 10% | 2604.42
5754 | Primex | PROOF | Custom Dial Hard Copy Proof | 1 |  | 1 | 13.356 | 10% | 12.0204
5755 | Primex | 14014-1 | 100' Plenum Rated Cable Extension | 1 |  | 1 | 238.5 | 10% | 214.65
5756 | Primex | 14015-1 | 200' Plenum Rated Cable Extension | 1 |  | 1 | 408.1 | 10% | 367.29
5757 | Primex | Q12605P | 100' LMR 400 Plenum Rated Cable | 1 |  | 1 | 814.08 | 10% | 732.672
5758 | Primex | Q12660-4 | 50' XR Plenum Rated Extension Cable | 1 |  | 1 | 171.72 | 10% | 154.548
5759 | Primex | Q12660-5 | 100' XR Plenum Rated Extension Cable | 1 |  | 1 | 299.98 | 10% | 269.982
5760 | Primex | Q12660-6 | 200' XR Plenum Rated Extension Cable | 1 |  | 1 | 450.5 | 10% | 405.45
5761 | Primex | Q13316 | Wireless Clock Mounting Clip | 1 |  | 1 | 4.24 | 10% | 3.816
5762 | Primex | XR343 | Repeater Switch with DB9 & Rubber Duck Antenna with BNC | 1 |  | 1 | 489.72 | 10% | 440.748
5763 | Primex | E130-E | PrimexEVENT Bell Relay, PoE | 1 |  | 1 | 551.2 | 10% | 496.08
5764 | Primex | BELSUB | Monthly Subscription per Bell Relay | 1 |  | 1 | 10.6 | 10% | 9.54
5765 | Primex | BELSUB-A | Annual Subscription per Bell Relay | 1 |  | 1 | 127.2 | 10% | 114.48
5766 | Primex | ONVMB-A | Message Board Software Subscription | 1 |  | 1 | 89.04 | 10% | 80.136
5767 | Primex | Custom logo -9 | Adder for Custom Logo on 9" Traditional Series | 1 |  | 1 | 11 | 10% | 9.9
5768 | Primex | Custom logo - 12 | 12.5" Traditional Series | 1 |  | 1 | 11 | 10% | 9.9
5769 | Primex | Custom logo -16 | 16" Traditional Series | 1 |  | 1 | 22 | 10% | 19.8
5770 | Primex | Custom logo -16W | 16" Wood Series | 1 |  | 1 | 22 | 10% | 19.8
5771 | Primex | Custom logo - 12M | 12.5" Metal Series | 1 |  | 1 | 11 | 10% | 9.9
5772 | Primex | Custom logo - 9P | 9.5" Platinum Series | 1 |  | 1 | 11 | 10% | 9.9
5773 | Primex | T101Q | PrimexTEMP Series Sensor, Single Probe, Configured | 1 |  | 1 | 291 | 10% | 261.9
5774 | Primex | SMRTGRP-G | Glycol Thermobuffer w/ SMART probe, (60ml) for PrimexTEM | 1 |  | 1 | 132.5 | 10% | 119.25
5775 | Primex | ONVSEN | Sensors Software Monthly Subscription | 1 |  | 1 | 9.01 | 10% | 8.109
5776 | Primex | ONVSEN-A | Sensors Software Annual Subscription | 1 |  | 1 | 108.12 | 10% | 97.308
5777 | Windy City Wire | 001322-S | 16-02 OAS STR PLNM Blu Stp | Per 1,000 Ft |  | 1 | 452.32 | 5% | 429.704
5778 | Windy City Wire | 001323-S | 16-02 OAS STR PLNM Ylw Stp | Per 1,000 Ft |  | 1 | 452.32 | 5% | 429.704
5779 | Windy City Wire | 0013230-S | 16-02 OAS STR PLNM Ylw Jkt | Per 1,000 Ft |  | 1 | 452.32 | 5% | 429.704
5780 | Windy City Wire | 001325-S | 16-02 OAS STR PLNM Pur Stp | Per 1,000 Ft |  | 1 | 452.32 | 5% | 429.704
5781 | Windy City Wire | 001360-S | 16-02 UNS STR PLNM Wht Jkt | Per 1,000 Ft |  | 1 | 414.95 | 5% | 394.2025
5782 | Windy City Wire | 001361-S | 16-02 UNS STR PLNM Red Stp | Per 1,000 Ft |  | 1 | 414.95 | 5% | 394.2025
5783 | Windy City Wire | 001362-S | 16-02 UNS STR PLNM Blu Stp | Per 1,000 Ft |  | 1 | 414.95 | 5% | 394.2025
5784 | Windy City Wire | 001365-S | 16-02 UNS STR PLNM Pur Stp | Per 1,000 Ft |  | 1 | 414.95 | 5% | 394.2025
5785 | Windy City Wire | 0013660-S | 16-02 UNS STR PLNM Grn Jkt | Per 1,000 Ft |  | 1 | 414.95 | 5% | 394.2025
5786 | Windy City Wire | 0013670-S | 16-02 UNS STR PLNM Brn Jkt | Per 1,000 Ft |  | 1 | 414.95 | 5% | 394.2025
5787 | Windy City Wire | 001376-S | 16-03 UNS STR PLNM Grn Stp | Per 1,000 Ft |  | 1 | 548.97 | 5% | 521.5215
5788 | Windy City Wire | 002320-11S | 18-02 OAS STR PLNM Blk Jkt | Per 1,000 Ft |  | 1 | 287.37 | 5% | 273.0015
5789 | Windy City Wire | 002320-S | 18-02 OAS STR PLNM Wht Jkt | Per 1,000 Ft |  | 1 | 287.37 | 5% | 273.0015
5790 | Windy City Wire | 002321-S | 18-02 OAS STR PLNM Red Stp | Per 1,000 Ft |  | 1 | 287.37 | 5% | 273.0015
5791 | Windy City Wire | 002322-S | 18-02 OAS STR PLNM Blu Stp | Per 1,000 Ft |  | 1 | 287.37 | 5% | 273.0015
5792 | Windy City Wire | 002323-S | 18-02 OAS STR PLNM Ylw Stp | Per 1,000 Ft |  | 1 | 287.37 | 5% | 273.0015
5793 | Windy City Wire | 0023230-S | 18-02 OAS STR PLNM Ylw Jkt | Per 1,000 Ft |  | 1 | 287.37 | 5% | 273.0015
5794 | Windy City Wire | 0023240-S | 18-02 OAS STR PLNM Org Jkt | Per 1,000 Ft |  | 1 | 287.37 | 5% | 273.0015
5795 | Windy City Wire | 002325-S | 18-02 OAS STR PLNM Pur Stp | Per 1,000 Ft |  | 1 | 287.37 | 5% | 273.0015
5796 | Windy City Wire | 0023250-S | 18-02 OAS STR PLNM Pur Jkt | Per 1,000 Ft |  | 1 | 287.37 | 5% | 273.0015
5797 | Windy City Wire | 002326-S | 18-02 OAS STR PLNM Grn Stp | Per 1,000 Ft |  | 1 | 287.37 | 5% | 273.0015
5798 | Windy City Wire | 0023260-S | 18-02 OAS STR PLNM Grn Jkt | Per 1,000 Ft |  | 1 | 287.37 | 5% | 273.0015
5799 | Windy City Wire | 0023260ALR-S | 18-02 OAS STR PLNM Alerton Tru | Per 1,000 Ft |  | 1 | 287.37 | 5% | 273.0015
5800 | Windy City Wire | 0023280-S | 18-02 OAS STR PLNM Pnk Jkt | Per 1,000 Ft |  | 1 | 287.37 | 5% | 273.0015
5801 | Windy City Wire | 002329-S | 18-02 OAS STR PLNM Blu Jkt | Per 1,000 Ft |  | 1 | 287.37 | 5% | 273.0015
5802 | Windy City Wire | 002329ABS-B | 18-02 OAS STR PLNM Blu Jkt | Per 1,000 Ft |  | 1 | 287.37 | 5% | 273.0015
5803 | Windy City Wire | 002330-S | 18-03 OAS STR PLNM Wht Jkt | Per 1,000 Ft |  | 1 | 390.46 | 5% | 370.937
5804 | Windy City Wire | 002332-S | 18-03 OAS STR PLNM Blu Stp | Per 1,000 Ft |  | 1 | 390.46 | 5% | 370.937
5805 | Windy City Wire | 002333-S | 18-03 OAS STR PLNM Ylw Stp | Per 1,000 Ft |  | 1 | 390.46 | 5% | 370.937
5806 | Windy City Wire | 0023330-S | 18-03 OAS STR PLNM Ylw Jkt | Per 1,000 Ft |  | 1 | 390.46 | 5% | 370.937
5807 | Windy City Wire | 002334-S | 18-03 OAS STR PLNM Org Stp | Per 1,000 Ft |  | 1 | 390.46 | 5% | 370.937
5808 | Windy City Wire | 002335-S | 18-03 OAS STR PLNM Pur Stp | Per 1,000 Ft |  | 1 | 390.46 | 5% | 370.937
5809 | Windy City Wire | 0023350-S | 18-03 OAS STR PLNM Pur Jkt | Per 1,000 Ft |  | 1 | 390.46 | 5% | 370.937
5810 | Windy City Wire | 002336-S | 18-03 OAS STR PLNM Grn Stp | Per 1,000 Ft |  | 1 | 390.46 | 5% | 370.937
5811 | Windy City Wire | 0023360-S | 18-03 OAS STR PLNM Grn Jkt | Per 1,000 Ft |  | 1 | 390.46 | 5% | 370.937
5812 | Windy City Wire | 002339ABS-B | 18-03 OAS STR PLNM Blu Jkt | Per 1,000 Ft |  | 1 | 390.46 | 5% | 370.937
5813 | Windy City Wire | 002340-S | 18-04 STR PLNM Wht Jkt | Per 1,000 Ft |  | 1 | 493.56 | 5% | 468.882
5814 | Windy City Wire | 002342-S | 18-04 STR PLNM Blu Stp | Per 1,000 Ft |  | 1 | 493.56 | 5% | 468.882
5815 | Windy City Wire | 002342ABS-B | 18-04 STR PLNM Blu Stp | Per 1,000 Ft |  | 1 | 493.56 | 5% | 468.882
5816 | Windy City Wire | 002343-S | 18-04 OAS STR PLNM Ylw Stp | Per 1,000 Ft |  | 1 | 493.56 | 5% | 468.882
5817 | Windy City Wire | 0023430-S | 18-04 OAS STR PLNM Ylw Jkt | Per 1,000 Ft |  | 1 | 493.56 | 5% | 468.882
5818 | Windy City Wire | 002344-S | 18-04 OAS STR PLNM Org Stp | Per 1,000 Ft |  | 1 | 493.56 | 5% | 468.882
5819 | Windy City Wire | 0023440-S | 18-04 OAS STR PLNM Org Jkt | Per 1,000 Ft |  | 1 | 493.56 | 5% | 468.882
5820 | Windy City Wire | 0023450-S | 18-04 OAS STR PLNM Pur Jkt | Per 1,000 Ft |  | 1 | 493.56 | 5% | 468.882
5821 | Windy City Wire | 002346-S | 18-04 OAS STR PLNM Grn Stp | Per 1,000 Ft |  | 1 | 493.56 | 5% | 468.882
5822 | Windy City Wire | 002349-S | 18-04 OAS STR PLNM Blu Jkt | Per 1,000 Ft |  | 1 | 493.56 | 5% | 468.882
5823 | Windy City Wire | 002350-S | 18-05 OAS STR PLNM Wht Jkt | Per 1,000 Ft |  | 1 | 621.13 | 5% | 590.0735
5824 | Windy City Wire | 002351-09S | 18-06 OAS STR PLNM Blu Jkt | Per 1,000 Ft |  | 1 | 697.16 | 5% | 662.302
5825 | Windy City Wire | 002351-30S | 18-06 OAS STR PLNM Ylw Jkt | Per 1,000 Ft |  | 1 | 697.16 | 5% | 662.302
5826 | Windy City Wire | 002351-S | 18-06 OAS STR PLNM Wht Jkt | Per 1,000 Ft |  | 1 | 697.16 | 5% | 662.302
5827 | Windy City Wire | 002352-09S | 18-08 OAS STR PLNM Blu Jkt | Per 1,000 Ft |  | 1 | 916.24 | 5% | 870.428
5828 | Windy City Wire | 002352-S | 18-08 OAS STR PLNM Wht Jkt | Per 1,000 Ft |  | 1 | 916.24 | 5% | 870.428
5829 | Windy City Wire | 002353-02S | 18-10 OAS STR PLNM Blu Stp | Per 1,000 Ft |  | 1 | 1163.66 | 5% | 1105.477
5830 | Windy City Wire | 002354-S | 18-12 OAS STR PLNM Wht Jkt | Per 1,000 Ft |  | 1 | 1350.52 | 5% | 1282.994
5831 | Windy City Wire | 002360-126TACS | 18-02 UNS STR PLNM Tan/Grn Stp | Per 1,000 Ft |  | 1 | 242.27 | 5% | 230.1565
5832 | Windy City Wire | 002360-S | 18-02 UNS STR PLNM Wht Jkt | Per 1,000 Ft |  | 1 | 242.27 | 5% | 230.1565
5833 | Windy City Wire | 002361-S | 18-02 UNS STR PLNM Red Stp | Per 1,000 Ft |  | 1 | 242.27 | 5% | 230.1565
5834 | Windy City Wire | 002362-S | 18-02 UNS STR PLNM Blu Stp | Per 1,000 Ft |  | 1 | 242.27 | 5% | 230.1565
5835 | Windy City Wire | 002363-S | 18-02 UNS STR PLNM Ylw Stp | Per 1,000 Ft |  | 1 | 242.27 | 5% | 230.1565
5836 | Windy City Wire | 0023630-S | 18-02 UNS STR PLNM Ylw Jkt | Per 1,000 Ft |  | 1 | 242.27 | 5% | 230.1565
5837 | Windy City Wire | 002363oTAC-S | 18-02 UNS STR PLNM Ylw Jkt TAC | Per 1,000 Ft |  | 1 | 242.27 | 5% | 230.1565
5838 | Windy City Wire | 002364-S | 18-02 UNS STR PLNM Org Stp | Per 1,000 Ft |  | 1 | 242.27 | 5% | 230.1565
5839 | Windy City Wire | 0023640-S | 18-02 UNS STR PLNM Org Jkt | Per 1,000 Ft |  | 1 | 242.27 | 5% | 230.1565
5840 | Windy City Wire | 002365-S | 18-02 UNS STR PLNM Pur Stp | Per 1,000 Ft |  | 1 | 242.27 | 5% | 230.1565
5841 | Windy City Wire | 0023650-S | 18-02 UNS STR PLNM Pur Jkt | Per 1,000 Ft |  | 1 | 242.27 | 5% | 230.1565
5842 | Windy City Wire | 002366-S | 18-02 UNS STR PLNM Grn Stp | Per 1,000 Ft |  | 1 | 242.27 | 5% | 230.1565
5843 | Windy City Wire | 0023660-S | 18-02 UNS STR PLNM Grn Jkt | Per 1,000 Ft |  | 1 | 242.27 | 5% | 230.1565
5844 | Windy City Wire | 002367-S | 18-02 UNS STR PLNM Brn Stp | Per 1,000 Ft |  | 1 | 242.27 | 5% | 230.1565
5845 | Windy City Wire | 002369-S | 18-02 UNS STR PLNM Blu Jkt | Per 1,000 Ft |  | 1 | 242.27 | 5% | 230.1565
5846 | Windy City Wire | 002370-122TACS | 18-03 UNS STR PLNM Tan/Blu Stp | Per 1,000 Ft |  | 1 | 347.94 | 5% | 330.543
5847 | Windy City Wire | 002370-S | 18-03 UNS STR PLNM Wht Jkt | Per 1,000 Ft |  | 1 | 347.94 | 5% | 330.543
5848 | Windy City Wire | 0023730-S | 18-03 UNS STR PLNM Ylw Jkt | Per 1,000 Ft |  | 1 | 347.94 | 5% | 330.543
5849 | Windy City Wire | 002374-S | 18-03 UNS STR PLNM Org Stp | Per 1,000 Ft |  | 1 | 347.94 | 5% | 330.543
5850 | Windy City Wire | 0023750-S | 18-03 UNS STR PLNM Pur Jkt | Per 1,000 Ft |  | 1 | 347.94 | 5% | 330.543
5851 | Windy City Wire | 002376-S | 18-03 UNS STR PLNM Grn Stp | Per 1,000 Ft |  | 1 | 347.94 | 5% | 330.543
5852 | Windy City Wire | 0023760-S | 18-03 UNS STR PLNM Grn Jkt | Per 1,000 Ft |  | 1 | 347.94 | 5% | 330.543
5853 | Windy City Wire | 002378-S | 18-03 UNS STR PLNM Pnk Stp | Per 1,000 Ft |  | 1 | 347.94 | 5% | 330.543
5854 | Windy City Wire | 002379-S | 18-03 UNS STR PLNM Blu Jkt | Per 1,000 Ft |  | 1 | 347.94 | 5% | 330.543
5855 | Windy City Wire | 002380-S | 18-04 UNS STR PLNM Wht Jkt | Per 1,000 Ft |  | 1 | 492.27 | 5% | 467.6565
5856 | Windy City Wire | 002383-S | 18-04 UNS STR PLNM Blu Stp | Per 1,000 Ft |  | 1 | 492.27 | 5% | 467.6565
5857 | Windy City Wire | 002383-S | 18-04 UNS STR PLNM Ylw Stp | Per 1,000 Ft |  | 1 | 492.27 | 5% | 467.6565
5858 | Windy City Wire | 0023830-S | 18-04 UNS STR PLNM Ylw Jkt | Per 1,000 Ft |  | 1 | 492.27 | 5% | 467.6565
5859 | Windy City Wire | 0023835TAC-S | 18-04 UNS STR PLNM Ylw/Pur Stp | Per 1,000 Ft |  | 1 | 492.27 | 5% | 467.6565
5860 | Windy City Wire | 002384-S | 18-04 UNS STR PLNM Org Stp | Per 1,000 Ft |  | 1 | 492.27 | 5% | 467.6565
5861 | Windy City Wire | 0023850-S | 18-04 UNS STR PLNM Pur Jkt | Per 1,000 Ft |  | 1 | 492.27 | 5% | 467.6565
5862 | Windy City Wire | 002386-S | 18-04 UNS STR PLNM Grn Stp | Per 1,000 Ft |  | 1 | 492.27 | 5% | 467.6565
5863 | Windy City Wire | 0023860-S | 18-04 UNS STR PLNM Grn Jkt | Per 1,000 Ft |  | 1 | 492.27 | 5% | 467.6565
5864 | Windy City Wire | 002389-S | 18-04 UNS STR PLNM Blu Jkt | Per 1,000 Ft |  | 1 | 492.27 | 5% | 467.6565
5865 | Windy City Wire | 00231-03S | 18-06 UNS STR PLNM Ylw Stp | Per 1,000 Ft |  | 1 | 676.55 | 5% | 642.7225
5866 | Windy City Wire | 002391-09ABSB | 18-06 UNS STR PLNM Blu Jkt | Per 1,000 Ft |  | 1 | 676.55 | 5% | 642.7225
5867 | Windy City Wire | 002391-S | 18-06 UNS STR PLNM Wht Jkt | Per 1,000 Ft |  | 1 | 676.55 | 5% | 642.7225
5868 | Windy City Wire | 002392-04S | 18-08 UNS STR PLNM Org Stp | Per 1,000 Ft |  | 1 | 813.14 | 5% | 772.483
5869 | Windy City Wire | 002392-09S | 18-08 UNS STR PLNM Blu Jkt | Per 1,000 Ft |  | 1 | 813.14 | 5% | 772.483
5870 | Windy City Wire | 002392-30S | 18-08 UNS STR PLNM Ylw Jkt | Per 1,000 Ft |  | 1 | 813.14 | 5% | 772.483
5871 | Windy City Wire | 002392-50S | 18-08 UNS STR PLNM Pur Jkt | Per 1,000 Ft |  | 1 | 813.14 | 5% | 772.483
5872 | Windy City Wire | 002392-S | 18-08 UNS STR PLNM Wht Jkt | Per 1,000 Ft |  | 1 | 813.14 | 5% | 772.483
5873 | Windy City Wire | 002393-01S | 18-10 UNS STR PLNM Red Stp | Per 1,000 Ft |  | 1 | 1097.94 | 5% | 1043.043
5874 | Windy City Wire | 002393-S | 18-10 UNS STR PLNM Wht Jkt | Per 1,000 Ft |  | 1 | 1097.94 | 5% | 1043.043
5875 | Windy City Wire | 002394-S | 18-12 UNS STR PLNM Wht Jkt | Per 1,000 Ft |  | 1 | 1327.32 | 5% | 1260.954
5876 | Windy City Wire | 003320-S | 20-02 OAS STR PLNM Wht Jkt | Per 1,000 Ft |  | 1 | 219.07 | 5% | 208.1165
5877 | Windy City Wire | 003322-S | 20-02 OAS STR PLNM Blu Stp | Per 1,000 Ft |  | 1 | 219.07 | 5% | 208.1165
5878 | Windy City Wire | 003322-S500 | 20-02 OAS STR PLNM Blu Stp | Per 1,000 Ft |  | 1 | 219.07 | 5% | 208.1165
5879 | Windy City Wire | 003325-S | 20-02 OAS STR PLNM Pur Stp | Per 1,000 Ft |  | 1 | 219.07 | 5% | 208.1165
5880 | Windy City Wire | 003329-S | 20-02 OAS STR PLNM Blu Jkt | Per 1,000 Ft |  | 1 | 219.07 | 5% | 208.1165
5881 | Windy City Wire | 003330-S | 20-03 OAS STR PLNM Wht Jkt | Per 1,000 Ft |  | 1 | 284.79 | 5% | 270.5505
5882 | Windy City Wire | 03336-S | 20-03 OAS STR PLNM Grn Stp | Per 1,000 Ft |  | 1 | 284.79 | 5% | 270.5505
5883 | Windy City Wire | 003336-S500 | 20-03 OAS STR PLNM Grn Stp | Per 1,000 Ft |  | 1 | 284.79 | 5% | 270.5505
5884 | Windy City Wire | 003350-S | 20-05 OAS STR PLNM Wht Jkt | Per 1,000 Ft |  | 1 | 431.7 | 5% | 410.115
5885 | Windy City Wire | 003350-S500 | 20-05 OAS STR PLNM Wht Jkt | Per 1,000 Ft |  | 1 | 431.7 | 5% | 410.115
5886 | Windy City Wire | 003360-S | 20-02UNS STR PLNM Wht Jkt | Per 1,000 Ft |  | 1 | 182.99 | 5% | 173.8405
5887 | Windy City Wire | 003366SBT-S | 20-02 UNS STR PLNM Blu/DGrn St | Per 1,000 Ft |  | 1 | 182.99 | 5% | 173.8405
5888 | Windy City Wire | 003369SBT-S | 20-02 UNS STR PLNM Blu/Lblu St | Per 1,000 Ft |  | 1 | 182.99 | 5% | 173.8405
5889 | Windy City Wire | 003370-S | 20-03 UNS STR PLNM Wht Jkt | Per 1,000 Ft |  | 1 | 251.29 | 5% | 238.7255
5890 | Windy City Wire | 003379SBT-S | 20-03 UNS STR PLNM Blu Jkt | Per 1,000 Ft |  | 1 | 251.29 | 5% | 238.7255
5891 | Windy City Wire | 003380-S | 20-04 UNS STR PLNM Wht Jkt | Per 1,000 Ft |  | 1 | 326.03 | 5% | 309.7285
5892 | Windy City Wire | 004320-S | 22-02 OAS STR PLNM Wht Jkt | Per 1,000 Ft |  | 1 | 199.74 | 5% | 189.753
5893 | Windy City Wire | 004321-S | 22-02 OAS STR PLNM Red Stp | Per 1,000 Ft |  | 1 | 199.74 | 5% | 189.753
5894 | Windy City Wire | 0043210-S | 22-02 OAS STR PLNM Red Jkt | Per 1,000 Ft |  | 1 | 199.74 | 5% | 189.753
5895 | Windy City Wire | 004322-S | 22-02 OAS STR PLNM Blu Stp | Per 1,000 Ft |  | 1 | 199.74 | 5% | 189.753
5896 | Windy City Wire | 004323-S | 22-02 OAS STR PLNM Ylw Stp | Per 1,000 Ft |  | 1 | 199.74 | 5% | 189.753
5897 | Windy City Wire | 0043230-S | 22-02 OAS STR PLNM Ylw Jkt | Per 1,000 Ft |  | 1 | 199.74 | 5% | 189.753
5898 | Windy City Wire | 0043230ALR-S | 22-02 OAS STR PLNM Alerton | Per 1,000 Ft |  | 1 | 199.74 | 5% | 189.753
5899 | Windy City Wire | 004324-S | 22-02 OAS STR PLNM Org Stp | Per 1,000 Ft |  | 1 | 199.74 | 5% | 189.753
5900 | Windy City Wire | 0043240-S | 22-02 OAS STR PLNM Org Jkt | Per 1,000 Ft |  | 1 | 199.74 | 5% | 189.753
5901 | Windy City Wire | 004325-S | 22-02 OAS STR PLNM Pur Stp | Per 1,000 Ft |  | 1 | 199.74 | 5% | 189.753
5902 | Windy City Wire | 0043250ALR-S | 22-02 OAS STR PLNM Alerton BAC | Per 1,000 Ft |  | 1 | 199.74 | 5% | 189.753
5903 | Windy City Wire | 004326-S | 22-02 OAS STR PLNM Grn Stp | Per 1,000 Ft |  | 1 | 199.74 | 5% | 189.753
5904 | Windy City Wire | 0043260-S | 22-02 OAS STR PLNM Grn Jkt | Per 1,000 Ft |  | 1 | 199.74 | 5% | 189.753
5905 | Windy City Wire | 004327-S | 22-02 OAS STR PLNM Brn Stp | Per 1,000 Ft |  | 1 | 199.74 | 5% | 189.753
5906 | Windy City Wire | 0043280ALR-S | 22-02 OAS STR PLNM Alerton BAC | Per 1,000 Ft |  | 1 | 199.74 | 5% | 189.753
5907 | Windy City Wire | 004329-S | 22-02 OAS STR PLNM Blu Jkt | Per 1,000 Ft |  | 1 | 199.74 | 5% | 189.753
5908 | Windy City Wire | 004330-S | 22-03 OAS STR PLNM Wht Jkt | Per 1,000 Ft |  | 1 | 210.05 | 5% | 199.5475
5909 | Windy City Wire | 004332-S | 22-03 OAS STR PLNM Blu Stp | Per 1,000 Ft |  | 1 | 210.05 | 5% | 199.5475
5910 | Windy City Wire | 004334-S | 22-03 OAS STR PLNM Org Stp | Per 1,000 Ft |  | 1 | 210.05 | 5% | 199.5475
5911 | Windy City Wire | 004340-S | 22-04 OAS STR PLNM Wht Jkt | Per 1,000 Ft |  | 1 | 247.42 | 5% | 235.049
5912 | Windy City Wire | 004342-S | 22-04 OAS STR PLNM Blu Stp | Per 1,000 Ft |  | 1 | 247.42 | 5% | 235.049
5913 | Windy City Wire | 0043430-S | 22-04 OAS STR PLNM Ylw Jkt | Per 1,000 Ft |  | 1 | 247.42 | 5% | 235.049
5914 | Windy City Wire | 004344-S | 22-04 OAS STR PLNM Org Stp | Per 1,000 Ft |  | 1 | 247.42 | 5% | 235.049
5915 | Windy City Wire | 0043460-S | 22-04 OAS STR PLNM Grn Jkt | Per 1,000 Ft |  | 1 | 247.42 | 5% | 235.049
5916 | Windy City Wire | 004351-S | 22-06 OAS STR PLNM Wht Jkt | Per 1,000 Ft |  | 1 | 354.38 | 5% | 336.661
5917 | Windy City Wire | 004352-S | 22-08 OAS STR PLNM Wht Jkt | Per 1,000 Ft |  | 1 | 451.04 | 5% | 428.488
5918 | Windy City Wire | 004354-S | 22-12 OAS STR PLNM Wht Jkt | Per 1,000 Ft |  | 1 | 622.42 | 5% | 591.299
5919 | Windy City Wire | 004360-S | 22-02 UNS STR PLNM Wht Jkt | Per 1,000 Ft |  | 1 | 131.44 | 5% | 124.868
5920 | Windy City Wire | 0043630-S | 22-02 UNS STR PLNM Ylw Jkt | Per 1,000 Ft |  | 1 | 131.44 | 5% | 124.868
5921 | Windy City Wire | 004364-S | 22-02 UNS STR PLNM Org Stp | Per 1,000 Ft |  | 1 | 131.44 | 5% | 124.868
5922 | Windy City Wire | 004365-S | 22-02 UNS STR PLNM Pur Stp | Per 1,000 Ft |  | 1 | 131.44 | 5% | 124.868
5923 | Windy City Wire | 004368-S | 22-02 UNS STR PLNM Pnk Stp | Per 1,000 Ft |  | 1 | 131.44 | 5% | 124.868
5924 | Windy City Wire | 004370-12S | 22-03 UNS STR PLNM Brn Stp | Per 1,000 Ft |  | 1 | 177.84 | 5% | 168.948
5925 | Windy City Wire | 004370-S | 22-03 UNS STR PLNM Wht Jkt | Per 1,000 Ft |  | 1 | 177.84 | 5% | 168.948
5926 | Windy City Wire | 004378-S | 22-03 UNS STR PLNM Pnk Stp | Per 1,000 Ft |  | 1 | 177.84 | 5% | 168.948
5927 | Windy City Wire | 004380-S | 22-04 UNS STR PLNM Wht Jkt | Per 1,000 Ft |  | 1 | 226.8 | 5% | 215.46
5928 | Windy City Wire | 0043830-S | 22-04 UNS STR PLNM Ylw Jkt | Per 1,000 Ft |  | 1 | 226.8 | 5% | 215.46
5929 | Windy City Wire | 004386-S | 22-04 UNS STR PLNM Grn Stp | Per 1,000 Ft |  | 1 | 226.8 | 5% | 215.46
5930 | Windy City Wire | 0043860-S | 22-04 UNS STR PLNM Grn Jkt | Per 1,000 Ft |  | 1 | 226.8 | 5% | 215.46
5931 | Windy City Wire | 004391-11S | 22-06 UNS STR PLNM Blk Stp | Per 1,000 Ft |  | 1 | 296.39 | 5% | 281.5705
5932 | Windy City Wire | 004391-50S | 22-06 UNS STR PLNM Pur Jkt | Per 1,000 Ft |  | 1 | 296.39 | 5% | 281.5705
5933 | Windy City Wire | 004391-S | 22-06 UNS STR PLNM Wht Jkt | Per 1,000 Ft |  | 1 | 296.39 | 5% | 281.5705
5934 | Windy City Wire | 004392-S | 22-08 UNS STR PLNM Wht Jkt | Per 1,000 Ft |  | 1 | 341.49 | 5% | 324.4155
5935 | Windy City Wire | 007920-S | 14-02 OAS STR PLNM Wht Jkt | Per 1,000 Ft |  | 1 | 577.32 | 5% | 548.454
5936 | Windy City Wire | 007960-S | 14-02 UNS STR PLNM Wht Jkt | Per 1,000 Ft |  | 1 | 614.69 | 5% | 583.9555
5937 | Windy City Wire | 007960ABS-B | 14-02 UNS STR PLNM Wht Jkt | Per 1,000 Ft |  | 1 | 614.69 | 5% | 583.9555
5938 | Windy City Wire | 0079630-S | 14-02 UNS STR PLNM Ylw Jkt | Per 1,000 Ft |  | 1 | 614.69 | 5% | 583.9555
5939 | Windy City Wire | 007969SBT-S | 14-02 UNS STR PLNM Blu Jkt SBT | Per 1,000 Ft |  | 1 | 614.69 | 5% | 583.9555
5940 | Windy City Wire | 0079730-S | 14-03 UNS STR PLNM Ylw Jkt | Per 1,000 Ft |  | 1 | 817.01 | 5% | 776.1595
5941 | Windy City Wire | 014100-S | 18-02 OAS STR PVC Gry Jkt | Per 1,000 Ft |  | 1 | 265.46 | 5% | 252.187
5942 | Windy City Wire | 014101-S | 18-02 OAS STR PVC Red Stp | Per 1,000 Ft |  | 1 | 265.46 | 5% | 252.187
5943 | Windy City Wire | 014102-S | 18-02 OAS STR PVC Blu Stp | Per 1,000 Ft |  | 1 | 265.46 | 5% | 252.187
5944 | Windy City Wire | 014200-S | 18-03 OAS STR PVC Gry Jkt | Per 1,000 Ft |  | 1 | 354.38 | 5% | 336.661
5945 | Windy City Wire | 014300-S | 18-04 OAS STR PVC Gry Jkt | Per 1,000 Ft |  | 1 | 466.49 | 5% | 443.1655
5946 | Windy City Wire | 014500-S | 18-08 OAS STR PVC Gry Jkt | Per 1,000 Ft |  | 1 | 875 | 5% | 831.25
5947 | Windy City Wire | 015100-S | 20-02 OAS STR PVC Gry Jkt | Per 1,000 Ft |  | 1 | 197.16 | 5% | 187.302
5948 | Windy City Wire | 016100-S | 22-02 OAS STR PVC Gry Jkt | Per 1,000 Ft |  | 1 | 146.91 | 5% | 139.5645
5949 | Windy City Wire | 016101-S | 22-02 OAS STR PVC Red Jkt | Per 1,000 Ft |  | 1 | 146.91 | 5% | 139.5645
5950 | Windy City Wire | 016103-S | 22-02 OAS STR PVC Ylw Jkt | Per 1,000 Ft |  | 1 | 146.91 | 5% | 139.5645
5951 | Windy City Wire | 016104-S | 22-02 OAS STR PVC Org Jkt | Per 1,000 Ft |  | 1 | 146.91 | 5% | 139.5645
5952 | Windy City Wire | 016109-S | 22-02 OAS STR PVC Blu Jkt | Per 1,000 Ft |  | 1 | 146.91 | 5% | 139.5645
5953 | Windy City Wire | 016300-S | 22-04 OAS STR PVC Gry Jkt | Per 1,000 Ft |  | 1 | 234.54 | 5% | 222.813
5954 | Windy City Wire | 025100-S | 22-02 UNS STR PVC Gry Jkt | Per 1,000 Ft |  | 1 | 115.98 | 5% | 110.181
5955 | Windy City Wire | 026100-S | 20-02 UNS STR PVC Gry Jkt | Per 1,000 Ft |  | 1 | 161.08 | 5% | 153.026
5956 | Windy City Wire | 027100-S | 18-02 UNS STR PVC Gry Jkt | Per 1,000 Ft |  | 1 | 212.63 | 5% | 201.9985
5957 | Windy City Wire | 027102-S | 18-02 UNS STR PVC Blu Stp | Per 1,000 Ft |  | 1 | 212.63 | 5% | 201.9985
5958 | Windy City Wire | 027104-S | 18-02 UNS STR PVC Org Stp | Per 1,000 Ft |  | 1 | 212.63 | 5% | 201.9985
5959 | Windy City Wire | 027106-S | 18-02 UNS STR PVC Grn Stp | Per 1,000 Ft |  | 1 | 212.63 | 5% | 201.9985
5960 | Windy City Wire | 027200-S | 18-03 UNS STR PVC Gry Jkt | Per 1,000 Ft |  | 1 | 319.59 | 5% | 303.6105
5961 | Windy City Wire | 027300-S | 18-04 UNS STR PVC Gry Jkt | Per 1,000 Ft |  | 1 | 422.68 | 5% | 401.546
5962 | Windy City Wire | 027304-S | 18-04 UNS STR PVC Org Stp | Per 1,000 Ft |  | 1 | 422.68 | 5% | 401.546
5963 | Windy City Wire | 027400-S | 18-06 UNS STR PVC Gry Jkt | Per 1,000 Ft |  | 1 | 609.54 | 5% | 579.063
5964 | Windy City Wire | 027500-S | 18-08 UNS STR PVC Gry Jkt | Per 1,000 Ft |  | 1 | 828.61 | 5% | 787.1795
5965 | Windy City Wire | 028100-S | 16-02 UNS STR PVC Gry Jkt | Per 1,000 Ft |  | 1 | 373.31 | 5% | 354.6445
5966 | Windy City Wire | 036000-S | 18-1P STR TFFN Blk/Wht | Per 1,000 Ft |  | 1 | 207.47 | 5% | 197.0965
5967 | Windy City Wire | 036001-S | 18-1P STR TFFN Blk/Red | Per 1,000 Ft |  | 1 | 207.47 | 5% | 197.0965
5968 | Windy City Wire | 036002-S | 18-1P STR TFFN Blk/Blu | Per 1,000 Ft |  | 1 | 207.47 | 5% | 197.0965
5969 | Windy City Wire | 036012-S | 18-1P STR TFFN Pur/Ylw | Per 1,000 Ft |  | 1 | 207.47 | 5% | 197.0965
5970 | Windy City Wire | 036013-S | 18-1P STR TFFN Org/Ylw | Per 1,000 Ft |  | 1 | 207.47 | 5% | 197.0965
5971 | Windy City Wire | 036014-S | 18-1P STR TFFN Brn/Ylw | Per 1,000 Ft |  | 1 | 207.47 | 5% | 197.0965
5972 | Windy City Wire | 036015-S | 18-1P STR TFFN Blu/Ylw | Per 1,000 Ft |  | 1 | 207.47 | 5% | 197.0965
5973 | Windy City Wire | 036016-S | 18-1P STR TFFN Blk/Brn | Per 1,000 Ft |  | 1 | 207.47 | 5% | 197.0965
5974 | Windy City Wire | 036022-S | 18-1P STR TFFN Blk/Org | Per 1,000 Ft |  | 1 | 207.47 | 5% | 197.0965
5975 | Windy City Wire | 036023-S | 18-1P STR TFFN Blk/Vlt | Per 1,000 Ft |  | 1 | 207.47 | 5% | 197.0965
5976 | Windy City Wire | 036024-S | 18-1P STR TFFN Blk/Ylw | Per 1,000 Ft |  | 1 | 207.47 | 5% | 197.0965
5977 | Windy City Wire | 036123-S | 18-1T STR TFFN Blk/Wht/Red | Per 1,000 Ft |  | 1 | 304.12 | 5% | 288.914
5978 | Windy City Wire | 036127-S | 18-1T STR TFFN Blk/Wht/Pur | Per 1,000 Ft |  | 1 | 304.12 | 5% | 288.914
5979 | Windy City Wire | 037001-S | 18-1P SOL TFN Blk/Red | Per 1,000 Ft |  | 1 | 202.32 | 5% | 192.204
5980 | Windy City Wire | 037002-S | 18-1P SOL TFN Blk/Blu | Per 1,000 Ft |  | 1 | 202.32 | 5% | 192.204
5981 | Windy City Wire | 037012-S | 18-1P SOL TFN Pur/Ylw | Per 1,000 Ft |  | 1 | 202.32 | 5% | 192.204
5982 | Windy City Wire | 037013-S | 18-1P SOL TFN Org/Ylw | Per 1,000 Ft |  | 1 | 202.32 | 5% | 192.204
5983 | Windy City Wire | 037014-S | 18-1P SOL TFN Brn/Ylw | Per 1,000 Ft |  | 1 | 202.32 | 5% | 192.204
5984 | Windy City Wire | 037015-S | 18-1P SOL TFN Blu/Ylw | Per 1,000 Ft |  | 1 | 202.32 | 5% | 192.204
5985 | Windy City Wire | 037017-S | 18-1P SOL TFN Red/Ylw | Per 1,000 Ft |  | 1 | 202.32 | 5% | 192.204
5986 | Windy City Wire | 037200-S | 18-1Q SOL TFN Blk/Wht/Red/Grn | Per 1,000 Ft |  | 1 | 387.89 | 5% | 368.4955
5987 | Windy City Wire | 04200-S | 24-1P OAS STR PLNM LC Blu Jkt | Per 1,000 Ft |  | 1 | 381.44 | 5% | 362.368
5988 | Windy City Wire | 042001-S | 24-1P OAS STR PLNM LC Gry Jkt | Per 1,000 Ft |  | 1 | 381.44 | 5% | 362.368
5989 | Windy City Wire | 042002-S | 24-1P OAS STR PLNM LC Org Jkt | Per 1,000 Ft |  | 1 | 381.44 | 5% | 362.368
5990 | Windy City Wire | 0420022SBT-S | 24-1P OAS STR PLNM LC Org/Blu | Per 1,000 Ft |  | 1 | 381.44 | 5% | 362.368
5991 | Windy City Wire | 042002TAC-S | 24-1P OAS STR PLNM LC Org Jkt | Per 1,000 Ft |  | 1 | 381.44 | 5% | 362.368
5992 | Windy City Wire | 042003-S | 24-2P EPS STR PLNM LC Org Jkt | Per 1,000 Ft |  | 1 | 789.95 | 5% | 750.4525
5993 | Windy City Wire | 042003DB-S | 24-2P EPS STR DB Blk Jkt | Per 1,000 Ft |  | 1 | 470.36 | 5% | 446.842
5994 | Windy City Wire | 042005-S | 24-1P OAS STR PLNM LC Pur Jkt | Per 1,000 Ft |  | 1 | 381.44 | 5% | 362.368
5995 | Windy City Wire | 042007-S | 24-1P OAS STR PVC LC Org Jkt | Per 1,000 Ft |  | 1 | 244.85 | 5% | 232.6075
5996 | Windy City Wire | 042007DB-S | 24-1P OAS STR DB LC Blk Jkt | Per 1,000 Ft |  | 1 | 451.03 | 5% | 428.4785
5997 | Windy City Wire | 0421002-S | 24-1.5P OAS STR PLNM LC Org Jkt | Per 1,000 Ft |  | 1 | 590.21 | 5% | 560.6995
5998 | Windy City Wire | 04210029-S | 24-1.5P OAS STR PLNM LC Org/Bl | Per 1,000 Ft |  | 1 | 590.21 | 5% | 560.6995
5999 | Windy City Wire | 043005AL-S | 22-1P OAS STR PLNM LC Flex Pur | Per 1,000 Ft |  | 1 | 338.92 | 5% | 321.974
6000 | Windy City Wire | 043006AL-S | 22-1P OAS STR PLNM LC Flex Grn | Per 1,000 Ft |  | 1 | 338.92 | 5% | 321.974
6001 | Windy City Wire | 043006ALDB-S | 22-1P OAS STR DB LC Blk Jkt | Per 1,000 Ft |  | 1 | 463.92 | 5% | 440.724
6002 | Windy City Wire | 043106AL-S | 22-1P OAS STR PLNM LC HalarGrn | Per 1,000 Ft |  | 1 | 338.92 | 5% | 321.974
6003 | Windy City Wire | 044000-B | 24-1P OAS STR PLNM LC Wht Jkt | Per 1,000 Ft |  | 1 | 381.44 | 5% | 362.368
6004 | Windy City Wire | 044004-S | 24-1P OAS STR PLNM LC Org Jkt | Per 1,000 Ft |  | 1 | 381.44 | 5% | 362.368
6005 | Windy City Wire | 044004ABS-B | 24-1P OAS STR PLNM LC Org Jkt | Per 1,000 Ft |  | 1 | 381.44 | 5% | 362.368
6006 | Windy City Wire | 051001-S | 18-1P OAS STR PLNM LC Vlt Orgl | Per 1,000 Ft |  | 1 | 757.73 | 5% | 719.8435
6007 | Windy City Wire | 052003-S | 18-1P OAS STR PLNM LC Vlt Jkt | Per 1,000 Ft |  | 1 | 757.73 | 5% | 719.8435
6008 | Windy City Wire | 0520033-S | 18-1P OAS STR PLNM LC Ylw Jkt | Per 1,000 Ft |  | 1 | 757.73 | 5% | 719.8435
6009 | Windy City Wire | 0520034-S | 18-1P OAS STR PLNM LC Org Jkt | Per 1,000 Ft |  | 1 | 757.73 | 5% | 719.8435
6010 | Windy City Wire | 0520036-S | 18-1P OAS STR PLNM LC Grn Jkt | Per 1,000 Ft |  | 1 | 757.73 | 5% | 719.8435
6011 | Windy City Wire | 061002-S | 24-3P UNS SOL PLNM C3 Grn Jkt | Per 1,000 Ft |  | 1 | 262.89 | 5% | 249.7455
6012 | Windy City Wire | 104500-S | 16-1P UNS STR PLNM Ech Wht Jkt | Per 1,000 Ft |  | 1 | 1180.41 | 5% | 1121.3895
6013 | Windy City Wire | 104580-S | 16-1P UNS STR PLNM Ech Pnk Jkt | Per 1,000 Ft |  | 1 | 1180.41 | 5% | 1121.3895
6014 | Windy City Wire | 105500-S | 22-1P UNS STR PLNM Ech Blu Jkt | Per 1,000 Ft |  | 1 | 289.95 | 5% | 275.4525
6015 | Windy City Wire | 105507TAC-S | 22-1P UNS STR PLNM Ech Wht Stp | Per 1,000 Ft |  | 1 | 289.95 | 5% | 275.4525
6016 | Windy City Wire | 105530-S | 22-1P UNS STR PLNM Ech Ylw Jkt | Per 1,000 Ft |  | 1 | 289.95 | 5% | 275.4525
6017 | Windy City Wire | 105540-S | 22-1P UNS STR PLNM Ech Org Jkt | Per 1,000 Ft |  | 1 | 289.95 | 5% | 275.4525
6018 | Windy City Wire | 105550-S | 22-1P UNS STR PLNM Ech Pur Jkt | Per 1,000 Ft |  | 1 | 289.95 | 5% | 275.4525
6019 | Windy City Wire | 105574-S | 22-1P UNS STR PLNM Ech Wht/Org | Per 1,000 Ft |  | 1 | 289.95 | 5% | 275.4525
6020 | Windy City Wire | 105580-S | 22-1P UNS STR PLNM Ech Pnk Jkt | Per 1,000 Ft |  | 1 | 289.95 | 5% | 275.4525
6021 | Windy City Wire | 105600-S | 22-2P UNS STR PLNM Ech Blu Jkt | Per 1,000 Ft |  | 1 | 451.03 | 5% | 428.4785
6022 | Windy City Wire | 106500-S | 22-1P OAS STR PLNM Ech Blu Jkt | Per 1,000 Ft |  | 1 | 416.24 | 5% | 395.428
6023 | Windy City Wire | 106502-S | 22-1P OAS STR PLNM Ech Org Jkt | Per 1,000 Ft |  | 1 | 416.24 | 5% | 395.428
6024 | Windy City Wire | 106503-S | 22-1P OAS STR PLNM Ech Ylw Jkt | Per 1,000 Ft |  | 1 | 416.24 | 5% | 395.428
6025 | Windy City Wire | 106504-S | 22-1P OAS STR PLNM Ech Pur Jkt | Per 1,000 Ft |  | 1 | 416.24 | 5% | 395.428
6026 | Windy City Wire | 107500-11DBS | 22-1P UNS STR PVC Ech Outdoor | Per 1,000 Ft |  | 1 | 265.46 | 5% | 252.187
6027 | Windy City Wire | 108500-S | 22-1P OAS STR PVC Ech Blu Jkt | Per 1,000 Ft |  | 1 | 324.74 | 5% | 308.503
6028 | Windy City Wire | 108760-S | 18-1P OAS STR PVC LC Vlt Jkt | Per 1,000 Ft |  | 1 | 439.43 | 5% | 417.4585
6029 | Windy City Wire | 108760DB-S | 18-1P OAS STR DB LC Blk Jkt | Per 1,000 Ft |  | 1 | 942.01 | 5% | 894.9095
6030 | Windy City Wire | 124801-SJC | 24-08 PLNM SATIN Wht Jkt JCI | Per 1,000 Ft |  | 1 | 1890.46 | 5% | 1795.937
6031 | Windy City Wire | 150100-S | 22-2P EPS STR PLNM Wht Jkt | Per 1,000 Ft |  | 1 | 300.26 | 5% | 285.247
6032 | Windy City Wire | 160100-S | 18-2P EPS STR PLNM Wht Jkt | Per 1,000 Ft |  | 1 | 543.81 | 5% | 516.6195
6033 | Windy City Wire | 180100-S | 18-1P OAS STR PLNM TC Wht Jkt | Per 1,000 Ft |  | 1 | 323.45 | 5% | 307.2775
6034 | Windy City Wire | 180209-S | 18-1T OAS STR PLNM TC Blu Jkt | Per 1,000 Ft |  | 1 | 444.59 | 5% | 422.3605
6035 | Windy City Wire | 202PSOLPLNM-S | 20-2P UNS SOL PLNM Wht Jkt | Per 1,000 Ft |  | 1 | 326.03 | 5% | 309.7285
6036 | Windy City Wire | 251006-S | 22-2P 1P(OAS) STR PVC Grn Stp | Per 1,000 Ft |  | 1 | 266.75 | 5% | 253.4125
6037 | Windy City Wire | 251101-5HWS | 18-1P UNS SOL PLNM LC Pur Jkt | Per 1,000 Ft |  | 1 | 250 | 5% | 237.5
6038 | Windy City Wire | 251357WBT-S | 22-2P 1P(OAS) STR PVC Gry Jkt | Per 1,000 Ft |  | 1 | 279.64 | 5% | 265.658
6039 | Windy City Wire | 2550002-S | 22-2P 1P(OAS) STR PLNM Blu Stp | Per 1,000 Ft |  | 1 | 260.31 | 5% | 247.2945
6040 | Windy City Wire | 255103-S | 22-2P 1P(OAS) STR PLNM Ylw Stp | Per 1,000 Ft |  | 1 | 260.31 | 5% | 247.2945
6041 | Windy City Wire | 265006-S | 20-2P 1P(OAS) STR PLNM Grn Stp | Per 1,000 Ft |  | 1 | 400.77 | 5% | 380.7315
6042 | Windy City Wire | 332500-S | 24-25P UNS SOL PVC C3 | Per 1,000 Ft |  | 1 | 1414.95 | 5% | 1344.2025
6043 | Windy City Wire | 413106-S | 16-02 OAS STR PVC Grn Stp | Per 1,000 Ft |  | 1 | 373.71 | 5% | 355.0245
6044 | Windy City Wire | 414104-S | 18-02 OAS STR PVC Org Stp | Per 1,000 Ft |  | 1 | 248.71 | 5% | 236.2745
6045 | Windy City Wire | 414105-S | 18-02 OAS STR PVC Pur Stp | Per 1,000 Ft |  | 1 | 248.71 | 5% | 236.2745
6046 | Windy City Wire | 414109-S | 18-02 OAS STR PVC Wht Stp | Per 1,000 Ft |  | 1 | 248.71 | 5% | 236.2745
6047 | Windy City Wire | 414302-S | 18-04 OAS STR PVC Blu Stp | Per 1,000 Ft |  | 1 | 425.26 | 5% | 403.997
6048 | Windy City Wire | 414400-S | 18-06 OAS STR PVC Gry Jkt | Per 1,000 Ft |  | 1 | 619.85 | 5% | 588.8575
6049 | Windy City Wire | 414401-S | 18-06 OAS STR PVC Red Stp | Per 1,000 Ft |  | 1 | 619.85 | 5% | 588.8575
6050 | Windy City Wire | 414406-S | 18-06 OAS STR PVC Grn Stp | Per 1,000 Ft |  | 1 | 619.85 | 5% | 588.8575
6051 | Windy City Wire | 4150102-S | 22-2P EPS STR PLNM Blu Stp | Per 1,000 Ft |  | 1 | 326.03 | 5% | 309.7285
6052 | Windy City Wire | 4151107-S | 22-2P OAS STR PLNM Brn Stp | Per 1,000 Ft |  | 1 | 283.51 | 5% | 269.3345
6053 | Windy City Wire | 4152308DWS-S | 22-4P UNS STR PLNM Gry Stp | Per 1,000 Ft |  | 1 | 443.3 | 5% | 421.135
6054 | Windy City Wire | 4152911-S | 22-6 UNS STR PLNM Blk Stp | Per 1,000 Ft |  | 1 | 653.35 | 5% | 620.6825
6055 | Windy City Wire | 4155015-S | 22-2P EPS STR PVC Vlt Stp | Per 1,000 Ft |  | 1 | 243.56 | 5% | 231.382
6056 | Windy City Wire | 4160201-S | 18-3P EPS STR PLNM Red Stp | Per 1,000 Ft |  | 1 | 768.04 | 5% | 729.638
6057 | Windy City Wire | 416102-S | 22-02 OAS STR PVC Blu Stp | Per 1,000 Ft |  | 1 | 148.2 | 5% | 140.79
6058 | Windy City Wire | 416303UV-S | 22-04 AS STR PVC Ylw Stp | Per 1,000 Ft |  | 1 | 219.07 | 5% | 208.1165
6059 | Windy City Wire | 416402-S | 22-06 OAS STR PVC Blu Stp | Per 1,000 Ft |  | 1 | 293.81 | 5% | 279.1195
6060 | Windy City Wire | 416500-S | 22-08 OAS STR PVC Gry Jkt | Per 1,000 Ft |  | 1 | 387.89 | 5% | 368.4955
6061 | Windy City Wire | 41802242PLNM-S | 18-02 UNS + 24-1P OAS STR PLNM | Per 1,000 Ft |  | 1 | 788.66 | 5% | 749.227
6062 | Windy City Wire | 425100-10S | 22-02 UNS STR PVC Wht Jkt | Per 1,000 Ft |  | 1 | 115.98 | 5% | 110.181
6063 | Windy City Wire | 425102-S | 22-02 UNS STR PVC Blu Stp | Per 1,000 Ft |  | 1 | 115.98 | 5% | 110.181
6064 | Windy City Wire | 425104S | 22-02 UNS STR PVC Org Stp | Per 1,000 Ft |  | 1 | 115.98 | 5% | 110.181
6065 | Windy City Wire | 425300-10S | 22-04 UNS STR PVC Wht Jkt | Per 1,000 Ft |  | 1 | 184.28 | 5% | 175.066
6066 | Windy City Wire | 425300-10S500 | 22-04 UNS STR PVC Wht Jkt | Per 1,000 Ft |  | 1 | 184.28 | 5% | 175.066
6067 | Windy City Wire | 425300-S | 22-04 UNS STR PVC Gry Jkt | Per 1,000 Ft |  | 1 | 184.28 | 5% | 175.066
6068 | Windy City Wire | 425300CKP-B | 22-04 UNS STR PVC Gry Jkt | Per 1,000 Ft |  | 1 | 184.28 | 5% | 175.066
6069 | Windy City Wire | 425301-S | 22-04 UNS STR PCS Red Stp | Per 1,000 Ft |  | 1 | 184.28 | 5% | 175.066
6070 | Windy City Wire | 425303-S | 22-04 UNS STR PVC Ylw Stp | Per 1,000 Ft |  | 1 | 184.28 | 5% | 175.066
6071 | Windy City Wire | 425304-S | 22-04 UNS STR PVC Org Stp | Per 1,000 Ft |  | 1 | 184.28 | 5% | 175.066
6072 | Windy City Wire | 425305-S | 22-04 UNS STR PVC Pur Stp | Per 1,000 Ft |  | 1 | 184.28 | 5% | 175.066
6073 | Windy City Wire | 425310-S | 22-04 UNS SOL PVC Wht Jkt | Per 1,000 Ft |  | 1 | 184.28 | 5% | 175.066
6074 | Windy City Wire | 425310CKP-B | 22-04 UNS SOL PVC Wht Jkt | Per 1,000 Ft |  | 1 | 184.28 | 5% | 175.066
6075 | Windy City Wire | 425318-S | 22-04 UNS SOL PVC Gry Jkt | Per 1,000 Ft |  | 1 | 184.28 | 5% | 175.066
6076 | Windy City Wire | 425402-S | 22-06 UNS STR PVC Blu Stp | Per 1,000 Ft |  | 1 | 255.15 | 5% | 242.3925
6077 | Windy City Wire | 425404-S | 22-06 UNS STR PVC Org Stp | Per 1,000 Ft |  | 1 | 255.15 | 5% | 242.3925
6078 | Windy City Wire | 425501-S | 22-08 UNS STR PVC Red stp | Per 1,000 Ft |  | 1 | 341.49 | 5% | 324.4155
6079 | Windy City Wire | 425504-S | 22-08 UNS STR PVC Org Stp | Per 1,000 Ft |  | 1 | 341.49 | 5% | 324.4155
6080 | Windy City Wire | 425506-S | 22-08 UNS STR PVC Grn Stp | Per 1,000 Ft |  | 1 | 341.49 | 5% | 324.4155
6081 | Windy City Wire | 425810-S | 22-12 UNS STR PVC Wht Stp | Per 1,000 Ft |  | 1 | 538.66 | 5% | 511.727
6082 | Windy City Wire | 425810-S500 | 22-12 UNS STR PVC Wht Stp | Per 1,000 Ft |  | 1 | 538.66 | 5% | 511.727
6083 | Windy City Wire | 427100-11S | 18-02 UNS STR PVC Blk Jkt | Per 1,000 Ft |  | 1 | 222.94 | 5% | 211.793
6084 | Windy City Wire | 427100-70CKPB | 18-02 UNS STR PVC Wht Jkt | Per 1,000 Ft |  | 1 | 222.94 | 5% | 211.793
6085 | Windy City Wire | 427100-70CKPB500 | 18-02 UNS STR PVC Wht Jkt | Per 1,000 Ft |  | 1 | 222.94 | 5% | 211.793
6086 | Windy City Wire | 427100-70S | 18-02 UNS STR PVC Wht Jkt | Per 1,000 Ft |  | 1 | 222.94 | 5% | 211.793
6087 | Windy City Wire | 427100-70S250 | 18-02 UNS STR PVC Wht Jkt | Per 1,000 Ft |  | 1 | 222.94 | 5% | 211.793
6088 | Windy City Wire | 427100-70S500 | 18-02 UNS STR PVC Wht Jkt | Per 1,000 Ft |  | 1 | 222.94 | 5% | 211.793
6089 | Windy City Wire | 427100-S | 18-02 UNS STR PVC Gry Jkt | Per 1,000 Ft |  | 1 | 222.94 | 5% | 211.793
6090 | Windy City Wire | 427100-S500 | 18-02 UNS STR PVC Gry Jkt | Per 1,000 Ft |  | 1 | 222.94 | 5% | 211.793
6091 | Windy City Wire | 427102-S | 18-02 UNS STR PVC Blu Jkt | Per 1,000 Ft |  | 1 | 222.94 | 5% | 211.793
6092 | Windy City Wire | 427103-S | 18-02 UNS STR PVC Ylw Stp | Per 1,000 Ft |  | 1 | 222.94 | 5% | 211.793
6093 | Windy City Wire | 427104-S | 18-02 UNS STR PVC Org Stp | Per 1,000 Ft |  | 1 | 222.94 | 5% | 211.793
6094 | Windy City Wire | 427304-S | 18-04 UNS STR PVC Org Stp | Per 1,000 Ft |  | 1 | 422.68 | 5% | 401.546
6095 | Windy City Wire | 427305-S | 18-04 UNS STR PVC Pur Stp | Per 1,000 Ft |  | 1 | 422.68 | 5% | 401.546
6096 | Windy City Wire | 428100-S | 16-02 UNS STR PVC Gry Jkt | Per 1,000 Ft |  | 1 | 362.11 | 5% | 344.0045
6097 | Windy City Wire | 428109-S | 16-02 UNS STR PVC Wht Stp | Per 1,000 Ft |  | 1 | 362.11 | 5% | 344.0045
6098 | Windy City Wire | 428300-S | 16-04 UNS STR PVC Gry Jkt | Per 1,000 Ft |  | 1 | 603.09 | 5% | 572.9355
6099 | Windy City Wire | 441320-S | 16-02 OAS STR PLNM Wht Jkt | Per 1,000 Ft |  | 1 | 451.03 | 5% | 428.4785
6100 | Windy City Wire | 441362-S | 16-02 UNS STR PLNM Blu Stp | Per 1,000 Ft |  | 1 | 413.66 | 5% | 392.977
6101 | Windy City Wire | 441364-S | 16-02 UNS STR PLNM Org Stp | Per 1,000 Ft |  | 1 | 413.66 | 5% | 392.977
6102 | Windy City Wire | 441367-S | 16-02 UNS STR PLNM Brn Stp | Per 1,000 Ft |  | 1 | 413.66 | 5% | 392.977
6103 | Windy City Wire | 4413690-S | 16-02 UNS STR PLNM Gry Jkt | Per 1,000 Ft |  | 1 | 413.66 | 5% | 392.977
6104 | Windy City Wire | 442320-S | 18-02 OAS PLNM Wht Jkt | Per 1,000 Ft |  | 1 | 279.64 | 5% | 265.658
6105 | Windy City Wire | 442322-S | 18-02 OAS STR PLNM Blu Stp | Per 1,000 Ft |  | 1 | 279.64 | 5% | 265.658
6106 | Windy City Wire | 442324-S | 18-02 OAS STR PLNM Org Stp | Per 1,000 Ft |  | 1 | 279.64 | 5% | 265.658
6107 | Windy City Wire | 4423260-S | 18-02 OAS STR PLNM Grn Jkt | Per 1,000 Ft |  | 1 | 279.64 | 5% | 265.658
6108 | Windy City Wire | 442344-S | 18-04 OAS STR PLNM Org Stp | Per 1,000 Ft |  | 1 | 492.27 | 5% | 467.6565
6109 | Windy City Wire | 4423460-S | 18-04 OAS STR PLNM Grn Jkt | Per 1,000 Ft |  | 1 | 492.27 | 5% | 467.6565
6110 | Windy City Wire | 442351-01S | 18-06 OAS STR PLNM Red Stp | Per 1,000 Ft |  | 1 | 693.3 | 5% | 658.635
6111 | Windy City Wire | 442351-04S | 18-06 OAS STR PLNM Org Stp | Per 1,000 Ft |  | 1 | 693.3 | 5% | 658.635
6112 | Windy City Wire | 442351-06S | 18-06 OAS STR PLNM Grn Stp | Per 1,000 Ft |  | 1 | 693.3 | 5% | 658.635
6113 | Windy City Wire | 442351-06S500 | 18-06 OAS STR PLNM Grn Stp | Per 1,000 Ft |  | 1 | 693.3 | 5% | 658.635
6114 | Windy City Wire | 442360-S | 18-02 UNS STR PLNM Wht Jkt | Per 1,000 Ft |  | 1 | 256.44 | 5% | 243.618
6115 | Windy City Wire | 442362-S | 18-02 UNS STR PLNM Blu Stp | Per 1,000 Ft |  | 1 | 256.44 | 5% | 243.618
6116 | Windy City Wire | 442362-S500 | 18-02 UNS STR PLNM Blu Stp | Per 1,000 Ft |  | 1 | 256.44 | 5% | 243.618
6117 | Windy City Wire | 442362NAV-S | 18-02 UNS STR PLNM Blu Stp NAV | Per 1,000 Ft |  | 1 | 256.44 | 5% | 243.618
6118 | Windy City Wire | 442363-S | 18-02 UNS STR PLNM Ylw Stp | Per 1,000 Ft |  | 1 | 256.44 | 5% | 243.618
6119 | Windy City Wire | 442364-S | 18-02 UNS STR PLNM Org Stp | Per 1,000 Ft |  | 1 | 256.44 | 5% | 243.618
6120 | Windy City Wire | 442366-S | 18-02 UNS STR PLNM Grn Stp | Per 1,000 Ft |  | 1 | 256.44 | 5% | 243.618
6121 | Windy City Wire | 442380-S | 18-04 UNS STR PLNM Wht Jkt | Per 1,000 Ft |  | 1 | 448.45 | 5% | 426.0275
6122 | Windy City Wire | 442383-S500 | 18-04 UNS STR PLNM Ylw Stp | Per 1,000 Ft |  | 1 | 448.45 | 5% | 426.0275
6123 | Windy City Wire | 442384-S | 18-04 UNS STR PLNM Org Stp | Per 1,000 Ft |  | 1 | 448.45 | 5% | 426.0275
6124 | Windy City Wire | 442384DWS-S | 18-04 UNS STR PLNM Org Stp | Per 1,000 Ft |  | 1 | 448.45 | 5% | 426.0275
6125 | Windy City Wire | 4423841TS-S | 18-04 UNS STR PLNM Org Stp | Per 1,000 Ft |  | 1 | 448.45 | 5% | 426.0275
6126 | Windy City Wire | 442385-S | 18-04 UNS STR PLNM Pur Stp | Per 1,000 Ft |  | 1 | 448.45 | 5% | 426.0275
6127 | Windy City Wire | 444325-S | 22-02 OAS STR PLNM Pur Stp | Per 1,000 Ft |  | 1 | 154.64 | 5% | 146.908
6128 | Windy City Wire | 4443260-S | 22-02 OAS STR PLNM Grn Jkt | Per 1,000 Ft |  | 1 | 154.64 | 5% | 146.908
6129 | Windy City Wire | 4443440-S | 22-04 OAS STR PLNM Org Jkt | Per 1,000 Ft |  | 1 | 247.42 | 5% | 235.049
6130 | Windy City Wire | 444346-S | 22-04 OAS STR PLNM Grn Stp | Per 1,000 Ft |  | 1 | 247.42 | 5% | 235.049
6131 | Windy City Wire | 4443460-S | 22-04 OAS STR PLNM Grn Jkt | Per 1,000 Ft |  | 1 | 247.42 | 5% | 235.049
6132 | Windy City Wire | 444347-S | 22-04 OAS STR PLNM Brn Stp | Per 1,000 Ft |  | 1 | 247.42 | 5% | 235.049
6133 | Windy City Wire | 444351-01DWSS | 22-06 OAS STR PLNM Red Stp | Per 1,000 Ft |  | 1 | 362.11 | 5% | 344.0045
6134 | Windy City Wire | 444351-03S | 22-06 OAS STR PLNM Ylw Stp | Per 1,000 Ft |  | 1 | 362.11 | 5% | 344.0045
6135 | Windy City Wire | 444351-04S | 22-06 OAS STR PLNM Org Stp | Per 1,000 Ft |  | 1 | 362.11 | 5% | 344.0045
6136 | Windy City Wire | 444351-06S | 22-06 OAS STR PLNM Grn Stp | Per 1,000 Ft |  | 1 | 362.11 | 5% | 344.0045
6137 | Windy City Wire | 444351-60S | 22-06 OAS STR PLNM Grn Jkt | Per 1,000 Ft |  | 1 | 362.11 | 5% | 344.0045
6138 | Windy City Wire | 444352-08S | 22-08 OAS STR PLNM Gry Stp | Per 1,000 Ft |  | 1 | 412.37 | 5% | 391.7515
6139 | Windy City Wire | 444352-30S | 22-08 OAS STR PLNM Ylw Jkt | Per 1,000 Ft |  | 1 | 412.37 | 5% | 391.7515
6140 | Windy City Wire | 444352-60S | 22-08 OAS STR PLNM Grn Jkt | Per 1,000 Ft |  | 1 | 412.37 | 5% | 391.7515
6141 | Windy City Wire | 444362-S | 22-02 UNS STR PLNM Blu Stp | Per 1,000 Ft |  | 1 | 126.29 | 5% | 119.9755
6142 | Windy City Wire | 444366-S | 22-02 UNS STR PLNM Grn Stp | Per 1,000 Ft |  | 1 | 126.29 | 5% | 119.9755
6143 | Windy City Wire | 444380-11S | 22-04 UNS STR PLNM Blk Jkt | Per 1,000 Ft |  | 1 | 225.52 | 5% | 214.244
6144 | Windy City Wire | 444381-S | 22-04 UNS STR PLNM Red Stp | Per 1,000 Ft |  | 1 | 225.52 | 5% | 214.244
6145 | Windy City Wire | 4443811TS-S | 22-04 UNS STR PLNM Red STp | Per 1,000 Ft |  | 1 | 225.52 | 5% | 214.244
6146 | Windy City Wire | 444382-S | 22-04 UNS STR PLNM Blu Stp | Per 1,000 Ft |  | 1 | 225.52 | 5% | 214.244
6147 | Windy City Wire | 444383-S | 22-04 UNS STR PLNM Ylw Stp | Per 1,000 Ft |  | 1 | 225.52 | 5% | 214.244
6148 | Windy City Wire | 444383-S500 | 22-04 UNS STR PLNM Ylw Stp | Per 1,000 Ft |  | 1 | 225.52 | 5% | 214.244
6149 | Windy City Wire | 444386-S | 22-04 UNS STR PLNM Grn Stp | Per 1,000 Ft |  | 1 | 225.52 | 5% | 214.244
6150 | Windy City Wire | 444386-S500 | 22-04 UNS STR PLNM Grn Stp | Per 1,000 Ft |  | 1 | 225.52 | 5% | 214.244
6151 | Windy City Wire | 444386DWS-S | 22-04 UNS STR PLNM Grn Stp | Per 1,000 Ft |  | 1 | 225.52 | 5% | 214.244
6152 | Windy City Wire | 444391-08S | 22-06 UNS STR PLNM Gry Stp | Per 1,000 Ft |  | 1 | 296.39 | 5% | 281.5705
6153 | Windy City Wire | 444391-8S500 | 22-06 UNS STR PLNM Gry STp | Per 1,000 Ft |  | 1 | 296.39 | 5% | 281.5705
6154 | Windy City Wire | 444392-02S | 22-08 UNS STR PLNM Blu Stp | Per 1,000 Ft |  | 1 | 384.02 | 5% | 364.819
6155 | Windy City Wire | 444392-04S | 22-08 UNS STR PLNM Org Stp | Per 1,000 Ft |  | 1 | 384.02 | 5% | 364.819
6156 | Windy City Wire | 444392-06S | 22-08 UNS STR PLNM Grn Stp | Per 1,000 Ft |  | 1 | 384.02 | 5% | 364.819
6157 | Windy City Wire | 444394-08S | 22-12 UNS STR PLNM Pnk Stp | Per 1,000 Ft |  | 1 | 542.53 | 5% | 515.4035
6158 | Windy City Wire | 444394-S | 22-12 UNS STR PLNM Wht Jkt | Per 1,000 Ft |  | 1 | 542.53 | 5% | 515.4035
6159 | Windy City Wire | 445203-S | 22-3P OAS STR PLNM Ylw Stp | Per 1,000 Ft |  | 1 | 389.18 | 5% | 369.721
6160 | Windy City Wire | 445211-S | 22-3P EPS STR PLNM Blk Stp | Per 1,000 Ft |  | 1 | 444.59 | 5% | 422.3605
6161 | Windy City Wire | 445600-S | 24-4P UNS SOL PLNM C3 Wht Jkt | Per 1,000 Ft |  | 1 | 274.48 | 5% | 260.756
6162 | Windy City Wire | 4461030-S | 4 Element Composite Cable PLNM | Per 1,000 Ft |  | 1 | 1601.8 | 5% | 1521.71
6163 | Windy City Wire | 4461030-S500 | 4 Element Composite Cable PLNM | Per 1,000 Ft |  | 1 | 1601.8 | 5% | 1521.71
6164 | Windy City Wire | 4461140-S | 4 Element Composite Cable PVC | Per 1,000 Ft |  | 1 | 1445.88 | 5% | 1373.586
6165 | Windy City Wire | 4467030-S | 4 Element Composite Cable PLNM | Per 1,000 Ft |  | 1 | 2810.57 | 5% | 2670.0415
6166 | Windy City Wire | 447960-S | 14-02 UNS STR PLNM Wht Jkt | Per 1,000 Ft |  | 1 | 536.08 | 5% | 509.276
6167 | Windy City Wire | 450002-S | 22-3P EPS STR PVC Grn Stp | Per 1,000 Ft |  | 1 | 395.62 | 5% | 375.839
6168 | Windy City Wire | 484380AL-S | 22-04 UNS SOL PLNM Wht Jkt AL | Per 1,000 Ft |  | 1 | 210.05 | 5% | 199.5475
6169 | Windy City Wire | 4843840AL-S | 22-04 UNS SOL PLNM Org Jkt AL | Per 1,000 Ft |  | 1 | 210.05 | 5% | 199.5475
6170 | Windy City Wire | 510007-S | 18-08 SOL PLNM TSTAT | Per 1,000 Ft |  | 1 | 917.53 | 5% | 871.6535
6171 | Windy City Wire | 555610-11S | 24-4P UNS SOL PLNM C5E Blk Jkt | Per 1,000 Ft |  | 1 | 395.62 | 5% | 375.839
6172 | Windy City Wire | 555610-S | 24-4P UNS SOL PLNM C5E Wht Jkt | Per 1,000 Ft |  | 1 | 395.62 | 5% | 375.839
6173 | Windy City Wire | 5556130-S | 24-4P UNS SOL PLNM C5E Ylw Jkt | Per 1,000 Ft |  | 1 | 395.62 | 5% | 375.839
6174 | Windy City Wire | 5556140-S | 24-4P UNS SOL PLNM C5E Org Jkt | Per 1,000 Ft |  | 1 | 395.62 | 5% | 375.839
6175 | Windy City Wire | 5556150-S | 24-4P UNS SOL PLNM C5E Pur Jkt | Per 1,000 Ft |  | 1 | 395.62 | 5% | 375.839
6176 | Windy City Wire | 5556160-S | 24-4P UNS SOL PLNM C5E Grn Jkt | Per 1,000 Ft |  | 1 | 395.62 | 5% | 375.839
6177 | Windy City Wire | 5556180-S | 24-4P UNS SOL PLNM C5E Gry Jkt | Per 1,000 Ft |  | 1 | 395.62 | 5% | 375.839
6178 | Windy City Wire | 555619-S | 24-4P UNS SOL PLNM C5E Blu Jkt | Per 1,000 Ft |  | 1 | 395.62 | 5% | 375.839
6179 | Windy City Wire | 556600-S | 23-4P UNS SOL PLNM C5E Wht Jkt | Per 1,000 Ft |  | 1 | 622.42 | 5% | 591.299
6180 | Windy City Wire | 5566030-S | 23-4P UNS SOL PLNM C5E Ylw Jkt | Per 1,000 Ft |  | 1 | 622.42 | 5% | 591.299
6181 | Windy City Wire | 5566040-S | 23-4P UNS SOL PLNM C5E Org Jkt | Per 1,000 Ft |  | 1 | 622.42 | 5% | 591.299
6182 | Windy City Wire | 5566050-S | 23-4P UNS SOL PLNM C5E Pur Jkt | Per 1,000 Ft |  | 1 | 622.42 | 5% | 591.299
6183 | Windy City Wire | 556609-S | 23-4P UNS SOL PLNM C5E Blu Jkt | Per 1,000 Ft |  | 1 | 622.42 | 5% | 591.299
6184 | Windy City Wire | 606111-S | RG6/U 18SBC 95%BCB CCTV PVC | Per 1,000 Ft |  | 1 | 372.42 | 5% | 353.799
6185 | Windy City Wire | 606111DB-S | RG6/U 18SBC 95%BCB CCTV PVC DB | Per 1,000 Ft |  | 1 | 492.27 | 5% | 467.6565
6186 | Windy City Wire | 606116-07S | RG6/U+18-02 UNS PVC Siamese Wh | Per 1,000 Ft |  | 1 | 659.79 | 5% | 626.8005
6187 | Windy City Wire | 606116-S | RG6/U+18-02 UNS PVC Siamese Bl | Per 1,000 Ft |  | 1 | 659.79 | 5% | 626.8005
6188 | Windy City Wire | 606124-30S500 | RG6/U 18CCS Quad PVC Ylw Jkt | Per 1,000 Ft |  | 1 | 182.99 | 5% | 173.8405
6189 | Windy City Wire | 606124-S | RG6/U 18CCS Quad PVC Blk Jkt | Per 1,000 Ft |  | 1 | 182.99 | 5% | 173.8405
6190 | Windy City Wire | 606211-S | RG6/U 18SBC 95%BCB PLNM Wht Jkt | Per 1,000 Ft |  | 1 | 748.71 | 5% | 711.2745
6191 | Windy City Wire | 606334-S | RG6/U 18CCS Quad PVC Wht Jkt | Per 1,000 Ft |  | 1 | 807.99 | 5% | 767.5905
6192 | Windy City Wire | 659111-07S | RG59/U 20SBC 95%BCB PVC Riser | Per 1,000 Ft |  | 1 | 323.45 | 5% | 307.2775
6193 | Windy City Wire | 659111-07S500 | RG59/U 20SBC 95%BCB PVC Riser | Per 1,000 Ft |  | 1 | 323.45 | 5% | 307.2775
6194 | Windy City Wire | 659111-S | RG59/U 20SBC 95%BCB PVC Riser | Per 1,000 Ft |  | 1 | 323.45 | 5% | 307.2775
6195 | Windy City Wire | 659111DB-S | RG59/U 20SBC 95%BCB Outdoor | Per 1,000 Ft |  | 1 | 445.88 | 5% | 423.586
6196 | Windy City Wire | 659116-07S | RG59/U+18-02 UNS PVC Siamese | Per 1,000 Ft |  | 1 | 525.77 | 5% | 499.4815
6197 | Windy City Wire | 659116-S | RG59/U+18-02 UNS PVC Siamese | Per 1,000 Ft |  | 1 | 525.77 | 5% | 499.4815
6198 | Windy City Wire | 659116DB-S | RG59/U+18-02 Siamese Dir Bur | Per 1,000 Ft |  | 1 | 601.8 | 5% | 571.71
6199 | Windy City Wire | 659117-S | RG59/U+18-2 COMBO 1Jacket PVC | Per 1,000 Ft |  | 1 | 688.14 | 5% | 653.733
6200 | Windy City Wire | 659211-02S | RG59/U 20SBC 95%BCB PLNM Blu S | Per 1,000 Ft |  | 1 | 530.93 | 5% | 504.3835
6201 | Windy City Wire | 659211-04S | RG59/U 20SBC 95%BCB PLNM Org S | Per 1,000 Ft |  | 1 | 530.93 | 5% | 504.3835
6202 | Windy City Wire | 659211-11S | RG59/U 20SBC 95%BCB PLNM Blk J | Per 1,000 Ft |  | 1 | 530.93 | 5% | 504.3835
6203 | Windy City Wire | 659211-S | RG59/U 20SBC 95%BCB PLNM Wht J | Per 1,000 Ft |  | 1 | 530.93 | 5% | 504.3835
6204 | Windy City Wire | 659211-S125 | RG59/U 20SBC 95%BCB PLNM Wht J | Per 1,000 Ft |  | 1 | 530.93 | 5% | 504.3835
6205 | Windy City Wire | 659211-S250 | RG59/U 20SBC 95%BCB PLNM Wht J | Per 1,000 Ft |  | 1 | 530.93 | 5% | 504.3835
6206 | Windy City Wire | 659211-02S | RG59/U 20SBC 95%BCB PLNM Blu S | Per 1,000 Ft |  | 1 | 530.93 | 5% | 504.3835
6207 | Windy City Wire | 659211-04S | RG59/U 20SBC 95%BCB PLNM Org S | Per 1,000 Ft |  | 1 | 530.93 | 5% | 504.3835
6208 | Windy City Wire | 659211-11S | RG59/U 20SBC 95%BCB PLNM Blk J | Per 1,000 Ft |  | 1 | 530.93 | 5% | 504.3835
6209 | Windy City Wire | 659211-S | RG59/U 20SBC 95%BCB PLNM Wht J | Per 1,000 Ft |  | 1 | 530.93 | 5% | 504.3835
6210 | Windy City Wire | 659211-S125 | RG59/U 20SBC 95%BCB PLNM Wht J | Per 1,000 Ft |  | 1 | 530.93 | 5% | 504.3835
6211 | Windy City Wire | 659211-S250 | RG59/U 20SBC 95%BCB PLNM Wht J | Per 1,000 Ft |  | 1 | 530.93 | 5% | 504.3835
6212 | Windy City Wire | 659216-30S | RG59/U+18-02 UNS PLNM Siamese | Per 1,000 Ft |  | 1 | 817.01 | 5% | 776.1595
6213 | Windy City Wire | 659216-S | RG59/U+18-02 UNS PLNM Siamese | Per 1,000 Ft |  | 1 | 817.01 | 5% | 776.1595
6214 | Windy City Wire | 659216-S500 | RG59/U+18-02 UNS PLNM Siamese | Per 1,000 Ft |  | 1 | 817.01 | 5% | 776.1595
6215 | Windy City Wire | 659216ITS-S | RG59/U+18-02 UNS PLNM Siamese | Per 1,000 Ft |  | 1 | 817.01 | 5% | 776.1595
6216 | Windy City Wire | 659217-S | RG59/U+18-2 COMBO 1Jacket PLNM | Per 1,000 Ft |  | 1 | 1034.79 | 5% | 983.0505
6217 | Windy City Wire | 665610-11DBS | 24-4P UNS SOL PVC C5E Blk DB | Per 1,000 Ft |  | 1 | 478.09 | 5% | 454.1855
6218 | Windy City Wire | 665610-11DBS5000 | 24-4P UNS SOL PVC C5E Blk DB | Per 1,000 Ft |  | 1 | 478.09 | 5% | 454.1855
6219 | Windy City Wire | 712100-S | 14-02 OAS SOL FPLR Red Jkt | Per 1,000 Ft |  | 1 | 502.58 | 5% | 477.451
6220 | Windy City Wire | 712106-S | 14-02 OAS SOL FPLR Grn Stp | Per 1,000 Ft |  | 1 | 502.58 | 5% | 477.451
6221 | Windy City Wire | 713100-S | 16-02 OAS SOL FPLR Red Jkt | Per 1,000 Ft |  | 1 | 319.59 | 5% | 303.6105
6222 | Windy City Wire | 713101-S | 16-02 OAS SOL FPLR Blk Stp | Per 1,000 Ft |  | 1 | 319.59 | 5% | 303.6105
6223 | Windy City Wire | 713106-S | 16-02 OAS SOL FPLR Grn Stp | Per 1,000 Ft |  | 1 | 319.59 | 5% | 303.6105
6224 | Windy City Wire | 714100-S | 18-02 OAS SOL FPLR Red Jkt | Per 1,000 Ft |  | 1 | 247.42 | 5% | 235.049
6225 | Windy City Wire | 714101-S | 18-02 OAS SOL FPLR Blu Stp | Per 1,000 Ft |  | 1 | 247.42 | 5% | 235.049
6226 | Windy City Wire | 7141020-S | 18-02 OAS SOL FPLR Blu Jkt | Per 1,000 Ft |  | 1 | 247.42 | 5% | 235.049
6227 | Windy City Wire | 714109-S | 18-02 OAS SOL FPLR Wht Stp | Per 1,000 Ft |  | 1 | 247.42 | 5% | 235.049
6228 | Windy City Wire | 723100-S | 12-02 UNS SOL FPLR Red Jkt | Per 1,000 Ft |  | 1 | 657.22 | 5% | 624.359
6229 | Windy City Wire | 723102-S | 12-02 UNS SOL FPLR Blu Stp | Per 1,000 Ft |  | 1 | 657.22 | 5% | 624.359
6230 | Windy City Wire | 7231090-S | 12-02 UNS SOL FPLR Wht Jkt | Per 1,000 Ft |  | 1 | 657.22 | 5% | 624.359
6231 | Windy City Wire | 727100-S | 18-02 UNS SOL FPLR Red Jkt | Per 1,000 Ft |  | 1 | 197.16 | 5% | 187.302
6232 | Windy City Wire | 727101-S | 18-02 UNS SOL FPLR Blk Stp | Per 1,000 Ft |  | 1 | 197.16 | 5% | 187.302
6233 | Windy City Wire | 727102-S | 18-02 UNS SOL FPLR Blu Stp | Per 1,000 Ft |  | 1 | 197.16 | 5% | 187.302
6234 | Windy City Wire | 727103-S | 18-02 UNS SOL FPLR Ylw Stp | Per 1,000 Ft |  | 1 | 197.16 | 5% | 187.302
6235 | Windy City Wire | 727109-S | 18-02 UNS SOL FPLR Wht Stp | Per 1,000 Ft |  | 1 | 197.16 | 5% | 187.302
6236 | Windy City Wire | 727300-S | 18-04 UNS SOL FPLR Red Jkt | Per 1,000 Ft |  | 1 | 372.42 | 5% | 353.799
6237 | Windy City Wire | 727306-S | 18-04 UNS SOL FPLR Grn Stp | Per 1,000 Ft |  | 1 | 372.42 | 5% | 353.799
6238 | Windy City Wire | 727306-S500 | 18-04 UNS SOL FPLR Grn Stp | Per 1,000 Ft |  | 1 | 372.42 | 5% | 353.799
6239 | Windy City Wire | 727306ITS-S | 18-04 UNS SOL FPLR Grn Stp | Per 1,000 Ft |  | 1 | 372.42 | 5% | 353.799
6240 | Windy City Wire | 727308-S | 18-04 UNS SOL FPLR Gry Stp | Per 1,000 Ft |  | 1 | 372.42 | 5% | 353.799
6241 | Windy City Wire | 7273090-S | 18-04 UNS SOL FPLR Wht Jkt | Per 1,000 Ft |  | 1 | 372.42 | 5% | 353.799
6242 | Windy City Wire | 727400-S | 18-06 UNS SOL FPLR Red Jkt | Per 1,000 Ft |  | 1 | 545.1 | 5% | 517.845
6243 | Windy City Wire | 728100-S | 16-02 UNS SOL FPLR Red Jkt | Per 1,000 Ft |  | 1 | 280.93 | 5% | 266.8835
6244 | Windy City Wire | 728101-S | 16-02 UNS SOL FPLR Blk Stp | Per 1,000 Ft |  | 1 | 280.93 | 5% | 266.8835
6245 | Windy City Wire | 728102-S | 16-02 UNS SOL FPLR Blu Stp | Per 1,000 Ft |  | 1 | 280.93 | 5% | 266.8835
6246 | Windy City Wire | 728103-S | 16-02 UNS SOL FPLR Ylw Stp | Per 1,000 Ft |  | 1 | 280.93 | 5% | 266.8835
6247 | Windy City Wire | 728104-S | 16-02 UNS SOL FPLR Org Stp | Per 1,000 Ft |  | 1 | 280.93 | 5% | 266.8835
6248 | Windy City Wire | 7281040-S | 16-02 UNS SOL FPLR Org Jkt | Per 1,000 Ft |  | 1 | 280.93 | 5% | 266.8835
6249 | Windy City Wire | 728109-S | 16-02 UNS SOL FPLR Wht Stp | Per 1,000 Ft |  | 1 | 280.93 | 5% | 266.8835
6250 | Windy City Wire | 728300-S | 16-04 UNS SOL FPLR Red Jkt | Per 1,000 Ft |  | 1 | 573.45 | 5% | 544.7775
6251 | Windy City Wire | 728300-S500 | 16-04 UNS SOL FPLR Red Jkt | Per 1,000 Ft |  | 1 | 573.45 | 5% | 544.7775
6252 | Windy City Wire | 729100-S | 14-02 UNS SOL FPLR Red Jkt | Per 1,000 Ft |  | 1 | 423.97 | 5% | 402.7715
6253 | Windy City Wire | 729102-S | 14-02 UNS SOL FPLR Blu Stp | Per 1,000 Ft |  | 1 | 423.97 | 5% | 402.7715
6254 | Windy City Wire | 729103-S | 14-02 UNS SOL FPLR Ylw Stp | Per 1,000 Ft |  | 1 | 423.97 | 5% | 402.7715
6255 | Windy City Wire | 729105-S | 14-02 UNS SOL FPLR Pur Stp | Per 1,000 Ft |  | 1 | 423.97 | 5% | 402.7715
6256 | Windy City Wire | 729106-S | 14-02 UNS SOL FPLR Grn Stp | Per 1,000 Ft |  | 1 | 423.97 | 5% | 402.7715
6257 | Windy City Wire | 7291090-S | 14-02 UNS SOL FPLR Wht Jkt | Per 1,000 Ft |  | 1 | 423.97 | 5% | 402.7715
6258 | Windy City Wire | 729300-S | 14-04 UNS SOL FPLR Red Jkt | Per 1,000 Ft |  | 1 | 890.46 | 5% | 845.937
6259 | Windy City Wire | 761260-S | 12-02 UNS SOL FPLP Red Jkt | Per 1,000 Ft |  | 1 | 690.72 | 5% | 656.184
6260 | Windy City Wire | 761263-S | 12-02 UNS SOL FPLP Ylw Stp | Per 1,000 Ft |  | 1 | 690.72 | 5% | 656.184
6261 | Windy City Wire | 7612690-S | 12-02 UNS SOL FPLP Wht Jkt | Per 1,000 Ft |  | 1 | 690.72 | 5% | 656.184
6262 | Windy City Wire | 761320-S | 16-02 OAS SOL FPLP Red Jkt | Per 1,000 Ft |  | 1 | 347.94 | 5% | 330.543
6263 | Windy City Wire | 761322-S | 16-02 OAS SOL FPLP Blu Stp | Per 1,000 Ft |  | 1 | 347.94 | 5% | 330.543
6264 | Windy City Wire | 761326-S | 16-02 OAS SOL FPLP Grn Stp | Per 1,000 Ft |  | 1 | 347.94 | 5% | 330.543
6265 | Windy City Wire | 761329-S | 16-02 OAS SOL FPLP Wht Stp | Per 1,000 Ft |  | 1 | 347.94 | 5% | 330.543
6266 | Windy City Wire | 761360-S | 16-02 UNS SOL FPLP Red Jkt | Per 1,000 Ft |  | 1 | 301.55 | 5% | 286.4725
6267 | Windy City Wire | 761361-S | 16-02 UNS SOL FPLP Blk Stp | Per 1,000 Ft |  | 1 | 301.55 | 5% | 286.4725
6268 | Windy City Wire | 761362-S | 16-02 UNS SOL FPLP Blu Stp | Per 1,000 Ft |  | 1 | 301.55 | 5% | 286.4725
6269 | Windy City Wire | 7613620-S | 16-02 UNS SOL FPLP Blu Jkt | Per 1,000 Ft |  | 1 | 301.55 | 5% | 286.4725
6270 | Windy City Wire | 761363-S | 16-02 UNS SOL FPLP Ylw Stp | Per 1,000 Ft |  | 1 | 301.55 | 5% | 286.4725
6271 | Windy City Wire | 7613630-S | 16-02 UNS SOL FPLP Ylw Jkt | Per 1,000 Ft |  | 1 | 301.55 | 5% | 286.4725
6272 | Windy City Wire | 761364-S | 16-02 UNS SOL FPLP Org Stp | Per 1,000 Ft |  | 1 | 301.55 | 5% | 286.4725
6273 | Windy City Wire | 7613540-S | 16-02 UNS SOL FPLP Org Jkt | Per 1,000 Ft |  | 1 | 301.55 | 5% | 286.4725
6274 | Windy City Wire | 7613650-S | 16-02 UNS SOL FPLP Pur Jkt | Per 1,000 Ft |  | 1 | 301.55 | 5% | 286.4725
6275 | Windy City Wire | 7613660-S | 16-02 UNS SOL FPLP Grn Jkt | Per 1,000 Ft |  | 1 | 301.55 | 5% | 286.4725
6276 | Windy City Wire | 7613690-S | 16-02 UNS SOL FPLP Wht Jkt | Per 1,000 Ft |  | 1 | 301.55 | 5% | 286.4725
6277 | Windy City Wire | 761380-S | 16-04 UNS SOL FPLP Red Jkt | Per 1,000 Ft |  | 1 | 621.13 | 5% | 590.0735
6278 | Windy City Wire | 761389-S | 16-04 UNS SOL FPLP Wht Stp | Per 1,000 Ft |  | 1 | 621.13 | 5% | 590.0735
6279 | Windy City Wire | 762320-S | 18-02 OAS SOL FPLP Red Jkt | Per 1,000 Ft |  | 1 | 246.13 | 5% | 233.8235
6280 | Windy City Wire | 762321-S | 18-02 OAS SOL FPLP Blk Stp | Per 1,000 Ft |  | 1 | 246.13 | 5% | 233.8235
6281 | Windy City Wire | 762323-S | 18-02 OAS SOL FPLP Ylw Stp | Per 1,000 Ft |  | 1 | 246.13 | 5% | 233.8235
6282 | Windy City Wire | 7623230-S | 18-02 OAS SOL FPLP Ylw Jkt | Per 1,000 Ft |  | 1 | 246.13 | 5% | 233.8235
6283 | Windy City Wire | 762329-S | 18-02 OAS SOL FPLP White Stp | Per 1,000 Ft |  | 1 | 246.13 | 5% | 233.8235
6284 | Windy City Wire | 762340-S | 18-04 OAS SOL FPLP Red Jkt | Per 1,000 Ft |  | 1 | 465.21 | 5% | 441.9495
6285 | Windy City Wire | 762360-S | 18-02 OAS SOL FPLP Red Jkt | Per 1,000 Ft |  | 1 | 225.52 | 5% | 214.244
6286 | Windy City Wire | 762361-S | 18-02 OAS SOL FPLP Blk Stp | Per 1,000 Ft |  | 1 | 225.52 | 5% | 214.244
6287 | Windy City Wire | 7623620-S | 18-02 OAS SOL FPLP Blu Jkt | Per 1,000 Ft |  | 1 | 225.52 | 5% | 214.244
6288 | Windy City Wire | 762363-S | 18-02 OAS SOL FPLP Ylw Jkt | Per 1,000 Ft |  | 1 | 225.52 | 5% | 214.244
6289 | Windy City Wire | 762365-S | 18-02 OAS SOL FPLP Pur Stp | Per 1,000 Ft |  | 1 | 225.52 | 5% | 214.244
6290 | Windy City Wire | 762369-S | 18-02 OAS SOL FPLP Wht Stp | Per 1,000 Ft |  | 1 | 225.52 | 5% | 214.244
6291 | Windy City Wire | 7623690-S | 18-02 OAS SOL FPLP Wht Jkt | Per 1,000 Ft |  | 1 | 225.52 | 5% | 214.244
6292 | Windy City Wire | 762380-S | 18-04 UNS SOL FPLP Red Jkt | Per 1,000 Ft |  | 1 | 399.48 | 5% | 379.506
6293 | Windy City Wire | 762386-S | 18-04 UNS SOL FPLP Grn Stp | Per 1,000 Ft |  | 1 | 399.48 | 5% | 379.506
6294 | Windy City Wire | 7623890-S | 18-04 UNS SOL FPLP Wht Jkt | Per 1,000 Ft |  | 1 | 399.48 | 5% | 379.506
6295 | Windy City Wire | 762392-S | 18-08 UNS SOL FPLP Red Jkt | Per 1,000 Ft |  | 1 | 796.39 | 5% | 756.5705
6296 | Windy City Wire | 767922-0S | 14-02 OAS SOL FPLP Blu Stp | Per 1,000 Ft |  | 1 | 556.7 | 5% | 528.865
6297 | Windy City Wire | 7679230-S | 14-02 OAS SOL FPLP Ylw Jkt | Per 1,000 Ft |  | 1 | 556.7 | 5% | 528.865
6298 | Windy City Wire | 767960-S | 14-02 UNS SOL FPLP Red Jkt | Per 1,000 Ft |  | 1 | 453.61 | 5% | 430.9295
6299 | Windy City Wire | 767961-S | 14-02 UNS SOL FPLP Blk Stp | Per 1,000 Ft |  | 1 | 453.61 | 5% | 430.9295
6300 | Windy City Wire | 767962-S | 14-02 UNS SOL FPLP Blu Stp | Per 1,000 Ft |  | 1 | 453.61 | 5% | 430.9295
6301 | Windy City Wire | 7679620-S | 14-02 UNS SOL FPLP Blu Jkt | Per 1,000 Ft |  | 1 | 453.61 | 5% | 430.9295

## Central Station Monitor Pricing
Central Station Monitoring Pricing
| Contractor's Name | 0
Line # | Service/Fee | Service/Fee Number (if applicable) | Service/Fee Description | Unit of Measurement | Warranty Period - # of year(s) after acceptance as required by Appendix B, Clause 54 | NYS Net Price
1 | NYC Single building fire alarm service (only) (Includes 24-hour dialer test (up to 100 devices)) |  | NYC Single building fire alarm service (only) (Includes 24-hour dialer test (up to 100 devices)) | Annual Fee | 1 | 1440
2 | NYC FD Annual Terminal Assignment Fee may apply if system is being monitored by UL Listed Central Station. |  | NYC FD Annual Terminal Assignment Fee may apply if system is being monitored by UL Listed Central Station. | Annual Fee | 1 | 75
3 | NYC furnish/program/set-up communicator |  | NYC furnish/program/set-up communicator | Each | 1 | 2900
4 | Digital Fire Alarm communicator program, tested, and central station signal verification (includes 24-hour dialer testing (up to 100 devices)) |  | Digital Fire Alarm communicator program, tested, and central station signal verification (includes 24-hour dialer testing (up to 100 devices)) | Each | 1 | 1250
5 | NYC Single building fire alarm service (only) (Includes 24-hour dialer test (up to 100 devices)) |  | NYC Single building fire alarm service (only) (Includes 24-hour dialer test (up to 100 devices)) | Annual Fee | 1 | 1440
6 | NYC FD Annual Terminal Assignment Fee may apply if system is being monitored by UL Listed Central Station. |  | NYC FD Annual Terminal Assignment Fee may apply if system is being monitored by UL Listed Central Station. | Annual Fee | 1 | 75
7 | Various building with same dialer (each building) |  | Various building with same dialer (each building) | Annual Fee | 1 | 250
8 | Standard Security Monitoring |  | Standard Security Monitoring | Annual Fee | 1 | 419.4
9 | Hold up/Duress/Panic Alarm (Special button activates signal to central station) |  | Hold up/Duress/Panic Alarm (Special button activates signal to central station) | Annual Fee | 1 | 75
10 | Open/Close logging (log only) (Records all open and close times, with no action taken on the signals.) |  | Open/Close logging (log only) (Records all open and close times, with no action taken on the signals.) | Annual Fee | 1 | 300
11 | Special condition monitoring (per initiating points) (Monitoring of other alarm types such as temperature, lockdown, nurse call, or other miscellaneous) |  | Special condition monitoring (per initiating points) (Monitoring of other alarm types such as temperature, lockdown, nurse call, or other miscellaneous) | Each | 1 | 75
12 | Monthly opening & closing reports (Monthly printed report of all account activity including opening and closings) |  | Monthly opening & closing reports (Monthly printed report of all account activity including opening and closings) | Semi | 1 | 594
13 | Elevator service (phone) |  | Elevator service (phone) | Annual Fee | 1 | 500
14 | 24-hour dialer test (for non-fire system subscriber, or second line test) |  | 24-hour dialer test (for non-fire system subscriber, or second line test) |  |  | 100
15 | Video Alarm confirmation (maximum of 3 incidents/month) (25 charge per incident over 3/mo; alarm incident video archive time 5 days) |  | Video Alarm confirmation (maximum of 3 incidents/month) (25 charge per incident over 3/mo; alarm incident video archive time 5 days) |  |  | 1440.4
16 | UL Certified Fire Alarm Monitoring |  | UL Certified Fire Alarm Monitoring |  |  | 360

## Region 1 Labor Rates
Region 1 - Nassau and Suffolk Counties
| Contractor Name: | 0
Job Title | Description of Duties | Prevailing Wage Occupation Sub-category | Prevailing Wage Rate | Supplemental Benefit | Percent Markup | Total Hourly Rate | Overtime Hourly Pay Rate | Overtime Total Hourly Rate | After Business Hours Hourly Pay Rate | After Business Hours Total Hourly Rate | Saturday Hourly Pay Rate | Saturday Total Hourly Rate | Sunday and NYS Holiday Hourly Pay Rate | Sunday and NYS Holiday Total Hourly Rate
Electrician/Electrical Installer Onsite Region 1 | Individual employed by the Contractor or a Subcontractor who: 1) Installs, runs, pulls, etc. Low Voltage Wiring, Line Voltage Wiring, cable, fiber optics, etc. for all products/systems which fit the scope of This Award; 2) Installs raceway, conduits, etc. for wire, cable, and fiber optics for all products/systems which fit the scope of the contract; 3) Installs/Mounts products onto poles, pads, etc.; 4) Performs any other Installation work classified by NYS DOL as electrical work which is permitted on This Award; But only for: A. Fire Alarm Systems ***This Job Title can only be used for work/Services on Systems/Product Lines/Equipment which are included on the Contractor's Contract*** | Electrician/Wireman Inside/Outside - Nassau, Suffolk | 61.75 | 43.7275 | 120% | 232.0505 | 92.625 | 311.5227 | 92.625 | 311.5227 | 92.625 | 311.5227 | 123.5 | 390.995 | 33.23 | 0.17
Electrician/Electrical Installer Onsite Region 1 | Individual employed by the Contractor or a Subcontractor who: 1) Installs, runs, pulls, etc. Low Voltage Wiring, Line Voltage Wiring, cable, fiber optics, etc. for all products/systems which fit the scope of the contract; 2) Installs raceway, conduits, etc. for wire, cable, and fiber optics for all products/systems which fit the scope of the contract; 3) Installs/Mounts products onto poles, pads, etc.; 4) Performs any other Installation work classified by NYS DOL as electrical work which is permitted on This Award; But only for: A. Public Safety Digital Signage Systems B. Time Management Systems ***This Job Title can only be used for work/Services on Systems/Product Lines/Equipment which are included on the Contractor's Contract***. | Electrician: Telephone and Integrated Tele-Data System Electrician- Nassau, Suffolk | 41.68 | 29.8624 | 120% | 157.3933 | 62.52 | 211.4939 | 62.52 | 211.4939 | 62.52 | 211.4939 | 83.36 | 265.5946 | 22.36 | 0.18
Fire Alarm System Technician Onsite Region 1 | Individual employed by the Contractor or Subcontractor who Starts-Up, Commissions, Programs, Integrates, and Maintains (both Preventative and Remedial Maintenance) Fire Alarm Systems. ***This Job Title can only be used for work/Services on Systems/Product Lines/Equipment which are included on the Contractor's Contract***. | Electrician/Wireman Inside/Outside - Nassau, Suffolk | 61.75 | 43.7275 | 120% | 232.0505 | 92.625 | 311.5227 | 92.625 | 311.5227 | 92.625 | 311.5227 | 123.5 | 390.995 | 33.23 | 0.17
Public Safety Digital Signage System Technician Onsite Region 1 | Individual employed by the Contractor or Subcontractor who Commissions Programs, Integrates, and Maintains (both Preventative and Remedial Maintenance) Public Safety Digital Signage System. ***This Job Title can only be used for work/Services on Systems/Product Lines/Equipment which are included on the Contractor's Contract*** | Electrician: Telephone and Integrated Tele-Data System Electrician- Nassau, Suffolk | 41.68 | 29.8624 | 120% | 157.3933 | 62.52 | 211.4939 | 62.52 | 211.4939 | 62.52 | 211.4939 | 83.36 | 265.5946 | 22.36 | 0.18
Time Management System Technician Onsite Region 1 | Individual employed by the Contractor or Subcontractor who Starts-Up, Commissions, Programs, Integrates, and Maintains (both Preventative and Remedial Maintenance) Time Management Systems. ***This Job Title can only be used for work/Services on Systems/Product Lines/Equipment which are included on the Contractor's Contract***. | Electrician: Telephone and Integrated Tele-Data System Electrician- Nassau, Suffolk | 41.68 | 29.8624 | 120% | 157.3933 | 62.52 | 211.4939 | 62.52 | 211.4939 | 62.52 | 211.4939 | 83.36 | 265.5946 | 22.36 | 0.18

## Region 2 Labor Rates
Region 2 - Bronx, Kings, New York, Queens, and Richmond Counties
| Contractor Name: | 0
Job Title | Description of Duties | Prevailing Wage Occupation Sub-category | Prevailing Wage Rate | Supplemental Benefit | Percent Markup | Total Hourly Rate | Overtime Hourly Pay Rate | Overtime Total Hourly Rate | After Business Hours Hourly Pay Rate | After Business Hours Total Hourly Rate | Saturday Hourly Pay Rate | Saturday Total Hourly Rate | Sunday and NYS Holiday Hourly Pay Rate | Sunday and NYS Holiday Total Hourly Rate
Electrician/Electrical Installer Onsite Region 2 | Individual employed by the Contractor who: 1) Installs, runs, pulls, etc. Low Voltage Wiring, Line Voltage Wiring,, cable, fiber optics, etc. for all products/systems which fit the scope of the contract. 2) Installs raceway, conduits, etc. for wire, cable, and fiber optics for all products/systems which fit the scope of the contract. 3) Installs/Mounts products onto poles, pads, etc. 4) Performs any other Installation work classified by NYS DOL as electrical work which is permitted on This Award. ***This Job Title can only be used for work/Services on Systems/Product Lines/Equipment which are included on the Contractor's Contract***. | Electrician: Electrician Audio/Sound and Temporary Light/Power - Bronx, Kings, Queens, New York, Richmond | 62 | 66.09 | 110% | 268.989 | 93 | 337.449 | 93 | 337.449 | 93 | 337.449 | 93 | 337.449 | 67.69
Fire Alarm System Technician Integration Onsite Region 2 | Individual employed by the Contractor or Subcontractor who Starts-Up, Commissions, Programs, and Integrates Fire Alarm Systems. ***This Job Title can only be used for work/Services on Systems/Product Lines/Equipment which are included on the Contractor's Contract***. | Electrician: Electrician Audio/Sound and Temporary Light/Power - Bronx, Kings, Queens, New York, Richmond | 62 | 66.09 | 110% | 268.989 | 93 | 337.449 | 93 | 337.449 | 93 | 337.449 | 93 | 337.449 | 67.69
Fire Alarm System Technician Maintenance Onsite Region 2 | Individual employed by the Contractor or Subcontractor who Maintains (both Preventative and Remedial Maintenance). ***This Job Title can only be used for work/Services on Systems/Product Lines/Equipment which are included on the Contractor's Contract***. | Electrician: Building, Fire Alarm, Maintenance, Security System - Bronx, Kings, New York, Queens, Richmond, Westchester | 37.4 | 21.85 | 120% | 130.35 | 56.1 | 171.49 | 56.1 | 171.49 | 56.1 | 171.49 | 74.8 | 212.63 | 16.1
Public Safety Digital Signage System Technician Onsite Region 2 | Individual employed by the Contractor or Subcontractor who Starts-Up, Commissions, Programs, Integrates, and Maintains (both Preventative and Remedial Maintenance) Public Safety Digital Signage Systems. ***This Job Title can only be used for work/Services on Systems/Product Lines/Equipment which are included on the Contractor's Contract***. | Electrician: Electrician Audio/Sound and Temporary Light/Power - Bronx, Kings, Queens, New York, Richmond | 62 | 66.09 | 110% | 268.989 | 93 | 337.449 | 93 | 337.449 | 93 | 337.449 | 93 | 337.449 | 67.69
Time Management Systems Technician Onsite Region 2 | Individual employed by the Contractor or Subcontractor who Starts-Up, Commissions, Programs, Integrates, and Maintains (both Preventative and Remedial Maintenance) Time Management Systems. ***This Job Title can only be used for work/Services on Systems/Product Lines/Equipment which are included on the Contractor's Contract***. | Electrician: Electrician Audio/Sound and Temporary Light/Power - Bronx, Kings, Queens, New York, Richmond | 62 | 66.09 | 110% | 268.989 | 93 | 337.449 | 93 | 337.449 | 93 | 337.449 | 93 | 337.449 | 67.69

## Region 3 Labor Rates
Region 3 - Dutchess, Putnam, and Westchester Counties
| Contractor Name: | 0
Job Title | Description of Duties | Prevailing Wage Occupation Sub-category | Prevailing Wage Rate | Supplemental Benefit | Percent Markup | Total Hourly Rate | Overtime Hourly Pay Rate | Overtime Total Hourly Rate | After Business Hours Hourly Pay Rate | After Business Hours Total Hourly Rate | Saturday Hourly Pay Rate | Saturday Total Hourly Rate | Sunday and NYS Holiday Hourly Pay Rate | Sunday and NYS Holiday Total Hourly Rate
Electrician/Electrical Installer Onsite Region 3 Entire County: Westchester | Individual employed by the Contractor or a Subcontractor who: 1) installs, runs, pulls, etc. low voltage wiring, line voltage wiring, cable, fiber optics, etc. for all products/systems which fit the scope of the contract except for Traffic Camera Systems. 2) installs raceway, conduits, etc. for wire, cable, and fiber optics for all products/systems which fit the scope of the contract except for Traffic Camera Systems. 3) Installs/Mounts products onto poles, pads, etc. except for Traffic Cameras. 4) Performs any other Installation work classified by NYS DOL as electrical work which is permitted on This Award. ***This Job Title can only be used for work/Services on Systems/Product Lines/Equipment which are included on the Contractor's Contract***. | Electrician: Teledata - Westchester | 56.75 | 59.39 | 120% | 255.508 | 85.125 | 317.933 | 85.125 | 317.933 | 85.125 | 317.933 | 113.5 | 380.358
Electrician/Electrical Installer Onsite Region 3 Entire Counties: Putnam Partial Counties: Dutchess: Towns of Fishkill, East Fishkill, and Beacon. | Individual employed by the Contractor or a Subcontractor who: 1) installs, runs, pulls, etc. low voltage wiring, line voltage wiring, cable, fiber optics, etc. for all products/systems which fit the scope of the contract except for Traffic Camera Systems. 2) installs raceway, conduits, etc. for wire, cable, and fiber optics for all products/systems which fit the scope of the contract except for Traffic Camera Systems. 3) Installs/Mounts products onto poles, pads, etc. except for Traffic Cameras. 4) Performs any other Installation work classified by NYS DOL as electrical work which is permitted on This Award. ***This Job Title can only be used for work/Services on Systems/Product Lines/Equipment which are included on the Contractor's Contract***. | Electrician: Electrician Wireman/Technician - Orange, Putnam, Rockland, Dutchess: Towns of Fishkill, East Fishkill, and Beacon. | 60 | 30.48 | 120% | 199.056 | 83.25 | 251.7405 | 83.25 | 251.7405 | 83.25 | 251.7405 | 108 | 307.824 | 28.68 | 0.03 | 49.5 | 9
Electrician/Electrical Installer Onsite Region 3 Partial Counties: - Dutchess: All of the county except for the towns of Fishkill, East Fishkill, and Beacon. | Individual employed by the Contractor or a Subcontractor who: 1) installs, runs, pulls, etc. low voltage wiring, line voltage wiring, cable, fiber optics, etc. for all products/systems which fit the scope of the contract except for Traffic Camera Systems. 2) installs raceway, conduits, etc. for wire, cable, and fiber optics for all products/systems which fit the scope of the contract except for Traffic Camera Systems. 3) Installs/Mounts products onto poles, pads, etc. except for Traffic Cameras. 4) Performs any other Installation work classified by NYS DOL as electrical work which is permitted on This Award. ***This Job Title can only be used for work/Services on Systems/Product Lines/Equipment which are included on the Contractor's Contract***. | Electrician: Electrician Wireman/Technician Electrical/Technician Projects - Sullivan, Ulster, Delaware: Only in the Townships of Andes, Harpersfield, Kortwright,Stamford, Bovina, Roxbury, Middletown and those portions of Colchester and Hancock south of the East Branch of the Delaware River. Dutchess: All of the county except for the towns of Fishkill,East Fishkill, and Beacon. Greene: That portion of the county south of a line following the south limits of the city of Catskill in a Westerly direction from the Hudson River to Highway 23A along 23A to the road following the Little Westkill and continuing along this road to Delaware County. | 58.5 | 30.435 | 120% | 195.657 | 83.25 | 251.7405 | 83.25 | 251.7405 | 83.25 | 251.7405 | 108 | 307.824 | 28.68 | 0.03 | 49.5 | 9
Fire Alarm System Technician Integration Onsite Region 3 Entire County: Westchester | Individual employed by the Contractor or Subcontractor who Starts-Up, Commissions, Programs, and Integrates Fire Alarm Systems. ***This Job Title can only be used for work/Services on Systems/Product Lines/Equipment which are included on the Contractor's Contract***. | Electrician: Teledata - Westchester | 56.75 | 59.39 | 120% | 255.508 | 85.125 | 317.933 | 85.125 | 317.933 | 85.125 | 317.933 | 113.5 | 380.358
Fire Alarm System Technician Maintenance Onsite Region 3 Entire County: Westchester | Individual employed by the Contractor or Subcontractor who Maintains (both Preventative and Remedial Maintenance) Fire Alarm Systems. ***This Job Title can only be used for work/Services on Systems/Product Lines/Equipment which are included on the Contractor's Contract*** | Electrician: Service Technician - Bronx, Kings, New York, Queens, Richmond, Westchester | 37.4 | 21.85 | 120% | 130.35 | 56.1 | 171.49 | 56.1 | 171.49 | 56.1 | 171.49 | 74.8 | 212.63
Fire Alarm System Technician Onsite Region 3 Entire Counties: Putnam Partial Counties: Dutchess:Towns of Fishkill, East Fishkill, and Beacon. | Individual employed by the Contractor or Subcontractor who Starts-Up, Commissions, Programs, Integrates, and Maintains (both Preventative and Remedial Maintenance) Fire Alarm Systems. ***This Job Title can only be used for work/Services on Systems/Product Lines/Equipment which are included on the Contractor's Contract*** | Electrician: Electrician Wireman/Technician - Orange, Putnam, Rockland, Dutchess: Towns of Fishkill, East Fishkill, and Beacon. | 60 | 30.48 | 120% | 199.056 | 83.25 | 251.7405 | 83.25 | 251.7405 | 83.25 | 251.7405 | 108 | 307.824 | 28.68 | 0.03 | 49.5 | 9
Fire Alarm System Technician Onsite Region 3 Partial Counties - Dutchess: All of the county except for the towns of Fishkill,East Fishkill, and Beacon. | Individual employed by the Contractor or Subcontractor who Starts-Up, Commissions, Programs, Integrates, and Maintains (both Preventative and Remedial Maintenance) Fire Alarm Systems. ***This Job Title can only be used for work/Services on Systems/Product Lines/Equipment which are included on the Contractor's Contract*** | Electrician: Electrician Wireman/Technician Electrical/Technician Projects - Sullivan, Ulster, Delaware: Only in the Townships of Andes, Harpersfield, Kortwright,Stamford, Bovina, Roxbury, Middletown and those portions of Colchester and Hancock south of the East Branch of the Delaware River. Dutchess: All of the county except for the towns of Fishkill,East Fishkill, and Beacon. Greene: That portion of the county south of a line following the south limits of the city of Catskill in a Westerly direction from the Hudson River to Highway 23A along 23A to the road following the Little Westkill and continuing along this road to Delaware County. | 60 | 30.48 | 120% | 199.056 | 83.25 | 251.7405 | 83.25 | 251.7405 | 83.25 | 251.7405 | 108 | 307.824 | 28.68 | 0.03 | 49.5 | 9
Public Safety Digital Signage System Technician Onsite Region 3 Entire County: Westchester | Individual employed by the Contractor or Subcontractor who Starts-Up, Commissions, Programs, Integrates, and Maintains (both Preventative and Remedial Maintenance) Public Safety Digital Signage Systems. ***This Job Title can only be used for work/Services on Systems/Product Lines/Equipment which are included on the Contractor's Contract*** . | Electrician: Teledata - Westchester | 56.75 | 59.39 | 120% | 255.508 | 85.125 | 317.933 | 85.125 | 317.933 | 85.125 | 317.933 | 113.5 | 380.358
Public Safety Digital Signage System Technician Onsite Region 3 Entire Counties: Putnam Partial Counties: Dutchess:Towns of Fishkill, East Fishkill, and Beacon. | Individual employed by the Contractor or Subcontractor who Starts-Up, Commissions, Programs, Integrates, and Maintains (both Preventative and Remedial Maintenance) Public Safety Digital Signage Systems. ***This Job Title can only be used for work/Services on Systems/Product Lines/Equipment which are included on the Contractor's Contract*** . | Electrician: Electrician Wireman/Technician - Orange, Putnam, Rockland, Dutchess: Towns of Fishkill, East Fishkill, and Beacon. | 60 | 30.48 | 120% | 199.056 | 83.25 | 251.7405 | 83.25 | 251.7405 | 83.25 | 251.7405 | 108 | 307.824 | 28.68 | 0.03 | 49.5 | 9
Public Safety Digital Signage System Technician Onsite Region 3 Partial Counties - Dutchess: All of the county except for the towns of Fishkill,East Fishkill, and Beacon. | Individual employed by the Contractor or Subcontractor who Starts-Up, Commissions, Programs, Integrates, and Maintains (both Preventative and Remedial Maintenance) Public Safety Digital Signage Systems. ***This Job Title can only be used for work/Services on Systems/Product Lines/Equipment which are included on the Contractor's Contract*** . | Electrician: Electrician Wireman/Technician Electrical/Technician Projects - Sullivan, Ulster, Delaware: Only in the Townships of Andes, Harpersfield, Kortwright,Stamford, Bovina, Roxbury, Middletown and those portions of Colchester and Hancock south of the East Branch of the Delaware River. Dutchess: All of the county except for the towns of Fishkill,East Fishkill, and Beacon. Greene: That portion of the county south of a line following the south limits of the city of Catskill in a Westerly direction from the Hudson River to Highway 23A along 23A to the road following the Little Westkill and continuing along this road to Delaware County. | 60 | 30.48 | 120% | 199.056 | 83.25 | 251.7405 | 83.25 | 251.7405 | 83.25 | 251.7405 | 108 | 307.824 | 28.68 | 0.03 | 49.5 | 9
Time Management System Technician Onsite Region 3 Entire County: Westchester | Individual employed by the Contractor or Subcontractor who Starts-Up, Commissions, Programs, Integrates, and Maintains (both Preventative and Remedial Maintenance) Time Management Systems. ***This Job Title can only be used for work/Services on Systems/Product Lines/Equipment which are included on the Contractor's Contract***. | Electrician: Building, Heavy & Highway, Suspension, Tunnel - Westchester | 56.75 | 59.39 | 120% | 255.508 | 85.125 | 317.933 | 85.125 | 317.933 | 85.125 | 317.933 | 113.5 | 380.358
Time Management System Technician Onsite Region 3 Entire Counties: Putnam Partial Counties: Dutchess:Towns of Fishkill, East Fishkill, and Beacon. | Individual employed by the Contractor or Subcontractor who Starts-Up, Commissions, Programs, Integrates, and Maintains (both Preventative and Remedial Maintenance) Time Management Systems. ***This Job Title can only be used for work/Services on Systems/Product Lines/Equipment which are included on the Contractor's Contract***. | Electrician: Electrician Wireman/Technician - Orange, Putnam, Rockland, Dutchess: Towns of Fishkill, East Fishkill, and Beacon. | 60 | 30.48 | 120% | 199.056 | 83.25 | 251.7405 | 83.25 | 251.7405 | 83.25 | 251.7405 | 108 | 307.824 | 28.68 | 0.03 | 49.5 | 9
Time Management System Technician Onsite Region 3 Partial Counties - Dutchess: All of the county except for the towns of Fishkill,East Fishkill, and Beacon. | Individual employed by the Contractor or Subcontractor who Starts-Up, Commissions, Programs, Integrates, and Maintains (both Preventative and Remedial Maintenance) Time Management Systems. ***This Job Title can only be used for work/Services on Systems/Product Lines/Equipment which are included on the Contractor's Contract***. | Electrician: Electrician Wireman/Technician Electrical/Technician Projects - Sullivan, Ulster, Delaware: Only in the Townships of Andes, Harpersfield, Kortwright,Stamford, Bovina, Roxbury, Middletown and those portions of Colchester and Hancock south of the East Branch of the Delaware River. Dutchess: All of the county except for the towns of Fishkill,East Fishkill, and Beacon. Greene: That portion of the county south of a line following the south limits of the city of Catskill in a Westerly direction from the Hudson River to Highway 23A along 23A to the road following the Little Westkill and continuing along this road to Delaware County. | 60 | 30.48 | 120% | 199.056 | 83.25 | 251.7405 | 83.25 | 251.7405 | 83.25 | 251.7405 | 108 | 307.824 | 28.68 | 0.03 | 49.5 | 9

## Subcontractor Utilization
| Contractor Name | 0%
Subcontractor Percent (%) Markup |  | 25%