## Cover Page
PT68852: NYS NET PRICING PAGES - Effective 6/1/2024
GROUP 77201 AWARD 23150 23150 - Intelligent Facility and Security Systems and Solutions
Contractor Name: | Safeco Alarm Systems, Inc.
Lot Awarded: | Lot 2
Region(s) Awarded: | Region 3 | Region 4 | Region 5 | Region 6

## Equipment Pricing
| Equipment Pricing | Lot 2
| Contractor's Name | Safeco Alarm Systems, Inc.
Line # | Manufacturer/Product Line | Equipment/Model Number | Equipment Description | Unit of Measurement | Product Line Subcategory Indicator (If Applicable) | Warranty Period - # of year(s) after acceptance as required by Appendix B, Clause 54 | List Price / MSRP | Percent (%) Discount | NYS Net Price
1 | Fire-Lite | 005220 | CITY BOX TRANSMITTER MODULE; USED WITH MS-25, E | Quantity |  | 1 | 148.5 | 25% | 111.375
2 | Fire-Lite | 02-FL53 | XTRALIS - REPLACEMENT XAS INLET AIR FILTER (PACKAGE OF TEN 10 MODEL 80-0020-0 FILTERS) | Quantity |  | 1 | 84.25 | 25% | 63.1875
3 | Fire-Lite | 06-0000-L8 | XTRALIS - BLANKING BAFFLE (PACKAGE OF TEN 10 BAFFLES) FOR REPLACEMENT PURPOSES. XAS-1-US UNIT IS SUPPLIED WITH ONE BLANKING BAFFLE IN THE RIGHT SIDE MOUNTING LOCATION. | Quantity |  | 1 | 49.1 | 25% | 36.825
4 | Fire-Lite | 06-AP10 | XTRALIS - BAFFLE FOR USE WITH APOLLO POINT DETECTORS (PACKAGE OF 10 BAFFLES) | Quantity |  | 1 | 59.75 | 25% | 44.8125
5 | Fire-Lite | 06-HK10 | XTRALIS - BAFFLE FOR USE WITH HOCHIKI POINT DETECTOR (PACKAGE OF 10 BAFFLES) | Quantity |  | 1 | 132.5 | 25% | 99.375
6 | Fire-Lite | 06-SE10 | XTRALIS - BAFFLE FOR USE WITH SIEMENS HFP-11 SENSOR (PACKAGE OF 10 BAFFLES) | Quantity |  | 1 | 60.5 | 25% | 45.375
7 | Fire-Lite | 109-7000 | LOCK,W/ KEY TYPE CAT 30 | Quantity |  | 1 | 38.75 | 25% | 29.0625
8 | Fire-Lite | 17003 | SPARE FIRE-LITE KEY SET (2) | Quantity |  | 1 | 15.5 | 25% | 11.625
9 | Fire-Lite | 17044 | LOCK ONLY, CAB-A3F, CAB-B3F, MS-9200, MS-5210UD, MS-5012, MS-5024, MS-5024UD, MP-12, MP-24, BB-55F, MS-4412B, MS-4424B, FCPS-24, 411UDAC, MS-2, MS-4, FC-25/50X, MS-2404, MS-2410B, 9200UD, 9600 | Quantity |  | 1 | 23.75 | 25% | 17.8125
10 | Fire-Lite | 302-135 | 135 °F (57° C) VERTICAL MOUNT | Quantity |  | 1 | 47.25 | 25% | 35.4375
11 | Fire-Lite | 302-194 | 194 °F (90° C) VERTICAL MOUNT | Quantity |  | 1 | 47.25 | 25% | 35.4375
12 | Fire-Lite | 302-AW-135 | 135 °F (57° C) VERTICAL MOUNT, FOR INDOOR OR OUTDOOR USE | Quantity |  | 1 | 52.25 | 25% | 39.1875
13 | Fire-Lite | 302-AW-194 | 194 °F (90° C) VERTICAL MOUNT, FOR INDOOR OR OUTDOOR USE | Quantity |  | 1 | 52.25 | 25% | 39.1875
14 | Fire-Lite | 302-EPM-135 | 135 °F (57° C) EXPLOSION-PROOF | Quantity |  | 1 | 99.5 | 25% | 74.625
15 | Fire-Lite | 302-EPM-194 | 194 °F (90° C) EXPLOSION-PROOF | Quantity |  | 1 | 99.5 | 25% | 74.625
16 | Fire-Lite | 302-ET-135 | 135 °F (57° C) VERTICAL MOUNT, INDOOR OR OUTDOOR USE | Quantity |  | 1 | 52.25 | 25% | 39.1875
17 | Fire-Lite | 302-ET-194 | 194 °F (90° C) VERTICAL MOUNT, INDOOR OR OUTDOOR USE | Quantity |  | 1 | 52.25 | 25% | 39.1875
18 | Fire-Lite | 30-3013 | Optical Smoke Detector Explosion Proof | Quantity |  | 1 | 4239 | 25% | 3179.25
19 | Fire-Lite | 411 | 3-CHANNEL, DUAL LINE SLAVE DACT. REQUIRES PRO-411 HAND HELD PROGRAMMER. | Quantity |  | 1 | 308.5 | 25% | 231.375
20 | Fire-Lite | 411UD | 4-CHANNEL, DUAL LINE SLAVE DACT, FORM-C RELAY AND UP/DOWNLOAD CAPABILITY. PROGRAMMABLE USING HAND HELD PRO-411 PROGRAMMER OR PK-CD SOFTWARE PACKAGE. | Quantity |  | 1 | 409.5 | 25% | 307.125
21 | Fire-Lite | 411UDAC | 4-CHANNEL, DUAL LINE, STAND-ALONE OR SLAVE FIRE ALARM COMMUNICATOR. 1 AMP OF NAC POWER, INTEGRAL BATTERY CHARGER, UPLOAD/DOWNLOAD CAPABILITY. PROGRAMMABLE USING PRO-411 OR PK-CD. | Quantity |  | 1 | 478.5 | 25% | 358.875
22 | Fire-Lite | 4XLMF | REMOTE ANNUNCIATOR DRIVER, 24VDC, SUPPORTS RZA-4XF | Quantity |  | 1 | 107.75 | 25% | 80.8125
23 | Fire-Lite | 4XTMF | REMOTE STATION OUTPUT OR MUNICIPAL BOX CONNECTION FOR THE MS-4, 24VDC | Quantity |  | 1 | 129.5 | 25% | 97.125
24 | Fire-Lite | 4XZMF | RELAY MODULE, 4 RELAYS-BY-ZONE, ALARM AND TROUBLE CONTACTS FOR THE MS-4,24VDC | Quantity |  | 1 | 125.25 | 25% | 93.9375
25 | Fire-Lite | 50124429-001 | KIT,HDWR,9200UDLS/U200UDLS/NFW2 W/DIALX | Quantity |  | 1 | 20.9 | 25% | 15.675
26 | Fire-Lite | 71252 | ACCESS 4.7K ELR ASY | Quantity |  | 1 | 11.5 | 25% | 8.625
27 | Fire-Lite | 75203 | ASSY,CBL,4X BATT,.250 LUG | Quantity |  | 1 | 11.5 | 25% | 8.625
28 | Fire-Lite | 7626-25HC | RF EXTENSION CABLE HEX CRIMP | Quantity |  | 1 | 130 | 25% | 97.5
29 | Fire-Lite | 7626-50HC | 50 FT. ANTENNA CABLE, LOW LOSS | Quantity |  | 1 | 204.25 | 25% | 153.1875
30 | Fire-Lite | 7720P | HANDHELD PROGRAMMER FOR IPGSM SERIES COMMUNICATOR | Quantity |  | 1 | 371 | 25% | 278.25
31 | Fire-Lite | 90285 | HARDWARE KIT USED WITH FCPS-24S POWER SUPPLIES | Quantity |  | 1 | 39.4 | 25% | 29.55
32 | Fire-Lite | 90286 | FCPS-24S MODULE MOUNTING KIT; USED WITH ZNAC-4 | Quantity |  | 1 | 13.9 | 25% | 10.425
33 | Fire-Lite | 90442 | KIT,SHIP,MS-9050UD | Quantity |  | 1 | 37.1 | 25% | 27.825
34 | Fire-Lite | 9050UDRB | ASSY,FNL,REPLCMNT BD,MS-9050UD | Quantity |  | 1 | 859 | 25% | 644.25
35 | Fire-Lite | 9200UDRB | ASSY,FNL,9200UD/UDLS REPL.BRD. | Quantity |  | 1 | 997 | 25% | 747.75
36 | Fire-Lite | ABF-1F | ANNUNICATOR FLUSH BOX,1 MOD | Quantity |  | 1 | 158 | 25% | 118.5
37 | Fire-Lite | ACC-MCB | ACC-25/50, ACC-25/50ZS REPLACEMENT BOARD | Quantity |  | 1 | 1854 | 25% | 1390.5
38 | Fire-Lite | ACM-8RF | ANNUNCIATOR CONTROL RELAY MODULE | Quantity |  | 1 | 450 | 25% | 337.5
39 | Fire-Lite | AD355 | ADAPT, ADDRESSABLE MULTI-SENSING DETECTOR, LOW-PROFILE PHOTOELECTRIC SMOKE DETECTOR AND THERMAL, CAPABLE OF HEAT-ONLY ALARM MODE. CLIP MODE ONLY; INCLUDES B210LP BASE | Quantity |  | 1 | 112.5 | 25% | 84.375
40 | Fire-Lite | ALMSC119 | PC SERIAL PORT PROGRAMMING CABLE (RJ45-DB9F) FOR IPDACT OR MIP | Quantity |  | 1 | 51.25 | 25% | 38.4375
41 | Fire-Lite | ANN-100 | 100-PT REMOTE ANNUNCIATOR | Quantity |  | 1 | 600 | 25% | 450
42 | Fire-Lite | ANN-80 | 80 CHAR LCD SERIAL ANNUNCIATOR, RED | Quantity |  | 1 | 455.75 | 25% | 341.8125
43 | Fire-Lite | ANN-80-W | 80 CHAR LCD SERIAL ANNUNCIATOR, WHITE | Quantity |  | 1 | 446.75 | 25% | 335.0625
44 | Fire-Lite | ANN-I/O | I/O AND LAMP DRIVER | Quantity |  | 1 | 460.25 | 25% | 345.1875
45 | Fire-Lite | ANN-LC | LITE-CONNECT FIBER MODULE. SHIPS WITH A HARDWARE KIT CONTAINING A GROUND CABLE, A 21” LONG RIBBON CABLE, 2 HEX NUTS, AND 1 SELF-TAPPING SCREW. | Quantity |  | 1 | 547.75 | 25% | 410.8125
46 | Fire-Lite | ANN-LED | ANNUNCIATOR MODULE, 10 INPUT ZONES, ALARM(RED), TROUBLE(YELLOW), SUPERVISORY(YELLOW) | Quantity |  | 1 | 434.25 | 25% | 325.6875
47 | Fire-Lite | ANN-LED-W | ANNUNCIATOR MODULE, 10 INPUT ZONES, ALARM(RED), TROUBLE(YELLOW), SUPERVISORY(YELLOW), WHITE BOX | Quantity |  | 1 | 460.25 | 25% | 345.1875
48 | Fire-Lite | ANN-MBRLY | OPTIONAL MOUNTING BRACKET (ANN-RLY) | Quantity |  | 1 | 40.5 | 25% | 30.375
49 | Fire-Lite | ANN-RLED | ANNUNCIATOR MODULE, 30 INPUT ZONES, RED LEDS ONLY | Quantity |  | 1 | 434.25 | 25% | 325.6875
50 | Fire-Lite | ANN-RLY | 10 RELAY BOARD, MOUNTS IN COMMON ENCLOSURE MS-5UD-3, MS-10UD-7, MRP-2001, MRP-2002, MS-9050, MS-9200UDLS, MS-9600LS & MS-9600UDLS | Quantity |  | 1 | 318.25 | 25% | 238.6875
51 | Fire-Lite | ANN-S/PG | SERIAL/PARALLEL PRINTER GATEWAY MODULE | Quantity |  | 1 | 422 | 25% | 316.5
52 | Fire-Lite | ANN-SB80KIT-R | BACKBOX KIT, SURFACE MOUNT USED WITH ANN-80, RED | Quantity |  | 1 | 40.8 | 25% | 30.6
53 | Fire-Lite | ANN-SB80KIT-W | ASSY,FNL,ANN-SB80KIT-W,WHITE | Quantity |  | 1 | 42.35 | 25% | 31.7625
54 | Fire-Lite | AP-P | PLASTIC ADAPTER PLATE FOR 302 AND 302AW | Quantity |  | 1 | 10.5 | 25% | 7.875
55 | Fire-Lite | B200S | ADDR SNDR BASE **SP PANEL SW REQ'D** | Quantity |  | 1 | 86.75 | 25% | 65.0625
56 | Fire-Lite | B200S-IV | ADDRESSABLE SOUNDER BASE IVORY | Quantity |  | 1 | 86.75 | 25% | 65.0625
57 | Fire-Lite | B200S-LF | ADDR SNDR BASE LO FREQ *SP PANEL SW REQ* | Quantity |  | 1 | 140 | 25% | 105
58 | Fire-Lite | B200S-LF-IV | LOW FREQ ADDR SNDR BASE; IVORY | Quantity |  | 1 | 140 | 25% | 105
59 | Fire-Lite | B200S-LF-WH | LOW FREQ ADDR SNDR BASE; WHITE | Quantity |  | 1 | 134 | 25% | 100.5
60 | Fire-Lite | B200SR | SOUNDER BASE ASSEMBLY, REVERSE COMPATIBLE | Quantity |  | 1 | 83 | 25% | 62.25
61 | Fire-Lite | B200SR-IV | SOUNDER BASE; IVORY | Quantity |  | 1 | 83 | 25% | 62.25
62 | Fire-Lite | B200SR-LF | LOW FREQUENCY SOUNDER BASE ASSEMBLY, BACKWARDS COMPATIBLE | Quantity |  | 1 | 137.5 | 25% | 103.125
63 | Fire-Lite | B200SR-LF-IV | LOW FREQ SOUNDER BASE; IVORY | Quantity |  | 1 | 137.5 | 25% | 103.125
64 | Fire-Lite | B200SR-LF-WH | LOW FREQ SOUNDER BASE; WHITE | Quantity |  | 1 | 132 | 25% | 99
65 | Fire-Lite | B200SR-WH | SOUNDER BASE; WHITE | Quantity |  | 1 | 77.5 | 25% | 58.125
66 | Fire-Lite | B200S-WH | ADDRESSABLE SOUNDER BASE WHITE | Quantity |  | 1 | 81 | 25% | 60.75
67 | Fire-Lite | B210LP | FLANGED MOUNTING BASE FOR INTELLIGENT DETECTORS (355 SERIES) | Quantity |  | 1 | 22.75 | 25% | 17.0625
68 | Fire-Lite | B224BI | PLUG-IN ISOLATOR DETECTOR BASE. | Quantity |  | 1 | 63.5 | 25% | 47.625
69 | Fire-Lite | B224BI-IV | ISOLATOR BASE; IVORY | Quantity |  | 1 | 63.5 | 25% | 47.625
70 | Fire-Lite | B224BI-WH | ISOLATOR BASE; WHITE | Quantity |  | 1 | 57.75 | 25% | 43.3125
71 | Fire-Lite | B224RB | PLUG-IN RELAY DETECTOR BASE. | Quantity |  | 1 | 64.5 | 25% | 48.375
72 | Fire-Lite | B224RB-IV | RELAY BASE; IVORY | Quantity |  | 1 | 64.5 | 25% | 48.375
73 | Fire-Lite | B224RB-WH | RELAY BASE; WHITE | Quantity |  | 1 | 59 | 25% | 44.25
74 | Fire-Lite | B300-6 | 6" BASE; WHITE | Quantity |  | 1 | 18 | 25% | 13.5
75 | Fire-Lite | B300-6-BP | 6" BASE; WHITE; BULK PACK | Quantity |  | 1 | 157 | 25% | 117.75
76 | Fire-Lite | B300-6-IV | 6" BASE; IVORY | Quantity |  | 1 | 24 | 25% | 18
77 | Fire-Lite | B501 | INTELLIGENT DETECTOR BASE, WITHOUT FLANGE. | Quantity |  | 1 | 30 | 25% | 22.5
78 | Fire-Lite | B501-BL | 4" BASE BLACK | Quantity |  | 1 | 30 | 25% | 22.5
79 | Fire-Lite | B501-IV | 4" BASE IVORY | Quantity |  | 1 | 30 | 25% | 22.5
80 | Fire-Lite | B501-WHITE | 4" BASE; WHITE | Quantity |  | 1 | 23.75 | 25% | 17.8125
81 | Fire-Lite | BAT-121000 | BATTERY, 12 VOLT, 100 AH. | Quantity |  | 1 | 750 | 25% | 562.5
82 | Fire-Lite | BAT-12120-BP | FOUR (4) BAT-12120 BAT-12120 (12V, 12AH) SHIPPED IN EACH BULK PACK | Quantity |  | 1 | 512 | 25% | 384
83 | Fire-Lite | BAT-12180-BP | TWO (2) BAT-12180 (12V, 18AH) SHIPPED IN EACH BULK PACK | Quantity |  | 1 | 277.5 | 25% | 208.125
84 | Fire-Lite | BAT-12260-BP | TWO (2) BAT-12660 (12V, 26AH) SHIPPED IN EACH BULK PACK | Quantity |  | 1 | 415 | 25% | 311.25
85 | Fire-Lite | BAT-12550 | BATTERY, 12 VOLT, 55 AH PS-12550 (POWER SONIC), XSA12550 (JOLT) | Quantity |  | 1 | 407.5 | 25% | 305.625
86 | Fire-Lite | BAT-1270-BP | FIVE (5) BAT-1270 (12V, 7AH) SHIPPED IN EACH BULK PACK | Quantity |  | 1 | 377 | 25% | 282.75
87 | Fire-Lite | BB-100 | OPTIONAL COMBINATION POWER SUPPLY AND BATTERY ENCLOSURE FOR WHEN LARGER BATTERIES ARE REQUIRED. WILL HOLD FOUR 55 AH BATTERIES OR TWO 100 AH BATTERIES. | Quantity |  | 1 | 483 | 25% | 362.25
88 | Fire-Lite | BB-17F | BATTERY BOX, MOUNTS UP TO 2, BAT-12120 OR BAT-12180’S | Quantity |  | 1 | 103 | 25% | 77.25
89 | Fire-Lite | BB-26 | BATTERY BACKBOX – MOUNTS UP TO 2, BAT-12260 BATTERIES | Quantity |  | 1 | 196 | 25% | 147
90 | Fire-Lite | BB-2F | CABINET, HOLDS 1 OR 2 MULTI-ADDRESSABLE MODULES | Quantity |  | 1 | 120.5 | 25% | 90.375
91 | Fire-Lite | BB-55F | BATTERY BOX -- MOUNTS UP TO 2, BAT-12260 OR BAT-12550’S | Quantity |  | 1 | 345.25 | 25% | 258.9375
92 | Fire-Lite | BB-6F | CABINET HOLDS UP TO 6 MULTI-ADDRESSABLE MODULES ON CH-6 (SOLD SEPARATELY). | Quantity |  | 1 | 312.25 | 25% | 234.1875
93 | Fire-Lite | BCK-200B | BLACK DETECTOR KIT, FITS SD355 & CP355. PACKAGE OF 10 | Quantity |  | 1 | 129.5 | 25% | 97.125
94 | Fire-Lite | BEAM355 | ADDRESSABLE BEAM DETECTOR | Quantity |  | 1 | 1512.25 | 25% | 1134.1875
95 | Fire-Lite | BEAM355S | ADDRESSABLE BEAM DETECTOR | Quantity |  | 1 | 1735.75 | 25% | 1301.8125
96 | Fire-Lite | BEAMHK | HEATING KIT FOR USE WITH THE TRANSMITTER/RECEIVER UNIT ON REFLECTIVE PROJECTED BEAM SMOKE DETECTORS | Quantity |  | 1 | 42.75 | 25% | 32.0625
97 | Fire-Lite | BEAMHKR | HEATING KIT FOR USE WITH THE REFLECTOR ON REFLECTIVE PROJECTED BEAM SMOKE DETECTORS (4 REQUIRED WHEN USING LONG RANGE KIT, BEAMLRK) | Quantity |  | 1 | 214.5 | 25% | 160.875
98 | Fire-Lite | BEAMLRK | PROJECTED BEAM SMOKE DETECTOR LONG RANGE KIT, INCREASES DISTANCE | Quantity |  | 1 | 167 | 25% | 125.25
99 | Fire-Lite | BEAMMMK | PROJECTED BEAM SMOKE DETECTOR MULTI-MOUNT KIT, WALL OR CEILING | Quantity |  | 1 | 93.75 | 25% | 70.3125
100 | Fire-Lite | BEAMSMK | PROJECTED BEAM SMOKE DETECTOR SURFACE MOUNT KIT | Quantity |  | 1 | 56.25 | 25% | 42.1875
101 | Fire-Lite | BG-12 | DUAL ACTION STATION, RED, TERMINAL BLOCK, HEX KEY | Quantity |  | 1 | 43.1 | 25% | 32.325
102 | Fire-Lite | BG-12L | DUAL ACTION STATION, RED, TERMINAL BLOCK, KEY LOCK | Quantity |  | 1 | 47.05 | 25% | 35.2875
103 | Fire-Lite | BG-12LA | DUAL ACTION, , RED, TERMINALS, KEY LOCK, AUXILIARY CONTACTS | Quantity |  | 1 | 73.25 | 25% | 54.9375
104 | Fire-Lite | BG-12LAO | DUAL ACTION, , RED, TERMINAL BLOCK, KEY LOCK, AUXILIARY CONTACTS, LISTED FOR OUTDOORS USING A WBB, OR SB-I/O OUTDOOR BACKBOX. | Quantity |  | 1 | 140.75 | 25% | 105.5625
105 | Fire-Lite | BG-12LAOB | SAME AS BG-12LAO, INCLUDES A SB-I/O OUTDOOR BACKBOX | Quantity |  | 1 | 160 | 25% | 120
106 | Fire-Lite | BG-12LO | DUAL ACTION, RED, TERMINAL BLOCK, KEY LOCK, W/GASKET, LISTED FOR OUTDOOR USE | Quantity |  | 1 | 126.75 | 25% | 95.0625
107 | Fire-Lite | BG-12LOB | DUAL ACTION STATION, RED, TERMINAL BLOCK, KEY LOCK, WITH GASKET AND SB-I/O OUTDOOR BACKBOX, LISTED FOR OUTDOOR USE | Quantity |  | 1 | 153.5 | 25% | 115.125
108 | Fire-Lite | BG-12LR | DUAL ACTION, , RED, TERMINAL BLOCK, KEY LOCK, FOR AGENT RELEASE APPLICATIONS | Quantity |  | 1 | 63.5 | 25% | 47.625
109 | Fire-Lite | BG-12LRA | DUAL ACTION , RED, TERMINAL BLOCK, KEY LOCK, W/ABORT SWITCH AND LED ANNUNCIATION, FOR AGENT RELEASE APPLICATIONS, USE WITH SBA-10 SURFACE MOUNT BACKBOX | Quantity |  | 1 | 201 | 25% | 150.75
110 | Fire-Lite | BG-12LSP | SAME AS BG-12L, SPANISH/ENGLISH INSTRUCTIONS ON COVER | Quantity |  | 1 | 47.05 | 25% | 35.2875
111 | Fire-Lite | BG-12LX | ADDRESSABLE MANUAL PULL STATION, WITH BG-12L FEATURES AND ADDRESSABLE INTERFACE MOUNTED INSIDE THE PULL STATION. | Quantity |  | 1 | 134.5 | 25% | 100.875
112 | Fire-Lite | BG-12LXSP | ADDRESSABLE MANUAL PULL STATION, WITH BG-12L FEATURES AND ADDRESSABLE INTERFACE MOUNTED INSIDE THE PULL STATION. SPANISH | Quantity |  | 1 | 134.5 | 25% | 100.875
113 | Fire-Lite | BG-12S | SINGLE ACTION STATION, RED, PIG TAIL LEADS, HEX KEY | Quantity |  | 1 | 37.25 | 25% | 27.9375
114 | Fire-Lite | BG-12SL | SINGLE ACTION, STATION, RED, PIG TAIL LEADS, KEY LOCK | Quantity |  | 1 | 39.2 | 25% | 29.4
115 | Fire-Lite | BG12TR | TRIM RING FOR ALL BG12 SERIES PULL STATIONS | Quantity |  | 1 | 20 | 25% | 15
116 | Fire-Lite | BG-2R | SURFACE MOUNTING BACKBOX, RED, TAPPED FOR 1/2" CONDUIT | Quantity |  | 1 | 40 | 25% | 30
117 | Fire-Lite | BG-8 | MANUAL PULL STATION, SINGLE-ACTION, ALUMINUM, SPST | Quantity |  | 1 | 42.95 | 25% | 32.2125
118 | Fire-Lite | BRKT-9600 | BRACKET F/INSTL UDACT-F/ACM-8RF | Quantity |  | 1 | 49.9 | 25% | 37.425
119 | Fire-Lite | C58-237-00 | REPLACEMENT DUST COVER FOR SD355 | Quantity |  | 1 | 5 | 25% | 3.75
120 | Fire-Lite | CAC-4 | CLASS A CONVERTER FOR INITIATING DEVICE CIRCUITS (IDC) AND NOTIFICATION APPLIANCE CIRCUITS (NAC) | Quantity |  | 1 | 320 | 25% | 240
121 | Fire-Lite | CAC-5X | CLASS A CONVERTER MODULE | Quantity |  | 1 | 317.5 | 25% | 238.125
122 | Fire-Lite | CB500 | CONTROL MODULE BARRIER. REQUIRED TO SEPARATE HIGH VOLTAGE FROM LOW VOLTAGE WHEN MODULE IS INSTALLED IN A 4" BOX | Quantity |  | 1 | 16.5 | 25% | 12.375
123 | Fire-Lite | CDRM-300 | ADDRESSABLE DUAL RELAY/MONITOR MODULE - TWO INDIVIDUAL RELAY CONTROL AND TWO CLASS B MONITOR CIRCUITS | Quantity |  | 1 | 335.75 | 25% | 251.8125
124 | Fire-Lite | CELL-CAB-FL | FIRE CELLULAR COMM (METAL) | Quantity |  | 1 | 437 | 25% | 327.75
125 | Fire-Lite | CELL-MOD | FIRE CELLULAR COMM (PLASTIC) | Quantity |  | 1 | 351 | 25% | 263.25
126 | Fire-Lite | CH-6 | CHASSIS, HOLDS UP TO SIX MULTI-MODULES IN THE BB-6F. | Quantity |  | 1 | 68.5 | 25% | 51.375
127 | Fire-Lite | CHG-120F | BATTERY CHARGER, 25 - 120 AH SEALED LEAD ACID, MOUNTS ON CHS CHASSIS OR IN BB-55F BOX | Quantity |  | 1 | 1166.75 | 25% | 875.0625
128 | Fire-Lite | CHG-75 | BATTERY CHARGER, 25 – 75 AMP HOUR SEALED LEAD ACID, MOUNTS IN A BB-26, BB-55F, MS-9050UD, MS-9200UDLS OR MS-9600 SERIES ENCLOSURE, DIAGNOSTIC LED’S FOR MONITORING. | Quantity |  | 1 | 707 | 25% | 530.25
129 | Fire-Lite | CHS-4L | CHASSIS, LOW-PROFILE, FOR MOUNTING LDM | Quantity |  | 1 | 104 | 25% | 78
130 | Fire-Lite | CHS-6 | ASSY,FNL,CHS-6 | Quantity |  | 1 | 56.25 | 25% | 42.1875
131 | Fire-Lite | CK300 | COLOR KIT; WHITE | Quantity |  | 1 | 139 | 25% | 104.25
132 | Fire-Lite | CK300-BL | COLOR KIT; BLACK | Quantity |  | 1 | 201 | 25% | 150.75
133 | Fire-Lite | CK300-IV | COLOR KIT; IVORY | Quantity |  | 1 | 201 | 25% | 150.75
134 | Fire-Lite | CMF-300 | ADDRESSABLE CONTROL MODULE -- ONE SUPERVISED, STYLE Y/Z (CLASS A/B) NOTIFICATION APPLIANCE (BELL) CIRCUIT. | Quantity |  | 1 | 118.25 | 25% | 88.6875
135 | Fire-Lite | CMF-300-6 | 6-INPUT (CLASS B) OR 3-INPUT (CLASS A) NAC/CONTROL MODULE | Quantity |  | 1 | 639.25 | 25% | 479.4375
136 | Fire-Lite | CRF-300 | ADDRESSABLE RELAY MODULE -BUILT-IN TWO FORM-C RELAYS | Quantity |  | 1 | 118.25 | 25% | 88.6875
137 | Fire-Lite | CRF-300-6 | 6-FORM-C RELAYS MODULE | Quantity |  | 1 | 596 | 25% | 447
138 | Fire-Lite | D355PL | FIRE-LITE INTELLIGENT NON-RELAY DUCT DETECTOR INCLUDES SD355R DETECTOR | Quantity |  | 1 | 281.75 | 25% | 211.3125
139 | Fire-Lite | DACT-UD2 | OPTIONAL COMMUNICATOR FOR REMOTE MONITORING (STANDARD WITH MS-9600UDLS). | Quantity |  | 1 | 434.75 | 25% | 326.0625
140 | Fire-Lite | DCOIL | INNOVAIRFLEX DUCT ACCESSORY COIL, REQUIRED ON D2 AND DNR IF A REMOTE TEST STATION IS USED. | Quantity |  | 1 | 42.75 | 25% | 32.0625
141 | Fire-Lite | DH400OE-1 | WEATHERPROOF ENCLOSURE | Quantity |  | 1 | 391 | 25% | 293.25
142 | Fire-Lite | DNR | INNOVAIRFLEX INTELLIGENT DUCT DETECTOR, NON-RELAY, DOES NOT INCLUDE HEAD. | Quantity |  | 1 | 141.5 | 25% | 106.125
143 | Fire-Lite | DNRW | INNOVAIRFLEX DUCT DETECTOR, NON-RELAY, DOES NOT INCLUDE HEAD, WATERTIGHT. | Quantity |  | 1 | 246.5 | 25% | 184.875
144 | Fire-Lite | DP-2 | 411UDAC INTERNAL DRESS PANEL. REQUIRED FOR CANADIAN APPLICATIONS. | Quantity |  | 1 | 107.25 | 25% | 80.4375
145 | Fire-Lite | DP-4-R | DRESS PANEL -- FOR MS-5210UD | Quantity |  | 1 | 131.25 | 25% | 98.4375
146 | Fire-Lite | DP-51050 | DRESS PANEL FOR MRP-2001(E ) AND MRP-2002(E) | Quantity |  | 1 | 132 | 25% | 99
147 | Fire-Lite | DP-9692 | DRESS PANEL FOR THE MS-9200UDLS | Quantity |  | 1 | 152.5 | 25% | 114.375
148 | Fire-Lite | DP-ES-R | DRESS PANEL FOR THE ES-50X AND ES-200X | Quantity |  | 1 | 140 | 25% | 105
149 | Fire-Lite | DP-MS2/4 | DRESS PANEL FOR THE MS-2/MS-4 | Quantity |  | 1 | 115.25 | 25% | 86.4375
150 | Fire-Lite | DST1 | INNOVAIRFLEX SAMPLING TUBE, STEEL, 1' WITH HOLES | Quantity |  | 1 | 12.25 | 25% | 9.1875
151 | Fire-Lite | DST1.5 | INNOVAIRFLEX SAMPLING TUBE, STEEL, 1.5' WITH HOLES | Quantity |  | 1 | 15.5 | 25% | 11.625
152 | Fire-Lite | DST10 | INNOVAIRFLEX SAMPLING TUBE, STEEL, 10' WITH HOLES | Quantity |  | 1 | 47.5 | 25% | 35.625
153 | Fire-Lite | DST3 | INNOVAIRFLEX SAMPLING TUBE, STEEL, 3' WITH HOLES | Quantity |  | 1 | 21 | 25% | 15.75
154 | Fire-Lite | DST5 | INNOVAIRFLEX SAMPLING TUBE, STEEL, 5' WITH HOLES | Quantity |  | 1 | 23.25 | 25% | 17.4375
155 | Fire-Lite | E700-CAPKIT | XTRALIS - PLASTIC CONNECTOR KIT FOR MINIATURE SAMPLING POINT AND CAPILLARY TUBE ARRANGEMENT. INCLUDES (1) MALE CONNECTOR, (1/2” THREAD X 1/2” OD COMPRESSION) AND (1) FEMALE CONNECTOR, (1/2” OD COMPRESSION). | Quantity |  | 1 | 17.5 | 25% | 13.125
156 | Fire-Lite | E700-SP | XTRALIS - MINIATURE SAMPLING POINT | Quantity |  | 1 | 15.3 | 25% | 11.475
157 | Fire-Lite | E700-SP-DCL | XTRALIS - SAMPLING POINT DECAL, WRAP AROUND STYLE. PLACE CENTER AREA OVER SAMPLING POINT AND WRAP DECAL AROUND DIAMETER OF PIPE. ENTER QUANTITY IN NUMBER OF PIECES REQUIRED FOR PROJECT. SOLD IN ROLL QUANTITY OF 200. PRICE SHOWN PER ROLL. (OLD P/N E700 - SP - DCL - A) | Quantity |  | 1 | 80.8 | 25% | 60.6
158 | Fire-Lite | E700-SP-DCLPIPE | XTRALIS - SAMPLING PIPE LABELS. ENTER QUANTITY IN NUMBER OF PIECES REQUIRED FOR PROJECT. SOLD IN ROLL QUANTITY OF 35. PRICE SHOWN PER ROLL. | Quantity |  | 1 | 15.3 | 25% | 11.475
159 | Fire-Lite | E700-SP-DCL-PNT | XTRALIS - ROUND STYLE POINT LABELS, WHITE. ENTER QUANTITY IN NUMBER OF PIECES REQUIRED FOR PROJECT. SOLD IN 50 QUANTITY ROLL. PRICE SHOWN PER ROLL. | Quantity |  | 1 | 15.3 | 25% | 11.475
160 | Fire-Lite | E700-SPLG | XTRALIS - MINIATURE SAMPLING POINT LABEL, ROUND STYLE, GREY. ENTER QUANTITY IN NUMBER OF PIECES REQUIRED FOR PROJECT. SOLD BY SHEET WITH 12 LABELS PER SHEET. PRICE SHOWN PER SHEET. | Quantity |  | 1 | 21.8 | 25% | 16.35
161 | Fire-Lite | E700-SPLR | XTRALIS - MINIATURE SAMPLING POINT LABEL, ROUND STYLE, RED. ENTER QUANTITY IN NUMBER OF PIECES REQUIRED FOR PROJECT. SOLD BY SHEET WITH 12 LABELS PER SHEET. PRICE SHOWN PER SHEET. | Quantity |  | 1 | 21.8 | 25% | 16.35
162 | Fire-Lite | E700-TUBE | XTRALIS - POLYETHYLENE TUBING, BLACK, 1/2” OD X 3/8” ID, FPE RATED. ENTER QUANTITY IN LINEAR FEET REQUIRED FOR PROJECT. SOLD IN 50 FOOT ROLL. PRICE SHOWN PER ROLL. | Quantity |  | 1 | 143.5 | 25% | 107.625
163 | Fire-Lite | ECC-125DA | DISTRIBUTED AUDIO AMPLIFIER. EXTERNALLY MOUNTED AMPLIFIER PROVIDES AN ADDITIONAL 125 WATTS OF ADDRESSABLE AUDIO POWER WHEN CONNECTED TO THE ECC-50/100. 120VAC, 60HZ, 2200MA (MAX) | Quantity |  | 1 | 2793.75 | 25% | 2095.3125
164 | Fire-Lite | ECC-50/100 | MULTI-PURPOSE EMERGENCY COMMUNICATION/MASS NOTIFICATION SYSTEM. MAY BE USED WITH ANY UL-LISTED FIRE ALARM CONTROL PANEL OR ECC-50/100 SEAMLESSLY INTEGRATES WITH FIRE-LITE ADDRESSABLE PANELS. | Quantity |  | 1 | 3307 | 25% | 2480.25
165 | Fire-Lite | ECC-50/100E | MULTI-PURPOSE EMERGENCY COMMUNICATION/MASS NOTIFICATION SYSTEM. MAY BE USED WITH ANY UL-LISTED FIRE ALARM CONTROL PANEL OR ECC-50/100 SEAMLESSLY INTEGRATES WITH FIRE-LITE ADDRESSABLE PANELS. | Quantity |  | 1 | 3307 | 25% | 2480.25
166 | Fire-Lite | ECC-50BDA | DISTRIBUTED (REMOTE) AUDIO AMPLIFIER WITH BACKUP, 50 WATTS/100 WATTS AT 25VRMS OR 70VRMS. | Quantity |  | 1 | 3342.25 | 25% | 2506.6875
167 | Fire-Lite | ECC-50DA | DISTRIBUTED AUDIO AMPLIFIER. EXTERNALLY MOUNTED AMPLIFIER PROVIDES AN ADDITIONAL 50 WATTS OF ADDRESSABLE AUDIO POWER WHEN CONNECTED TO THE ECC-50/100. 120VAC, 60HZ, 1200MA (MAX) | Quantity |  | 1 | 1430.25 | 25% | 1072.6875
168 | Fire-Lite | ECC-50DAE | DISTRIBUTED AUDIO AMPLIFIER. EXTERNALLY MOUNTED AMPLIFIER PROVIDES AN ADDITIONAL 50 WATTS OF ADDRESSABLE AUDIO POWER WHEN CONNECTED TO THE ECC-50/100. 240VAC, 50HZ, 600MA (MAX) | Quantity |  | 1 | 1395.25 | 25% | 1046.4375
169 | Fire-Lite | ECC-50W-25V | 25V, 50 WATT AUDIO AMPLIFIER MODULE. INCREASES THE TOTAL ECC-50/100 POWER OUTPUT TO 100 WATTS OR CAN ALSO BE USED AS A BACK UP AMPLIFIER. | Quantity |  | 1 | 587 | 25% | 440.25
170 | Fire-Lite | ECC-50W-70V | 70V, 50 WATT AUDIO AMPLIFIER MODULE. INCREASES THE TOTAL ECC-50/100 POWER OUTPUT TO 100 WATTS OR CAN ALSO BE USED AS A BACK UP AMPLIFIER. | Quantity |  | 1 | 587 | 25% | 440.25
171 | Fire-Lite | ECC-50WBU | EXPANDER CARD FOR ECC-50BDA REMOTE AMPLIFIER FOR 100 WATT PRIMARY / 50 WATT BACKUP OPERATION. | Quantity |  | 1 | 912.75 | 25% | 684.5625
172 | Fire-Lite | ECC-CE4 | DISTRIBUTED AUDIO SPEAKER CIRCUIT/ZONE EXPANDER MODULE. | Quantity |  | 1 | 345.25 | 25% | 258.9375
173 | Fire-Lite | ECC-CE6 | CIRCUIT EXPANDER MODULE - PROVIDES CONNECTIONS FOR UP TO SIX STYLE Z (CLAS A) OR STYLE Y (CLASS B) SPEAKER CIRCUITS. | Quantity |  | 1 | 560.75 | 25% | 420.5625
174 | Fire-Lite | ECC-FFT | FIRE FIGHTER TELEPHONE. SYSTEM PROVIDES SECUR AND RELIABLE COMMUNICATIONS FOR FIREFIGHTERS. | Quantity |  | 1 | 2005.5 | 25% | 1504.125
175 | Fire-Lite | ECC-LOC | LOCAL OPERATOR CONSOLE. PROVIES A COMPLETE CONTROL INTERFACE LIKE THE ECC-50/100. INCLUDES BUILT IN MICROPHONE FOR ALL CALL PAGING ALONG WITH MESSAGE AND ZONE CONTROL. | Quantity |  | 1 | 1939 | 25% | 1454.25
176 | Fire-Lite | ECC-MICROPHONE | REPLACEMENT MICROPHONE ONLY. | Quantity |  | 1 | 235.5 | 25% | 176.625
177 | Fire-Lite | ECC-RM | REMOTE MICROPHONE BUILT IN A SMALL ENCLOSURE FOR ALL CALL PAGING. | Quantity |  | 1 | 879.75 | 25% | 659.8125
178 | Fire-Lite | ECC-RPU | REMOTE PAGE UNIT. INCLUDES BUILT-IN MICROPHONE FOR ALL CALL PAGING ALONG WITH MESSAGE CONTROL. | Quantity |  | 1 | 1604.75 | 25% | 1203.5625
179 | Fire-Lite | ECC-RTZM | REMOTE TELEPHONE ZONE MODULE | Quantity |  | 1 | 706.5 | 25% | 529.875
180 | Fire-Lite | ECC-XRM-70V | 70V TRANSFORMER CONVERSION MODULE. CONVERTS THE ECC-50/100(E) PRIMARY AMPLIFIER TO A 70V OUTPUT. | Quantity |  | 1 | 284 | 25% | 213
181 | Fire-Lite | ELR-47K | RESISTOR 47K OHMS | Quantity |  | 1 | 6.6 | 25% | 4.95
182 | Fire-Lite | EQBB-D4 | D SIZE,EQUIPMENT CABINET, FOUR TIERS | Quantity |  | 1 | 552 | 25% | 414
183 | Fire-Lite | EQDR-D4-H | D SIZE,EQUIPMENT DOOR,VENTED | Quantity |  | 1 | 642.25 | 25% | 481.6875
184 | Fire-Lite | ES-200X | 198-PT ADDRESSABLE FACP | Quantity |  | 1 | 1505 | 25% | 1128.75
185 | Fire-Lite | ES-50X | 50-PT ADDRESSABLE FACP | Quantity |  | 1 | 1075 | 25% | 806.25
186 | Fire-Lite | ETX | INNOVAIRFLEX EXHAUST TUBE, STEEL, 1' | Quantity |  | 1 | 17 | 25% | 12.75
187 | Fire-Lite | F110 | RETROFIT FLANGE FOR BX-501 BASE; CONVERTS CLASSIC HIGH PROFILE TO LOW PROFILE BASE. | Quantity |  | 1 | 9 | 25% | 6.75
188 | Fire-Lite | F210 | FLANGE RING SMALL, FOR 6" BASE | Quantity |  | 1 | 8.5 | 25% | 6.375
189 | Fire-Lite | FCPS-24FS6 | REMOTE POWER SUPPLY/SIGNAL CIRCUIT EXPANDER, 6 AMPS, 2 CLASS A & 2 CLASS B OR 4 CLASS B NACS, INTEGRAL BATTERY CHARGER CAPABLE OF 18 AH, SUPPORTS SYSTEM SENSOR, WHEELOCK, & GENTEX (UP TO COMMANDER 2 ONLY) SYNC PROTOCOL | Quantity |  | 1 | 605.5 | 25% | 454.125
190 | Fire-Lite | FCPS-24FS6E | REMOTE POWER SUPPLY/SIGNAL CIRCUIT EXPANDER, 6 AMPS, 2 CLASS A & 2 CLASS B OR 4 CLASS B NACS, INTEGRAL BATTERY CHARGER CAPABLE OF 18 AH, SUPPORTS SYSTEM SENSOR, WHEELOCK, & GENTEX (UP TO COMMANDER 2 ONLY) SYNC PROTOCOL; 220VAC | Quantity |  | 1 | 605.5 | 25% | 454.125
191 | Fire-Lite | FCPS-24FS8 | REMOTE POWER SUPPLY/SIGNAL CIRCUIT EXPANDER, 8 AMPS, 2 CLASS A/ 2 CLASS B OR 4 CLASS B NACS, INTEGRAL BATTERY CHARGER UP TO 18 AH, SUPPORTS SYSTEM SENSOR, WHEELOCK, & GENTEX (UP TO COMMANDER 2 ONLY) SYNC PROTOCOL | Quantity |  | 1 | 700.5 | 25% | 525.375
192 | Fire-Lite | FCPS-24FS8E | REMOTE POWER SUPPLY/SIGNAL CIRCUIT EXPANDER, 8 AMPS, 2 CLASS A/ 2 CLASS B OR 4 CLASS B NACS, INTEGRAL BATTERY CHARGER UP TO 18 AH, SUPPORTS SYSTEM SENSOR, WHEELOCK, & GENTEX (UP TO COMMANDER 2 ONLY) SYNC PROTOCOL; 220VAC | Quantity |  | 1 | 700.5 | 25% | 525.375
193 | Fire-Lite | FCPS-24S6RB | FCPS-24FS6, MASTER CONTROL REPLACEMENT BOARD | Quantity |  | 1 | 566 | 25% | 424.5
194 | Fire-Lite | FCPS-24S8RB | FCPS-24FS8, MASTER CONTROL REPLACEMENT BOARD | Quantity |  | 1 | 629 | 25% | 471.75
195 | Fire-Lite | FC-TR | TRIM RING -- FOR SEMI-FLUSH MOUNTING MS-9600 | Quantity |  | 1 | 72.5 | 25% | 54.375
196 | Fire-Lite | FHSC-RF | FIRE FIGHTER HANDSET CABINET (RECESS MOUNT) USED TO STORE FIVE FIRE FIGHTER HANDSETS (FHS-F) | Quantity |  | 1 | 406.5 | 25% | 304.875
197 | Fire-Lite | FHSC-SF | OPTIONAL FIRE FIGHTER HANDSET CABINET (SURFACE MOUNT) USED TO STORE FIVE FIRE FIGHTER HANDSETS (FHS-F) | Quantity |  | 1 | 406.5 | 25% | 304.875
198 | Fire-Lite | FHS-F | FIRE FIGHTER HANDSET USED TO COMMUNICATE OVER THE TELEPHONE CIRCUIT CONNECTED TO THE ECC-FFT. | Quantity |  | 1 | 160.5 | 25% | 120.375
199 | Fire-Lite | FM900 | DOOR HOLDER EXTENSION KIT | Quantity |  | 1 | 14.6 | 25% | 10.95
200 | Fire-Lite | FM900-100 | DOOR HOLDER SPACER, 1-INCH | Quantity |  | 1 | 12.5 | 25% | 9.375
201 | Fire-Lite | FM900-50 | DOOR HOLDER SPACER, ½ - INCH | Quantity |  | 1 | 14.6 | 25% | 10.95
202 | Fire-Lite | FM900-75 | DOOR HOLDER SPACER, ¾ - INCH | Quantity |  | 1 | 11.5 | 25% | 8.625
203 | Fire-Lite | FM900-Z | DOOR HOLDER SPACER KIT, 90-DEGREE | Quantity |  | 1 | 14.6 | 25% | 10.95
204 | Fire-Lite | FM980 | ELECTROMAGNETIC DOOR HOLDER, QUAD VOLTAGE, FLOOR MOUNT | Quantity |  | 1 | 121.5 | 25% | 91.125
205 | Fire-Lite | FM996-L8 | DR HOLDER,QUAD V,SURF,WALL | Quantity |  | 1 | 99.3 | 25% | 74.475
206 | Fire-Lite | FM998 | ELECTROMAGNETIC DOOR HOLDER, QUAD VOLTAGE, RECESSED MOUNT | Quantity |  | 1 | 98.2 | 25% | 73.65
207 | Fire-Lite | FP-IVORY-BP | IVORY FACEPLATE 10-PACK | Quantity |  | 1 | 81.5 | 25% | 61.125
208 | Fire-Lite | FPJ-F | REMOTE PHONE JACK WHICH MOUNTS TO A SINGLE-GANG ELECTRICAL BOX. | Quantity |  | 1 | 141 | 25% | 105.75
209 | Fire-Lite | FP-WHITE-2-BP | WHITE FACEPLATE 2 IN/2 OUT 10-PACK | Quantity |  | 1 | 81.5 | 25% | 61.125
210 | Fire-Lite | FP-WHITE-BP | WHITE FACEPLATE 10-PACK | Quantity |  | 1 | 69.75 | 25% | 52.3125
211 | Fire-Lite | FP-WHITE-SWIFT-BP | WHITE FACEPLATE SWIFT 10-PACK | Quantity |  | 1 | 93 | 25% | 69.75
212 | Fire-Lite | GSM-ANT3DB | 3DB GAIN EXTERNAL/REMOTE ANTENNA | Quantity |  | 1 | 189 | 25% | 141.75
213 | Fire-Lite | H355 | ADDRESSABLE HEAT DETECTOR; INCLUDES B210LP BASE | Quantity |  | 1 | 88.25 | 25% | 66.1875
214 | Fire-Lite | H355HT | ADDRESSABLE HIGH HEAT DETECTOR; INCLUDES B210LP BASE | Quantity |  | 1 | 90.75 | 25% | 68.0625
215 | Fire-Lite | H355R | ADDRESSABLE HEAT DETECTOR W/RATE-OF-RISE THERMAL SENSOR; INCLUDES B210LP BASE | Quantity |  | 1 | 88.25 | 25% | 66.1875
216 | Fire-Lite | H365 | ADDRESSABLE HEAT DETECTOR; WHITE; LITESPEED; INCLUDES BASE | Quantity |  | 1 | 85 | 25% | 63.75
217 | Fire-Lite | H365HT | ADDRESSABLE HIGH HEAT DETECTOR; WHITE; LITESPEED ONLY; INCLUDES BASE | Quantity |  | 1 | 85 | 25% | 63.75
218 | Fire-Lite | H365HT-IV | ADDRESSABLE HIGH HEAT DETECTOR; IVORY; CLIP & LITESPEED; INCLUDES BASE | Quantity |  | 1 | 96 | 25% | 72
219 | Fire-Lite | H365-IV | ADDRESSABLE HEAT DETECTOR; IVORY; CLIP & LITESPEED; INCLUDES BASE | Quantity |  | 1 | 96 | 25% | 72
220 | Fire-Lite | H365R | ADDRESSABLE HEAT DETECTOR W/RATE-OF-RISE THERMAL SENSOR; WHITE; LITESPEED ONLY; INCLUDES BASE | Quantity |  | 1 | 85 | 25% | 63.75
221 | Fire-Lite | H365R-IV | ADDRESSABLE HEAT DETECTOR W/RATE-OF-RISE THERMAL SENSOR; IVORY; CLIP & LITESPEED; INCLUDES BASE | Quantity |  | 1 | 96 | 25% | 72
222 | Fire-Lite | HP300ULM | 2.5A 12/24VDC 5 OUT UL LISTED PS W/FIRE | Quantity |  | 1 | 334 | 25% | 250.5
223 | Fire-Lite | HP300ULPD4CB | 2.5A 12/24VDC PS W/HPD4CB DISTRIBUTION | Quantity |  | 1 | 328.5 | 25% | 246.375
224 | Fire-Lite | HP300ULPD8CB | 2.5A 12/24VDC PS W/HPD8CB DISTRIBUTION | Quantity |  | 1 | 328.5 | 25% | 246.375
225 | Fire-Lite | HP300ULX | AUXILIARY POWER SUPPLY FOR IPDACT SERIES | Quantity |  | 1 | 267 | 25% | 200.25
226 | Fire-Lite | HP400ULACM4 | 4A 12/24VDC 4 OUT UL LISTED PS W/ACCESS | Quantity |  | 1 | 417 | 25% | 312.75
227 | Fire-Lite | HP400ULM | 4A 12/24VDC 6 OUT UL LISTED PS W/FIRE | Quantity |  | 1 | 390 | 25% | 292.5
228 | Fire-Lite | HP400ULPD4CB | 4A 12VDC OR 3A 24VDC PS W/HPD4CB | Quantity |  | 1 | 336 | 25% | 252
229 | Fire-Lite | HP400ULPD8CB | 4A 12VDC OR 3A 24VDC PS W/HPD8CB | Quantity |  | 1 | 336 | 25% | 252
230 | Fire-Lite | HP400ULX | 4A 12VDC OR 3A 24VDC UL LISTED PS & ENCL | Quantity |  | 1 | 328.5 | 25% | 246.375
231 | Fire-Lite | HP600ULACM8 | 6A 12/24VDC 8 OUT UL LISTED PS W/ACCESS | Quantity |  | 1 | 562 | 25% | 421.5
232 | Fire-Lite | HP600ULM | 6A 12/24VDC 6 OUT UL LISTED PS W/FIRE | Quantity |  | 1 | 536 | 25% | 402
233 | Fire-Lite | HP600ULPD16CB | 6A 12/24VDC PS W/2 HPD8CB DISTRIBUTION | Quantity |  | 1 | 584 | 25% | 438
234 | Fire-Lite | HP600ULX | 6A 12/24VDC UL LISTED PS & ENCL | Quantity |  | 1 | 463 | 25% | 347.25
235 | Fire-Lite | HPACM8 | 8 FUSED ACCESS POWER CONTROLLER UL | Quantity |  | 1 | 150.5 | 25% | 112.875
236 | Fire-Lite | HPF24S6 | 6A 24VDC F/A NAC POWER SUPPLY | Quantity |  | 1 | 631 | 25% | 473.25
237 | Fire-Lite | HPF24S6C | REMOTE 6 AMP POWER SUPPLY WITH BATTERY | Quantity |  | 1 | 631 | 25% | 473.25
238 | Fire-Lite | HPF24S6E | 6A 24VDC F/A 220 POWER SUPPLY | Quantity |  | 1 | 631 | 25% | 473.25
239 | Fire-Lite | HPF24S8 | 8A 24VDC F/A NAC POWER SUPPLY | Quantity |  | 1 | 694 | 25% | 520.5
240 | Fire-Lite | HPF24S8C | 8A 24VDC F/A NAC POWER SUPPLY | Quantity |  | 1 | 672 | 25% | 504
241 | Fire-Lite | HPF24S8E | 8A 24VDC F/A NAC POWER SUPPLY | Quantity |  | 1 | 694 | 25% | 520.5
242 | Fire-Lite | HPF602ULADA | 6A 24VDC UL LISTED FIRE ALARM NAC EXPANDER | Quantity |  | 1 | 525 | 25% | 393.75
243 | Fire-Lite | HPF902ULADA | 9A 24VDC UL LISTED FIRE ALARM NAC EXPANDER | Quantity |  | 1 | 649 | 25% | 486.75
244 | Fire-Lite | HPFF12 | 12A,HPFF12 NAC SUPPLY | Quantity |  | 1 | 1007 | 25% | 755.25
245 | Fire-Lite | HPFF12CM | 12A HFF12CM NAC SUPPLY,CHASSIS MNT | Quantity |  | 1 | 1022 | 25% | 766.5
246 | Fire-Lite | HPFF12CME | 12A HFF12CM NAC SUPPLY,CHASSIS MNT EXPORT | Quantity |  | 1 | 1022 | 25% | 766.5
247 | Fire-Lite | HPFF12E | 12A,HPFF12 NAC SUPPLY,EXPORT | Quantity |  | 1 | 996 | 25% | 747
248 | Fire-Lite | HPFF8 | 8A,24VDC,F/A NAC POWER SUPPLY | Quantity |  | 1 | 776 | 25% | 582
249 | Fire-Lite | HPFF8CM | 8A,24VDC,F/A NAC P/S CHASSIS | Quantity |  | 1 | 796 | 25% | 597
250 | Fire-Lite | HPFF8CME | 8A,24VDC,F/A NAC P/S CHASS EX | Quantity |  | 1 | 796 | 25% | 597
251 | Fire-Lite | HPFF8E | 8A,24VDC,F/A NAC PWR SUPPLY EX | Quantity |  | 1 | 768 | 25% | 576
252 | Fire-Lite | HPP31076 | CLASS A ADAPTER FF8 | Quantity |  | 1 | 140.5 | 25% | 105.375
253 | Fire-Lite | HPTCOVER | PLUG IN TRANSFORMER BOX FOR IPGSM COMMUNICATOR | Quantity |  | 1 | 50 | 25% | 37.5
254 | Fire-Lite | I300 | ISOLATOR MODULE -- REQUIRED FOR STYLE 7 (CLASS A) SLC | Quantity |  | 1 | 96.75 | 25% | 72.5625
255 | Fire-Lite | IPBRKT | USED FOR MOUNTING IP COMMUNICATORS IN COMMON ENCLOSURE FOR MS-5UD-3, MS-10UD-7, MS-9050UD, MS-9200UDLS & MS-9600UDLS | Quantity |  | 1 | 67 | 25% | 50.25
256 | Fire-Lite | IPDACT-2 | INTERNET COMMUNICATOR. REQUIRES COMPATIBLE FIRE-LITE PANEL EQUIPPED WITH ON-BOARD OR OPTIONAL DACT. | Quantity |  | 1 | 592.5 | 25% | 444.375
257 | Fire-Lite | IPDACT-2UD | INTERNET COMMUNICATOR WITH UPLOAD DOWNLOAD CAPABILITY. REQUIRES COMPATIBLE FIRE-LITE PANEL EQUIPPED WITH ON-BOARD OR OPTIONAL DACT. | Quantity |  | 1 | 700 | 25% | 525
258 | Fire-Lite | IPENC | ENCLOSURE USED FOR MOUNTING IP COMMUNICATORS NEXT TO LEGACY FACP ENCLOSURES | Quantity |  | 1 | 124 | 25% | 93
259 | Fire-Lite | IPENC-B | ENCLOSURE FOR IP CMMNCTR BLACK | Quantity |  | 1 | 122.5 | 25% | 91.875
260 | Fire-Lite | IPOTS-COM | POTS/IP COMMUNICATOR CARD | Quantity |  | 1 | 294 | 25% | 220.5
261 | Fire-Lite | IPSPLT | SPLITTER: DUAL 8TPC TO SINGLE 8TPC "Y" SPLITTER WITH 2 EA. 9" CABLES FOR COMBINING PANEL PHONE JACKS TO ONE IPDACT INPUT. | Quantity |  | 1 | 24.75 | 25% | 18.5625
262 | Fire-Lite | ISO-6 | 6 ISOLATOR MODULE -- REQUIRED FOR STYLE 7 (CLASS A) SLC | Quantity |  | 1 | 475.75 | 25% | 356.8125
263 | Fire-Lite | LCD-80F | 80-CHARACTER REMOTE ANNUNCIATOR | Quantity |  | 1 | 760.5 | 25% | 570.375
264 | Fire-Lite | LF42241 | XTRALIS - SINGLE ZONE SAMPLING KIT - INCLUDES (2) TUBE MOUNTING PLATES, COMPRESSION FITTINGS, ADAPTORS , ELBOWS AND REDUCERS FOR USE WITH XAS-1-US INLET AND EXHAUST TUBES AND FLEXIBLE TUBING. | Quantity |  | 1 | 144.5 | 25% | 108.375
265 | Fire-Lite | LF42243 | XTRALIS - DUAL ZONE SAMPLING KIT - INCLUDES (3) TUBE MOUNTING PLATES, COMPRESSION FITTINGS, ADAPTORS, ELBOWS AND REDUCERS FOR USE WITH XAS-2-US , INLET & EXHAUST TUBES AND FLEXIBLE TUBING. | Quantity |  | 1 | 197 | 25% | 147.75
266 | Fire-Lite | LF42249 | XTRALIS - 50' FLEXIBLE SINGLE CORE TUBE - PROVIDES ONE 50 FOOT LONG 1/2" I.D. FLEXIBLE TUBE FOR USE WITH XAS UNITS IN DUCT SAMPLING ARRANGEMENTS. | Quantity |  | 1 | 98.3 | 25% | 73.725
267 | Fire-Lite | LF42250 | XTRALIS - 25' FLEXIBLE SINGLE CORE TUBE - PROVIDES ONE 25 FOOT LONG 1/2" I.D. FLEXIBLE TUBE FOR USE WITH XAS UNITS IN DUCT SAMPLING ARRANGEMENTS. | Quantity |  | 1 | 166.5 | 25% | 124.875
268 | Fire-Lite | LF42282 | XTRALIS - SINGLE ZONE WATER TRAP KIT. FOR USE WITH XAS-1-US - INCLUDES 3/4" CPVC PIPE, FITTINGS AND BALL VALVE TO PROVIDE WATER TRAP FUNCTION ON INSTALLATIONS WHICH ARE SUBJECT TO HIGH HUMIDITY AND/OR CONDENSATION. | Quantity |  | 1 | 115 | 25% | 86.25
269 | Fire-Lite | LF42283 | XTRALIS - DUAL ZONE WATER TRAP KIT. FOR USE WITH XAS-2-US - INCLUDES 3/4" CPVC PIPE, FITTINGS AND BALL VALVE TO PROVIDE WATER TRAP FUNCTION ON INSTALLATIONS WHICH ARE SUBJECT TO HIGH HUMIDITY AND/OR CONDENSATION. | Quantity |  | 1 | 158.5 | 25% | 118.875
270 | Fire-Lite | LF42285 | XTRALIS - 18" - 2 HOLE SAMPLE & EXHAUST TUBE KIT | Quantity |  | 1 | 36.2 | 25% | 27.15
271 | Fire-Lite | LF42286 | XTRALIS - 36" - 3 HOLE SAMPLE & EXHAUST TUBE KIT | Quantity |  | 1 | 32.8 | 25% | 24.6
272 | Fire-Lite | LF42287 | XTRALIS - 60" - 4 HOLE SAMPLE & EXHAUST TUBE KIT | Quantity |  | 1 | 45.9 | 25% | 34.425
273 | Fire-Lite | LF42288 | XTRALIS - 18" - 2 HOLE SAMPLE & EXHAUST TUBE KIT | Quantity |  | 1 | 41.5 | 25% | 31.125
274 | Fire-Lite | LF42289 | XTRALIS - 36" - 3 HOLE SAMPLE & EXHAUST TUBE KIT | Quantity |  | 1 | 65.5 | 25% | 49.125
275 | Fire-Lite | LF42290 | XTRALIS - 60" - 4 HOLE SAMPLE & EXHAUST TUBE KIT | Quantity |  | 1 | 91.7 | 25% | 68.775
276 | Fire-Lite | M02-04-00 | REPLACEMENT TEST MAGNET | Quantity |  | 1 | 8.5 | 25% | 6.375
277 | Fire-Lite | M02-09-00 | TELESCOPE HANDLE W/ TEST MAGNET | Quantity |  | 1 | 38.5 | 25% | 28.875
278 | Fire-Lite | MBT-1 | CITY BOX MODULE USED WITH ADDRESSABLE PANELS. | Quantity |  | 1 | 117 | 25% | 87.75
279 | Fire-Lite | MCBL-7 | DACT PHONE CORD – 7 FEET | Quantity |  | 1 | 11.25 | 25% | 8.4375
280 | Fire-Lite | MDF-300 | SAME AS MMF-300, W/ONE ADDITIONAL STYLE B/D (CLASS A/B) INITIATING DEVICE CIRCUIT | Quantity |  | 1 | 161.25 | 25% | 120.9375
281 | Fire-Lite | MIP-2 | IP COMMUNICATOR, SECURITY NO UD | Quantity |  | 1 | 652 | 25% | 489
282 | Fire-Lite | MIP-2UD | IP COMMUNICATOR, SECURITY WITH UD | Quantity |  | 1 | 769.5 | 25% | 577.125
283 | Fire-Lite | MMF-300 | ADDRESSABLE MONITOR MODULE, ONE STYLE B/D (CLASS A/B) INITIATING DEVICE CIRCUIT FOR MONITORING N/O CONTACT DEVICES, INCLUDES POLLING LED | Quantity |  | 1 | 88.75 | 25% | 66.5625
284 | Fire-Lite | MMF-300-10 | 10-INPUT (CLASS B) OR 5-INPUT (CLASS A) MONITOR MODULE CARD | Quantity |  | 1 | 722.25 | 25% | 541.6875
285 | Fire-Lite | MMF-300-10A | 10 INPUT MONITOR MODULE CARD | Quantity |  | 1 | 4625 | 25% | 3468.75
286 | Fire-Lite | MMF-301 | ADDRESSABLE MINI-MONITOR MODULE, ONE STYLE B (CLASS B) INITIATING DEVICE CIRCUIT FOR MONITORING N/O CONTACT DEVICES, DOES NOT INCLUDE A POLLING LED | Quantity |  | 1 | 75.25 | 25% | 56.4375
287 | Fire-Lite | MMF-302 | ADDRESSABLE MONITOR MODULE, ONE STYLE B (CLASS B) INITIATING DEVICE CIRCUIT FOR MONITORING COMPATIBLE 2-WIRE SMOKE DETECTORS, INCLUDES POLLING LED. REFER TO THE FIRE-LITE ALARMS DEVICE COMPATIBILITY DOCUMENT #15384 FOR LIST OF COMPATIBLE DETECTORS. | Quantity |  | 1 | 155.75 | 25% | 116.8125
288 | Fire-Lite | MMF-302-6 | 6-INPUT (CLASS B) OR 3-INPUT (CLASS A) 2-WIRE DET. ZONE MODULE | Quantity |  | 1 | 759.75 | 25% | 569.8125
289 | Fire-Lite | MR-101/CR | SPDT RELAY IN A RED METAL ENCLOSURE | Quantity |  | 1 | 41 | 25% | 30.75
290 | Fire-Lite | MR-101/T | RELAY, SPDT, TRACK MOUNT | Quantity |  | 1 | 24.8 | 25% | 18.6
291 | Fire-Lite | MR-104/CR | 4 SPDT RELAYS, IN A RED METAL ENCLOSURE | Quantity |  | 1 | 132 | 25% | 99
292 | Fire-Lite | MR-104/T | RELAY, 4 SPDT, TRACK MOUNT | Quantity |  | 1 | 77.1 | 25% | 57.825
293 | Fire-Lite | MR-199X-13C | RELAY, DPDT, 24VDC, METAL ENCLOSURE | Quantity |  | 1 | 137.5 | 25% | 103.125
294 | Fire-Lite | MR-199X-14C | RELAY, DPDT, 120VAC, METAL ENCLOSURE | Quantity |  | 1 | 137.5 | 25% | 103.125
295 | Fire-Lite | MR-201/CR | DPDT RELAY IN A RED METAL ENCLOSURE. | Quantity |  | 1 | 44.2 | 25% | 33.15
296 | Fire-Lite | MR-201/T | RELAY, DPDT, TRACK MOUNT | Quantity |  | 1 | 29 | 25% | 21.75
297 | Fire-Lite | MR-204/CR | 4 DPDT RELAYS IN A RED METAL ENCLOSURE. | Quantity |  | 1 | 149.5 | 25% | 112.125
298 | Fire-Lite | MR-204/T | RELAY, 4 DPDT, TRACK MOUNT | Quantity |  | 1 | 96.9 | 25% | 72.675
299 | Fire-Lite | MRP-2001 | PRE-ACTION DELUGE CONTROL PANEL, 120 VAC | Quantity |  | 1 | 1271.75 | 25% | 953.8125
300 | Fire-Lite | MRP-2001E | PRE-ACTION DELUGE CONTROL PANEL, 220 VOLTS | Quantity |  | 1 | 1235.25 | 25% | 926.4375
301 | Fire-Lite | MRP-2002 | AGENT RELEASE CONTROL PANEL, 120 VAC | Quantity |  | 1 | 1494.5 | 25% | 1120.875
302 | Fire-Lite | MRP-2002E | AGENT RELEASE CONTROL PANEL, 220 VOLTS | Quantity |  | 1 | 1494.5 | 25% | 1120.875
303 | Fire-Lite | MS-10UD-7 | 10 ZONE CONVENTIONAL FIRE CONTROL PANEL WITH 7 AMP POWER SUPPLY. | Quantity |  | 1 | 1500.75 | 25% | 1125.5625
304 | Fire-Lite | MS-10UD-7C | 10 ZONE CONVENTIONAL FIRE CONTROL PANEL WITH DACT AND 7 AMP POWER SUPPLY, INCLUDES N-ANN-LED AND DRESS PLATE | Quantity |  | 1 | 2040.75 | 25% | 1530.5625
305 | Fire-Lite | MS-10UD-7E | 10 ZONE CONVENTIONAL FIRE CONTROL PANEL WITH 7 AMP POWER SUPPLY. 220 VOLTS | Quantity |  | 1 | 1500.75 | 25% | 1125.5625
306 | Fire-Lite | MS-2E | EXPORT VERSION OF MS-2; 220 VOLTS | Quantity |  | 1 | 568 | 25% | 426
307 | Fire-Lite | MS-2-L8 | FIRE ALARM CONTROL PANEL, 2-ZONE, CLASS B, 24VDC, ONE CLASS B NAC | Quantity |  | 1 | 503.75 | 25% | 377.8125
308 | Fire-Lite | MS-4 | FIRE ALARM CONTROL PANEL, 4-ZONE, CLASS B/A (USE CAC-4 FOR CLASS A), 24VDC, ONE CLASS B/A (USE CAC-4 FOR CLASS A) NAC | Quantity |  | 1 | 697.25 | 25% | 522.9375
309 | Fire-Lite | MS-4E | EXPORT VERSION OF MS-4; 220 VOLTS | Quantity |  | 1 | 697.25 | 25% | 522.9375
310 | Fire-Lite | MS-5UD-3 | 5 ZONE CONVENTIONAL FIRE CONTROL PANEL WITH 3 AMP POWER SUPPLY. | Quantity |  | 1 | 1188.5 | 25% | 891.375
311 | Fire-Lite | MS-5UD-3E | 5 ZONE CONVENTIONAL FIRE CONTROL PANEL WITH 3 AMP POWER SUPPLY. 220 VOLTS | Quantity |  | 1 | 1186.5 | 25% | 889.875
312 | Fire-Lite | MS-9600LS | ADDRESSABLE FIRE ALARM CONTROL, 636-POINTS ON TWO SIGNALING LINE CIRCUIT’S (SLC’S), (2ND SLC OPTIONAL), 24VDC | Quantity |  | 1 | 2214.25 | 25% | 1660.6875
313 | Fire-Lite | MS-9600LSE | ADDRESSABLE FIRE ALARM CONTROL, 636-POINTS ON TWO SIGNALING LINE CIRCUIT’S (SLC’S), (2ND SLC OPTIONAL), 24VDC, 220VAC | Quantity |  | 1 | 2214.25 | 25% | 1660.6875
314 | Fire-Lite | MS-9600UDLS | ADDRESSABLE FIRE ALARM CONTROL, WITH UPLOAD/DOWNLOAD, 636-POINTS ON TWO SIGNALING LINE CIRCUIT’S (SLC’S),W/BUILT IN DIALER, (2ND SLC OPTIONAL), 24VDC | Quantity |  | 1 | 2591.5 | 25% | 1943.625
315 | Fire-Lite | MS-9600UDLSE | ADDRESSABLE FIRE ALARM CONTROL, WITH UPLOAD/DOWNLOAD, 636-POINTS ON TWO SIGNALING LINE CIRCUIT’S (SLC’S), W/BUILT IN DIALER, (2ND SLC OPTIONAL), 24VDC, 220VAC | Quantity |  | 1 | 2591.5 | 25% | 1943.625
316 | Fire-Lite | MULTIMOD-BRKT | MOD MOUNTING PLATE | Quantity |  | 1 | 54 | 25% | 40.5
317 | Fire-Lite | NAC-REM | NOTIFICATION APPLIANCE CIRCUIT/RELAY EXPANDER MODULE (INCLUDES DUAL NACS & 2 FORM-C RELAYS FOR EXPANSION) | Quantity |  | 1 | 353 | 25% | 264.75
318 | Fire-Lite | NY-PLATE | PULL STATION TRIM PLATE FOR NEW YORK CITY, FOR USE WITH ALL BG SERIES PULL STATIONS | Quantity |  | 1 | 39.5 | 25% | 29.625
319 | Fire-Lite | OSE-ACF | XTRALIS - ANTI-CONDENSATION FILM FOR EMITTER - 10 UNITS | Quantity |  | 1 | 182.5 | 25% | 136.875
320 | Fire-Lite | OSEH-ACF | XTRALIS - ANTI-CONDENSATION FILM FOR OSID-EH HOUSINGS - 10 UNITS | Quantity |  | 1 | 699 | 25% | 524.25
321 | Fire-Lite | OSE-HPW-L8 | XTRALIS - EMITTER - HIGH POWER, WIRED AT 24V DC | Quantity |  | 1 | 801 | 25% | 600.75
322 | Fire-Lite | OSE-RBA | XTRALIS - EMITTER SPARE BATTERY ALKALINE | Quantity |  | 1 | 85.2 | 25% | 63.9
323 | Fire-Lite | OSE-RBL | Emitter Lithium battery exchange unit | Quantity |  | 1 | 140 | 25% | 105
324 | Fire-Lite | OSE-RBL | XTRALIS - EMITTER LITHIUM BATTERY EXCHANGE UNIT | Quantity |  | 1 | 145.5 | 25% | 109.125
325 | Fire-Lite | OSE-SP-L8 | XTRALIS - EMITTER -STANDARD POWER, BATTERY | Quantity |  | 1 | 364 | 25% | 273
326 | Fire-Lite | OSE-SPW-L8 | XTRALIS - EMITTER - STANDARD POWER, WIRED AT 24V DC | Quantity |  | 1 | 364 | 25% | 273
327 | Fire-Lite | OSI-10-L8 | XTRALIS - IMAGER - 7º COVERAGE, 24V DC | Quantity |  | 1 | 753 | 25% | 564.75
328 | Fire-Lite | OSI-90-L8 | XTRALIS - IMAGER - 80º COVERAGE, 24V DC | Quantity |  | 1 | 777 | 25% | 582.75
329 | Fire-Lite | OSID-EHE | XTRALIS - EMITTER ENVIRONMENTAL HOUSING | Quantity |  | 1 | 230.5 | 25% | 172.875
330 | Fire-Lite | OSID-EHI | XTRALIS - IMAGER ENVIRONMENTAL HOUSING | Quantity |  | 1 | 296 | 25% | 222
331 | Fire-Lite | OSID-INST | XTRALIS - OSID INSTALLATION KIT. INCL: LASER ALIGNMENT TOOL, TEST FILTER, PC CABLE, CLEANING CLOTH, MANUAL | Quantity |  | 1 | 277.5 | 25% | 208.125
332 | Fire-Lite | OSID-WG | XTRALIS - WIRE GUARD | Quantity |  | 1 | 67.7 | 25% | 50.775
333 | Fire-Lite | OSI-LS | XTRALIS - LIGHT SHIELD FOR OSI-10 | Quantity |  | 1 | 54.6 | 25% | 40.95
334 | Fire-Lite | OSP-001 | XTRALIS - FTDI CABLE 1.5M | Quantity |  | 1 | 73.2 | 25% | 54.9
335 | Fire-Lite | OSP-002 | XTRALIS - LASER ALIGNMENT TOOL | Quantity |  | 1 | 107 | 25% | 80.25
336 | Fire-Lite | OSP-003 | XTRALIS - ACRYLIC TEST FILTER - 10 PACK | Quantity |  | 1 | 107 | 25% | 80.25
337 | Fire-Lite | OSP-003-200 | XTRALIS - ACRYLIC TEST FILTER - BULK PACK 200 UNITS | Quantity |  | 1 | 1748 | 25% | 1311
338 | Fire-Lite | P48-21-00 | END CAP FOR METAL SAMPLING TUBES | Quantity |  | 1 | 6.8 | 25% | 5.1
339 | Fire-Lite | PAM-1 | ENCAPSULATED, 24 VAC/24VDC/115VAC RELAY, 10 AMP, FORM-C | Quantity |  | 1 | 17.5 | 25% | 13.125
340 | Fire-Lite | PAM-2 | ENCAPSULATED, 12/24VDC RELAY, 7 AMP, FORM-C | Quantity |  | 1 | 17.5 | 25% | 13.125
341 | Fire-Lite | PAM-4 | ENCAPSULATED, 12/24VDC (9VDC -40VDC) RELAY, 7 OR 10 AMP, FORM-C | Quantity |  | 1 | 17.5 | 25% | 13.125
342 | Fire-Lite | PCI-24 | INTERFACE BOX USED FOR INTERROGATING FS7-2173-2RP/FS10R FIRE DETECTORS (INCLUDES UNIVERSAL CHARGER) | Quantity |  | 1 | 874 | 25% | 655.5
343 | Fire-Lite | PIP-015 | XTRALIS - FLUSH SAMPLING POINT | Quantity |  | 1 | 38.2 | 25% | 28.65
344 | Fire-Lite | PK-CD | UPLOAD / DOWNLOAD SOFTWARE CD | Quantity |  | 1 | 138.5 | 25% | 103.875
345 | Fire-Lite | PRN-7 | 24-PIN DOT-MATRIX PRINTER, 110-230 VAC POWER. | Quantity |  | 1 | 2158 | 25% | 1618.5
346 | Fire-Lite | PRN9200-CABLE | KIT, CABLE ASSEMBLY, WITH DB9M/25F ADAPTER | Quantity |  | 1 | 72.75 | 25% | 54.5625
347 | Fire-Lite | PRO-411 | HAND-HELD PROGRAMMER FOR LOCAL PROGRAMMING OF 411, 411UD OR 411UDAC | Quantity |  | 1 | 264 | 25% | 198
348 | Fire-Lite | PRT/PK-CABLE | CABLE PRINTER/PERSONAL COMPUTER INTERFACE CABLE | Quantity |  | 1 | 40.5 | 25% | 30.375
349 | Fire-Lite | PWRMOD24 | 3 AMP NAC POWER BOOSTER | Quantity |  | 1 | 155 | 25% | 116.25
350 | Fire-Lite | RA100Z | REMOTE LED. MOUNTS TO SINGLE GANG BOX. | Quantity |  | 1 | 30.25 | 25% | 22.6875
351 | Fire-Lite | REL-4.7K | REMOTE END OF LINE RESISTOR 4.7K OHMS | Quantity |  | 1 | 18 | 25% | 13.5
352 | Fire-Lite | REL-4.7K-BP | REMOTE END OF LINE RESISTOR 4.7K OHMS; PKG. OF 10 | Quantity |  | 1 | 164.5 | 25% | 123.375
353 | Fire-Lite | REL-47K | REMOTE END OF LINE RESISTOR 47K OHMS | Quantity |  | 1 | 25.25 | 25% | 18.9375
354 | Fire-Lite | REL-47K-BP | REMOTE END OF LINE RESISTOR 47K OHMS; PKG. OF 10 | Quantity |  | 1 | 223 | 25% | 167.25
355 | Fire-Lite | ROME | RELAY OPTION MODULE ENCLOSURE, SHIPPED WITH ONE ANN-RLY | Quantity |  | 1 | 464 | 25% | 348
356 | Fire-Lite | RP-3.3K | REVERSE POLARITY KIT REQUIRED FOR CITY OF CHICAGO AND MS-9050UD WHEN USED WITH MASTERBOX | Quantity |  | 1 | 32 | 25% | 24
357 | Fire-Lite | RTM-8F | RELAY TRANSMITTER MODULE, 8 FORM-C RELAYS (SOFTWARE ZONES 1-8), REMOTE STATION OR MUNICIPAL BOX CONNECTIONS | Quantity |  | 1 | 452.75 | 25% | 339.5625
358 | Fire-Lite | RTS151 | REMOTE TEST STATION; WITH SWITCH | Quantity |  | 1 | 62 | 25% | 46.5
359 | Fire-Lite | RTS151KEY | REMOTE TEST STATION; WITH SWITCH, KEY RESET. | Quantity |  | 1 | 91.75 | 25% | 68.8125
360 | Fire-Lite | RZA-4XF | REMOTE ANNUNCIATOR FOR THE MS-4, 4 ALARM - 1 TROUBLE, REQUIRES 4XLMF DRIVER | Quantity |  | 1 | 125 | 25% | 93.75
361 | Fire-Lite | RZA-5F | REMOTE ANNUNCIATOR, 5 ALRM-1 TROUBLE, USE W/ADM-12 DRIVER | Quantity |  | 1 | 138.25 | 25% | 103.6875
362 | Fire-Lite | SB-10 | SURFACE MOUNT BACKBOX | Quantity |  | 1 | 16.75 | 25% | 12.5625
363 | Fire-Lite | SBA-10 | SURFACE MOUNT BACKBOX, FOR USE WITH BG-12LRA ONLY. | Quantity |  | 1 | 21.25 | 25% | 15.9375
364 | Fire-Lite | SBB-3 | SURFACE MOUNT BACKBOX FOR LCD-80F | Quantity |  | 1 | 63 | 25% | 47.25
365 | Fire-Lite | SB-I/O | SURFACE MOUNT BACKBOX FOR INDOOR OR OUTDOOR (UL LISTED) APPLICATIONS. SHIPPED WITH THE BG-12LOB, | Quantity |  | 1 | 18.5 | 25% | 13.875
366 | Fire-Lite | SD355 | ADDRESSABLE LOW-PROFILE PHOTOELECTRIC SMOKE DETECTOR; INCLUDES B210LP BASE | Quantity |  | 1 | 93.25 | 25% | 69.9375
367 | Fire-Lite | SD355CO | FIRE/CO ADDRESSABLE DETECTOR | Quantity |  | 1 | 246 | 25% | 184.5
368 | Fire-Lite | SD355R | INTELLIGENT PHOTOELECTRIC REPLACEMENT DUCT SMOKE DETECTOR WITH REMOTE TEST CAPABILITY | Quantity |  | 1 | 96.75 | 25% | 72.5625
369 | Fire-Lite | SD355T | ADDRESSABLE LOW-PROFILE PHOTOELECTRIC SMOKE DETECTOR W/THERMAL SENSOR; INCLUDES B210LP BASE | Quantity |  | 1 | 103 | 25% | 77.25
370 | Fire-Lite | SD365 | ADDRESSABLE LOW-PROFILE PHOTOELECTRIC SMOKE DETECTOR; WHITE; LITESPEED ONLY; INCLUDES BASE | Quantity |  | 1 | 93 | 25% | 69.75
371 | Fire-Lite | SD365-IV | ADDRESSABLE LOW-PROFILE PHOTOELECTRIC SMOKE DETECTOR; IVORY; CLIP & LITESPEED; INCLUDES BASE | Quantity |  | 1 | 105 | 25% | 78.75
372 | Fire-Lite | SD365R | INTELLIGENT PHOTOELECTRIC REPLACEMENT DUCT SMOKE DETECTOR WITH REMOTE TEST CAPABILITY; WHITE; LITESPEED ONLY | Quantity |  | 1 | 97 | 25% | 72.75
373 | Fire-Lite | SD365R-IV | INTELLIGENT PHOTOELECTRIC REPLACEMENT DUCT SMOKE DETECTOR WITH REMOTE TEST CAPABILITY; IVORY; CLIP & LITESPEED | Quantity |  | 1 | 108 | 25% | 81
374 | Fire-Lite | SD365T | ADDRESSABLE LOW-PROFILE PHOTOELECTRIC SMOKE DETECTOR W/THERMAL SENSOR; WHITE; LITESPEED ONLY; INCLUDES BASE | Quantity |  | 1 | 103 | 25% | 77.25
375 | Fire-Lite | SD365T-IV | ADDRESSABLE LOW-PROFILE PHOTOELECTRIC SMOKE DETECTOR W/THERMAL SENSOR; IVORY; CLIP & LITESPEED; INCLUDES BASE | Quantity |  | 1 | 115 | 25% | 86.25
376 | Fire-Lite | SEISKIT-320/B26 | SEISMIC KIT FOR BB26-KIT,SEISMIC,NFS-320/B26 | Quantity |  | 1 | 170 | 25% | 127.5
377 | Fire-Lite | SEISKIT-BB100 | SEISMIC KIT FOR BB100 - KIT,SEISMIC,BB100/200 | Quantity |  | 1 | 258 | 25% | 193.5
378 | Fire-Lite | SEISKIT-BB17 | SEISMIC KIT FOR BB17F-KIT,SEISMIC,BB17 SERIES | Quantity |  | 1 | 217.5 | 25% | 163.125
379 | Fire-Lite | SENS-RDR | I3 SMOKE DETECTOR SENSITIVITY READER | Quantity |  | 1 | 392 | 25% | 294
380 | Fire-Lite | SLC-2 | OPTIONAL SECOND SLC, EXPANSION MODULE, INCREASES POINT CAPACITY FROM 319 TO 636 ADDRESSABLE POINTS. | Quantity |  | 1 | 832.5 | 25% | 624.375
381 | Fire-Lite | SLC-2LS | ADDS SECOND SLC LOOP TO MS-9600LS OR MS-9600UDLS; INCREASES POINT CAPACITY FROM 318 TO 636 ADDRESSABLE POINTS. | Quantity |  | 1 | 793.75 | 25% | 595.3125
382 | Fire-Lite | SM4 | STAINLESS STEEL SWIVEL MOUNTING ASSEMBLY FOR FS24X, FS18X, SS4, SS2 DETECTORS | Quantity |  | 1 | 200 | 25% | 150
383 | Fire-Lite | SMB500-WH | WHITE BACK BOX | Quantity |  | 1 | 15.5 | 25% | 11.625
384 | Fire-Lite | SMB600 | SURFACE MOUNTING KIT -- 400 SERIES DETECTORS WITH 6 INCH BASE | Quantity |  | 1 | 18 | 25% | 13.5
385 | Fire-Lite | STI1100 | MANUAL PULL STATION COVER, STOPPER II WITH HORN, FLUSH | Quantity |  | 1 | 136 | 25% | 102
386 | Fire-Lite | STI1130 | MANUAL PULL STATION COVER, STOPPER II WITH HORN, SURFACE | Quantity |  | 1 | 151.5 | 25% | 113.625
387 | Fire-Lite | STI1200 | MANUAL PULL STATION COVER, STOPPER II, FLUSH | Quantity |  | 1 | 74.2 | 25% | 55.65
388 | Fire-Lite | STI1210D | HORN STROBE COVER, SURFACE MOUNT | Quantity |  | 1 | 75.2 | 25% | 56.4
389 | Fire-Lite | STI1210E | HORN STROBE COVER, FLUSH MOUNT | Quantity |  | 1 | 62.7 | 25% | 47.025
390 | Fire-Lite | STI1221D | STROBE COVER, SURFACE MOUNT | Quantity |  | 1 | 75.2 | 25% | 56.4
391 | Fire-Lite | STI1221E | STROBE COVER, FLUSH MOUNT | Quantity |  | 1 | 53.3 | 25% | 39.975
392 | Fire-Lite | STI1230 | MANUAL PULL STATION COVER, STOPPER II, SURFACE | Quantity |  | 1 | 104.5 | 25% | 78.375
393 | Fire-Lite | STI1250 | MANUAL PULL STATION COVER, WEATHER STOPPER II, FLUSH | Quantity |  | 1 | 90.9 | 25% | 68.175
394 | Fire-Lite | STI1280 | BACK PLATE FOR STOPPER II SERIES | Quantity |  | 1 | 30.3 | 25% | 22.725
395 | Fire-Lite | STI3002 | WEATHER GASKET | Quantity |  | 1 | 10.5 | 25% | 7.875
396 | Fire-Lite | STI3003 | CONDUIT GASKET | Quantity |  | 1 | 11.5 | 25% | 8.625
397 | Fire-Lite | STI3100 | CONDUIT SPACER -- SURFACE MOUNT | Quantity |  | 1 | 31.4 | 25% | 23.55
398 | Fire-Lite | STI3150 | MANUAL PULL STATION COVER, WEATHER STOPPER II, SURFACE | Quantity |  | 1 | 121.5 | 25% | 91.125
399 | Fire-Lite | STI4100 | MANUAL PULL STATION COVER, STOPPER G, LARGE BREAK-GLASS COVER | Quantity |  | 1 | 73.2 | 25% | 54.9
400 | Fire-Lite | STI6100 | MANUAL PULL STATION COVER, STOPPER G, STANDARD BREAK-GLASS COVER | Quantity |  | 1 | 83.6 | 25% | 62.7
401 | Fire-Lite | STI7500A | LOCKABLE ENCLOSURE, INTERNAL DIMENSIONS 8.5 L X 5.4W X 4.2D, WITH KEY LOCK | Quantity |  | 1 | 91 | 25% | 68.25
402 | Fire-Lite | STI7501A | LOCKABLE ENCLOSURE, INTERNAL DIMENSIONS 8.5 L X 5.4W X 4.2D, WITH THUMB LOCK | Quantity |  | 1 | 91 | 25% | 68.25
403 | Fire-Lite | STI7510A | LOCKABLE ENCLOSURE, INTERNAL DIMENSIONS 8.5 L X 6.5W X 4.6D, WITH KEY LOCK | Quantity |  | 1 | 79.4 | 25% | 59.55
404 | Fire-Lite | STI7520 | LOCKABLE ENCLOSURE, INTERNAL DIMENSIONS 10.9 L X 8.9W X 3.1W, WITH KEY LOCK | Quantity |  | 1 | 193 | 25% | 144.75
405 | Fire-Lite | STI7530 | LOCKABLE ENCLOSURE, INTERNAL DIMENSIONS 14.2 L X 12.2W X 6.4D, WITH KEY LOCK | Quantity |  | 1 | 227 | 25% | 170.25
406 | Fire-Lite | STI-7550 | LOCKABLE ENCLOSURE, INTERNAL DIMENSIONS 24.7 L X 19.7W X 7.3D, WITH KEY LOCK | Quantity |  | 1 | 959.75 | 25% | 719.8125
407 | Fire-Lite | STI-7551 | LOCKABLE ENCLOSURE, INTERNAL DIMENSIONS 24.7 L X 19.7W X 7.3D, WITH THUMB LOCK | Quantity |  | 1 | 732 | 25% | 549
408 | Fire-Lite | STI9601 | STEEL WEB STOPPER, LOW-PROFILE | Quantity |  | 1 | 54.3 | 25% | 40.725
409 | Fire-Lite | STI9602 | STEEL WEB STOPPER, LOW-PROFILE, SURFACE MOUNT | Quantity |  | 1 | 51.2 | 25% | 38.4
410 | Fire-Lite | STI9604 | STEEL WEB STOPPER, MEDIUM-PROFILE | Quantity |  | 1 | 54.3 | 25% | 40.725
411 | Fire-Lite | STI9605 | STEEL WEB STOPPER, MEDIUM-PROFILE, SURFACE MOUNT | Quantity |  | 1 | 51.2 | 25% | 38.4
412 | Fire-Lite | STI9609 | STEEL WEB STOPPER, HIGH-PROFILE | Quantity |  | 1 | 54.3 | 25% | 40.725
413 | Fire-Lite | STI9610 | STEEL WEB STOPPER, HIGH-PROFILE, SURFACE MOUNT | Quantity |  | 1 | 51.2 | 25% | 38.4
414 | Fire-Lite | STI9625 | BEAM DETECTOR GUARD | Quantity |  | 1 | 137 | 25% | 102.75
415 | Fire-Lite | STI9706 | STEEL WEB STOPPER, FLUSH MOUNT, USE WITH PROJECTED BEAM DETECTOR, (BEAM355, BEAM355S, BEAM1224, AND BEAM1224S) | Quantity |  | 1 | 87.8 | 25% | 65.85
416 | Fire-Lite | STI9707 | STEEL WEB STOPPER, SURFACE MOUNT, USE WITH PROJECTED BEAM DETECTOR, (BEAM355, BEAM355S, BEAM1224, AND BEAM1224S) | Quantity |  | 1 | 87.8 | 25% | 65.85
417 | Fire-Lite | STI9713 | STEEL WEB STOPPER, LOW-PROFILE, UL LISTED FOR USE WITH SD355 ONLY | Quantity |  | 1 | 53.3 | 25% | 39.975
418 | Fire-Lite | SYNC-1 | SYNCHRONIZATION DAUGHTER MODULE FOR CMF-300-6 | Quantity |  | 1 | 76.5 | 25% | 57.375
419 | Fire-Lite | TL-1055 | IR TEST LAMP FOR TESTING FSX DETECTORS, NON-EXPLOSION PROOF VERSION. INCL UNIVERSAL CHARGER | Quantity |  | 1 | 1225 | 25% | 918.75
420 | Fire-Lite | TL-2055 | IR TEST LAMP FOR TESTING FSX DETECTORS, EXPLOSION PROOF VERSION. INCL UNIVERSAL CHARGER | Quantity |  | 1 | 2843 | 25% | 2132.25
421 | Fire-Lite | TR-1-R | TRIM RING FOR SEMI-FLUSH MOUNTING MS-2/MS-4 | Quantity |  | 1 | 79.5 | 25% | 59.625
422 | Fire-Lite | TR300 | TRIM RING; WHITE | Quantity |  | 1 | 6 | 25% | 4.5
423 | Fire-Lite | TR300-IV | TRIM RING; IVORY | Quantity |  | 1 | 13 | 25% | 9.75
424 | Fire-Lite | TR-6-R | TRIM RING FOR ECC-RPU; RED | Quantity |  | 1 | 115.75 | 25% | 86.8125
425 | Fire-Lite | TR-CE | TRIM RING; RED | Quantity |  | 1 | 115 | 25% | 86.25
426 | Fire-Lite | TUBING-250 | XTRALIS - POLYETHYLENE TUBING, BLACK, 1/2” OD X 3/8” ID, FPE RATED. ENTER QUANTITY IN LINEAR FEET REQUIRED FOR PROJECT. SOLD IN 250 FOOT ROLL. PRICE SHOWN PER ROLL. | Quantity |  | 1 | 359.5 | 25% | 269.625
427 | Fire-Lite | VBC-001 | XTRALIS - BATTERY CABINET (HOLDS 4 BATTERIES) | Quantity |  | 1 | 249 | 25% | 186.75
428 | Fire-Lite | VBT-012 | XTRALIS - BATTERY, SEALED, LEAD ACID, 12VDC, 12 AMP/HOUR (2 REQUIRED PER DETECTOR) | Quantity |  | 1 | 150 | 25% | 112.5
429 | Fire-Lite | VIC-020 | XTRALIS - VESDA MULTI-FUNCTION CONTROL CARD PROVIDES ADDITIONAL 2 RELAYS & GENERAL PURPOSE OUTPUT (GPI) | Quantity |  | 1 | 349.5 | 25% | 262.125
430 | Fire-Lite | VISORALARM-PLUS | CENTRAL STATION RECEIVER UL FOR FIRE AND SECURITY | Quantity |  | 1 | 4504 | 25% | 3378
431 | Fire-Lite | VKT-020 | XTRALIS - VESDA VLF - 250 DEMO UNIT ONLY, DEMO UNIT WITH POWER CONNECTOR PLUG INSTALLED AND SHORT LENGTH OF PIPE, ELBOW, END CAP AND TWO PIPE LABELS. | Quantity |  | 1 | 2145 | 25% | 1608.75
432 | Fire-Lite | VKT-050 | XTRALIS - VESDA VLF - 500 DEMO UNIT ONLY, DEMO UNIT WITH POWER CONNECTOR PLUG INSTALLED AND SHORT LENGTH OF PIPE, ELBOW, END CAP AND TWO PIPE LABELS. | Quantity |  | 1 | 2622 | 25% | 1966.5
433 | Fire-Lite | VKT-301 | XTRALIS - OSID DEMO KIT CONSISTING OF 2 X OSE-SPW (FITTED WITH ALKALINE BATTERIES), 1 X OSI-90, 1 X OSID-INST, FITTED IN A CARRY CASE WITH MOUNTING PLATES | Quantity |  | 1 | 2958 | 25% | 2218.5
434 | Fire-Lite | VLF-250 | XTRALIS - VLF-250 COMPATIBLE WITH THE ENTIRE FAMILY OF VESDA LASER PRODUCTS (VLP, VLS, VLC, ETC...). ADJUSTABLE SENSITIVITY RANGE IS 0.008 - 6% RO 6.4 /FT. OBS., BUILT - IN CIRCULAR DISPLAY, 3 LEVELS OF ALARM PROVIDED. USE FOR AREAS UP TO 2,500 SQUARE FEET. | Quantity |  | 1 | 2284 | 25% | 1713
435 | Fire-Lite | VLF-500 | XTRALIS - VLF-500 COMPATIBLE WITH THE ENTIRE FAMILY OF VESDA LASER PRODUCTS (VLP, VLS, VLC, ETC...). ADJUSTABLE SENSITIVITY RANGE IS 0.008 - 6% OR 6.4 FT./OBS., BUILT - IN CIRCULAR DISPLAY, 3 LEVELS OF ALARM PROVIDED. USE FOR AREAS UP TO 5,000 SQUARE FEET. | Quantity |  | 1 | 2816 | 25% | 2112
436 | Fire-Lite | VP-CLIP-US | XTRALIS - 3/4" PIPE SUPPORT CLAMP (REQUIRED FOR EACH 5 FEET OF PIPE). ENTER QUANTITY IN NUMBER OF PIECES REQUIRED FOR PROJECT. SOLD IN BOX QUANTITIES OF 50. PRICE SHOWN PER BOX. | Quantity |  | 1 | 136.5 | 25% | 102.375
437 | Fire-Lite | VP-COUP | XTRALIS - COUPLING, 3/4” , SOCKET TO SOCKET CPVC COUPLINGS. ENTER QUANTITY IN NUMBER OF PIECES REQUIRED FOR PROJECT. SOLD IN BOX QUANTITIES OF 15. PRICE SHOWN PER BOX. | Quantity |  | 1 | 28.4 | 25% | 21.3
438 | Fire-Lite | VP-CUTTER | XTRALIS - CPVC PIPE CUTTERS. CUTS UP TO 1 1/2” PIPE. | Quantity |  | 1 | 187 | 25% | 140.25
439 | Fire-Lite | VP-EC | XTRALIS - END CAP, 3/4” CPVC. ENTER QUANTITY IN NUMBER OF PIECES REQUIRED FOR PROJECT. SOLD IN BOX QUANTITIES OF 25. PRICE SHOWN PER BOX. | Quantity |  | 1 | 30.6 | 25% | 22.95
440 | Fire-Lite | VP-ELB-45 | XTRALIS - ELBOW - 45 DEGREE, 3/4”, SOCKET TO SOCKET, 45 DEGREE CPVC ELBOW. ENTER QUANTITY IN NUMBER OF PIECES REQUIRED FOR PROJECT. SOLD IN BOX QUANTITIES OF 10. PRICE SHOWN PER BOX. | Quantity |  | 1 | 27.3 | 25% | 20.475
441 | Fire-Lite | VP-ELB-90 | XTRALIS - ELBOW - 90 DEGREE, 3/4”, SOCKET TO SOCKET, 90 DEGREE CPVC ELBOW. ENTER QUANTITY IN NUMBER OF PIECES REQUIRED FOR PROJECT. SOLD IN BOX QUANTITIES OF 20. PRICE SHOWN PER BOX. | Quantity |  | 1 | 39.3 | 25% | 29.475
442 | Fire-Lite | VP-P-210 | XTRALIS - VESDA CPVC PIPE. ENTER QUANTITY IN LINEAR FEET REQUIRED FOR PROJECT. 15' LENGTHS OF CPVC PIPE WITH 0.874 ID / 1.05 OD. SOLD IN BOX QUANTITIES OF 210 LINEAR FEET. PRICE SHOWN PER BOX. | Quantity |  | 1 | 364 | 25% | 273
443 | Fire-Lite | VP-P-420 | XTRALIS - VESDA CPVC PIPE. ENTER QUANTITY IN LINEAR FEET REQUIRED FOR PROJECT. 15' LENGTHS OF CPVC PIPE WITH 0.874 ID / 1.05 OD. SOLD IN BOX QUANTITIES OF 420 LINEAR FEET. PRICE SHOWN PER BOX. | Quantity |  | 1 | 727 | 25% | 545.25
444 | Fire-Lite | VPS-100US-120 | XTRALIS - POWER SUPPLY, SINGLE ZONE WITH HOUSING, 120 VAC VERSION POWERS UP TO 5 REMOTE (SINGLE BOX) UNITS OR 1 REMOTE 19” SUBRACK, OR 2 VLC/ 2 VLF-250 UNITS, OR 1 VLP, VLF-500 OR VLS UNIT. VPS - 100US - XXX REQUIRES (2) 12 VDC, 12 AMP/HOUR BATTERIES. | Quantity |  | 1 | 621 | 25% | 465.75
445 | Fire-Lite | VPS-300US-120 | XTRALIS - POWER SUPPLY, MULTI ZONE WITH HOUSING, INCLUDES BATTERY CABINET, 120VAC VERSION CONSISTS OF VPS - 100US - XXX AND BATTERY CABINET VBC - 001. HOLDS UP TO (6) 12 VDC, 12 AMP/HOUR BATTERIES (MAXIMUM) AND 4 BATTERIES (MINIMUM). WITH FOUR BATTERIES - EACH VPS - 300US - XXX COMBINATION SUPPORTS UP TO 10 REMOTE SINGLE BOX UNITS, OR 2 REMOTE 19” SUBRACKS, OR 4 VLC/ 4 VLF-250 UNITS OR 2 VLP, VLF-500 OR VLS UNITS. WITH SIX BATTERIES - EACH VPS - 300US - XXX COMBINATION SUPPORTS UP TO 15 REMOTE SINGLE BOX UNITS, OR 3 REMOTE 19” SUBRACKS, OR 6 VLC/VLF-250 UNITS OR 3 VLP, VLF-500 OR VLS UNITS. | Quantity |  | 1 | 935 | 25% | 701.25
446 | Fire-Lite | VP-TEE | XTRALIS - PIPE TEES, 3/4” CPVC PIPE TEES. ENTER QUANTITY IN NUMBER OF PIECES REQUIRED FOR PROJECT. SOLD IN BOX QUANTITIES OF 15. PRICE SHOWN PER BOX. | Quantity |  | 1 | 39.3 | 25% | 29.475
447 | Fire-Lite | VP-TEE-FPT | XTRALIS - TEE, BOX OF 10, 3/4” X 1/2” FPT. ENTER QUANTITY IN NUMBER OF PIECES REQUIRED FOR PROJECT. SOLD IN BOX QUANTITIES OF 10. PRICE SHOWN PER BOX. | Quantity |  | 1 | 64.4 | 25% | 48.3
448 | Fire-Lite | VP-UNION | XTRALIS - SOCKET UNION, 3/4” CPVC UNION. ENTER QUANTITY IN NUMBER OF PIECES REQUIRED FOR PROJECT. SOLD IN BOX QUANTITIES OF 10. PRICE SHOWN PER BOX. | Quantity |  | 1 | 53.5 | 25% | 40.125
449 | Fire-Lite | VSP-005 | XTRALIS - FILTER CARTRIDGE (RECOMMEND REPLACING EVERY 2 YEARS) | Quantity |  | 1 | 110.5 | 25% | 82.875
450 | Fire-Lite | VSP-025 | XTRALIS - FILTER CARTRIDGE (PACKAGE OF 20) | Quantity |  | 1 | 1564 | 25% | 1173
451 | Fire-Lite | VSP-715 | XTRALIS - SPARE ASPIRATOR, VLF – 250 & VLF – 500 | Quantity |  | 1 | 569 | 25% | 426.75
452 | Fire-Lite | VSP-722 | XTRALIS - VLF-250 ASPIRATOR ASSEMBLY (1 FAN) | Quantity |  | 1 | 510 | 25% | 382.5
453 | Fire-Lite | VSP-850-G | XTRALIS - EXTERNAL IN LINE FILTER - GREY | Quantity |  | 1 | 204.5 | 25% | 153.375
454 | Fire-Lite | VSP-850-R | XTRALIS - EXTERNAL IN LINE FILTER - RED | Quantity |  | 1 | 204.5 | 25% | 153.375
455 | Fire-Lite | VSP-855-20 | XTRALIS - SPARES IN LINE FILTER - 20 PACK | Quantity |  | 1 | 328 | 25% | 246
456 | Fire-Lite | VSP-855-4 | XTRALIS - SPARES IN LINE FILTER - 4 PACK | Quantity |  | 1 | 87.4 | 25% | 65.55
457 | Fire-Lite | VSP-950 | XTRALIS - TEST POINT PIPE LABELS. ENTER QUANTITY IN NUMBER OF PIECES REQUIRED FOR PROJECT. SOLD BY SHEET WITH QUANTITY OF 12 PER SHEET. PRICE SHOWN PER SHEET. | Quantity |  | 1 | 52.4 | 25% | 39.3
458 | Fire-Lite | VSPEXHAUST | XTRALIS - EXHAUST DEFLECTOR, GREY, FOR USE WITH VLF | Quantity |  | 1 | 13.1 | 25% | 9.825
459 | Fire-Lite | VSP-TP-KIT-US | XTRALIS - VESDA BENCHMARK TEST POINT QUICK CONNECT KIT. COMPLETE WITH THREADED COUPLER, BRASS QUICK CONNECT FITTING, TEST PLUG, AND BENCHMARK TEST POINT LABEL. ONE KIT REQUIRED AT END OF EACH PIPE RUN. | Quantity |  | 1 | 182 | 25% | 136.5
460 | Fire-Lite | VTT-10000-USA | XTRALIS - VESDA TEST TRANSFORMER (WIRE BURNER): PREVIOUSLY KNOWN AS THE HOT WIRE TEST, THIS POWER SUPPLY UNIT IS USED TO TEST VESDA EQUIPMENT. THE UNIT PROVIDES 6VAC OUTPUT FROM 220 - 240VAC OR 110 - 120VAC SUPPLY. A TIMER IS INCORPORATED TO PROVIDE A SELECTABLE BURN PERIOD OF UP TO 3 MINUTES. NOTE: EXCLUDES WIRE (P/N 251-001). PURCHASE WIRE SEPERATELY. | Quantity |  | 1 | 649 | 25% | 486.75
461 | Fire-Lite | WA7626-CA | SMA TO N ADAPTER | Quantity |  | 1 | 92.75 | 25% | 69.5625
462 | Fire-Lite | WCK-200B | WHITE DETECTOR KIT, FITS SD355 & CP355. PACKAGE OF 10 | Quantity |  | 1 | 139 | 25% | 104.25
463 | Fire-Lite | W-CRF | WIRELESS RELAY MODULE FOR USE WITH THE W-GATE WIRELESS GATEWAY. RECOMMENDED FOR INSTALLATION IN A SMB500 BOX (ORDERED SEPARATELY) RATHER THAN A METAL BACKBOX FOR BEST PERFORMANCE. REQUIRES (4) CR-123A BATTERIES (INCLUDED). | Quantity |  | 1 | 350.5 | 25% | 262.875
464 | Fire-Lite | W-DIS-D | LCD USER INTERFACE FOR USE WITH THE W-GATE WIRELESS GATEWAY AND AN ANN-80-W REMOTE ANNUNCIATOR. BOTH W-DIS-D AND ANN-80-W ARE REQUIRED TO DISPLAY TROUBLE AND SUPERVISORY CONDITIONS THAT ARE SPECIFIC TO THE W-GATE AND ITS DEVICES. | Quantity |  | 1 | 348.25 | 25% | 261.1875
465 | Fire-Lite | W-GATE | FIRE-LITE WIRELESS SWIFT GATEWAY - 1 SWIFT GATEWAY IS REQUIRED FOR EACH WIRELESS MESH, AND SUPPORTS UP TO 48 SWIFT DETECTORS OR MODULES, AND ONE DISPLAY DRIVER. CONNECTS TO THE SLC LOOP OF A COMPATIBLE PANEL USING LITESPEED PROTOCOL. | Quantity |  | 1 | 442.5 | 25% | 331.875
466 | Fire-Lite | W-H355 | WIRELESS FIXED-TEMPERATURE (135 DEGREE F) HEAT DETECTOR FOR USE WITH THE W-GATE WIRELESS GATEWAY, B501W BASE INCLUDED. REQUIRES (4) CR-123A BATTERIES (INCLUDED). | Quantity |  | 1 | 287 | 25% | 215.25
467 | Fire-Lite | W-H355R | WIRELESS RATE-OF-RISE (135 DEGREE F) HEAT DETECTOR FOR USE WITH THE W-GATE WIRELESS GATEWAY, B501W BASE INCLUDED. REQUIRES (4) CR-123A BATTERIES (INCLUDED). | Quantity |  | 1 | 287 | 25% | 215.25
468 | Fire-Lite | W-MMF | WIRELESS MONITOR MODULE FOR USE WITH THE W-GATE WIRELESS GATEWAY. RECOMMENDED FOR INSTALLATION IN A SMB500 BOX (ORDERED SEPARATELY) RATHER THAN A METAL BACKBOX FOR BEST PERFORMANCE. REQUIRES (4) CR-123A BATTERIES (INCLUDED). | Quantity |  | 1 | 301.25 | 25% | 225.9375
469 | Fire-Lite | W-SD355 | WIRELESS PHOTOELECTRIC SMOKE DETECTOR FOR USE WITH THE W-GATE WIRELESS GATEWAY, B501W BASE INCLUDED. REQUIRES (4) CR-123A BATTERIES (INCLUDED). | Quantity |  | 1 | 329.5 | 25% | 247.125
470 | Fire-Lite | W-SD355T | WIRELESS PHOTO/HEAT DETECTOR FOR USE WITH THE W-GATE WIRELESS GATEWAY, B501W BASE INCLUDED. REQUIRES (4) CR-123A BATTERIES (INCLUDED). | Quantity |  | 1 | 353 | 25% | 264.75
471 | Fire-Lite | W-USB | SOFTWARE INTERFACE (VIA USB PORT) FOR COMPUTERS RUNNING THE SWIFT TOOLS PROGRAMMING UTILITY. | Quantity |  | 1 | 374 | 25% | 280.5
472 | Fire-Lite | XAL-53 | PULL STATION -- EXPLOSION-PROOF, N/O & N/C CONTACTS | Quantity |  | 1 | 1257 | 25% | 942.75
473 | Fire-Lite | XAS-1-US | XTRALIS - SINGLE ZONE AIR SAMPLING UNIT. UL LISTED FOR USE WITH SIEMENS, APOLLO & HOCHIKI SPOT DETECTORS AND ASSOCIATED MOUNTING BASES. REFER TO INSTALL INSTRUCTIONS FOR DETAILS ON DETECTORS AND MOUNTING BASES. UNIT REQUIRES USE OF BAFFLE FOR DETECTOR TO BE USED (ORDERED SEPERATELY) AND EXTERNAL 24 VDC POWER. | Quantity |  | 1 | 1065 | 25% | 798.75
474 | Fire-Lite | XAS-2-US | XTRALIS - DUAL ZONE AIR SAMPLING UNIT. UL LISTED FOR USE WITH SIEMENS, APOLLO & HOCHIKI SPOT DETECTORS AND ASSOCIATED MOUNTING BASES. REFER TO INSTALL INSTRUCTIONS FOR DETAILS ON DETECTORS AND MOUNTING BASES. UNIT REQUIRES USE OF BAFFLE FOR DETECTORS TO BE USED (ORDERED SEPERATELY) AND EXTERNAL 24 VDC POWER. | Quantity |  | 1 | 1311 | 25% | 983.25
475 | Fire-Lite | XP-4 | EXTENSION POLE | Quantity |  | 1 | 272.5 | 25% | 204.375
476 | Fire-Lite | XR2B | DETECTOR INSTALLATION/REMOVAL TOOL KIT FOR 800 AND 355 SERIES DETECTORS. | Quantity |  | 1 | 207 | 25% | 155.25
477 | Fire-Lite | XRM-24 | TRANSFORMER -EXPANDS NOTIFICATION APPLIANCE (BELL) CIRCUIT POWER FROM 3 TO 5 AMPS FOR THE MS-4 -- MOUNTS WITHIN CABINET; 110 VOLTS | Quantity |  | 1 | 174.5 | 25% | 130.875
478 | Fire-Lite | XRM-24B | OPTIONAL TRANSFORMER. INCREASES SYSTEM POWER OUTPUT TO 6.0 AMPS. USE XRM-24BE WITH MS-9200UDLS REV2(E). | Quantity |  | 1 | 162 | 25% | 121.5
479 | Fire-Lite | XRM-24BE | OPTIONAL TRANSFORMER. INCREASES SYSTEM POWER OUTPUT TO 6.0 AMPS. USE XRM-24BE WITH MS-9200UDLS REV2(E); 220 VOLTS | Quantity |  | 1 | 162 | 25% | 121.5
480 | Fire-Lite | XRM-24E | TRANSFORMER -EXPANDS NOTIFICATION APPLIANCE (BELL) CIRCUIT POWER FROM 3 TO 6 AMPS FOR THE MS-4 – MOUNTS WITHIN CABINET; 220 VOLTS | Quantity |  | 1 | 172.5 | 25% | 129.375
481 | Fire-Lite | ZNAC-4 | OUTPUT CLASS A CONVERTER, FCPS-24FS6 OR FCPS-24FS8 | Quantity |  | 1 | 136.5 | 25% | 102.375
482 | Fire-Lite | ZNAC-92 | MS-9200UDLS MODULE CONVERTS 4 CLASS B TO 4 CLASS A NAC CIRCUITS | Quantity |  | 1 | 142.5 | 25% | 106.875
483 | Silent Knight | 001347-L8 | KEY, SINGLE, SILENT KNIGHT | Quantity |  | 1 | 2.25 | 23% | 1.7325
484 | Silent Knight | 005104-L8 | ASSY,FNL,5104 CONTROL COMM,SLAVE,6ZN,SK | Quantity |  | 1 | 486.5 | 23% | 374.605
485 | Silent Knight | 005128 | COMM, SLAVE 4 CH PLAST BO | Quantity |  | 1 | 413 | 23% | 318.01
486 | Silent Knight | 005129 | COMMUNICATOR, 4 CHANNEL SLAVE IN RED CABINET | Quantity |  | 1 | 475 | 23% | 365.75
487 | Silent Knight | 005220 | MODULE, FIRE DIRECT CONNECT | Quantity |  | 1 | 148.5 | 23% | 114.345
488 | Silent Knight | 005230 | LCD FIRE REMOTE ANNUNCIATOR, FOR USE WITH 5207, 5104,5128/5129 | Quantity |  | 1 | 274 | 23% | 210.98
489 | Silent Knight | 005495 | DISTRIBUTED POWER MODULE, 6 AMPS | Quantity |  | 1 | 601 | 23% | 462.77
490 | Silent Knight | 005496 | DISTRIBUTED POWER MOD W/SBUS, 6 AMPS | Quantity |  | 1 | 661 | 23% | 508.97
491 | Silent Knight | 005499 | DISTRIBUTED POWER MODULE 9 AMP | Quantity |  | 1 | 700 | 23% | 539
492 | Silent Knight | 005700CB | ASSY,FNL,CAB ONLY,5700 FACP,SK | Quantity |  | 1 | 196 | 23% | 150.92
493 | Silent Knight | 005808CB | CABINET ONLY FOR 5808 | Quantity |  | 1 | 339.5 | 23% | 261.415
494 | Silent Knight | 005815RMK | CABINET ACCESSORY, REMOTE MOUNTING KIT FOR THE 5815XL | Quantity |  | 1 | 145 | 23% | 111.65
495 | Silent Knight | 005815XL | SLC INTERFACE/EXPANDER, 127 POINTS | Quantity |  | 1 | 530 | 23% | 408.1
496 | Silent Knight | 005820XLCB | ASSY,CABINET,5820XLCB,INTELLIKNIGHT,SK | Quantity |  | 1 | 391 | 23% | 301.07
497 | Silent Knight | 005824 | SERIAL/PARALLEL INTERFACE | Quantity |  | 1 | 370.5 | 23% | 285.285
498 | Silent Knight | 005860 | LCD REMOTE ANNUNCIATOR, 80 CHAR DISPLAY, GRAY BEZEL | Quantity |  | 1 | 567 | 23% | 436.59
499 | Silent Knight | 005860R | LCD REMOTE ANNUNCIATOR, 80 CHAR DISPLAY, RED BEZEL | Quantity |  | 1 | 567 | 23% | 436.59
500 | Silent Knight | 005860TG | TRIM RING FOR USE W/ 5860 & RA-1000, GRAY | Quantity |  | 1 | 53 | 23% | 40.81
501 | Silent Knight | 005860TR | TRIM RING FOR USE W/ 5860R & RA-1000R, RED | Quantity |  | 1 | 53 | 23% | 40.81
502 | Silent Knight | 005865-3 | LED ANNUNCIATOR 15 ZONE | Quantity |  | 1 | 539 | 23% | 415.03
503 | Silent Knight | 005865-4 | LED ANNUNCIATOR 15 ZONE W/SWITCHES | Quantity |  | 1 | 599 | 23% | 461.23
504 | Silent Knight | 005880 | LED DRIVER MODULE WITH 8 INPUTS, FOR USE WITH 5820XL | Quantity |  | 1 | 441.5 | 23% | 339.955
505 | Silent Knight | 005883 | RELAY DRIVER BOARD FOR USE WITH 5880 | Quantity |  | 1 | 301 | 23% | 231.77
506 | Silent Knight | 005895XL | INTELLIKNIGHT DISTRIBUTED POWER MODULE, 6 AMPS, 2 RELAYS | Quantity |  | 1 | 997 | 23% | 767.69
507 | Silent Knight | 005895XLCB | ASSY,FNL,CAB ONLY,5895XL,PWR SPLY,SK | Quantity |  | 1 | 339 | 23% | 261.03
508 | Silent Knight | 006700 | 100-PT ADDRESSABLE FACP | Quantity |  | 1 | 1106 | 23% | 851.62
509 | Silent Knight | 006700CB | SILENT KNIGHT 6700 CABINET | Quantity |  | 1 | 182 | 23% | 140.14
510 | Silent Knight | 006808 | 198-PT ADDRESSABLE FACP | Quantity |  | 1 | 1541 | 23% | 1186.57
511 | Silent Knight | 006808CB | SILENT KNIGHT 6808 CABINET | Quantity |  | 1 | 315 | 23% | 242.55
512 | Silent Knight | 006815 | SLC LOOP EXPANDER (SK DEVICES) | Quantity |  | 1 | 507 | 23% | 390.39
513 | Silent Knight | 006820 | 1110-PT ADDRESSABLE FACP | Quantity |  | 1 | 2353 | 23% | 1811.81
514 | Silent Knight | 006820CB | SILENT KNIGHT 6820 CABINET | Quantity |  | 1 | 363 | 23% | 279.51
515 | Silent Knight | 006855 | LCD REMOTE ANNUNCIATOR (4X20) | Quantity |  | 1 | 447 | 23% | 344.19
516 | Silent Knight | 006860 | LCD REMOTE ANNUNCIATOR (4X40) | Quantity |  | 1 | 548 | 23% | 421.96
517 | Silent Knight | 007860 | CABLE MODULAR TELCO | Quantity |  | 1 | 7 | 23% | 5.39
518 | Silent Knight | 009084 | SOFTWARE CHIP ONLY, REV D | Quantity |  | 1 | 28.25 | 23% | 21.7525
519 | Silent Knight | 00PLEX-1 | DOOR OPTION 1, 5820XL, IFP-1000 | Quantity |  | 1 | 186.5 | 23% | 143.605
520 | Silent Knight | 00PLEX-2 | DOOR OPTION 2, 5808, SK5208 | Quantity |  | 1 | 201 | 23% | 154.77
521 | Silent Knight | 00RA-100TR | TRIM RING,RA-100/ RA-2000 REVA | Quantity |  | 1 | 78 | 23% | 60.06
522 | Silent Knight | 00VIP-TR | KIT,TRIM RING,VOICE PRODUCTS,SK | Quantity |  | 1 | 91.75 | 23% | 70.6475
523 | Silent Knight | 051040 | PC BOARD ONLY 5104 | Quantity |  | 1 | 358.5 | 23% | 276.045
524 | Silent Knight | 052080 | PC BOARD ONLY FOR SK5208 | Quantity |  | 1 | 1145 | 23% | 881.65
525 | Silent Knight | 054950 | PC BOARD ONLY 5495 | Quantity |  | 1 | 479.5 | 23% | 369.215
526 | Silent Knight | 054960 | PC BOARD ONLY 5496 | Quantity |  | 1 | 614 | 23% | 472.78
527 | Silent Knight | 054990 | PC BOARD ONLY 5499 | Quantity |  | 1 | 590 | 23% | 454.3
528 | Silent Knight | 057000 | PC BOARD ONLY ASSEMBLY 5700 | Quantity |  | 1 | 1037 | 23% | 798.49
529 | Silent Knight | 058080 | PC BOARD ONLY ASSEMBLY 5808 | Quantity |  | 1 | 1300 | 23% | 1001
530 | Silent Knight | 058200XL | PC BOARD ONLY FOR 5820XL | Quantity |  | 1 | 2080 | 23% | 1601.6
531 | Silent Knight | 058950XL | PC BOARD ONLY 5895XL | Quantity |  | 1 | 864 | 23% | 665.28
532 | Silent Knight | 067000BD | SILENT KNIGHT 6700 BOARD | Quantity |  | 1 | 1005 | 23% | 773.85
533 | Silent Knight | 068080BD | SILENT KNIGHT 6808 BOARD | Quantity |  | 1 | 1200 | 23% | 924
534 | Silent Knight | 068200BD | SILENT KNIGHT 6820 BOARD | Quantity |  | 1 | 1995 | 23% | 1536.15
535 | Silent Knight | 115035 | TRNSFRMR 16.5V 45VA 5104B | Quantity |  | 1 | 29.75 | 23% | 22.9075
536 | Silent Knight | 115061 | XFMR,PWR,120/36VAC,85VA,6"LEAD | Quantity |  | 1 | 48.25 | 23% | 37.1525
537 | Silent Knight | 119640B | LOCK,SK,STANDARD,SNAP-IN | Quantity |  | 1 | 4.75 | 23% | 3.6575
538 | Silent Knight | 122427 | BACK BOX, STEEL, RA-1000 | Quantity |  | 1 | 65 | 23% | 50.05
539 | Silent Knight | 122464 | BEZEL, PNTD RED 5860R - STEEL | Quantity |  | 1 | 60.25 | 23% | 46.3925
540 | Silent Knight | 130294 | CABLE ASSY , 4P-0P 24 IN | Quantity |  | 1 | 9.5 | 23% | 7.315
541 | Silent Knight | 130420 | CABLE, 12" RED AND BLACK | Quantity |  | 1 | 6.5 | 23% | 5.005
542 | Silent Knight | 130422 | BATTERY CONNECTOR 18 INCH | Quantity |  | 1 | 3 | 23% | 2.31
543 | Silent Knight | 302-135 | 135 °F (57° C) VERTICAL MOUNT. | Quantity |  | 1 | 47.25 | 23% | 36.3825
544 | Silent Knight | 302-194 | 194 °F (90° C) VERTICAL MOUNT. | Quantity |  | 1 | 47.25 | 23% | 36.3825
545 | Silent Knight | 302-AW-135 | 135 °F (57° C) VERTICAL MOUNT, FOR INDOOR OR OUTDOOR USE. | Quantity |  | 1 | 52.25 | 23% | 40.2325
546 | Silent Knight | 302-AW-194 | 194 °F (90° C) VERTICAL MOUNT, FOR INDOOR OR OUTDOOR USE. | Quantity |  | 1 | 52.25 | 23% | 40.2325
547 | Silent Knight | 302-EPM-135 | 135 °F (57° C) EXPLOSION-PROOF. | Quantity |  | 1 | 99.5 | 23% | 76.615
548 | Silent Knight | 302-EPM-194 | 194 °F (90° C) EXPLOSION-PROOF. | Quantity |  | 1 | 99.5 | 23% | 76.615
549 | Silent Knight | 302-ET-135 | 135 °F (57° C) VERTICAL MOUNT, INDOOR OR OUTDOOR USE. CAN BE MOUNTED TO 1/2" CONDUIT THREADS FOR ATTACHMENT TO THREADED HUB COVER. | Quantity |  | 1 | 52.25 | 23% | 40.2325
550 | Silent Knight | 302-ET-194 | 194 °F (90° C) VERTICAL MOUNT, INDOOR OR OUTDOOR USE. CAN BE MOUNTED TO 1/2" CONDUIT THREADS FOR ATTACHMENT TO THREADED HUB COVER. | Quantity |  | 1 | 52.25 | 23% | 40.2325
551 | Silent Knight | 30-3013 | Optical Smoke Detector Explosion Proof | Quantity |  | 1 | 4239 | 23% | 3264.03
552 | Silent Knight | 4XLM | DRIVER MOD,ANNUNCIATOR,07910 | Quantity |  | 1 | 111 | 23% | 85.47
553 | Silent Knight | 5104RK | 5104 RETOFIT KIT | Quantity |  | 1 | 388.5 | 23% | 299.145
554 | Silent Knight | 58KEY | 5820 FIREFIGHTERS KEY | Quantity |  | 1 | 8.25 | 23% | 6.3525
555 | Silent Knight | 6820EVS | 1110-PT ADDRESSABLE FACP & EVS | Quantity |  | 1 | 4821 | 23% | 3712.17
556 | Silent Knight | 6820EVSCB | SILENT KNIGHT 6820-EVS CABINET | Quantity |  | 1 | 1060 | 23% | 816.2
557 | Silent Knight | 75287 | CABLEASSY,SUB,BATT,FCPS24,10"L | Quantity |  | 1 | 15 | 23% | 11.55
558 | Silent Knight | 7626-25HC | RF EXTENSION CABLE HEX CRIMP | Quantity |  | 1 | 133.5 | 23% | 102.795
559 | Silent Knight | 7626-50HC | 50 FT. ANTENNA CABLE, LOW LOSS | Quantity |  | 1 | 203.5 | 23% | 156.695
560 | Silent Knight | 7628 | EOL RESISTOR ASM,4.7K BULK PACK | Quantity |  | 1 | 4.75 | 23% | 3.6575
561 | Silent Knight | 7641B | EOL RESISTOR DIODE ASSEMBLY R | Quantity |  | 1 | 22.25 | 23% | 17.1325
562 | Silent Knight | 7720P | IPGSM-DP HANDHELD PROGRAMMER | Quantity |  | 1 | 372.5 | 23% | 286.825
563 | Silent Knight | ALMSC119 | RJ45-DB9F CONNECTOR | Quantity |  | 1 | 51.25 | 23% | 39.4625
564 | Silent Knight | AP-P | PLASTIC ADAPTER PLATE FOR 302 AND 302AW. | Quantity |  | 1 | 10.5 | 23% | 8.085
565 | Silent Knight | B200S | INTELLIGENT PLUG-IN SOUNDER BASE HIGH OR LOW VOLUME OUTPUT WITH ANSI TEMPORAL 3 OR TEMPORAL 4, CONTINUOUS, MARCH OR CUSTOM TONE | Quantity |  | 1 | 86.75 | 23% | 66.7975
566 | Silent Knight | B200S-IV | ADDRESSABLE SOUNDER BASE IVORY | Quantity |  | 1 | 86.75 | 23% | 66.7975
567 | Silent Knight | B200S-LF | INTELLIGENT PLUG-IN LOW FREQUENCY SOUNDER BASE HIGH OR LOW VOLUME OUTPUT WITH ANSI TEMPORAL 3 OR TEMPORAL 4, CONTINUOUS, MARCH OR CUSTOM TONE | Quantity |  | 1 | 140 | 23% | 107.8
568 | Silent Knight | B200S-LF-IV | LOW FREQ ADDR SNDR BASE; IVORY | Quantity |  | 1 | 140 | 23% | 107.8
569 | Silent Knight | B200S-LF-WH | LOW FREQ ADDR SNDR BASE; WHITE | Quantity |  | 1 | 134 | 23% | 103.18
570 | Silent Knight | B200SR | SOUNDER BASE ASSEMBLY, REVERSE COMPATIBLE | Quantity |  | 1 | 83 | 23% | 63.91
571 | Silent Knight | B200SR-IV | SOUNDER BASE; IVORY | Quantity |  | 1 | 83 | 23% | 63.91
572 | Silent Knight | B200SR-LF | LOW FREQUENCY SOUNDER BASE ASSEMBLY, BACKWARDS COMPATIBLE | Quantity |  | 1 | 137.5 | 23% | 105.875
573 | Silent Knight | B200SR-LF-IV | LOW FREQ SOUNDER BASE; IVORY | Quantity |  | 1 | 137.5 | 23% | 105.875
574 | Silent Knight | B200SR-LF-WH | LOW FREQ SOUNDER BASE; WHITE | Quantity |  | 1 | 132 | 23% | 101.64
575 | Silent Knight | B200SR-WH | SOUNDER BASE; WHITE | Quantity |  | 1 | 77.5 | 23% | 59.675
576 | Silent Knight | B200S-WH | ADDRESSABLE SOUNDER BASE WHITE | Quantity |  | 1 | 81 | 23% | 62.37
577 | Silent Knight | B210LP | 6 INCH BASE | Quantity |  | 1 | 24.5 | 23% | 18.865
578 | Silent Knight | B210LPBP | CONVENTIONAL FLANGED MOUNTING BASE; PKG. OF 10 | Quantity |  | 1 | 203 | 23% | 156.31
579 | Silent Knight | B224BI | IDP ISOLATOR BASE FOR SK DETECTORS | Quantity |  | 1 | 63.5 | 23% | 48.895
580 | Silent Knight | B224BI-IV | ISOLATOR BASE; IVORY | Quantity |  | 1 | 63.5 | 23% | 48.895
581 | Silent Knight | B224BI-WH | ISOLATOR BASE; WHITE | Quantity |  | 1 | 57.75 | 23% | 44.4675
582 | Silent Knight | B224RB | IDP RELAY BASE FOR SK DETECTORS | Quantity |  | 1 | 64.5 | 23% | 49.665
583 | Silent Knight | B224RB-IV | RELAY BASE; IVORY | Quantity |  | 1 | 64.5 | 23% | 49.665
584 | Silent Knight | B224RB-WH | RELAY BASE; WHITE | Quantity |  | 1 | 59 | 23% | 45.43
585 | Silent Knight | B300-6 | 6" BASE; WHITE | Quantity |  | 1 | 18 | 23% | 13.86
586 | Silent Knight | B300-6-BP | 6" BASE; WHITE; BULK PACK | Quantity |  | 1 | 157 | 23% | 120.89
587 | Silent Knight | B300-6-IV | 6" BASE; IVORY | Quantity |  | 1 | 24 | 23% | 18.48
588 | Silent Knight | B501 | 4 INCH BASE | Quantity |  | 1 | 30 | 23% | 23.1
589 | Silent Knight | B501-BL | 4" BASE BLACK | Quantity |  | 1 | 30 | 23% | 23.1
590 | Silent Knight | B501-IV | 4" BASE IVORY | Quantity |  | 1 | 30 | 23% | 23.1
591 | Silent Knight | B501-WHITE | 4" BASE; WHITE | Quantity |  | 1 | 23.75 | 23% | 18.2875
592 | Silent Knight | BAT-121000 | BATTERY, 12 VOLT, 100 AH. | Quantity |  | 1 | 750 | 23% | 577.5
593 | Silent Knight | BAT-12120-BP | FOUR (4) BAT-12120 BAT-12120 (12V, 12AH) SHIPPED IN EACH BULK PACK | Quantity |  | 1 | 512 | 23% | 394.24
594 | Silent Knight | BAT-12180-BP | TWO (2) BAT-12180 (12V, 18AH) SHIPPED IN EACH BULK PACK | Quantity |  | 1 | 277.5 | 23% | 213.675
595 | Silent Knight | BAT-12260-BP | TWO (2) BAT-12660 (12V, 26AH) SHIPPED IN EACH BULK PACK | Quantity |  | 1 | 415 | 23% | 319.55
596 | Silent Knight | BAT-12550 | BATTERY, 12 VOLT, 55 AH. | Quantity |  | 1 | 407.5 | 23% | 313.775
597 | Silent Knight | BAT-1270-BP | FIVE (5) BAT-1270 (12V, 7AH) SHIPPED IN EACH BULK PACK | Quantity |  | 1 | 377 | 23% | 290.29
598 | Silent Knight | BB-26 | BATTERY BACKBOX – MOUNTS UP TO 2, BAT-12260 BATTERIES | Quantity |  | 1 | 196 | 23% | 150.92
599 | Silent Knight | BCK-200B | BLACK DETECTOR KIT (10 PACK) | Quantity |  | 1 | 129.5 | 23% | 99.715
600 | Silent Knight | BEAMHK | BEAM HEATER KIT - TRANSMITTER | Quantity |  | 1 | 42.75 | 23% | 32.9175
601 | Silent Knight | BEAMHKR | BEAM HEATER KIT - REFLECTOR | Quantity |  | 1 | 214.5 | 23% | 165.165
602 | Silent Knight | BEAMLRK | ACCESSORY KIT LONG RANGE BEAM1224 | Quantity |  | 1 | 167 | 23% | 128.59
603 | Silent Knight | BEAMMMK | KIT MULTI MOUNT FOR BEAM1224 | Quantity |  | 1 | 93.75 | 23% | 72.1875
604 | Silent Knight | BEAMSMK | KIT SURFACE MOUNT FOR BEAM1224 | Quantity |  | 1 | 56.25 | 23% | 43.3125
605 | Silent Knight | BG12TR | TRIM RING FOR ALL BG12 SERIES PULL STATIONS | Quantity |  | 1 | 20 | 23% | 15.4
606 | Silent Knight | CB500 | CONTROL MODULE BARRIER. REQUIRED TO SEPARATE HIGH VOLTAGE FROM LOW VOLTAGE WHEN MODULE IS INSTALLED IN A 4" BOX | Quantity |  | 1 | 16.5 | 23% | 12.705
607 | Silent Knight | CELL-CAB-SK | FIRE CELLULAR COMM (METAL) | Quantity |  | 1 | 448 | 23% | 344.96
608 | Silent Knight | CELL-MOD | FIRE CELLULAR COMM (PLASTIC) | Quantity |  | 1 | 398 | 23% | 306.46
609 | Silent Knight | CK300 | COLOR KIT; WHITE | Quantity |  | 1 | 139 | 23% | 107.03
610 | Silent Knight | CK300-BL | COLOR KIT; BLACK | Quantity |  | 1 | 201 | 23% | 154.77
611 | Silent Knight | CK300-IV | COLOR KIT; IVORY | Quantity |  | 1 | 201 | 23% | 154.77
612 | Silent Knight | DCOIL | DUCT ACCESSORY COIL, REQUIRED ON D2 & DNR IF REMOTE TEST STATION USED | Quantity |  | 1 | 42.75 | 23% | 32.9175
613 | Silent Knight | DF-50 | DEADFRONT ACCESSORY FOR 5700 | Quantity |  | 1 | 55.75 | 23% | 42.9275
614 | Silent Knight | DH24120SPC | DR HLDR,SURF MNT,CHRM | Quantity |  | 1 | 123.5 | 23% | 95.095
615 | Silent Knight | DH400OE-1 | WEATHERPROOF ENCLOSURE | Quantity |  | 1 | 391 | 23% | 301.07
616 | Silent Knight | DNR | INNOVAIRFLEX INTELLIGENT DUCT DETECTOR, NON-RELAY (HEAD NOT INCLUDED) | Quantity |  | 1 | 141.5 | 23% | 108.955
617 | Silent Knight | DNRW | INNOVAIRFLEX DUCT DETECTOR, NON-RELAY, WATERTIGHT (HEAD NOT INCLUDED) | Quantity |  | 1 | 246.5 | 23% | 189.805
618 | Silent Knight | DST1 | INNOVAIRFLEX SAMPLING TUBE, STEEL 1' WITH HOLES | Quantity |  | 1 | 12.25 | 23% | 9.4325
619 | Silent Knight | DST1.5 | INNOVAIRFLEX SAMPLING TUBE, STEEL 1.5' WITH HOLES | Quantity |  | 1 | 15.5 | 23% | 11.935
620 | Silent Knight | DST10 | INNOVAIRFLEX SAMPLING TUBE, STEEL 10' WITH HOLES | Quantity |  | 1 | 47.5 | 23% | 36.575
621 | Silent Knight | DST3 | INNOVAIRFLEX SAMPLING TUBE, STEEL 3' WITH HOLES | Quantity |  | 1 | 21 | 23% | 16.17
622 | Silent Knight | DST5 | INNOVAIRFLEX SAMPLING TUBE, STEEL 5' WITH HOLES | Quantity |  | 1 | 23.25 | 23% | 17.9025
623 | Silent Knight | ELR-47K | ASSY,FNL,ELR-47K | Quantity |  | 1 | 17.5 | 23% | 13.475
624 | Silent Knight | ESD-100 | ETHERNET DATA LINE PROTECTOR | Quantity |  | 1 | 502 | 23% | 386.54
625 | Silent Knight | ETX | INNOVAIRFLEX EXHAUST TUBE, STEEL 1' | Quantity |  | 1 | 17 | 23% | 13.09
626 | Silent Knight | EVS-100W | DISTRIBUTED (REMOTE) AUDIO AMPLIFIER WITH BACKUP, 50 WATTS/100 WATTS AT 25VRMS OR 70VRMS. | Quantity |  | 1 | 2809 | 23% | 2162.93
627 | Silent Knight | EVS-100WBU | EXPANDER CARD FOR EVS-100W REMOTE AMPLIFIER FOR 100 WATT PRIMARY / 50 WATT BACKUP OPERATION. | Quantity |  | 1 | 902 | 23% | 694.54
628 | Silent Knight | EVS-125W | 125 WATT AMPLIFIER. 4 SPKR CRCTS. USE EVS-CE4 FOR ADDL CIRCUITS | Quantity |  | 1 | 2564 | 23% | 1974.28
629 | Silent Knight | EVS-50W | 50 WATT AMPLIFIER. 4 SPKR CRCTS. USE EVS-CE4 FOR ADDL CIRCUITS. | Quantity |  | 1 | 1321 | 23% | 1017.17
630 | Silent Knight | EVS-CE4 | 4 SPEAKER CIRCUIT EXPANDER FOR EVS-50W OR EVS-125W | Quantity |  | 1 | 326 | 23% | 251.02
631 | Silent Knight | EVS-INT50W | 50 WATT AMPLIFIER. 1 SPKR CRCT. MOUNTS INSIDE A 5820XL-EVS | Quantity |  | 1 | 860 | 23% | 662.2
632 | Silent Knight | EVS-LOC | LOCAL OPERATORS CONSOLE | Quantity |  | 1 | 1861 | 23% | 1432.97
633 | Silent Knight | EVS-MIC | REPLACEMENT MICROPHONE FOR 5820XL-EVS OR EVS-RCU | Quantity |  | 1 | 225.5 | 23% | 173.635
634 | Silent Knight | EVS-RCU | REMOTE COMMAND UNIT. MEETS UL2572 AS LOC | Quantity |  | 1 | 1865 | 23% | 1436.05
635 | Silent Knight | EVS-SW24 | ADDS 24 SWITCHES TO 5820XL-EVS OR EVS-RCU | Quantity |  | 1 | 601 | 23% | 462.77
636 | Silent Knight | EVS-VCM | REPLACEMENT VOICE CONTROL MODULE FOR 5820XL-EVS OR EVS-RCU | Quantity |  | 1 | 2068 | 23% | 1592.36
637 | Silent Knight | F110 | RETROFIT FLANGE FOR BX-501 BASE; CONVERTS CLASSIC HIGH PROFILE TO LOW PROFILE BASE. | Quantity |  | 1 | 9 | 23% | 6.93
638 | Silent Knight | F210 | FLANGE RING SMALL, FOR 6" BASE | Quantity |  | 1 | 8.5 | 23% | 6.545
639 | Silent Knight | FFT-24 | 24 ZONE EXPANDER | Quantity |  | 1 | 702 | 23% | 540.54
640 | Silent Knight | FFT-FPJ | FIRE FIGHTER PHONE JACK | Quantity |  | 1 | 126.5 | 23% | 97.405
641 | Silent Knight | FFT-HSC | HANDSET CABINET | Quantity |  | 1 | 877 | 23% | 675.29
642 | Silent Knight | FFT-RHS | REMOTE HANDSET | Quantity |  | 1 | 136.5 | 23% | 105.105
643 | Silent Knight | FFT-STSR | SINGLE TELEPHONE STATNION RECESS MOUNT | Quantity |  | 1 | 422 | 23% | 324.94
644 | Silent Knight | FFT-STSS | SINGLE TELEPHONE STATNION SURFACE MOUNT | Quantity |  | 1 | 425.5 | 23% | 327.635
645 | Silent Knight | FP-IVORY-BP | IVORY FACEPLATE 10-PACK | Quantity |  | 1 | 229 | 23% | 176.33
646 | Silent Knight | FP-WHITE-2-BP | WHITE FACEPLATE 2 IN/2 OUT 10-PACK | Quantity |  | 1 | 81.5 | 23% | 62.755
647 | Silent Knight | FP-WHITE-BP | WHITE FACEPLATE 10-PACK | Quantity |  | 1 | 69.75 | 23% | 53.7075
648 | Silent Knight | GSM-ANT3DB | 3DB GAIN EXTERNAL/REMOTE ANTENNA | Quantity |  | 1 | 189 | 23% | 145.53
649 | Silent Knight | HAZ-WP-PULL | FIRE ALARM PULL STATION FOR HAZARDOUS, NON-HAZARDOUS, WEATHERPROOF OR HARSH LOCATIONS | Quantity |  | 1 | 784 | 23% | 603.68
650 | Silent Knight | HPTCOVER | PLUG IN TRANSFORMER BOX FOR IPGSM COMMUNICATOR | Quantity |  | 1 | 50 | 23% | 38.5
651 | Silent Knight | IDP-ACB | ACCESSORY BOX FOR IDP MODULES | Quantity |  | 1 | 104.5 | 23% | 80.465
652 | Silent Knight | IPBRKT | USED FOR MOUNTING IP COMMUNICATORS IN COMMON ENCLOSURE FOR | Quantity |  | 1 | 66 | 23% | 50.82
653 | Silent Knight | IPCHSKIT | ASSY,FNL,IPCHSKIT | Quantity |  | 1 | 72 | 23% | 55.44
654 | Silent Knight | IPDACT-2 | IPDACT COMMUNICATOR | Quantity |  | 1 | 596 | 23% | 458.92
655 | Silent Knight | IPDACT-2UD | INCLUDES IPDACT-2 AND 2UD DAUGHTER BOARD. | Quantity |  | 1 | 700 | 23% | 539
656 | Silent Knight | IPENC | IP COMMUNICATOR EXTERNAL MOUNTING ENCLOSURE, INCLUDES IPBRKT, RED | Quantity |  | 1 | 123 | 23% | 94.71
657 | Silent Knight | IPENC-B | IP COMMUNICATOR EXTERNAL MOUNTING ENCLOSURE, INCLUDES IPBRKT, BLACK | Quantity |  | 1 | 122.5 | 23% | 94.325
658 | Silent Knight | IPSPLT | SPLITTER: DUAL 8TPC TO SINGLE 8TPC "Y" SPLITTER WITH 2 EA. 9" CABLES FOR COMBINING PANEL PHONE JACKS TO ONE IPDACT INPUT. | Quantity |  | 1 | 23.75 | 23% | 18.2875
659 | Silent Knight | ISO-6 | 6 ISOLATOR MODULE | Quantity |  | 1 | 473.5 | 23% | 364.595
660 | Silent Knight | M02-04-00 | REPLACEMENT TEST MAGNET | Quantity |  | 1 | 8.5 | 23% | 6.545
661 | Silent Knight | M02-09-00 | TELESCOPE HANDLE W/ TEST MAGNET | Quantity |  | 1 | 38.5 | 23% | 29.645
662 | Silent Knight | NY-PLATE | PULL STATION TRIM PLATE FOR NEW YORK CITY, FOR USE WITH ALL NBG SERIES PULL STATIONS | Quantity |  | 1 | 39.5 | 23% | 30.415
663 | Silent Knight | OPR-KEY | OPERATOR KEY FOR SK5208 | Quantity |  | 1 | 2.25 | 23% | 1.7325
664 | Silent Knight | P48-21-00 | END CAP FOR METAL SAMPLING TUBES | Quantity |  | 1 | 6.8 | 23% | 5.236
665 | Silent Knight | PAM-2 | RELAY,7 AMP,12/24 | Quantity |  | 1 | 17.5 | 23% | 13.475
666 | Silent Knight | PRN-7 | PRINTER,SERIAL MATRIX,80 COL | Quantity |  | 1 | 2158 | 23% | 1661.66
667 | Silent Knight | PS-BB | BOX BACK SGB-32S | Quantity |  | 1 | 12.25 | 23% | 9.4325
668 | Silent Knight | PS-DA | PULL STATION DUAL ACTION | Quantity |  | 1 | 45.5 | 23% | 35.035
669 | Silent Knight | PS-DAH | PULL STATION DUAL ACTION; HEX KEY | Quantity |  | 1 | 40.25 | 23% | 30.9925
670 | Silent Knight | PS-DALOB | PULL STATION DUAL ACTION; OUTDOOR, INCLUDES BACKBOX | Quantity |  | 1 | 159.5 | 23% | 122.815
671 | Silent Knight | PS-DASP | PULL STATION DUAL ACTION / SPANISH | Quantity |  | 1 | 45.5 | 23% | 35.035
672 | Silent Knight | PS-DATK | PULL STATION, DUAL ACTION, KEY RESET | Quantity |  | 1 | 48.25 | 23% | 37.1525
673 | Silent Knight | PS-GR12 | BOX OF GLASS RODS | Quantity |  | 1 | 14.5 | 23% | 11.165
674 | Silent Knight | PS-SA | PULL STATION, SINGLE ACTION, KEY RESET | Quantity |  | 1 | 35.5 | 23% | 27.335
675 | Silent Knight | PS-SATK | PULL STATION, SINGLE ACTION, KEY RESET | Quantity |  | 1 | 43 | 23% | 33.11
676 | Silent Knight | PS-SATK-WP | WEATHERPROOF PULL STATION, SINGLE ACTION, KEY RESET | Quantity |  | 1 | 96 | 23% | 73.92
677 | Silent Knight | PS-SMBB | BACK BOX FOR USE WITH SD500-PS & SD500-PSDA, SURFACE MOUNT | Quantity |  | 1 | 42.75 | 23% | 32.9175
678 | Silent Knight | PS-WPB | WEATHERPROOF BOX SG-32WPB | Quantity |  | 1 | 65.75 | 23% | 50.6275
679 | Silent Knight | PS-WPGSKT | WEATHERPROOF GASKET | Quantity |  | 1 | 12.25 | 23% | 9.4325
680 | Silent Knight | RA100Z | REMOTE ANNUNCIATOR, 7MA, 3.1-32 VDC FOR DUCT & BEAM DETECTORS | Quantity |  | 1 | 30.25 | 23% | 23.2925
681 | Silent Knight | RBB | REMOTE BATTERY BOX (10"H X 16"W X 6"D) | Quantity |  | 1 | 121 | 23% | 93.17
682 | Silent Knight | RTS151 | MAGNETIC REMOTE TEST AND RESET STAT | Quantity |  | 1 | 62 | 23% | 47.74
683 | Silent Knight | RTS151KEY | KEY REMOTE TEST AND RESET STATION F | Quantity |  | 1 | 91.75 | 23% | 70.6475
684 | Silent Knight | SB-10 | SURFACE BACK-BOX FOR ALL BG-10 OR BG-12; EXCEPT BG-12LRA. | Quantity |  | 1 | 16.75 | 23% | 12.8975
685 | Silent Knight | SBA-10 | SURFACE BACK-BOX; FOR BG-12LRA. | Quantity |  | 1 | 21.25 | 23% | 16.3625
686 | Silent Knight | SB-I/O | SMT BACKBOX PLASTC PS-SA/DA/IDP | Quantity |  | 1 | 18.5 | 23% | 14.245
687 | Silent Knight | SD500-AIM | 4 SQ SLC ADDRESSABLE INPUT MODULE | Quantity |  | 1 | 98 | 23% | 75.46
688 | Silent Knight | SD500-ANM | ADDRESSABLE NOTIFICATION MODULE | Quantity |  | 1 | 151 | 23% | 116.27
689 | Silent Knight | SD500-ARM | ADDRESSABLE RELAY MODULE | Quantity |  | 1 | 118.5 | 23% | 91.245
690 | Silent Knight | SD500-LED | LED DRIVER MODULE FOR SLC LOOP | Quantity |  | 1 | 687 | 23% | 528.99
691 | Silent Knight | SD500-LIM | SLC LOOP ISOLATION MODULE | Quantity |  | 1 | 106.5 | 23% | 82.005
692 | Silent Knight | SD500-LK | UPGRADE KIT LIFT CONVERT SD500-PS TO SD500-PSDA | Quantity |  | 1 | 23.25 | 23% | 17.9025
693 | Silent Knight | SD500-MIM | ADDRESSABLE MINI INPUT MODULE, MOUNTS IN SINGLE GANG BOX | Quantity |  | 1 | 91.75 | 23% | 70.6475
694 | Silent Knight | SD500-PS | ADDRESSABLE PULL STATION, SINGLE ACTION | Quantity |  | 1 | 142.5 | 23% | 109.725
695 | Silent Knight | SD500-PSDA | ADDRESSABLE PULL STATION, DUAL ACTION | Quantity |  | 1 | 159 | 23% | 122.43
696 | Silent Knight | SD500-SDM | 2 WIRE SMOKE MODULE. CONVERTS CONVENTIONAL 2-WIRE LOOP TO SLC LOOP | Quantity |  | 1 | 139 | 23% | 107.03
697 | Silent Knight | SD505-4AB | ADDRESSABLE 4" BASE | Quantity |  | 1 | 12.25 | 23% | 9.4325
698 | Silent Knight | SD505-6AB | ADDRESSABLE 6" BASE | Quantity |  | 1 | 12.5 | 23% | 9.625
699 | Silent Knight | SD505-6IB | 6" ISOLATOR BASE, FOR USE WITH ADDRESSABLE SENSORS | Quantity |  | 1 | 100.5 | 23% | 77.385
700 | Silent Knight | SD505-6RB | 6" RELAY BASE, FOR USE WITH ADDRESSABLE SENSORS | Quantity |  | 1 | 122.5 | 23% | 94.325
701 | Silent Knight | SD505-6SB | 6" SOUNDER BASE, FOR USE WITH ADDRESSABLE SENSORS | Quantity |  | 1 | 118 | 23% | 90.86
702 | Silent Knight | SD505-APS | ANALOG PHOTO SENSOR | Quantity |  | 1 | 91.75 | 23% | 70.6475
703 | Silent Knight | SD505-DTS-K | DUCT DETECTOR TEST SWITCH REMOTE LED MODULE | Quantity |  | 1 | 100.5 | 23% | 77.385
704 | Silent Knight | SD505-DUCT | ADDRESSABLE DUCT HOUSING W/ SD505-APS SMOKE SENSOR PRE-INSTALLED | Quantity |  | 1 | 272.5 | 23% | 209.825
705 | Silent Knight | SD505-DUCTR | DUCT HOUSING W/RELAYS, INCLUDES THE SD505-APS | Quantity |  | 1 | 384 | 23% | 295.68
706 | Silent Knight | SD505-HEAT | ADDRESSABLE HEAT SENSOR | Quantity |  | 1 | 91.75 | 23% | 70.6475
707 | Silent Knight | SD505-NSRT-RH | HOCHIKI ADDRESS SENSOR DIS-ASSY TOOL | Quantity |  | 1 | 313 | 23% | 241.01
708 | Silent Knight | SD505-NSRT-RTC | INTELLKNGT ADDRESS HEAD REMOVA | Quantity |  | 1 | 657 | 23% | 505.89
709 | Silent Knight | SD505-PHOTO | ADDRESSABLE PHOTO SENSOR | Quantity |  | 1 | 97.25 | 23% | 74.8825
710 | Silent Knight | SD505-T10 | 10 FT SMPLNG TUBE SD505-DUCT/DUCTR | Quantity |  | 1 | 29.5 | 23% | 22.715
711 | Silent Knight | SD505-T2 | 2.5FT SAMPLING TUBE SD505-DUCT/DUCTR | Quantity |  | 1 | 20.5 | 23% | 15.785
712 | Silent Knight | SD505-T5 | 5 FT SAMPLING TUBE SD505-DUCT/DUCTR | Quantity |  | 1 | 24 | 23% | 18.48
713 | Silent Knight | SD505-TCH-B100 | HANDHELD PROGRAMMER HOCHIKI SENSORS | Quantity |  | 1 | 462.5 | 23% | 356.125
714 | Silent Knight | SK-2 | 2 ZONE CONVENTIONAL FIRE PANEL | Quantity |  | 1 | 555 | 23% | 427.35
715 | Silent Knight | SK2190 | CABINET ACCESSORY MULTIPLE PRODUCTS | Quantity |  | 1 | 102.5 | 23% | 78.925
716 | Silent Knight | SK-4 | 4 ZONE CONVENTIONAL FIRE PANEL | Quantity |  | 1 | 699 | 23% | 538.23
717 | Silent Knight | SK-4XLM | LED INTERFACE MODULE | Quantity |  | 1 | 108 | 23% | 83.16
718 | Silent Knight | SK-4XTM | TRANSMITTER MODULE | Quantity |  | 1 | 130 | 23% | 100.1
719 | Silent Knight | SK-4XZM | ZONE RELAY MODULE | Quantity |  | 1 | 125.5 | 23% | 96.635
720 | Silent Knight | SK5208 | CONTROL/COM FIRE 10 ZONE | Quantity |  | 1 | 1433 | 23% | 1103.41
721 | Silent Knight | SK5208CB | CABINET ASSEMBLY FOR THE SK5208 | Quantity |  | 1 | 373 | 23% | 287.21
722 | Silent Knight | SK5217 | EXPANDER, 10 ZONES, FOR THE THE SK5208 | Quantity |  | 1 | 361 | 23% | 277.97
723 | Silent Knight | SK5235 | LCD REMOTE ANNUNCIATOR FOR THE SK5208 | Quantity |  | 1 | 301 | 23% | 231.77
724 | Silent Knight | SK5280 | I/O RELAY, SUPERVISORY STATUS MODULE FOR THE SK5208 | Quantity |  | 1 | 177 | 23% | 136.29
725 | Silent Knight | SK-ACCLIMATE | MULTI-CRITERIA DETECTOR (BASE INCLUDED IN SK DEVICE) | Quantity |  | 1 | 116 | 23% | 89.32
726 | Silent Knight | SK-BEAM | BEAM DETECTOR | Quantity |  | 1 | 1499 | 23% | 1154.23
727 | Silent Knight | SK-BEAM-T | BEAM DETECTOR WITH TEST | Quantity |  | 1 | 1721 | 23% | 1325.17
728 | Silent Knight | SK-CAC4 | CLASS A CONVERTER - 4 ZONE | Quantity |  | 1 | 325 | 23% | 250.25
729 | Silent Knight | SK-CONTROL | CONTROL MODULE | Quantity |  | 1 | 116.5 | 23% | 89.705
730 | Silent Knight | SK-CONTROL-6 | 6 OUTPUT CONTROL MODULE | Quantity |  | 1 | 626 | 23% | 482.02
731 | Silent Knight | SK-DP2/4 | 2/4 ZONE DRESS PANEL | Quantity |  | 1 | 115 | 23% | 88.55
732 | Silent Knight | SK-DUCT | DUCT DETECTOR, WITH PHOTO AND NO RELAY | Quantity |  | 1 | 269 | 23% | 207.13
733 | Silent Knight | SKE-450 | VOICE EVACUATION PANEL 50 WATT | Quantity |  | 1 | 2443 | 23% | 1881.11
734 | Silent Knight | SKE-450ZN4 | VOICE EVAC PANEL 50 WATT, W/ 4 ZONE SPLITTER | Quantity |  | 1 | 3072 | 23% | 2365.44
735 | Silent Knight | SKE-450ZN6 | VOICE EVAC PANEL 50 WATT, W/ 6 ZONE SPLITTER | Quantity |  | 1 | 3265 | 23% | 2514.05
736 | Silent Knight | SKE-B450 | VOICE EVAC 50 WATT BOARD ONLY W/MANUAL | Quantity |  | 1 | 2178 | 23% | 1677.06
737 | Silent Knight | SKE-MIC | VOICE EVAC MICROPHONE | Quantity |  | 1 | 220 | 23% | 169.4
738 | Silent Knight | SKE-SRM | REMOTE MICROPHONE | Quantity |  | 1 | 517 | 23% | 398.09
739 | Silent Knight | SKE-V70 | VOICE EVAC 70 RMS VOLTAGE BOOSTER | Quantity |  | 1 | 250.5 | 23% | 192.885
740 | Silent Knight | SKE-ZN4 | VOICE EVAC 4 ZONE SPLITTER | Quantity |  | 1 | 549 | 23% | 422.73
741 | Silent Knight | SKE-ZN6 | VOICE EVAC 6 ZONE SPLITTER | Quantity |  | 1 | 746 | 23% | 574.42
742 | Silent Knight | SK-F485C | SERIAL TO FIBER SBUS CONVERTER CARD | Quantity |  | 1 | 656 | 23% | 505.12
743 | Silent Knight | SK-FFT | FIRE FIGHTER TELEPHONE CONTROL PANEL | Quantity |  | 1 | 1836 | 23% | 1413.72
744 | Silent Knight | SK-FIRE-CO | ADDRESSABLE FIRE & CO COMBINATION DETECTOR | Quantity |  | 1 | 247.5 | 23% | 190.575
745 | Silent Knight | SK-FML | FIBER CARD (MULTI MODE) | Quantity |  | 1 | 136 | 23% | 104.72
746 | Silent Knight | SK-FSL | FIBER CARD (SINGLE MODE) | Quantity |  | 1 | 334 | 23% | 257.18
747 | Silent Knight | SK-HEAT | ADDRESSABLE HEAT DETECTOR; IVORY; INCLUDES BASE | Quantity |  | 1 | 85.5 | 23% | 65.835
748 | Silent Knight | SK-HEAT-HT | ADDRESSABLE HIGH HEAT DETECTOR; IVORY; INCLUDES BASE | Quantity |  | 1 | 85.5 | 23% | 65.835
749 | Silent Knight | SK-HEAT-HT-W | ADDRESSABLE HIGH HEAT DETECTOR; WHITE; INCLUDES BASE | Quantity |  | 1 | 84.75 | 23% | 65.2575
750 | Silent Knight | SK-HEAT-ROR | ADDRESSABLE HEAT DETECTOR W/RATE-OF-RISE THERMAL SENSOR; IVORY; INCLUDES BASE | Quantity |  | 1 | 88 | 23% | 67.76
751 | Silent Knight | SK-HEAT-ROR-W | ADDRESSABLE HEAT DETECTOR W/RATE-OF-RISE THERMAL SENSOR; WHITE; INCLUDES BASE | Quantity |  | 1 | 84.75 | 23% | 65.2575
752 | Silent Knight | SK-HEAT-W | ADDRESSABLE HEAT DETECTOR; WHITE; INCLUDES BASE | Quantity |  | 1 | 84.75 | 23% | 65.2575
753 | Silent Knight | SK-IP-2 | IP COMUNICATOR KIT, INCLUDES IPENC AND IPBRKT | Quantity |  | 1 | 760 | 23% | 585.2
754 | Silent Knight | SK-IP-2UD | IP COMUNICATOR KIT WITH UPLOAD/DOWNLOAD, INCLUDES IPENC AND IPBRKT | Quantity |  | 1 | 878 | 23% | 676.06
755 | Silent Knight | SK-ISO | ISOLATOR MODULE | Quantity |  | 1 | 95 | 23% | 73.15
756 | Silent Knight | SK-MINIMON | INPUT MINI-MONITOR MODULE | Quantity |  | 1 | 71.75 | 23% | 55.2475
757 | Silent Knight | SK-MON-10 | 10 INPUT MONITOR MODULE | Quantity |  | 1 | 708 | 23% | 545.16
758 | Silent Knight | SK-MONITOR | INPUT MONITOR MODULE | Quantity |  | 1 | 84.5 | 23% | 65.065
759 | Silent Knight | SK-MONITOR-2 | 2 INPUT MONITOR MODULE | Quantity |  | 1 | 154 | 23% | 118.58
760 | Silent Knight | SK-NIC | NETWORK INTERFACE CARD | Quantity |  | 1 | 889 | 23% | 684.53
761 | Silent Knight | SK-NIC-KIT | NETWORK INTERFACE CARD CABINET | Quantity |  | 1 | 1116 | 23% | 859.32
762 | Silent Knight | SK-PHOTO | ADDRESSABLE LOW-PROFILE PHOTOELECTRIC SMOKE DETECTOR; IVORY; INCLUDES BASE | Quantity |  | 1 | 91.5 | 23% | 70.455
763 | Silent Knight | SK-PHOTOR | INTELLIGENT PHOTOELECTRIC REPLACEMENT DUCT SMOKE DETECTOR WITH REMOTE TEST CAPABILITY | Quantity |  | 1 | 99.5 | 23% | 76.615
764 | Silent Knight | SK-PHOTO-R-W | INTELLIGENT PHOTOELECTRIC REPLACEMENT DUCT SMOKE DETECTOR WITH REMOTE TEST CAPABILITY; WHITE | Quantity |  | 1 | 96.25 | 23% | 74.1125
765 | Silent Knight | SK-PHOTO-T | ADDRESSABLE LOW-PROFILE PHOTOELECTRIC SMOKE DETECTOR W/THERMAL SENSOR; IVORY; INCLUDES BASE | Quantity |  | 1 | 103 | 23% | 79.31
766 | Silent Knight | SK-PHOTO-T-W | ADDRESSABLE LOW-PROFILE PHOTOELECTRIC SMOKE DETECTOR W/THERMAL SENSOR; WHITE; INCLUDES BASE | Quantity |  | 1 | 103 | 23% | 79.31
767 | Silent Knight | SK-PHOTO-W | ADDRESSABLE LOW-PROFILE PHOTOELECTRIC SMOKE DETECTOR; WHITE; INCLUDES BASE | Quantity |  | 1 | 93 | 23% | 71.61
768 | Silent Knight | SK-PULL-DA | INTELLIGENT PULL STATION DUAL ACTION | Quantity |  | 1 | 132 | 23% | 101.64
769 | Silent Knight | SK-PULL-SA | INTELLIGENT PULL STATION SINGLE ACTION | Quantity |  | 1 | 132 | 23% | 101.64
770 | Silent Knight | SK-RELAY | RELAY MODULE | Quantity |  | 1 | 112.5 | 23% | 86.625
771 | Silent Knight | SK-RELAY-6 | 6 RELAY MODULE | Quantity |  | 1 | 584 | 23% | 449.68
772 | Silent Knight | SK-RELAYMON-2 | DUAL INPUT/DUAL OUTPUT MODULE | Quantity |  | 1 | 329 | 23% | 253.33
773 | Silent Knight | SK-RZA4 | REMOTE ANNUNCIATOR | Quantity |  | 1 | 115 | 23% | 88.55
774 | Silent Knight | SK-SCK | SEISMIC MOUNTING KIT-Accesories for 5496 | Quantity |  | 1 | 212 | 23% | 163.24
775 | Silent Knight | SK-XRM24 | TRANSFORMER 110 VOLT 3-6A | Quantity |  | 1 | 86.75 | 23% | 66.7975
776 | Silent Knight | SK-XRM24E | TRANSFORMER 220 VOLT 3-6A | Quantity |  | 1 | 86.75 | 23% | 66.7975
777 | Silent Knight | SK-ZONE | ZONE MODULE | Quantity |  | 1 | 137 | 23% | 105.49
778 | Silent Knight | SK-ZONE-6 | 6 ZONE MODULE | Quantity |  | 1 | 745 | 23% | 573.65
779 | Silent Knight | SMB500-WH | WHITE BACK BOX | Quantity |  | 1 | 15.5 | 23% | 11.935
780 | Silent Knight | SMB600 | SURFACE MOUNTING KIT -- 400 SERIES DETECTORS WITH 6 INCH BASE | Quantity |  | 1 | 18 | 23% | 13.86
781 | Silent Knight | SP-TR | SHT MTL,TRIM RING KIT,5600/5700,SK | Quantity |  | 1 | 90 | 23% | 69.3
782 | Silent Knight | STI1100 | STOPPER II WITH HORN, FLUSH. | Quantity |  | 1 | 136 | 23% | 104.72
783 | Silent Knight | STI1130 | STOPPER II WITH HORN, SURFACE. | Quantity |  | 1 | 151.5 | 23% | 116.655
784 | Silent Knight | STI1200 | STOPPER II, NO HORN, FLUSH. | Quantity |  | 1 | 74.25 | 23% | 57.1725
785 | Silent Knight | STI1210D | HORN STROBE COVER, SURFACE MOUNT. | Quantity |  | 1 | 75.25 | 23% | 57.9425
786 | Silent Knight | STI1210E | HORN STROBE COVER, FLUSH MOUNT. | Quantity |  | 1 | 62.75 | 23% | 48.3175
787 | Silent Knight | STI1221D | STROBE COVER, SURFACE MOUNT. | Quantity |  | 1 | 75.25 | 23% | 57.9425
788 | Silent Knight | STI1221E | STROBE COVER, FLUSH MOUNT. | Quantity |  | 1 | 53.5 | 23% | 41.195
789 | Silent Knight | STI1229 | NEMA 4X RATED STOPPER DOME | Quantity |  | 1 | 176 | 23% | 135.52
790 | Silent Knight | STI1230 | STOPPER II, NO HORN, SURFACE. | Quantity |  | 1 | 104.5 | 23% | 80.465
791 | Silent Knight | STI1250 | WEATHER STOPPER II, FLUSH MOUNT. | Quantity |  | 1 | 91 | 23% | 70.07
792 | Silent Knight | STI1280 | BACK PLATE FOR STOPPER II SERIES | Quantity |  | 1 | 30.3 | 23% | 23.331
793 | Silent Knight | STI3002 | WEATHER GASKET. | Quantity |  | 1 | 10.5 | 23% | 8.085
794 | Silent Knight | STI3003 | CONDUIT GASKET. | Quantity |  | 1 | 11.5 | 23% | 8.855
795 | Silent Knight | STI3100 | CONDUIT SPACER, SURFACE MOUNT. | Quantity |  | 1 | 31.4 | 23% | 24.178
796 | Silent Knight | STI3150 | WEATHER STOPPER II, SURFACE MOUNT. | Quantity |  | 1 | 121.5 | 23% | 93.555
797 | Silent Knight | STI4100 | STOPPER G, LARGE COVER. | Quantity |  | 1 | 73.25 | 23% | 56.4025
798 | Silent Knight | STI6100 | STOPPER G, STANDARD COVER. | Quantity |  | 1 | 83.75 | 23% | 64.4875
799 | Silent Knight | STI7510A | LOCKABLE ENCLOSURE, INTERNAL DIMENSIONS 8.5 L X 6.5W X 4.6D, WITH KEY LOCK | Quantity |  | 1 | 79.5 | 23% | 61.215
800 | Silent Knight | STI7520 | LOCKABLE ENCLOSURE, INTERNAL DIMENSIONS 10.9 L X 8.9W X 3.1W, WITH KEY LOCK | Quantity |  | 1 | 193 | 23% | 148.61
801 | Silent Knight | STI7530 | LOCKABLE ENCLOSURE, INTERNAL DIMENSIONS 14.2 L X 12.2W X 6.4D, WITH KEY LOCK | Quantity |  | 1 | 227 | 23% | 174.79
802 | Silent Knight | STI-7550 | LOCKABLE ENCLOSURE, INTERNAL DIMENSIONS 24.7 L X 19.7W X 7.3D, WITH KEY LOCK | Quantity |  | 1 | 6375 | 23% | 4908.75
803 | Silent Knight | STI-7551 | LOCKABLE ENCLOSURE, INTERNAL DIMENSIONS 24.7 L X 19.7W X 7.3D, WITH THUMB LOCK | Quantity |  | 1 | 732 | 23% | 563.64
804 | Silent Knight | STI9601 | LOW PROFILE SMOKE DETECTOR COVER. | Quantity |  | 1 | 54.5 | 23% | 41.965
805 | Silent Knight | STI9602 | STEEL WEB STOPPER, LOW PROFILE, SURFACE MOUNT. | Quantity |  | 1 | 51.25 | 23% | 39.4625
806 | Silent Knight | STI9604 | HEAT DETECTOR STEEL COVER. | Quantity |  | 1 | 54.5 | 23% | 41.965
807 | Silent Knight | STI9605 | STEEL WEB STOPPER, MEDIUM PROFILE, SURFACE MOUNT. | Quantity |  | 1 | 51.25 | 23% | 39.4625
808 | Silent Knight | STI9609 | SMOKE DETECTOR COVER, HIGH PROFILE. | Quantity |  | 1 | 54.5 | 23% | 41.965
809 | Silent Knight | STI9610 | STEEL WEB STOPPER, HIGH PROFILE, SURFACE MOUNT. | Quantity |  | 1 | 51.25 | 23% | 39.4625
810 | Silent Knight | STI9621 | STEEL WEB STOPPER, INTERNAL DIMENSIONS 7.0L X 5.75W X 4.5D | Quantity |  | 1 | 38.75 | 23% | 29.8375
811 | Silent Knight | STI9713 | STEEL WEB STOPPER FOR PHOTOELECTRIC SMOKE DETECTOR | Quantity |  | 1 | 53.5 | 23% | 41.195
812 | Silent Knight | STS-10.0 | TUBE SAMPLING 10.0 FEET | Quantity |  | 1 | 28.25 | 23% | 21.7525
813 | Silent Knight | STS-2.5 | TUBE SAMPLING 2.5 FEET | Quantity |  | 1 | 14 | 23% | 10.78
814 | Silent Knight | STS-5.0 | TUBE SAMPLING 5.0 FEET | Quantity |  | 1 | 27.75 | 23% | 21.3675
815 | Silent Knight | TR-1-R | TRIM RING SEMI FLUSH MNT FOR SK-2/SK-4 | Quantity |  | 1 | 79.5 | 23% | 61.215
816 | Silent Knight | TR300 | TRIM RING; WHITE | Quantity |  | 1 | 6 | 23% | 4.62
817 | Silent Knight | TR300-IV | TRIM RING; IVORY | Quantity |  | 1 | 13 | 23% | 10.01
818 | Silent Knight | VISORALARM-PLUS | CENTRAL STATION RECEIVER UL FOR FIRE AND SECURITY - LEAD TIME 6 WEEKS | Quantity |  | 1 | 4504 | 23% | 3468.08
819 | Silent Knight | WA7626-CA | SNA TO N ADAPTER | Quantity |  | 1 | 725 | 23% | 558.25
820 | Silent Knight | WCK-200B | WHITE DETECTOR CONVERSION KIT FOR SSD INTELLIGENT LOW-PROFILE PHOTO, ION AND LASER DETECTORS. PACKAGE OF 10 WHITE TRIM RINGS AND 10 WHITE DETECTORS. BRIGHT WHITE COLOR WILL MATCH THE WHITE OF SSD AV PRODUCTS. | Quantity |  | 1 | 139 | 23% | 107.03
821 | Silent Knight | WSK-HEAT | SWIFT HEAT DETECTOR | Quantity |  | 1 | 268 | 23% | 206.36
822 | Silent Knight | WSK-HEAT-ROR | SWIFT HEAT RATE/RISE DETECTOR | Quantity |  | 1 | 268 | 23% | 206.36
823 | Silent Knight | WSK-MONITOR | SWIFT MONITOR MODULE | Quantity |  | 1 | 299 | 23% | 230.23
824 | Silent Knight | WSK-PHOTO | SWIFT PHOTO DETECTOR | Quantity |  | 1 | 304 | 23% | 234.08
825 | Silent Knight | WSK-PHOTO-T | SWIFT PHOTO THERMAL DETECTOR | Quantity |  | 1 | 346 | 23% | 266.42
826 | Silent Knight | WSK-RELAY | SWIFT RELAY MODULE | Quantity |  | 1 | 354 | 23% | 272.58
827 | Silent Knight | WSK-WGI | SWIFT GATEWAY | Quantity |  | 1 | 440 | 23% | 338.8
828 | Silent Knight | W-USB | SOFTWARE INTERFACE (VIA USB PORT) FOR COMPUTERS RUNNING THE SWIFT TOOLS PROGRAMMING UTILITY. | Quantity |  | 1 | 374 | 23% | 287.98
829 | Silent Knight | XAL-53 | KILARK MANUAL STATION, EXPLOSION-PROOF; NO & NC CONTACTS. | Quantity |  | 1 | 1257 | 23% | 967.89
830 | Silent Knight | XP-4 | EXTENSION FOR XR2B (5 TO 15 FT) | Quantity |  | 1 | 272.5 | 23% | 209.825
831 | Silent Knight | XR2B | DETECTOR INSTALLATION/REMOVAL TOOL KIT FOR 800 AND 355 SERIES DETECTORS. | Quantity |  | 1 | 207 | 23% | 159.39
832 | System Sensor | 2151 | PHOTOELECTRIC HEAD ONLY, REQUIRES BASE | Quantity |  | 1 | 63.75 | 26% | 47.175
833 | System Sensor | 2151T | PHOTOELECTRIC HEAD ONLY, REQUIRES BASE | Quantity |  | 1 | 79 | 26% | 58.46
834 | System Sensor | 2D51 | 4-WIRE DUCT PHOTO DETECTOR HEAD | Quantity |  | 1 | 89.75 | 26% | 66.415
835 | System Sensor | 2W-B | I3 SERIES DETECTOR, 2-WIRE, 12/24 VDC WITH BASE | Quantity |  | 1 | 68.5 | 26% | 50.69
836 | System Sensor | 2WTA-B | I3 SERIES DETECTOR, 2-WIRE, 12/24 VDC, THERMAL, SOUNDER, WITH BASE | Quantity |  | 1 | 77.25 | 26% | 57.165
837 | System Sensor | 2WT-B | I3 SERIES DETECTOR, 2-WIRE, 12/24 VDC, THERMAL, WITH BASE | Quantity |  | 1 | 71.25 | 26% | 52.725
838 | System Sensor | 2WTR-B | I3 SERIES DETECTOR, 2-WIRE, 12/24 VDC, THERMAL, RELAY, WITH BASE | Quantity |  | 1 | 87.75 | 26% | 64.935
839 | System Sensor | 4W-B | I3 SERIES DETECTOR, 4-WIRE, 12/24 VDC, WITH BASE | Quantity |  | 1 | 71.5 | 26% | 52.91
840 | System Sensor | 4WITAR-B | I3 SERIES DETECTOR, 4-WIRE, 12/24 VDC,ISOLATED | Quantity |  | 1 | 113.25 | 26% | 83.805
841 | System Sensor | 4WTA-B | I3 SERIES DETECTOR, 4-WIRE, 12/24 VDC, THERMAL, SOUNDER, WITH BASE | Quantity |  | 1 | 82.75 | 26% | 61.235
842 | System Sensor | 4WTAR-B | I3 SERIES DETECTOR, 4-WIRE, 12/24 VDC, THERMAL, SOUNDER, RELAY WITH BASE | Quantity |  | 1 | 113.5 | 26% | 83.99
843 | System Sensor | 4WT-B | I3 SERIES DETECTOR, 4-WIRE, 12/24 VDC, THERMAL, WITH BASE | Quantity |  | 1 | 82.75 | 26% | 61.235
844 | System Sensor | 4WTR-B | I3 SERIES DETECTOR, 4-WIRE, 12/24 VDC, THERMAL, RELAY, WITH BASE | Quantity |  | 1 | 80.25 | 26% | 59.385
845 | System Sensor | 5151 | HEAT DETECTOR, FIXED/RATE OF RISE, REQUIRES BASE | Quantity |  | 1 | 51 | 26% | 37.74
846 | System Sensor | 546-7000 | ACCESS COVER TAMPER SWITCH KIT | Quantity |  | 1 | 36.65 | 26% | 27.121
847 | System Sensor | 5601P | CONVENTIONAL HEAT DETECTOR, SINGLE-CIRCUIT, 135 FIXED/RATE OF RISE, | Quantity |  | 1 | 22.5 | 26% | 16.65
848 | System Sensor | 5602 | CONVENTIONAL HEAT DETECTOR, SINGLE-CIRCUIT, 194 FIXED/RATE OF RISE | Quantity |  | 1 | 22.5 | 26% | 16.65
849 | System Sensor | 5603 | CONVENTIONAL HEAT DETECTOR, SINGLE-CIRCUIT, 135 FIXED | Quantity |  | 1 | 22.5 | 26% | 16.65
850 | System Sensor | 5604 | CONVENTIONAL HEAT DETECTOR, SINGLE-CIRCUIT, 194 FIXED | Quantity |  | 1 | 22.5 | 26% | 16.65
851 | System Sensor | 5621 | CONVENTIONAL HEAT DETECTOR, DUAL-CIRCUIT, 135 FIXED/RATE OF RISE | Quantity |  | 1 | 39.5 | 26% | 29.23
852 | System Sensor | 5622 | CONVENTIONAL HEAT DETECTOR, DUAL-CIRCUIT, 194 FIXED/RATE OF RISE | Quantity |  | 1 | 39.5 | 26% | 29.23
853 | System Sensor | 5623 | CONVENTIONAL HEAT DETECTOR, DUAL-CIRCUIT, 135 FIXED | Quantity |  | 1 | 39.5 | 26% | 29.23
854 | System Sensor | 5624 | CONVENTIONAL HEAT DETECTOR, DUAL-CIRCUIT, 194 FIXED | Quantity |  | 1 | 39.5 | 26% | 29.23
855 | System Sensor | 6500-MMK US | HEAVY DUTY BEAM MULTI-MOUNT KIT - MUST USE WITH 6500-SMK US | Quantity |  | 1 | 185 | 26% | 136.9
856 | System Sensor | 6500-SMK US | SURFACE MOUNT KIT FOR USE WITH 6500-MMK US HEAVY DUTY MULTI-MOUNT KIT | Quantity |  | 1 | 42.75 | 26% | 31.635
857 | System Sensor | A3008-00 | NC WATERFLOW DETECTOR, REPLACEMENT TIMER ASSEMBLY | Quantity |  | 1 | 71.75 | 26% | 53.095
858 | System Sensor | A77-01-02 | WATERFLOW DETECTOR, REPLACEMENT TERMINAL BLOCK KIT | Quantity |  | 1 | 65 | 26% | 48.1
859 | System Sensor | A77-AB2 | I3 MOUNTING FLANGE-HALO | Quantity |  | 1 | 9.5 | 26% | 7.03
860 | System Sensor | APA151 | REMOTE ANNUNCIATOR FOR DUCT/BEAM | Quantity |  | 1 | 56.25 | 26% | 41.625
861 | System Sensor | B110LP | BASE, 2-WIRE, 12/24 VDC | Quantity |  | 1 | 18.25 | 26% | 13.505
862 | System Sensor | B112LP | BASE, 4-WIRE, 24 VDC, FORM A <(>&<)> C, WITH RESISTOR | Quantity |  | 1 | 53.25 | 26% | 39.405
863 | System Sensor | B114LP | BASE, 4-WIRE, 120 VAC, FORM A <(>&<)> C, WITH RESISTOR | Quantity |  | 1 | 147 | 26% | 108.78
864 | System Sensor | B114LPBT | BASE, SPECIAL APPLICATION BASE FOR DUCT | Quantity |  | 1 | 113.75 | 26% | 84.175
865 | System Sensor | B116LP | BASE, 2-WIRE, 24 VDC, FORM C | Quantity |  | 1 | 75.25 | 26% | 55.685
866 | System Sensor | B401 | BASE, FLANGLESS- STANDARD EUROPEAN VERSION | Quantity |  | 1 | 14.5 | 26% | 10.73
867 | System Sensor | BCK-200B | BLACK DETECTOR COVER KIT-200 REDESIGN (10 PACK) | Quantity |  | 1 | 129.25 | 26% | 95.645
868 | System Sensor | BEAM1224 | CONVENTIONAL REFLECTIVE BEAM | Quantity |  | 1 | 1280 | 26% | 947.2
869 | System Sensor | BEAM1224S | CONVENTIONAL REFLECTIVE BEAM WITH TEST | Quantity |  | 1 | 1360 | 26% | 1006.4
870 | System Sensor | BEAMHK | BEAM HEATER KIT - TRANSMITTER | Quantity |  | 1 | 42.75 | 26% | 31.635
871 | System Sensor | BEAMHKR | BEAM HEATER KIT - REFLECTOR | Quantity |  | 1 | 214.25 | 26% | 158.545
872 | System Sensor | BEAMLRK | BEAM LONG RANGE REFLECTIVE KIT | Quantity |  | 1 | 167 | 26% | 123.58
873 | System Sensor | BEAMMMK | BEAM STANDARD MULTI-MOUNTING KIT | Quantity |  | 1 | 93.75 | 26% | 69.375
874 | System Sensor | BEAMSMK | BEAM STANDARD SURFACE MOUNT KIT, USE WITH BEAMMMK | Quantity |  | 1 | 56.25 | 26% | 41.625
875 | System Sensor | BZGR-AG | L-SERIES Wall Red Bezel Kit Compact AGENT | Quantity |  | 1 | 55.25 | 26% | 40.885
876 | System Sensor | BZGR-AL | L-SERIES Wall Red Bezel Kit Compact ALERT | Quantity |  | 1 | 55.25 | 26% | 40.885
877 | System Sensor | BZGR-EV | L-SERIES Wall Red Bezel Kit Compact EVAC | Quantity |  | 1 | 55.25 | 26% | 40.885
878 | System Sensor | BZGR-F | L-SERIES Wall Red Bezel Kit Compact FIRE | Quantity |  | 1 | 55.25 | 26% | 40.885
879 | System Sensor | BZGR-P | L-SERIES Wall Red Bezel Kit Compact PLAIN | Quantity |  | 1 | 55.25 | 26% | 40.885
880 | System Sensor | BZGR-PG | L-SERIES Wall Red Bezel Kit Compact FOGO | Quantity |  | 1 | 55.25 | 26% | 40.885
881 | System Sensor | BZGR-SP | L-SERIES Wall Red Bezel Kit Compact FUEGO | Quantity |  | 1 | 55.25 | 26% | 40.885
882 | System Sensor | BZGW-AG | L-SERIES Wall White Bezel Kit Compact AGENT | Quantity |  | 1 | 55.25 | 26% | 40.885
883 | System Sensor | BZGW-AL | L-SERIES Wall White Bezel Kit Compact ALERT | Quantity |  | 1 | 55.25 | 26% | 40.885
884 | System Sensor | BZGW-EV | L-SERIES Wall White Bezel Kit Compact EVAC | Quantity |  | 1 | 55.25 | 26% | 40.885
885 | System Sensor | BZGW-F | L-SERIES Wall White Bezel Kit Compact FIRE | Quantity |  | 1 | 55.25 | 26% | 40.885
886 | System Sensor | BZGW-P | L-SERIES Wall White Bezel Kit Compact PLAIN | Quantity |  | 1 | 55.25 | 26% | 40.885
887 | System Sensor | BZGW-PG | L-SERIES Wall White Bezel Kit Compact FOGO | Quantity |  | 1 | 55.25 | 26% | 40.885
888 | System Sensor | BZGW-SP | L-SERIES Wall White Bezel Kit Compact FUEGO | Quantity |  | 1 | 55.25 | 26% | 40.885
889 | System Sensor | BZR-AG | L-SERIES Wall Red Bezel Kit AGENT | Quantity |  | 1 | 55.25 | 26% | 40.885
890 | System Sensor | BZR-AL | L-SERIES Wall Red Bezel Kit ALERT | Quantity |  | 1 | 55.25 | 26% | 40.885
891 | System Sensor | BZRC-AG | L-SERIES Ceiling Red Bezel Kit AGENT | Quantity |  | 1 | 65.25 | 26% | 48.285
892 | System Sensor | BZRC-AL | L-SERIES Ceiling Red Bezel Kit ALERT | Quantity |  | 1 | 65.25 | 26% | 48.285
893 | System Sensor | BZRC-EV | L-SERIES Ceiling Red Bezel Kit EVAC | Quantity |  | 1 | 65.25 | 26% | 48.285
894 | System Sensor | BZRC-F | L-SERIES Ceiling Red Bezel Kit FIRE | Quantity |  | 1 | 65.25 | 26% | 48.285
895 | System Sensor | BZRC-P | L-SERIES Ceiling Red Bezel Kit PLAIN | Quantity |  | 1 | 65.25 | 26% | 48.285
896 | System Sensor | BZRC-PG | L-SERIES Ceiling Red Bezel Kit FOGO | Quantity |  | 1 | 65.25 | 26% | 48.285
897 | System Sensor | BZRC-SP | L-SERIES Ceiling Red Bezel Kit FUEGO | Quantity |  | 1 | 65.25 | 26% | 48.285
898 | System Sensor | BZR-EV | L-SERIES Wall Red Bezel Kit EVAC | Quantity |  | 1 | 55.25 | 26% | 40.885
899 | System Sensor | BZR-F | L-SERIES Wall Red Bezel Kit FIRE | Quantity |  | 1 | 55.25 | 26% | 40.885
900 | System Sensor | BZR-P | L-SERIES Wall Red Bezel Kit PLAIN | Quantity |  | 1 | 55.25 | 26% | 40.885
901 | System Sensor | BZR-PG | L-SERIES Wall Red Bezel Kit FOGO | Quantity |  | 1 | 55.25 | 26% | 40.885
902 | System Sensor | BZR-SP | L-SERIES Wall Red Bezel Kit FUEGO | Quantity |  | 1 | 55.25 | 26% | 40.885
903 | System Sensor | BZSPR-AG | L-SERIES Wall Red Bezel Kit AGENT | Quantity |  | 1 | 55.25 | 26% | 40.885
904 | System Sensor | BZSPR-AL | L-SERIES Wall Red Bezel Kit ALERT | Quantity |  | 1 | 55.25 | 26% | 40.885
905 | System Sensor | BZSPRC-AG | L-SERIES Ceiling Red Bezel Kit AGENT | Quantity |  | 1 | 65.25 | 26% | 48.285
906 | System Sensor | BZSPRC-AL | L-SERIES Ceiling Red Bezel Kit ALERT | Quantity |  | 1 | 65.25 | 26% | 48.285
907 | System Sensor | BZSPRC-EV | L-SERIES Ceiling Red Bezel Kit EVAC | Quantity |  | 1 | 65.25 | 26% | 48.285
908 | System Sensor | BZSPRC-F | L-SERIES Wall Red Bezel Kit FIRE | Quantity |  | 1 | 65.25 | 26% | 48.285
909 | System Sensor | BZSPRC-P | L-SERIES Ceiling Red Bezel Kit PLAIN | Quantity |  | 1 | 65.25 | 26% | 48.285
910 | System Sensor | BZSPRC-PG | L-SERIES Wall Red Bezel Kit FOGO | Quantity |  | 1 | 65.25 | 26% | 48.285
911 | System Sensor | BZSPRC-SP | L-SERIES Wall Red Bezel Kit FUEGO | Quantity |  | 1 | 65.25 | 26% | 48.285
912 | System Sensor | BZSPR-EV | L-SERIES Wall Red Bezel Kit EVAC | Quantity |  | 1 | 55.25 | 26% | 40.885
913 | System Sensor | BZSPR-F | L-SERIES Wall Red Bezel Kit FIRE | Quantity |  | 1 | 55.25 | 26% | 40.885
914 | System Sensor | BZSPR-P | L-SERIES Wall Red Bezel Kit PLAIN | Quantity |  | 1 | 55.25 | 26% | 40.885
915 | System Sensor | BZSPR-PG | L-SERIES Wall Red Bezel Kit FOGO | Quantity |  | 1 | 55.25 | 26% | 40.885
916 | System Sensor | BZSPR-SP | L-SERIES Wall Red Bezel Kit FUEGO | Quantity |  | 1 | 55.25 | 26% | 40.885
917 | System Sensor | BZSPW-AG | L-SERIES Wall White Bezel Kit AGENT | Quantity |  | 1 | 55.25 | 26% | 40.885
918 | System Sensor | BZSPW-AL | L-SERIES Wall White Bezel Kit ALERT | Quantity |  | 1 | 55.25 | 26% | 40.885
919 | System Sensor | BZSPWC-AG | L-SERIES Ceiling White Bezel Kit AGENT | Quantity |  | 1 | 65.25 | 26% | 48.285
920 | System Sensor | BZSPWC-AL | L-SERIES Ceiling White Bezel Kit ALERT | Quantity |  | 1 | 65.25 | 26% | 48.285
921 | System Sensor | BZSPWC-EV | L-SERIES Ceiling White Bezel Kit EVAC | Quantity |  | 1 | 65.25 | 26% | 48.285
922 | System Sensor | BZSPWC-F | L-SERIES Wall White Bezel Kit FIRE | Quantity |  | 1 | 65.25 | 26% | 48.285
923 | System Sensor | BZSPWC-P | L-SERIES Ceiling White Bezel Kit PLAIN | Quantity |  | 1 | 65.25 | 26% | 48.285
924 | System Sensor | BZSPWC-PG | L-SERIES Wall White Bezel Kit FOGO | Quantity |  | 1 | 65.25 | 26% | 48.285
925 | System Sensor | BZSPWC-SP | L-SERIES Ceiling White Bezel Kit FUEGO | Quantity |  | 1 | 62.25 | 26% | 46.065
926 | System Sensor | BZSPW-EV | L-SERIES Wall White Bezel Kit EVAC | Quantity |  | 1 | 55.25 | 26% | 40.885
927 | System Sensor | BZSPW-F | L-SERIES Wall Red Bezel Kit FIRE | Quantity |  | 1 | 55.25 | 26% | 40.885
928 | System Sensor | BZSPW-P | L-SERIES Wall White Bezel Kit Plain | Quantity |  | 1 | 55.25 | 26% | 40.885
929 | System Sensor | BZSPW-PG | L-SERIES Wall Red Bezel Kit FOGO | Quantity |  | 1 | 55.25 | 26% | 40.885
930 | System Sensor | BZSPW-SP | L-SERIES Wall Red Bezel Kit FUEGO | Quantity |  | 1 | 55.25 | 26% | 40.885
931 | System Sensor | BZW-AG | L-SERIES Wall White Bezel Kit AGENT | Quantity |  | 1 | 55.25 | 26% | 40.885
932 | System Sensor | BZW-AL | L-SERIES Wall White Bezel Kit ALERT | Quantity |  | 1 | 55.25 | 26% | 40.885
933 | System Sensor | BZWC-AG | L-SERIES Ceiling White Bezel Kit AGENT | Quantity |  | 1 | 65.25 | 26% | 48.285
934 | System Sensor | BZWC-AL | L-SERIES Ceiling White Bezel Kit ALERT | Quantity |  | 1 | 65.25 | 26% | 48.285
935 | System Sensor | BZWC-EV | L-SERIES Ceiling White Bezel Kit EVAC | Quantity |  | 1 | 65.25 | 26% | 48.285
936 | System Sensor | BZWC-F | L-SERIES Ceiling White Bezel Kit FIRE | Quantity |  | 1 | 65.25 | 26% | 48.285
937 | System Sensor | BZWC-P | L-SERIES Ceiling White Bezel Kit PLAIN | Quantity |  | 1 | 65.25 | 26% | 48.285
938 | System Sensor | BZWC-PG | L-SERIES Ceiling White Bezel Kit FOGO | Quantity |  | 1 | 65.25 | 26% | 48.285
939 | System Sensor | BZWC-SP | L-SERIES Ceiling White Bezel Kit FUEGO | Quantity |  | 1 | 65.25 | 26% | 48.285
940 | System Sensor | BZW-EV | L-SERIES Wall White Bezel Kit EVAC | Quantity |  | 1 | 55.25 | 26% | 40.885
941 | System Sensor | BZW-F | L-SERIES Wall White Bezel Kit FIRE | Quantity |  | 1 | 55.25 | 26% | 40.885
942 | System Sensor | BZW-P | L-SERIES Wall White Bezel Kit PLAIN | Quantity |  | 1 | 55.25 | 26% | 40.885
943 | System Sensor | BZW-PG | L-SERIES Wall White Bezel Kit FOGO | Quantity |  | 1 | 55.25 | 26% | 40.885
944 | System Sensor | BZW-SP | L-SERIES Wall White Bezel Kit FUEGO | Quantity |  | 1 | 55.25 | 26% | 40.885
945 | System Sensor | CB500 | CONTROL MODULE BARRIER | Quantity |  | 1 | 16.5 | 26% | 12.21
946 | System Sensor | CHRL | L-SERIES CHIME RED WALL | Quantity |  | 1 | 61 | 26% | 45.14
947 | System Sensor | CHSCRL | L-SERIES CHIME STROBE RED CEILING | Quantity |  | 1 | 126.25 | 26% | 93.425
948 | System Sensor | CHSCWL | L-SERIES CHIME STROBE WHITE CEILING | Quantity |  | 1 | 126.25 | 26% | 93.425
949 | System Sensor | CHSRL | L-SERIES CHIME STROBE RED WALL | Quantity |  | 1 | 124.75 | 26% | 92.315
950 | System Sensor | CHSWL | L-SERIES CHIME STROBE WHITE WALL | Quantity |  | 1 | 124.75 | 26% | 92.315
951 | System Sensor | CHWL | L-SERIES CHIME WHITE WALL | Quantity |  | 1 | 61 | 26% | 45.14
952 | System Sensor | CO1224T | CARBON MONOXIDE DETECTOR W/TEST 4 WIRE, 12/24VDC CARBON MONOXIDE | Quantity |  | 1 | 128 | 26% | 94.72
953 | System Sensor | CO1224TR | CARBON MONOXIDE DETECTOR W/TEST 4 WIRE, 12/24VDC CARBON MONOXIDE | Quantity |  | 1 | 128 | 26% | 94.72
954 | System Sensor | CO-PLATE | CO DETECTOR REPLACEMENT PLATE | Quantity |  | 1 | 28.75 | 26% | 21.275
955 | System Sensor | COSMO-2W | CO-SMOKE DETECTOR 2W | Quantity |  | 1 | 152 | 26% | 112.48
956 | System Sensor | COSMO-4W | CO-SMOKE DETECTOR 4W | Quantity |  | 1 | 157.5 | 26% | 116.55
957 | System Sensor | COSMOD2W | 2W I4 INTERFACE MODULE | Quantity |  | 1 | 77.25 | 26% | 57.165
958 | System Sensor | COSMOD4W | 4W I4 INTERFACE MODULE | Quantity |  | 1 | 77.25 | 26% | 57.165
959 | System Sensor | CTS | Cover tamper switch (SWAT) | Quantity |  | 1 | 26 | 26% | 19.24
960 | System Sensor | D2 | DUCT SMOKE DETECTOR, CONVENTIONAL, 2 WIRE, PHOTOELECTRIC | Quantity |  | 1 | 249 | 26% | 184.26
961 | System Sensor | D4120 | DUCT SMOKE DETECTOR, CONVENTIONAL, 4-WIRE PHOTOELECTRIC | Quantity |  | 1 | 246.5 | 26% | 182.41
962 | System Sensor | D4120W | DUCT SMOKE DETECTOR, CONVENTIONAL, 4-WIRE PHOTOELECTRIC NEMA4 | Quantity |  | 1 | 338 | 26% | 250.12
963 | System Sensor | D4240 | 4W CONV COLOCATED DUCT 240VAC | Quantity |  | 1 | 227.5 | 26% | 168.35
964 | System Sensor | D4P120 | DUCT SMOKE DETECTOR, 4-WIRE CONVENTIONAL POWER BOARD ONLY | Quantity |  | 1 | 173.25 | 26% | 128.205
965 | System Sensor | D4S | DUCT SMOKE DETECTOR, 4-WIRE CONVENTIONAL SENSOR ONLY | Quantity |  | 1 | 163 | 26% | 120.62
966 | System Sensor | DCOIL | DUCT COIL ACCESSORY | Quantity |  | 1 | 42.75 | 26% | 31.635
967 | System Sensor | DECAL-R | DECAL, RED, WALL ACCESSORY | Quantity |  | 1 | 67 | 26% | 49.58
968 | System Sensor | DECAL-RC | DECAL, RED, CEILING, ACCESSORY | Quantity |  | 1 | 100.75 | 26% | 74.555
969 | System Sensor | DECAL-W | DECAL, WHITE, WALL ACCESSORY | Quantity |  | 1 | 67 | 26% | 49.58
970 | System Sensor | DECAL-WC | DECAL, WHITE, CEILING ACCESSORY | Quantity |  | 1 | 100.75 | 26% | 74.555
971 | System Sensor | DH400OE-1 | DUCT SMOKE DETECTOR, OUTDOOR ENCLOSURE | Quantity |  | 1 | 391 | 26% | 289.34
972 | System Sensor | DST1 | DUCT SAMPLING TUBE, 12" WITH HOLES | Quantity |  | 1 | 12.25 | 26% | 9.065
973 | System Sensor | DST1.5 | DUCT SAMPLING TUBE, 1.5' WITH HOLES | Quantity |  | 1 | 15.5 | 26% | 11.47
974 | System Sensor | DST10 | DUCT SAMPLING TUBE, 10' WITH HOLES | Quantity |  | 1 | 47.5 | 26% | 35.15
975 | System Sensor | DST3 | DUCT SAMPLING TUBE, 3' WITH HOLES | Quantity |  | 1 | 21 | 26% | 15.54
976 | System Sensor | DST5 | DUCT SAMPLING TUBE, 5' WITH HOLES | Quantity |  | 1 | 23.25 | 26% | 17.205
977 | System Sensor | DUCTSD | 4-WIRE DUCT SMOKE DETECTOR | Quantity |  | 1 | 210 | 26% | 155.4
978 | System Sensor | EOLR-1 | RELAY, SPST END OF LINE | Quantity |  | 1 | 29 | 26% | 21.46
979 | System Sensor | EPS10-1 | PRESSURE SWITCH 10PSI SPDT | Quantity |  | 1 | 142 | 26% | 105.08
980 | System Sensor | EPS10-2 | PRESSURE SWITCH 10PSI 2-SPDT | Quantity |  | 1 | 163.75 | 26% | 121.175
981 | System Sensor | EPS120-1 | PRESSURE SWITCH 120PSI SPDT | Quantity |  | 1 | 177 | 26% | 130.98
982 | System Sensor | EPS120-2 | PRES SWITCH 120PSI 2-SPDT | Quantity |  | 1 | 212 | 26% | 156.88
983 | System Sensor | EPS40-1 | PRESSURE SWITCH 40PSI SPDT | Quantity |  | 1 | 142 | 26% | 105.08
984 | System Sensor | EPS40-2 | PRESSURE SWITCH 40PSI 2-SPDT | Quantity |  | 1 | 163.75 | 26% | 121.175
985 | System Sensor | ETX | DUCT EXHAUST TUBE, 1.0 FT. | Quantity |  | 1 | 17 | 26% | 12.58
986 | System Sensor | F110 | TRIM RING FOR 6" FLANGED BASES - OLD PROFILE | Quantity |  | 1 | 9 | 26% | 6.66
987 | System Sensor | F210 | FLANGE RING SMALL, FOR 6" BASE | Quantity |  | 1 | 13 | 26% | 9.62
988 | System Sensor | F36-05-00 | DUCT DET INLET/EXHAUST FILTER | Quantity |  | 1 | 2.9 | 26% | 2.146
989 | System Sensor | F36-09-11 | FILTER DUST DH100/200 | Quantity |  | 1 | 3.15 | 26% | 2.331
990 | System Sensor | FS-RT | REPLACEABLE TERMINAL BLOCK/WIRING ASSEMBLY FOR WFDN WATERFLOW DETECTORS | Quantity |  | 1 | 101.5 | 26% | 75.11
991 | System Sensor | HGRL | L-SERIES HORN WHITE WALL, COMPACT | Quantity |  | 1 | 32.5 | 26% | 24.05
992 | System Sensor | HGWL | L-SERIES HORN RED WALL, COMPACT | Quantity |  | 1 | 32.5 | 26% | 24.05
993 | System Sensor | HRK | HORN RED OUTDOOR | Quantity |  | 1 | 78 | 26% | 57.72
994 | System Sensor | HRK-R | REPLACEMENT HORN RED OUTDOOR | Quantity |  | 1 | 50.25 | 26% | 37.185
995 | System Sensor | HRL | L-SERIES HORN RED WALL | Quantity |  | 1 | 32 | 26% | 23.68
996 | System Sensor | HR-LF | LOW FREQUENCY SOUNDER, RED | Quantity |  | 1 | 79 | 26% | 58.46
997 | System Sensor | HWL | L-SERIES HORN WHITE WALL | Quantity |  | 1 | 32 | 26% | 23.68
998 | System Sensor | HW-LF | LOW FREQUENCY SOUNDER, WHITE | Quantity |  | 1 | 79 | 26% | 58.46
999 | System Sensor | IDP-PHOTO-T | PHOTOELECTRIC WITH HEAT DETECTOR HEAD, REQUIRES BASE | Quantity |  | 1 | 91.75 | 26% | 67.895
1000 | System Sensor | LENS-A | COLORED LENS, WALL, AMBER | Quantity |  | 1 | 13.25 | 26% | 9.805
1001 | System Sensor | LENS-A2 | L-SERIES Wall Amber Lens | Quantity |  | 1 | 11.75 | 26% | 8.695
1002 | System Sensor | LENS-AC | COLORED LENS, CEILING, AMBER | Quantity |  | 1 | 13.25 | 26% | 9.805
1003 | System Sensor | LENS-AC2 | L-SERIES Ceiling Amber Lens | Quantity |  | 1 | 11.75 | 26% | 8.695
1004 | System Sensor | LENS-B | COLORED LENS, WALL, BLUE | Quantity |  | 1 | 13.25 | 26% | 9.805
1005 | System Sensor | LENS-B2 | L-SERIES Wall Blue Lens | Quantity |  | 1 | 13.25 | 26% | 9.805
1006 | System Sensor | LENS-BC | COLORED LENS, CEILING, BLUE | Quantity |  | 1 | 13.25 | 26% | 9.805
1007 | System Sensor | LENS-BC2 | L-SERIES Ceiling Blue Lens | Quantity |  | 1 | 11.75 | 26% | 8.695
1008 | System Sensor | LENS-G | COLORED LENS, WALL, GREEN | Quantity |  | 1 | 13.25 | 26% | 9.805
1009 | System Sensor | LENS-G2 | L-SERIES Wall Green Lens | Quantity |  | 1 | 11.75 | 26% | 8.695
1010 | System Sensor | LENS-GC | COLORED LENS, CEILING, GREEN | Quantity |  | 1 | 11.75 | 26% | 8.695
1011 | System Sensor | LENS-GC2 | L-SERIES Ceiling Green Lens | Quantity |  | 1 | 11.75 | 26% | 8.695
1012 | System Sensor | LENS-R | COLORED LENS, WALL, RED | Quantity |  | 1 | 13.25 | 26% | 9.805
1013 | System Sensor | LENS-R2 | L-SERIES Wall Red Lens | Quantity |  | 1 | 11.75 | 26% | 8.695
1014 | System Sensor | LENS-RC | COLORED LENS, CEILING, RED | Quantity |  | 1 | 13.25 | 26% | 9.805
1015 | System Sensor | LENS-RC2 | L-SERIES Ceiling Red Lens | Quantity |  | 1 | 11.75 | 26% | 8.695
1016 | System Sensor | M02-04-00 | REPLACEMENT TEST MAGNET | Quantity |  | 1 | 8.5 | 26% | 6.29
1017 | System Sensor | M02-09-00 | TELESCOPE HANDLE W/ TEST MAGNET | Quantity |  | 1 | 38.5 | 26% | 28.49
1018 | System Sensor | MDL3R | SYNC MODULE 3 RED | Quantity |  | 1 | 93.75 | 26% | 69.375
1019 | System Sensor | MDL3W | SYNC MODULE 3 WHITE | Quantity |  | 1 | 91.25 | 26% | 67.525
1020 | System Sensor | MHR | MINI HORN RED | Quantity |  | 1 | 30.5 | 26% | 22.57
1021 | System Sensor | MHW | MINI HORN WHITE | Quantity |  | 1 | 30.5 | 26% | 22.57
1022 | System Sensor | MOD2W | i3 ACCESSORY MODULE | Quantity |  | 1 | 95.75 | 26% | 70.855
1023 | System Sensor | MP120K | MOUNTING PLATE, 120 VAC, WEATHERPROOF, RED | Quantity |  | 1 | 53.5 | 26% | 39.59
1024 | System Sensor | MP120KL | L-SERIES 120 VAC Adapter Mounting Plate | Quantity |  | 1 | 100.5 | 26% | 74.37
1025 | System Sensor | MWBB | METAL BACK BOX,WALL, WEATHERPROOF, RED | Quantity |  | 1 | 50.25 | 26% | 37.185
1026 | System Sensor | MWBBCW | METAL BACK BOX, CEILING, WEATHERPROOF, WHITE | Quantity |  | 1 | 57 | 26% | 42.18
1027 | System Sensor | MWBBW | METAL BACK BOX, WALL, WEATHERPROOF, WHITE | Quantity |  | 1 | 50.25 | 26% | 37.185
1028 | System Sensor | OSY2 | SUPERVISORY SWITCH, OSY 2SPDT | Quantity |  | 1 | 148.5 | 26% | 109.89
1029 | System Sensor | OSYEXP | SUPERVISORY SWITCH, OSY 2SPDT EXPLOSION PROOF | Quantity |  | 1 | 928.75 | 26% | 687.275
1030 | System Sensor | P2GRL | L-SERIES HORN STROBE 2W RED WALL, COMPACT | Quantity |  | 1 | 71.5 | 26% | 52.91
1031 | System Sensor | P2GWL | L-SERIES HORN STROBE 2W WHITE WALL, COMPACT | Quantity |  | 1 | 71.5 | 26% | 52.91
1032 | System Sensor | P2RHK | 2 WIRE HORN/STROBE WALL HI CANDELA RED OUTDOOR | Quantity |  | 1 | 129.25 | 26% | 95.645
1033 | System Sensor | P2RHK-120 | 2 WIRE HORN/STROBE WALL HI CANDELA RED OUTDOOR 120V | Quantity |  | 1 | 145.5 | 26% | 107.67
1034 | System Sensor | P2RHK-P | 2 WIRE HORN/STROBE WALL HI CANDELA RED OUTDOOR PLAIN | Quantity |  | 1 | 129 | 26% | 95.46
1035 | System Sensor | P2RH-LF | LOW FREQUENCY SOUNDER STROBE, RED | Quantity |  | 1 | 137.5 | 26% | 101.75
1036 | System Sensor | P2RK | 2 WIRE HORN/STROBE WALL STANDARD CANDELA RED OUTDOOR | Quantity |  | 1 | 131.25 | 26% | 97.125
1037 | System Sensor | P2RK-P | 2 WIRE HORN/STROBE WALL RED OUTDOOR PLAIN | Quantity |  | 1 | 122.25 | 26% | 90.465
1038 | System Sensor | P2RK-R | REPLACEMENT 2 WIRE HORN/STROBE WALL STD CANDELA RED OUTDOOR | Quantity |  | 1 | 105.5 | 26% | 78.07
1039 | System Sensor | P2RL | L-SERIES HORN STROBE 2W RED WALL | Quantity |  | 1 | 71.25 | 26% | 52.725
1040 | System Sensor | P2RL-P | L-SERIES HORN STROBE 2W RED WALL, PLAIN | Quantity |  | 1 | 68.75 | 26% | 50.875
1041 | System Sensor | P2RL-SP | L-SERIES HORN STROBE 2W RED WALL, FUEGO | Quantity |  | 1 | 70 | 26% | 51.8
1042 | System Sensor | P2WHK | 2 WIRE HORN/STROBE HI CANDELA WHITE OUTDOOR | Quantity |  | 1 | 126.75 | 26% | 93.795
1043 | System Sensor | P2WHK-P | 2 WIRE HORN/STROBE HI CANDELA WHITE OUTDOOR PLAIN | Quantity |  | 1 | 129 | 26% | 95.46
1044 | System Sensor | P2WH-LF | LOW FREQUENCY SOUNDER STROBE, WHITE | Quantity |  | 1 | 137.5 | 26% | 101.75
1045 | System Sensor | P2WK | 2 WIRE HORN/STROBE WHITE OUTDOOR | Quantity |  | 1 | 135.75 | 26% | 100.455
1046 | System Sensor | P2WK-P | 2 WIRE HORN/STROBE WHITE OUTDOOR PLAIN | Quantity |  | 1 | 122.25 | 26% | 90.465
1047 | System Sensor | P2WL | L-SERIES HORN STROBE 2W WHITE WALL | Quantity |  | 1 | 71.25 | 26% | 52.725
1048 | System Sensor | P2WL-P | L-SERIES HORN STROBE 2W WHITE WALL, PLAIN | Quantity |  | 1 | 68 | 26% | 50.32
1049 | System Sensor | P2WL-SP | L-SERIES HORN STROBE 2W WHITE WALL, FUEGO | Quantity |  | 1 | 69.5 | 26% | 51.43
1050 | System Sensor | P48-21-00 | END CAP FOR METAL SAMPLING TUBES | Quantity |  | 1 | 7.5 | 26% | 5.55
1051 | System Sensor | P4RK | 4 WIRE HORN/STROBE WALL STANDARD CANDELA RED OUTDOOR | Quantity |  | 1 | 129.25 | 26% | 95.645
1052 | System Sensor | P4RK-R | REPLACEMENT 4 WIRE HORN/STROBE WALL STD. CANDELA RED OUTDOOR | Quantity |  | 1 | 117.75 | 26% | 87.135
1053 | System Sensor | P4RL | 4-WIRE RED WALL HORN STROBE | Quantity |  | 1 | 103.25 | 26% | 76.405
1054 | System Sensor | P4R-P | 4 WIRE HORN STROBE PLAIN | Quantity |  | 1 | 106.75 | 26% | 78.995
1055 | System Sensor | P4WK | 4 WIRE HORN/STROBE WHITE OUTDOOR | Quantity |  | 1 | 129.25 | 26% | 95.645
1056 | System Sensor | P4WL | 4-WIRE WHITE WALL HORN STROBE | Quantity |  | 1 | 103.25 | 26% | 76.405
1057 | System Sensor | PC2RHK | 2 WIRE HORN/STROBE CEILING HI CANDELA RED OUTDOOR | Quantity |  | 1 | 126.75 | 26% | 93.795
1058 | System Sensor | PC2RK | 2 WIRE HORN/STROBE CEILING STANDARD CANDELA RED OUTDOOR | Quantity |  | 1 | 120.5 | 26% | 89.17
1059 | System Sensor | PC2RL | L-SERIES HORN STROBE 2W RED CEILING | Quantity |  | 1 | 73.75 | 26% | 54.575
1060 | System Sensor | PC2WHK | 2 WIRE HORN/STROBE CEILING HI CANDELA WHITE OUTDOOR | Quantity |  | 1 | 126.75 | 26% | 93.795
1061 | System Sensor | PC2WK | 2 WIRE HORN/STROBE CEILING WHITE OUTDOOR | Quantity |  | 1 | 120.5 | 26% | 89.17
1062 | System Sensor | PC2WL | L-SERIES HORN STROBE 2W WHITE CEILING | Quantity |  | 1 | 73.75 | 26% | 54.575
1063 | System Sensor | PC4RL | 4-WIRE RED CEILING HORN STROBE | Quantity |  | 1 | 104.5 | 26% | 77.33
1064 | System Sensor | PC4WL | 4-WIRE WHT CEILING HORN STROBE | Quantity |  | 1 | 104.5 | 26% | 77.33
1065 | System Sensor | PF24V | 24 VOLT, DIRECTIONAL SOUND WITH VOICE | Quantity |  | 1 | 279.25 | 26% | 206.645
1066 | System Sensor | PIBV2 | SUPERVISORY SWITCH, POST INDICATOR, BUTTERFLY VALVE, 2SPDT | Quantity |  | 1 | 137.5 | 26% | 101.75
1067 | System Sensor | PIBVEXP | SUPERVISORY SWITCH, POST INDICATOR, 2SPDT EXPLOSION PROOF | Quantity |  | 1 | 1010 | 26% | 747.4
1068 | System Sensor | PR-1 | RELAY, CONVENTIONAL, SPDT WITH LED | Quantity |  | 1 | 20 | 26% | 14.8
1069 | System Sensor | PR-2 | RELAY, CONVENTIONAL, SPDT WITH LED | Quantity |  | 1 | 20 | 26% | 14.8
1070 | System Sensor | PR-3 | RELAY, CONVENTIONAL, SPDT WITH LED | Quantity |  | 1 | 20 | 26% | 14.8
1071 | System Sensor | PRK9 | REPLACEMENT PADDLE TREE, 12 COUNT | Quantity |  | 1 | 28.65 | 26% | 21.201
1072 | System Sensor | PSP1 | SUPERVISORY SWITCH, PLUG-IN SPECIAL PURPOSE | Quantity |  | 1 | 283.75 | 26% | 209.975
1073 | System Sensor | R-10E | RELAY, SPDT, MULTIVOLT, WITH METAL ENCLOSURE | Quantity |  | 1 | 40.5 | 26% | 29.97
1074 | System Sensor | R-10T | RELAY, SPDT, MULTIVOLT, TRACK MOUNT | Quantity |  | 1 | 27 | 26% | 19.98
1075 | System Sensor | R-14E | RELAY, 4-GANG, SPDT, MULTIVOLT, WITH METAL ENCLOSURE | Quantity |  | 1 | 129.75 | 26% | 96.015
1076 | System Sensor | R-14T | RELAY, 4-GANG, SPDT, MULTIVOLT, TRACK MOUNT | Quantity |  | 1 | 88.25 | 26% | 65.305
1077 | System Sensor | R-20E | RELAY, DPDT, MULTIVOLT, WITH METAL ENCLOSURE | Quantity |  | 1 | 47 | 26% | 34.78
1078 | System Sensor | R-20T | RELAY, DPDT, MULTIVOLT, TRACK MOUNT | Quantity |  | 1 | 28.75 | 26% | 21.275
1079 | System Sensor | R-24E | RELAY, 4-GANG, DPDT, MULTIVOLT, WITH METAL ENCLOSURE | Quantity |  | 1 | 149.5 | 26% | 110.63
1080 | System Sensor | R-24T | RELAY, 4-GANG, DPDT, MULTIVOLT, TRACK MOUNT | Quantity |  | 1 | 105 | 26% | 77.7
1081 | System Sensor | RA100Z | REMOTE LED. MOUNTS TO SINGLE GANG BOX. | Quantity |  | 1 | 30.25 | 26% | 22.385
1082 | System Sensor | RFP | RETROFIT MOUNTING PLATE, RED, 5/PKG | Quantity |  | 1 | 97 | 26% | 71.78
1083 | System Sensor | RFPW | RETROFIT MOUNTING PLATE, WHITE, 5/PKG | Quantity |  | 1 | 95.5 | 26% | 70.67
1084 | System Sensor | RRS-MOD | REVERSING RELAY,SYNC MODULE | Quantity |  | 1 | 50 | 26% | 37
1085 | System Sensor | RT | I3 REMOVAL TOOL | Quantity |  | 1 | 54.75 | 26% | 40.515
1086 | System Sensor | RTS151 | REMOTE TEST STATION | Quantity |  | 1 | 62 | 26% | 45.88
1087 | System Sensor | RTS151KEY | REMOTE TEST STATION WITH KEY | Quantity |  | 1 | 91.75 | 26% | 67.895
1088 | System Sensor | RTS2 | MULTI-SIGNALING DUCT ACCESSORY | Quantity |  | 1 | 134.5 | 26% | 99.53
1089 | System Sensor | RTS2-AOS | MULTI-SIGNALING DUCT ACCESSORY WITH ADD-ON STROBE | Quantity |  | 1 | 197.5 | 26% | 146.15
1090 | System Sensor | SA-WBB | SEPARATE SHIP WALL-MOUNT OUTDOOR BACK BOX | Quantity |  | 1 | 38.25 | 26% | 28.305
1091 | System Sensor | SA-WBBC | SEPARATE SHIP CEILING-MOUNT OUTDOOR BACK BOX | Quantity |  | 1 | 44.5 | 26% | 32.93
1092 | System Sensor | SA-WBBCW | SEPARATE SHIP CEILING-MOUNT OUTDOOR BACK BOX WHITE | Quantity |  | 1 | 54 | 26% | 39.96
1093 | System Sensor | SA-WBBW | SEPARATE SHIP WALL-MOUNT OUTDOOR BACK BOX WHITE | Quantity |  | 1 | 36 | 26% | 26.64
1094 | System Sensor | SBBCR | Ceiling Mount Surface Back Box, Red | Quantity |  | 1 | 26.25 | 26% | 19.425
1095 | System Sensor | SBBCRL | L-SERIES Ceiling Surface Mount Back Box, Red | Quantity |  | 1 | 24.75 | 26% | 18.315
1096 | System Sensor | SBBCW | Ceiling Mount Surface Back Box, White | Quantity |  | 1 | 26.25 | 26% | 19.425
1097 | System Sensor | SBBCWL | L-SERIES Ceiling Surface Mount Back Box, White | Quantity |  | 1 | 24.75 | 26% | 18.315
1098 | System Sensor | SBBGRL | L-SERIES Wall Surface Mount Back Box Compact, Red | Quantity |  | 1 | 17.75 | 26% | 13.135
1099 | System Sensor | SBBGWL | L-SERIES Wall Surface Mount Back Box Compact, White | Quantity |  | 1 | 17.75 | 26% | 13.135
1100 | System Sensor | SBBR | System Sensor Surf Backbox Red | Quantity |  | 1 | 18.75 | 26% | 13.875
1101 | System Sensor | SBBRL | L-SERIES Wall Surface Mount Back Box, Red | Quantity |  | 1 | 17.75 | 26% | 13.135
1102 | System Sensor | SBBSPR | Wall Mount Surface Back Box, Red | Quantity |  | 1 | 24.75 | 26% | 18.315
1103 | System Sensor | SBBSPRL | L-SERIES Wall Speaker Surface Mount Back Box, Red | Quantity |  | 1 | 23 | 26% | 17.02
1104 | System Sensor | SBBSPW | Wall Mount Surface Back Box, White | Quantity |  | 1 | 24.75 | 26% | 18.315
1105 | System Sensor | SBBSPWL | L-SERIES Wall Speaker Surface Mount Back Box, White | Quantity |  | 1 | 23 | 26% | 17.02
1106 | System Sensor | SBBW | Wall Mount Surface Back Box, White | Quantity |  | 1 | 18.75 | 26% | 13.875
1107 | System Sensor | SBBWL | L-SERIES Wall Surface Mount Back Box, White | Quantity |  | 1 | 17.75 | 26% | 13.135
1108 | System Sensor | SB-SPC8 | L-SERIES 8 WATT SPEAKER TILE BRIDGE, 4 PER | Quantity |  | 1 | 50.5 | 26% | 37.37
1109 | System Sensor | SCRHK | STROBE CEILING HI CANDELA RED OUTDOOR | Quantity |  | 1 | 106 | 26% | 78.44
1110 | System Sensor | SCRK | STROBE CEILING STANDARD CANDELA RED OUTDOOR | Quantity |  | 1 | 104.5 | 26% | 77.33
1111 | System Sensor | SCRL | L-SERIES STROBE RED CEILING | Quantity |  | 1 | 59.5 | 26% | 44.03
1112 | System Sensor | SCWHK | STROBE CEILING HI CANDELA WHITE OUTDOOR | Quantity |  | 1 | 106 | 26% | 78.44
1113 | System Sensor | SCWK | STROBE CEILING WHITE OUTDOOR | Quantity |  | 1 | 104 | 26% | 76.96
1114 | System Sensor | SCWL | L-SERIES STROBE WHITE CEILING | Quantity |  | 1 | 59.5 | 26% | 44.03
1115 | System Sensor | SCWL-CLR-ALERT | L-SERIES STOBE WHITE CEILING CLEAR LENS ALERT | Quantity |  | 1 | 69.5 | 26% | 51.43
1116 | System Sensor | SENS-RDR | I3 SENSITIVITY READER | Quantity |  | 1 | 392 | 26% | 290.08
1117 | System Sensor | SEP-SPSWL | Expander Plate, Universal, ALERT, Amber | Quantity |  | 1 | 112.5 | 26% | 83.25
1118 | System Sensor | SEP-SPSWL-P | Expander Plate, Universal | Quantity |  | 1 | 108.5 | 26% | 80.29
1119 | System Sensor | SGRL | L-SERIES STROBE RED WALL, COMPACT | Quantity |  | 1 | 59.25 | 26% | 43.845
1120 | System Sensor | SGWL | L-SERIES STROBE WHITE WALL, COMPACT | Quantity |  | 1 | 56.5 | 26% | 41.81
1121 | System Sensor | SMB500-WH | WHITE BACKBOX | Quantity |  | 1 | 15.5 | 26% | 11.47
1122 | System Sensor | SMB600 | DETECTOR SURFACE MOUNT BOX | Quantity |  | 1 | 18 | 26% | 13.32
1123 | System Sensor | SPCRL | L-SERIES SPEAKER RED CEILING | Quantity |  | 1 | 36.75 | 26% | 27.195
1124 | System Sensor | SPCW8 | L-SERIES 8 WATT SPEAKER | Quantity |  | 1 | 99 | 26% | 73.26
1125 | System Sensor | SPCWK | CEILING SPEAKER, WHITE, WEATHERPROOF | Quantity |  | 1 | 108 | 26% | 79.92
1126 | System Sensor | SPCWK-R | CEIL SPKR WHT REPLACEMENT | Quantity |  | 1 | 63.5 | 26% | 46.99
1127 | System Sensor | SPCWL | L-SERIES SPEAKER WHITE CEILING | Quantity |  | 1 | 36.75 | 26% | 27.195
1128 | System Sensor | SPRK | WALL SPEAKER, RED, WEATHERPROOF | Quantity |  | 1 | 108 | 26% | 79.92
1129 | System Sensor | SPRK-R | WALL SPEAKER RED OUTDOOR REPLACEMENT | Quantity |  | 1 | 66.75 | 26% | 49.395
1130 | System Sensor | SPRL | L-SERIES SPEAKER RED WALL | Quantity |  | 1 | 37.25 | 26% | 27.565
1131 | System Sensor | SPSCRL | L-SERIES SPEAKER STROBE RED CEILING | Quantity |  | 1 | 95.75 | 26% | 70.855
1132 | System Sensor | SPSCWHK | CEILING SPEAKER STROBE, HIGH CANDELA, WHITE, WEATHERPROOF | Quantity |  | 1 | 196.5 | 26% | 145.41
1133 | System Sensor | SPSCWHK-P | CEIL SPKR/STRB HI CD WHT OUTDR PLAIN | Quantity |  | 1 | 182 | 26% | 134.68
1134 | System Sensor | SPSCWK | CEILING SPEAKER STROBE STANDARD CANDELA WHITE WEATHERPROOF | Quantity |  | 1 | 195 | 26% | 144.3
1135 | System Sensor | SPSCWK-CLR-ALERT | CEIL SPKR/STRB WHT PLAS BOX CLR LENS | Quantity |  | 1 | 186 | 26% | 137.64
1136 | System Sensor | SPSCWK-R | CEIL SPKR/STRB WHT REPLACEMENT | Quantity |  | 1 | 130 | 26% | 96.2
1137 | System Sensor | SPSCWL | L-SERIES SPEAKER STROBE WHITE CEILING | Quantity |  | 1 | 95.75 | 26% | 70.855
1138 | System Sensor | SPSCWL-CLR-ALERT | L-SERIES SPEAKER STROBE WHITE CEILING, ALERT | Quantity |  | 1 | 109.5 | 26% | 81.03
1139 | System Sensor | SPSCWL-P | L-SERIES SPEAKER STROBE WHITE CEILING, PLAIN | Quantity |  | 1 | 95.75 | 26% | 70.855
1140 | System Sensor | SPSCWL-SP | L-SERIES SPEAKER STROBE WHITE CEILING, FUEGO | Quantity |  | 1 | 95.75 | 26% | 70.855
1141 | System Sensor | SPSEP-BBSWL | Expander Plate, L-Series, Skirt | Quantity |  | 1 | 37.9 | 26% | 28.046
1142 | System Sensor | SPSRHK | WALL SPEAKER STROBE HI CANDELA OUTDOOR | Quantity |  | 1 | 182 | 26% | 134.68
1143 | System Sensor | SPSRK | WALL SPEAKER STROBE, STANDARD CANDELA, RED, WEATHERPROOF | Quantity |  | 1 | 195 | 26% | 144.3
1144 | System Sensor | SPSRK-P | WALL SPEAKER STROBE RED PLAIN | Quantity |  | 1 | 182 | 26% | 134.68
1145 | System Sensor | SPSRK-R | WALL SPEAKER STROBE RED REPLACEMENT | Quantity |  | 1 | 142.5 | 26% | 105.45
1146 | System Sensor | SPSRL | L-SERIES SPEAKER STROBE RED WALL | Quantity |  | 1 | 104.5 | 26% | 77.33
1147 | System Sensor | SPSRL-P | L-SERIES SPEAKER STROBE RED WALL, PLAIN | Quantity |  | 1 | 95.5 | 26% | 70.67
1148 | System Sensor | SPSRL-SP | L-SERIES SPEAKER STROBE RED WALL, FUEGO | Quantity |  | 1 | 95.5 | 26% | 70.67
1149 | System Sensor | SPSWK | WALL SPEAKER STROBE, STANDARD CANDELA, WEATHERPROOF, WHITE | Quantity |  | 1 | 195 | 26% | 144.3
1150 | System Sensor | SPSWK-CLR-ALERT | WALL SPKR/STRB WHT PLAS BOX CLR LENS | Quantity |  | 1 | 185.5 | 26% | 137.27
1151 | System Sensor | SPSWK-P | WALL SPEAKER STROBE WHITE OUTDOOR PLAIN | Quantity |  | 1 | 181 | 26% | 133.94
1152 | System Sensor | SPSWK-R | WALL SPEAKER STROBE WHITE REPLACEMENT | Quantity |  | 1 | 130 | 26% | 96.2
1153 | System Sensor | SPSWL | L-SERIES SPEAKER STROBE WHITE WALL | Quantity |  | 1 | 104.5 | 26% | 77.33
1154 | System Sensor | SPSWL-ALERT | L-SERIES SPEAKER STROBE WHITE WALL, ALERT | Quantity |  | 1 | 111.5 | 26% | 82.51
1155 | System Sensor | SPSWL-CLR-ALERT | L-SERIES SPEAKER STROBE WHITE WALL CLEAR LENS, ALERT | Quantity |  | 1 | 109 | 26% | 80.66
1156 | System Sensor | SPSWL-P | L-SERIES SPEAKER STROBE WHITE WALL, PLAIN | Quantity |  | 1 | 95.5 | 26% | 70.67
1157 | System Sensor | SPWK | WALL SPEAKER, WHITE, WEATHERPROOF | Quantity |  | 1 | 107 | 26% | 79.18
1158 | System Sensor | SPWL | L-SERIES SPEAKER WHITE WALL | Quantity |  | 1 | 37.25 | 26% | 27.565
1159 | System Sensor | SRHK | STROBE WALL HI CANDELA RED OUTDOOR | Quantity |  | 1 | 106 | 26% | 78.44
1160 | System Sensor | SRHK-P | WALL STROBE HI CANDELA RED OUTDOOR PLAIN | Quantity |  | 1 | 108 | 26% | 79.92
1161 | System Sensor | SRK | STROBE WALL STANDARD CANDELA RED OUTDOOR | Quantity |  | 1 | 104 | 26% | 76.96
1162 | System Sensor | SRK-P | WALL STROBE RED OUTDOOR PLAIN | Quantity |  | 1 | 105.5 | 26% | 78.07
1163 | System Sensor | SRK-R | REPLACEMENT STROBE WALL STANDARD CANDELA RED OUTDOOR | Quantity |  | 1 | 81.25 | 26% | 60.125
1164 | System Sensor | SRL | L-SERIES STROBE RED WALL | Quantity |  | 1 | 56.75 | 26% | 41.995
1165 | System Sensor | SRL-P | L-SERIES STROBE RED WALL, PLAIN | Quantity |  | 1 | 54 | 26% | 39.96
1166 | System Sensor | SRL-SP | L-SERIES STROBE RED WALL, FUEGO | Quantity |  | 1 | 54 | 26% | 39.96
1167 | System Sensor | SSM24-10 | ALARM BELL, 24 VDC, 10" | Quantity |  | 1 | 90.75 | 26% | 67.155
1168 | System Sensor | SSM24-6 | ALARM BELL, 24 VDC, 6" | Quantity |  | 1 | 66 | 26% | 48.84
1169 | System Sensor | SSM24-8 | PC4WL | Quantity |  | 1 | 77.75 | 26% | 57.535
1170 | System Sensor | SSV120-10 | ALARM BELL, 120 VAC, 10" | Quantity |  | 1 | 83.5 | 26% | 61.79
1171 | System Sensor | SSV120-6 | ALARM BELL, 120 VAC, 6" | Quantity |  | 1 | 60.25 | 26% | 44.585
1172 | System Sensor | SSV120-8 | ALARM BELL, 120 VAC, 8" | Quantity |  | 1 | 75.25 | 26% | 55.685
1173 | System Sensor | ST-1.5 | DUCT SMOKE DETECTOR CONDUIT 1.5' WITH HOLES | Quantity |  | 1 | 27.5 | 26% | 20.35
1174 | System Sensor | ST-10 | DUCT SMOKE DETECTOR CONDUIT 10' WITH HOLES | Quantity |  | 1 | 48.9 | 26% | 36.186
1175 | System Sensor | ST-3 | DUCT SMOKE DETECTOR CONDUIT 3' WITH HOLES | Quantity |  | 1 | 22.75 | 26% | 16.835
1176 | System Sensor | ST-5 | DUCT SMOKE DETECTOR CONDUIT 5' WITH HOLES | Quantity |  | 1 | 29 | 26% | 21.46
1177 | System Sensor | SWHK | STROBE WALL HI CANDELA WHITE OUTDOOR | Quantity |  | 1 | 106 | 26% | 78.44
1178 | System Sensor | SWHK-P | STROBE WALL HI CANDELA WHITE OUTDOOR PLAIN | Quantity |  | 1 | 107.5 | 26% | 79.55
1179 | System Sensor | SWK | STROBE WALL WHITE OUTDOOR | Quantity |  | 1 | 105.5 | 26% | 78.07
1180 | System Sensor | SWK-P | STROBE WALL WHITE OUTDOOR PLAIN | Quantity |  | 1 | 105 | 26% | 77.7
1181 | System Sensor | SWK-R | STROBE WHITE OUTDOOR REPLACEMENT | Quantity |  | 1 | 76.5 | 26% | 56.61
1182 | System Sensor | SWL | L-SERIES STROBE WHITE WALL | Quantity |  | 1 | 56.75 | 26% | 41.995
1183 | System Sensor | SWL-ALERT | L-SERIES STROBE WHITE WALL, AMBER LENS | Quantity |  | 1 | 68.25 | 26% | 50.505
1184 | System Sensor | SWL-CLR-ALERT | L-SERIES STROBE WHITE WALL, CLEAR LENS | Quantity |  | 1 | 63 | 26% | 46.62
1185 | System Sensor | SWL-P | L-SERIES STROBE WHITE WALL, PLAIN | Quantity |  | 1 | 53.75 | 26% | 39.775
1186 | System Sensor | TR | TRIM RING, WALL SPEAKER, RED | Quantity |  | 1 | 40.5 | 26% | 29.97
1187 | System Sensor | TR-2 | L-SERIES Universal Wall Trim Ring, Red | Quantity |  | 1 | 36.25 | 26% | 26.825
1188 | System Sensor | TR-2W | L-SERIES Universal Wall Trim Ring, White | Quantity |  | 1 | 36.25 | 26% | 26.825
1189 | System Sensor | TRC | TRIM RING, CEILING SPEAKER, RED | Quantity |  | 1 | 40.5 | 26% | 29.97
1190 | System Sensor | TRC-2 | L-SERIES Universal Ceiling Trim Ring, Red | Quantity |  | 1 | 36.25 | 26% | 26.825
1191 | System Sensor | TRC-2W | L-SERIES Universal Ceiling Trim Ring, Red | Quantity |  | 1 | 36.25 | 26% | 26.825
1192 | System Sensor | TRCW | TRIM RING, CEILING SPEAKER, WHITE | Quantity |  | 1 | 40.5 | 26% | 29.97
1193 | System Sensor | TR-HS | TRIM RING, WALL HORN/STROBE, RED | Quantity |  | 1 | 27.5 | 26% | 20.35
1194 | System Sensor | TRW | TRIM RING, WALL SPEAKER, WHITE | Quantity |  | 1 | 40.5 | 26% | 29.97
1195 | System Sensor | WBB | WEATHERPROOF BACK BOX | Quantity |  | 1 | 36.75 | 26% | 27.195
1196 | System Sensor | WCK-200B | WHITE DETECTOR COVER KIT-200 REDESIGN (10 PACK) | Quantity |  | 1 | 139 | 26% | 102.86
1197 | System Sensor | WFD20EXP | WATERFLOW DETECTOR, 2" PIPE SIZE, EXPLOSION PROOF | Quantity |  | 1 | 2635 | 26% | 1949.9
1198 | System Sensor | WFD20N | WATERFLOW DETECTOR, 2" PIPE SIZE | Quantity |  | 1 | 256.5 | 26% | 189.81
1199 | System Sensor | WFD25EXP | WATERFLOW DETECTOR, 2.5" PIPE SIZE, EXPLOSION PROOF | Quantity |  | 1 | 2635 | 26% | 1949.9
1200 | System Sensor | WFD25N | WATERFLOW DETECTOR, 2.5" PIPE SIZE | Quantity |  | 1 | 256.5 | 26% | 189.81
1201 | System Sensor | WFD30-2EXP | WATERFLOW DETECTOR, 3" PIPE SIZE, EXPLOSION PROOF | Quantity |  | 1 | 2635 | 26% | 1949.9
1202 | System Sensor | WFD30N | WATERFLOW DETECTOR, 3" PIPE SIZE | Quantity |  | 1 | 256.5 | 26% | 189.81
1203 | System Sensor | WFD40EXP | WATERFLOW DETECTOR, 4" PIPE SIZE, EXPLOSION PROOF | Quantity |  | 1 | 2635 | 26% | 1949.9
1204 | System Sensor | WFD40N | WATERFLOW DETECTOR, 4" PIPE SIZE | Quantity |  | 1 | 256 | 26% | 189.44
1205 | System Sensor | WFD50N | WATERFLOW DETECTOR, 5" PIPE SIZE | Quantity |  | 1 | 249.5 | 26% | 184.63
1206 | System Sensor | WFD60EXP | WATERFLOW DETECTOR, 6" PIPE SIZE, EXPLOSION PROOF | Quantity |  | 1 | 2635 | 26% | 1949.9
1207 | System Sensor | WFD60N | WATERFLOW DETECTOR, 6" PIPE SIZE | Quantity |  | 1 | 231.5 | 26% | 171.31
1208 | System Sensor | WFD80EXP | WATERFLOW DETECTOR, 8" PIPE SIZE, EXPLOSION PROOF | Quantity |  | 1 | 2753 | 26% | 2037.22
1209 | System Sensor | WFD80N | WATERFLOW DETECTOR, 8" PIPE SIZE | Quantity |  | 1 | 286 | 26% | 211.64
1210 | System Sensor | WFDNFS | WATERFLOW DETECTOR, 1" CPVC TEES | Quantity |  | 1 | 216 | 26% | 159.84
1211 | System Sensor | WFDNFT | WATERFLOW DETECTOR, 1" THREADED TEES | Quantity |  | 1 | 216 | 26% | 159.84
1212 | System Sensor | WFDTN | WATERFLOW DETECTOR, 1", 1.25", 1.5", 2" PIPE SIZE W/1" NPT | Quantity |  | 1 | 256 | 26% | 189.44
1213 | System Sensor | WFDTNRN | WATERFLOW DETECTOR, 1", 1.25", 1.5", 2" PIPE SIZE W/1" NPT, NON RETARD | Quantity |  | 1 | 174 | 26% | 128.76
1214 | System Sensor | WFDW | WATERFLOW DETECTOR, TAMPER PROOF WRENCH | Quantity |  | 1 | 13.65 | 26% | 10.101
1215 | System Sensor | WTP | WATERTIGHT PLATE WALL HORN/STROBE RED | Quantity |  | 1 | 38.5 | 26% | 28.49
1216 | System Sensor | WTP-SP | WATERTIGHT PLATE WALL SPEAKER STROBE RED | Quantity |  | 1 | 42.5 | 26% | 31.45
1217 | System Sensor | WTP-SPW | WATERTIGHT PLATE WALL SPEAKER STROBE WHITE | Quantity |  | 1 | 42.5 | 26% | 31.45
1218 | System Sensor | WTPW | WATERTIGHT PLATE HORN/STROBE WHITE | Quantity |  | 1 | 39.75 | 26% | 29.415
1219 | System Sensor | XP-4 | EXTENSION TUBING ASSEMBLY FOR XR2/XR2B | Quantity |  | 1 | 272.5 | 26% | 201.65
1220 | System Sensor | XR2 | REMOVAL TOOL 100/200 | Quantity |  | 1 | 192.5 | 26% | 142.45
1221 | System Sensor | XR2B | REMOVAL TOOL 200 REDESIGN | Quantity |  | 1 | 207 | 26% | 153.18
1222 | Linear | 1600-542 | LOOP SEALANT TUBE - BLACK | Quantity |  | 1 | 52.85 | 15% | 44.9225
1223 | Linear | 1600-818 | LOOP SEALANT TUBE - GRAY | Quantity |  | 1 | 52.85 | 15% | 44.9225
1224 | Linear | 190-106599 | *SHAFT LIM W/SPRKT ASY EPD/AU | Quantity |  | 1 | 30.02 | 15% | 25.517
1225 | Linear | 190-106935 | *RAIL KIT CDO #65 CH 8&apos; | Quantity |  | 1 | 52.74 | 15% | 44.829
1226 | Linear | 190-106937 | *RAIL KIT CDO #65 CH 10&apos; | Quantity |  | 1 | 65.92 | 15% | 56.032
1227 | Linear | 190-106939 | *RAIL KIT CDO #65 CH 12&apos; | Quantity |  | 1 | 79.1 | 15% | 67.235
1228 | Linear | 190-106941 | *RAIL KIT CDO #65 CH 14&apos; | Quantity |  | 1 | 92.29 | 15% | 78.4465
1229 | Linear | 190-107358 | RAIL CDO 10/12/14FT 2X2X204 | Quantity |  | 1 | 52.74 | 15% | 44.829
1230 | Linear | 190-110742 | *PHOTOELEC THRUBEAM COM SPDT | Quantity |  | 1 | 332.36 | 15% | 282.506
1231 | Linear | 2100-1016 | ROLLER GUARD TOP/PAIR | Quantity |  | 1 | 189.55 | 15% | 161.1175
1232 | Linear | 2100-2010 | PLATE BASE FOR SLR/SLC/SLD | Quantity |  | 1 | 57.44 | 15% | 48.824
1233 | Linear | 2100-2041 | PLATE BASE FOR SWR/SWC/SWD | Quantity |  | 1 | 57.44 | 15% | 48.824
1234 | Linear | 2110-183-BT | PEDESTAL PAD MNT SWG/GSWG BLK | Quantity |  | 1 | 524.99 | 15% | 446.2415
1235 | Linear | 2110-816 | KIT BACK AND BASE PLATE SL | Quantity |  | 1 | 95.35 | 15% | 81.0475
1236 | Linear | 2120-047-BT | PEDESTAL PAD MNT LG GT BLKTEX | Quantity |  | 1 | 568.65 | 15% | 483.3525
1237 | Linear | 2120-392-BT | STAND GOOSENECK W/BASE 83" | Quantity |  | 1 | 404.37 | 15% | 343.7145
1238 | Linear | 2120-428-BT | STAND GOOSENECK ASSY BI-LEVEL | Quantity |  | 1 | 747.45 | 15% | 635.3325
1239 | Linear | 2120-441-BT | BRKT PAD MTG PAIR LARGE GATES | Quantity |  | 1 | 209.09 | 15% | 177.7265
1240 | Linear | 2120-478-BT | PHOTOEYE PEDESTAL SET BT | Quantity |  | 1 | 411.27 | 15% | 349.5795
1241 | Linear | 2120-478-YS | PHOTOEYE PEDESTAL SET YS | Quantity |  | 1 | 411.27 | 15% | 349.5795
1242 | Linear | 2120-483 | POST MTG KIT SLC/D/R & SWC/D/R | Quantity |  | 1 | 101.09 | 15% | 85.9265
1243 | Linear | 2500-033 | STATION 3 BUTTON STANDARD | Quantity |  | 1 | 28.72 | 15% | 24.412
1244 | Linear | 2500-1118 | BATTERY 12VDC 7A/H | Quantity |  | 1 | 43 | 15% | 36.55
1245 | Linear | 2500-1129 | KEYSWITCH 2-POS 1KXL ON/OFF | Quantity |  | 1 | 209.09 | 15% | 177.7265
1246 | Linear | 2500-1322 | STATION 3-BUTTON K.A 4 X 4 | Quantity |  | 1 | 221.71 | 15% | 188.4535
1247 | Linear | 2500-1372 | INTERCOM MASTER INDOOR ASSY | Quantity |  | 1 | 581.29 | 15% | 494.0965
1248 | Linear | 2500-1482 | STATION 3-BUTTON EXT METAL | Quantity |  | 1 | 143.6 | 15% | 122.06
1249 | Linear | 2500-1502 | LOOP PREFORMED IN PVC 6&apos;X12&apos; | Quantity |  | 1 | 315.92 | 15% | 268.532
1250 | Linear | 2500-1520 | FIREBOX W/PADLOCK | Quantity |  | 1 | 335.45 | 15% | 285.1325
1251 | Linear | 2500-1928 | DETECTOR/PROBE 24AC 50&apos; MEMO# | Quantity |  | 1 | 643.31 | 15% | 546.8135
1252 | Linear | 2500-1929 | DETECTOR/PROBE 24AC | Quantity |  | 1 | 716.84 | 15% | 609.314
1253 | Linear | 2500-2006 | TIMER 7-DAY 24HR 24VAC/VDC | Quantity |  | 1 | 221.71 | 15% | 188.4535
1254 | Linear | 2500-2009 | EDGE W/CAP MGR20 2-WIRE 5&apos; | Quantity |  | 1 | 322.8 | 15% | 274.38
1255 | Linear | 2500-2010 | EDGE W/CAP MGS20 2-WIRE 5&apos; # | Quantity |  | 1 | 322.8 | 15% | 274.38
1256 | Linear | 2500-2014 | CABLE MASTER/SLAVE 50 FT SPOOL | Quantity |  | 1 | 48.25 | 15% | 41.0125
1257 | Linear | 2500-2015 | CABLE MASTER/SLAVE 100FT SPOOL | Quantity |  | 1 | 95.35 | 15% | 81.0475
1258 | Linear | 2500-2089 | STATION 1-BUTTON EXTERIOR | Quantity |  | 1 | 123.24 | 15% | 104.754
1259 | Linear | 2500-2112 | EDGE W/CAP MGR20 2-WIRE 4&apos; # | Quantity |  | 1 | 284.9 | 15% | 242.165
1260 | Linear | 2500-2132 | DETECTOR/PROBE 24DC 100&apos; MEMO | Quantity |  | 1 | 664.01 | 15% | 564.4085
1261 | Linear | 2500-2133 | DETECTOR/PROBE 24DC 150&apos; MEMO# | Quantity |  | 1 | 727.18 | 15% | 618.103
1262 | Linear | 2500-2207 | MODULE SURGE PROTECT | Quantity |  | 1 | 57.44 | 15% | 48.824
1263 | Linear | 2500-2346 | DETECT LOOP 24V PLUGIN PVT LBL | Quantity |  | 1 | 227.47 | 15% | 193.3495
1264 | Linear | 2500-2346-LP | DETEC LOOP PLUG IN LP PVT LBL | Quantity |  | 1 | 238.95 | 15% | 203.1075
1265 | Linear | 2500-2377 | DETECTOR 12/24V 2REL/DISPLAY | Quantity |  | 1 | 297.54 | 15% | 252.909
1266 | Linear | 2500-2378 | DETEC 12/24V 2REL/DISP/LO POW# | Quantity |  | 1 | 335.45 | 15% | 285.1325
1267 | Linear | 2500-2420 | HARNESS LOOP DETECTOR | Quantity |  | 1 | 22.98 | 15% | 19.533
1268 | Linear | 2500-245 | CARD RDR 1P LESS STD/ENCL | Quantity |  | 1 | 505.46 | 15% | 429.641
1269 | Linear | 2500-2483 | KEYSWITCH OPEN/CLOSE W/STOP | Quantity |  | 1 | 207.55 | 15% | 176.4175
1270 | Linear | 2500-2509 | HARNESS 10 PIN FEMAL W/DWG | Quantity |  | 1 | 22.98 | 15% | 19.533
1271 | Linear | 2500-282 | STATION 1-BUTTON | Quantity |  | 1 | 21.83 | 15% | 18.5555
1272 | Linear | 2500-288 | STATION 2-BUTTON STD # | Quantity |  | 1 | 26.43 | 15% | 22.4655
1273 | Linear | 2500-289 | KEYSWITCH TAMPERPROOF OP/CLO | Quantity |  | 1 | 142.7 | 15% | 121.295
1274 | Linear | 2500-311 | CARD FOR CARD READER (54 MIN) | Quantity |  | 1 | 3.16 | 15% | 2.686
1275 | Linear | 2500-562 | TOKENS PARKING PER 1000 MIN. # | Quantity |  | 1 | 474.45 | 15% | 403.2825
1276 | Linear | 2500-691 | STATION 3-BUTTON FLUSHMOUNT # | Quantity |  | 1 | 112.58 | 15% | 95.693
1277 | Linear | 2500-850 | CARD FOR CARD RDR SPEC CODE # | Quantity |  | 1 | 3.16 | 15% | 2.686
1278 | Linear | 2510-015 | LOOP WIRE (200&apos;) W/SEALANT (1) | Quantity |  | 1 | 151.64 | 15% | 128.894
1279 | Linear | 2510-042 | EDGE MGO20 5&apos; W/CHAN & MTG | Quantity |  | 1 | 322.8 | 15% | 274.38
1280 | Linear | 2510-195 | LOOP PREFORMED IN PVC 6&apos;X15&apos; | Quantity |  | 1 | 341.18 | 15% | 290.003
1281 | Linear | 2510-220 | TRANSMIT EDGE W/HDW MULTI | Quantity |  | 1 | 209.09 | 15% | 177.7265
1282 | Linear | 2510-222 | LOOP WIRE (200&apos;) W/SEALANT (2) | Quantity |  | 1 | 209.09 | 15% | 177.7265
1283 | Linear | 2510-281 | EDGE MGO20 4&apos; W/CHAN & MTG | Quantity |  | 1 | 284.9 | 15% | 242.165
1284 | Linear | 2510-292 | FUSE KIT SOLID STATE OPERATORS | Quantity |  | 1 | 14.94 | 15% | 12.699
1285 | Linear | 2510-335 | LIGHT STROBE RED/24V W/HDWE | Quantity |  | 1 | 398.63 | 15% | 338.8355
1286 | Linear | 2510-336 | LIGHT STROBE GREEN/24V W/HDWE# | Quantity |  | 1 | 398.63 | 15% | 338.8355
1287 | Linear | 2510-337 | LIGHT STROBE AMBER/24V W/HDWE | Quantity |  | 1 | 398.63 | 15% | 338.8355
1288 | Linear | 2510-349 | EDGE MGO20 6&apos; W/CHAN & MTG# | Quantity |  | 1 | 398.63 | 15% | 338.8355
1289 | Linear | 2510-373 | SIREN SENSOR OP W/HOLD OPEN | Quantity |  | 1 | 1010.93 | 15% | 859.2905
1290 | Linear | 2520-006 | INTERCOM MASTER W/POWER SUPPLY | Quantity |  | 1 | 883.41 | 15% | 750.8985
1291 | Linear | 2520-007 | INTERCOM SUB W/CALL ON STAND | Quantity |  | 1 | 613.45 | 15% | 521.4325
1292 | Linear | 2520-011 | CARD RDR 1PD IN ENCL ON STAND | Quantity |  | 1 | 979.91 | 15% | 832.9235
1293 | Linear | 2520-027 | CARD RDR 1 PER SURFACE MT ENC | Quantity |  | 1 | 727.18 | 15% | 618.103
1294 | Linear | 2520-031 | PHOTO EYE MOD 25&apos; W/REF & HOOD | Quantity |  | 1 | 537.63 | 15% | 456.9855
1295 | Linear | 2520-049 | LOCK ELEC SWING GATE W/3 HDW | Quantity |  | 1 | 1010.93 | 15% | 859.2905
1296 | Linear | 2520-053 | INTERCOM SYS 2-ST COMPL W/STND | Quantity |  | 1 | 1453.21 | 15% | 1235.2285
1297 | Linear | 2520-060 | STATION ADD&apos;L OUTDOOR INTERCOM | Quantity |  | 1 | 290.64 | 15% | 247.044
1298 | Linear | 2520-134 | EDGE GATE 5&apos; W/CHAN&CORD&BOX | Quantity |  | 1 | 404.37 | 15% | 343.7145
1299 | Linear | 2520-279 | LOCK ELEC SLIDE GATE W/4 HDR# | Quantity |  | 1 | 1169.47 | 15% | 994.0495
1300 | Linear | 2520-300 | EDGE MGO20 3&apos; W/CHAN & MTG | Quantity |  | 1 | 272.26 | 15% | 231.421
1301 | Linear | 2520-302 | LIGHT TRAFFIC RED/GREEN ASSY # | Quantity |  | 1 | 763.94 | 15% | 649.349
1302 | Linear | 2520-388 | TIME DELAY GATE LOCK IN ENCL | Quantity |  | 1 | 310.18 | 15% | 263.653
1303 | Linear | 2520-410 | INTERCOM SUB W/AK2W KPAD&STAND | Quantity |  | 1 | 821.38 | 15% | 698.173
1304 | Linear | 2520-422 | LOCK MAG EMX SWING W/BRKT | Quantity |  | 1 | 593.92 | 15% | 504.832
1305 | Linear | 2520-424 | LOCK MAG EMX S/D SLIDE W/BRKTS | Quantity |  | 1 | 593.92 | 15% | 504.832
1306 | Linear | 2520-441 | PHOTO ELECTRIC IR-55 ASSY | Quantity |  | 1 | 550.27 | 15% | 467.7295
1307 | Linear | 2520-511 | SOLAR PANEL SET (2) 20 WATT | Quantity |  | 1 | 1674.93 | 15% | 1423.6905
1308 | Linear | 2650-088 | ADAPT BGU TO REVRSE ARM DIRECT | Quantity |  | 1 | 54.71 | 15% | 46.5035
1309 | Linear | 2650-103 | DISCONNECT REMOTE ADD-ON GSLG | Quantity |  | 1 | 278.01 | 15% | 236.3085
1310 | Linear | 2650-107 | DISCONNECT REMOTE ADD-ON SLC | Quantity |  | 1 | 284.9 | 15% | 242.165
1311 | Linear | 2650-111-01 | ARTIC ADAPT BGU-10 115V | Quantity |  | 1 | 303.28 | 15% | 257.788
1312 | Linear | 2650-111-02 | ARTIC ADAPT BGU-12/14 115V | Quantity |  | 1 | 303.28 | 15% | 257.788
1313 | Linear | 2650-111-03 | ARTIC ADAPT BGU-D | Quantity |  | 1 | 303.28 | 15% | 257.788
1314 | Linear | 2650-111-04 | ARTIC ADAPT BGUS 115V | Quantity |  | 1 | 347.51 | 15% | 295.3835
1315 | Linear | 2650-111-06 | ARTIC ADAPT SLC 115V | Quantity |  | 1 | 265.37 | 15% | 225.5645
1316 | Linear | 2650-111-07 | ARTIC ADAPT SLD | Quantity |  | 1 | 265.37 | 15% | 225.5645
1317 | Linear | 2650-111-08 | ARTIC ADAPT SLR 115V | Quantity |  | 1 | 265.37 | 15% | 225.5645
1318 | Linear | 2650-111-09 | ARTIC ADAPT SWC 1/2-3/4HP 115V | Quantity |  | 1 | 265.37 | 15% | 225.5645
1319 | Linear | 2650-111-10 | ARTIC ADAPT SWC 1HP 115V | Quantity |  | 1 | 265.37 | 15% | 225.5645
1320 | Linear | 2650-111-11 | ARTIC ADAPT SWD | Quantity |  | 1 | 265.37 | 15% | 225.5645
1321 | Linear | 2650-111-12 | ARTIC ADAPT SWR 115V | Quantity |  | 1 | 265.37 | 15% | 225.5645
1322 | Linear | 2650-111-14 | ARTIC ADAPT VS-/GSLG-A 115V | Quantity |  | 1 | 246.42 | 15% | 209.457
1323 | Linear | 2650-111-15 | ARTIC ADAPT HSLG 115V | Quantity |  | 1 | 246.42 | 15% | 209.457
1324 | Linear | 2650-111-16 | ARTIC ADAPT SWG 115V | Quantity |  | 1 | 246.42 | 15% | 209.457
1325 | Linear | 2650-111-17 | ARTIC ADAPT VS-GSWG 115V | Quantity |  | 1 | 246.42 | 15% | 209.457
1326 | Linear | 2650-112-01 | ARTIC ADAPT BGU-10 230V | Quantity |  | 1 | 303.28 | 15% | 257.788
1327 | Linear | 2650-112-02 | ARTIC ADAPT BGU-12/14 230V | Quantity |  | 1 | 303.28 | 15% | 257.788
1328 | Linear | 2650-112-03 | ARTIC ADAPT BGUS 230V | Quantity |  | 1 | 347.51 | 15% | 295.3835
1329 | Linear | 2650-112-05 | ARTIC ADAPT SLC 230V | Quantity |  | 1 | 275.39 | 15% | 234.0815
1330 | Linear | 2650-112-06 | ARTIC ADAPT SLR 230V | Quantity |  | 1 | 275.39 | 15% | 234.0815
1331 | Linear | 2650-112-07 | ARTIC ADAPT SWC 1/2-3/4HP 230V | Quantity |  | 1 | 265.37 | 15% | 225.5645
1332 | Linear | 2650-112-08 | ARTIC ADAPT SWC 1HP 230V | Quantity |  | 1 | 265.37 | 15% | 225.5645
1333 | Linear | 2650-112-09 | ARTIC ADAPT SWR 230V | Quantity |  | 1 | 265.37 | 15% | 225.5645
1334 | Linear | 2650-112-10 | ARTIC ADAPT VS-/GSLG-A 230V | Quantity |  | 1 | 322.24 | 15% | 273.904
1335 | Linear | 2650-117 | MODIFY ADD 3 TL W/SPRKT SWR/D | Quantity |  | 1 | 185.7 | 15% | 157.845
1336 | Linear | 2650-121 | MODIFY ADD 5 TL W/SPR SWR SWD | Quantity |  | 1 | 309.09 | 15% | 262.7265
1337 | Linear | 2650-127 | MODIFY ADD 5 TLIM W/SPKT SWC | Quantity |  | 1 | 295.38 | 15% | 251.073
1338 | Linear | 2650-143 | MODIFY ADD 2 TLIM TO SLC | Quantity |  | 1 | 272.26 | 15% | 231.421
1339 | Linear | 2650-159 | ADAPT RECVR INSTALL 113157 | Quantity |  | 1 | 55.4 | 15% | 47.09
1340 | Linear | 2700-146 | DISCONNECT REMOTE ADD-ON HSLG | Quantity |  | 1 | 287.9 | 15% | 244.715
1341 | Linear | 2800-111 | ARM ASSY 10&apos; ARTICULATING BGU | Quantity |  | 1 | 285.12 | 15% | 242.352
1342 | Linear | GSLG-A-111 | 1 HP 115-1PH SLIDE GATE OPR | Quantity |  | 1 | 4798.9 | 15% | 4079.065
1343 | Linear | GSLG-A-121 | 1HP 230-1PH SLIDE GATE OPR | Quantity |  | 1 | 4798.9 | 15% | 4079.065
1344 | Linear | GSLG-A-123 | 1 HP 230-3PH SLIDE GATE OPR | Quantity |  | 1 | 4980.69 | 15% | 4233.5865
1345 | Linear | GSLG-A-143 | 1 HP 460-3PH SLIDE GATE OPR | Quantity |  | 1 | 4980.69 | 15% | 4233.5865
1346 | Linear | GSLG-A-211 | 1/2 HP 115-1PH SLIDE GATE OPR | Quantity |  | 1 | 4666.01 | 15% | 3966.1085
1347 | Linear | GSLG-A-221 | 1/2 HP 230-1PH SLIDE GATE OPR | Quantity |  | 1 | 4666.01 | 15% | 3966.1085
1348 | Linear | GSLG-A-223 | 1/2HP 230V-3PH SLIDE GATE OPER | Quantity |  | 1 | 4847.8 | 15% | 4120.63
1349 | Linear | GSLG-A-243 | 1/2 HP 460-3PH SLIDE GATE OPR | Quantity |  | 1 | 4847.8 | 15% | 4120.63
1350 | Linear | GSLG-A-411 | 3/4 HP 115-1PH SLIDE GATE OPR | Quantity |  | 1 | 4738.3 | 15% | 4027.555
1351 | Linear | GSLG-A-421 | 3/4 HP 230-1PH SLIDE GATE OPR | Quantity |  | 1 | 4738.3 | 15% | 4027.555
1352 | Linear | GSLG-A-423 | 3/4 HP 230-3PH SLIDE GATE OPR | Quantity |  | 1 | 4920.09 | 15% | 4182.0765
1353 | Linear | GSLG-A-443 | 3/4 HP 460-3PH SLIDE GATE OPR | Quantity |  | 1 | 4920.09 | 15% | 4182.0765
1354 | Linear | HAE00056 | BEAM KIT,CDO | Quantity |  | 1 | 56.66 | 15% | 48.161
1355 | Linear | HSLG-111 | 1 HP 115V-1 PH SLIDE GATE OPR | Quantity |  | 1 | 3409.41 | 15% | 2897.9985
1356 | Linear | HSLG-121 | 1 HP 230V-1 PH SLIDE GATE OPR | Quantity |  | 1 | 3409.41 | 15% | 2897.9985
1357 | Linear | HSLG-123 | 1 HP 230V-3 PH SLIDE GATE OPR | Quantity |  | 1 | 3593.33 | 15% | 3054.3305
1358 | Linear | HSLG-143 | 1 HP 460V-3 PH SLIDE GATE OPR | Quantity |  | 1 | 3593.33 | 15% | 3054.3305
1359 | Linear | HSLG-211 | 1/2 HP 115V-1 PH SLIDE GTE OPR | Quantity |  | 1 | 3268.01 | 15% | 2777.8085
1360 | Linear | HSLG-221 | 1/2 HP 230V-1 PH SLIDE GTE OPR | Quantity |  | 1 | 3268.01 | 15% | 2777.8085
1361 | Linear | HSLG-223 | 1/2 HP 230V-3 PH SLIDE GTE OPR | Quantity |  | 1 | 3451.93 | 15% | 2934.1405
1362 | Linear | HSLG-243 | 1/2 HP 460V-3 PH SLIDE GTE OPR | Quantity |  | 1 | 3451.93 | 15% | 2934.1405
1363 | Linear | HSLG-411 | 3/4 HP 115V-1 PH SLIDE GTE OPR | Quantity |  | 1 | 3338.18 | 15% | 2837.453
1364 | Linear | HSLG-421 | 3/4 HP 230V-1 PH SLIDE GTE OPR | Quantity |  | 1 | 3338.18 | 15% | 2837.453
1365 | Linear | HSLG-423 | 3/4 HP 230V-3 PH SLIDE GTE OPR | Quantity |  | 1 | 3523.17 | 15% | 2994.6945
1366 | Linear | HSLG-443 | 3/4 HP 460V-3 PH SLIDE GTE OPR | Quantity |  | 1 | 3523.17 | 15% | 2994.6945
1367 | Linear | MD5011S | MD5011S ODP N1 MCB 65 | Quantity |  | 1 | 528.66 | 15% | 449.361
1368 | Linear | MJ5011S | MJ5011S ODP N1 MCB 41B20/30 14 | Quantity |  | 1 | 727.68 | 15% | 618.528
1369 | Linear | SG-D-25-211-WS | 1/2 HP 115V 1P SECUR GT 15&apos;-25&apos; | Quantity |  | 1 | 6963.4 | 15% | 5918.89
1370 | Linear | SG-D-25-211-YS | 1/2 HP 115V 1P SECUR GT 15&apos;-25&apos; | Quantity |  | 1 | 6963.4 | 15% | 5918.89
1371 | Linear | SG-TB-25-211-WS | 1/2HP 115V 1P SECUR GT 15&apos;-25&apos; | Quantity |  | 1 | 5400.62 | 15% | 4590.527
1372 | Linear | SG-TB-25-211-YS | 1/2HP 115V 1P SECUR GT 15&apos;-25&apos; | Quantity |  | 1 | 5400.62 | 15% | 4590.527
1373 | Linear | SG-TB-25-221-WS | 1/2HP 230V 1P SECUR GT 15&apos;-25&apos; | Quantity |  | 1 | 5400.62 | 15% | 4590.527
1374 | Linear | SG-TB-25-221-YS | 1/2HP 230V 1P SECUR GT 15&apos;-25&apos; | Quantity |  | 1 | 5400.62 | 15% | 4590.527
1375 | Linear | SLC-111 | 1H 115V 1P COMMERCIAL SLIDER | Quantity |  | 1 | 2683.3 | 15% | 2280.805
1376 | Linear | SLC-121 | 1H 230V 1P COMMERCIAL SLIDER | Quantity |  | 1 | 2683.3 | 15% | 2280.805
1377 | Linear | SLC-211 | 1/2H 115V 1P COMMERCIAL SLIDER | Quantity |  | 1 | 2075.2 | 15% | 1763.92
1378 | Linear | SLC-221 | 1/2H 230V 1P COMMERCIAL SLIDER | Quantity |  | 1 | 2075.2 | 15% | 1763.92
1379 | Linear | SLD-211 | 24VDC SLIDE GATE OPERATOR | Quantity |  | 1 | 2655.66 | 15% | 2257.311
1380 | Linear | SLR-211 | 1/2H 115V 1P RESIDENT&apos;L SLIDER | Quantity |  | 1 | 1746.69 | 15% | 1484.6865
1381 | Linear | SLR-221 | 1/2H 230V 1P RESIDENT&apos;L SLIDER | Quantity |  | 1 | 1834.93 | 15% | 1559.6905
1382 | Linear | SWC-111 | 1H 115V 1P COMMERC&apos;L SWINGER | Quantity |  | 1 | 2825.75 | 15% | 2401.8875
1383 | Linear | SWC-121 | 1H 230V 1P COMMERC&apos;L SWINGER | Quantity |  | 1 | 2825.75 | 15% | 2401.8875
1384 | Linear | SWC-211 | 1/2H 115V 1P COMMERC&apos;L SWINGER | Quantity |  | 1 | 2234.67 | 15% | 1899.4695
1385 | Linear | SWC-221 | 1/2H 230V 1P COMMERC&apos;L SWINGER | Quantity |  | 1 | 2234.67 | 15% | 1899.4695
1386 | Linear | SWD-211 | 24VDC SWING GATE OPERATOR | Quantity |  | 1 | 2824.69 | 15% | 2400.9865
1387 | Linear | SWG-111 | 1 HP 115V-1 PH SWING GATE OPR | Quantity |  | 1 | 3676.25 | 15% | 3124.8125
1388 | Linear | SWG-121 | 1HP 230V 1 PH SWING GATE OPR | Quantity |  | 1 | 3676.25 | 15% | 3124.8125
1389 | Linear | SWG-123 | 1 HP 230V 3 PH SWING GATE OPR | Quantity |  | 1 | 3864.43 | 15% | 3284.7655
1390 | Linear | SWG-143 | 1 HP 440V-3PH SWING GATE OPER | Quantity |  | 1 | 3864.43 | 15% | 3284.7655
1391 | Linear | SWG-211 | 1/2 HP 115V-1PH SWING GATE OPR | Quantity |  | 1 | 3532.72 | 15% | 3002.812
1392 | Linear | SWG-221 | 1/2 HP 230V-1PH SWING GATE OPR | Quantity |  | 1 | 3532.72 | 15% | 3002.812
1393 | Linear | SWG-223 | 1/2 HP 230V-3PH SWING GATE OPR | Quantity |  | 1 | 3720.91 | 15% | 3162.7735
1394 | Linear | SWG-243 | 1/2 HP 460V-3PH SWING GATE OPR | Quantity |  | 1 | 3720.91 | 15% | 3162.7735
1395 | Linear | SWG-411 | 3/4 HP 115V-1PH SWING GATE OPR | Quantity |  | 1 | 3605.02 | 15% | 3064.267
1396 | Linear | SWG-421 | 3/4 HP 230V-1PH SWING GATE 0PR | Quantity |  | 1 | 3605.02 | 15% | 3064.267
1397 | Linear | SWG-423 | 3/4 HP 230V-3PH SWING GATE OPR | Quantity |  | 1 | 3766.62 | 15% | 3201.627
1398 | Linear | SWG-443 | 3/4 HP 460V-3PH SWING GATE OPR | Quantity |  | 1 | 3766.62 | 15% | 3201.627
1399 | Linear | SWR-211 | 1/2H 115V 1P RESIDENT&apos;L SWINGR | Quantity |  | 1 | 1736.07 | 15% | 1475.6595
1400 | Linear | SWR-221 | 1/2H 230V 1P RESIDENT&apos;L SWINGR | Quantity |  | 1 | 1812.61 | 15% | 1540.7185
1401 | Linear | VS-GSLG-111 | 1HP 115-1PH VAR SP SLIDE GATE | Quantity |  | 1 | 6523.27 | 15% | 5544.7795
1402 | Linear | VS-GSLG-121 | 1HP 230-1PH VAR SP SLIDE GATE | Quantity |  | 1 | 6523.27 | 15% | 5544.7795
1403 | Linear | VS-GSLG-123 | 1HP 230-3PH VAR SP SLIDE GATE | Quantity |  | 1 | 6523.27 | 15% | 5544.7795
1404 | Linear | VS-GSLG-143 | 1HP 460-3PH VAR SP SLIDE GATE | Quantity |  | 1 | 6523.27 | 15% | 5544.7795
1405 | Linear | VS-GSLG-211 | 1/2 HP 115-1PH VAR SP SLIDE GT | Quantity |  | 1 | 6175.63 | 15% | 5249.2855
1406 | Linear | VS-GSLG-221 | 1/2 HP 230-1PH VAR SP SLIDE GT | Quantity |  | 1 | 6175.63 | 15% | 5249.2855
1407 | Linear | VS-GSLG-223 | 1/2HP 230V-3PH VAR SP SLIDE GT | Quantity |  | 1 | 6175.63 | 15% | 5249.2855
1408 | Linear | VS-GSLG-243 | 1/2HP 460 3P VAR SP SLIDEGT# | Quantity |  | 1 | 6175.63 | 15% | 5249.2855
1409 | Linear | VS-GSLG-721 | 2HP 230-1PH VAR SP SLIDE GATE | Quantity |  | 1 | 6982.53 | 15% | 5935.1505
1410 | Linear | VS-GSLG-723 | 2HP 230-3PH VAR SP SLIDE GATE | Quantity |  | 1 | 6982.53 | 15% | 5935.1505
1411 | Linear | VS-GSLG-743 | 2HP 460-3PH VAR SP SLIDE GATE | Quantity |  | 1 | 6982.53 | 15% | 5935.1505
1412 | Linear | VS-GSWG-111 | 1HP 115-1PH VAR SP SWING GATE | Quantity |  | 1 | 5555.84 | 15% | 4722.464
1413 | Linear | VS-GSWG-121 | 1 HP 230 1PH VAR SP SWING GATE | Quantity |  | 1 | 5555.84 | 15% | 4722.464
1414 | Linear | VS-GSWG-123 | 1HP 230-3PH VAR SP SWING GATE | Quantity |  | 1 | 5555.84 | 15% | 4722.464
1415 | Linear | VS-GSWG-143 | 1HP 460-3PH VAR SP SWING GATE | Quantity |  | 1 | 5555.84 | 15% | 4722.464
1416 | Linear | VS-GSWG-211 | 1/2 HP 115-1PH VAR SP SWING GT | Quantity |  | 1 | 5191.19 | 15% | 4412.5115
1417 | Linear | VS-GSWG-221 | 1/2 HP 230-1PH VAR SP SWING GT | Quantity |  | 1 | 5191.19 | 15% | 4412.5115
1418 | Linear | VS-GSWG-223 | 1/2HP 230V-3PH VAR SP SWING GT | Quantity |  | 1 | 5191.19 | 15% | 4412.5115
1419 | Linear | VS-GSWG-243 | 1/2 HP 460-3PH VAR SP SWING GT | Quantity |  | 1 | 5191.19 | 15% | 4412.5115
1420 | Linear | VS-GSWG-721 | 2HP 230-1PH VAR SP SWING GATE | Quantity |  | 1 | 6208.59 | 15% | 5277.3015
1421 | Linear | VS-GSWG-723 | 2HP 230-3PH VAR SP SWING GATE | Quantity |  | 1 | 6208.59 | 15% | 5277.3015
1422 | Linear | VS-GSWG-743 | 2HP 460-3PH VAR SP SWING GATE | Quantity |  | 1 | 6208.59 | 15% | 5277.3015
1423 | Linear | 0-580110 | EMERGE INPUT MODULE 8 INPUTS | Quantity |  | 1 | 643.5 | 15% | 546.975
1424 | Linear | 0-580120 | EMERGE OUT MODULE 8 OUTPUTS | Quantity |  | 1 | 698.5 | 15% | 593.725
1425 | Linear | 0-580130 | EMERGE TEMPERATURE BOARD | Quantity |  | 1 | 753.5 | 15% | 640.475
1426 | Linear | 0-580131 | EMERGE TEMPERATURE PROBE | Quantity |  | 1 | 258.5 | 15% | 219.725
1427 | Linear | 0-834000 | VIPER PLUS WHITE | Quantity |  | 1 | 55.24 | 15% | 46.954
1428 | Linear | 0-834001 | VIPER PLUS Brown | Quantity |  | 1 | 55.24 | 15% | 46.954
1429 | Linear | 0-834010 | VIPER PLUS WHITE WITH CONTACTS | Quantity |  | 1 | 66.16 | 15% | 56.236
1430 | Linear | 100104 | BATTERY,12V,1.2AMP-HOUS,UL | Quantity |  | 1 | 18.35 | 15% | 15.5975
1431 | Linear | 2-095034 | S.S. BACKPLANE PCB SUB | Quantity |  | 1 | 210.18 | 15% | 178.653
1432 | Linear | 203583 | BATT,3V,LITHIUM,2032 | Quantity |  | 1 | 2.27 | 15% | 1.9295
1433 | Linear | 208882 | BATT,3V,LITHIUM,2450 | Quantity |  | 1 | 4.53 | 15% | 3.8505
1434 | Linear | 208923 | BATT,3V,LITHIUM,1616 | Quantity |  | 1 | 2.27 | 15% | 1.9295
1435 | Linear | 2100-2120 | PEDESTAL PAD MTG SL SERIES | Quantity |  | 1 | 306.04 | 15% | 260.134
1436 | Linear | 212LS-C26DCR-LT | CYLIND,STLESS,CRES,LT | Quantity |  | 1 | 174.43 | 15% | 148.2655
1437 | Linear | 212LS-C26DCR-RT | CYLIND,STLESS,CRES,RT | Quantity |  | 1 | 174.43 | 15% | 148.2655
1438 | Linear | 212LS-CUS3CR-RT | CYLIND,PBRASS,CRES,RT | Quantity |  | 1 | 174.43 | 15% | 148.2655
1439 | Linear | 225767-01 | ASSY,PCB,RE-2A | Quantity |  | 1 | 835 | 15% | 709.75
1440 | Linear | 230219P | EMERGE50P SYSTEM | Quantity |  | 1 | 2975.5 | 15% | 2529.175
1441 | Linear | 230220P | EMERGE5000P SYSTEM | Quantity |  | 1 | 5401 | 15% | 4590.85
1442 | Linear | 2500-150 | PHOTO EYE W/REFLECTOR ONLY 28&apos; | Quantity |  | 1 | 387.99 | 15% | 329.7915
1443 | Linear | 2500-1883 | DETECTOR/PROBE 24AC 150&apos; MEMO# | Quantity |  | 1 | 733.7 | 15% | 623.645
1444 | Linear | 2500-276 | CARD ADD-ON SPECIAL PRINTING # | Quantity |  | 1 | 233.01 | 15% | 198.0585
1445 | Linear | 2500-312 | CARD ADD-ON SPECIAL NUMBERING# | Quantity |  | 1 | 66.11 | 15% | 56.1935
1446 | Linear | 2500-352 | LIGHT SIGNAL CONSTANT RED # | Quantity |  | 1 | 268.77 | 15% | 228.4545
1447 | Linear | 2500-514 | KEY EXTRA FOR MMTC 2500-824 | Quantity |  | 1 | 6.12 | 15% | 5.202
1448 | Linear | 2501-10 | BULK 10 PK,DC BLOCK CAPACITOR TYPE | Quantity |  | 1 | 25.68 | 15% | 21.828
1449 | Linear | 2503-10 | 10 PAK,ATTENUATOR,INLINE,3DB,F CONN | Quantity |  | 1 | 31.51 | 15% | 26.7835
1450 | Linear | 2506-10 | 10 PAK,ATTENUATOR,INLINE,6DB,F CON | Quantity |  | 1 | 31.51 | 15% | 26.7835
1451 | Linear | 2507-10 | BULK 10 PK,TERM,75 OHMS,TYPE | Quantity |  | 1 | 23.35 | 15% | 19.8475
1452 | Linear | 2509-10 | TAP,SNGL 9DB DROP,50-1K MHZ(10PK) | Quantity |  | 1 | 40.86 | 15% | 34.731
1453 | Linear | 2510-476 | PE NEMA 4 W/MTG KIT VITECTOR | Quantity |  | 1 | 172.22 | 15% | 146.387
1454 | Linear | 2512 | 2-WAY SPLITTER/COMB: 50-1000MHZ | Quantity |  | 1 | 10.49 | 15% | 8.9165
1455 | Linear | 2512-25 | 2/WAY SPLITTER/COMB: 50-1000MHZ | Quantity |  | 1 | 228.88 | 15% | 194.548
1456 | Linear | 2514 | 4-WAY SPLITTER-COMB: 50-1000MH | Quantity |  | 1 | 15.19 | 15% | 12.9115
1457 | Linear | 2520-008 | INTERCOM SUB W/1 PER ON STAND | Quantity |  | 1 | 1043.66 | 15% | 887.111
1458 | Linear | 2520-437-BT | TOKEN TAKER .984 12X10 NOSTND# | Quantity |  | 1 | 805.23 | 15% | 684.4455
1459 | Linear | 2532 | SPLITTER 2-WAY 5-1000MHZ URO | Quantity |  | 1 | 4.64 | 15% | 3.944
1460 | Linear | 2534 | SPLITTER 4-WAY 5-1000MHZ URO | Quantity |  | 1 | 7.03 | 15% | 5.9755
1461 | Linear | 2538 | SPLITTER/COMBINER 8-WAY NON-IR P | Quantity |  | 1 | 19.84 | 15% | 16.864
1462 | Linear | 620-100029 | ESSENTIAL TO ELITE-36 UPGRADE | Quantity |  | 1 | 650 | 15% | 552.5
1463 | Linear | 620-100029-VL | VIRTUAL LICENSE, ES 4DR TO EL36 UPGRADE | Quantity |  | 1 | 650 | 15% | 552.5
1464 | Linear | 620-100100 | ASSY,BOXED,ESSENTIAL,4 DOOR | Quantity |  | 1 | 1803 | 15% | 1532.55
1465 | Linear | 620-100151 | ESSENTIAL/1-DR SYS | Quantity |  | 1 | 795 | 15% | 675.75
1466 | Linear | 620-100152 | ASSY, BOXED, E3 ESSENTIAL PLUS, 1 D | Quantity |  | 1 | 1145 | 15% | 973.25
1467 | Linear | 620-100153 | ESSENTIAL PLUS/4-DR SYS | Quantity |  | 1 | 2045 | 15% | 1738.25
1468 | Linear | 620-100154-VL | VIRTUAL LICENSE, ESSENTIAL 1DR ADD | Quantity |  | 1 | 360 | 15% | 306
1469 | Linear | 620-100154-VL-part 2 | VIRTUAL LICENSE, ESSENTIAL 1DR ADD | Quantity |  | 1 | 360 | 15% | 306
1470 | Linear | 620-100156 | LTG,ES REMOTE MNGMNT | Quantity |  | 1 | 230 | 15% | 195.5
1471 | Linear | 620-100156-VL | VIRTUAL LICENSE, ESSENTIAL REMOTE MNGMNT | Quantity |  | 1 | 230 | 15% | 195.5
1472 | Linear | 620-100159 | E3 POE MODULE | Quantity |  | 1 | 121 | 15% | 102.85
1473 | Linear | 620-100217 | ESSENTIAL/1-DR W/1RD BNDL SYS | Quantity |  | 1 | 930 | 15% | 790.5
1474 | Linear | 620-100218 | ESSENTIAL/4-DR W/4RD BNDL SYS | Quantity |  | 1 | 2343 | 15% | 1991.55
1475 | Linear | 620-100219 | ESSENTIAL PLUS/1DR W/1RD BNDL S | Quantity |  | 1 | 1280 | 15% | 1088
1476 | Linear | 620-100220 | ESSENTIAL PLUS/4DR W/4RD BNDL S | Quantity |  | 1 | 2585 | 15% | 2197.25
1477 | Linear | 620-100221 | 1-DOOR ADD LICENSE W/1RD BNDL | Quantity |  | 1 | 495 | 15% | 420.75
1478 | Linear | 620-100224 | MULLION PROX HID/AWID READER | Quantity |  | 1 | 134 | 15% | 113.9
1479 | Linear | 620-100225 | SINGLE GANG PROX HID AND AWID COMPT | Quantity |  | 1 | 155 | 15% | 131.75
1480 | Linear | 620-100226 | SINGLE GANG KEYPAD/PROX HID AND AWI | Quantity |  | 1 | 400 | 15% | 340
1481 | Linear | 620-100258 | ELITE-36/4-DR/STD CAB | Quantity |  | 1 | 2365 | 15% | 2010.25
1482 | Linear | 620-100259 | ELITE-36/4-DR/STD CAB W/4RD BND | Quantity |  | 1 | 2845 | 15% | 2418.25
1483 | Linear | 620-100266 | ELITE-64 UPGRADE LICENSE | Quantity |  | 1 | 895 | 15% | 760.75
1484 | Linear | 620-100266-VL | VIRTUAL LICENSE, EL36 TO EL64 UPGRADE | Quantity |  | 1 | 895 | 15% | 760.75
1485 | Linear | 620-100269 | 2-DR ACM MODULE | Quantity |  | 1 | 950 | 15% | 807.5
1486 | Linear | 620-100270 | 2-DR ACM MODULE W/2RD BND | Quantity |  | 1 | 1190 | 15% | 1011.5
1487 | Linear | 620-100271 | 4-DR ACM MODULE | Quantity |  | 1 | 1280 | 15% | 1088
1488 | Linear | 620-100272 | 4-DR ACM MODULE W/4RD BND | Quantity |  | 1 | 1760 | 15% | 1496
1489 | Linear | 620-100273 | ELEVATOR ACM MODULE | Quantity |  | 1 | 800 | 15% | 680
1490 | Linear | 620-100274 | 2-DR EX NODE W/COMPACT CAB | Quantity |  | 1 | 1215 | 15% | 1032.75
1491 | Linear | 620-100275 | 2-DR EX NODE COMPACT W/2 RD BND | Quantity |  | 1 | 1455 | 15% | 1236.75
1492 | Linear | 620-100276 | 4-DR EX NODE W/COMPACT CAB | Quantity |  | 1 | 1740 | 15% | 1479
1493 | Linear | 620-100277 | 4-DR EX NODE COMPACT W/4 RD BND | Quantity |  | 1 | 2220 | 15% | 1887
1494 | Linear | 620-100278 | ELEVATOR EX NODE - COMPACT CAB | Quantity |  | 1 | 1165 | 15% | 990.25
1495 | Linear | 620-100279 | 2-DR EX NODE W/STD CAB | Quantity |  | 1 | 1565 | 15% | 1330.25
1496 | Linear | 620-100280 | 2-DR EX NODE STD CAB W/2 RD BND | Quantity |  | 1 | 1805 | 15% | 1534.25
1497 | Linear | 620-100281 | 4-DR EX NODE W/STD CAB | Quantity |  | 1 | 2090 | 15% | 1776.5
1498 | Linear | 620-100282 | 4-DR EX NODE STD CAB W/4 RD BND | Quantity |  | 1 | 2570 | 15% | 2184.5
1499 | Linear | 620-100283 | ELEVATOR EX NODE - STD CAB | Quantity |  | 1 | 1465 | 15% | 1245.25
1500 | Linear | 620-100291 | E3 5-YR EXTENDED WARRANTY | Quantity |  | 1 | 580 | 15% | 493
1501 | Linear | 620-100295 | ELITE-36/4-DR/COMPACT CAB | Quantity |  | 1 | 2123 | 15% | 1804.55
1502 | Linear | 620-100296 | ELITE-36/4-DR/COMPACT W/4RD BND | Quantity |  | 1 | 2603 | 15% | 2212.55
1503 | Linear | 620-100345 | EMERGE50P TO 5000 FIELD UPGRADE | Quantity |  | 1 | 5203 | 15% | 4422.55
1504 | Linear | 620-100346 | EMERGE 5000P UPGRD TO 192 DR | Quantity |  | 1 | 15504.5 | 15% | 13178.825
1505 | Linear | 620-100385 | EMERGE 50P TAKEOVER KIT | Quantity |  | 1 | 2167 | 15% | 1841.95
1506 | Linear | 620-100387 | EMERGE 5000P TAKEOVER KIT | Quantity |  | 1 | 3360.5 | 15% | 2856.425
1507 | Linear | 620-100389 | EMERGE 5000P BADGING LICENSE | Quantity |  | 1 | 4015 | 15% | 3412.75
1508 | Linear | 620-100436 | EMERGE P ANTI-PASSBACK LICENSE | Quantity |  | 1 | 11792 | 15% | 10023.2
1509 | Linear | 620-100437 | EMERGE P ADV REPORTING LICENSE | Quantity |  | 1 | 3536.5 | 15% | 3006.025
1510 | Linear | 620-100451 | F/G,2N1 PROX READER,125KHZ,HAF,BLK | Quantity |  | 1 | 135 | 15% | 114.75
1511 | Linear | 620-100452 | F/G,2N1 PROX READER,125KHZ,HAS,BLK | Quantity |  | 1 | 225 | 15% | 191.25
1512 | Linear | 620-100516 | LTG,EL REMOTE MNGMNT | Quantity |  | 1 | 230 | 15% | 195.5
1513 | Linear | 620-100516-VL | VIRTUAL LICENSE, ELITE REMOTE MNGMNT | Quantity |  | 1 | 230 | 15% | 195.5
1514 | Linear | 620-100782-VL | VIRTUAL LICENSE, UPGRADE, ELITE 2DR TO 4DR CLIENT | Quantity |  | 1 | 720 | 15% | 612
1515 | Linear | 620-101047-VL | VIRTUAL LICENSE, P8 TO P36 UPGRADE | Quantity |  | 1 | 895 | 15% | 760.75
1516 | Linear | 620-101048-VL | VIRTUAL LICENSE, P36 TO P64 UPGRADE | Quantity |  | 1 | 895 | 15% | 760.75
1517 | Linear | 620-101049-VL | VIRTUAL LICENSE, P64 TO P96 UPGRADE | Quantity |  | 1 | 895 | 15% | 760.75
1518 | Linear | 620-101050-VL | VIRTUAL LICENSE, P96 TO P128 UPGRADE | Quantity |  | 1 | 895 | 15% | 760.75
1519 | Linear | 620-101051-VL | VIRTUAL LICENSE, PC128 TO PC200 UPGRADE | Quantity |  | 1 | 1000 | 15% | 850
1520 | Linear | 620-101052-VL | VIRTUAL LICENSE, P200 TO P256 UPGRADE | Quantity |  | 1 | 750 | 15% | 637.5
1521 | Linear | 620-101053-VL | VIRTUAL LICENSE, EL64 TO EL96 UPGRADE | Quantity |  | 1 | 1795 | 15% | 1525.75
1522 | Linear | 620-101054-VL | VIRTUAL LICENSE, EL96 TO EL128 UPGRADE | Quantity |  | 1 | 1795 | 15% | 1525.75
1523 | Linear | 620-101055-VL | VIRTUAL LICENSE, EL128 TO EL200 UPGRADE | Quantity |  | 1 | 1795 | 15% | 1525.75
1524 | Linear | 620-101056-VL | VIRTUAL LICENSE, ELITE CLIENT TO PC CLIENT | Quantity |  | 1 | 60 | 15% | 51
1525 | Linear | 620-101058-VL | VIRTUAL LICENSE, UPGRADE, PC 2DR TO 4DR CLIENT | Quantity |  | 1 | 695 | 15% | 590.75
1526 | Linear | 620-101060-VL | VIRTUAL LICENSE, ELITE BADGING | Quantity |  | 1 | 895 | 15% | 760.75
1527 | Linear | 620-101251 | PHOTO EYE THRU BEAM IRB-MON | Quantity |  | 1 | 225 | 15% | 191.25
1528 | Linear | 620-101252 | PHOTO EYE REFLECTIVE IRB-RET | Quantity |  | 1 | 430 | 15% | 365.5
1529 | Linear | 620-101254 | PHOTO EYE THRU BEAM PK-K-R50 | Quantity |  | 1 | 595 | 15% | 505.75
1530 | Linear | 620-101255 | PHOTO EYE REFLECTIVE RG-K-R | Quantity |  | 1 | 530 | 15% | 450.5
1531 | Linear | 620-101259 | EDGE W/RES MG020-2-WIRE 4' END | Quantity |  | 1 | 222.33 | 15% | 188.9805
1532 | Linear | 620-101260 | EDGE W/RES MG020-2-WIRE 5' END | Quantity |  | 1 | 277.93 | 15% | 236.2405
1533 | Linear | 620-101261 | EDGE W/RES MG020-2-WIRE 6' END | Quantity |  | 1 | 333.48 | 15% | 283.458
1534 | Linear | 620-101262 | MULTI-INPUT MODULE MIM-62 | Quantity |  | 1 | 933.22 | 15% | 793.237
1535 | Linear | 620-101265 | PHOTO EYE REFLECTIVE E3K W/RESISTOR ASSY | Quantity |  | 1 | 411.37 | 15% | 349.6645
1536 | Linear | 620-101266 | EDGE W/RES MG020-2-WIRE 3' END | Quantity |  | 1 | 185 | 15% | 157.25
1537 | Linear | 620-101267 | EDGE W/RES MGR20-2-WIRE 4' END | Quantity |  | 1 | 243.7 | 15% | 207.145
1538 | Linear | 620-101268 | EDGE W/RES MGR20-2-WIRE 5' END | Quantity |  | 1 | 304.63 | 15% | 258.9355
1539 | Linear | 620-101269 | EDGE W/RES MGS20-2-WIRE 5' END | Quantity |  | 1 | 304.63 | 15% | 258.9355
1540 | Linear | 620-101271 | EDGE MGO20 4' W/CHAN & MTG | Quantity |  | 1 | 284.9 | 15% | 242.165
1541 | Linear | 620-101272 | EDGE MGO20 5' W/CHAN & MTG | Quantity |  | 1 | 322.8 | 15% | 274.38
1542 | Linear | 620-101273 | EDGE MGO20 6' W/CHAN & MTG | Quantity |  | 1 | 398.63 | 15% | 338.8355
1543 | Linear | 620-101274 | EDGE MGO20 3' W/CHAN & MTG | Quantity |  | 1 | 272.26 | 15% | 231.421
1544 | Linear | 620-101279 | 12/24VDC Power Supply, 2A, 4 Output, PIP, Metal Box, Battery Charging | Quantity |  | 1 | 295 | 15% | 250.75
1545 | Linear | 620-101280 | 12/24VDC Power Supply, 5A, 4 Output, PIP, Metal Box, Battery Charging | Quantity |  | 1 | 325 | 15% | 276.25
1546 | Linear | 620-101281 | 12/24VDC Power Supply, 10A, 8 Output, Switcher, Metal Box, Battery Charging | Quantity |  | 1 | 645 | 15% | 548.25
1547 | Linear | 620-101282 | 12/24VDC, 4 Output Upgrade Board, Battery Charging | Quantity |  | 1 | 195 | 15% | 165.75
1548 | Linear | 620-101284 | PHOTO EYE HOOD SET FOR 620-101251 | Quantity |  | 1 | 36.23 | 15% | 30.7955
1549 | Linear | 620-101285 | PHOTO EYE REFLECTIVE HOOD COVER FOR 620-101252 | Quantity |  | 1 | 27.86 | 15% | 23.681
1550 | Linear | 620-101286 | PHOTO EYE THRU BEAM IRB-MON W/HOOD ASSY | Quantity |  | 1 | 280.51 | 15% | 238.4335
1551 | Linear | 620-101287 | PHOTO EYE REFLECTIVE IRB-RET W/HOOD ASSY | Quantity |  | 1 | 483.81 | 15% | 411.2385
1552 | Linear | 620-101290 | PHOTOEYE THRU BEAM IR55-24V W/RESISTOR ASSY | Quantity |  | 1 | 550.27 | 15% | 467.7295
1553 | Linear | 620-101292 | APEX-II MODULE W/UCE ASSY | Quantity |  | 1 | 707.63 | 15% | 601.4855
1554 | Linear | 620-101293 | APEX-II MODULE ASSY | Quantity |  | 1 | 578.97 | 15% | 492.1245
1555 | Linear | 620-101316 | KIT, PCBA REPLACEMENT, W/SWAP CARD, E3 | Quantity |  | 1 | 750 | 15% | 637.5
1556 | Linear | 620-101352 | EMERGE EXPANSION NODE, V4 P-SERIES | Quantity |  | 1 | 1825 | 15% | 1551.25
1557 | Linear | 620-101353 | EMERGE NODE REPLACEMENT KIT, V4 P-SERIES | Quantity |  | 1 | 1365 | 15% | 1160.25
1558 | Linear | 620-101356 | EMERGE MICRONODE, V4 P-SERIES | Quantity |  | 1 | 1870 | 15% | 1589.5
1559 | Linear | 620-101358-VL | VIRTUAL LICENSE, E3 ELITE CUSTOM REPORTS | Quantity |  | 1 | 995 | 15% | 845.75
1560 | Linear | 720-100101 | E3 ENTRY, 2DR ARMORTECH ENCLOSURE, 4.3-INCH SCREEN,W/KEYPAD (AE1000 REPLACEMENT) | Quantity |  | 1 | 3210 | 15% | 2728.5
1561 | Linear | 720-100104 | EXPANSION NODE 2-DR EXN WITH I/O FOR E3 EC/EN MODELS ONLY | Quantity |  | 1 | 1220 | 15% | 1037
1562 | Linear | 720-100105 | 2-DR ACM R/I/O BOARD E3 EC/EN ENTRY MODELS | Quantity |  | 1 | 725 | 15% | 616.25
1563 | Linear | 720-100136 | E3 ENTRY, 2DR METAL ENCLOSURE, 4.3-INCH SCREEN, W/KEYPAD (AE1000 REPLACEMENT) | Quantity |  | 1 | 3210 | 15% | 2728.5
1564 | Linear | AAE00331 | EXA-2000 | Quantity |  | 1 | 56.3 | 15% | 47.855
1565 | Linear | AAE00365 | VB-2 | Quantity |  | 1 | 91.45 | 15% | 77.7325
1566 | Linear | AAE00366 | LA-P | Quantity |  | 1 | 31.78 | 15% | 27.013
1567 | Linear | AAE00381 | XFMR,WALL MOUNT,XT,T1224DC | Quantity |  | 1 | 48.54 | 15% | 41.259
1568 | Linear | AAE00382 | XFMR,WALL MOUNT,XR,T-124.8DC | Quantity |  | 1 | 28.86 | 15% | 24.531
1569 | Linear | AAE00436 | CPDM-1 | Quantity |  | 1 | 277.5 | 15% | 235.875
1570 | Linear | AAE00451 | DUAL 824KP | Quantity |  | 1 | 91.45 | 15% | 77.7325
1571 | Linear | AAE00464 | UMTS-3G/V2 | Quantity |  | 1 | 127.9 | 15% | 108.715
1572 | Linear | ACP00415 | CABLE,RS-232,AM/PC/DB9 | Quantity |  | 1 | 35.65 | 15% | 30.3025
1573 | Linear | ACP00420 | CAB-1 ENCLOSURE | Quantity |  | 1 | 98 | 15% | 83.3
1574 | Linear | ACP00500 | RRR 318MHZ RADIO RECEIVER | Quantity |  | 1 | 250 | 15% | 212.5
1575 | Linear | ACP00520 | AM-KP | Quantity |  | 1 | 298.75 | 15% | 253.9375
1576 | Linear | ACP00560 | AM-RPR | Quantity |  | 1 | 197.25 | 15% | 167.6625
1577 | Linear | ACP00606A | ACT-22A | Quantity |  | 1 | 31.26 | 15% | 26.571
1578 | Linear | ACP00607 | /G ACT-21 | Quantity |  | 1 | 27.3 | 15% | 23.205
1579 | Linear | ACP00717 | AM/II-CRI | Quantity |  | 1 | 216 | 15% | 183.6
1580 | Linear | ACP00727 | WOR | Quantity |  | 1 | 237 | 15% | 201.45
1581 | Linear | ACP00739 | AM-PROX CARD | Quantity |  | 1 | 4.93 | 15% | 4.1905
1582 | Linear | ACP00742 | AM-PT | Quantity |  | 1 | 9.75 | 15% | 8.2875
1583 | Linear | ACP00743 | GT-30,3PB,VISOR XMTR | Quantity |  | 1 | 30.25 | 15% | 25.7125
1584 | Linear | ACP00745 | RGR,REMOTE RECEIVER | Quantity |  | 1 | 220.9 | 15% | 187.765
1585 | Linear | ACP00747 | AKR-1 | Quantity |  | 1 | 404.5 | 15% | 343.825
1586 | Linear | ACP00748 | AK-11,ACCESS | Quantity |  | 1 | 289.75 | 15% | 246.2875
1587 | Linear | ACP00749 | /AK-21,ACCESSKEY | Quantity |  | 1 | 158.15 | 15% | 134.4275
1588 | Linear | ACP00750 | AK-21W,ACCESSKEY | Quantity |  | 1 | 193.75 | 15% | 164.6875
1589 | Linear | ACP00751 | AK-31,ACCESSKEY | Quantity |  | 1 | 116 | 15% | 98.6
1590 | Linear | ACP00870 | GT-31,3 BTN,MINI TX | Quantity |  | 1 | 30.25 | 15% | 25.7125
1591 | Linear | ACP00886C | CCM-RE1 | Quantity |  | 1 | 200 | 15% | 170
1592 | Linear | ACP00887 | /20AM-KPI | Quantity |  | 1 | 180 | 15% | 153
1593 | Linear | ACP00892 | RE-1N | Quantity |  | 1 | 1244.25 | 15% | 1057.6125
1594 | Linear | ACP00896S | RE-1S | Quantity |  | 1 | 1290.75 | 15% | 1097.1375
1595 | Linear | ACP00899 | AE-500 | Quantity |  | 1 | 1337.75 | 15% | 1137.0875
1596 | Linear | ACP00904A | CCM-1A,COLOR CAMERA MODULE | Quantity |  | 1 | 430.25 | 15% | 365.7125
1597 | Linear | ACP00905 | ACM-1 | Quantity |  | 1 | 168.5 | 15% | 143.225
1598 | Linear | ACP00906 | GNC-1 | Quantity |  | 1 | 111.5 | 15% | 94.775
1599 | Linear | ACP00907 | GNB-1 | Quantity |  | 1 | 135.25 | 15% | 114.9625
1600 | Linear | ACP00908 | AE-500 TRIM RING | Quantity |  | 1 | 150.75 | 15% | 128.1375
1601 | Linear | ACP00909 | AE-1000 TRIM RING | Quantity |  | 1 | 160.25 | 15% | 136.2125
1602 | Linear | ACP00910 | RE-2N | Quantity |  | 1 | 1244.25 | 15% | 1057.6125
1603 | Linear | ACP00913 | CAB 3 ENCLOSURE | Quantity |  | 1 | 189 | 15% | 160.65
1604 | Linear | ACP00914 | AE-2000 TRIM RING | Quantity |  | 1 | 184.25 | 15% | 156.6125
1605 | Linear | ACP00915 | TR-RE2N | Quantity |  | 1 | 136.5 | 15% | 116.025
1606 | Linear | ACP00917S | TR-RE2S | Quantity |  | 1 | 160.25 | 15% | 136.2125
1607 | Linear | ACP00919S | RE-2S | Quantity |  | 1 | 1290.75 | 15% | 1097.1375
1608 | Linear | ACP00936A | CCM-2A,COLOR CAMERA MODULE | Quantity |  | 1 | 430.25 | 15% | 365.7125
1609 | Linear | ACP00937 | G AE-100 | Quantity |  | 1 | 1093 | 15% | 929.05
1610 | Linear | ACP00941 | TR-100,TRIM RING | Quantity |  | 1 | 150.75 | 15% | 128.1375
1611 | Linear | ACP00950 | AM3PLUS | Quantity |  | 1 | 1103 | 15% | 937.55
1612 | Linear | ACP00951 | AE1000PLUS | Quantity |  | 1 | 2976.5 | 15% | 2530.025
1613 | Linear | ACP00952 | AE2000PLUS | Quantity |  | 1 | 5198 | 15% | 4418.3
1614 | Linear | ACP00953 | 8/2/AP-5,RCVR,3-CH,SUPER-HET,BLK | Quantity |  | 1 | 126 | 15% | 107.1
1615 | Linear | ACP00956 | LINAC-USBS,USB-TO-SERIAL KIT | Quantity |  | 1 | 92.5 | 15% | 78.625
1616 | Linear | ACP00961 | AM-DPR,HID/LINEAR CARD READER | Quantity |  | 1 | 273.44 | 15% | 232.424
1617 | Linear | ACP00962 | AM-HPC,HID COMPATIBLE PROX CARD | Quantity |  | 1 | 4.83 | 15% | 4.1055
1618 | Linear | ACP00963 | AM-HPT,HID COMPATIBLE PROX TAG | Quantity |  | 1 | 9.68 | 15% | 8.228
1619 | Linear | ACP00964 | 13AM-SEK | Quantity |  | 1 | 258.5 | 15% | 219.725
1620 | Linear | ACP00965 | AM-RS232 | Quantity |  | 1 | 348.5 | 15% | 296.225
1621 | Linear | ASSY-203814 | 4/12/2016BATT,12V-50PK | Quantity |  | 1 | 116 | 15% | 98.6
1622 | Linear | ASSY-AAE00432 | ACCESSORY KIT,WRISTBAND-20PK | Quantity |  | 1 | 42 | 15% | 35.7
1623 | Linear | ASSY-S30-0553-5PK | ADJUSTABLE LANYARD 5 PK, LIBRIS LIGHT GRAY | Quantity |  | 1 | 58.14 | 15% | 49.419
1624 | Linear | ASSY-S30-0554-5PK | ADJUSTABLE LANYARD 5 PK, LIBRIS, DARK GRAY | Quantity |  | 1 | 58.14 | 15% | 49.419
1625 | Linear | ASSY-S30-0555-5PK | BELT SPRING-CLIP 5 PK, LIBRIS, LIGHT GRAY | Quantity |  | 1 | 58.14 | 15% | 49.419
1626 | Linear | ASSY-S30-0556-5PK | BELT SPRING-CLIP 5 PK, LIBRIS, DARK GRAY | Quantity |  | 1 | 58.14 | 15% | 49.419
1627 | Linear | BGUS-D-14-211WS | 14&apos; 115V/24VDC BARRIER GATE | Quantity |  | 1 | 4567.26 | 15% | 3882.171
1628 | Linear | BGUS-D-14-211YS | 14&apos; 115V/24VDC BARRIER GATE | Quantity |  | 1 | 4567.26 | 15% | 3882.171
1629 | Linear | BGUS-D-16-211WS | 16&apos; 115V/24VDC BARRIER GATE | Quantity |  | 1 | 4567.26 | 15% | 3882.171
1630 | Linear | BGUS-D-16-211YS | 16&apos; 115V/24VDC BARRIER GATE | Quantity |  | 1 | 4567.26 | 15% | 3882.171
1631 | Linear | BGUS-D-18-211WS | 18&apos; 115V/24VDC BARRIER GATE | Quantity |  | 1 | 4567.26 | 15% | 3882.171
1632 | Linear | BGUS-D-18-211YS | 18&apos; 115V/24VDC BARRIER GATE | Quantity |  | 1 | 4567.26 | 15% | 3882.171
1633 | Linear | SNR00038 | DX-12 303.875 | Quantity |  | 1 | 106.84 | 15% | 90.814
1634 | Linear | SNR00148 | DXR701 | Quantity |  | 1 | 80.09 | 15% | 68.0765
1635 | Linear | SNR00149 | DXR702 | Quantity |  | 1 | 95.12 | 15% | 80.852
1636 | Linear | SNT00016 | D22A | Quantity |  | 1 | 45.06 | 15% | 38.301
1637 | Linear | SNT00029R | D23R MONEY SENTRY XMTR | Quantity |  | 1 | 78.55 | 15% | 66.7675
1638 | Linear | SNT00048B | D-4B | Quantity |  | 1 | 95.23 | 15% | 80.9455
1639 | Linear | SNT00054B | 0ET-1B | Quantity |  | 1 | 73.36 | 15% | 62.356
1640 | Linear | SNT00055 | ET2 BEIGE/WHT KEYCHAIN XMTR | Quantity |  | 1 | 72.12 | 15% | 61.302
1641 | Linear | SNT00055A | 10ET2 BEIGE/RED KEYCHAIN XMTR | Quantity |  | 1 | 72.12 | 15% | 61.302
1642 | Linear | SNT00296 | D22B SAW 2CH HH XMTR | Quantity |  | 1 | 55.37 | 15% | 47.0645
1643 | Linear | SNT00298 | D22C SAW 2CH HH XMTR | Quantity |  | 1 | 61.81 | 15% | 52.5385
1644 | Linear | SNT00299 | D22D SAW HAND HELD XMTR | Quantity |  | 1 | 65.68 | 15% | 55.828
1645 | Linear | SNT00359 | LMT-1A/303.875 | Quantity |  | 1 | 74.22 | 15% | 63.087
1646 | Linear | SNT00376 | DXT-21 | Quantity |  | 1 | 51.32 | 15% | 43.622
1647 | Linear | SNT00377 | DXT-23 | Quantity |  | 1 | 58.83 | 15% | 50.0055
1648 | Linear | SNT00378 | DXT-25 | Quantity |  | 1 | 80.09 | 15% | 68.0765
1649 | Linear | SNT00380A | DXT-61A,CH PENDANT TX | Quantity |  | 1 | 66.33 | 15% | 56.3805
1650 | Linear | SNT00381 | DXT-41,1 CH MINI TX | Quantity |  | 1 | 61.33 | 15% | 52.1305
1651 | Linear | SNT00382 | DXT-42,2 CH MINI TX | Quantity |  | 1 | 62.58 | 15% | 53.193
1652 | Linear | SNT00395 | XT-1H | Quantity |  | 1 | 345.14 | 15% | 293.369
1653 | Linear | SNT00410 | DXT-601 @315MHZ | Quantity |  | 1 | 61.33 | 15% | 52.1305
1654 | Linear | SSA00015 | DXS-91,GLASS BREAK DET | Quantity |  | 1 | 181.61 | 15% | 154.3685
1655 | Linear | SSC00100 | PERS-4200X,Console Note:This item is a standalone Console, intended as a service item. For kit - use SSC00101. | Quantity |  | 1 | 186.05 | 15% | 158.1425
1656 | Linear | SSC00101 | PERS-4200X,PHB1 | Quantity |  | 1 | 186.05 | 15% | 158.1425
1657 | Linear | SSR00070 | DXSR-1504,4-CHNL SPRV RCVR | Quantity |  | 1 | 101.37 | 15% | 86.1645
1658 | Linear | SST00049A | ST-23A AT 303.875 Bill Trap | Quantity |  | 1 | 121.87 | 15% | 103.5895
1659 | Linear | SST00050D | T-90D | Quantity |  | 1 | 86.11 | 15% | 73.1935
1660 | Linear | SST00055 | TX-91 | Quantity |  | 1 | 64.89 | 15% | 55.1565
1661 | Linear | SST00057 | TX-94 | Quantity |  | 1 | 95.37 | 15% | 81.0645
1662 | Linear | SST00073 | DXS-31 | Quantity |  | 1 | 54.1 | 15% | 45.985
1663 | Linear | SST00074 | DXS-54,PIR MOTION DETECTOR | Quantity |  | 1 | 121.72 | 15% | 103.462
1664 | Linear | SST00078 | DXS-81 CASH DRAWER XMTR | Quantity |  | 1 | 106.9 | 15% | 90.865
1665 | Linear | SST00079 | DXS-10,KEYPAD | Quantity |  | 1 | 81.15 | 15% | 68.9775
1666 | Linear | SST00094 | DXS-21,SGL CHNL SPRV XMTR | Quantity |  | 1 | 59.25 | 15% | 50.3625
1667 | Linear | SST00095 | DXS-23,4-CHNL SPRV XMTR | Quantity |  | 1 | 58.83 | 15% | 50.0055
1668 | Linear | SST00096 | DXS-25,8-CHNL SPRV XMTR | Quantity |  | 1 | 80.09 | 15% | 68.0765
1669 | Linear | SST00100 | DXS-32 | Quantity |  | 1 | 54.09 | 15% | 45.9765
1670 | Linear | SST00113 | DXS-73,SMOKE DET W/XMTR | Quantity |  | 1 | 156.49 | 15% | 133.0165
1671 | Linear | SST00121 | DXS-65 | Quantity |  | 1 | 57.49 | 15% | 48.8665
1672 | Linear | SST00139 | DXS-F1 PERSONAL HELP BUTTON - FALL DETECTOR PENDANT, 315MHz | Quantity |  | 1 | 81.5 | 15% | 69.275
1673 | Linear | TC-200A | TILT COMPENSATOR,INLINE,MA-FEM | Quantity |  | 1 | 23.35 | 15% | 19.8475
1674 | Linear | TE2D | ETL TRANSFORMER 20 IN LEADS | Quantity |  | 1 | 57.59 | 15% | 48.9515
1675 | Linear | TE5D | XFMR W/CASE,120/(2)16.5VAC@39VA | Quantity |  | 1 | 77.19 | 15% | 65.6115
1676 | Linear | TL-WA850RE | TP-LINK 300Mbps Universal Wi-Fi Range Extender | Quantity |  | 1 | 89.95 | 15% | 76.4575
1677 | Linear | WD500Z5-1 | 500 Series Z-Wave White Wall Dimmer Switch. 500 Watt maximum load. North American version. | Quantity |  | 1 | 59.95 | 15% | 50.9575
1678 | Linear | WDKIT-AL | WD 4 PC TRIM KIT ALMOND,1EA | Quantity |  | 1 | 6.49 | 15% | 5.5165
1679 | Linear | WDKIT-BK | WD 4 PC TRIM KIT BLACK,1 EA | Quantity |  | 1 | 6.49 | 15% | 5.5165
1680 | Linear | WDKIT-BR | WD 4 PC TRIM KIT BROWN,1EA | Quantity |  | 1 | 6.49 | 15% | 5.5165
1681 | Linear | 620-100154 | LTG,ES 1DR ADD LIC | Quantity |  | 1 | 360 | 15% | 306
1682 | Linear | WO15EMZ5-1 | 500 Series Z-Wave White Outlet. Energy Monitoring. 1 controlled, 1 pass through plug. 15A maximum load. North American version. | Quantity |  | 1 | 74.95 | 15% | 63.7075
1683 | Linear | WR-5882 | WiFi Router, 802.11 b/g/n from Comtrend | Quantity |  | 1 | 75 | 15% | 63.75
1684 | Linear | WS15Z5-1 | 500 Series Z-Wave White Wall Switch with 15A maximum load. North American version. | Quantity |  | 1 | 59.95 | 15% | 50.9575
1685 | Linear | WT00Z5-1 | 500 Series Z-Wave virtual 3-way switch. North American version. | Quantity |  | 1 | 59.95 | 15% | 50.9575
1686 | Linear | WTWSKIT-AL | WS,WT 4 PC TRIM KIT ALMOND,1EA | Quantity |  | 1 | 6.49 | 15% | 5.5165
1687 | Linear | WTWSKIT-BK | WS,WT 4 PC TRIM KIT BLACK,1 EA | Quantity |  | 1 | 6.49 | 15% | 5.5165
1688 | Linear | WTWSKIT-BR | WS,WT 4 PC TRIM KIT BROWN,1EA | Quantity |  | 1 | 6.49 | 15% | 5.5165
1689 | Dahua | PFA151 | Corner Mount Bracket | Quantity |  | 1 | 37.99 | 8% | 34.9508
1690 | Dahua | PFM800-4K | 4K Balun | Quantity |  | 1 | 37.99 | 8% | 34.9508
1691 | Dahua | ADS-40FSI-12 12036EPCU | Power Supply DC12V3A | Quantity |  | 1 | 31.99 | 8% | 29.4308
1692 | Dahua | ADS-12AM-12 12012EPCU | DC Power (DC12V1A) | Quantity |  | 1 | 17.99 | 8% | 16.5508
1693 | Dahua | S042-1A120300HU | DC12V3A Power Supply | Quantity |  | 1 | 27.99 | 8% | 25.7508
1694 | Dahua | A24-3A | AC120VAC Power Supply | Quantity |  | 1 | 55.99 | 8% | 51.5108
1695 | Dahua | DH-PFA105 | Fisheye camera adaptor | Quantity |  | 1 | 27.99 | 8% | 25.7508
1696 | Dahua | DH-PFB200C | In-ceiling Mount Bracket | Quantity |  | 1 | 25.99 | 8% | 23.9108
1697 | Dahua | DH-PFB201C | In-ceiling Mount Bracket | Quantity |  | 1 | 29.99 | 8% | 27.5908
1698 | Dahua | DH-PFL0550-E6D | 6MP Vari-focal Lens, 5-50mm | Quantity |  | 1 | 167.99 | 8% | 154.5508
1699 | Dahua | DH-PFL085-J12M | 12MP Lens, 8.5mm | Quantity |  | 1 | 577.99 | 8% | 531.7508
1700 | Dahua | DH-PFL2070-J12M | 12MP Vari-focal, 20-70mm 4/3 Lens | Quantity |  | 1 | 1121.99 | 8% | 1032.2308
1701 | Dahua | DH-PFM112 | SD Card 64GB | Quantity |  | 1 | 35.99 | 8% | 33.1108
1702 | Dahua | DH-PFM113 | SD Card 128GB | Quantity |  | 1 | 147.99 | 8% | 136.1508
1703 | Dahua | DH-PFM320D-US | DC12V 2A Power Supply | Quantity |  | 1 | 21.99 | 8% | 20.2308
1704 | Dahua | DH-PFM321D-US | DC12V1A Power Supply | Quantity |  | 1 | 11.99 | 8% | 11.0308
1705 | Dahua | DH-PFM320D-015 | DC12V1.5A Power Supply | Quantity |  | 1 | 21.99 | 8% | 20.2308
1706 | Dahua | DH-PLZ20C0-D | 12MP Vari-focal, 3.7-16mm Lens | Quantity |  | 1 | 381.99 | 8% | 351.4308
1707 | Dahua | DH-PLZ21C0-D | 12MP Vari-focal, 10.5-42mm Lens | Quantity |  | 1 | 461.99 | 8% | 425.0308
1708 | Dahua | EUHA+12120-070D | DC Power (DC12V2.8A) | Quantity |  | 1 | 43.99 | 8% | 40.4708
1709 | Dahua | HAP100 | Audio Pickup | Quantity |  | 1 | 25.99 | 8% | 23.9108
1710 | Dahua | HAP200 | Audio Pickup | Quantity |  | 1 | 129.99 | 8% | 119.5908
1711 | Dahua | HKKD-13001 | AC Power AC24V 5A | Quantity |  | 1 | 97.99 | 8% | 90.1508
1712 | Dahua | PFA100 | Mount Adapter | Quantity |  | 1 | 27.99 | 8% | 25.7508
1713 | Dahua | PFA101 | Mount Adapter | Quantity |  | 1 | 27.99 | 8% | 25.7508
1714 | Dahua | PFA102 | Mount Adapter | Quantity |  | 1 | 27.99 | 8% | 25.7508
1715 | Dahua | PFA103 | Mount Adapter | Quantity |  | 1 | 27.99 | 8% | 25.7508
1716 | Dahua | PFA110 | Mount Adapter | Quantity |  | 1 | 17.99 | 8% | 16.5508
1717 | Dahua | PFA111 | Mount Adapter | Quantity |  | 1 | 17.99 | 8% | 16.5508
1718 | Dahua | PFA114 | Mount Adapter | Quantity |  | 1 | 17.99 | 8% | 16.5508
1719 | Dahua | PFA120 | Junction Box | Quantity |  | 1 | 23.99 | 8% | 22.0708
1720 | Dahua | PFA121 | Junction Box | Quantity |  | 1 | 33.99 | 8% | 31.2708
1721 | Dahua | PFA122 | Junction Box | Quantity |  | 1 | 33.99 | 8% | 31.2708
1722 | Dahua | PFA123 | Junction Box | Quantity |  | 1 | 33.99 | 8% | 31.2708
1723 | Dahua | PFA124-B | Junction Box | Quantity |  | 1 | 29.99 | 8% | 27.5908
1724 | Dahua | PFA130-E | Junction Box | Quantity |  | 1 | 33.99 | 8% | 31.2708
1725 | Dahua | PFA134 | Junction Box | Quantity |  | 1 | 27.99 | 8% | 25.7508
1726 | Dahua | DH-PFA135 | Junction Box | Quantity |  | 1 | 27.99 | 8% | 25.7508
1727 | Dahua | PFA136 | Junction Box | Quantity |  | 1 | 27.99 | 8% | 25.7508
1728 | Dahua | PFA137 | Junction Box | Quantity |  | 1 | 27.99 | 8% | 25.7508
1729 | Dahua | PFA138 | Junction Box | Quantity |  | 1 | 37.99 | 8% | 34.9508
1730 | Dahua | PFA139 | Junction Box | Quantity |  | 1 | 27.99 | 8% | 25.7508
1731 | Dahua | DH-PFA13A-E | Junction Box | Quantity |  | 1 | 29.99 | 8% | 27.5908
1732 | Dahua | DH-PFA13C | Junction Box | Quantity |  | 1 | 29.99 | 8% | 27.5908
1733 | Dahua | PFA140 | Power Box | Quantity |  | 1 | 131.99 | 8% | 121.4308
1734 | Dahua | PFA150 | Pole Mount Bracket | Quantity |  | 1 | 37.99 | 8% | 34.9508
1735 | Dahua | PFA152-E | Pole Mount Bracket | Quantity |  | 1 | 29.99 | 8% | 27.5908
1736 | Dahua | PFA200W | Sun Shade | Quantity |  | 1 | 37.99 | 8% | 34.9508
1737 | Dahua | PFB110W | Wall Mount Bracket | Quantity |  | 1 | 15.99 | 8% | 14.7108
1738 | Dahua | PFB121W | Wall Mount Bracket | Quantity |  | 1 | 19.99 | 8% | 18.3908
1739 | Dahua | PFB203W | Wall Mount Bracket | Quantity |  | 1 | 27.99 | 8% | 25.7508
1740 | Dahua | PFB204W | Wall Mount Bracket | Quantity |  | 1 | 27.99 | 8% | 25.7508
1741 | Dahua | PFB210W | Wall Mount Bracket | Quantity |  | 1 | 45.99 | 8% | 42.3108
1742 | Dahua | PFB300C | Ceiling Mount Bracket | Quantity |  | 1 | 33.99 | 8% | 31.2708
1743 | Dahua | PFB300S | Wall Mount Bracket | Quantity |  | 1 | 29.99 | 8% | 27.5908
1744 | Dahua | PFB302S | Wall Mount Bracket | Quantity |  | 1 | 37.99 | 8% | 34.9508
1745 | Dahua | PFM700-E | Extender | Quantity |  | 1 | 141.99 | 8% | 130.6308
1746 | Dahua | PFM710 | Extender | Quantity |  | 1 | 73.99 | 8% | 68.0708
1747 | Dahua | PFM800-E | 2MP Balun | Quantity |  | 1 | 11.99 | 8% | 11.0308
1748 | Dahua | PFM801 | 2MP Balun | Quantity |  | 1 | 29.99 | 8% | 27.5908
1749 | Dahua | PFM801-4MP | 4MP Balun | Quantity |  | 1 | 31.99 | 8% | 29.4308
1750 | Dahua | PFM810 | POC | Quantity |  | 1 | 45.99 | 8% | 42.3108
1751 | Dahua | PFM820 | UTC Controller | Quantity |  | 1 | 21.99 | 8% | 20.2308
1752 | Dahua | DH-PFM900-E | 4-inch Tester | Quantity |  | 1 | 945.99 | 8% | 870.3108
1753 | Dahua | DH-PFM920I-5EUN | 305m UTP CAT5E Cable | Quantity |  | 1 | 125.99 | 8% | 115.9108
1754 | Dahua | DH-PFM930-59N | 200m Coaxial Cable | Quantity |  | 1 | 87.99 | 8% | 80.9508
1755 | Dahua | ST1000VX001 | 1TB HDD | Quantity |  | 1 | 151.99 | 8% | 139.8308
1756 | Dahua | ST2000VX003 | 2TB HDD | Quantity |  | 1 | 211.99 | 8% | 195.0308
1757 | Dahua | ST3000VX006 | 3TB HDD | Quantity |  | 1 | 321.99 | 8% | 296.2308
1758 | Dahua | ST4000VX000 | 4TB HDD | Quantity |  | 1 | 421.99 | 8% | 388.2308
1759 | Dahua | ST8000VX0002 | 8TB HDD | Quantity |  | 1 | 841.99 | 8% | 774.6308
1760 | Dahua | ST10000VX0004 | 10TB HDD | Quantity |  | 1 | 1051.99 | 8% | 967.8308
1761 | Dahua | PFH610V | 14 inch Outdoor Housing | Quantity |  | 1 | 81.99 | 8% | 75.4308
1762 | Dahua | PFH610V-IR | 14 inch Outdoor Housing with IR | Quantity |  | 1 | 241.99 | 8% | 222.6308
1763 | Dahua | DH-PFA107 | Mount Adapter | Quantity |  | 1 | 25.99 | 8% | 23.9108
1764 | Dahua | DH-PFA108 | Mount Adapter | Quantity |  | 1 | 49.99 | 8% | 45.9908
1765 | Dahua | PFB303S | Parapet Mount Bracket | Quantity |  | 1 | 153.99 | 8% | 141.6708
1766 | Dahua | PFB303W | Wall Mount Bracket | Quantity |  | 1 | 29.99 | 8% | 27.5908
1767 | Dahua | PFB600W | Wall Mount Bracket | Quantity |  | 1 | 43.99 | 8% | 40.4708
1768 | Dahua | PFB601W | Housing Bracket | Quantity |  | 1 | 35.99 | 8% | 33.1108
1769 | Dahua | PFH101 | Rack-mount Tray | Quantity |  | 1 | 127.99 | 8% | 117.7508
1770 | Dahua | DH-PFB410W | Fisheye-PTZ Integrated Bracket | Quantity |  | 1 | 161.99 | 8% | 149.0308
1771 | Dahua | PFB305W | Wall Mount Bracket | Quantity |  | 1 | 41.99 | 8% | 38.6308
1772 | Dahua | PFA106 | Mount Adapter | Quantity |  | 1 | 27.99 | 8% | 25.7508
1773 | Dahua | PFA112 | Ceiling Mount Bracket | Quantity |  | 1 | 31.99 | 8% | 29.4308
1774 | Dahua | PFA113 | Ceiling Mount Bracket | Quantity |  | 1 | 41.99 | 8% | 38.6308
1775 | Dahua | PFA117 | Ceiling Mount Bracket | Quantity |  | 1 | 61.99 | 8% | 57.0308
1776 | Dahua | PFB220C | Ceiling Mount Bracket | Quantity |  | 1 | 71.99 | 8% | 66.2308
1777 | Dahua | DH-PFB605W | Housing Bracket | Quantity |  | 1 | 31.99 | 8% | 29.4308
1778 | Dahua | DH-PFA132-E | Junction Box | Quantity |  | 1 | 41.99 | 8% | 38.6308
1779 | Dahua | DH-PFA142 | Surveillance Enclosure Box and Camera Mount | Quantity |  | 1 | 751.99 | 8% | 691.8308
1780 | Dahua | DH-PFA153 | Pole Mount Bracket | Quantity |  | 1 | 339.99 | 8% | 312.7908
1781 | Dahua | DH-PFA139-B | Black Junction Box | Quantity |  | 1 | 29.99 | 8% | 27.5908
1782 | Dahua | DH-PFB204W-B | Black Wall Mount Bracket | Quantity |  | 1 | 29.99 | 8% | 27.5908
1783 | Dahua | DH-PFA152-E-B | Black Pole Mount Bracket | Quantity |  | 1 | 31.99 | 8% | 29.4308
1784 | Dahua | PFA138-B | Black Junction Box | Quantity |  | 1 | 39.99 | 8% | 36.7908
1785 | Dahua | DH-PFB413W | Linkage Solution Mounting Bracket | Quantity |  | 1 | 161.99 | 8% | 149.0308
1786 | Dahua | ST6000VX0003 | 6TB HDD | Quantity |  | 1 | 641.99 | 8% | 590.6308
1787 | Dahua | C542E42 | HDCVI Kit: 4-CH Penta-brid DVR + 4 x 2MP, Mini Eyeball Cameras | Quantity |  | 1 | 379.99 | 8% | 349.5908
1788 | Dahua | C544E42 | HDCVI Kit: 4-CH, 4K Penta-brid DVR + 4 x 5MP, Mini Eyeball Cameras | Quantity |  | 1 | 569.99 | 8% | 524.3908
1789 | Dahua | C788E63 | HDCVI Kit: 8-CH, 4K Penta-brid DVR + 4 x 5MP and 2 x 4K Mini Eyeball Cameras | Quantity |  | 1 | 1139.99 | 8% | 1048.7908
1790 | Dahua | C785E63 | HDCVI Kit: 8-CH, 4K Penta-brid DVR + 6 x 5MP, Mini Eyeball Cameras | Quantity |  | 1 | 949.99 | 8% | 873.9908
1791 | Dahua | C7168E124 | HDCVI Kit: 16-CH, 4K Penta-brid DVR + 8 x 5MP and 4 x 4K Mini Eyeball Cameras | Quantity |  | 1 | 1899.99 | 8% | 1747.9908
1792 | Dahua | C7165E124 | HDCVI Kit: 16-CH, 4K Penta-brid DVR + 12 x 5MP, Mini Eyeball Cameras | Quantity |  | 1 | 1519.99 | 8% | 1398.3908
1793 | Dahua | N444E42 | IP Kit: 4-CH NVR + 4 x 4MP, Mini Eyeball Cameras | Quantity |  | 1 | 759.99 | 8% | 699.1908
1794 | Dahua | N448D42 | IP Kit: 4-CH NVR + 3 x 4MP, Mini Eyeball + 1 4K Dome Cameras | Quantity |  | 1 | 949.99 | 8% | 873.9908
1795 | Dahua | N484E62 | IP Kit: 8-CH NVR + 6 x 4MP, Mini Eyeball Cameras | Quantity |  | 1 | 1139.99 | 8% | 1048.7908
1796 | Dahua | N488D63 | IP Kit: 8-CH NVR + 4 x 4MP, Mini Eyeball + 2 4K Dome Cameras | Quantity |  | 1 | 1519.99 | 8% | 1398.3908
1797 | Dahua | N5164E124 | IP Kit: 16-CH NVR + 12 x 4MP, Mini Eyeball Cameras | Quantity |  | 1 | 2279.99 | 8% | 2097.5908
1798 | Dahua | N5168D124 | IP Kit: 16-CH NVR + 8 x 4MP, Mini Eyeball + 4 4K Dome Cameras | Quantity |  | 1 | 2849.99 | 8% | 2621.9908
1799 | Dahua | DHI-DSS7016DR-S2 | DSS Pro Video Management Server, 15 SAS/SATA Video Storage Bays, No HDD for video storage | Quantity |  | 1 | 12401.99 | 8% | 11409.8308
1800 | Dahua | DHI-DSS4004-S2 | DSS Express Video Management Server, 3 SATA Video Storage Bays, No HDD for video storage | Quantity |  | 1 | 5001.99 | 8% | 4601.8308
1801 | Dahua | DHI-DSS7016DR | DSS Pro Video Management Server, 15 SAS/SATA Video Storage Bays, No HDD for video storage | Quantity |  | 1 | 12401.99 | 8% | 11409.8308
1802 | Dahua | NVD0405DH-4K | 4 Channel Ultra HD Network Video Decoder | Quantity |  | 1 | 1981.99 | 8% | 1823.4308
1803 | Dahua | DHI-NVD0905DH-4I-4K | 9 Channel Ultra HD Network Video Decoder | Quantity |  | 1 | 3001.99 | 8% | 2761.8308
1804 | Dahua | DHI-EVS7024S-R | 24-HDD Enterprise Video Storage | Quantity |  | 1 | 11201.99 | 8% | 10305.8308
1805 | Dahua | DHI-EVS5016S-R | 16-HDD Enterprise Video Storage | Quantity |  | 1 | 5201.99 | 8% | 4785.8308
1806 | Dahua | DH-GE1500 | 1.5 Meters Wire Protection Pipe | Quantity |  | 1 | 257.99 | 8% | 237.3508
1807 | Dahua | DH-ZAJ300 | Junction Box | Quantity |  | 1 | 1601.99 | 8% | 1473.8308
1808 | Dahua | DH-ZA-JXD4 | Junction Box | Quantity |  | 1 | 513.99 | 8% | 472.8708
1809 | Dahua | DH-ZAZ100W | Mount Adapter (For bullet camera) | Quantity |  | 1 | 161.99 | 8% | 149.0308
1810 | Dahua | PFB720WA | Corrosion-resistant Wall mount | Quantity |  | 1 | 241.99 | 8% | 222.6308
1811 | Dahua | DH-EXB100 | Wall Mount (For bullet camera) | Quantity |  | 1 | 145.99 | 8% | 134.3108
1812 | Dahua | DH-ZAZ660B | Wall Mount (For PTZ) | Quantity |  | 1 | 161.99 | 8% | 149.0308
1813 | Dahua | DH-EPC230U | 2MP 30x Explosion-protected IR Network Camera | Quantity |  | 1 | 3201.99 | 8% | 2945.8308
1814 | Dahua | DH-IPC-HDBW8232EN-Z-SL | 2MP Starlight Corrosion-resistant IR Dome Network Camera | Quantity |  | 1 | 1411.99 | 8% | 1299.0308
1815 | Dahua | DH-SD60230UN-HNI-SL | 2MP 30x Starlight Corrosion-resistant PTZ Network Camera | Quantity |  | 1 | 4201.99 | 8% | 3865.8308
1816 | Dahua | C52A2N | HCVR 4K (8MP) 8CH FHD/ANA/IP 2SATA | Quantity |  | 1 | 411.99 | 8% | 379.0308
1817 | Dahua | C52A2N1 | HCVR 4K (8MP) 8CH FHD/ANA/IP 2SATA 1T | Quantity |  | 1 | 561.99 | 8% | 517.0308
1818 | Dahua | C52A2N2 | HCVR 4K (8MP) 8CH FHD/ANA/IP 2SATA 2T | Quantity |  | 1 | 621.99 | 8% | 572.2308
1819 | Dahua | C52A2N3 | HCVR 4K (8MP) 8CH FHD/ANA/IP 2SATA 3T | Quantity |  | 1 | 731.99 | 8% | 673.4308
1820 | Dahua | C52A2N4 | HCVR 4K (8MP) 8CH FHD/ANA/IP 2SATA 4T | Quantity |  | 1 | 831.99 | 8% | 765.4308
1821 | Dahua | C52A2N6 | HCVR 4K (8MP) 8CH FHD/ANA/IP 2SATA 6T | Quantity |  | 1 | 1051.99 | 8% | 967.8308
1822 | Dahua | C52A2N8 | H.264, HCVR 4K (8MP) 8CH FHD/ANA/IP 2SATA 8T | Quantity |  | 1 | 1251.99 | 8% | 1151.8308
1823 | Dahua | C52A3N | HCVR 4K (8MP) 16CH FHD/ANA/IP 2SATA | Quantity |  | 1 | 487.99 | 8% | 448.9508
1824 | Dahua | C52A3N1 | HCVR 4K (8MP) 16CH FHD/ANA/IP 2SATA 1T | Quantity |  | 1 | 637.99 | 8% | 586.9508
1825 | Dahua | C52A3N12 | H.264, HCVR 4K (8MP) 16CH FHD/ANA/IP 2SATA 12T | Quantity |  | 1 | 1747.99 | 8% | 1608.1508
1826 | Dahua | C52A3N2 | HCVR 4K (8MP) 16CH FHD/ANA/IP 2SATA 2T | Quantity |  | 1 | 697.99 | 8% | 642.1508
1827 | Dahua | C52A3N3 | HCVR 4K (8MP) 16CH FHD/ANA/IP 2SATA 3T | Quantity |  | 1 | 807.99 | 8% | 743.3508
1828 | Dahua | C52A3N4 | HCVR 4K (8MP) 16CH FHD/ANA/IP 2SATA 4T | Quantity |  | 1 | 907.99 | 8% | 835.3508
1829 | Dahua | C52A3N6 | HCVR 4K (8MP) 16CH FHD/ANA/IP 2SATA 6T | Quantity |  | 1 | 1127.99 | 8% | 1037.7508
1830 | Dahua | C52A3N8 | H.264, HCVR 4K (8MP) 16CH FHD/ANA/IP 2SATA 8T | Quantity |  | 1 | 1327.99 | 8% | 1221.7508
1831 | Dahua | A83AA9 | 8MP HDCVI Box Starlight | Quantity |  | 1 | 1281.99 | 8% | 1179.4308
1832 | Dahua | A21BB02 | 2MP HDCVI Bullet 2.8mm IR Multi-format | Quantity |  | 1 | 81.99 | 8% | 75.4308
1833 | Dahua | A21BB03 | 2MP HDCVI Bullet 3.6mm IR | Quantity |  | 1 | 81.99 | 8% | 75.4308
1834 | Dahua | DH-HAC-HUM1220GN-B | 2MP HDCVI Bullet Pinhole Camera | Quantity |  | 1 | 85.99 | 8% | 79.1108
1835 | Dahua | DH-HAC-HUM1220GN | 2MP HDCVI Micro Bullet Camera | Quantity |  | 1 | 85.99 | 8% | 79.1108
1836 | Dahua | A21BL02 | 2MP HDCVI Dome 2.8mm IR | Quantity |  | 1 | 81.99 | 8% | 75.4308
1837 | Dahua | A21BL03 | 2MP HDCVI Dome 3.6mm IR | Quantity |  | 1 | 81.99 | 8% | 75.4308
1838 | Dahua | A21CF02 | 2MP HDCVI IR Bullet 2.8mm Multi-format Starlight | Quantity |  | 1 | 79.99 | 8% | 73.5908
1839 | Dahua | A21CL02 | 2MP HDCVI IR Dome 2.8mm Multi-format Starlight | Quantity |  | 1 | 79.99 | 8% | 73.5908
1840 | Dahua | A21CG02 | 2MP HDCVI IR Eyeball 2.8mm Multi-format Starlight | Quantity |  | 1 | 79.99 | 8% | 73.5908
1841 | Dahua | A211K02 | 2MP HDCVI Mini Eyeball IR 2.8mm Multi-format | Quantity |  | 1 | 47.99 | 8% | 44.1508
1842 | Dahua | DH-HAC-HUM1220A-PIR | 2MP HDCVI PIR Sensor 2.8mm | Quantity |  | 1 | 81.99 | 8% | 75.4308
1843 | Dahua | A42AL22 | 4MP HDCVI IR Dome 2.8mm | Quantity |  | 1 | 151.99 | 8% | 139.8308
1844 | Dahua | A42AG23 | 4MP HDCVI IR Eyeball 3.6mm | Quantity |  | 1 | 151.99 | 8% | 139.8308
1845 | Dahua | A52AB62 | 5MP HDCVI IR Bullet 2.8mm Multi-format | Quantity |  | 1 | 141.99 | 8% | 130.6308
1846 | Dahua | A52AL42 | 5MP HDCVI IR Dome 2.8mm Multi-format | Quantity |  | 1 | 141.99 | 8% | 130.6308
1847 | Dahua | A52AJ62 | 5MP HDCVI IR Eyeball 2.8mm Multi-format | Quantity |  | 1 | 141.99 | 8% | 130.6308
1848 | Dahua | A511K02 | 5MP HDCVI Mini Eyeball IR 2.8mm Multi-format | Quantity |  | 1 | 69.99 | 8% | 64.3908
1849 | Dahua | A82AF53 | 8MP HDCVI IR Bullet 3.6mm Multi-format | Quantity |  | 1 | 189.99 | 8% | 174.7908
1850 | Dahua | A82AM52 | 8MP HDCVI IR Dome 2.8mm Multi-format | Quantity |  | 1 | 189.99 | 8% | 174.7908
1851 | Dahua | A82AG52 | 8MP HDCVI IR Eyeball 2.8mm Multi-format | Quantity |  | 1 | 189.99 | 8% | 174.7908
1852 | Dahua | DH-HAC-PFW3601N-A180 | 3x2MP HDCVI IR Multi-sensor Starlight | Quantity |  | 1 | 1161.99 | 8% | 1069.0308
1853 | Dahua | A42AR2 | 4MP HDCVI Fisheye Dome | Quantity |  | 1 | 275.99 | 8% | 253.9108
1854 | Dahua | A83AR6 | 8MP HDCVI IR Fisheye Panoramic | Quantity |  | 1 | 901.99 | 8% | 829.8308
1855 | Dahua | 49225IC | 2MP HDCVI 25x IR Mini PTZ Starlight | Quantity |  | 1 | 641.99 | 8% | 590.6308
1856 | Dahua | 59230IC | 2MP HDCVI 30x IR PTZ Starlight | Quantity |  | 1 | 1001.99 | 8% | 921.8308
1857 | Dahua | 6C230IC | 2MP HDCVI 30x IR PTZ Starlight | Quantity |  | 1 | 1099.99 | 8% | 1011.9908
1858 | Dahua | 50230IC | 2MP HDCVI 30x PTZ Multi-format IP67 Starlight Camera | Quantity |  | 1 | 991.99 | 8% | 912.6308
1859 | Dahua | DH-SD22A204IN-GC | 2MP HDCVI PTZ Dome | Quantity |  | 1 | 391.99 | 8% | 360.6308
1860 | Dahua | 40212IC | 2MP HDCVI PTZ Dome Starlight | Quantity |  | 1 | 639.99 | 8% | 588.7908
1861 | Dahua | 59430IC | 4MP HDCVI 30x IR PTZ | Quantity |  | 1 | 1221.99 | 8% | 1124.2308
1862 | Dahua | A21BM0V | 2MP HDCVI Dome 2.7-13.5mm IR | Quantity |  | 1 | 121.99 | 8% | 112.2308
1863 | Dahua | DH-HAC-HFW32A1EN-Z | 2MP HDCVI IR Bullet 2.7-12mm | Quantity |  | 1 | 265.99 | 8% | 244.7108
1864 | Dahua | A21CC0Z | 2MP HDCVI IR Bullet 2.7-12mm Multi-format Starlight | Quantity |  | 1 | 119.99 | 8% | 110.3908
1865 | Dahua | DH-HAC-HDBW32A1EN-Z | 2MP HDCVI IR Dome 2.7-12mm | Quantity |  | 1 | 265.99 | 8% | 244.7108
1866 | Dahua | A21CM0Z | 2MP HDCVI IR Dome 2.7-12mm Multi-format Starlight | Quantity |  | 1 | 119.99 | 8% | 110.3908
1867 | Dahua | A21CJ0Z | 2MP HDCVI IR Eyeball 2.7-12mm Multi-format Starlight | Quantity |  | 1 | 119.99 | 8% | 110.3908
1868 | Dahua | A42AM2Z-B | 4MP HDCVI Black IR Dome 2.7-13.5mm | Quantity |  | 1 | 231.99 | 8% | 213.4308
1869 | Dahua | A42AC2Z | 4MP HDCVI IR Bullet 2.7-13.5mm | Quantity |  | 1 | 237.99 | 8% | 218.9508
1870 | Dahua | A42AM2Z | 4MP HDCVI IR Dome 2.7-13.5mm | Quantity |  | 1 | 221.99 | 8% | 204.2308
1871 | Dahua | A52AF6Z | 5MP HDCVI IR Bullet 2.7-13.5mm Multi-format | Quantity |  | 1 | 211.99 | 8% | 195.0308
1872 | Dahua | A52AJ6Z | 5MP HDCVI IR Eyeball 2.7-13.5mm Multi-format | Quantity |  | 1 | 211.99 | 8% | 195.0308
1873 | Dahua | A82AF5V | 8MP HDCVI IR Bullet 3.7-11mm Multi-format | Quantity |  | 1 | 321.99 | 8% | 296.2308
1874 | Dahua | A83ABBZ | 8MP HDCVI IR Bullet 3.7-11mm | Quantity |  | 1 | 801.99 | 8% | 737.8308
1875 | Dahua | A82AM5V | 8MP HDCVI IR Dome 3.7-11mm | Quantity |  | 1 | 321.99 | 8% | 296.2308
1876 | Dahua | A83ALBZ | 8MP HDCVI IR Dome 3.7-11mm | Quantity |  | 1 | 801.99 | 8% | 737.8308
1877 | Dahua | A82AH5V | 8MP HDCVI IR Eyeball 3.7-11mm | Quantity |  | 1 | 321.99 | 8% | 296.2308
1878 | Dahua | A22AM9Z | 2MP HDCVI IR Dome Varifocal Multi-format | Quantity |  | 1 | 193.99 | 8% | 178.4708
1879 | Dahua | A52AM9Z | 5MP HDCVI IR Dome 2.7-13.5mm Multi-format | Quantity |  | 1 | 211.99 | 8% | 195.0308
1880 | Dahua | N24CG52 | ePoE 2MP IP Eyeball 2.8mm IR | Quantity |  | 1 | 257.99 | 8% | 237.3508
1881 | Dahua | N24BN52 | IP 2MP Wedge 2.8mm IR Starlight | Quantity |  | 1 | 265.99 | 8% | 244.7108
1882 | Dahua | N44CG52-B | ePoE 4MP IP Black Eyeball 2.8mm IR | Quantity |  | 1 | 211.99 | 8% | 195.0308
1883 | Dahua | N51BD22 | IP 5MP Bullet 2.8mm IR Starlight | Quantity |  | 1 | 251.99 | 8% | 231.8308
1884 | Dahua | N51BL22 | IP 5MP Dome 2.8mm IR Starlight | Quantity |  | 1 | 251.99 | 8% | 231.8308
1885 | Dahua | N51BI22 | IP 5MP Eyeball 2.8mm IR Starlight | Quantity |  | 1 | 251.99 | 8% | 231.8308
1886 | Dahua | N84CB34 | ePoE 8MP IP Bullet 4mm IR | Quantity |  | 1 | 399.99 | 8% | 367.9908
1887 | Dahua | N84CL54 | ePoE 8MP IP Dome WDR IR 4mm IP67 | Quantity |  | 1 | 399.99 | 8% | 367.9908
1888 | Dahua | N84CG54 | ePoE 8MP IP Eyeball WDR IR 4mm IP67 | Quantity |  | 1 | 399.99 | 8% | 367.9908
1889 | Dahua | N84CL52 | ePoE 8MP IP Mini Dome 2.8mm IR | Quantity |  | 1 | 359.99 | 8% | 331.1908
1890 | Dahua | N84CG52 | ePoE 8MP IP Mini Eyeball WDR IR 2.8mm | Quantity |  | 1 | 359.99 | 8% | 331.1908
1891 | Dahua | N25CB5Z | ePoE 2MP IP Bullet WDR 2.7-13.5mm IR IP67 | Quantity |  | 1 | 467.99 | 8% | 430.5508
1892 | Dahua | N25CL5Z | ePoE 2MP IP Dome WDR 2.7-13.5mm IR IP67 | Quantity |  | 1 | 473.99 | 8% | 436.0708
1893 | Dahua | N45CL5Z-B | ePoE 4MP IP Black Dome Vari-focal IR | Quantity |  | 1 | 381.99 | 8% | 351.4308
1894 | Dahua | N52BF3Z | IP 5MP Bullet 2.7-13.5mm Starlight IR | Quantity |  | 1 | 451.99 | 8% | 415.8308
1895 | Dahua | N52BM3Z | IP 5MP Dome 2.7-13.5mm Starlight IR | Quantity |  | 1 | 451.99 | 8% | 415.8308
1896 | Dahua | N85CB5Z | ePoE 8MP IP Bullet Vari-focal IR | Quantity |  | 1 | 599.99 | 8% | 551.9908
1897 | Dahua | DH-IPC-HFW5831EN-Z5E | ePoE 8MP IP Bullet Vari-focal IR | Quantity |  | 1 | 659.99 | 8% | 607.1908
1898 | Dahua | N85CL5Z | ePoE 8MP IP Dome Vari-focal IR | Quantity |  | 1 | 599.99 | 8% | 551.9908
1899 | Dahua | DH-IPC-HDBW5831EN-Z5E | ePoE 8MP IP Dome Vari-focal IR | Quantity |  | 1 | 659.99 | 8% | 607.1908
1900 | Dahua | N85CM5Z | ePoE 8MP IP Eyeball Vari-focal IR | Quantity |  | 1 | 599.99 | 8% | 551.9908
1901 | Dahua | DH-IPC-HDBW4231FN-E2-M | IP 2x2MP dual-sensor RJ45, 2.8mm | Quantity |  | 1 | 445.99 | 8% | 410.3108
1902 | Dahua | N55BS5 | 5MP IP Fisheye 360º | Quantity |  | 1 | 501.99 | 8% | 461.8308
1903 | Dahua | 6CE230UNI | 2MP 30X IP PTZ IR IP67 IVS Starlight | Quantity |  | 1 | 1237.99 | 8% | 1138.9508
1904 | Dahua | 59230UNI | 2MP 30x IP PTZ IR True WDR IP66 IVS Starlight | Quantity |  | 1 | 1301.99 | 8% | 1197.8308
1905 | Dahua | 52C230UNI-A | 2MP In-ceiling 30x IP PTZ Hybrid Dome | Quantity |  | 1 | 1501.99 | 8% | 1381.8308
1906 | Dahua | 50230UNI-A | 2MP 30x IP PTZ True WDR IP67 IVS Hybrid Starlight | Quantity |  | 1 | 1121.99 | 8% | 1032.2308
1907 | Dahua | 59430UNI | 4MP 30x IP PTZ IR True WDR | Quantity |  | 1 | 1653.99 | 8% | 1521.6708
1908 | Dahua | 6C430UNI | 4MP 30x IP PTZ True WDR IP66 IVS | Quantity |  | 1 | 1827.99 | 8% | 1681.7508
1909 | Dahua | 52C430UNI | 4MP 30x IP In-ceiling Dome PTZ | Quantity |  | 1 | 1501.99 | 8% | 1381.8308
1910 | Dahua | 50430UNI | 4MP 30x IP PTZ True WDR IP67 IK10 IVS | Quantity |  | 1 | 1523.99 | 8% | 1402.0708
1911 | Dahua | NK8BA4 | 12MP IP Box H.265/H.264, CS Lens Interface | Quantity |  | 1 | 825.99 | 8% | 759.9108
1912 | Dahua | DH-IPC-HF8242FN-FR | IP 2MP Box Camera AI Facial Recognition | Quantity |  | 1 | 1997.99 | 8% | 1838.1508
1913 | Dahua | DH-IPC-HF8835FN | IP 8MP Box Camera M43 Lens Interface Starlight+ | Quantity |  | 1 | 2277.99 | 8% | 2095.7508
1914 | Dahua | N45BA5 | ePoE 4MP IP Box H.265/H.264 | Quantity |  | 1 | 241.99 | 8% | 222.6308
1915 | Dahua | N44CB33 | ePoE 4MP IP Bullet R 3.6mm IR | Quantity |  | 1 | 201.99 | 8% | 185.8308
1916 | Dahua | N44CL52 | ePoE 4MP IP Dome 2.8mm IR | Quantity |  | 1 | 201.99 | 8% | 185.8308
1917 | Dahua | N44CL53 | ePoE 4MP IP Dome 3.6mm IR | Quantity |  | 1 | 201.99 | 8% | 185.8308
1918 | Dahua | N44CG52 | ePoE 4MP IP Eyeball 2.8mm IR | Quantity |  | 1 | 201.99 | 8% | 185.8308
1919 | Dahua | N44CG53 | ePoE 4MP IP Eyeball 3.6mm IR | Quantity |  | 1 | 201.99 | 8% | 185.8308
1920 | Dahua | N41BD22 | IP 4MP Mini Bullet 2.8mm IR | Quantity |  | 1 | 151.99 | 8% | 139.8308
1921 | Dahua | N41BK22 | IP 4MP Mini Eyeball 2.8mm IR | Quantity |  | 1 | 151.99 | 8% | 139.8308
1922 | Dahua | N44BN52 | IP 4MP Wedge 2.8mm IR | Quantity |  | 1 | 201.99 | 8% | 185.8308
1923 | Dahua | N45CB5Z | ePoE 4MP IP Bullet 2.7-13.5mm IR | Quantity |  | 1 | 371.99 | 8% | 342.2308
1924 | Dahua | N45CL5Z | ePoE 4MP IP Dome 2.7-13.5mm IR | Quantity |  | 1 | 371.99 | 8% | 342.2308
1925 | Dahua | 40212TNI | 2MP 12x IP PTZ IVS Starlight IP66 | Quantity |  | 1 | 659.99 | 8% | 607.1908
1926 | Dahua | 12203TNI | 2MP 3X Starlight IP PTZ | Quantity |  | 1 | 311.99 | 8% | 287.0308
1927 | Dahua | 1A203TNI | 2MP 3x Starlight IR IP PTZ | Quantity |  | 1 | 341.99 | 8% | 314.6308
1928 | Dahua | 49225TNI | 2MP 25x IP Mini PTZ IR True WDR Starlight | Quantity |  | 1 | 901.99 | 8% | 829.8308
1929 | Dahua | DH-SD40A212TN-HNI | 2MP 12x IP Dome PTZ IP66 | Quantity |  | 1 | 659.99 | 8% | 607.1908
1930 | Dahua | 42212TNI | 2MP 12x IP PTZ True WDR IP66 IVS Starlight | Quantity |  | 1 | 571.99 | 8% | 526.2308
1931 | Dahua | 22204TNI | 2MP 4x IP Dome PTZ IP67 | Quantity |  | 1 | 399.99 | 8% | 367.9908
1932 | Dahua | 42C212TNI | 2MP In-ceiling 12x IP PTZ Dome | Quantity |  | 1 | 571.99 | 8% | 526.2308
1933 | Dahua | DH-SD22A204TN-GNI-W | 2MP 4x Wifi Dome PTZ IP66 | Quantity |  | 1 | 441.99 | 8% | 406.6308
1934 | Dahua | N41BD12-W | 4MP H.265 WiFi bullet IR 2.8mm | Quantity |  | 1 | 201.99 | 8% | 185.8308
1935 | Dahua | N41BL12-W | 4MP H.265 WiFi dome IR 2.8mm | Quantity |  | 1 | 201.99 | 8% | 185.8308
1936 | Dahua | DH-IPC-HFW4239TN-ASE | 2MP ePoE Night Color Bullet 3.6mm | Quantity |  | 1 | 301.99 | 8% | 277.8308
1937 | Dahua | N24CB33 | ePoE 2MP IP Bullet 3.6mm IR | Quantity |  | 1 | 265.99 | 8% | 244.7108
1938 | Dahua | DH-IPC-HDBW4239RN-ASE | 2MP ePoE Night Color Dome 3.6mm | Quantity |  | 1 | 301.99 | 8% | 277.8308
1939 | Dahua | N24CL52 | ePoE 2MP IP Dome WDR 2.8mm IR IP67 | Quantity |  | 1 | 229.99 | 8% | 211.5908
1940 | Dahua | NK8BB7Z | 12MP IP Bullet 4.1-16.4mm IR IP67 | Quantity |  | 1 | 1501.99 | 8% | 1381.8308
1941 | Dahua | NK8BL7Z | 12MP IP Dome 4.1-16.4mm IR IP67 | Quantity |  | 1 | 1501.99 | 8% | 1381.8308
1942 | Dahua | N28BB7Z | 2MP IP Bullet 4.1-16.4mm IR IP67 Starlight | Quantity |  | 1 | 953.99 | 8% | 877.6708
1943 | Dahua | N28BL7Z | 2MP IP Dome 4.1-16.4mm IR IP67 Starlight | Quantity |  | 1 | 953.99 | 8% | 877.6708
1944 | Dahua | DH-PSD81602N-A360 | 8x2MP sensors IP Dome 360º IP67 IVS H.265 | Quantity |  | 1 | 10001.99 | 8% | 9201.8308
1945 | Dahua | DH-IPC-PFW8601N-H-A180 | 3x2MP sensors IP Bullet 180º IR IP67 IVS H.265 | Quantity |  | 1 | 1517.99 | 8% | 1396.5508
1946 | Dahua | DH-IPC-PFW8800N-A180 | 4x2MP sensors IP Bullet 180º IR IP67 IVS H.265 | Quantity |  | 1 | 1653.99 | 8% | 1521.6708
1947 | Dahua | DH-IPC-PDBW8800N-A180 | 4x2MP sensors IP Dome 180º IR IP67 IVS H.265 | Quantity |  | 1 | 1653.99 | 8% | 1521.6708
1948 | Dahua | DH-IPC-HDW8341XN-3D | 2x3MP 3D AI Dual Lens People Counting | Quantity |  | 1 | 1277.99 | 8% | 1175.7508
1949 | Dahua | DH-IPC-PDBW5831N-B360 | Multi-sensor 4x2MP IP Dome 2.7-12mm motorized IR IP67 | Quantity |  | 1 | 1599.99 | 8% | 1471.9908
1950 | Dahua | NK8BR4 | 12MP Fisheye 1.98mm IR IP67 H.265 | Quantity |  | 1 | 1111.99 | 8% | 1023.0308
1951 | Dahua | N68BR4V | 6MP ImmerVision Fisheye 1.3mm IR IP67 H.265 | Quantity |  | 1 | 807.99 | 8% | 743.3508
1952 | Dahua | 6AL245UNI | 2MP LASER 45X PTZ | Quantity |  | 1 | 3401.99 | 8% | 3129.8308
1953 | Dahua | 6AE240VNI | 2MP 40x IP PTZ IR True WDR Starlight | Quantity |  | 1 | 3041.99 | 8% | 2798.6308
1954 | Dahua | DH-PTZ19240VN-IRB-N | 2MP 40x Starlight IR PTZ | Quantity |  | 1 | 5437.99 | 8% | 5002.9508
1955 | Dahua | 6AE530UNI | 5MP 30x IP PTZ IR DWDR IP67 IVS | Quantity |  | 1 | 3105.99 | 8% | 2857.5108
1956 | Dahua | 6AE830VNI | 8MP 30x IP PTZ IR | Quantity |  | 1 | 3999.99 | 8% | 3679.9908
1957 | Dahua | DHI-NKB1000 | Network Control Keyboard with mono LCD screen (128*64) | Quantity |  | 1 | 441.99 | 8% | 406.6308
1958 | Dahua | DHI-NKB5000-F | Network Control Keyboard Full Touch Screen | Quantity |  | 1 | 2801.99 | 8% | 2577.8308
1959 | Dahua | DH-DHL49-4K | 4K series | Quantity |  | 1 | 1801.99 | 8% | 1657.8308
1960 | Dahua | DHI-LM27-F211 | Blade Series | Quantity |  | 1 | 377.99 | 8% | 347.7508
1961 | Dahua | DHL22-F600 | Monitor Light series | Quantity |  | 1 | 201.99 | 8% | 185.8308
1962 | Dahua | DHL32-F600 | Monitor Light series | Quantity |  | 1 | 421.99 | 8% | 388.2308
1963 | Dahua | DHL43-F600 | Monitor Light series | Quantity |  | 1 | 631.99 | 8% | 581.4308
1964 | Dahua | DHI-ITC237-PW1B-IRZ | 2MP License Plate Capture IR Single Lane Bullet Camera | Quantity |  | 1 | 1081.99 | 8% | 995.4308
1965 | Dahua | DHI-IPMAE1-110AB (110V) | Digital Vehicle Detector | Quantity |  | 1 | 121.99 | 8% | 112.2308
1966 | Dahua | HKKD-11108 | Power Supply | Quantity |  | 1 | 31.99 | 8% | 29.4308
1967 | Dahua | PFB604W | Wall Mount Housing Bracket | Quantity |  | 1 | 25.99 | 8% | 23.9108
1968 | Dahua | DHI-ITC237-PU1B-IR | 2MP License Plate Capture IR 1-2 Lanes Bullet Camera | Quantity |  | 1 | 1161.99 | 8% | 1069.0308
1969 | Dahua | PFA162 | Pole mount base | Quantity |  | 1 | 37.99 | 8% | 34.9508
1970 | Dahua | ITC-BRACKET-1200 | Pole mount | Quantity |  | 1 | 137.99 | 8% | 126.9508
1971 | Dahua | ITC-LOOPS | Trigger Loop | Quantity |  | 1 | 5.99 | 8% | 5.5108
1972 | Dahua | EUSA+24120-2000 | LPR Power Supply | Quantity |  | 1 | 17.99 | 8% | 16.5508
1973 | Dahua | MC-AF10-DBF15 | VGA convertor | Quantity |  | 1 | 13.99 | 8% | 12.8708
1974 | Dahua | PFA201W | Shroud | Quantity |  | 1 | 85.99 | 8% | 79.1108
1975 | Dahua | DHI-MLCDF7-E | 7“ LCD Monitor | Quantity |  | 1 | 401.99 | 8% | 369.8308
1976 | Dahua | TS1TSSD420K | 1TB 2.5“ SSD Hard Drive | Quantity |  | 1 | 1409.99 | 8% | 1297.1908
1977 | Dahua | MC-DF4-DM4-3 | M12 (D-Coding) Network Cable 3 meters (9.8ft) | Quantity |  | 1 | 23.99 | 8% | 22.0708
1978 | Dahua | MC-DF4-DM4-6 | M12 (D-Coding) Network Cable 6 meters (19.6ft) | Quantity |  | 1 | 27.99 | 8% | 25.7508
1979 | Dahua | MC-DF4-DM4-12 | M12 (D-Coding) Network Cable 12 meters (39.3ft) | Quantity |  | 1 | 31.99 | 8% | 29.4308
1980 | Dahua | MC-DF4-DM4-18 | M12 (D-Coding) Network Cable 18 meters (59ft) | Quantity |  | 1 | 37.99 | 8% | 34.9508
1981 | Dahua | MC-AF4-AM4-3 | M12 (A-Coding) CVI Cable 3 meters (9.8ft) | Quantity |  | 1 | 11.99 | 8% | 11.0308
1982 | Dahua | MC-AF4-AM4-6 | 6 meters (19.6ft) | Quantity |  | 1 | 13.99 | 8% | 12.8708
1983 | Dahua | MC-AF4-AM4-12 | 12 meters (39.3ft) | Quantity |  | 1 | 17.99 | 8% | 16.5508
1984 | Dahua | MC-AF4-AM4-18 | 18 meters (59ft) | Quantity |  | 1 | 23.99 | 8% | 22.0708
1985 | Dahua | N41B1W | H.265 NVR 4CH WIFI 1SATA | Quantity |  | 1 | 299.99 | 8% | 275.9908
1986 | Dahua | N42B1P | NVR 4CH 4K POE 2 SATA Bays, HDDs sold separately | Quantity |  | 1 | 347.99 | 8% | 320.1508
1987 | Dahua | N42B1P1 | NVR 4CH 4K POE 2SATA 1T | Quantity |  | 1 | 497.99 | 8% | 458.1508
1988 | Dahua | N42B1P2 | NVR 4CH 4K POE 2SATA 2T | Quantity |  | 1 | 557.99 | 8% | 513.3508
1989 | Dahua | N42B1P3 | NVR 4CH 4K POE 2SATA 3T | Quantity |  | 1 | 667.99 | 8% | 614.5508
1990 | Dahua | N42B1P4 | NVR 4CH 4K POE 2SATA 4T | Quantity |  | 1 | 767.99 | 8% | 706.5508
1991 | Dahua | N42B1P6 | NVR 4CH 4K POE 2SATA 6T | Quantity |  | 1 | 987.99 | 8% | 908.9508
1992 | Dahua | N42B2P | NVR 8CH 4K POE 2 SATA Bays, HDDs sold separately | Quantity |  | 1 | 523.99 | 8% | 482.0708
1993 | Dahua | N42B2P1 | NVR 8CH 4K POE 2SATA 1T | Quantity |  | 1 | 673.99 | 8% | 620.0708
1994 | Dahua | N42B2P2 | NVR 8CH 4K POE 2SATA 2T | Quantity |  | 1 | 733.99 | 8% | 675.2708
1995 | Dahua | N42B2P3 | NVR 8CH 4K POE 2SATA 3T | Quantity |  | 1 | 843.99 | 8% | 776.4708
1996 | Dahua | N42B2P4 | NVR 8CH 4K POE 2SATA 4T | Quantity |  | 1 | 943.99 | 8% | 868.4708
1997 | Dahua | N42B2P6 | NVR 8CH 4K POE 2SATA 6T | Quantity |  | 1 | 1163.99 | 8% | 1070.8708
1998 | Dahua | N42B3P | NVR 16CH 4K POE 2 SATA Bays, HDDs sold separately | Quantity |  | 1 | 771.99 | 8% | 710.2308
1999 | Dahua | N42B3P1 | NVR 16CH 4K POE 2SATA 1T | Quantity |  | 1 | 921.99 | 8% | 848.2308
2000 | Dahua | N42B3P2 | NVR 16CH 4K POE 2SATA 2T | Quantity |  | 1 | 981.99 | 8% | 903.4308
2001 | Dahua | N42B3P3 | NVR 16CH 4K POE 2SATA 3T | Quantity |  | 1 | 1091.99 | 8% | 1004.6308
2002 | Dahua | N42B3P4 | NVR 16CH 4K POE 2SATA 4T | Quantity |  | 1 | 1191.99 | 8% | 1096.6308
2003 | Dahua | N42B3P6 | NVR 16CH 4K POE 2SATA 6T | Quantity |  | 1 | 1411.99 | 8% | 1299.0308
2004 | Dahua | N42B3P8 | NVR 16CH 4K POE 2SATA 8T | Quantity |  | 1 | 1611.99 | 8% | 1483.0308
2005 | Dahua | N52A4P | NVR 24CH POE 1U 4K, 2 SATA Bays, HDDs sold separately | Quantity |  | 1 | 1101.99 | 8% | 1013.8308
2006 | Dahua | N52A4P1 | NVR 24CH POE 4K 2SATA 1T | Quantity |  | 1 | 1251.99 | 8% | 1151.8308
2007 | Dahua | N52A4P12 | NVR 24CH POE 4K 2SATA 12T | Quantity |  | 1 | 2361.99 | 8% | 2173.0308
2008 | Dahua | N52A4P2 | NVR 24CH POE 4K 2SATA 2T | Quantity |  | 1 | 1311.99 | 8% | 1207.0308
2009 | Dahua | N52A4P3 | NVR 24CH POE 4K 2SATA 3T | Quantity |  | 1 | 1421.99 | 8% | 1308.2308
2010 | Dahua | N52A4P4 | NVR 24CH POE 4K 2SATA 4T | Quantity |  | 1 | 1521.99 | 8% | 1400.2308
2011 | Dahua | N52A4P6 | NVR 24CH POE 4K 2SATA 6T | Quantity |  | 1 | 1741.99 | 8% | 1602.6308
2012 | Dahua | N52A4P8 | NVR 24CH POE 4K 2SATA 8T | Quantity |  | 1 | 1941.99 | 8% | 1786.6308
2013 | Dahua | N52B2P | ePoE NVR 8CH ePOE 1U 4K, 2 SATA Bays, HDDs sold separately | Quantity |  | 1 | 643.99 | 8% | 592.4708
2014 | Dahua | N52B2P1 | ePoE NVR 8CH ePOE 4K 2SATA 1U 1T | Quantity |  | 1 | 793.99 | 8% | 730.4708
2015 | Dahua | N52B2P2 | ePoE NVR 8CH ePOE 4K 2SATA 1U 2T | Quantity |  | 1 | 853.99 | 8% | 785.6708
2016 | Dahua | N52B2P4 | ePoE NVR 8CH ePOE 4K 2SATA 1U 4T | Quantity |  | 1 | 1063.99 | 8% | 978.8708
2017 | Dahua | N52B3P | ePoE NVR 16CH 1U ePOE 4K, 2 SATA Bays, HDDs sold separately | Quantity |  | 1 | 861.99 | 8% | 793.0308
2018 | Dahua | N52B3P1 | ePoE NVR 16CH ePOE 4K 2SATA 1U 1T | Quantity |  | 1 | 1011.99 | 8% | 931.0308
2019 | Dahua | N52B3P2 | ePoE NVR 16CH ePOE 4K 2SATA 1U 2T | Quantity |  | 1 | 1071.99 | 8% | 986.2308
2020 | Dahua | N52B3P4 | ePoE NVR 16CH ePOE 4K 2SATA 1U 4T | Quantity |  | 1 | 1281.99 | 8% | 1179.4308
2021 | Dahua | N52B3P8 | ePoE NVR 16CH ePOE 4K 2SATA 1U 8T | Quantity |  | 1 | 1701.99 | 8% | 1565.8308
2022 | Dahua | N54A4P | NVR 24CH POE 1.5U 4K, 4 SATA Bays, HDDs sold separately | Quantity |  | 1 | 1451.99 | 8% | 1335.8308
2023 | Dahua | N54A4P1 | NVR 24CH POE 4K 4SATA 1T | Quantity |  | 1 | 1601.99 | 8% | 1473.8308
2024 | Dahua | N54A4P12 | NVR 24CH POE 4K 4SATA 12T | Quantity |  | 1 | 2731.99 | 8% | 2513.4308
2025 | Dahua | N54A4P2 | NVR 24CH POE 4K 4SATA 2T | Quantity |  | 1 | 1661.99 | 8% | 1529.0308
2026 | Dahua | N54A4P3 | NVR 24CH POE 4K 4SATA 3T | Quantity |  | 1 | 1771.99 | 8% | 1630.2308
2027 | Dahua | N54A4P4 | NVR 24CH POE 4K 4SATA 4T | Quantity |  | 1 | 1871.99 | 8% | 1722.2308
2028 | Dahua | N54A4P6 | NVR 24CH POE 4K 4SATA 6T | Quantity |  | 1 | 2091.99 | 8% | 1924.6308
2029 | Dahua | N54B3P | ePoE NVR 16CH 1.5U ePOE 4K, 4 SATA Bays, HDDs sold separately | Quantity |  | 1 | 1021.99 | 8% | 940.2308
2030 | Dahua | N54B3P12 | ePoE NVR 16CH ePOE 4K 4SATA 1.5U 12T | Quantity |  | 1 | 2301.99 | 8% | 2117.8308
2031 | Dahua | N54B3P2 | ePoE NVR 16CH ePOE 4K 4SATA 1.5U 2T | Quantity |  | 1 | 1231.99 | 8% | 1133.4308
2032 | Dahua | N54B3P4 | ePoE NVR 16CH ePOE 4K 4SATA 1.5U 4T | Quantity |  | 1 | 1441.99 | 8% | 1326.6308
2033 | Dahua | N54B3P8 | ePoE NVR 16CH ePOE 4K 4SATA 1.5U 8T | Quantity |  | 1 | 1861.99 | 8% | 1713.0308
2034 | Dahua | N52B5P | 32CH NVR 16-Port PoE, 8-Port ePOE 1U 4K, 2 SATA Bays, HDDs sold separately | Quantity |  | 1 | 1099.99 | 8% | 1011.9908
2035 | Dahua | N52B5P2 | 32CH NVR 16-Port PoE, 8-Port ePOE 4K 2SATA 1U, 2T | Quantity |  | 1 | 1309.99 | 8% | 1205.1908
2036 | Dahua | N52B5P3 | 32CH NVR 16-Port PoE, 8-Port ePOE 4K 2SATA 1U, 3T | Quantity |  | 1 | 1419.99 | 8% | 1306.3908
2037 | Dahua | N52B5P4 | 32CH NVR 16-Port PoE, 8-Port ePOE 4K 2SATA 1U, 4T | Quantity |  | 1 | 1519.99 | 8% | 1398.3908
2038 | Dahua | N52B5P6 | 32CH NVR 16-Port PoE, 8-Port ePOE 4K 2SATA 1U, 6T | Quantity |  | 1 | 1739.99 | 8% | 1600.7908
2039 | Dahua | N52B5P8 | 32CH NVR 16-Port PoE, 8-Port ePOE 4K 2SATA 1U, 8T | Quantity |  | 1 | 1939.99 | 8% | 1784.7908
2040 | Dahua | N52B5P12 | 32CH NVR 16-Port PoE, 8-Port ePOE 4K 2SATA 1U, 12T | Quantity |  | 1 | 2379.99 | 8% | 2189.5908
2041 | Dahua | N52B5P16 | 32CH NVR 16-Port PoE, 8-Port ePOE 4K 2SATA 1U, 16T | Quantity |  | 1 | 2779.99 | 8% | 2557.5908
2042 | Dahua | DHI-IVSS7016DR-4T | AI NVR 256CH RAID 3U 4K, 16 SAS/SATA Bays, HDDs sold separately | Quantity |  | 1 | 30001.99 | 8% | 27601.8308
2043 | Dahua | DHI-IVSS7008-1T | AI NVR 128CH RAID 2U 4K, 8 SATA Bays, HDDs sold separately | Quantity |  | 1 | 7001.99 | 8% | 6441.8308
2044 | Dahua | DHI-NVR6A08-128-4KS2 | NVR 128CH RAID INT 2U 4K, 8 SATA Bays, HDDs sold separately | Quantity |  | 1 | 2849.99 | 8% | 2621.9908
2045 | Dahua | DHI-NVR6A08-128-4KS2 12TB | NVR 128CH RAID INT 4K 8SATA 12Tb | Quantity |  | 1 | 4129.99 | 8% | 3799.5908
2046 | Dahua | DHI-NVR6A08-128-4KS2 24TB | NVR 128CH RAID INT 4K 8SATA 24TB | Quantity |  | 1 | 5409.99 | 8% | 4977.1908
2047 | Dahua | DHI-NVR6A08-128-4KS2 2TB | NVR 128CH RAID INT 4K 8SATA 2TB | Quantity |  | 1 | 3059.99 | 8% | 2815.1908
2048 | Dahua | DHI-NVR6A08-128-4KS2 48TB | NVR 128CH RAID INT 4K 8SATA 48T | Quantity |  | 1 | 7969.99 | 8% | 7332.3908
2049 | Dahua | DHI-NVR6A08-128-4KS2 4TB | NVR 128CH RAID INT 4K 8SATA 4TB | Quantity |  | 1 | 3269.99 | 8% | 3008.3908
2050 | Dahua | DHI-NVR6A08-128-4KS2 6TB | NVR 128CH RAID INT 4K 8SATA 6TB | Quantity |  | 1 | 3489.99 | 8% | 3210.7908
2051 | Dahua | DHI-NVR6A08-32-4KS2 | NVR 32CH INT 2U 4K, 8 SATA Bays, HDDs sold separately | Quantity |  | 1 | 1633.99 | 8% | 1503.2708
2052 | Dahua | DHI-NVR6A08-32-4KS2 12TB | NVR 32CH INT 4K 8SATA 12TB | Quantity |  | 1 | 2913.99 | 8% | 2680.8708
2053 | Dahua | DHI-NVR6A08-32-4KS2 24TB | NVR 32CH INT 4K 8SATA 24TB | Quantity |  | 1 | 4193.99 | 8% | 3858.4708
2054 | Dahua | DHI-NVR6A08-32-4KS2 2TB | NVR 32CH INT 4K 8SATA 2TB | Quantity |  | 1 | 1843.99 | 8% | 1696.4708
2055 | Dahua | DHI-NVR6A08-32-4KS2 48TB | NVR 32CH INT 4K 8SATA 48T | Quantity |  | 1 | 6753.99 | 8% | 6213.6708
2056 | Dahua | DHI-NVR6A08-32-4KS2 4TB | NVR 32CH INT 4K 8SATA 4TB | Quantity |  | 1 | 2053.99 | 8% | 1889.6708
2057 | Dahua | DHI-NVR6A08-32-4KS2 6TB | NVR 32CH INT 4K 8SATA 6TB | Quantity |  | 1 | 2273.99 | 8% | 2092.0708
2058 | Dahua | DHI-NVR6A08-32-4KS2 8TB | NVR 32CH INT 4K 8SATA 8TB | Quantity |  | 1 | 2473.99 | 8% | 2276.0708
2059 | Dahua | DHI-NVR6A08-64-4KS2 | NVR 64CH RAID INT 2U 4K, 8 SATA Bays, HDDs sold separately | Quantity |  | 1 | 2375.99 | 8% | 2185.9108
2060 | Dahua | DHI-NVR6A08-64-4KS2 12TB | NVR 64CH RAID INT 4K 8SATA 12TB | Quantity |  | 1 | 3655.99 | 8% | 3363.5108
2061 | Dahua | DHI-NVR6A08-64-4KS2 24TB | NVR 64CH RAID INT 4K 8SATA 24TB | Quantity |  | 1 | 4935.99 | 8% | 4541.1108
2062 | Dahua | DHI-NVR6A08-64-4KS2 2TB | NVR 64CH RAID INT 4K 8SATA 2TB | Quantity |  | 1 | 2585.99 | 8% | 2379.1108
2063 | Dahua | DHI-NVR6A08-64-4KS2 48TB | NVR 64CH RAID INT 4K 8SATA 48TB | Quantity |  | 1 | 7495.99 | 8% | 6896.3108
2064 | Dahua | DHI-NVR6A08-64-4KS2 4TB | NVR 64CH RAID INT 4K 8SATA 4TB | Quantity |  | 1 | 2795.99 | 8% | 2572.3108
2065 | Dahua | DHI-NVR6A08-64-4KS2 6TB | NVR 64CH RAID INT 4K 8SATA 6TB | Quantity |  | 1 | 3015.99 | 8% | 2774.7108
2066 | Dahua | X21A3E | XVR 16CH CVI/AHD/TVI/IP/ANA 1 SATA Bay, HDDs sold separately | Quantity |  | 1 | 331.99 | 8% | 305.4308
2067 | Dahua | X21A3E1 | XVR 16CH CVI/AHD/TVI/IP/ANA 1SATA 1T | Quantity |  | 1 | 481.99 | 8% | 443.4308
2068 | Dahua | X21A3E2 | XVR 16CH CVI/AHD/TVI/IP/ANA 1SATA 2T | Quantity |  | 1 | 541.99 | 8% | 498.6308
2069 | Dahua | X21A3E3 | XVR 16CH CVI/AHD/TVI/IP/ANA 1SATA 3T | Quantity |  | 1 | 651.99 | 8% | 599.8308
2070 | Dahua | X21A3E4 | XVR 16CH CVI/AHD/TVI/IP/ANA 1SATA 4T | Quantity |  | 1 | 751.99 | 8% | 691.8308
2071 | Dahua | X21A3E6 | XVR 16CH CVI/AHD/TVI/IP/ANA 1SATA 6T | Quantity |  | 1 | 971.99 | 8% | 894.2308
2072 | Dahua | X51A1E | H.265 4CH CVI/AHD/TVI/IP/ANA 1 SATA Bay, HDDs sold separately | Quantity |  | 1 | 143.99 | 8% | 132.4708
2073 | Dahua | X51A1E1 | H.265 4CH CVI/AHD/TVI/IP/ANA 1SATA 1T | Quantity |  | 1 | 293.99 | 8% | 270.4708
2074 | Dahua | X51A1E2 | H.265 4CH CVI/AHD/TVI/IP/ANA 1SATA 2T | Quantity |  | 1 | 353.99 | 8% | 325.6708
2075 | Dahua | X51A2E | H.265 XVR 8CH CVI/AHD/TVI/IP/ANA 1 SATA Bay, HDDs sold separately | Quantity |  | 1 | 209.99 | 8% | 193.1908
2076 | Dahua | X51A2E1 | H.265 XVR 8CH CVI/AHD/TVI/IP/ANA 1SATA 1T | Quantity |  | 1 | 359.99 | 8% | 331.1908
2077 | Dahua | X51A2E2 | H.265 XVR 8CH CVI/AHD/TVI/IP/ANA 1SATA 2T | Quantity |  | 1 | 419.99 | 8% | 386.3908
2078 | Dahua | X51A3E | H.265 XVR 16CH CVI/AHD/TVI/IP/ANA 1 SATA Bay, HDDs sold separately | Quantity |  | 1 | 331.99 | 8% | 305.4308
2079 | Dahua | X51A3E1 | H.265 XVR 16CH CVI/AHD/TVI/IP/ANA 1SATA 1T | Quantity |  | 1 | 481.99 | 8% | 443.4308
2080 | Dahua | X51A3E2 | H.265 XVR 16CH CVI/AHD/TVI/IP/ANA 1SATA 2T | Quantity |  | 1 | 541.99 | 8% | 498.6308
2081 | Dahua | X22A3A | XVR 16CH CVI/AHD/TVI/IP/ANA 2 SATA, Bays, HDDs sold separately | Quantity |  | 1 | 395.99 | 8% | 364.3108
2082 | Dahua | X22A3A1 | XVR 16CH CVI/AHD/TVI/IP/ANA 2SATA 1T | Quantity |  | 1 | 545.99 | 8% | 502.3108
2083 | Dahua | X22A3A2 | XVR 16CH CVI/AHD/TVI/IP/ANA 2SATA 2T | Quantity |  | 1 | 605.99 | 8% | 557.5108
2084 | Dahua | X22A3A3 | XVR 16CH CVI/AHD/TVI/IP/ANA 2SATA 3T | Quantity |  | 1 | 715.99 | 8% | 658.7108
2085 | Dahua | X22A3A4 | XVR 16CH CVI/AHD/TVI/IP/ANA 2SATA 4T | Quantity |  | 1 | 815.99 | 8% | 750.7108
2086 | Dahua | X22A3A6 | XVR 16CH CVI/AHD/TVI/IP/ANA 2SATA 6T | Quantity |  | 1 | 1035.99 | 8% | 953.1108
2087 | Dahua | X32A3A | XVR 16CH CVI/AHD/TVI/IP/ANA 2 SATA Bays, HDDs sold separately | Quantity |  | 1 | 463.99 | 8% | 426.8708
2088 | Dahua | X32A3A1 | XVR 16CH CVI/AHD/TVI/IP/ANA 2SATA 1T | Quantity |  | 1 | 613.99 | 8% | 564.8708
2089 | Dahua | X32A3A2 | XVR 16CH CVI/AHD/TVI/IP/ANA 2SATA 2T | Quantity |  | 1 | 673.99 | 8% | 620.0708
2090 | Dahua | X32A3A3 | XVR 16CH CVI/AHD/TVI/IP/ANA 2SATA 3T | Quantity |  | 1 | 783.99 | 8% | 721.2708
2091 | Dahua | X32A3A4 | XVR 16CH CVI/AHD/TVI/IP/ANA 2SATA 4T | Quantity |  | 1 | 883.99 | 8% | 813.2708
2092 | Dahua | X32A3A6 | XVR 16CH CVI/AHD/TVI/IP/ANA 2SATA 6T | Quantity |  | 1 | 1103.99 | 8% | 1015.6708
2093 | Dahua | X52A3A | H.265, XVR 16CH CVI/AHD/TVI/IP/ANA 2 SATA Bays, HDDs sold separately | Quantity |  | 1 | 395.99 | 8% | 364.3108
2094 | Dahua | X52A3A1 | H.265, XVR 16CH CVI/AHD/TVI/IP/ANA 2SATA 1T | Quantity |  | 1 | 545.99 | 8% | 502.3108
2095 | Dahua | X52A3A2 | H.265, XVR 16CH CVI/AHD/TVI/IP/ANA 2SATA 2T | Quantity |  | 1 | 605.99 | 8% | 557.5108
2096 | Dahua | X52A3N | H.265, XVR 16CH CVI/AHD/TVI/IP/ANA 2 SATA Bays, HDDs sold separately | Quantity |  | 1 | 355.99 | 8% | 327.5108
2097 | Dahua | X52A3N1 | H.265, XVR 16CH CVI/AHD/TVI/IP/ANA 2SATA 1T | Quantity |  | 1 | 505.99 | 8% | 465.5108
2098 | Dahua | X52A3N2 | H.265, XVR 16CH CVI/AHD/TVI/IP/ANA 2SATA 2T | Quantity |  | 1 | 565.99 | 8% | 520.7108
2099 | Dahua | X72A2A | H.265, Penta-brid XVR 4K 8CH 2 SATA Bays, HDDs sold separately | Quantity |  | 1 | 431.99 | 8% | 397.4308
2100 | Dahua | X72A2A2 | H.265, Penta-brid XVR 4K 8CH 2SATA 2T | Quantity |  | 1 | 641.99 | 8% | 590.6308
2101 | Dahua | X72A2A3 | H.265, Penta-brid XVR 4K 8CH 2SATA 3T | Quantity |  | 1 | 751.99 | 8% | 691.8308
2102 | Dahua | X72A2A4 | H.265, Penta-brid XVR 4K 8CH 2SATA 4T | Quantity |  | 1 | 851.99 | 8% | 783.8308
2103 | Dahua | X72A3A | H.265, Penta-brid XVR 4K 16CH 2 SATA Bays, HDDs sold separately | Quantity |  | 1 | 507.99 | 8% | 467.3508
2104 | Dahua | X72A3A2 | H.265, Penta-brid XVR 4K 16CH 2SATA 2T | Quantity |  | 1 | 717.99 | 8% | 660.5508
2105 | Dahua | X72A3A4 | H.265, Penta-brid XVR 4K 16CH 2SATA 4T | Quantity |  | 1 | 927.99 | 8% | 853.7508
2106 | Dahua | X72A3A6 | H.265, Penta-brid XVR 4K 16CH 2SATA 6T | Quantity |  | 1 | 1147.99 | 8% | 1056.1508
2107 | Dahua | X54A5L | 32CH 1080P Penta-brid DVR, CVI/AHD/TVI/IP, H.265+, 4 SATA Bays, HDDs sold separately | Quantity |  | 1 | 1081.99 | 8% | 995.4308
2108 | Dahua | X54A5L2 | 32CH 1080P Penta-brid DVR, CVI/AHD/TVI/IP, H.265+, 4SATA 2T | Quantity |  | 1 | 1293.99 | 8% | 1190.4708
2109 | Dahua | X54A5L4 | 32CH 1080P Penta-brid DVR, CVI/AHD/TVI/IP, H.265+, 4SATA 4T | Quantity |  | 1 | 1503.99 | 8% | 1383.6708
2110 | Dahua | X54A5L8 | 32CH 1080P Penta-brid DVR, CVI/AHD/TVI/IP, H.265+, 4SATA 8T | Quantity |  | 1 | 1923.99 | 8% | 1770.0708
2111 | Dahua | X24A5L | XVR 32CH CVI/AHD/TVI/IP/ANA 4SATA, HDDs sold separately | Quantity |  | 1 | 1235.99 | 8% | 1137.1108
2112 | Dahua | X24A5L12 | XVR 32CH CVI/AHD/TVI/IP/ANA 4SATA 12T | Quantity |  | 1 | 2515.99 | 8% | 2314.7108
2113 | Dahua | X24A5L2 | XVR 32CH CVI/AHD/TVI/IP/ANA 4SATA 2T | Quantity |  | 1 | 1445.99 | 8% | 1330.3108
2114 | Dahua | X24A5L24 | XVR 32CH CVI/AHD/TVI/IP/ANA 4SATA 24T | Quantity |  | 1 | 3795.99 | 8% | 3492.3108
2115 | Dahua | X24A5L4 | XVR 32CH CVI/AHD/TVI/IP/ANA 4SATA 4T | Quantity |  | 1 | 1655.99 | 8% | 1523.5108
2116 | Dahua | X24A5L6 | XVR 32CH CVI/AHD/TVI/IP/ANA 4SATA 6T | Quantity |  | 1 | 1875.99 | 8% | 1725.9108
2117 | Dahua | X28A5S | XVR 32CH CVI/AHD/TVI/IP/ANA 8SATA, HDDs sold separately | Quantity |  | 1 | 1827.99 | 8% | 1681.7508
2118 | Dahua | X28A5S12 | XVR 32CH CVI/AHD/TVI/IP/ANA 8SATA 12T | Quantity |  | 1 | 3107.99 | 8% | 2859.3508
2119 | Dahua | X28A5S18 | H.264, XVR 32CH CVI/AHD/TVI/IP/ANA 8SATA 18T | Quantity |  | 1 | 3107.99 | 8% | 2859.3508
2120 | Dahua | X28A5S2 | XVR 32CH CVI/AHD/TVI/IP/ANA 8SATA 2T | Quantity |  | 1 | 2037.99 | 8% | 1874.9508
2121 | Dahua | X28A5S24 | XVR 32CH CVI/AHD/TVI/IP/ANA 8SATA 24T | Quantity |  | 1 | 4387.99 | 8% | 4036.9508
2122 | Dahua | X28A5S4 | XVR 32CH CVI/AHD/TVI/IP/ANA 8SATA 4T | Quantity |  | 1 | 2247.99 | 8% | 2068.1508
2123 | Dahua | X28A5S48 | H.264, XVR 32CH CVI/AHD/TVI/IP/ANA 8SATA 48T | Quantity |  | 1 | 6947.99 | 8% | 6392.1508
2124 | Dahua | X28A5S6 | XVR 32CH CVI/AHD/TVI/IP/ANA 8SATA 6T | Quantity |  | 1 | 2467.99 | 8% | 2270.5508
2125 | Dahua | X58A5S | 32CH 1080P Penta-brid DVR, CVI/AHD/TVI/IP, H.265+, 8 SATA Bays, HDDs sold separately | Quantity |  | 1 | 1601.99 | 8% | 1473.8308
2126 | Dahua | X58A5S4 | 32CH 1080P Penta-brid DVR, CVI/AHD/TVI/IP, H.265+, 8SATA 4T | Quantity |  | 1 | 2023.99 | 8% | 1862.0708
2127 | Dahua | X58A5S8 | 32CH 1080P Penta-brid DVR, CVI/AHD/TVI/IP, H.265+, 8SATA 8T | Quantity |  | 1 | 2443.99 | 8% | 2248.4708
2128 | Dahua | X58A5S12 | 32CH 1080P Penta-brid DVR, CVI/AHD/TVI/IP, H.265+, 8SATA 12T | Quantity |  | 1 | 2883.99 | 8% | 2653.2708
2129 | Dahua | X74A3L8 | 4K Penta-brid DVR, 16CH CVI/AHD/TVI, 4SATA 8T | Quantity |  | 1 | 2139.99 | 8% | 1968.7908
2130 | Dahua | X74A3L | 4K Penta-brid DVR, 16CH CVI/AHD/TVI, 4SATA, HDDs sold separately | Quantity |  | 1 | 1299.99 | 8% | 1195.9908
2131 | Dahua | X74A3L2 | 4K Penta-brid DVR, 16CH CVI/AHD/TVI, 4SATA, 2T | Quantity |  | 1 | 1509.99 | 8% | 1389.1908
2132 | Dahua | X74A3L3 | 4K Penta-brid DVR, 16CH CVI/AHD/TVI, 4SATA, 3T | Quantity |  | 1 | 1619.99 | 8% | 1490.3908
2133 | Dahua | X74A3L4 | 4K Penta-brid DVR, 16CH CVI/AHD/TVI, 4SATA, 4T | Quantity |  | 1 | 1719.99 | 8% | 1582.3908
2134 | Dahua | X74A3L6 | 4K Penta-brid DVR, 16CH CVI/AHD/TVI, 4SATA, 6T | Quantity |  | 1 | 1939.99 | 8% | 1784.7908
2135 | Dahua | X74A3L12 | 4K Penta-brid DVR, 16CH CVI/AHD/TVI, 4SATA, 12T | Quantity |  | 1 | 2579.99 | 8% | 2373.5908
2136 | Dahua | X74A3L16 | 4K Penta-brid DVR, 16CH CVI/AHD/TVI, 4SATA, 16T | Quantity |  | 1 | 2979.99 | 8% | 2741.5908
2137 | Dahua | X58A3S | 4K Penta-brid DVR, 16CH CVI/AHD/TVI/IP/ANA 8SATA, HDDs sold separately | Quantity |  | 1 | 1901.99 | 8% | 1749.8308
2138 | Dahua | X58A3S12 | 4K Penta-brid DVR, 16CH CVI/AHD/TVI/IP/ANA 8SATA 12T | Quantity |  | 1 | 3161.99 | 8% | 2909.0308
2139 | Dahua | X58A3S16 | 4K Penta-brid DVR, 16CH CVI/AHD/TVI/IP/ANA 8SATA 16T | Quantity |  | 1 | 3581.99 | 8% | 3295.4308
2140 | Dahua | X58A3S24 | 4K Penta-brid DVR, 16CH CVI/AHD/TVI/IP/ANA 8SATA 24T | Quantity |  | 1 | 4421.99 | 8% | 4068.2308
2141 | Dahua | X58A3S32 | 4K Penta-brid DVR, 16CH CVI/AHD/TVI/IP/ANA 8SATA 32T | Quantity |  | 1 | 5261.99 | 8% | 4841.0308
2142 | Dahua | X58A3S48 | 4K Penta-brid DVR, 16CH CVI/AHD/TVI/IP/ANA 8SATA 48T | Quantity |  | 1 | 6941.99 | 8% | 6386.6308
2143 | Dahua | X58A3S8 | 4K Penta-brid DVR, 16CH CVI/AHD/TVI/IP/ANA 8SATA 8T | Quantity |  | 1 | 2741.99 | 8% | 2522.6308
2144 | Dahua | DH-TAM1GT1GT-30 | PoE+ Midspan | Quantity |  | 1 | 57.99 | 8% | 53.3508
2145 | Dahua | LR1002 | ePoE Extender | Quantity |  | 1 | 17.99 | 8% | 16.5508
2146 | Dahua | LR1002-1EC | ePoE Extender | Quantity |  | 1 | 45.99 | 8% | 42.3108
2147 | Dahua | LR1002-1ET | ePoE Extender | Quantity |  | 1 | 45.99 | 8% | 42.3108
2148 | Dahua | PFT1200 | Hi-POE Midspan | Quantity |  | 1 | 81.99 | 8% | 75.4308
2149 | Dahua | PFT1300 | POE Passive Extender | Quantity |  | 1 | 49.99 | 8% | 45.9908
2150 | Dahua | PFT3900 | Optical Module | Quantity |  | 1 | 57.99 | 8% | 53.3508
2151 | Dahua | PFT3910 | Optical Module | Quantity |  | 1 | 57.99 | 8% | 53.3508
2152 | Dahua | PFT3920 | Optical Module | Quantity |  | 1 | 61.99 | 8% | 57.0308
2153 | Dahua | PFT3950 | Optical Module | Quantity |  | 1 | 61.99 | 8% | 57.0308
2154 | Dahua | PFT3960 | Optical Module | Quantity |  | 1 | 97.99 | 8% | 90.1508
2155 | Dahua | PFT3970 | Optical Module | Quantity |  | 1 | 97.99 | 8% | 90.1508
2156 | Dahua | DH-PFWB5-10n | 5 GHz N300 Outdoor Wireless CPE | Quantity |  | 1 | 205.99 | 8% | 189.5108
2157 | Dahua | DH-PFWB5-90n | 5 GHz N300 Outdoor Wireless Base Station | Quantity |  | 1 | 401.99 | 8% | 369.8308
2158 | Dahua | DH-LR2110-8ET-120 | 8-port Long-distance Ethernet power supply switch (ePoE) | Quantity |  | 1 | 301.99 | 8% | 277.8308
2159 | Dahua | DH-LR2218-16ET-240 | 16-port Long-distance Ethernet power supply switch (ePoE) | Quantity |  | 1 | 561.99 | 8% | 517.0308
2160 | Dahua | DH-LR2226-24ET-360 | 24-port Long-distance Ethernet power supply switch (ePoE) | Quantity |  | 1 | 721.99 | 8% | 664.2308
2161 | Dahua | DH-PFL2106-4ET-96 | 4-port Long-distance Ethernet power supply switch (ePoE) | Quantity |  | 1 | 181.99 | 8% | 167.4308
2162 | Dahua | DH-PFS3006-4ET-60 | 4-port PoE Ethernet switch 60W | Quantity |  | 1 | 71.99 | 8% | 66.2308
2163 | Dahua | DH-PFS3008-8GT-96 | 8-port PoE Gigabit switch 96W | Quantity |  | 1 | 153.99 | 8% | 141.6708
2164 | Dahua | DH-PFS3010-8ET-96 | 8-port PoE Ethernet switch 96W | Quantity |  | 1 | 121.99 | 8% | 112.2308
2165 | Dahua | DH-PFS4210-8GT-DP | 8-Port Industrial PoE Gigabit Switch | Quantity |  | 1 | 721.99 | 8% | 664.2308
2166 | Dahua | DH-PFS4218-16ET-240 | 16-port PoE switch (Hi-PoE) 240W | Quantity |  | 1 | 401.99 | 8% | 369.8308
2167 | Dahua | DH-PFS4226-24ET-240 | 24-port PoE switch (Hi-PoE) 240W | Quantity |  | 1 | 481.99 | 8% | 443.4308
2168 | Dahua | DH-PFS4226-24ET-360 | 24-port PoE switch (Hi-PoE) 360W | Quantity |  | 1 | 561.99 | 8% | 517.0308
2169 | Dahua | DH-PFS4218-16GT-240 | 16-Port PoE Desktop Managed Gigabit Switch (Hi-PoE) | Quantity |  | 1 | 581.99 | 8% | 535.4308
2170 | Dahua | DH-PFS4226-24GT-360 | 24-Port PoE Desktop Managed Gigabit Switch (Hi-PoE) | Quantity |  | 1 | 681.99 | 8% | 627.4308
2171 | Dahua | DH-TPC-BF5600N-B7 | Thermal: 600*512 Lens: 7.5 Support IVS, Fire detection Support SD card , max 128G Audio: 1 in/1 out, Alarm: 2 in/1 out IP67, POE | Quantity |  | 1 | 8601.99 | 8% | 7913.8308
2172 | Dahua | DH-TPC-BF5600N-B25 | Thermal: 600*512 Lens: 25 Support IVS, Fire detection Support SD card, max 128G Audio: 1 in/1 out, Alarm: 2 in/1 out IP67, POE | Quantity |  | 1 | 9001.99 | 8% | 8281.8308
2173 | Dahua | DH-TPC-BF5600N-B35 | Thermal: 600*512 Lens: 35 Support IVS, Fire detection Support SD card, max 128G Audio: 1 in/1 out, Alarm: 2 in/1 out IP67, POE | Quantity |  | 1 | 9201.99 | 8% | 8465.8308
2174 | Dahua | DH-TPC-BF5400N-B13 | Thermal: 400*300 Lens: 13mm Support IVS, Fire detection Support SD card, max 128G Audio: 1 in Alarm: 2 in/1 out | Quantity |  | 1 | 4001.99 | 8% | 3681.8308
2175 | Dahua | DH-TPC-BF5400N-B25 | Thermal: 400*300 Lens: 25mm Support IVS, Fire detection Support SD card, max 128G Audio: 1 in Alarm: 2 in/1 out | Quantity |  | 1 | 4201.99 | 8% | 3865.8308
2176 | Dahua | DH-TPC-BF5400N-B35 | Thermal: 400*300 Lens: 35mm Support IVS, Fire detection Support SD card, max 128G Audio: 1 in Alarm: 2 in/1 out | Quantity |  | 1 | 5601.99 | 8% | 5153.8308
2177 | Dahua | DH-TPC-BF5600N-B13 | Thermal: 600*512 Lens: 13 Support IVS, Fire detection Support SD card, max 128G Audio: 1 in/1 out, Alarm: 2 in/1 out IP67, POE | Quantity |  | 1 | 8801.99 | 8% | 8097.8308
2178 | Dahua | DH-TPC-BF5400N-TC25 | Thermal: 400*300 Lens: 25mm Support IVS, Fire detection Support Temperature Measurement Support SD card, max 128G Audio: 1 in/1 out, Alarm: 2 in/1 out IP67, POE | Quantity |  | 1 | 5601.99 | 8% | 5153.8308
2179 | Dahua | DH-TPC-BF5400N-TC13 | Thermal: 400*300 Lens: 13 Support IVS, Fire detection Support Temperature Measurement Support SD card, max 128G Audio: 1 in/1 out, Alarm: 2 in/1 out IP67, POE | Quantity |  | 1 | 5001.99 | 8% | 4601.8308
2180 | Dahua | DH-TPC-SD8420N-B25Z30 | Thermal: 400*300 lens: 25mm Visible: 2MP lens: 30X (6~ 180mm) Support IVS, Fire detection Support SD card, max 256G 5. Audio: 1 in/1 out Alarm: 7 in/2 out | Quantity |  | 1 | 10001.99 | 8% | 9201.8308
2181 | Dahua | DH-TPC-SD8420N-B50Z30 | Thermal: 400*300 lens: 50mm Visible: 2MP lens: 30X (6~ 180mm) Support IVS, Fire detection Support SD card, max 256G 5. Audio: 1 in/1 out Alarm: 7 in/2 out | Quantity |  | 1 | 11201.99 | 8% | 10305.8308
2182 | Dahua | DH-TPC-SD8620N-B50Z30 | Thermal: 600*512 lens: 50 Visible: 2MP lens: 30X (6~ 180) Support IVS, Fire detection Support SD card, max 256G Audio: 1 in/1 out Alarm: 7 in/2 out IP66 | Quantity |  | 1 | 17001.99 | 8% | 15641.8308
2183 | Notifier | ACM-24AT | ONYX SERIES ACS ANNUNCIATOR; UP TO 96 POINTS OF ANNUNCIATION WITH ALARM OR ACTIVE LED, TROUBLE LED AND SWITCH PER CIRCUIT. ACTIVE/ALARM LEDS CAN BE PROGRAMMED (BY POWERED UP SWITCH SELECTION) BY POINT TO BE RED, GREEN OR YELLOW AND THE TROUBLE LED IS ALWAYS YELLOW. EXPANDABLE WITH ONE, TWO OR THREE AEM-24AT’S. | Quantity |  | 1 | 778 | 26% | 575.72
2184 | Notifier | ACM-48A | ONYX SERIES ACS ANNUNCIATOR; UP TO 96 POINTS OF ANNUNCIATION WITH ALARM OR ACTIVE LED PER CIRCUIT. ACTIVE/ALARM LEDS CAN BE PROGRAMMED (BY POWERED UP SWITCH SELECTION) IN GROUPS OF 24 TO BE RED, GREEN OR YELLOW. EXPANDABLE TO 96 POINTS WITH ONE AEM-48A. | Quantity |  | 1 | 592 | 26% | 438.08
2185 | Notifier | ACM-8R | REMOTE FORM-C RELAY MODULE. 8 FORM-C RELAYS DRIVEN BY EIA-485. | Quantity |  | 1 | 401 | 26% | 296.74
2186 | Notifier | AEM-24AT | ANNUNCIATOR EXPANDER MODULE; 24 ALARM AND TROUBLE LEDS, EXPANDS THE ACM-24AT TO 48, 72 OR 96 POINTS. | Quantity |  | 1 | 592 | 26% | 438.08
2187 | Notifier | AEM-48A | ANNUNCIATOR EXPANDER MODULE; 48 ALARM LEDS, EXPANDS THE ACM-48A TO 96 POINTS. | Quantity |  | 1 | 531 | 26% | 392.94
2188 | Notifier | CPU2-3030D | NFS2-3030 CPU WITH 640-CHARACTER DISPLAY; REQUIRED FOR SINGLE PANEL (ONE CPU2-3030) SYSTEMS. INCLUDES: CPU, 640-CHARACTER BACKLIT LCD DISPLAY, QWERTY PROGRAMMING AND CONTROL KEYPAD, INSTALLATION, PROGRAMMING AND OPERATING MANUALS. SUPPORTS ONE TO 10 SIGNALING LINE CIRCUITS (UP TO FIVE LCM-320 AND FIVE LEM-320). ORDER ONE PER SYSTEM OR AS NECESSARY (UP TO 200 NETWORK NODES) FOR A NETWORKED SYSTEM. REQUIRES TOP ROW OF A CABINET. | Quantity |  | 1 | 2847 | 26% | 2106.78
2189 | Notifier | CPU2-3030D-FR | NFS2-3030 CPU WITH 640-CHARACTER DISPLAY-FRENCH | Quantity |  | 1 | 2910 | 26% | 2153.4
2190 | Notifier | CPU2-3030D-HE | NFS2-3030 CPU WITH 640-CHARACTER DISPLAY-HEBREW | Quantity |  | 1 | 2910 | 26% | 2153.4
2191 | Notifier | CPU2-3030D-KO | NFS2-3030 CPU WITH 640-CHARACTER DISPLAY-KOREAN | Quantity |  | 1 | 2910 | 26% | 2153.4
2192 | Notifier | CPU2-3030D-PO | NFS2-3030 CPU WITH 640-CHARACTER DISPLAY-PORTUGUESE | Quantity |  | 1 | 2910 | 26% | 2153.4
2193 | Notifier | CPU2-3030D-SC | NFS2-3030 CPU WITH 640-CHARACTER DISPLAY-SIMPLIFIED CHINESE | Quantity |  | 1 | 2910 | 26% | 2153.4
2194 | Notifier | CPU2-3030D-SP | NFS2-3030 CPU WITH 640-CHARACTER DISPLAY-SPANISH | Quantity |  | 1 | 2910 | 26% | 2153.4
2195 | Notifier | CPU2-3030D-TC | NFS2-3030 CPU WITH 640-CHARACTER DISPLAY-TRADITIONAL CHINESE | Quantity |  | 1 | 2910 | 26% | 2153.4
2196 | Notifier | CPU2-3030ND | CENTRAL PROCESSING UNIT FOR A NFS2-3030 SYSTEM-NO DISPLAY UNIT; TYPICALLY USED FOR NETWORKED SYSTEMS. INCLUDES CPU, INSTALLATION, PROGRAMMING AND OPERATING MANUALS. SUPPORTS ONE TO 10 SIGNALING LINE CIRCUITS (UP TO FIVE LCM-320 AND FIVE LEM-320), ORDER UNITS AS NECESSARY (UP TO 200 NETWORK NODES) FOR A NETWORK SYSTEM. BASE SYSTEM REQUIRES ONE ROW OF A CABINET. | Quantity |  | 1 | 1883 | 26% | 1393.42
2197 | Notifier | CPU2-3030ND-FR | CPU FOR A NFS2-3030 SYSTEM, NO DISPLAY-FRENCH | Quantity |  | 1 | 1916 | 26% | 1417.84
2198 | Notifier | CPU2-3030ND-HE | CPU FOR A NFS2-3030 SYSTEM, NO DISPLAY- HEBREW | Quantity |  | 1 | 1916 | 26% | 1417.84
2199 | Notifier | CPU2-3030ND-KO | CPU FOR A NFS2-3030 SYSTEM, NO DISPLAY- KOREAN | Quantity |  | 1 | 1916 | 26% | 1417.84
2200 | Notifier | CPU2-3030ND-PO | CPU FOR A NFS2-3030 SYSTEM, NO DISPLAY-PORTUGUESE | Quantity |  | 1 | 1916 | 26% | 1417.84
2201 | Notifier | CPU2-3030ND-SC | CPU FOR A NFS2-3030 SYSTEM, NO DISPLAY-SIMPLIFIED CHINESE | Quantity |  | 1 | 1916 | 26% | 1417.84
2202 | Notifier | CPU2-3030ND-SP | CPU FOR A NFS2-3030 SYSTEM, NO DISPLAY-SPANISH | Quantity |  | 1 | 1916 | 26% | 1417.84
2203 | Notifier | CPU2-3030ND-TC | CPU FOR A NFS2-3030 SYSTEM, NO DISPLAY-TRADITIONAL CHINESE | Quantity |  | 1 | 1916 | 26% | 1417.84
2204 | Notifier | CPU2-640 | CENTRAL PROCESSING UNIT FOR THE NFS2-640 WITH INTEGRAL 120V POWER SUPPLY, INCLUDES CHASSIS. | Quantity |  | 1 | 2055 | 26% | 1520.7
2205 | Notifier | CPU2-640E | CENTRAL PROCESSING UNIT FOR THE NFS2-640 WITH INTEGRAL 240V POWER SUPPLY, INCLUDES CHASSIS. | Quantity |  | 1 | 2092 | 26% | 1548.08
2206 | Notifier | CPU2-640E-PO | NFS2-640 CENTRAL PROCESSING UNIT - 240 VAC-PORTUGUESE WITH CHASSIS | Quantity |  | 1 | 2092 | 26% | 1548.08
2207 | Notifier | CPU2-640E-SP | NFS2-640 CENTRAL PROCESSING UNIT - 240 VAC-SPANISH WITH CHASSIS | Quantity |  | 1 | 2092 | 26% | 1548.08
2208 | Notifier | CPU2-640-FR | NFS2-640 CENTRAL PROCESSING UNIT - 120 VAC-FRENCH WITH CHASSIS | Quantity |  | 1 | 2092 | 26% | 1548.08
2209 | Notifier | CPU2-640-PO | NFS2-640 CENTRAL PROCESSING UNIT - 120 VAC-PORTUGUESE WITH CHASSIS | Quantity |  | 1 | 2092 | 26% | 1548.08
2210 | Notifier | CPU2-640-SP | NFS2-640 CENTRAL PROCESSING UNIT - 120 VAC-SPANISH WITH CHASSIS | Quantity |  | 1 | 2092 | 26% | 1548.08
2211 | Notifier | CPU-320SYS | CENTRAL PROCESSING UNIT FOR NFS-320SYS WITH INTEGRAL 120V POWER SUPPLY; INCLUDES CHASSIS AND 80-CHARACTER DISPLAY KEYPAD. FITS IN CAB-4 SERIES CABINET. | Quantity |  | 1 | 2720 | 26% | 2012.8
2212 | Notifier | CPU-320-SYSE | CENTRAL PROCESSING UNIT FOR NFS-320SYS WITH INTEGRAL 240V POWER SUPPLY; INCLUDES CHASSIS AND 80-CHARACTER DISPLAY KEYPAD. FITS IN CAB-4 SERIES CABINET. | Quantity |  | 1 | 2769 | 26% | 2049.06
2213 | Notifier | DP-GDIS1 | GRAPHIC ANNUNCIATOR DRESS PLATE. DRESS PLATE IS USED WHEN THE 10" GRAPHIC DISPLAY IS MOUNTED IN THE TOP ROW OF A CAB-4 SERIES CABINET | Quantity |  | 1 | 158 | 26% | 116.92
2214 | Notifier | DP-GDIS2 | GRAPHIC ANNUNCIATOR DRESS PLATE. DRESS PLATE IS USED WHEN THE 10" GRAPHIC DISPLAY IS MOUNTED IN CAB-4 SERIES CABINET, EXCEPT TOP ROW | Quantity |  | 1 | 158 | 26% | 116.92
2215 | Notifier | FDU-80 | 80 CHARACTER DISPLAY ANNUNCIATOR. “SECURITY KEYPAD” MECHANICAL DESIGN. FOR USE WITH THE NFS-320, NFS2-640, NFS-640, NFW2-100, AND NFW-100 | Quantity |  | 1 | 660 | 26% | 488.4
2216 | Notifier | KDM-R2 | KEYBOARD DISPLAY MODULE; FOR CPU2-640 80-CHARACTER DISPLAY AND QWERTY PROGRAMMING KEYPAD INCLUDED. | Quantity |  | 1 | 1232 | 26% | 911.68
2217 | Notifier | LCD-160 | 160 CHARACTER DISPLAY ANNUNCIATOR; FOR USE WITH NFS-3030, NFS2-3030 AND NCA-2. | Quantity |  | 1 | 1010 | 26% | 747.4
2218 | Notifier | LCD-160-FR | 160 CHARACTER DISPLAY ANNUNCIATOR; FOR USE WITH NFS-3030, NFS2-3030 AND NCA-2. FRENCH | Quantity |  | 1 | 1030 | 26% | 762.2
2219 | Notifier | LCD-160-HE | 160 CHARACTER DISPLAY ANNUNCIATOR; FOR USE WITH NFS-3030, NFS2-3030 AND NCA-2. HEBREW | Quantity |  | 1 | 1030 | 26% | 762.2
2220 | Notifier | LCD-160-KO | 160 CHARACTER DISPLAY ANNUNCIATOR; FOR USE WITH NFS-3030, NFS2-3030 AND NCA-2. KOREAN | Quantity |  | 1 | 1030 | 26% | 762.2
2221 | Notifier | LCD-160-PO | 160 CHARACTER DISPLAY ANNUNCIATOR; FOR USE WITH NFS-3030, NFS2-3030 AND NCA-2. PORTUGUESE | Quantity |  | 1 | 1030 | 26% | 762.2
2222 | Notifier | LCD-160-SC | 160 CHARACTER DISPLAY ANNUNCIATOR; FOR USE WITH NFS-3030, NFS2-3030 AND NCA-2. SIMPLIFIED CHINESE | Quantity |  | 1 | 1030 | 26% | 762.2
2223 | Notifier | LCD-160-SP | 160 CHARACTER DISPLAY ANNUNCIATOR; FOR USE WITH NFS-3030, NFS2-3030 AND NCA-2. SPANISH | Quantity |  | 1 | 1030 | 26% | 762.2
2224 | Notifier | LCD-160-TC | 160 CHARACTER DISPLAY ANNUNCIATOR; FOR USE WITH NFS-3030, NFS2-3030 AND NCA-2. TRADITIONAL CHINESE | Quantity |  | 1 | 1030 | 26% | 762.2
2225 | Notifier | LCD2-80 | 80 CHARACTER LCD MIMIC ANNUNCIATOR. MOUNTS IN ABS-1T, ABF-1DB, ABF-1B BACK BOX. FOR ACS MODE/ZONED APPLICATIONS USE LCD-80 | Quantity |  | 1 | 980 | 26% | 725.2
2226 | Notifier | LCM-320 | LOOP CONTROL MODULE. EACH LCM MAY BE EXPANDED TO TWO LOOPS BY ADDING A LEM-320. NFS2-3030 AND NFS-3030 ONLY. | Quantity |  | 1 | 1655 | 26% | 1224.7
2227 | Notifier | LDM-32 | LAMP DRIVER ANNUNCIATOR CONTROL MODULE. FOR USE WITH CUSTOM GRAPHIC ANNUNCIATORS. 32 POINTS. | Quantity |  | 1 | 523 | 26% | 387.02
2228 | Notifier | LDM-CBL24 | 24” LAMP DRIVER ANNUNCIATOR LED CABLE. CONNECTS LDM TO GRAPHIC LED’S. | Quantity |  | 1 | 161 | 26% | 119.14
2229 | Notifier | LDM-CBL48 | 48” LAMP DRIVER ANNUNCIATOR LED CABLE. CONNECTS LDM TO GRAPHIC LED’S. | Quantity |  | 1 | 204 | 26% | 150.96
2230 | Notifier | LDM-E32 | LAMP DRIVER ANNUNCIATOR EXPANDER MODULE. FOR USE WITH CUSTOM GRAPHIC ANNUNCIATORS. 32 POINTS. | Quantity |  | 1 | 417 | 26% | 308.58
2231 | Notifier | LDM-R32 | RELAY MODULE. 32 FORM-A CONTACTS. CONNECTS TO LDM-32 OR LDM-E32. | Quantity |  | 1 | 783 | 26% | 579.42
2232 | Notifier | LEM-320 | LOOP EXPANDER MODULE. MOUNTS AS DAUGHTER BOARD TO LCM-320 TO PROVIDE EVEN NUMBERED SLC LOOPS. | Quantity |  | 1 | 1423 | 26% | 1053.02
2233 | Notifier | NCA/640-2-KIT | KIT FOR MOUNTING NCA-2 TO THE CHS2-M2 CHASSIS FOR THE NFS2-640. | Quantity |  | 1 | 52 | 26% | 38.48
2234 | Notifier | NCA-2 | NETWORK CONTROL ANNUNCIATOR-2, 640-CHARACTERS; ON SINGLE PANEL (ONE CPU2-640) NFS2-640 SYSTEMS, THE NCA-2 CAN BE THE PRIMARY DISPLAY FOR THE PANEL AND CONNECTS DIRECTLY TO THE CPU2-640. ON NETWORK SYSTEMS (TWO OR MORE FACPS), ONE NETWORK DISPLAY (EITHER NCA-2, NCS OR ONYXWORKS) IS REQUIRED FOR EVERY SYSTEM AND EACH NCA-2 CONNECTS TO AND REQUIRES AN NCM NETWORK CONTROL MODULE. MOUNTS IN A ROW OF FACP NODE OR IN TWO ANNUNCIATOR MODULE POSITIONS. MOUNTING OPTIONS INCLUDE: NCA/640-2-KIT (DIRECTLY MOUNTING TO THE CHS2-M2), CA-2, ADP-4B, OR IN AN ANNUNCIATOR BOX, SUCH AS THE ABS-2DB (REQUIRES THE CHS-2D). | Quantity |  | 1 | 1783 | 26% | 1319.42
2235 | Notifier | NCA-2-FR | NETWORK CONTROL ANNUNCIATOR-2, 640-CHARACTERS-FRENCH | Quantity |  | 1 | 1836 | 26% | 1358.64
2236 | Notifier | NCA-2-HE | NETWORK CONTROL ANNUNCIATOR-2, 640-CHARACTERS-HEBREW | Quantity |  | 1 | 1836 | 26% | 1358.64
2237 | Notifier | NCA-2-KO | NETWORK CONTROL ANNUNCIATOR-2, 640-CHARACTERS-KOREAN | Quantity |  | 1 | 1836 | 26% | 1358.64
2238 | Notifier | NCA-2-PO | NETWORK CONTROL ANNUNCIATOR-2, 640-CHARACTERS-PORTUGUESE | Quantity |  | 1 | 1836 | 26% | 1358.64
2239 | Notifier | NCA-2RETRO | RETRO-FIT PLATE FOR MOUNTING NCA2 ON A ADP-4B OR IN AN ABS-4B ENCLOSURE | Quantity |  | 1 | 49 | 26% | 36.26
2240 | Notifier | NCA-2-SC | NETWORK CONTROL ANNUNCIATOR-2, 640-CHARACTERS-SIMPLIFIED CHINESE | Quantity |  | 1 | 1836 | 26% | 1358.64
2241 | Notifier | NCA-2-SP | NETWORK CONTROL ANNUNCIATOR-2, 640-CHARACTERS-SPANISH | Quantity |  | 1 | 1836 | 26% | 1358.64
2242 | Notifier | NCA-2-TC | NETWORK CONTROL ANNUNCIATOR-2, 640-CHARACTERS-TRADITIONAL CHINESE | Quantity |  | 1 | 1836 | 26% | 1358.64
2243 | Notifier | NCD | INTUITIVE COLOR 10" TOUCH SCREEN PROVIDING COLOR CODED INFORMATION OF DETAILED SYSTEM STATUS; COMPATIBLE WITH ONYX SERIES NODES SUCH AS NFS2-3030, NFS-320, AND NFS2-640 FIRE ALARM CONTROL PANELS | Quantity |  | 1 | 1446 | 26% | 1070.04
2244 | Notifier | NFS-320 | NFS-320 INTELLIGENT FIRE ALARM PANEL; SINGLE PRINTED CIRCUIT BOARD WITH ONE SLC LOOP (318 DEVICES), - BACK-LIT, 80 CHARACTER DISPLAY, SYSTEM AND PROGRAMMING KEYPAD AND 6.0A POWER SUPPLY, 120 VAC, INCLUDES DOOR, DRESS PANEL AND BACK BOX, BLACK. | Quantity |  | 1 | 2822 | 26% | 2088.28
2245 | Notifier | NFS-320C | NFS-320 INTELLIGENT FIRE ALARM PANEL; SINGLE PRINTED CIRCUIT BOARD WITH ONE SLC LOOP (318 DEVICES), - BACK-LIT, 80 CHARACTER DISPLAY, SYSTEM AND PROGRAMMING KEYPAD AND 6.0 A POWER SUPPLY, 120 VAC, INCLUDES DOOR, ANNUNCIATOR DRESS PANEL AND BACK BOX, BLACK. ACCOMODATES THE INSTALLATION OF AN OPTIONAL ACM SERIES ANNUNCIATOR. UL/ULC LISTED | Quantity |  | 1 | 3080 | 26% | 2279.2
2246 | Notifier | NFS-320E | NFS-320 INTELLIGENT FIRE ALARM PANEL; SINGLE PRINTED CIRCUIT BOARD WITH ONE SLC LOOP (318 DEVICES), - BACK-LIT, 80 CHARACTER DISPLAY, SYSTEM AND PROGRAMMING KEYPAD AND 6.0 A POWER SUPPLY, 240 VAC, INCLUDES DOOR, DRESS PANEL AND BACK BOX, BLACK | Quantity |  | 1 | 2947 | 26% | 2180.78
2247 | Notifier | NFS-320E-PO | NFS-320, BLACK - 240 VAC, PORTUGUESE | Quantity |  | 1 | 2947 | 26% | 2180.78
2248 | Notifier | NFS-320E-SP | NFS-320, BLACK - 240 VAC, SPANISH | Quantity |  | 1 | 2947 | 26% | 2180.78
2249 | Notifier | NFS-320-PO | NFS-320, BLACK - 120 VAC, PORTUGUESE | Quantity |  | 1 | 2947 | 26% | 2180.78
2250 | Notifier | NFS-320R | NFS-320 INTELLIGENT FIRE ALARM PANEL; SINGLE PRINTED CIRCUIT BOARD WITH ONE SLC LOOP (318 DEVICES), - BACK-LIT, 80 CHARACTER DISPLAY, SYSTEM AND PROGRAMMING KEYPAD AND 6.0A POWER SUPPLY, 120 VAC, INCLUDES DOOR, DRESS PANEL AND BACK BOX, RED | Quantity |  | 1 | 2820 | 26% | 2086.8
2251 | Notifier | NFS-320-SP | NFS-320, BLACK - 120 VAC, SPANISH | Quantity |  | 1 | 2943 | 26% | 2177.82
2252 | Notifier | ROM-2.84-SCS | SOFTWARE KIT FOR SCS-8 / SCS-8L VERSION 2.84 | Quantity |  | 1 | 236 | 26% | 174.64
2253 | Notifier | ROM4.00-SCS | SOFTWARE KIT FOR SCS-8 / SCS-8L VERSION 4.00 | Quantity |  | 1 | 236 | 26% | 174.64
2254 | Notifier | SCE-8 | SMOKE CONTROL EXPANDER. EXPANDS SCS-8 TO 16 SWITCHES. | Quantity |  | 1 | 734 | 26% | 543.16
2255 | Notifier | SCE-8L | SMOKE CONTROL LAMP DRIVER EXPANDER. EXPANDS SCS-8L TO 16 OUTPUTS. | Quantity |  | 1 | 364 | 26% | 269.36
2256 | Notifier | SCS-8 | SMOKE CONTROL MASTER; INCLUDES EIGHT ON/OFF/AUTO SWITCHES. SUPPORTS ONE SCE-8. INCLUDES MANUAL, SLIDE-IN LABELS. MOUNTS IN ADP-4 OR ABS-4D. | Quantity |  | 1 | 967 | 26% | 715.58
2257 | Notifier | SCS-8L | SMOKE CONTROL LAMP DRIVER. OUTPUTS FOR 8 ON/OFF/AUTO SW/LED’S. INTENDED FOR CUSTOM BUILT SMOKE CONTROL STATIONS. SUPPORT ONE SCE-8L. | Quantity |  | 1 | 723 | 26% | 535.02
2258 | Notifier | SCS8L-CBL48 | CABLE ASSEMBLY FOR SMOKE CONTROL LAMP DRIVER, 48 INCHES. | Quantity |  | 1 | 210 | 26% | 155.4
2259 | Notifier | 18439 | CHASSIS USED WITH BB-XP | Quantity |  | 1 | 24.5 | 26% | 18.13
2260 | Notifier | 2D51 | REPLACEMENT 4-WIRE HEAD | Quantity |  | 1 | 89.75 | 26% | 66.415
2261 | Notifier | 2W-B | I³ PHOTO DETECTOR, 2-WIRE, 12/24 VDC, PHOTO. | Quantity |  | 1 | 68.5 | 26% | 50.69
2262 | Notifier | 2WT-B | I³ PHOTO DETECTOR, 2-WIRE, 12/24 VDC, PHOTO THERMAL. | Quantity |  | 1 | 71.25 | 26% | 52.725
2263 | Notifier | 4W-B | I³ PHOTO DETECTOR, 4-WIRE, 12/24 VDC, PHOTO. | Quantity |  | 1 | 71.5 | 26% | 52.91
2264 | Notifier | 4WT-B | I³ PHOTO DETECTOR, 4-WIRE, 12/24 VDC, PHOTO THERMAL. | Quantity |  | 1 | 82.75 | 26% | 61.235
2265 | Notifier | 5601P | 135 °F (57° C) FIXED AND RATE-OF-RISE. (PLAIN) | Quantity |  | 1 | 22.5 | 26% | 16.65
2266 | Notifier | 5602 | 194 °F (90° C) FIXED AND RATE-OF-RISE. | Quantity |  | 1 | 22.5 | 26% | 16.65
2267 | Notifier | 5603 | 135 °F (57° C) FIXED TEMPERATURE. | Quantity |  | 1 | 22.5 | 26% | 16.65
2268 | Notifier | 5604 | 194 °F (90° C) FIXED TEMPERATURE. | Quantity |  | 1 | 22.5 | 26% | 16.65
2269 | Notifier | 5621 | 135 °F (57° C) FIXED AND RATE-OF-RISE, DUAL CIRCUIT. | Quantity |  | 1 | 39.5 | 26% | 29.23
2270 | Notifier | 5622 | 194 °F (90° C) FIXED AND RATE-OF-RISE, DUAL CIRCUIT. | Quantity |  | 1 | 39.5 | 26% | 29.23
2271 | Notifier | 5623 | 135 °F (57° C) FIXED TEMPERATURE, DUAL CIRCUIT. | Quantity |  | 1 | 39.5 | 26% | 29.23
2272 | Notifier | 5624 | 194 °F (90° C) FIXED TEMPERATURE, DUAL CIRCUIT. | Quantity |  | 1 | 39.5 | 26% | 29.23
2273 | Notifier | 6500-MMK | HEAVY DUTY MULTI-MOUNT KIT (FOR INSTALLATIONS PRONE TO VIBRATION OR WHERE THERE IS DIFFICULTY IN MAINTAINING THE SET ANGLE. WHEN INSTALLED WITH THE TRANSMITTER/RECEIVER UNIT, 6500-SMK MUST BE USED AS WELL) | Quantity |  | 1 | 232.5 | 26% | 172.05
2274 | Notifier | 6500-SMK | SURFACE-MOUNT KIT FOR USE WITH THE BEAM1224 AND FSB-200 WHEN USING THE 6500-MMK HEAVY DUTY MULTI-MOUNT KIT | Quantity |  | 1 | 61.75 | 26% | 45.695
2275 | Notifier | APA151 | ANNUNCIATOR WITH PIEZO, ALARM AND POWER LED’S. | Quantity |  | 1 | 53.75 | 26% | 39.775
2276 | Notifier | B501BP | AVAILABLE ON/ABOUT MARCH 2018/INTELLIGENT DETECTOR BASES, WITHOUT FLANGE; PACKAGE OF TEN (10). | Quantity |  | 1 | 150.25 | 26% | 111.185
2277 | Notifier | BB-XP | CABINET FOR TWO XP BOARDS, SURFACE MOUNT. | Quantity |  | 1 | 118 | 26% | 87.32
2278 | Notifier | BCK-200B | BLACK DETECTOR CONVERSION KIT FOR THE 851 SERIES; PACKAGE OF TEN (10) BLACK TRIM RINGS, TEN (10) BLACK DETECTOR HOUSINGS, USE W/ LOW-PROFILE ION, PHOTO, & VIEW DETECTORS ONLY (CONVENTIONAL/INTELLIGENT). WILL NOT FIT THERMAL DETECTORS OR INTELLIQUAD/INTELLIQUAD PLUS | Quantity |  | 1 | 129.25 | 26% | 95.645
2279 | Notifier | BEAM1224 | PROJECTED BEAM SMOKE DETECTOR, SINGLE-ENDED REFLECTED TYPE, INCLUDES TROUBLE RELAY, TRANSMITTER/RECEIVER IN ONE UNIT. | Quantity |  | 1 | 1279.75 | 26% | 947.015
2280 | Notifier | BEAM1224S | SAME AS BEAM1224 WITH BUILT-IN SENSITIVITY TEST FILTER. | Quantity |  | 1 | 1360 | 26% | 1006.4
2281 | Notifier | BEAMHK | BEAM DETECTOR HEATER KIT | Quantity |  | 1 | 42.75 | 26% | 31.635
2282 | Notifier | BEAMHKR | BEAM DETECTOR HEATER KIT FOR REFLECTORS, 4 USED WITH LONG RANGE KIT | Quantity |  | 1 | 214.25 | 26% | 158.545
2283 | Notifier | BEAMLRK | PROJECTED BEAM SMOKE DETECTOR LONG RANGE KIT, INCREASES DISTANCE. | Quantity |  | 1 | 167 | 26% | 123.58
2284 | Notifier | BEAMMMK | PROJECTED BEAM SMOKE DETECTOR MULTI-MOUNT KIT, WALL OR CEILING. | Quantity |  | 1 | 93.75 | 26% | 69.375
2285 | Notifier | BEAMSMK | PROJECTED BEAM SMOKE DETECTOR SURFACE MOUNT KIT. | Quantity |  | 1 | 56.25 | 26% | 41.625
2286 | Notifier | BG12TR | TRIM RING FOR ALL NBG12 SERIES PULL STATIONS | Quantity |  | 1 | 20 | 26% | 14.8
2287 | Notifier | BG-2R | ONE END TAPPED FOR 1/2” CONDUIT, RED. | Quantity |  | 1 | 40 | 26% | 29.6
2288 | Notifier | C58-227-01 | REPLACEMENT DUST COVER FOR LOW PROFILE DETECTORS | Quantity |  | 1 | 4.25 | 26% | 3.145
2289 | Notifier | CB500 | CONTROL MODULE BARRIER. REQUIRED TO SEPARATE HIGH VOLTAGE FROM LOW VOLTAGE WHEN MODULE IS INSTALLED IN A 4” BOX | Quantity |  | 1 | 16.5 | 26% | 12.21
2290 | Notifier | D2 | INNOVAIRFLEX 2-WIRE CONVENTIONAL PHOTOELECTRIC DUCT DETECTOR, INCLUDES 2151 DETECTOR. | Quantity |  | 1 | 249 | 26% | 184.26
2291 | Notifier | D4120 | INNOVAIRFLEX 4-WIRE CONVENTIONAL PHOTOELECTRIC DUCT DETECTOR, INCLUDES 2D51 DETECTOR. | Quantity |  | 1 | 246.5 | 26% | 182.41
2292 | Notifier | D4120W | INNOVAIRFLEX 4-WIRE CONVENTIONAL PHOTOELECTRIC DUCT DETECTOR, INCLUDES 2D51 DETECTOR, WATERTIGHT. | Quantity |  | 1 | 338 | 26% | 250.12
2293 | Notifier | D4S | INNOVAIRFLEX 4-WIRE CONVENTIONAL SENSOR ONLY COMPONENT | Quantity |  | 1 | 163 | 26% | 120.62
2294 | Notifier | DCOIL | INNOVAIRFLEX DUCT ACCESSORY COIL, REQUIRED ON DNR IF A REMOTE TEST STATION IS USED | Quantity |  | 1 | 42.75 | 26% | 31.635
2295 | Notifier | DH400OE-1 | WEATHERPROOF HOUSING FOR THE DH400ACDCIHT CONVENTIONAL HIGH TEMPERATURE DUCT DETECTOR. | Quantity |  | 1 | 391 | 26% | 289.34
2296 | Notifier | DNR | INNOVAIRFLEX INTELLIGENT DUCT DETECTOR, NON-RELAY, DOES NOT INCLUDE HEAD. | Quantity |  | 1 | 141.5 | 26% | 104.71
2297 | Notifier | DNRW | INNOVAIRFLEX DUCT DETECTOR, NON-RELAY, DOES NOT INCLUDE HEAD, WATERTIGHT. | Quantity |  | 1 | 246.5 | 26% | 182.41
2298 | Notifier | DST1 | INNOVAIRFLEX SAMPLING TUBE, STEEL, 1’ WITH HOLES | Quantity |  | 1 | 12.25 | 26% | 9.065
2299 | Notifier | DST1.5 | INNOVAIRFLEX SAMPLING TUBE, STEEL, 1.5’ WITH HOLES | Quantity |  | 1 | 15.5 | 26% | 11.47
2300 | Notifier | DST10 | INNOVAIRFLEX SAMPLING TUBE, STEEL, 10’ WITH HOLES | Quantity |  | 1 | 47.5 | 26% | 35.15
2301 | Notifier | DST3 | INNOVAIRFLEX SAMPLING TUBE, STEEL, 3’ WITH HOLES | Quantity |  | 1 | 21 | 26% | 15.54
2302 | Notifier | DST5 | INNOVAIRFLEX SAMPLING TUBE, STEEL, 5’ WITH HOLES | Quantity |  | 1 | 23.25 | 26% | 17.205
2303 | Notifier | EOLR-1 | 12 OR 24 VOLT EOL RELAY MODULE. | Quantity |  | 1 | 29 | 26% | 21.46
2304 | Notifier | ETX | INNOVAIRFLEX EXHAUST TUBE, STEEL, 1’ | Quantity |  | 1 | 17 | 26% | 12.58
2305 | Notifier | F110 | RETROFIT FLANGE FOR BX-501 BASE; CONVERTS CLASSIC HIGH PROFILE TO LOW PROFILE BASE. | Quantity |  | 1 | 9 | 26% | 6.66
2306 | Notifier | FAPT-851 | ACCLIMATE™ INTELLIGENT PHOTO THERMAL DETECTOR; WITH FLASHSCAN | Quantity |  | 1 | 125 | 26% | 92.5
2307 | Notifier | FCM-1 | ADDRESSABLE CONTROL MODULE WITH FLASHSCAN; CONFIGURED FOR ONE CLASS A OR CLASS B NAC. | Quantity |  | 1 | 117 | 26% | 86.58
2308 | Notifier | FCM-1-REL | ADDRESSABLE RELEASING MODULE, FLASHSCAN ONLY. | Quantity |  | 1 | 235 | 26% | 173.9
2309 | Notifier | FCO-851 | INTELLIQUAD PLUS INTELLIGENT ADDRESSABLE COMBINATION MULTI-CRITERIA FIRE AND CARBON MONOXIDE (CO) DETECTOR WITH FLASHSCAN. COMBINES PHOTOELECTRIC, THERMAL, INFRARED AND CO SENSORS TO DETECT FIRE / SMOKE. CO LEVEL IS ALSO MONITORED AND REPORTED SEPARATELY FOR LIFE SAFETY PURPOSES | Quantity |  | 1 | 225 | 26% | 166.5
2310 | Notifier | FDM-1 | ADDRESSABLE DUAL MONITOR MODULE; WITH FLASHSCAN, TWO CLASS B CIRCUITS. | Quantity |  | 1 | 135 | 26% | 99.9
2311 | Notifier | FDRM-1 | ADDRESSABLE DUAL MONITOR/DUAL RELAY MODULE. PROVIDES TWO INDEPENDENT CLASS B MONITOR CIRCUITS AND TWO INDEPENDENT FORM C RELAYS | Quantity |  | 1 | 304 | 26% | 224.96
2312 | Notifier | FMM-1 | ADDRESSABLE MONITOR MODULE; WITH FLASHSCAN; SUPERVISES EITHER A CLASS A OR CLASS B CIRCUIT OF DRY-CONTACT INPUT DEVICES. | Quantity |  | 1 | 86 | 26% | 63.64
2313 | Notifier | FMM-101 | ADDRESSABLE MINI MODULE WITH FLASHSCAN; SUPERVISES A CLASS B CIRCUIT OF DRY-CONTACT DEVISES. | Quantity |  | 1 | 73 | 26% | 54.02
2314 | Notifier | FMM-4-20 | ADDRESSABLE MODULE WITH FLASHSCAN FOR INTERFACING TO INDUSTRY STANDARD 4-20MA DEVICES (USED WITH NFS2-3030 ONLY) | Quantity |  | 1 | 206 | 26% | 152.44
2315 | Notifier | FP-BLACK-BP | BLACK FACEPLATE 10-PACK | Quantity |  | 1 | 78 | 26% | 57.72
2316 | Notifier | FP-WHITE-2-BP | WHITE FACEPLATE 2 IN/2 OUT 10-PACK | Quantity |  | 1 | 81.5 | 26% | 60.31
2317 | Notifier | FP-WHITE-BP | WHITE FACEPLATE 10-PACK | Quantity |  | 1 | 69.75 | 26% | 51.615
2318 | Notifier | FRM-1 | ADDRESSABLE RELAY MODULE WITH FLASHSCAN; PROVIDES TWO FORM-C DRY CONTACTS THAT SWITCH TOGETHER. | Quantity |  | 1 | 109 | 26% | 80.66
2319 | Notifier | FSB-200 | ADDRESSABLE BEAM DETECTOR | Quantity |  | 1 | 1518 | 26% | 1123.32
2320 | Notifier | FSB-200S | ADDRESSABLE BEAM DETECTOR WITH REMOTE TEST FEATURE | Quantity |  | 1 | 1743 | 26% | 1289.82
2321 | Notifier | FSC-851 | INTELLIQUADTM - INTELLIGENT ADDRESSABLE MULTICRITERIA FIRE DETECTOR. DETECTS ALL 4 ELEMENTS OF A FIRE, THERMAL, PHOTO, CO AND IR; WITH FLASHSCAN | Quantity |  | 1 | 219 | 26% | 162.06
2322 | Notifier | FTM-1 | ADDRESSABLE FIREPHONE CONTROL MODULE WITH FLASHSCAN. COMPATIBLE WITH NFS2-3030 AND NFS2-640 WITH FLASHSCAN SOFTWARE VER. 2.0, VER. 3.0 RESPECTIVELY. | Quantity |  | 1 | 165 | 26% | 122.1
2323 | Notifier | FZM-1 | ADDRESSABLE 2-WIRE DETECTOR MONITOR MODULE; WITH FLASHSCAN. | Quantity |  | 1 | 164 | 26% | 121.36
2324 | Notifier | ISO-6 | SIX CIRCUIT ISOLATOR MODULE | Quantity |  | 1 | 473.5 | 26% | 350.39
2325 | Notifier | ISO-X | SLC LOOP ISOLATOR MODULE; ISOLATES AGAINST SHORT CIRCUITS ON THE SLC. | Quantity |  | 1 | 84 | 26% | 62.16
2326 | Notifier | M02-04-00 | TEST MAGNET ONLY. | Quantity |  | 1 | 8.5 | 26% | 6.29
2327 | Notifier | M02-09-00 | TELESCOPE HANDLE WITH TEST MAGNET. | Quantity |  | 1 | 38.5 | 26% | 28.49
2328 | Notifier | MR-101/CR | RELAY, SPDT, IN A RED METAL ENCLOSURE | Quantity |  | 1 | 41 | 26% | 30.34
2329 | Notifier | MR-101/T | RELAY, SPDT, TRACK MOUNT | Quantity |  | 1 | 24.8 | 26% | 18.352
2330 | Notifier | MR-104/CR | RELAY, 4 SPDT, IN A RED METAL ENCLOSURE | Quantity |  | 1 | 131.9 | 26% | 97.606
2331 | Notifier | MR-104/T | RELAY, 4 SPDT, TRACK MOUNT | Quantity |  | 1 | 77.1 | 26% | 57.054
2332 | Notifier | MR-199X-13C | DPDT, 24 VDC, IN STEEL ENCLOSURE, 30-AMP CONTACTS. | Quantity |  | 1 | 137.4 | 26% | 101.676
2333 | Notifier | MR-199X-14C | DPDT, 120 VAC, IN STEEL ENCLOSURE, 30-AMP CONTACTS. | Quantity |  | 1 | 137.2 | 26% | 101.528
2334 | Notifier | MR-201/CR | RELAY, DPDT, IN A RED METAL ENCLOSURE | Quantity |  | 1 | 44.2 | 26% | 32.708
2335 | Notifier | MR-201/T | RELAY, DPDT, TRACK MOUNT | Quantity |  | 1 | 29 | 26% | 21.46
2336 | Notifier | MR-204/CR | RELAY, 4 DPDT, IN A RED METAL ENCLOSURE | Quantity |  | 1 | 149.4 | 26% | 110.556
2337 | Notifier | MR-204/T | RELAY, 4 DPDT, TRACK MOUNT | Quantity |  | 1 | 96.9 | 26% | 71.706
2338 | Notifier | NBG-12 | DUAL ACTION STATION, RED, TERMINAL BLOCK, HEX KEY. | Quantity |  | 1 | 40.5 | 26% | 29.97
2339 | Notifier | NBG-12L | DUAL ACTION STATION, RED, TERMINAL BLOCK, NOTIFIER KEY LOCK. | Quantity |  | 1 | 45 | 26% | 33.3
2340 | Notifier | NBG-12LO | DUAL ACTION STATION; OUTDOOR APPLICATIONS, RED, TERMINAL BLOCK, NOTIFIER KEY LOCK, USE WITH WBB, OR SB-I/O. | Quantity |  | 1 | 118 | 26% | 87.32
2341 | Notifier | NBG-12LOB | DUAL ACTION STATION; OUTDOOR APPLICATIONS, RED, TERMINAL BLOCK, NOTIFIER KEY LOCK, INCLUDES SB-I/O BACKBOX. | Quantity |  | 1 | 162 | 26% | 119.88
2342 | Notifier | NBG-12LPS | DUAL ACTION STATION, RED, TERMINAL BLOCK, NOTIFIER KEY LOCK, PRESIGNAL. | Quantity |  | 1 | 86 | 26% | 63.64
2343 | Notifier | NBG-12LPSP | DUAL ACTION STATION, RED, TERMINAL BLOCK, NOTIFIER KEY LOCK, PRESIGNAL. LABELED IN SPANISH, “FUEGO”. | Quantity |  | 1 | 86 | 26% | 63.64
2344 | Notifier | NBG-12LR | DUAL ACTION RELEASING STATION,RED, TERMINAL BLOCK, NOTIFIER KEY LOCK. | Quantity |  | 1 | 64 | 26% | 47.36
2345 | Notifier | NBG-12LRA | DUAL ACTION RELEASING STATION WITH ABORT, RED, TERMINAL BLOCK, NOTIFIER KEY LOCK. | Quantity |  | 1 | 208 | 26% | 153.92
2346 | Notifier | NBG-12LSP | DUAL ACTION STATION, RED, TERMINAL BLOCK, NOTIFIER KEY LOCK, SPANISH. | Quantity |  | 1 | 47 | 26% | 34.78
2347 | Notifier | NBG-12LX | ADDRESSABLE NBG-12L PULL STATION; WITH FLASHSCAN. | Quantity |  | 1 | 132 | 26% | 97.68
2348 | Notifier | NBG-12LXBL | ADDRESSABLE NBG-12L PULL STATION; WITH FLASHSCAN, BLANK (NO BRAND) | Quantity |  | 1 | 137 | 26% | 101.38
2349 | Notifier | NBG-12LXP | ADDRESSABLE NBG-12L PULL STATION; WITH FLASHSCAN. PORTUGUESE | Quantity |  | 1 | 142 | 26% | 105.08
2350 | Notifier | NBG-12LXSP | ADDRESSABLE NBG-12L PULL STATION; WITH FLASHSCAN. SPANISH | Quantity |  | 1 | 142 | 26% | 105.08
2351 | Notifier | NBG-12S | SINGLE ACTION STATION, RED, PIG TAIL LEADS, HEX KEY. | Quantity |  | 1 | 36 | 26% | 26.64
2352 | Notifier | NP-100R | REMOTE TEST CAPABLE INTELLIGENT ADDRESSABLE PHOTO DETECTOR; FOR USE WITH DNR(W) DUCT DETECTOR HOUSING | Quantity |  | 1 | 95 | 26% | 70.3
2353 | Notifier | PAM-1 | ENCAPSULATED, 24VAC/24VDC/115VAC RELAY, 10 AMP, FORM C | Quantity |  | 1 | 17.5 | 26% | 12.95
2354 | Notifier | PAM-2 | ENCAPSULATED, 12/24VDC RELAY, 7 AMP, FORM C | Quantity |  | 1 | 17.5 | 26% | 12.95
2355 | Notifier | PAM-4 | ENCAPSULATED WITH FLYING LEAD, 9VDC- 40VDC RELAY; 10 AMP, FORM C, 15MA OP CURRENT | Quantity |  | 1 | 17.5 | 26% | 12.95
2356 | Notifier | PF24V | ONYX EXIT POINT DIRECTIONAL SOUND SPEAKER WITH VOICE AND INTEGRAL AUDIO AMPLIFIER. 24 VOLT, 4 FIELD SELECTABLE SOUND PULSE PATTERNS. | Quantity |  | 1 | 279 | 26% | 206.46
2357 | Notifier | PR-1 | RELAY, SPDT, MULTIVOLT, 24VDC, 24/115VAC | Quantity |  | 1 | 20 | 26% | 14.8
2358 | Notifier | PR-2 | RELAY, SPDT, MULTIVOLT, 10-40VDC | Quantity |  | 1 | 20 | 26% | 14.8
2359 | Notifier | PR-3 | RELAY, SPDT, MULTIVOLT, 10-40VDC, REDUNDANT POWER INPUT | Quantity |  | 1 | 20 | 26% | 14.8
2360 | Notifier | R-10E | RELAY, SPDT, MULTIVOLT, TRACK MOUNT, METAL ENCLOSURE | Quantity |  | 1 | 40.5 | 26% | 29.97
2361 | Notifier | R-10T | RELAY, SPDT, MULTIVOLT, TRACK MOUNT | Quantity |  | 1 | 27 | 26% | 19.98
2362 | Notifier | R-14E | 4-GANG RELAY, SPDT, MULTIVOLT, TRACK MOUNT, METAL ENCLOSURE | Quantity |  | 1 | 129.75 | 26% | 96.015
2363 | Notifier | R-14T | 4-GANG RELAY, SPDT, MULTIVOLT, TRACK MOUNT | Quantity |  | 1 | 88.25 | 26% | 65.305
2364 | Notifier | R-20E | RELAY, DPDT, MULTIVOLT, TRACK MOUNT, METAL ENCLOSURE | Quantity |  | 1 | 47 | 26% | 34.78
2365 | Notifier | R-20T | RELAY, DPDT, MULTIVOLT, TRACK MOUNT | Quantity |  | 1 | 28.75 | 26% | 21.275
2366 | Notifier | R-24E | 4-GANG RELAY, DPDT, MULTIVOLT, TRACK MOUNT, METAL ENCLOSURE | Quantity |  | 1 | 149.5 | 26% | 110.63
2367 | Notifier | R-24T | 4-GANG RELAY, DPDT, MULTIVOLT, TRACK MOUNT | Quantity |  | 1 | 105 | 26% | 77.7
2368 | Notifier | RA100Z | REMOTE LED. MOUNTS TO SINGLE GANG BOX. | Quantity |  | 1 | 30.25 | 26% | 22.385
2369 | Notifier | RF-FTX | BOX OF 6 FILTERS FOR HARSH DETECTOR. | Quantity |  | 1 | 62.5 | 26% | 46.25
2370 | Notifier | RTS151 | REMOTE TEST STATION; WITH SWITCH, ALARM AND POWER LED’S. | Quantity |  | 1 | 62 | 26% | 45.88
2371 | Notifier | RTS151KEY | REMOTE TEST STATION; WITH SWITCH, ALARM AND POWER LED’S, KEY RESET. | Quantity |  | 1 | 91.75 | 26% | 67.895
2372 | Notifier | SB-10 | SURFACE BACK-BOX FOR ALL NBG-10 OR NBG-12; EXCEPT NBG-12LRA. METAL | Quantity |  | 1 | 16.75 | 26% | 12.395
2373 | Notifier | SBA-10 | SURFACE BACK-BOX; FOR NBG-12LRA. | Quantity |  | 1 | 21.25 | 26% | 15.725
2374 | Notifier | SB-I/O | INDOOR/OUTDOOR BACKBOX FOR NBG-12 SERIES; EXCEPT NBG-12LRA, USE IN OUTDOOR APPLICATIONS WITH NBG-12LO “ONLY”. UL LISTED. PLASTIC | Quantity |  | 1 | 18.5 | 26% | 13.69
2375 | Notifier | SMB500-WH | WHITE BACKBOX | Quantity |  | 1 | 15.5 | 26% | 11.47
2376 | Notifier | SMB600 | SURFACE MOUNT BOX; FOR 400 & 500 SERIES DETECTORS AND SOUNDER BASES. | Quantity |  | 1 | 18 | 26% | 13.32
2377 | Notifier | SYNC-1 | SYNCHRONIZATION DAUGHTER MODULE FOR XP6-C; INCLUDES SSD SYNC. | Quantity |  | 1 | 76.5 | 26% | 56.61
2378 | Notifier | XP10-M | XP10 TRANSPONDER MONITOR MODULE, 10 CIRCUITS CLASS A OR B. | Quantity |  | 1 | 663 | 26% | 490.62
2379 | Notifier | XP-4 | EXTENSION POLE, 15 FT. (THREE, 5FT. POLES) FOR USE WITH XR2, XR2B AND XR5. | Quantity |  | 1 | 272.5 | 26% | 201.65
2380 | Notifier | XP6-C | XP6 TRANSPONDER CONTROL MODULE, 6 CIRCUITS CLASS A OR B. | Quantity |  | 1 | 565 | 26% | 418.1
2381 | Notifier | XP6-MA | XP6 TRANSPONDER 2-WIRE DETECTOR MONITOR MODULE; 6 CIRCUITS CLASS A OR B. | Quantity |  | 1 | 696 | 26% | 515.04
2382 | Notifier | XP6-R | XP6 TRANSPONDER RELAY MODULE, 6 CIRCUITS CLASS A OR B. | Quantity |  | 1 | 537 | 26% | 397.38
2383 | Notifier | XR2 | DETECTOR INSTALLATION/REMOVAL TOOL KIT, LOW PROFILE FOR 700 SERIES DETECTORS. | Quantity |  | 1 | 192.5 | 26% | 142.45
2384 | Notifier | XR2B | DETECTOR INSTALLATION/REMOVAL TOOL KIT FOR 800 AND 355 SERIES DETECTORS. | Quantity |  | 1 | 207 | 26% | 153.18
2385 | Notifier | B200S | INTELLIGENT, ADDRESSABLE, PROGRAMMABLE PLUG-IN SOUNDER BASE HIGH OR LOW VOLUME OUTPUT WITH ANSI TEMPORAL 3 OR TEMPORAL 4, CONTINUOUS, MARCH OR CUSTOM TONE; DISCONTINUING END OF 2018 | Quantity |  | 1 | 86.75 | 26% | 64.195
2386 | Notifier | B200S-IV | INTELLIGENT, ADDRESSABLE, PROGRAMMABLE PLUG-IN SOUNDER BASE HIGH OR LOW VOLUME OUTPUT WITH ANSI TEMPORAL 3 OR TEMPORAL 4, CONTINUOUS, MARCH OR CUSTOM TONE; IVORY | Quantity |  | 1 | 86.75 | 26% | 64.195
2387 | Notifier | B200S-LF | INTELLIGENT, ADDRESSABLE, PROGRAMMABLE LOW FREQUENCY PLUG-IN SOUNDER BASE. HIGH OR LOW VOLUME OUTPUT WITH ANSI TEMPORAL 3 OR TEMPORAL 4, CONTINUOUS MARCH TIME OR CUSTOM TONE; DISCONTINUING END OF 2018 | Quantity |  | 1 | 140 | 26% | 103.6
2388 | Notifier | B200S-LF-IV | INTELLIGENT, ADDRESSABLE, PROGRAMMABLE LOW FREQUENCY PLUG-IN SOUNDER BASE. HIGH OR LOW VOLUME OUTPUT WITH ANSI TEMPORAL 3 OR TEMPORAL 4, CONTINUOUS MARCH TIME OR CUSTOM TONE; IVORY | Quantity |  | 1 | 140 | 26% | 103.6
2389 | Notifier | B200S-LF-WH | INTELLIGENT, ADDRESSABLE, PROGRAMMABLE LOW FREQUENCY PLUG-IN SOUNDER BASE. HIGH OR LOW VOLUME OUTPUT WITH ANSI TEMPORAL 3 OR TEMPORAL 4, CONTINUOUS MARCH TIME OR CUSTOM TONE; WHITE | Quantity |  | 1 | 134 | 26% | 99.16
2390 | Notifier | B200SR | INTELLIGENT PLUG-IN SOUNDER BASE WITH ANSI TEMPORAL 3 OR CONTINUOUS TONE; DISCONTINUING END OF 2018 | Quantity |  | 1 | 83 | 26% | 61.42
2391 | Notifier | B200SR-IV | INTELLIGENT PLUG-IN SOUNDER BASE WITH ANSI TEMPORAL 3 OR CONTINUOUS TONE; IVORY | Quantity |  | 1 | 83 | 26% | 61.42
2392 | Notifier | B200SR-LF | INTELLIGENT LOW-FREQUENCY PLUG-IN SUNDER BASE WITH ANSI TEMPORAL 3 OR CONTINOUS TONE; DISCONTINUING END OF 2018 | Quantity |  | 1 | 137.5 | 26% | 101.75
2393 | Notifier | B200SR-LF-IV | INTELLIGENT LOW-FREQUENCY PLUG-IN SUNDER BASE WITH ANSI TEMPORAL 3 OR CONTINOUS TONE; IVORY | Quantity |  | 1 | 137.5 | 26% | 101.75
2394 | Notifier | B200SR-LF-WH | INTELLIGENT LOW-FREQUENCY PLUG-IN SUNDER BASE WITH ANSI TEMPORAL 3 OR CONTINOUS TONE; WHITE | Quantity |  | 1 | 132 | 26% | 97.68
2395 | Notifier | B200SR-WH | INTELLIGENT PLUG-IN SOUNDER BASE WITH ANSI TEMPORAL 3 OR CONTINUOUS TONE; WHITE | Quantity |  | 1 | 77.5 | 26% | 57.35
2396 | Notifier | B200S-WH | INTELLIGENT, ADDRESSABLE, PROGRAMMABLE PLUG-IN SOUNDER BASE HIGH OR LOW VOLUME OUTPUT WITH ANSI TEMPORAL 3 OR TEMPORAL 4, CONTINUOUS, MARCH OR CUSTOM TONE; WHITE | Quantity |  | 1 | 81 | 26% | 59.94
2397 | Notifier | B210LP | INTELLIGENT FLANGED MOUNTING BASE; IVORY; DISCONTINUING END OF 2018 | Quantity |  | 1 | 24.5 | 26% | 18.13
2398 | Notifier | B210LPBP | INTELLIGENT FLANGED MOUNTING BASE; PKG. OF 10; IVORY; DISCONTINUING END OF 2018 | Quantity |  | 1 | 221.5 | 26% | 163.91
2399 | Notifier | B224BI | INTELLIGENT ISOLATOR BASE; DISCONTINUING END OF 2018 | Quantity |  | 1 | 63.5 | 26% | 46.99
2400 | Notifier | B224BI-IV | INTELLIGENT ISOLATOR BASE; IVORY | Quantity |  | 1 | 63.5 | 26% | 46.99
2401 | Notifier | B224BI-WH | INTELLIGENT ISOLATOR BASE; WHITE | Quantity |  | 1 | 57.75 | 26% | 42.735
2402 | Notifier | B224RB | INTELLIGENT RELAY BASE; DISCONTINUING END OF 2018 | Quantity |  | 1 | 64.5 | 26% | 47.73
2403 | Notifier | B224RB-IV | INTELLIGENT RELAY BASE; IVORY | Quantity |  | 1 | 64.5 | 26% | 47.73
2404 | Notifier | B224RB-WH | INTELLIGENT RELAY BASE; WHITE | Quantity |  | 1 | 59 | 26% | 43.66
2405 | Notifier | B300-6 | AVAILABLE ON/ABOUT MARCH 2018/INTELLIGENT FLANGED MOUNTING BASE; 6" INCH; WHITE | Quantity |  | 1 | 18 | 26% | 13.32
2406 | Notifier | B300-6-BP | AVAILABLE ON/ABOUT MARCH 2018/INTELLIGENT FLANGED MOUNTING BASE; 6" INCH; PACK OF 10; WHITE | Quantity |  | 1 | 157 | 26% | 116.18
2407 | Notifier | B300-6-IV | AVAILABLE ON/ABOUT MARCH 2018/INTELLIGENT FLANGED MOUNTING BASE; 6" INCH; IVORY | Quantity |  | 1 | 24 | 26% | 17.76
2408 | Notifier | B501 | INTELLIGENT DETECTOR BASE, WITHOUT FLANGE; DISCONTINUING END OF 2018 | Quantity |  | 1 | 30 | 26% | 22.2
2409 | Notifier | B501-BL | AVAILABLE ON/ABOUT MARCH 2018/INTELLIGENT DETECTOR BASE, WITHOUT FLANGE; BLACK; DISCONTINUING END OF 2018 | Quantity |  | 1 | 30 | 26% | 22.2
2410 | Notifier | B501-IV | AVAILABLE ON/ABOUT MARCH 2018/INTELLIGENT DETECTOR BASE, WITHOUT FLANGE; IVORY; DISCONTINUING END OF 2018 | Quantity |  | 1 | 30 | 26% | 22.2
2411 | Notifier | B501-WHITE | INTELLIGENT DETECTOR BASE, WITHOUT FLANGE; WHITE | Quantity |  | 1 | 23.75 | 26% | 17.575
2412 | Notifier | CK300 | WHITE DETECTOR CONVERSION KIT FOR SSD INTELLIGENT LOW-PROFILE PHOTO, ION AND LASER DETECTORS. PACKAGE OF 10 WHITE TRIM RINGS AND 10 WHITE DETECTORS. BRIGHT WHITE COLOR WILL MATCH THE WHITE OF SSD A/V PRODUCTS. | Quantity |  | 1 | 139 | 26% | 102.86
2413 | Notifier | CK300-BL | BLACK DETECTOR CONVERSION KIT FOR SSD INTELLIGENT LOW-PROFILE PHOTO, ION AND LASER DETECTORS. PACKAGE OF 10 BLACK TRIM RINGS AND 10 BLACK DETECTORS. WILL MATCH THE WHITE OF SSD A/V PRODUCTS. | Quantity |  | 1 | 201 | 26% | 148.74
2414 | Notifier | CK300-IV | BLACK DETECTOR CONVERSION KIT FOR SSD INTELLIGENT LOW-PROFILE PHOTO, ION AND LASER DETECTORS. PACKAGE OF 10 IVORY TRIM RINGS AND 10 IVORY DETECTORS. WILL MATCH THE WHITE OF SSD A/V PRODUCTS. | Quantity |  | 1 | 201 | 26% | 148.74
2415 | Notifier | F210 | ACCESSORY FLANGE RING FOR B210LP BASE; DISCONTINUING END OF 2018 | Quantity |  | 1 | 8.5 | 26% | 6.29
2416 | Notifier | FSP-851 | INTELLIGENT ADDRESSABLE PHOTO DETECTOR; WITH FLASHSCAN; IVORY; DISCONTINUING END OF 2018 | Quantity |  | 1 | 115 | 26% | 85.1
2417 | Notifier | FSP-851R | REMOTE TEST CAPABLE INTELLIGENT PHOTO DETECTOR WITH FLASHSCAN; FOR USE WITH DNR(W) DUCT DETECTOR HOUSING; IVORY; DISCONTINUING END OF 2018 | Quantity |  | 1 | 121 | 26% | 89.54
2418 | Notifier | FSP-851T | INTELLIGENT ADDRESSABLE PHOTO/THERMAL DETECTOR; WITH FLASHSCAN; IVORY; DISCONTINUING END OF 2018 | Quantity |  | 1 | 122 | 26% | 90.28
2419 | Notifier | FSP-951 | INTELLIGENT ADDRESSABLE PHOTO DETECTOR; WITH FLASHSCAN; WHITE | Quantity |  | 1 | 103 | 26% | 76.22
2420 | Notifier | FSP-951-IV | INTELLIGENT ADDRESSABLE PHOTO DETECTOR; WITH FLASHSCAN AND CLIP; IVORY | Quantity |  | 1 | 115 | 26% | 85.1
2421 | Notifier | FSP-951R | REMOTE TEST CAPABLE INTELLIGENT PHOTO DETECTOR WITH FLASHSCAN; FOR USE WITH DNR(W) DUCT DETECTOR HOUSING; WHITE | Quantity |  | 1 | 108 | 26% | 79.92
2422 | Notifier | FSP-951R-IV | REMOTE TEST CAPABLE INTELLIGENT PHOTO DETECTOR WITH FLASHSCAN AND CLIP; FOR USE WITH DNR(W) DUCT DETECTOR HOUSING; IVORY | Quantity |  | 1 | 121 | 26% | 89.54
2423 | Notifier | FSP-951T | INTELLIGENT ADDRESSABLE PHOTO/THERMAL DETECTOR; WITH FLASHSCAN; WHITE | Quantity |  | 1 | 109 | 26% | 80.66
2424 | Notifier | FSP-951T-IV | INTELLIGENT ADDRESSABLE PHOTO/THERMAL DETECTOR; WITH FLASHSCAN AND CLIP; IVORY | Quantity |  | 1 | 122 | 26% | 90.28
2425 | Notifier | FST-851 | INTELLIGENT ADDRESSABLE 135 DEGREE THERMAL DETECTOR WITH FLASHSCAN; IVORY; ; DISCONTINUING END OF 2018 | Quantity |  | 1 | 87.5 | 26% | 64.75
2426 | Notifier | FST-851H | INTELLIGENT ADDRESSABLE HIGH TEMPERATURE 190 DEGREE HEAT DETECTOR; WITH FLASHSCAN; IVORY; DISCONTINUING END OF 2018 | Quantity |  | 1 | 87.5 | 26% | 64.75
2427 | Notifier | FST-851R | INTELLIGENT ADDRESSABLE RATE-OF-RISE THERMAL DETECTOR; WITH FLASHSCAN; IVORY; DISCONTINUING END OF 2018 | Quantity |  | 1 | 87.5 | 26% | 64.75
2428 | Notifier | FST-951 | INTELLIGENT ADDRESSABLE 135 DEGREE THERMAL DETECTOR WITH FLASHSCAN; WHITE; DISCONTINUING END OF 2018 | Quantity |  | 1 | 75 | 26% | 55.5
2429 | Notifier | FST-951H | INTELLIGENT ADDRESSABLE HIGH TEMPERATURE 190 DEGREE HEAT DETECTOR; WITH FLASHSCAN; WHITE; DISCONTINUING END OF 2018 | Quantity |  | 1 | 75 | 26% | 55.5
2430 | Notifier | FST-951H-IV | INTELLIGENT ADDRESSABLE HIGH TEMPERATURE 190 DEGREE HEAT DETECTOR; WITH FLASHSCAN AND CLIP; IVORY | Quantity |  | 1 | 87.5 | 26% | 64.75
2431 | Notifier | FST-951-IV | AVAILABLE ON/ABOUT MARCH 2018 INTELLIGENT ADDRESSABLE 135 DEGREE THERMAL DETECTOR WITH FLASHSCAN AND CLIP; IVORY | Quantity |  | 1 | 87.5 | 26% | 64.75
2432 | Notifier | FST-951R | INTELLIGENT ADDRESSABLE RATE-OF-RISE THERMAL DETECTOR; WITH FLASHSCAN; WHITE. | Quantity |  | 1 | 75 | 26% | 55.5
2433 | Notifier | FST-951R-IV | INTELLIGENT ADDRESSABLE RATE-OF-RISE THERMAL DETECTOR; WITH FLASHSCAN AND CLIP; IVORY | Quantity |  | 1 | 87.5 | 26% | 64.75
2434 | Notifier | FSV-951R | INTELLIGENT ADDRESSABLE HIGH SENSITIVITY DETECTOR; LOW PROFILE, WITH FLASHSCAN; WHITE | Quantity |  | 1 | 325 | 26% | 240.5
2435 | Notifier | FSV-951R-IV | INTELLIGENT ADDRESSABLE HIGH SENSITIVITY DETECTOR; LOW PROFILE, WITH FLASHSCAN; WHITE | Quantity |  | 1 | 350 | 26% | 259
2436 | Notifier | TR300 | ACCESSORY FLANGE RING FOR B210LP BASE, WHITE | Quantity |  | 1 | 6 | 26% | 4.44
2437 | Notifier | TR300-IV | ACCESSORY FLANGE RING FOR B210LP BASE, IVORY | Quantity |  | 1 | 13 | 26% | 9.62
2438 | Notifier | WCK-200B | WHITE DETECTOR CONVERSION KIT FOR SSD INTELLIGENT LOW-PROFILE PHOTO, ION AND LASER DETECTORS. PACKAGE OF 10 WHITE TRIM RINGS AND 10 WHITE DETECTORS. BRIGHT WHITE COLOR WILL MATCH THE WHITE OF SSD A/V PRODUCTS. | Quantity |  | 1 | 139 | 26% | 102.86
2439 | Notifier | 302-135 | 135 °F (57° C) VERTICAL MOUNT. | Quantity |  | 1 | 47.25 | 26% | 34.965
2440 | Notifier | 302-194 | 194 °F (90° C) VERTICAL MOUNT. | Quantity |  | 1 | 47.25 | 26% | 34.965
2441 | Notifier | 302-AW-135 | 135 °F (57° C) VERTICAL MOUNT, FOR INDOOR OR OUTDOOR USE. | Quantity |  | 1 | 52.25 | 26% | 38.665
2442 | Notifier | 302-AW-194 | 194 °F (90° C) VERTICAL MOUNT, FOR INDOOR OR OUTDOOR USE. | Quantity |  | 1 | 52.25 | 26% | 38.665
2443 | Notifier | 302-EPM-135 | 135 °F (57° C) EXPLOSION-PROOF. | Quantity |  | 1 | 99.5 | 26% | 73.63
2444 | Notifier | 302-EPM-194 | 194 °F (90° C) EXPLOSION-PROOF. | Quantity |  | 1 | 99.5 | 26% | 73.63
2445 | Notifier | 302-ET-135 | 135 °F (57° C) VERTICAL MOUNT, INDOOR OR OUTDOOR USE. CAN BE MOUNTED TO 1/2” CONDUIT THREADS FOR ATTACHMENT TO THREADED HUB COVER. | Quantity |  | 1 | 52.25 | 26% | 38.665
2446 | Notifier | 302-ET-194 | 194 °F (90° C) VERTICAL MOUNT, INDOOR OR OUTDOOR USE. CAN BE MOUNTED TO 1/2” CONDUIT THREADS FOR ATTACHMENT TO THREADED HUB COVER. | Quantity |  | 1 | 52.25 | 26% | 38.665
2447 | Notifier | AP-P | PLASTIC ADAPTER PLATE FOR 302 AND 302AW. | Quantity |  | 1 | 10.5 | 26% | 7.77
2448 | Notifier | B210W | DETECTOR BASE FOR ALL WIRELESS SMOKE & HEAT DETECTORS | Quantity |  | 1 | 24.5 | 26% | 18.13
2449 | Notifier | FP-WHITE-SWIFT-BP | WHITE FACEPLATE SWIFT 10-PACK | Quantity |  | 1 | 93 | 26% | 68.82
2450 | Notifier | FWD-200ACCLIMATE | WIRELESS PHOTO-HEAT DETECTOR, ACCLIMATE, WITH FLASHSCAN. REQUIRES B210W BASE, ORDERED SEPARATELY. | Quantity |  | 1 | 337 | 26% | 249.38
2451 | Notifier | FWD-200P | WIRELESS DETECTOR, PHOTO, WITH FLASHSCAN. REQUIRES B210W BASE, ORDERED SEPARATELY. | Quantity |  | 1 | 304 | 26% | 224.96
2452 | Notifier | FWH-200FIX135 | WIRELESS FIXED TEMP HEAT DETECTOR, 135 DEGREE, WITH FLASHSCAN. REQUIRES B210W BASE, ORDERED SEPARATELY. | Quantity |  | 1 | 269 | 26% | 199.06
2453 | Notifier | FWH-200ROR135 | WIRELESS ROR HEAT DETECTOR, 135 DEGREE, WITH FLASHSCAN. REQUIRES B210W BASE, ORDERED SEPARATELY. | Quantity |  | 1 | 269 | 26% | 199.06
2454 | Notifier | FW-MM | WIRELESS MONITOR MODULE, WITH FLASHSCAN | Quantity |  | 1 | 299 | 26% | 221.26
2455 | Notifier | FW-RM | WIRELESS RELAY MODULE, WITH FLASHSCAN | Quantity |  | 1 | 354 | 26% | 261.96
2456 | Notifier | FWSG | WIRELESS SYSTEM GATEWAY FOR SWIFT WIRELESS SYSTEMS, WITH FLASHSCAN | Quantity |  | 1 | 440 | 26% | 325.6
2457 | Notifier | W-USB | WIRELESS USB ADAPTER, REQUIRED FOR ANY VERSION OF SWIFT TOOLS | Quantity |  | 1 | 156 | 26% | 115.44
2458 | Notifier | NBG-12WL | WIRELESS PULL STATION | Quantity |  | 1 | 345 | 26% | 255.3
2459 | Notifier | WAV-CRL | SWIFT AV BASE CEILING, RED | Quantity |  | 1 | 249 | 26% | 184.26
2460 | Notifier | WAV-CWL | SWIFT AV BASE CEILING, WHITE | Quantity |  | 1 | 249 | 26% | 184.26
2461 | Notifier | W-BATCART | WIRELESS AV BASE BATTERY CARTAGE - HOLD 4 CR-123A BATTERIES FOR WIRELESS AV BASES AND WIRELESS PULL STATION - PACK OF 10 UNITS | Quantity |  | 1 | 55 | 26% | 40.7
2462 | Notifier | W-SYNC | WIRELESS SYNC MODULE | Quantity |  | 1 | 349 | 26% | 258.26
2463 | Notifier | F-A3384-000 | AIR FILTER | Quantity |  | 1 | 142.25 | 26% | 105.265
2464 | Notifier | ACPS-610 | ADDRESSABLE CHARGING POWER SUPPLY - 6 OR 10 AMPS; MOUNTS IN CAB-PS1, CAB-3/4,EQ CABX, BB-25, OR CHS-PS1; COMES WITH THE PK-PPS PROGRAMMING UTILITY. WINDOWS® PC AND USB CABLE REQUIRED FOR PROGRAMMING. | Quantity |  | 1 | 1325 | 26% | 980.5
2465 | Notifier | ACPS-610E | CHARGER POWER SUPPLY - 6 OR 10 AMPS; MOUNTS IN CAB-PS1, CAB-3/4,EQ CABX, BB-25, OR CHS-PS1; COMES WITH THE PK-PPS PROGRAMMING UTILITY. WINDOWS® PC AND USB CABLE REQUIRED FOR PROGRAMMING. 220 VOLT | Quantity |  | 1 | 1394 | 26% | 1031.56
2466 | Notifier | AMPS-24 | ADDRESSABLE POWER SUPPLY, 120 VAC (NFS-3030/NFS2-3030). | Quantity |  | 1 | 1362 | 26% | 1007.88
2467 | Notifier | AMPS-24E | ADDRESSABLE POWER SUPPLY, 240 VAC (NFS-3030/NFS2-3030). | Quantity |  | 1 | 1436 | 26% | 1062.64
2468 | Notifier | APS2-6R | AUXILIARY POWER SUPPLY, 6 AMPS; MOUNTS IN SAME POSITIONS AS AVPS-24. 120 VAC | Quantity |  | 1 | 640 | 26% | 473.6
2469 | Notifier | APS2-6RE | AUXILIARY POWER SUPPLY, 6 AMPS; MOUNTS IN SAME POSITIONS AS AVPS-24. 220-240 VAC | Quantity |  | 1 | 674 | 26% | 498.76
2470 | Notifier | CAB-PS1 | ACPS STAND-ALONE CABINET. | Quantity |  | 1 | 138 | 26% | 102.12
2471 | Notifier | CHG-120 | BATTERY CHARGER, 25 - 120 AH GEL CELL; MOUNTS ON CHS CHASSIS OR IN NFS-LBB BOX. | Quantity |  | 1 | 1049 | 26% | 776.26
2472 | Notifier | CHG-75 | BATTERY CHARGER, 25 – 75 AMP HOUR SEALED LEAD ACID, MOUNTS IN A BB-26,NFS-LBB, DIAGNOSTIC LED’S FOR MONITORING | Quantity |  | 1 | 707 | 26% | 523.18
2473 | Notifier | DR-PS1 | REPLACEMENT DOOR USED FOR MOUNTING ACPS-610 (E) IN A CAB-PS1 CABINET WHEN REPLACING ACPS-2406 | Quantity |  | 1 | 109 | 26% | 80.66
2474 | Notifier | FCPS-24S6 | 6.0 AMPS, 120 VAC REMOTE CHARGER POWER SUPPLY. INCLUDES MAIN PRINTED CIRCUIT BOARD, TRANSFORMERS AND INSTALLATION INSTRUCTIONS. | Quantity |  | 1 | 591 | 26% | 437.34
2475 | Notifier | FCPS-24S6E | 6.0 AMPS, 240 VAC REMOTE CHARGER POWER SUPPLY. INCLUDES MAIN PRINTED CIRCUIT BOARD, TRANSFORMERS AND INSTALLATION INSTRUCTIONS. | Quantity |  | 1 | 623 | 26% | 461.02
2476 | Notifier | FCPS-24S6R | 6.0 AMPS, 120 VAC REMOTE CHARGER POWER SUPPLY. INCLUDES MAIN PRINTED CIRCUIT BOARD, TRANSFORMERS AND INSTALLATION INSTRUCTIONS. RED | Quantity |  | 1 | 604 | 26% | 446.96
2477 | Notifier | FCPS-24S8 | 8.0 AMPS, 120 VAC REMOTE CHARGER POWER SUPPLY. INCLUDES MAIN PRINTED CIRCUIT BOARD, TRANSFORMERS AND INSTALLATION INSTRUCTIONS. | Quantity |  | 1 | 655 | 26% | 484.7
2478 | Notifier | FCPS-24S8E | 8.0 AMPS, 240 VAC REMOTE CHARGER POWER SUPPLY. INCLUDES MAIN PRINTED CIRCUIT BOARD, TRANSFORMERS AND INSTALLATION INSTRUCTIONS. | Quantity |  | 1 | 692 | 26% | 512.08
2479 | Notifier | FCPS-24S8R | 8.0 AMPS, 120 VAC REMOTE CHARGER POWER SUPPLY. INCLUDES MAIN PRINTED CIRCUIT BOARD, TRANSFORMERS AND INSTALLATION INSTRUCTIONS. RED | Quantity |  | 1 | 655 | 26% | 484.7
2480 | Notifier | HP300ULM | 2.5A 12/24VDC 5 OUT UL LISTED PS W/FIRE | Quantity |  | 1 | 334 | 26% | 247.16
2481 | Notifier | HP300ULPD4CB | 2.5A 12/24VDC PS W/HPD4CB DISTRIBUTION | Quantity |  | 1 | 328.5 | 26% | 243.09
2482 | Notifier | HP300ULPD8CB | 2.5A 12/24VDC PS W/HPD8CB DISTRIBUTION | Quantity |  | 1 | 328.5 | 26% | 243.09
2483 | Notifier | HP300ULX | 2.5A 12/24VDC UL LISTED PS & ENCL - 2.5 | Quantity |  | 1 | 267 | 26% | 197.58
2484 | Notifier | HP400ULACM4 | 4A 12/24VDC 4 OUT UL LISTED PS W/ACCESS | Quantity |  | 1 | 416.75 | 26% | 308.395
2485 | Notifier | HP400ULM | 4A 12/24VDC 6 OUT UL LISTED PS W/FIRE A | Quantity |  | 1 | 390 | 26% | 288.6
2486 | Notifier | HP400ULPD4CB | 4A 12VDC OR 3A 24VDC PS W/HPD4CB DISTRI | Quantity |  | 1 | 336 | 26% | 248.64
2487 | Notifier | HP400ULPD8CB | 4A 12VDC OR 3A 24VDC PS W/HPD8CB DISTRI | Quantity |  | 1 | 336 | 26% | 248.64
2488 | Notifier | HP400ULX | 4A 12VDC OR 3A 24VDC UL LISTED PS & LG | Quantity |  | 1 | 328.5 | 26% | 243.09
2489 | Notifier | HP600ULACM8 | 6A 12/24VDC 8 OUT UL LISTED PS W/ACCESS | Quantity |  | 1 | 562 | 26% | 415.88
2490 | Notifier | HP600ULM | 6A 12/24VDC 6 OUT UL LISTED PS W/FIRE A | Quantity |  | 1 | 535.25 | 26% | 396.085
2491 | Notifier | HP600ULPD16CB | 6A 12/24VDC PS W/2 HPD8CB DISTRIBUTION | Quantity |  | 1 | 583.75 | 26% | 431.975
2492 | Notifier | HP600ULX | 6A 12/24VDC UL LISTED PS & ENCL - 6A 12 | Quantity |  | 1 | 463 | 26% | 342.62
2493 | Notifier | HPACM8 | 8 FUSED ACCESS POWER CONTROLLER UL RECO | Quantity |  | 1 | 150.5 | 26% | 111.37
2494 | Notifier | HPF24S6 | 6A 24VDC F/A NAC POWER SUPPLY | Quantity |  | 1 | 630.5 | 26% | 466.57
2495 | Notifier | HPF24S6E | 6A 24VDC F/A 220 POWER SUPPLY | Quantity |  | 1 | 630.5 | 26% | 466.57
2496 | Notifier | HPF24S8 | 8A 24VDC F/A NAC POWER SUPPLY | Quantity |  | 1 | 693.25 | 26% | 513.005
2497 | Notifier | HPF24S8E | 8A 24VDC F/A NAC POWER SUPPLY | Quantity |  | 1 | 693.25 | 26% | 513.005
2498 | Notifier | HPF602ULADA | 6A 24VDC F/A NAC POWER SUPPLY | Quantity |  | 1 | 524.5 | 26% | 388.13
2499 | Notifier | HPF902ULADA | 9A 24VDC F/A NAC POWER SUPPLY | Quantity |  | 1 | 648.25 | 26% | 479.705
2500 | Notifier | HPFF12 | 12A 24VDC F/A PS, 120 VAC | Quantity |  | 1 | 1006.25 | 26% | 744.625
2501 | Notifier | HPFF12CM | 12A 24VDC F/A NPS, CHASSIS120V | Quantity |  | 1 | 1022 | 26% | 756.28
2502 | Notifier | HPFF12CME | 12A 24VDC F/A NPS, CHASSIS220V | Quantity |  | 1 | 1022 | 26% | 756.28
2503 | Notifier | HPFF12E | 12A 24VDC F/A NAC PS, 220/240V | Quantity |  | 1 | 995.25 | 26% | 736.485
2504 | Notifier | HPFF8 | 8A 24VDC UL LISTED FIRE ALARM POWER SUPPLY, 120 VAC | Quantity |  | 1 | 775.75 | 26% | 574.055
2505 | Notifier | HPFF8CM | 8A 24VDC UL LISTED FIRE ALARM POWER SUPPLY, CHASSIS MOUNT, 120 VAC | Quantity |  | 1 | 795.75 | 26% | 588.855
2506 | Notifier | HPFF8CME | 8A 24VDC UL LISTED FIRE ALARM POWER SUPPLY, CHASSIS MOUNT, 220/240 VAC | Quantity |  | 1 | 795.75 | 26% | 588.855
2507 | Notifier | HPFF8E | 8A 24VDC UL LISTED FIRE ALARM POWER SUPPLY, 220/240 VAC | Quantity |  | 1 | 767.5 | 26% | 567.95
2508 | Notifier | HPP31076 | CLASS A ADAPTER HPFF8/HPFF12 | Quantity |  | 1 | 140.25 | 26% | 103.785
2509 | Notifier | HTP2450 | 24 VAC/50VA CLASS 2 PLUG IN WITH THERMAL | Quantity |  | 1 | 20 | 26% | 14.8
2510 | Notifier | MPS-TR | MPS SERIES POWER SUPPLY REMOTE TROUBLE RELAY. | Quantity |  | 1 | 142 | 26% | 105.08
2511 | Notifier | ZNAC-4 | CLASS A (STYLE Z) NAC OPTION MODULE; FOR USE WITH FCPS-2406 AND FCPS-2408. | Quantity |  | 1 | 136.5 | 26% | 101.01
2512 | Notifier | AA-100 | 100 WATT AUDIO AMPLIFIER @ 70.7 VRMS W/BUILT-IN TONE GENERATOR, 120 VAC. | Quantity |  | 1 | 1986 | 26% | 1469.64
2513 | Notifier | AA-100E | 100 WATT AUDIO AMPLIFIER @ 70.7 VRMS W/BUILT-IN TONE GENERATOR, 220 VAC. | Quantity |  | 1 | 2008 | 26% | 1485.92
2514 | Notifier | AA-120 | 120 WATT AUDIO AMPLIFIER @ 25 VRMS W/BUILT-IN TONE GENERATOR, 120 VAC. | Quantity |  | 1 | 1938 | 26% | 1434.12
2515 | Notifier | AA-120E | 120 WATT AUDIO AMPLIFIER @ 25 VRMS W/BUILT-IN TONE GENERATOR, 220 VAC. | Quantity |  | 1 | 1950 | 26% | 1443
2516 | Notifier | AA-30 | 30 WATT AUDIO AMPLIFIER @ 25 VRMS, 120 VAC. | Quantity |  | 1 | 914 | 26% | 676.36
2517 | Notifier | AA-30E | 30 WATT AUDIO AMPLIFIER @ 25 VRMS, 220 VAC. | Quantity |  | 1 | 941 | 26% | 696.34
2518 | Notifier | ACT-1 | AUDIO COUPLING TRANSFORMER. FOR AUDIO SYSTEMS W/ MULTIPLE MPS SUPPLIES. | Quantity |  | 1 | 94.25 | 26% | 69.745
2519 | Notifier | ACT-2 | AUDIO COUPLING TRANSFORMER. USED TO DRIVE MULTIPLE AMPLIFIERS. | Quantity |  | 1 | 122 | 26% | 90.28
2520 | Notifier | ACT-25 | AUDIO COUPLING TRANSFORMER. STEPS DOWN 25 VRMS AUDIO TO LOW LEVEL AUDIO. USED WITH DAA-5025 | Quantity |  | 1 | 122 | 26% | 90.28
2521 | Notifier | ACT-4 | AUDIO COUPLING TRANSFORMER. PROVIDES ISOLATION FOR DVC-AO AUDIO SYSTEM APPLICATIONS W/MULTIPLE POWER SUPPLIES | Quantity |  | 1 | 122 | 26% | 90.28
2522 | Notifier | ACT-70 | AUDIO COUPLING TRANSFORMER. STEPS DOWN 70.7 VRMS AUDIO TO LOW LEVEL AUDIO. USED WITH DAA-5070 | Quantity |  | 1 | 122 | 26% | 90.28
2523 | Notifier | AFL-RM | AUDIO FIBER LINK, RECEIVER FOR MULTIMODE FIBER. CONVERTS LOW LEVEL AUDIO TO FIBER. | Quantity |  | 1 | 833 | 26% | 616.42
2524 | Notifier | AFL-RS | AUDIO FIBER LINK, RECEIVER FOR SINGLE MODE FIBER. CONVERTS LOW LEVEL AUDIO TO FIBER. | Quantity |  | 1 | 1847 | 26% | 1366.78
2525 | Notifier | AFL-TM | AUDIO FIBER LINK, TRANSMITTER FOR MULTIMODE FIBER. CONVERTS LOW LEVEL AUDIO TO FIBER. | Quantity |  | 1 | 833 | 26% | 616.42
2526 | Notifier | AFL-TS | AUDIO FIBER LINK, TRANSMITTER FOR SINGLE MODE FIBER. CONVERTS LOW LEVEL AUDIO TO FIBER. | Quantity |  | 1 | 1847 | 26% | 1366.78
2527 | Notifier | BDA-25V | BACK-UP DIGITAL AMPLIFIER FOR 25 VOLT DAX OR DAA2 SERIES | Quantity |  | 1 | 495 | 26% | 366.3
2528 | Notifier | BDA-70V | BACK-UP DIGITAL AMPLIFIER FOR 70 VOLT DAX OR DAA2 SERIES | Quantity |  | 1 | 500 | 26% | 370
2529 | Notifier | BP-CA2 | BLANK DRESS PLATE FOR CA-2. USED WITH NFS2-640, NFS2-640E | Quantity |  | 1 | 77 | 26% | 56.98
2530 | Notifier | CA-1 | CHASSIS, DVC, ONE ROW | Quantity |  | 1 | 82 | 26% | 60.68
2531 | Notifier | CA-2 | CHASSIS, DVC, TWO ROWS, INCLUDES MIC-1; USE ADDR-XX DOORS | Quantity |  | 1 | 338 | 26% | 250.12
2532 | Notifier | CAB-RM | REMOTE CABINET, LEAD TIME IS 4 WEEKS. | Quantity |  | 1 | 155 | 26% | 114.7
2533 | Notifier | CAB-RMR | REMOTE CABINET, RED COLOR. LEAD TIME IS 4 WEEKS. | Quantity |  | 1 | 155 | 26% | 114.7
2534 | Notifier | CAB-RP | NOTIFIER CABINET FOR DVC-RPU, BLACK | Quantity |  | 1 | 597 | 26% | 441.78
2535 | Notifier | CAB-RPR | NOTIFIER CABINET FOR DVC-RPU, RED - 4 WEEK LEAD TIME | Quantity |  | 1 | 597 | 26% | 441.78
2536 | Notifier | CFFT-1 | SINGLE NEW CHASSIS FOR MOUNTING FIREFIGHTER’S TELEPHONE. INCLUDES CFFT-1 CHASSIS, PHONE WELL, TELH-1 AND HARDWARE. ORDER DP-CFFT DRESS PLATE SEPARATELY | Quantity |  | 1 | 240 | 26% | 177.6
2537 | Notifier | CHS-BH1 | CHASSIS, 12AH BATTERY HOLDER, FOR USE WITH DAA- NUMBERS | Quantity |  | 1 | 83 | 26% | 61.42
2538 | Notifier | CMIC-1 | CHASSIS WITH PAGING MICROPHONE WITH WELL; USED WITH CA-1 | Quantity |  | 1 | 237 | 26% | 175.38
2539 | Notifier | CMIC-RP | MICROPHONE AND WELL FOR CAB-RP | Quantity |  | 1 | 282 | 26% | 208.68
2540 | Notifier | DAA2-5025 | DIGITAL AMPLIFIER, 50W, 25V, 120 VAC | Quantity |  | 1 | 1588 | 26% | 1175.12
2541 | Notifier | DAA2-5025E | DIGITAL AMPLIFIER, 50W, 25V, 220-240 VAC | Quantity |  | 1 | 1661 | 26% | 1229.14
2542 | Notifier | DAA2-5070 | DIGITAL AMPLIFIER 50W, 70V, 120 VAC | Quantity |  | 1 | 1644 | 26% | 1216.56
2543 | Notifier | DAA2-5070E | DIGITAL AMPLIFIER 50W, 70V, 220-240 VAC | Quantity |  | 1 | 1709 | 26% | 1264.66
2544 | Notifier | DAA2-7525 | DIGITAL AMPLIFIER 75W, 25V, 120 VAC | Quantity |  | 1 | 1710 | 26% | 1265.4
2545 | Notifier | DAA2-7525E | DIGITAL AMPLIFIER 75W, 25V, 220-240 VAC | Quantity |  | 1 | 1785 | 26% | 1320.9
2546 | Notifier | DAX-3525 | DIGITAL AMPLIFIER 35W, 25V, 120 VAC | Quantity |  | 1 | 1100 | 26% | 814
2547 | Notifier | DAX-3525E | DIGITAL AMPLIFIER 35W, 25V, 220-240 VAC | Quantity |  | 1 | 1130 | 26% | 836.2
2548 | Notifier | DAX-3570 | DIGITAL AMPLIFIER 35W, 70V, 120 VAC | Quantity |  | 1 | 1158 | 26% | 856.92
2549 | Notifier | DAX-3570E | DIGITAL AMPLIFIER 35W, 70V, 220-240 VAC | Quantity |  | 1 | 1199 | 26% | 887.26
2550 | Notifier | DAX-5025 | DIGITAL AMPLIFIER 50W, 25V, 120 VAC | Quantity |  | 1 | 1207 | 26% | 893.18
2551 | Notifier | DAX-5025E | DIGITAL AMPLIFIER 50W, 25V, 220-240 VAC | Quantity |  | 1 | 1245 | 26% | 921.3
2552 | Notifier | DAX-5070 | DIGITAL AMPLIFIER 50W, 70V, 120 VAC | Quantity |  | 1 | 1282 | 26% | 948.68
2553 | Notifier | DAX-5070E | DIGITAL AMPLIFIER 50W, 70V, 220-240 VAC | Quantity |  | 1 | 1350 | 26% | 999
2554 | Notifier | DPA-1 | DRESS PLATE, DVC, ONE ROW | Quantity |  | 1 | 82 | 26% | 60.68
2555 | Notifier | DPA-1A4 | DRESS PLATE FOR CA-1, SUPPORTS DVC-KD WITH 2 ANNUNCIATOR POSITIONS | Quantity |  | 1 | 90 | 26% | 66.6
2556 | Notifier | DPA-2B | DRESS PLATE, DVC, TWO ROWS | Quantity |  | 1 | 178 | 26% | 131.72
2557 | Notifier | DP-CFFT | DRESS PLATE USED WITH CFFT-1 | Quantity |  | 1 | 93.5 | 26% | 69.19
2558 | Notifier | DS-AMP | DS SERIES AMPLIFIER. 120VAC. PRODUCES 125W AT 25V, CAN BE CONVERTED TO 70V, 100W WITH A DS-XF70V | Quantity |  | 1 | 842 | 26% | 623.08
2559 | Notifier | DS-AMPE | DS SERIES AMPLIFIER. 220-240VAC. PRODUCES 125W AT 25V, CAN BE CONVERTED TO A 70V, 100W AMPLIFIER WITH A DS-XF70V | Quantity |  | 1 | 852 | 26% | 630.48
2560 | Notifier | DS-BDA | DS SERIES BACKUP AMPLIFIER BOARD. 125W AT 25V, CAN BE CONVERTED TO A 70V, 100W AMPLIFIER WITH A DS-XF70V | Quantity |  | 1 | 555 | 26% | 410.7
2561 | Notifier | DS-DB | DS SERIES DISTRIBUTION BOARD, SUPPORTS ONE TO FOUR DS-AMP OR DS-AMPE | Quantity |  | 1 | 1458 | 26% | 1078.92
2562 | Notifier | DS-FM | CONVERTS ONE DAX OR DAA2 DAL PORT TO MULTI-MODE FIBER | Quantity |  | 1 | 257 | 26% | 190.18
2563 | Notifier | DS-RFM | CONVERTS ONE DAX OR DAA2 PORT TO ST STYLE MULTI-MODE FIBER (FOR CONNECTION TO DVC-EMF OR DAA-XXXF SERIES AMPLIFIER) | Quantity |  | 1 | 257 | 26% | 190.18
2564 | Notifier | DS-SFM | CONVERTS ONE DAX OR DAA2 DAL PORT TO SINGLE-MODE FIBER | Quantity |  | 1 | 257 | 26% | 190.18
2565 | Notifier | DS-XF70V | DS SERIES TRANSFORMER USED TO CONVERT DS-AMP, DS-AMPE, OR DS-BDA TO 70V, 100W | Quantity |  | 1 | 80 | 26% | 59.2
2566 | Notifier | DVC-AO | DIGITAL VOICE COMMAND, ANALOG OUTPUT | Quantity |  | 1 | 239 | 26% | 176.86
2567 | Notifier | DVC-EM | DIGITAL VOICE COMMAND, EXTENDED MEMORY | Quantity |  | 1 | 1581 | 26% | 1169.94
2568 | Notifier | DVC-KD | DIGITAL VOICE COMMAND, KEYPAD | Quantity |  | 1 | 379 | 26% | 280.46
2569 | Notifier | DVC-RPU | REMOTE PAGING UNIT (INCLUDES KEYPAD DISPLAY) | Quantity |  | 1 | 2227 | 26% | 1647.98
2570 | Notifier | ECC-MICROPHONE | REPLACEMENT MICROPHONE FOR NFC-50/100, NFC-LOC, NFC-RPU AND NFC-RM | Quantity |  | 1 | 235.25 | 26% | 174.085
2571 | Notifier | FFT-7 | MASTER FIRE FIGHTERS TELEPHONE. | Quantity |  | 1 | 1503 | 26% | 1112.22
2572 | Notifier | FHSC-R | FIREFIGHTERS HANDSET CABINET (RECESSED MOUNT), HOUSES UP TO FIVE HANDSETS, RED | Quantity |  | 1 | 375 | 26% | 277.5
2573 | Notifier | FHSC-S | FIREFIGHTERS HANDSET CABINET (SURFACE MOUNT), HOUSES UP TO FIVE HANDSETS, RED | Quantity |  | 1 | 375 | 26% | 277.5
2574 | Notifier | FHS-F | FIREFIGHTERS HANDSET, RED | Quantity |  | 1 | 160.5 | 26% | 118.77
2575 | Notifier | MIC-1 | PAGING MICROPHONE ONLY | Quantity |  | 1 | 145 | 26% | 107.3
2576 | Notifier | NFC-125DA | DISTRIBUTED AMPLIFIER, 125 WATTS (25V), 4 CLASS A/B SPEAKER CIRCUITS, 120 VAC, BLACK | Quantity |  | 1 | 2797 | 26% | 2069.78
2577 | Notifier | NFC-125DAE | SAME AS NFC-125DA, 220-240 VAC | Quantity |  | 1 | 2900 | 26% | 2146
2578 | Notifier | NFC-50/100 | MAIN UNIT, 50 WATTS (25 V), 1 CLASS A/B SPEAKER CIRCUIT, 120 VAC, BLACK | Quantity |  | 1 | 3197 | 26% | 2365.78
2579 | Notifier | NFC-50/100DA | DISTRIBUTED AMPLIFIER WITH BACKUP CAPABILITY. CAN PROVIDE 50 WATTS PRIMARY WITH 50 WATTS BACKUP; 100 WATTS PRIMARY OR 100 WATTS PRIMARY WITH 50 WATTS BACKUP (REQUIRES NFC-BDA-BU) | Quantity |  | 1 | 3192 | 26% | 2362.08
2580 | Notifier | NFC-50/100E | SAME AS NFC-50/100, 220-240 VAC | Quantity |  | 1 | 3263 | 26% | 2414.62
2581 | Notifier | NFC-50DA | DISTRIBUTED AMPLIFIER, 50 WATTS (25V OR 70V), 4 CLASS A/B SPEAKER CIRCUITS, 120 VAC, BLACK | Quantity |  | 1 | 1430 | 26% | 1058.2
2582 | Notifier | NFC-50DAE | SAME AS NFC-50DA, 220-240 VAC | Quantity |  | 1 | 1474 | 26% | 1090.76
2583 | Notifier | NFC-BDA-25V | AMPLIFIER FOR A SECOND SPEAKER CIRCUIT, OR BACKUP, 50 WATTS (25V) | Quantity |  | 1 | 605 | 26% | 447.7
2584 | Notifier | NFC-BDA-70V | AMPLIFIER FOR A SECOND SPEAKER CIRCUIT, OR BACKUP, 50 WATTS (70V) | Quantity |  | 1 | 608 | 26% | 449.92
2585 | Notifier | NFC-BDA-BU | BACKUP CARD FOR NFC-50/100DA FOR 100 WATT PRIMARY/50 WATT BACKUP OPERATION | Quantity |  | 1 | 908 | 26% | 671.92
2586 | Notifier | NFC-CE4 | CIRCUIT EXPANDER MODULE FOR NFC-50/125DA(E), FOUR ADDITIONAL CLASS A/B SPEAKER CIRCUITS | Quantity |  | 1 | 388 | 26% | 287.12
2587 | Notifier | NFC-CE6 | CIRCUIT EXPANDER MODULE FOR NFC-50/100(E), SIX ADDITIONAL CLASS A/B SPEAKER CIRCUITS | Quantity |  | 1 | 566 | 26% | 418.84
2588 | Notifier | NFC-FFT | STANDALONE FIREFIGHTER’S TELEPHONE SYSTEM, ONBOARD SLC SUPPORTS UP TO 24 MONITOR MODULES, BUILT-IN HANDSET, BLACK | Quantity |  | 1 | 2014 | 26% | 1490.36
2589 | Notifier | NFC-LOC | LOCAL OPERATOR CONSOLE, BUILT-IN MICROPHONE, MESSAGE AND ZONE CONTROL SWITCHES, BLACK | Quantity |  | 1 | 1967 | 26% | 1455.58
2590 | Notifier | NFC-RM | REMOTE MICROPHONE, BLACK | Quantity |  | 1 | 615 | 26% | 455.1
2591 | Notifier | NFC-RPU | REMOTE PAGING UNIT, BUILT-IN MICROPHONE, MESSAGE CONTROL SWITCHES, BLACK | Quantity |  | 1 | 1629 | 26% | 1205.46
2592 | Notifier | NFC-RTZM | REMOTE TELEPHONE ZONE MODULE. ALLOWS FOR SECURE ACCES TO NFC-50/100(E) VIA ANY CELL PHONE OR REMOTE TELEPHONE. | Quantity |  | 1 | 767 | 26% | 567.58
2593 | Notifier | NFC-XRM-70V | 70 VOLT CONVERSION MODULE FOR NFC-50/100 | Quantity |  | 1 | 281 | 26% | 207.94
2594 | Notifier | N-FPJ | FIREFIGHTERS PHONE JACK | Quantity |  | 1 | 137 | 26% | 101.38
2595 | Notifier | RM-1 | MICROPHONE ASSEMBLY FOR MOUNTING TO AN ADP-4 DRESS PANEL. | Quantity |  | 1 | 484 | 26% | 358.16
2596 | Notifier | RM-1SA | MICROPHONE ASSEMBLY FOR MOUNTING IN AN CAB-RM CABINET. | Quantity |  | 1 | 443 | 26% | 327.82
2597 | Notifier | TELH-1 | FIREFIGHTER’S TELEPHONE HANDSET ONLY | Quantity |  | 1 | 158 | 26% | 116.92
2598 | Notifier | THUMBLTCH | THUMBLATCH OPTION FOR NFC-LOC AND NFC-RPU | Quantity |  | 1 | 26.5 | 26% | 19.61
2599 | Notifier | TR-6-B | TRIM RING USED WITH NFC-RPU, BLACK | Quantity |  | 1 | 105 | 26% | 77.7
2600 | Notifier | TR-RP | TRIM RING, FOR SEMI-FLUSH MOUNTING OPTION | Quantity |  | 1 | 204 | 26% | 150.96
2601 | Notifier | AFAWS-BX | BACK BOX, FLUSH OR SURFACE MOUNT; REQUIRES A DOOR & TELEPHONE CHASSIS. | Quantity |  | 1 | 77 | 26% | 56.98
2602 | Notifier | AFAWS-KR | DOOR, FLUSH MOUNT, KEY LOCK. | Quantity |  | 1 | 147 | 26% | 108.78
2603 | Notifier | AFAWS-KS | DOOR, SURFACE MOUNT, KEY LOCK. | Quantity |  | 1 | 148 | 26% | 109.52
2604 | Notifier | AFAWS-LR | DOOR, FLUSH MOUNT, LATCH STYLE LOCK. | Quantity |  | 1 | 142 | 26% | 105.08
2605 | Notifier | AFAWS-LS | DOOR, SURFACE MOUNT, LATCH STYLE LOCK. | Quantity |  | 1 | 144 | 26% | 106.56
2606 | Notifier | AFAWS-TELA | TELEPHONE CHASSIS WITH ARMORED COIL CORD. | Quantity |  | 1 | 319 | 26% | 236.06
2607 | Notifier | AFAWS-TELC | TELEPHONE CHASSIS WITH COIL CORD. | Quantity |  | 1 | 238 | 26% | 176.12
2608 | Notifier | BRKG-B | BREAK-GLASS, OPTIONAL, WITH HAMMER | Quantity |  | 1 | 98 | 26% | 72.52
2609 | Notifier | FHS | FIREMAN’S TELEPHONE HAND SET. | Quantity |  | 1 | 134 | 26% | 99.16
2610 | Notifier | FPJ | FIREMAN’S PHONE JACK ON A SINGLE GANG PLATE. | Quantity |  | 1 | 53 | 26% | 39.22
2611 | Notifier | ABF-1B | ANNUNCIATOR FLUSH BOX. MOUNTS ONE ANNUNCIATOR MODULE. | Quantity |  | 1 | 175 | 26% | 129.5
2612 | Notifier | ABF-1DB | ANNUNCIATOR FLUSH BOX. ONE MODULE. ATTRACTIVE GLASS DOOR & KEY LOCK. | Quantity |  | 1 | 203 | 26% | 150.22
2613 | Notifier | ABF-2B | ANNUNCIATOR FLUSH BOX. MOUNTS TWO ANNUNCIATOR MODULES. | Quantity |  | 1 | 217 | 26% | 160.58
2614 | Notifier | ABF-2DB | ANNUNCIATOR FLUSH BOX. TWO MODULES. ATTRACTIVE GLASS DOOR & KEY LOCK. | Quantity |  | 1 | 255 | 26% | 188.7
2615 | Notifier | ABF-4B | ANNUNCIATOR FLUSH BOX. MOUNTS FOUR ANNUNCIATOR MODULES. | Quantity |  | 1 | 437 | 26% | 323.38
2616 | Notifier | ABM-1 | ACM-32A/ACM-16AT ANNUNCIATOR BLANK PLATE. | Quantity |  | 1 | 94 | 26% | 69.56
2617 | Notifier | ABS-1B | ANNUNCIATOR SURFACE BOX. MOUNTS ONE ANNUNCIATOR MODULE. | Quantity |  | 1 | 73.5 | 26% | 54.39
2618 | Notifier | ABS-1TB | ANNUNCIATOR SURFACE BOX. DEEP WITH TRIM COVER. | Quantity |  | 1 | 131 | 26% | 96.94
2619 | Notifier | ABS-2B | ANNUNCIATOR SURFACE BOX. MOUNTS TWO ANNUNCIATOR MODULES. | Quantity |  | 1 | 119 | 26% | 88.06
2620 | Notifier | ABS-2D | SURFACE (OR SEMI-FLUSH) MOUNT BACKBOX. USED WITH THE ACS ANNUNCIATORS, SCS SERIES, NCA AND NCA-2 BLACK. | Quantity |  | 1 | 268 | 26% | 198.32
2621 | Notifier | ABS-2DR | SURFACE (OR SEMI-FLUSH) MOUNT BACKBOX. USED WITH THE ACS ANNUNCIATORS, SCS SERIES, NCA AND NCA-2 RED. | Quantity |  | 1 | 270 | 26% | 199.8
2622 | Notifier | ABS-4D | SURFACE (OR SEMI-FLUSH) MOUNT ACS, OR SCS BACKBOX, BLACK. | Quantity |  | 1 | 483 | 26% | 357.42
2623 | Notifier | ABS-4DR | SURFACE (OR SEMI-FLUSH) MOUNT ACS, OR SCS BACKBOX, RED. | Quantity |  | 1 | 483 | 26% | 357.42
2624 | Notifier | ABS-8RB | SURFACE BACK-BOX FOR REMOTE MOUNTING THE ACM-8R. BLACK. | Quantity |  | 1 | 149 | 26% | 110.26
2625 | Notifier | ADDR-B4 | AUDIO COMMAND DOOR FOR CAB-B4, BLACK; REQUIRED WHEN USING CA-2 | Quantity |  | 1 | 441 | 26% | 326.34
2626 | Notifier | ADDR-B4R | AUDIO COMMAND DOOR FOR CAB-B4, RED; REQUIRED WHEN USING CA-2 | Quantity |  | 1 | 441 | 26% | 326.34
2627 | Notifier | ADDR-C4 | AUDIO COMMAND DOOR FOR CAB-C4, BLACK; REQUIRED WHEN USING CA-2 | Quantity |  | 1 | 600 | 26% | 444
2628 | Notifier | ADDR-C4R | AUDIO COMMAND DOOR FOR CAB-C4, RED; REQUIRED WHEN USING CA-2 | Quantity |  | 1 | 600 | 26% | 444
2629 | Notifier | ADDR-D4 | AUDIO COMMAND DOOR FOR CAB-D4, BLACK; REQUIRED WHEN USING CA-2 | Quantity |  | 1 | 738 | 26% | 546.12
2630 | Notifier | ADDR-D4R | AUDIO COMMAND DOOR FOR CAB-D4, RED; REQUIRED WHEN USING CA-2 | Quantity |  | 1 | 738 | 26% | 546.12
2631 | Notifier | ADP2-640 | BLANK MODULE DRESS PLATE; USED TO COVER ANNUNCIATOR POSITIONS. ALSO MOUNTS SOME OPTION MODULES | Quantity |  | 1 | 91 | 26% | 67.34
2632 | Notifier | ADP-4B | DRESS PLATE, ANNUNCIATOR, MOUNTS ACS ANNUNCIATORS AND NCMS. (ONLY NFS-3030/NFS-640) | Quantity |  | 1 | 82 | 26% | 60.68
2633 | Notifier | AKS-1B | ANNUNCIATOR KEY SWITCH. BLACK LABEL WITH WHITE LETTERS. | Quantity |  | 1 | 81 | 26% | 59.94
2634 | Notifier | BB-100 | OPTIONAL COMBINATION POWER SUPPLY AND BATTERY ENCLOSURE FOR NFS-3030 OR NFS2-3030; WHEN LARGER BATTERIES ARE REQUIRED. PERMITS MOUNTING OF AMPS-24 POWER SUPPLY. WILL HOLD FOUR 55 AH BATTERIES OR TWO 100 AH BATTERIES. | Quantity |  | 1 | 483 | 26% | 357.42
2635 | Notifier | BB-100R | OPTIONAL COMBINATION POWER SUPPLY AND BATTERY ENCLOSURE FOR NFS-3030 OR NFS2-3030; WHEN LARGER BATTERIES ARE REQUIRED. PERMITS MOUNTING OF AMPS-24 POWER SUPPLY. WILL HOLD FOUR 55 AH BATTERIES OR TWO 100 AH BATTERIES. RED | Quantity |  | 1 | 485 | 26% | 358.9
2636 | Notifier | BB-17 | BATTERY BACK BOX, HOLDS UP TO TWO BAT-12180 BATTERIES. | Quantity |  | 1 | 109 | 26% | 80.66
2637 | Notifier | BB-200 | OPTIONAL COMBINATION POWER SUPPLY AND BATTERY ENCLOSURE; FOR NFS2-3030 WHEN LARGER BATTERIES ARE REQUIRED. PERMITS MOUNTING OF AMPS-24 POWER SUPPLY. WILL HOLD FOUR 55 AH BATTERIES OR FOUR 100 AH BATTERIES. | Quantity |  | 1 | 757 | 26% | 560.18
2638 | Notifier | BB-200R | OPTIONAL COMBINATION POWER SUPPLY AND BATTERY ENCLOSURE; FOR NFS2-3030 WHEN LARGER BATTERIES ARE REQUIRED. PERMITS MOUNTING OF AMPS-24 POWER SUPPLY. WILL HOLD FOUR 55 AH BATTERIES OR FOUR 100 AH BATTERIES. RED | Quantity |  | 1 | 757 | 26% | 560.18
2639 | Notifier | BB-25 | CABINET, MOUNTS UP TO SIX XP6 BOARDS OR ACPS-610 (XP6 MODULES REQUIRE A CHS-6 IN ADDITION TO BB-25). | Quantity |  | 1 | 211 | 26% | 156.14
2640 | Notifier | BB-26 | BATTERY BACKBOX – MOUNTS UP TO 2, BAT-12260 BATTERIES | Quantity |  | 1 | 196 | 26% | 145.04
2641 | Notifier | BM-1B | BLANK MODULE DRESS PLATE; USED TO COVER ANNUNCIATOR POSITIONS OR PANEL POSITIONS. ALSO MOUNTS SOME OPTION MODULES. BLACK. (ONLY NFS-3030/NFS-640) | Quantity |  | 1 | 69 | 26% | 51.06
2642 | Notifier | BMP-1 | BLANK MODULE DRESS PLATE; USED TO COVER ANNUNCIATOR POSITIONS. ALSO MOUNTS SOME OPTION MODULES. | Quantity |  | 1 | 38.8 | 26% | 28.712
2643 | Notifier | BP2-4 | BATTERY DRESS PANEL FOR CAB-4 SERIES; FOR USE WITH THE NFS2-3030, NFS2-640, NCA-2, AND DVC SYSTEMS. | Quantity |  | 1 | 78 | 26% | 57.72
2644 | Notifier | BP-4 | BATTERY DRESS PLATE. USED WITH THE NFS-640 AND NFS-3030 ONLY. FOR NFS2-640 AND NFS2-3030 USE BP2-4. | Quantity |  | 1 | 79 | 26% | 58.46
2645 | Notifier | CAB-BM | B-SIZED MARINE /NEMA APPROVED CABINET WITH NOTIFIER LOGO. MOUNTS A B SIZED CAB-4 SERIES CABINET, NFS-320, CAB-PS1, FILTER. | Quantity |  | 1 | 3675 | 26% | 2719.5
2646 | Notifier | CB-1 | CHASSIS BRIDGE. PROVIDES A BRIDGE BETWEEN CHS SERIES CHASSIS. | Quantity |  | 1 | 74 | 26% | 54.76
2647 | Notifier | CHS-2D | CHASSIS TO MOUNT NCA-2 IN ABS-2D | Quantity |  | 1 | 53 | 26% | 39.22
2648 | Notifier | CHS-4 | CHASSIS, MOUNTS UP TO FOUR MODULES. (ONLY NFS-3030/NFS-640) | Quantity |  | 1 | 141 | 26% | 104.34
2649 | Notifier | CHS-4L | CHASSIS, LOW PROFILE, FOR MOUNTING THE AA-30, LDM. (ONLY NFS-3030/NFS-640) | Quantity |  | 1 | 104 | 26% | 76.96
2650 | Notifier | CHS-4MB | 2ND ROW CHASSIS ASSEMBLY. INCLUDES MP-1B, CHS-4N (“N” IS THE CHS-4 WITH DIFFERENT DEPTH), AND EXPANDER RIBBON CABLE.(ONLY NFS-3030/NFS-640) | Quantity |  | 1 | 233 | 26% | 172.42
2651 | Notifier | CHS-6 | CHASSIS, MOUNTS UP TO 6 XP-6 MODULES IN A BB-25 OR A ROW OF THE CAB-3/4 SERIES CABINET; ALSO MOUNTS ACPS-610. | Quantity |  | 1 | 56.25 | 26% | 41.625
2652 | Notifier | CHS-BH | BATTERY HOLDER. HOLDS UP TO TWO BAT-12120 12 AH BATTERIES WHEN MOUNTED ON THE CHS-PS CHASSIS. | Quantity |  | 1 | 88 | 26% | 65.12
2653 | Notifier | CHS-M2 | CHASSIS ASSEMBLY- 1ST ROW; ORDER ONE FOR EACH CPU-640 / CPU-640E. | Quantity |  | 1 | 142 | 26% | 105.08
2654 | Notifier | CHS-M3 | MOUNTING CHASSIS, USED FOR CPU-3030, CPU2-3030, AND NCA-2. | Quantity |  | 1 | 172 | 26% | 127.28
2655 | Notifier | CHS-PS | CHASSIS ASSEMBLY. MOUNTS XPIQ-PS AND/OR CHS-BH IN A CAB-3/4 ROW. CAN ALSO MOUNT ONE ACPS-610 IN CAB-3 ROW. | Quantity |  | 1 | 59 | 26% | 43.66
2656 | Notifier | CHS-RL-MP | MOUNTING PLATE FOR HS-NCM | Quantity |  | 1 | 66 | 26% | 48.84
2657 | Notifier | DP-1B | DRESS PANEL BLANK; COVERS UNUSED CABINET ROW(S), PAINTED BLACK. (ONLY NFS-3030/NFS-640) | Quantity |  | 1 | 56 | 26% | 41.44
2658 | Notifier | DP-DISP | DRESS PLATE, DISPLAY, BLACK. (ONLY NFS-3030/NFS-640) | Quantity |  | 1 | 92 | 26% | 68.08
2659 | Notifier | DP-DISP2 | DRESS PLATE USED WHEN CPU2-640 IS MOUNTED ON TOP ROW. | Quantity |  | 1 | 93 | 26% | 68.82
2660 | Notifier | DR-A4 | DOOR, LOCK & KEYS. ACCEPTS 1 CHASSIS, BLACK. | Quantity |  | 1 | 315 | 26% | 233.1
2661 | Notifier | DR-A4B | BLANK DOOR, LOCK & KEYS. ACCEPTS 1 CHASSIS; BLACK. | Quantity |  | 1 | 179 | 26% | 132.46
2662 | Notifier | DR-A4BR | BLANK DOOR, LOCK & KEYS. ACCEPTS 1 CHASSIS; RED. | Quantity |  | 1 | 179 | 26% | 132.46
2663 | Notifier | DR-A4R | DOOR, LOCK & KEYS. ACCEPTS 1 CHASSIS, RED. | Quantity |  | 1 | 314 | 26% | 232.36
2664 | Notifier | DR-AA4 | AA SIZE DOOR WITH WINDOW, BLACK | Quantity |  | 1 | 238 | 26% | 176.12
2665 | Notifier | DR-AA4B | AA SIZE DOOR WITHOUT WINDOW, BLACK | Quantity |  | 1 | 156 | 26% | 115.44
2666 | Notifier | DR-AA4BR | AA SIZE DOOR WITHOUT WINDOW, RED | Quantity |  | 1 | 156 | 26% | 115.44
2667 | Notifier | DR-AA4R | AA SIZE DOOR WITH WINDOW, RED | Quantity |  | 1 | 242 | 26% | 179.08
2668 | Notifier | DR-B4 | DOOR, LOCK & KEYS. ACCEPTS 2 CHASSIS, BLACK. | Quantity |  | 1 | 380 | 26% | 281.2
2669 | Notifier | DR-B4B | BLANK DOOR, LOCK & KEYS. ACCEPTS 2 CHASSIS, BLACK. | Quantity |  | 1 | 207 | 26% | 153.18
2670 | Notifier | DR-B4BR | BLANK DOOR, LOCK & KEYS; ACCEPTS 2 CHASSIS, RED. | Quantity |  | 1 | 207 | 26% | 153.18
2671 | Notifier | DR-B4R | DOOR, LOCK & KEYS. ACCEPTS 2 CHASSIS, RED. | Quantity |  | 1 | 382 | 26% | 282.68
2672 | Notifier | DR-C4 | DOOR, LOCK & KEYS. ACCEPTS 3 CHASSIS, BLACK. | Quantity |  | 1 | 564 | 26% | 417.36
2673 | Notifier | DR-C4B | BLANK DOOR, LOCK & KEYS. ACCEPTS 3 CHASSIS; BLACK. | Quantity |  | 1 | 311 | 26% | 230.14
2674 | Notifier | DR-C4BR | BLANK DOOR, LOCK & KEYS. ACCEPTS 3 CHASSIS, RED. | Quantity |  | 1 | 311 | 26% | 230.14
2675 | Notifier | DR-C4R | DOOR, LOCK & KEYS. ACCEPTS 3 CHASSIS, RED. | Quantity |  | 1 | 574 | 26% | 424.76
2676 | Notifier | DR-D4 | DOOR, LOCK & KEYS. ACCEPTS 4 CHASSIS, BLACK. | Quantity |  | 1 | 682 | 26% | 504.68
2677 | Notifier | DR-D4B | BLANK DOOR, LOCK & KEYS. ACCEPTS 4 CHASSIS, BLACK. | Quantity |  | 1 | 348 | 26% | 257.52
2678 | Notifier | DR-D4BR | BLANK DOOR, LOCK & KEYS. ACCEPTS 4 CHASSIS, RED. | Quantity |  | 1 | 348 | 26% | 257.52
2679 | Notifier | DR-D4R | DOOR, LOCK & KEYS. ACCEPTS 4 CHASSIS, RED. | Quantity |  | 1 | 692 | 26% | 512.08
2680 | Notifier | EQBB-B4 | EQUIPMENT BACKBOX ASSEMBLY, TWO TIERS, BLACK. | Quantity |  | 1 | 299 | 26% | 221.26
2681 | Notifier | EQBB-B4R | EQUIPMENT BACKBOX ASSEMBLY, TWO TIERS, BLACK. | Quantity |  | 1 | 299 | 26% | 221.26
2682 | Notifier | EQBB-C4 | EQUIPMENT BACKBOX ASSEMBLY, THREE TIERS, BLACK. | Quantity |  | 1 | 460 | 26% | 340.4
2683 | Notifier | EQBB-C4R | EQUIPMENT BACKBOX ASSEMBLY, THREE TIERS, BLACK. | Quantity |  | 1 | 460 | 26% | 340.4
2684 | Notifier | EQBB-D4 | EQUIPMENT BACKBOX ASSEMBLY, FOUR TIERS, BLACK. | Quantity |  | 1 | 552 | 26% | 408.48
2685 | Notifier | EQBB-D4R | EQUIPMENT BACKBOX ASSEMBLY, FOUR TIERS, BLACK. | Quantity |  | 1 | 555 | 26% | 410.7
2686 | Notifier | EQDR-B4 | EQUIPMENT DOOR ASSEMBLY, VENTED, TWO TIERS, BLACK. | Quantity |  | 1 | 314.75 | 26% | 232.915
2687 | Notifier | EQDR-B4R | EQUIPMENT DOOR ASSEMBLY, VENTED, TWO TIERS, BLACK. | Quantity |  | 1 | 329.25 | 26% | 243.645
2688 | Notifier | EQDR-C4 | EQUIPMENT DOOR ASSEMBLY, VENTED, THREE TIERS, BLACK. | Quantity |  | 1 | 496 | 26% | 367.04
2689 | Notifier | EQDR-C4R | EQUIPMENT DOOR ASSEMBLY, VENTED, THREE TIERS, BLACK. | Quantity |  | 1 | 496 | 26% | 367.04
2690 | Notifier | EQDR-D4 | EQUIPMENT DOOR ASSEMBLY, VENTED, FOUR TIERS, BLACK. | Quantity |  | 1 | 587 | 26% | 434.38
2691 | Notifier | EQDR-D4R | EQUIPMENT DOOR ASSEMBLY, VENTED, FOUR TIERS, BLACK. | Quantity |  | 1 | 587 | 26% | 434.38
2692 | Notifier | MP-1B | PANEL MODULE ROW DRESS PLATE (NORMALLY ORDERED WITH CHS-4MB); BLACK. (ONLY NFS-3030/NFS-640) | Quantity |  | 1 | 99 | 26% | 73.26
2693 | Notifier | NFS-LBB | NFS LARGE BATTERY BACKBOX, HOUSES UP TO TWO 55 AH BATTERIES, BLACK. | Quantity |  | 1 | 347 | 26% | 256.78
2694 | Notifier | NFS-LBBR | NFS LARGE BATTERY BACKBOX, HOUSES UP TO TWO 55 AH BATTERIES, RED. | Quantity |  | 1 | 345 | 26% | 255.3
2695 | Notifier | NOT-FILTER-KIT1 | KIT INCLUDES FILTERS, MOUNTING HARDWARE AND DOCUMENTATION FOR SPECIFIED MARINE APPLICATIONS | Quantity |  | 1 | 353 | 26% | 261.22
2696 | Notifier | P40-KITB | DRESS PLATE, KELTRON PRINTER, SAME AS P40-KIT BUT INCLUDES BLACK DRESS PLATE; ALSO INCLUDES TWO NEW STYLE BMP-1 ANNUNCIATOR BLANK DRESS PLATES. (ONLY NFS-3030/NFS-640) | Quantity |  | 1 | 275 | 26% | 203.5
2697 | Notifier | PL-BM | MOUNTING PLATE. REQUIRED FOR EACH CAB-BM. | Quantity |  | 1 | 385 | 26% | 284.9
2698 | Notifier | SBB-A4 | BACKBOX, 1 CHASSIS, BLACK. | Quantity |  | 1 | 199 | 26% | 147.26
2699 | Notifier | SBB-A4R | BACKBOX, 1 CHASSIS, RED. | Quantity |  | 1 | 199 | 26% | 147.26
2700 | Notifier | SBB-AA4 | AA SIZE BACKBOX, BLACK | Quantity |  | 1 | 155 | 26% | 114.7
2701 | Notifier | SBB-AA4R | AA SIZE BACKBOX, RED | Quantity |  | 1 | 155 | 26% | 114.7
2702 | Notifier | SBB-B4 | BACKBOX, 2 CHASSIS, BLACK. | Quantity |  | 1 | 295 | 26% | 218.3
2703 | Notifier | SBB-B4R | BACKBOX, 2 CHASSIS, RED. | Quantity |  | 1 | 295 | 26% | 218.3
2704 | Notifier | SBB-C4 | BACKBOX, 3 CHASSIS, BLACK. | Quantity |  | 1 | 458.5 | 26% | 339.29
2705 | Notifier | SBB-C4R | BACKBOX, 3 CHASSIS, RED. | Quantity |  | 1 | 458.5 | 26% | 339.29
2706 | Notifier | SBB-D4 | BACKBOX, 4 CHASSIS, BLACK. | Quantity |  | 1 | 550.75 | 26% | 407.555
2707 | Notifier | SBB-D4R | BACKBOX, 4 CHASSIS, RED. | Quantity |  | 1 | 550.75 | 26% | 407.555
2708 | Notifier | SEISKIT-2550 | SEISMIC KIT FOR THE FIREVOICE 25/50 SERIES. INCLUDES BATTERY BRACKET FOR TWO 7AH, 12AH, OR 18AH BATTERIES | Quantity |  | 1 | 313 | 26% | 231.62
2709 | Notifier | SEISKIT-320/B26 | SEISMIC KIT FOR THE NFS-320 AND BB-26. INCLUDES BATTERY BRACKET FOR TWO 26AH BATTERIES | Quantity |  | 1 | 169.75 | 26% | 125.615
2710 | Notifier | SEISKIT-BB100 | SEISMIC KIT FOR THE BB-100 AND BB-200. INCLUDES BATTERY BRACKET FOR TWO 100AH BATTERIES. TWO KITS ARE REQUIRED FOR THE BB-200 | Quantity |  | 1 | 257.75 | 26% | 190.735
2711 | Notifier | SEISKIT-BB17 | SEISMIC KIT FOR THE BB-17. INCLUDES BATTERY BRACKET FOR TWO 18AH BATTERIES | Quantity |  | 1 | 217.5 | 26% | 160.95
2712 | Notifier | SEISKIT-BB25 | SEISMIC KIT FOR THE BB-25. INCLUDES BATTERY BRACKET FOR TWO 26AH BATTERIES | Quantity |  | 1 | 221 | 26% | 163.54
2713 | Notifier | SEISKIT-CAB | SEISMIC KIT FOR THE CAB-4 SERIES CABINETS. INCLUDES BATTERY BRACKET FOR TWO 26AH BATTERIES | Quantity |  | 1 | 160 | 26% | 118.4
2714 | Notifier | SEISKIT-COMMENC | SEISMIC KIT FOR THE SFP-5UD, SFP-10UD, FIREWARDEN 50, FIREWARDEN 100-2, RP-2001, AND RP-2002. INCLUDES BATTERY BRACKET FOR TWO 7AH, 12AH, OR 18AH BATTERIES | Quantity |  | 1 | 190.25 | 26% | 140.785
2715 | Notifier | SEISKIT-DAA | SEISMIC KIT FOR THE DAX, DAA, AND DAA2 SERIES AMPLIFIERS. INCLUDES BATTERY BRACKET FOR TWO 12AH BATTERIES | Quantity |  | 1 | 182 | 26% | 134.68
2716 | Notifier | SEISKIT-LBB | SEISMIC KIT FOR THE NFS-LBB. INCLUDES BATTERY BRACKET FOR TWO 55AH BATTERIES | Quantity |  | 1 | 198.75 | 26% | 147.075
2717 | Notifier | SEISKIT-PS/2/4 | SEISMIC KIT FOR THE FCPS-24S6/8, CAB-PS1, SFP-2402 AND SFP-2404. INCLUDES BATTERY BRACKET FOR TWO 7AH OR 12AH BATTERIES | Quantity |  | 1 | 174 | 26% | 128.76
2718 | Notifier | TR-320 | TRIM RING FOR NFS-320 CABINET. | Quantity |  | 1 | 167 | 26% | 123.58
2719 | Notifier | TR-320R | TRIM RING FOR NFS-320 CABINET, RED | Quantity |  | 1 | 167 | 26% | 123.58
2720 | Notifier | TR-A4 | “A” SIZE TRIM RING FOR THE CAB-4 OR CAB-3 SERIES. BLACK. | Quantity |  | 1 | 180 | 26% | 133.2
2721 | Notifier | TR-AA4 | “AA” SIZE TRIM RING FOR THE CAB-4 OR CAB-3 SERIES. BLACK. | Quantity |  | 1 | 235 | 26% | 173.9
2722 | Notifier | TR-ABS2D | TRIM RING FOR ABS-2D, BLACK | Quantity |  | 1 | 165 | 26% | 122.1
2723 | Notifier | TRABS-4D | TRIM RING FOR ABS-4D, BLACK | Quantity |  | 1 | 88 | 26% | 65.12
2724 | Notifier | TRABS-4DR | TRIM RING FOR ABS-4D, RED | Quantity |  | 1 | 89 | 26% | 65.86
2725 | Notifier | TR-B4 | “B” SIZE TRIM RING FOR THE CAB-4 OR CAB-3 SERIES. BLACK. | Quantity |  | 1 | 181 | 26% | 133.94
2726 | Notifier | TR-C4 | “C” SIZE TRIM RING FOR THE CAB-4 OR CAB-3 SERIES. BLACK. | Quantity |  | 1 | 179 | 26% | 132.46
2727 | Notifier | TR-D4 | “D” SIZE TRIM RING FOR THE CAB-4 OR CAB-3 SERIES. BLACK. | Quantity |  | 1 | 184 | 26% | 136.16
2728 | Notifier | VP-2B | 2” FILLER DRESS PLATE. USED WHEN THE ADP-4B IS INSTALLED IN THE TOP ROW OF A CAB-4 SERIES BACKBOX. (ONLY NFS-3030/NFS-640) | Quantity |  | 1 | 47 | 26% | 34.78
2729 | Notifier | WC-2 | WIRE CHANNEL. PROVIDES A PAIR OF WIRE TRAYS TO NEATLY ROUTE WIRE IN A CAB-4 SERIES BACKBOX | Quantity |  | 1 | 43 | 26% | 31.82
2730 | Notifier | BAT-121000 | BATTERY, 12 VOLT, 100 AH. | Quantity |  | 1 | 749.25 | 26% | 554.445
2731 | Notifier | BAT-12120-BP | FOUR (4) BAT-12120 BAT-12120 (12V, 12AH) | Quantity |  | 1 | 511.75 | 26% | 378.695
2732 | Notifier | BAT-12180-BP | TWO (2) BAT-12180 (12V, 18AH) | Quantity |  | 1 | 277.25 | 26% | 205.165
2733 | Notifier | BAT-12260-BP | TWO (2) BAT-12660 (12V, 26AH) | Quantity |  | 1 | 414.75 | 26% | 306.915
2734 | Notifier | BAT-1250-BP | TEN (10) BAT-1250 (12V, 5AH) | Quantity |  | 1 | 500.75 | 26% | 370.555
2735 | Notifier | BAT-12550 | BATTERY, 12 VOLT, 55 AH. | Quantity |  | 1 | 407.5 | 26% | 301.55
2736 | Notifier | BAT-1270-BP | FIVE (5) BAT-1270 (12V, 7AH) SHIPPED IN EACH BULK PACK | Quantity |  | 1 | 376.75 | 26% | 278.795
2737 | Notifier | 411 | 3 CHANNEL, DUAL LINE SLAVE DACT; REQUIRES PRO-411 PROGRAMMER. | Quantity |  | 1 | 308.5 | 26% | 228.29
2738 | Notifier | 411RK | RELAY KIT, TWO PROGRAMMABLE RELAYS, FORM-C, 411UDAC ONLY. | Quantity |  | 1 | 29.25 | 26% | 21.645
2739 | Notifier | 411UD | 4 CHANNEL DUAL LINE SLAVE PROGRAMMER DACT; FORM-C RELAY AND UP/DOWNLOAD CAPABILITY. REQUIRES PRO-411. | Quantity |  | 1 | 409.25 | 26% | 302.845
2740 | Notifier | 411UDAC | 4 CHANNEL, DUAL LINE, STAND-ALONE COMMUNICATOR; 1 AMP NAC, INTEGRAL BATTERY CHARGER, REMOTE UPLOAD/DOWNLOAD CAPABILITY. | Quantity |  | 1 | 478.5 | 26% | 354.09
2741 | Notifier | 7626-25HC | 25 FT. ANTENNA CABLE, LOW LOSS | Quantity |  | 1 | 133.5 | 26% | 98.79
2742 | Notifier | 7626-50HC | 50 FT. ANTENNA CABLE, LOW LOSS | Quantity |  | 1 | 203.25 | 26% | 150.405
2743 | Notifier | 7626-5C | 5 FT. ANTENNA CABLE, NOT LOW LOSS | Quantity |  | 1 | 70 | 26% | 51.8
2744 | Notifier | 7720P | IPGSM-COM, IPGSM-COMA HANDHELD PROGRAMMER | Quantity |  | 1 | 372.5 | 26% | 275.65
2745 | Notifier | ALMSC119 | RJ45-DB9F CONNECTOR | Quantity |  | 1 | 51.25 | 26% | 37.925
2746 | Notifier | BB-UZC | OPTIONAL ENCLOSURE FOR APPLICATIONS WHERE THE UZC-256 WILL NOT FIT IN PANEL ENCLOSURE; BLACK | Quantity |  | 1 | 155 | 26% | 114.7
2747 | Notifier | BB-UZC-R | OPTIONAL ENCLSOURE FOR APPLICATIONS WHERE THE UZC-256 WILL NOT FIT IN PANEL ENCLOSURE; RED | Quantity |  | 1 | 155 | 26% | 114.7
2748 | Notifier | DPI-232 | DIRECT PANEL INTERFACE. MODEM INTERFACE FOR DIRECT WIRE (NO DIAL-UP CAPABILITIES) FOR INTERCONNECTING PANELS. REPLACES TPI-232 IN DIRECT WIRE APPLICATIONS. | Quantity |  | 1 | 1145 | 26% | 847.3
2749 | Notifier | ESD-100 | VISORALARM-PLUS UL LISTED SURGE PROTECTOR IN CHS-M3 OR CPU2-640 CHASSIS | Quantity |  | 1 | 501.75 | 26% | 371.295
2750 | Notifier | GSM-ANT3DB | 3DB GAIN EXTERNAL/REMOTE ANTENNA | Quantity |  | 1 | 189 | 26% | 139.86
2751 | Notifier | HPTCOVER | PLUG IN TRANSFORMER BOX FOR IPGSM COMMUNICATOR | Quantity |  | 1 | 50 | 26% | 37
2752 | Notifier | IPBRKT | USED FOR MOUNTING IP COMMUNICATORS IN COMMON ENCLOSURE FOR SFP-5UD, SFP-10UD, NFW2-100 AND NFW-50 | Quantity |  | 1 | 66 | 26% | 48.84
2753 | Notifier | IPCHSKIT | CHASSIS TO MOUNT IP COMMUNICATOR IN CHSA SERIES CHASSIS | Quantity |  | 1 | 59.5 | 26% | 44.03
2754 | Notifier | IPDACT-2 | IPDACT COMMUNICATOR | Quantity |  | 1 | 595.5 | 26% | 440.67
2755 | Notifier | IPDACT-2UD | INCLUDES IPDACT-2 AND 2UD DAUGHTER BOARD. | Quantity |  | 1 | 699.1 | 26% | 517.334
2756 | Notifier | IPENC | IP COMMUNICATOR EXTERNAL MOUNTING ENCLOSURE, INCLUDES IPBRKT, RED | Quantity |  | 1 | 122.75 | 26% | 90.835
2757 | Notifier | IPENC-B | IP COMMUNICATOR EXTERNAL MOUNTING ENCLOSURE, INCLUDES IPBRKT, BLACK | Quantity |  | 1 | 122.25 | 26% | 90.465
2758 | Notifier | IPSPLT | SPLITTER: DUAL 8TPC TO SINGLE 8TPC “Y” SPLITTER WITH 2 EA. 9” CABLES FOR COMBINING PANEL PHONE JACKS TO ONE IPDACT INPUT. | Quantity |  | 1 | 23.75 | 26% | 17.575
2759 | Notifier | MCBL-7 | DACT PHONE CORDS -- 7 FOOT. | Quantity |  | 1 | 11.25 | 26% | 8.325
2760 | Notifier | PRO-411 | HAND-HELD PROGRAMMER FOR LOCAL PROGRAMMING OF 411, 411UD OR 411UDAC. | Quantity |  | 1 | 264 | 26% | 195.36
2761 | Notifier | UBS-1 | BACKBOX, UDACT, WITH VIEWING WINDOW AND OPTIONAL RELAY MOUNT. | Quantity |  | 1 | 160 | 26% | 118.4
2762 | Notifier | UBS-1B | METAL ENCLOSURE WITH SOLID DOOR FOR REMOTE MOUNTING OF THE UDACT-2, BLACK | Quantity |  | 1 | 160 | 26% | 118.4
2763 | Notifier | UBS-1R | METAL ENCLOSURE WITH SOLID DOOR FOR REMOTE MOUNTING OF THE UDACT-2, RED | Quantity |  | 1 | 160 | 26% | 118.4
2764 | Notifier | UDACT-2 | UNIVERSAL DIGITAL ALARM COMMUNICTATOR TRANSMITTER-2 | Quantity |  | 1 | 680 | 26% | 503.2
2765 | Notifier | UZC-256 | UNIVERSAL ZONE CODER; PROVIDES UP TO 256 DIFFERENT CODED OUTPUTS. NOTE: THE UZC-256 REQUIRES PROGRAMMING SOFTWARE AND A HARDWARE PC INTERFACE. | Quantity |  | 1 | 969 | 26% | 717.06
2766 | Notifier | UZC-HI | HARDWARE KIT TO CONNECT THE UZC-256 TO A PC.; INCLUDES: NULL MODEM CABLE, AC POWER ADAPTER, AND 9-PIN TO 25-PIN CONVERTER. | Quantity |  | 1 | 308 | 26% | 227.92
2767 | Notifier | VISORALARM-PLUS | CENTRAL STATION RECEIVER UL FOR FIRE AND SECURITY | Quantity |  | 1 | 4504 | 26% | 3332.96
2768 | Notifier | HS-NCM-MF | HIGH-SPEED NETWORK COMMUNICATIONS MODULE, FIBER-OPTIC CABLE INTERFACE (MULTI-MODE). | Quantity |  | 1 | 2203 | 26% | 1630.22
2769 | Notifier | HS-NCM-MFSF | HIGH-SPEED NETWORK COMMUNICATIONS MODULE, FIBER-OPTIC CABLE INTERFACE (MULTI-MODE FIBER TO SINGLE-MODE FIBER) | Quantity |  | 1 | 2488 | 26% | 1841.12
2770 | Notifier | HS-NCM-SF | HIGH-SPEED NETWORK COMMUNICATIONS MODULE, FIBER-OPTIC CABLE INTERFACE (SINGLE-MODE) | Quantity |  | 1 | 2747 | 26% | 2032.78
2771 | Notifier | HS-NCM-W | HIGH-SPEED NETWORK COMMUNICATIONS MODULE, TWISTED-PAIR WIRE INTERFACE | Quantity |  | 1 | 2224 | 26% | 1645.76
2772 | Notifier | HS-NCM-WMF | HIGH-SPEED NETWORK COMMUNICATIONS MODULE, WIRE AND FIBER-OPTIC CABLE INTERFACE (MULTI-MODE). | Quantity |  | 1 | 2162 | 26% | 1599.88
2773 | Notifier | HS-NCM-WSF | HIGH-SPEED NETWORK COMMUNICATIONS MODULE, WIRE AND FIBER-OPTIC CABLE INTERFACE (SINGLE-MODE). | Quantity |  | 1 | 2440 | 26% | 1805.6
2774 | Notifier | MODBUS-GW | MODBUS GATEWAY | Quantity |  | 1 | 2430 | 26% | 1798.2
2775 | Notifier | MON-22LCDW | 22" UL-LISTED WIDE-SCREEN LCD, 1680X1050 WSXGA | Quantity |  | 1 | 2798.75 | 26% | 2071.075
2776 | Notifier | MON-22LCDW-TS | 22" UL-LISTED CAPACITIVE TOUCH-SCREEN, USB CONTROLLER, CUSTOM STAND | Quantity |  | 1 | 4207.75 | 26% | 3113.735
2777 | Notifier | MON-42LCDW | 42" UL-LISTED WIDE-SCREEN LCD, 1920X1080P | Quantity |  | 1 | 13508.25 | 26% | 9996.105
2778 | Notifier | NCM-F | NETWORK CONTROL MODULE - MULTI MODE FIBER; ORDER ONE NCM PER NETWORK NODE (CPU-640/3030,NCA,CPU2-640/3030,NCA-2,DVC, ETC). | Quantity |  | 1 | 987 | 26% | 730.38
2779 | Notifier | NCM-W | NETWORK CONTROL MODULE - WIRE; ORDER ONE NCM PER NETWORK NODE (CPU-640/3030,NCA,CPU2-640/3030,NCA-2,DVC, ETC). | Quantity |  | 1 | 941 | 26% | 696.34
2780 | Notifier | NFN-GW-EM-3 | INTELLIGENT GATEWAY INTERFACE FOR THE ONYXWORKS™ FIRE MONITORING WORKSTATION | Quantity |  | 1 | 2283 | 26% | 1689.42
2781 | Notifier | NFN-GW-PC-F | NFN GATEWAY PC CARD WITH FIBER. | Quantity |  | 1 | 2310 | 26% | 1709.4
2782 | Notifier | NFN-GW-PC-HNMF | HIGH SPEED NFN GATEWAY PC CARD FOR MULTIMODE FIBER (INCLUDED WITH ONYXWORKS-HNMF). | Quantity |  | 1 | 3390 | 26% | 2508.6
2783 | Notifier | NFN-GW-PC-HNSF | HIGH SPEED NFN GATEWAY PC CARD FOR SINGLE MODE FIBER (INCLUDED WITH ONYXWORKS-HNSF). | Quantity |  | 1 | 3961 | 26% | 2931.14
2784 | Notifier | NFN-GW-PC-HNW | HIGH SPEED NFN GATEWAY PC CARD FOR WIRE (INCLUDED WITH ONYXWORKS-HNW) | Quantity |  | 1 | 3389 | 26% | 2507.86
2785 | Notifier | NFN-GW-PC-W | NFN GATEWAY PC CARD WITH WIRE. | Quantity |  | 1 | 2310 | 26% | 1709.4
2786 | Notifier | RPT-F | NETWORK FIBER OPTICS REPEATER. | Quantity |  | 1 | 1000 | 26% | 740
2787 | Notifier | RPT-W | NETWORK WIRE REPEATER. | Quantity |  | 1 | 804 | 26% | 594.96
2788 | Notifier | RPT-WF | NETWORK WIRE TO FIBER OPTICS REPEATER. | Quantity |  | 1 | 967 | 26% | 715.58
2789 | Notifier | SLC-IM | CIRCUIT-INTEGRATION MODULE PROVIDES A COMMUNICATION LINK BETWEEN A VESDANET NETWORK AND A FIRE ALARM CONTROL PANEL (FACP) VIA THE VHX-1420-HFS | Quantity |  | 1 | 1085 | 26% | 802.9
2790 | Notifier | VESDA-HLI-GW | INTELLIGENT INTERFACE THAT PROVIDES A COMMUNICATION LINK BETWEEN THE NOTI-FIRE-NET™ NETWORK AND VESDA™ DETECTORS ON THE VESDANET™ | Quantity |  | 1 | 2310 | 26% | 1709.4
2791 | Notifier | FIRSTVISION-ENC | ONYX FIRSTVISION™ BACKBOX WITH DOOR | Quantity |  | 1 | 2547 | 26% | 1884.78
2792 | Notifier | FIRSTVISION-LCD | ONYX FIRSTVISION™ USER INTERFACE SOFTWARE AND HARDWARE PACKAGE. INCLUDES 22” LCD TOUCH-SCREEN PC, ONBOARD ETHERNET, AND USB PORTS. PACKAGE ALSO INCLUDES ONE SOFTWARE LICENSE, AND CONFIGURATION SOFTWARE. FIRSTVISION-ENC BACKBOX WITH DOOR MUST BE ORDERED SEPARATELY. | Quantity |  | 1 | 13027 | 26% | 9639.98
2793 | Notifier | LCD-WIN7-UG | ONYX FIRSTVISION™ LCD WINDOWS 7 UPGRADE | Quantity |  | 1 | 2163 | 26% | 1600.62
2794 | Notifier | NWS-3 | WEB-BASED HTML SERVER HARDWARE USED FOR REMOTE VIEWING OF ONYXWORKS | Quantity |  | 1 | 2449 | 26% | 1812.26
2795 | Notifier | ONYX-4 | ONYXWORKS VERSION 4 SOFTWARE KEYBIT (REQUIRED FOR VERSION 4 UPGRADES) | Quantity |  | 1 | 2158 | 26% | 1596.92
2796 | Notifier | ONYX-MM | ADDS FLOATABLE/DOCKABLE WINDOWS OPTION TO ONYXWORKS (TO SUPPORT DUAL MONITORS) | Quantity |  | 1 | 1149 | 26% | 850.26
2797 | Notifier | ONYX-NOTIFY | ADDS E-MAIL OPTION TO ONYXWORKS | Quantity |  | 1 | 1149 | 26% | 850.26
2798 | Notifier | ONYXWORKS-WS | UL LISTED ONYXWORKS WORKSTATION ONLY | Quantity |  | 1 | 22900 | 26% | 16946
2799 | Notifier | OW-NOUL | NON-UL LISTED ONYXWORKS (MONITOR-ONLY) SOFTWARE. SOFTWARE PLUS HASP KEY | Quantity |  | 1 | 7732 | 26% | 5721.68
2800 | Notifier | WIN10-UG | WINDOWS 10 UPGRADE KIT FOR WIN7 SOLID-STATE COMARK PC'S | Quantity |  | 1 | 1227.25 | 26% | 908.165
2801 | Notifier | BACNET-GW-3 | INTELLIGENT INTERFACE USING BACNET PROTOCOL THAT A PROVIDES A COMMUNICATIONS LINKS BETWEEN A BUILDING MANAGEMENT SYSTEM (BMS) AND FIRE ALARM CONTROL PANELS | Quantity |  | 1 | 2333 | 26% | 1726.42
2802 | Notifier | CAP-GW | EMERGENCY COMMUNICATIONS RECEIVERS SYSTEM - DRMNS GATEWAY USING CAP PROTOCOL (INQUIRE REGARDING VENDOR COMPARTIBILITY) | Quantity |  | 1 | 2974 | 26% | 2200.76
2803 | Notifier | DACR-GW | RECEIVERS GATEWAY (PC VERSION) | Quantity |  | 1 | 2314 | 26% | 1712.36
2804 | Notifier | NOTIFY-IP | MASS NOTIFICATION VOICE PAGING | Quantity |  | 1 | 1138 | 26% | 842.12
2805 | Notifier | NOTIFY-IP-NOUL | MASS NOTIFICATION VOICE PAGING - NON UL LISTED APLICATIONS | Quantity |  | 1 | 1150 | 26% | 851
2806 | Notifier | BB-STD | STANDARD 4 SQUARE BOX. | Quantity |  | 1 | 7.5 | 26% | 5.55
2807 | Notifier | DECAL-R | RED DECALS FOR SPECTRALERT ADVANCE WALL PRODUCTS, 5 SETS OF 2 (10 TOTAL) | Quantity |  | 1 | 67 | 26% | 49.58
2808 | Notifier | DECAL-RC | RED DECALS FOR SPECTRALERT ADVANCE CEILING PRODUCTS, 5 SETS OF 3 (15 TOTAL) | Quantity |  | 1 | 100.75 | 26% | 74.555
2809 | Notifier | DECAL-W | WHITE DECALS FOR SPECTRALERT ADVANCE WALL PRODUCTS, 5 SETS OF 2 (10 TOTAL) | Quantity |  | 1 | 67 | 26% | 49.58
2810 | Notifier | DECAL-WC | WHITE DECALS FOR SPECTRALERT ADVANCE WALL PRODUCTS, 5 SETS OF 3 (15 TOTAL) | Quantity |  | 1 | 100.75 | 26% | 74.555
2811 | Notifier | HRK | HORN ONLY, 12 OR 24 VOLT, RED, WALL MOUNT, OUTDOOR, INCLUDES BACKBOX | Quantity |  | 1 | 78 | 26% | 57.72
2812 | Notifier | HRK-R | REPLACEMENT HORN, RED, WALL MOUNT, OUTDOOR | Quantity |  | 1 | 50.25 | 26% | 37.185
2813 | Notifier | HR-LF | LOW FREQUENCY SOUNDER, RED | Quantity |  | 1 | 79 | 26% | 58.46
2814 | Notifier | HW-LF | LOW FREQUENCY SOUNDER, WHITE | Quantity |  | 1 | 79 | 26% | 58.46
2815 | Notifier | LENS-A | WALL STROBE LENS ATTACHMENT, AMBER | Quantity |  | 1 | 13.25 | 26% | 9.805
2816 | Notifier | LENS-AC | CEILING STROBE LENS ATTACHMENT, AMBER | Quantity |  | 1 | 13.25 | 26% | 9.805
2817 | Notifier | LENS-B | WALL STROBE LENS ATTACHMENT, BLUE | Quantity |  | 1 | 13.25 | 26% | 9.805
2818 | Notifier | LENS-BC | CEILING STROBE LENS ATTACHMENT, BLUE | Quantity |  | 1 | 13.25 | 26% | 9.805
2819 | Notifier | LENS-G | WALL STROBE LENS ATTACHMENT, GREEN | Quantity |  | 1 | 13.25 | 26% | 9.805
2820 | Notifier | LENS-GC | CEILING STROBE LENS ATTACHMENT, GREEN | Quantity |  | 1 | 13.25 | 26% | 9.805
2821 | Notifier | LENS-R | WALL STROBE LENS ATTACHMENT, RED | Quantity |  | 1 | 13.25 | 26% | 9.805
2822 | Notifier | LENS-RC | CEILING STROBE LENS ATTACHMENT, RED | Quantity |  | 1 | 13.25 | 26% | 9.805
2823 | Notifier | MDL3R | SYNC™•CIRCUIT MODULE, 12 OR 24 VDC, RED. | Quantity |  | 1 | 93.75 | 26% | 69.375
2824 | Notifier | MDL3W | SYNC™•CIRCUIT MODULE, 12 OR 24 VDC, WHITE. | Quantity |  | 1 | 91.25 | 26% | 67.525
2825 | Notifier | MHR | MINI HORN, RED | Quantity |  | 1 | 30.5 | 26% | 22.57
2826 | Notifier | MHW | MINI HORN, WHITE | Quantity |  | 1 | 30.5 | 26% | 22.57
2827 | Notifier | MP120K | ADAPTER PLATE, 120 VAC, FOR USE WITH SPECTRALERT ADVANCE DEVICES | Quantity |  | 1 | 53.5 | 26% | 39.59
2828 | Notifier | MWBB | WALL, METAL WEATHERPROOF BACK BOX, RED | Quantity |  | 1 | 50.25 | 26% | 37.185
2829 | Notifier | MWBBCW | CEILING, METAL WEATHERPROOF BACK BOX, WHITE | Quantity |  | 1 | 57 | 26% | 42.18
2830 | Notifier | MWBBW | WALL, METAL WEATHERPROOF BACK BOX, WHITE | Quantity |  | 1 | 50.25 | 26% | 37.185
2831 | Notifier | P2RHK | HORN/STROBE, 12/24 VOLT, HI CANDELA, 135,150,177,185 CD, RED OUTDOOR, INCLUDES BACKBOX | Quantity |  | 1 | 129.5 | 26% | 95.83
2832 | Notifier | P2RHK-120 | HORN/STROBE, 120 VOLT, HI CANDELA, 135,150,177,185 CD, RED OUTDOOR, INCLUDES BACKBOX | Quantity |  | 1 | 145.25 | 26% | 107.485
2833 | Notifier | P2RHK-P | RED OUTDOOR HORN STROBE, HIGH CANDELA, PLAIN | Quantity |  | 1 | 129 | 26% | 95.46
2834 | Notifier | P2RH-LF | LOW FREQUENCY SOUNDER STROBE, RED | Quantity |  | 1 | 136 | 26% | 100.64
2835 | Notifier | P2RK | HORN/STROBE, 12/24 VOLT, RED, MULTI-CANDELA 15,15/75,30, 75,110,115 CD, OUTDOOR, INCLUDES BACKBOX | Quantity |  | 1 | 128.75 | 26% | 95.275
2836 | Notifier | P2RK-P | RED OUTDOOR HORN STROBE, PLAIN | Quantity |  | 1 | 122.25 | 26% | 90.465
2837 | Notifier | P2RK-R | REPLACEMENT HORN/STROBE, 12/24 VOLT, RED, MULTI-CANDELA 15,15/75,30,75,110,115 CD, OUTDOOR | Quantity |  | 1 | 105.5 | 26% | 78.07
2838 | Notifier | P2WHK | WHITE OUTDOOR HORN STROBE, HIGH CANDELA | Quantity |  | 1 | 127 | 26% | 93.98
2839 | Notifier | P2WHK-P | WHITE OUTDOOR HORN STROBE, HIGH CANDELA, PLAIN | Quantity |  | 1 | 129 | 26% | 95.46
2840 | Notifier | P2WH-LF | LOW FREQUENCY SOUNDER STROBE, WHITE | Quantity |  | 1 | 136 | 26% | 100.64
2841 | Notifier | P2WK | WHITE OUTDOOR HORN STROBE | Quantity |  | 1 | 135.75 | 26% | 100.455
2842 | Notifier | P2WK-P | WHITE OUTDOOR HORN STROBE, PLAIN | Quantity |  | 1 | 122.25 | 26% | 90.465
2843 | Notifier | P4RK | HORN/STROBE, 12/24 VOLT, RED, MULTI-CANDELA 15,15/75,30,75,110,115 CD, OUTDOOR, INCLUDES BACKBOX | Quantity |  | 1 | 129.5 | 26% | 95.83
2844 | Notifier | P4RK-R | REPLACEMENT HORN/STROBE, 12/24 VOLT, RED, MULTI-CANDELA 15,15/75,30,75,110,115 CD, OUTDOOR | Quantity |  | 1 | 117.75 | 26% | 87.135
2845 | Notifier | P4WK | WHITE OUTDOOR HORN STROBE, 4 WIRE | Quantity |  | 1 | 129.5 | 26% | 95.83
2846 | Notifier | PC2RHK | HORN/STROBE, 12/24 VOLT, HI CANDELA, 135,150,177,185 CD, RED OUTDOOR, INCLUDES BACKBOX | Quantity |  | 1 | 127 | 26% | 93.98
2847 | Notifier | PC2RK | HORN/STROBE, 12/24 VOLT, RED, MULTI-CANDELA 15,15/75,30,75,110,115 CD, OUTDOOR, INCLUDES BACKBOX | Quantity |  | 1 | 120.75 | 26% | 89.355
2848 | Notifier | PC2WHK | WHITE OUTDOOR HORN STROBE, HIGH CANDELA, CEILING MOUNT | Quantity |  | 1 | 127 | 26% | 93.98
2849 | Notifier | PC2WK | WHITE OUTDOOR HORN STROBE, CEILING MOUNT | Quantity |  | 1 | 120.75 | 26% | 89.355
2850 | Notifier | RFP | RED RETROFIT PLATE (5 PACK) | Quantity |  | 1 | 97 | 26% | 71.78
2851 | Notifier | RFPW | WHITE RETROFIT PLATE (5 PACK) | Quantity |  | 1 | 95.5 | 26% | 70.67
2852 | Notifier | SA-WBB | WEATHERPROOF BACK BOX - WALL MOUNT, RED | Quantity |  | 1 | 38.25 | 26% | 28.305
2853 | Notifier | SA-WBBC | WEATHERPROOF BACK BOX - CEILING MOUNT, RED | Quantity |  | 1 | 46.5 | 26% | 34.41
2854 | Notifier | SBBCR | CEILING MOUNT SURFACE MOUNT BACK BOX, RED | Quantity |  | 1 | 26.25 | 26% | 19.425
2855 | Notifier | SBBCW | CEILING MOUNT SURFACE MOUNT BACK BOX, WHITE | Quantity |  | 1 | 26.25 | 26% | 19.425
2856 | Notifier | SBBR | WALL MOUNT SURFACE MOUNT BACK BOX, RED | Quantity |  | 1 | 18.75 | 26% | 13.875
2857 | Notifier | SBBSPR | WALL MOUNT SPEAKER SURFACE MOUNT BACK BOX, RED | Quantity |  | 1 | 24.75 | 26% | 18.315
2858 | Notifier | SBBSPW | WALL MOUNT SPEAKER SURFACE MOUNT BACK BOX, WHITE | Quantity |  | 1 | 24.75 | 26% | 18.315
2859 | Notifier | SBBW | WALL MOUNT SURFACE MOUNT BACK BOX, WHITE | Quantity |  | 1 | 18.75 | 26% | 13.875
2860 | Notifier | SCRHK | STROBE, 12/24 VOLT, HI CANDELA, 135,150,177,185 CD, RED OUTDOOR, INCLUDES BACKBOX | Quantity |  | 1 | 106 | 26% | 78.44
2861 | Notifier | SCRK | STROBE, 12/24 VOLT, RED, MULTI-CANDELA 15,15/75,30,75,110,115 CD, OUTDOOR, INCLUDES BACKBOX | Quantity |  | 1 | 104.25 | 26% | 77.145
2862 | Notifier | SCWHK | WHITE OUTDOOR STROBE, HIGH CANDELA, CEILING MOUNT | Quantity |  | 1 | 106 | 26% | 78.44
2863 | Notifier | SCWK | WHITE OUTDOOR STROBE, CEILING MOUNT | Quantity |  | 1 | 104 | 26% | 76.96
2864 | Notifier | SEP-BBSW | STROBE EXPANDER PLATE, BBS, WHITE | Quantity |  | 1 | 39 | 26% | 28.86
2865 | Notifier | SEP-SPSW | STROBE EXPANDER PLATE, SPEAKER STROBE, WHITE | Quantity |  | 1 | 107.5 | 26% | 79.55
2866 | Notifier | SEP-SW | STROBE EXPANDER PLATE, STROBE, WHITE | Quantity |  | 1 | 97.5 | 26% | 72.15
2867 | Notifier | SPCR | CEILING; RED; SPEAKER ONLY | Quantity |  | 1 | 41.25 | 26% | 30.525
2868 | Notifier | SPCW | CEILING; WHITE; SPEAKER ONLY | Quantity |  | 1 | 41.25 | 26% | 30.525
2869 | Notifier | SPCWK | CEILING, OUTDOOR; WHITE; SPEAKER ONLY | Quantity |  | 1 | 108 | 26% | 79.92
2870 | Notifier | SPRK | WALL, OUTDOOR, RED, SPEAKER ONLY | Quantity |  | 1 | 108 | 26% | 79.92
2871 | Notifier | SPRK-R | REPLACEMENT UNIT - RED OUTDOOR SPEAKER | Quantity |  | 1 | 66.25 | 26% | 49.025
2872 | Notifier | SPSCW-CLR-ALERT | WHITE CEILING MOUNT SPEAKER STROBE WITH CLEAR LENS AND ALERT MARKING | Quantity |  | 1 | 120.5 | 26% | 89.17
2873 | Notifier | SPSCWHK | CEILING, OUTDOOR, WHITE, SELECTABLE CANDELA, SPEAKER/STROBE; HI CD | Quantity |  | 1 | 196.5 | 26% | 145.41
2874 | Notifier | SPSCWHK-P | WALL, OUTDOOR, WHITE, SELECTABLE CANDELA, SPEAKER/STROBE, PORTUGESE | Quantity |  | 1 | 182.5 | 26% | 135.05
2875 | Notifier | SPSCWHK-PG | CEILING, OUTDOOR, WHITE, SELECTABLE CANDELA, SPEAKER/STROBE; HI CD, PORTUGESE | Quantity |  | 1 | 185.25 | 26% | 137.085
2876 | Notifier | SPSCWK | CEILING, OUTDOOR, WHITE, SELECTABLE CANDELA, SPEAKER/STROBE | Quantity |  | 1 | 195 | 26% | 144.3
2877 | Notifier | SPSCWK-CLR-ALERT | CEILING SPEAKER/STROBE, WHITE PLASTIC BOX, CLEAR LENS | Quantity |  | 1 | 185.75 | 26% | 137.455
2878 | Notifier | SPSCWK-PG | CEILING, OUTDOOR, WHITE, SELECTABLE CANDELA, SPEAKER/STROBE, PORTUGESE | Quantity |  | 1 | 182 | 26% | 134.68
2879 | Notifier | SPSCWK-SP | CEILING, OUTDOOR, WHITE, SELECTABLE CANDELA, SPEAKER/STROBE, SPANISH | Quantity |  | 1 | 182 | 26% | 134.68
2880 | Notifier | SPSEP-BBSW | SPEAKER STROBE EXPANDER PLATE BBS WHITE | Quantity |  | 1 | 39 | 26% | 28.86
2881 | Notifier | SPSRK | WALL, OUTDOOR, RED, SELECTABLE CANDELA, SPEAKER/STROBE | Quantity |  | 1 | 195 | 26% | 144.3
2882 | Notifier | SPSRK-P | RED OUTDOOR SPEAKER STROBE, PLAIN | Quantity |  | 1 | 182 | 26% | 134.68
2883 | Notifier | SPSRK-PG | WALL, OUTDOOR, RED, SELECTABLE CANDELA, SPEAKER/STROBE, PORTUGESE | Quantity |  | 1 | 182 | 26% | 134.68
2884 | Notifier | SPSRK-R | REPLACEMENT UNIT - RED OUTDOOR SPEAKER STROBE | Quantity |  | 1 | 142.25 | 26% | 105.265
2885 | Notifier | SPSW-ALERT | SPEAKER STROBE, STANDARD CD, WHITE, AMBER LENS | Quantity |  | 1 | 136.25 | 26% | 100.825
2886 | Notifier | SPSWK | WALL, OUTDOOR, WHITE, SELECTABLE CANDELA, SPEAKER/STROBE | Quantity |  | 1 | 195 | 26% | 144.3
2887 | Notifier | SPSWK-CLR-ALERT | WALL SPEAKER/STROBE, WHITE PLASTIC BOX, CLEAR LENS | Quantity |  | 1 | 185.5 | 26% | 137.27
2888 | Notifier | SPSWK-P | WHITE OUTDOOR SPEAKER STROBE, PLAIN | Quantity |  | 1 | 181 | 26% | 133.94
2889 | Notifier | SPSWK-PG | WALL, OUTDOOR, WHITE, SELECTABLE CANDELA, SPEAKER/STROBE, PORTUGESE | Quantity |  | 1 | 182 | 26% | 134.68
2890 | Notifier | SPWK | WALL, OUTDOOR, WHITE, SPEAKER ONLY | Quantity |  | 1 | 107 | 26% | 79.18
2891 | Notifier | SPWV | WALL, WHITE, SPEAKER ONLY; HI DB | Quantity |  | 1 | 52.75 | 26% | 39.035
2892 | Notifier | SRHK | STROBE, 12/24 VOLT, HI CANDELA, 135,150,177,185 CD, RED OUTDOOR, INCLUDES BACKBOX | Quantity |  | 1 | 106 | 26% | 78.44
2893 | Notifier | SRHK-P | RED OUTDOOR STROBE, HIGH CANDELA, PLAIN | Quantity |  | 1 | 108 | 26% | 79.92
2894 | Notifier | SRK | STROBE, 12/24 VOLT, RED, MULTI-CANDELA 15,15/75,30,75,110,115 CD, OUTDOOR, INCLUDES BACKBOX | Quantity |  | 1 | 104 | 26% | 76.96
2895 | Notifier | SRK-P | RED OUTDOOR STROBE, PLAIN | Quantity |  | 1 | 105.25 | 26% | 77.885
2896 | Notifier | SRK-R | REPLACEMENT STROBE, 12/24 VOLT, RED, MULTI-CANDELA 15,15/75,30,75,110,115 CD, OUTDOOR | Quantity |  | 1 | 81.5 | 26% | 60.31
2897 | Notifier | SSM24-10 | 24V, 10” BELL. | Quantity |  | 1 | 90.75 | 26% | 67.155
2898 | Notifier | SSM24-6 | 24V, 6” BELL. | Quantity |  | 1 | 66 | 26% | 48.84
2899 | Notifier | SSM24-8 | 24V, 8” BELL. | Quantity |  | 1 | 77.75 | 26% | 57.535
2900 | Notifier | SWHK | WHITE OUTDOOR STROBE, HIGH CANDELA | Quantity |  | 1 | 106 | 26% | 78.44
2901 | Notifier | SWHK-P | WHITE OUTDOOR STROBE, HIGH CANDELA, PLAIN | Quantity |  | 1 | 107.5 | 26% | 79.55
2902 | Notifier | SWK | WHITE OUTDOOR STROBE | Quantity |  | 1 | 104 | 26% | 76.96
2903 | Notifier | SWK-P | WHITE OUTDOOR STROBE, PLAIN | Quantity |  | 1 | 105 | 26% | 77.7
2904 | Notifier | TR | WALL, TRIM RING, RED (5 PACK) | Quantity |  | 1 | 40.5 | 26% | 29.97
2905 | Notifier | TRC | CEILING, TRIM RING, RED (5 PACK) | Quantity |  | 1 | 40.5 | 26% | 29.97
2906 | Notifier | TRCW | CEILING, TRIM RING, WHITE (5 PACK) | Quantity |  | 1 | 40.5 | 26% | 29.97
2907 | Notifier | TR-HS | WALL MOUNT HORN STROBE TRIM RING, RED, ALLOWS 4 WIRE H/S TO BE MOUNTED ON A SINGLE GANG BACKBOX. PKG. OF 5 | Quantity |  | 1 | 27.5 | 26% | 20.35
2908 | Notifier | TRW | WALL, TRIM RING, WHITE (5 PACK) | Quantity |  | 1 | 40.5 | 26% | 29.97
2909 | Notifier | WBB | WEATHERPROOF BACKBOX, RED. | Quantity |  | 1 | 36.75 | 26% | 27.195
2910 | Notifier | HR-LF-BP10 | LOW FREQUENCY SOUNDER, RED; 10 PACK | Quantity |  | 1 | 729 | 26% | 539.46
2911 | Notifier | HW-LF-BP10 | LOW FREQUENCY SOUNDER, WHITE; 10 PACK | Quantity |  | 1 | 729 | 26% | 539.46
2912 | Notifier | P2RH-LF-BP10 | LOW FREQUENCY SOUNDER STROBE, RED; 10 PACK | Quantity |  | 1 | 1282 | 26% | 948.68
2913 | Notifier | P2RL-BP10 | HORN STROBE 2W RED WALL; 10 PACK | Quantity |  | 1 | 660 | 26% | 488.4
2914 | Notifier | P2WH-LF-BP10 | LOW FREQUENCY SOUNDER STROBE, WHITE; 10 PACK | Quantity |  | 1 | 1267 | 26% | 937.58
2915 | Notifier | P2WL-BP10 | HORN STROBE 2W WHITE WALL; 10 PACK | Quantity |  | 1 | 660 | 26% | 488.4
2916 | Notifier | PC2RL-BP10 | HORN STROBE 2W RED CEILING; 10 PACK | Quantity |  | 1 | 683 | 26% | 505.42
2917 | Notifier | PC2WL-BP10 | HORN STROBE 2W WHITE CEILING; 10 PACK | Quantity |  | 1 | 683 | 26% | 505.42
2918 | Notifier | SCRL-BP10 | STROBE RED CEILING; 10 PACK | Quantity |  | 1 | 550 | 26% | 407
2919 | Notifier | SCWL-BP10 | STROBE WHITE CEILING; 10 PACK | Quantity |  | 1 | 550 | 26% | 407
2920 | Notifier | SPCRL-BP10 | SPEAKER RED CEILING; 10 PACK | Quantity |  | 1 | 338 | 26% | 250.12
2921 | Notifier | SPCWL-BP10 | SPEAKER WHITE CEILING; 10 PACK | Quantity |  | 1 | 338 | 26% | 250.12
2922 | Notifier | SPRL-BP10 | SPEAKER RED WALL; 10 PACK | Quantity |  | 1 | 342 | 26% | 253.08
2923 | Notifier | SPSCRL-BP10 | SPEAKER STROBE RED CEILING; 10 PACK | Quantity |  | 1 | 912 | 26% | 674.88
2924 | Notifier | SPSCWL-BP10 | SPEAKER STROBE WHITE CEILING; 10 PACK | Quantity |  | 1 | 912 | 26% | 674.88
2925 | Notifier | SPSRL-BP10 | SPEAKER STROBE RED WALL; 10 PACK | Quantity |  | 1 | 839 | 26% | 620.86
2926 | Notifier | SPSWL-BP10 | SPEAKER STROBE WHITE WALL; 10 PACK | Quantity |  | 1 | 839 | 26% | 620.86
2927 | Notifier | SPWL-BP10 | SPEAKER WHITE WALL; 10 PACK | Quantity |  | 1 | 342 | 26% | 253.08
2928 | Notifier | SRL-BP10 | STROBE RED WALL; 10 PACK | Quantity |  | 1 | 525 | 26% | 388.5
2929 | Notifier | SWL-BP10 | STROBE WHITE WALL; 10 PACK | Quantity |  | 1 | 525 | 26% | 388.5
2930 | Notifier | BZGR-AG | WALL RED BEZEL KIT COMPACT AGENT; 5 PER UNIT | Quantity |  | 1 | 55.25 | 26% | 40.885
2931 | Notifier | BZGR-AL | WALL RED BEZEL KIT COMPACT ALERT; 5 PER UNIT | Quantity |  | 1 | 55.25 | 26% | 40.885
2932 | Notifier | BZGR-EV | WALL RED BEZEL KIT COMPACT EVAC; 5 PER UNIT | Quantity |  | 1 | 55.25 | 26% | 40.885
2933 | Notifier | BZGR-F | WALL RED BEZEL KIT COMPACT FIRE; 5 PER UNIT | Quantity |  | 1 | 55.25 | 26% | 40.885
2934 | Notifier | BZGR-P | WALL RED BEZEL KIT COMPACT PLAIN; 5 PER UNIT | Quantity |  | 1 | 55.25 | 26% | 40.885
2935 | Notifier | BZGR-PG | WALL RED BEZEL KIT COMPACT FOGO; 5 PER UNIT | Quantity |  | 1 | 55.25 | 26% | 40.885
2936 | Notifier | BZGR-SP | WALL RED BEZEL KIT COMPACT FUEGO; 5 PER UNIT | Quantity |  | 1 | 55.25 | 26% | 40.885
2937 | Notifier | BZGW-AG | WALL WHITE BEZEL KIT COMPACT AGENT; 5 PER UNIT | Quantity |  | 1 | 55.25 | 26% | 40.885
2938 | Notifier | BZGW-AL | WALL WHITE BEZEL KIT COMPACT ALERT; 5 PER UNIT | Quantity |  | 1 | 55.25 | 26% | 40.885
2939 | Notifier | BZGW-EV | WALL WHITE BEZEL KIT COMPACT EVAC; 5 PER UNIT | Quantity |  | 1 | 55.25 | 26% | 40.885
2940 | Notifier | BZGW-F | WALL WHITE BEZEL KIT COMPACT FIRE; 5 PER UNIT | Quantity |  | 1 | 55.25 | 26% | 40.885
2941 | Notifier | BZGW-P | WALL WHITE BEZEL KIT COMPACT PLAIN; 5 PER UNIT | Quantity |  | 1 | 55.25 | 26% | 40.885
2942 | Notifier | BZGW-PG | WALL WHITE BEZEL KIT COMPACT FOGO; 5 PER UNIT | Quantity |  | 1 | 55.25 | 26% | 40.885
2943 | Notifier | BZGW-SP | WALL WHITE BEZEL KIT COMPACT FUEGO; 5 PER UNIT | Quantity |  | 1 | 55.25 | 26% | 40.885
2944 | Notifier | BZR-AG | WALL RED BEZEL KIT AGENT; 5 PER UNIT | Quantity |  | 1 | 55.25 | 26% | 40.885
2945 | Notifier | BZR-AL | WALL RED BEZEL KIT ALERT; 5 PER UNIT | Quantity |  | 1 | 55.25 | 26% | 40.885
2946 | Notifier | BZRC-AG | CEILING RED BEZEL KIT AGENT; 5 PER UNIT | Quantity |  | 1 | 65.25 | 26% | 48.285
2947 | Notifier | BZRC-AL | CEILING RED BEZEL KIT ALERT; 5 PER UNIT | Quantity |  | 1 | 65.25 | 26% | 48.285
2948 | Notifier | BZRC-EV | CEILING RED BEZEL KIT EVAC; 5 PER UNIT | Quantity |  | 1 | 65.25 | 26% | 48.285
2949 | Notifier | BZRC-F | CEILING RED BEZEL KIT FIRE; 5 PER UNIT | Quantity |  | 1 | 65.25 | 26% | 48.285
2950 | Notifier | BZRC-P | CEILING RED BEZEL KIT PLAIN; 5 PER UNIT | Quantity |  | 1 | 65.25 | 26% | 48.285
2951 | Notifier | BZRC-PG | CEILING RED BEZEL KIT FOGO; 5 PER UNIT | Quantity |  | 1 | 65.25 | 26% | 48.285
2952 | Notifier | BZRC-SP | CEILING RED BEZEL KIT FUEGO; 5 PER UNIT | Quantity |  | 1 | 65.25 | 26% | 48.285
2953 | Notifier | BZR-EV | WALL RED BEZEL KIT EVAC; 5 PER UNIT | Quantity |  | 1 | 55.25 | 26% | 40.885
2954 | Notifier | BZR-F | WALL RED BEZEL KIT FIRE; 5 PER UNIT | Quantity |  | 1 | 55.25 | 26% | 40.885
2955 | Notifier | BZR-P | WALL RED BEZEL KIT PLAIN; 5 PER UNIT | Quantity |  | 1 | 55.25 | 26% | 40.885
2956 | Notifier | BZR-PG | WALL RED BEZEL KIT FOGO; 5 PER UNIT | Quantity |  | 1 | 55.25 | 26% | 40.885
2957 | Notifier | BZR-SP | WALL RED BEZEL KIT FUEGO; 5 PER UNIT | Quantity |  | 1 | 55.25 | 26% | 40.885
2958 | Notifier | BZSPR-AG | WALL RED BEZEL KIT AGENT; 5 PER UNIT | Quantity |  | 1 | 55.25 | 26% | 40.885
2959 | Notifier | BZSPR-AL | WALL RED BEZEL KIT ALERT; 5 PER UNIT | Quantity |  | 1 | 55.25 | 26% | 40.885
2960 | Notifier | BZSPRC-AG | CEILING RED BEZEL KIT AGENT; 5 PER UNIT | Quantity |  | 1 | 65.25 | 26% | 48.285
2961 | Notifier | BZSPRC-AL | CEILING RED BEZEL KIT ALERT; 5 PER UNIT | Quantity |  | 1 | 65.25 | 26% | 48.285
2962 | Notifier | BZSPRC-EV | CEILING RED BEZEL KIT EVAC; 5 PER UNIT | Quantity |  | 1 | 65.25 | 26% | 48.285
2963 | Notifier | BZSPRC-F | WALL RED BEZEL KIT FIRE; 5 PER UNIT | Quantity |  | 1 | 65.25 | 26% | 48.285
2964 | Notifier | BZSPRC-P | CEILING RED BEZEL KIT PLAIN; 5 PER UNIT | Quantity |  | 1 | 65.25 | 26% | 48.285
2965 | Notifier | BZSPRC-PG | WALL RED BEZEL KIT FOGO; 5 PER UNIT | Quantity |  | 1 | 65.25 | 26% | 48.285
2966 | Notifier | BZSPRC-SP | WALL RED BEZEL KIT FUEGO; 5 PER UNIT | Quantity |  | 1 | 65.25 | 26% | 48.285
2967 | Notifier | BZSPR-EV | WALL RED BEZEL KIT EVAC; 5 PER UNIT | Quantity |  | 1 | 55.25 | 26% | 40.885
2968 | Notifier | BZSPR-F | WALL RED BEZEL KIT FIRE; 5 PER UNIT | Quantity |  | 1 | 55.25 | 26% | 40.885
2969 | Notifier | BZSPR-P | WALL RED BEZEL KIT PLAIN; 5 PER UNIT | Quantity |  | 1 | 55.25 | 26% | 40.885
2970 | Notifier | BZSPR-PG | WALL RED BEZEL KIT FOGO; 5 PER UNIT | Quantity |  | 1 | 55.25 | 26% | 40.885
2971 | Notifier | BZSPR-SP | WALL RED BEZEL KIT FUEGO; 5 PER UNIT | Quantity |  | 1 | 55.25 | 26% | 40.885
2972 | Notifier | BZSPW-AG | WALL WHITE BEZEL KIT AGENT; 5 PER UNIT | Quantity |  | 1 | 55.25 | 26% | 40.885
2973 | Notifier | BZSPW-AL | WALL WHITE BEZEL KIT ALERT; 5 PER UNIT | Quantity |  | 1 | 55.25 | 26% | 40.885
2974 | Notifier | BZSPWC-AG | CEILING WHITE BEZEL KIT AGENT; 5 PER UNIT | Quantity |  | 1 | 65.25 | 26% | 48.285
2975 | Notifier | BZSPWC-AL | CEILING WHITE BEZEL KIT ALERT; 5 PER UNIT | Quantity |  | 1 | 65.25 | 26% | 48.285
2976 | Notifier | BZSPWC-EV | CEILING WHITE BEZEL KIT EVAC; 5 PER UNIT | Quantity |  | 1 | 65.25 | 26% | 48.285
2977 | Notifier | BZSPWC-F | WALL WHITE BEZEL KIT FIRE; 5 PER UNIT | Quantity |  | 1 | 65.25 | 26% | 48.285
2978 | Notifier | BZSPWC-P | CEILING WHITE BEZEL KIT PLAIN; 5 PER UNIT | Quantity |  | 1 | 65.25 | 26% | 48.285
2979 | Notifier | BZSPWC-PG | WALL WHITE BEZEL KIT FOGO; 5 PER UNIT | Quantity |  | 1 | 65.25 | 26% | 48.285
2980 | Notifier | BZSPWC-SP | CEILING WHITE BEZEL KIT FUEGO; 5 PER UNIT | Quantity |  | 1 | 65.25 | 26% | 48.285
2981 | Notifier | BZSPW-EV | WALL WHITE BEZEL KIT EVAC; 5 PER UNIT | Quantity |  | 1 | 55.25 | 26% | 40.885
2982 | Notifier | BZSPW-F | WALL RED BEZEL KIT FIRE; 5 PER UNIT | Quantity |  | 1 | 55.25 | 26% | 40.885
2983 | Notifier | BZSPW-P | WALL WHITE BEZEL KIT PLAIN; 5 PER UNIT | Quantity |  | 1 | 55.25 | 26% | 40.885
2984 | Notifier | BZSPW-PG | WALL RED BEZEL KIT FOGO; 5 PER UNIT | Quantity |  | 1 | 55.25 | 26% | 40.885
2985 | Notifier | BZSPW-SP | WALL RED BEZEL KIT FUEGO; 5 PER UNIT | Quantity |  | 1 | 55.25 | 26% | 40.885
2986 | Notifier | BZW-AG | WALL WHITE BEZEL KIT AGENT; 5 PER UNIT | Quantity |  | 1 | 55.25 | 26% | 40.885
2987 | Notifier | BZW-AL | WALL WHITE BEZEL KIT ALERT; 5 PER UNIT | Quantity |  | 1 | 55.25 | 26% | 40.885
2988 | Notifier | BZWC-AG | CEILING WHITE BEZEL KIT AGENT; 5 PER UNIT | Quantity |  | 1 | 65.25 | 26% | 48.285
2989 | Notifier | BZWC-AL | CEILING WHITE BEZEL KIT ALERT; 5 PER UNIT | Quantity |  | 1 | 65.25 | 26% | 48.285
2990 | Notifier | BZWC-EV | CEILING WHITE BEZEL KIT EVAC; 5 PER UNIT | Quantity |  | 1 | 65.25 | 26% | 48.285
2991 | Notifier | BZWC-F | CEILING WHITE BEZEL KIT FIRE; 5 PER UNIT | Quantity |  | 1 | 65.25 | 26% | 48.285
2992 | Notifier | BZWC-P | CEILING WHITE BEZEL KIT PLAIN; 5 PER UNIT | Quantity |  | 1 | 65.25 | 26% | 48.285
2993 | Notifier | BZWC-PG | CEILING WHITE BEZEL KIT FOGO; 5 PER UNIT | Quantity |  | 1 | 65.25 | 26% | 48.285
2994 | Notifier | BZWC-SP | CEILING WHITE BEZEL KIT FUEGO; 5 PER UNIT | Quantity |  | 1 | 65.25 | 26% | 48.285
2995 | Notifier | BZW-EV | WALL WHITE BEZEL KIT EVAC; 5 PER UNIT | Quantity |  | 1 | 55.25 | 26% | 40.885
2996 | Notifier | BZW-F | WALL WHITE BEZEL KIT FIRE; 5 PER UNIT | Quantity |  | 1 | 55.25 | 26% | 40.885
2997 | Notifier | BZW-P | WALL WHITE BEZEL KIT PLAIN; 5 PER UNIT | Quantity |  | 1 | 55.25 | 26% | 40.885
2998 | Notifier | BZW-PG | WALL WHITE BEZEL KIT FOGO; 5 PER UNIT | Quantity |  | 1 | 55.25 | 26% | 40.885
2999 | Notifier | BZW-SP | WALL WHITE BEZEL KIT FUEGO; 5 PER UNIT | Quantity |  | 1 | 55.25 | 26% | 40.885
3000 | Notifier | CHRL | CHIME RED WALL | Quantity |  | 1 | 61 | 26% | 45.14
3001 | Notifier | CHSCRL | CHIME STROBE RED CEILING | Quantity |  | 1 | 126.25 | 26% | 93.425
3002 | Notifier | CHSCWL | CHIME STROBE WHITE CEILING | Quantity |  | 1 | 126.25 | 26% | 93.425
3003 | Notifier | CHSRL | CHIME STROBE RED WALL | Quantity |  | 1 | 124.75 | 26% | 92.315
3004 | Notifier | CHSWL | CHIME STROBE WHITE WALL | Quantity |  | 1 | 124.75 | 26% | 92.315
3005 | Notifier | CHWL | CHIME WHITE WALL | Quantity |  | 1 | 61 | 26% | 45.14
3006 | Notifier | HGRL | HORN WHITE WALL, COMPACT | Quantity |  | 1 | 32.5 | 26% | 24.05
3007 | Notifier | HGWL | HORN RED WALL, COMPACT | Quantity |  | 1 | 32.5 | 26% | 24.05
3008 | Notifier | HRL | HORN RED WALL | Quantity |  | 1 | 32 | 26% | 23.68
3009 | Notifier | HWL | HORN WHITE WALL | Quantity |  | 1 | 32 | 26% | 23.68
3010 | Notifier | LENS-A2 | WALL AMBER LENS | Quantity |  | 1 | 11.75 | 26% | 8.695
3011 | Notifier | LENS-AC2 | CEILING AMBER LENS | Quantity |  | 1 | 11.75 | 26% | 8.695
3012 | Notifier | LENS-B2 | WALL BLUE LENS | Quantity |  | 1 | 11.75 | 26% | 8.695
3013 | Notifier | LENS-BC2 | CEILING BLUE LENS | Quantity |  | 1 | 11.75 | 26% | 8.695
3014 | Notifier | LENS-G2 | WALL GREEN LENS | Quantity |  | 1 | 11.75 | 26% | 8.695
3015 | Notifier | LENS-GC2 | CEILING GREEN LENS | Quantity |  | 1 | 11.75 | 26% | 8.695
3016 | Notifier | LENS-R2 | WALL RED LENS | Quantity |  | 1 | 11.75 | 26% | 8.695
3017 | Notifier | LENS-RC2 | CEILING RED LENS | Quantity |  | 1 | 11.75 | 26% | 8.695
3018 | Notifier | MP120KL | 120 VAC ADAPTER MOUNTING PLATE | Quantity |  | 1 | 100.5 | 26% | 74.37
3019 | Notifier | P2GRL | HORN STROBE 2W RED WALL, COMPACT | Quantity |  | 1 | 71.5 | 26% | 52.91
3020 | Notifier | P2GWL | HORN STROBE 2W WHITE WALL, COMPACT | Quantity |  | 1 | 71.5 | 26% | 52.91
3021 | Notifier | P2RL | HORN STROBE 2W RED WALL | Quantity |  | 1 | 71.25 | 26% | 52.725
3022 | Notifier | P2RL-P | HORN STROBE 2W RED WALL, PLAIN | Quantity |  | 1 | 68.75 | 26% | 50.875
3023 | Notifier | P2RL-SP | HORN STROBE 2W RED WALL, FUEGO | Quantity |  | 1 | 70 | 26% | 51.8
3024 | Notifier | P2WL | HORN STROBE 2W WHITE WALL | Quantity |  | 1 | 71.25 | 26% | 52.725
3025 | Notifier | P2WL-P | HORN STROBE 2W WHITE WALL, PLAIN | Quantity |  | 1 | 68 | 26% | 50.32
3026 | Notifier | P2WL-SP | HORN STROBE 2W WHITE WALL, FUEGO | Quantity |  | 1 | 69.5 | 26% | 51.43
3027 | Notifier | P4RL | AVAILABLE ON/AFTER MARCH 2018 HORN STROBE, WALL, 4-WIRE, RED, L-SERIES | Quantity |  | 1 | 103.25 | 26% | 76.405
3028 | Notifier | P4WL | AVAILABLE ON/AFTER MARCH 2018 HORN STROBE, WALL, 4-WIRE, WHITE, L-SERIES | Quantity |  | 1 | 103.25 | 26% | 76.405
3029 | Notifier | PC2RL | HORN STROBE 2W RED CEILING | Quantity |  | 1 | 73.75 | 26% | 54.575
3030 | Notifier | PC2WL | HORN STROBE 2W WHITE CEILING | Quantity |  | 1 | 73.75 | 26% | 54.575
3031 | Notifier | PC4RL | AVAILABLE ON/AFTER MARCH 2018 HORN STROBE, CEILING, 4-WIRE, RED, L-SERIES | Quantity |  | 1 | 104.5 | 26% | 77.33
3032 | Notifier | PC4WL | AVAILABLE ON/AFTER MARCH 2018 HORN STROBE, CEILING, 4-WIRE, WHITE, L-SERIES | Quantity |  | 1 | 104.5 | 26% | 77.33
3033 | Notifier | SBBCRL | CEILING SURFACE MOUNT BACK BOX, RED | Quantity |  | 1 | 24.75 | 26% | 18.315
3034 | Notifier | SBBCWL | CEILING SURFACE MOUNT BACK BOX, WHITE | Quantity |  | 1 | 24.75 | 26% | 18.315
3035 | Notifier | SBBGRL | WALL SURFACE MOUNT BACK BOX COMPACT, RED | Quantity |  | 1 | 17.75 | 26% | 13.135
3036 | Notifier | SBBGWL | WALL SURFACE MOUNT BACK BOX COMPACT, WHITE | Quantity |  | 1 | 17.75 | 26% | 13.135
3037 | Notifier | SBBRL | WALL SURFACE MOUNT BACK BOX, RED | Quantity |  | 1 | 17.75 | 26% | 13.135
3038 | Notifier | SBBSPRL | WALL SPEAKER SURFACE MOUNT BACK BOX, RED | Quantity |  | 1 | 23 | 26% | 17.02
3039 | Notifier | SBBSPWL | WALL SPEAKER SURFACE MOUNT BACK BOX, WHITE | Quantity |  | 1 | 23 | 26% | 17.02
3040 | Notifier | SBBWL | WALL SURFACE MOUNT BACK BOX, WHITE | Quantity |  | 1 | 17.75 | 26% | 13.135
3041 | Notifier | SB-SPC8 | 8 WATT SPEAKER TILE BRIDGE, 4 PER | Quantity |  | 1 | 50.5 | 26% | 37.37
3042 | Notifier | SCRL | STROBE RED CEILING | Quantity |  | 1 | 59.5 | 26% | 44.03
3043 | Notifier | SCWL | STROBE WHITE CEILING | Quantity |  | 1 | 59.5 | 26% | 44.03
3044 | Notifier | SCWL-CLR-ALERT | STOBE WHITE CEILING CLEAR LENS ALERT | Quantity |  | 1 | 69.5 | 26% | 51.43
3045 | Notifier | SEP-SPSWL | UNIVERSAL EXPANDER PLATE, AMBER LENS, WHITE, ALERT | Quantity |  | 1 | 106.25 | 26% | 78.625
3046 | Notifier | SEP-SPSWL-P | UNIVERSAL EXPANDER PLATE, AMBER LENS, WHITE, PLAIN | Quantity |  | 1 | 102 | 26% | 75.48
3047 | Notifier | SGRL | STROBE RED WALL, COMPACT | Quantity |  | 1 | 59.25 | 26% | 43.845
3048 | Notifier | SGWL | STROBE WHITE WALL, COMPACT | Quantity |  | 1 | 56.5 | 26% | 41.81
3049 | Notifier | SPCRL | SPEAKER RED CEILING | Quantity |  | 1 | 36.75 | 26% | 27.195
3050 | Notifier | SPCW8 | 8 WATT SPEAKER | Quantity |  | 1 | 99 | 26% | 73.26
3051 | Notifier | SPCWL | SPEAKER WHITE CEILING | Quantity |  | 1 | 36.75 | 26% | 27.195
3052 | Notifier | SPRL | SPEAKER RED WALL | Quantity |  | 1 | 37.25 | 26% | 27.565
3053 | Notifier | SPSCRL | SPEAKER STROBE RED CEILING | Quantity |  | 1 | 95.75 | 26% | 70.855
3054 | Notifier | SPSCWL | SPEAKER STROBE WHITE CEILING | Quantity |  | 1 | 95.75 | 26% | 70.855
3055 | Notifier | SPSCWL-CLR-ALERT | SPEAKER STROBE WHITE CEILING, ALERT | Quantity |  | 1 | 109.5 | 26% | 81.03
3056 | Notifier | SPSCWL-P | SPEAKER STROBE WHITE CEILING, PLAIN | Quantity |  | 1 | 95.75 | 26% | 70.855
3057 | Notifier | SPSCWL-SP | SPEAKER STROBE WHITE CEILING, FUEGO | Quantity |  | 1 | 95.75 | 26% | 70.855
3058 | Notifier | SPSEP-BBSWL | UNIVERSAL EXPANDER PLATE BACK BOX SKIRT, WHITE | Quantity |  | 1 | 40.25 | 26% | 29.785
3059 | Notifier | SPSRL | SPEAKER STROBE RED WALL | Quantity |  | 1 | 104.5 | 26% | 77.33
3060 | Notifier | SPSRL-P | SPEAKER STROBE RED WALL, PLAIN | Quantity |  | 1 | 95.5 | 26% | 70.67
3061 | Notifier | SPSRL-SP | SPEAKER STROBE RED WALL, FUEGO | Quantity |  | 1 | 95.5 | 26% | 70.67
3062 | Notifier | SPSWL | SPEAKER STROBE WHITE WALL | Quantity |  | 1 | 104.5 | 26% | 77.33
3063 | Notifier | SPSWL-ALERT | SPEAKER STROBE WHITE WALL, ALERT | Quantity |  | 1 | 111.25 | 26% | 82.325
3064 | Notifier | SPSWL-CLR-ALERT | SPEAKER STROBE WHITE WALL CLEAR LENS, ALERT | Quantity |  | 1 | 109 | 26% | 80.66
3065 | Notifier | SPSWL-P | SPEAKER STROBE WHITE WALL, PLAIN | Quantity |  | 1 | 95.5 | 26% | 70.67
3066 | Notifier | SPWL | SPEAKER WHITE WALL | Quantity |  | 1 | 37.25 | 26% | 27.565
3067 | Notifier | SRL | STROBE RED WALL | Quantity |  | 1 | 56.75 | 26% | 41.995
3068 | Notifier | SRL-P | STROBE RED WALL, PLAIN | Quantity |  | 1 | 54 | 26% | 39.96
3069 | Notifier | SRL-SP | STROBE RED WALL, FUEGO | Quantity |  | 1 | 54 | 26% | 39.96
3070 | Notifier | SWL | STROBE WHITE WALL | Quantity |  | 1 | 56.75 | 26% | 41.995
3071 | Notifier | SWL-ALERT | STROBE WHITE WALL, AMBER LENS | Quantity |  | 1 | 68.25 | 26% | 50.505
3072 | Notifier | SWL-CLR-ALERT | STROBE WHITE WALL, CLEAR LENS | Quantity |  | 1 | 63 | 26% | 46.62
3073 | Notifier | SWL-P | STROBE WHITE WALL, PLAIN | Quantity |  | 1 | 53.75 | 26% | 39.775
3074 | Notifier | TR-2 | UNIVERSAL WALL TRIM RING, RED; 5 PER UNIT | Quantity |  | 1 | 36.25 | 26% | 26.825
3075 | Notifier | TR-2W | UNIVERSAL WALL TRIM RING, WHITE; 5 PER UNIT | Quantity |  | 1 | 36.25 | 26% | 26.825
3076 | Notifier | TRC-2 | UNIVERSAL CEILING TRIM RING, RED; 5 PER UNIT | Quantity |  | 1 | 36.25 | 26% | 26.825
3077 | Notifier | TRC-2W | UNIVERSAL CEILING TRIM RING, RED; 5 PER UNIT | Quantity |  | 1 | 36.25 | 26% | 26.825
3078 | Notifier | 31T-115-R | ELECTRO MECHANICAL HORN,115 VAC,SEMI FLUSH,RD | Quantity |  | 1 | 83.6 | 26% | 61.864
3079 | Notifier | 43T-G10-115-R | BELL, VIB, 115 VAC, 10”, RED. | Quantity |  | 1 | 156.8 | 26% | 116.032
3080 | Notifier | 43T-G6-115-R | BELL, VIB, 115 VAC, 6”, RED. | Quantity |  | 1 | 98.2 | 26% | 72.668
3081 | Notifier | 43T-G6-24-R | BELL, VIB, 24 VAC, 6”, RED. | Quantity |  | 1 | 101.4 | 26% | 75.036
3082 | Notifier | AH-24WP-R | HORN, 24 VDC, RED, IN/OUTDOOR, CONT OR CODE3, SYNC OR NON SYNC. | Quantity |  | 1 | 44.9 | 26% | 33.226
3083 | Notifier | AM-SP40S-SMK | SP40S AFTER MKT 8 MESSAGE STANDARD MESSAGE KIT | Quantity |  | 1 | 271.7 | 26% | 201.058
3084 | Notifier | AMT-12/24-R | 8 MULTITONE,3 INPUT,WALL/CEIL,12/24 VDC,RD | Quantity |  | 1 | 93 | 26% | 68.82
3085 | Notifier | AMT-24MCW-FR | AMT STROBE, MULTI- CANDELA, 24VDC, WALL MOUNT, RED. | Quantity |  | 1 | 173.5 | 26% | 128.39
3086 | Notifier | AP-S | PLATE,ADAPTER,SILVER | Quantity |  | 1 | 13.6 | 26% | 10.064
3087 | Notifier | ASWP-2475C-FR | HN STR,CEIL,WTHPRF, 24VDC,3DB,75CD,RD | Quantity |  | 1 | 92 | 26% | 68.08
3088 | Notifier | ASWP-2475W-FR | WEATHERPROOF HORN STROBE, 24 VDC, 75 CANDELA, WALL MOUNT, RED. | Quantity |  | 1 | 92 | 26% | 68.08
3089 | Notifier | ASWP-2475W-FW | HN STR,WALL,WTHPRF, 24VDC,3DB,75CD,WHT | Quantity |  | 1 | 99.3 | 26% | 73.482
3090 | Notifier | BB-R | SURFACE BACK-BOX, RED, INTERIOR TYPE, 4”. | Quantity |  | 1 | 10.5 | 26% | 7.77
3091 | Notifier | BB-S | BACKBOX,4",SILVER | Quantity |  | 1 | 9.4 | 26% | 6.956
3092 | Notifier | CBB-8 | BACKBOX,8" SPEAKER,RND,WHT | Quantity |  | 1 | 28.2 | 26% | 20.868
3093 | Notifier | CH70-24MCW-FR | CHIME STROBE, 24 VDC, RED, SELECTABLE CANDELA 15/30/75/110.; WALL MOUNT | Quantity |  | 1 | 191.2 | 26% | 141.488
3094 | Notifier | CH70-24MCW-FW | CHIME STROBE, 24 VDC, WHITE, SELECTABLE CANDELA 15/30/75/110.; WALL MOUNT | Quantity |  | 1 | 191.2 | 26% | 141.488
3095 | Notifier | CH70-24-R | CHIME,SQ.,24 VDC,RD | Quantity |  | 1 | 79.4 | 26% | 58.756
3096 | Notifier | CH90-24MCC-FW | CHIME STROBE,24 VDC,WHITE,SELECTABLE CANDELA 15/30/75/100,RND, CEILING | Quantity |  | 1 | 191.2 | 26% | 141.488
3097 | Notifier | CH90-24-W | CHIME,RND,24 VDC,WHT | Quantity |  | 1 | 79.4 | 26% | 58.756
3098 | Notifier | CSX10-115-R | 10” EXPLOSION PROOF BELL, SINGLE STROKE, 115VAC, RED | Quantity |  | 1 | 1546.6 | 26% | 1144.484
3099 | Notifier | CSX10-24-R | EXPL. PROOF,SINGLE STROKE BELL,24 VDC,RD | Quantity |  | 1 | 1492.3 | 26% | 1104.302
3100 | Notifier | CSXG10-115-R | 10” EXPLOSION PROOF BELL, SINGLE STROKE, 115VAC, RED, OUTDOOR | Quantity |  | 1 | 2557.1 | 26% | 1892.254
3101 | Notifier | CSXG10-24-R | EXPL. PROOF,SINGLE STROKE BELL,OUTDOOR,24 VDC,RD | Quantity |  | 1 | 2495.5 | 26% | 1846.67
3102 | Notifier | CVXG10-115-R | 10” EXPLOSION PROOF BELL, VIBRATING, 115VAC, RED, OUTDOOR | Quantity |  | 1 | 2580.1 | 26% | 1909.274
3103 | Notifier | DBB-R | DEEP, 4 INCH SQUARE BACKBOX. | Quantity |  | 1 | 12.5 | 26% | 9.25
3104 | Notifier | DBB-S | BACKBOX,4" DEEP,SILVER | Quantity |  | 1 | 10.5 | 26% | 7.77
3105 | Notifier | DC-MAX-R | DC MAX INDUST STR,RED,DOUBLE FLASH,10.5 31VDC | Quantity |  | 1 | 337.5 | 26% | 249.75
3106 | Notifier | DSM-12/24-R | SYNC MODULE, SINGLE CIRCUIT CLASS A / MULTIPLE B, 12 OR 24 VDC. | Quantity |  | 1 | 118.1 | 26% | 87.394
3107 | Notifier | E50-24MCW-FR | SPEAKER STROBE, WALL, 24 VDC, RED, SQUARE, SELECTABLE CANDELA 15/30/75/110 | Quantity |  | 1 | 119.1 | 26% | 88.134
3108 | Notifier | E50-24MCW-FW | SPEAKER STROBE, WALL, 24 VDC, WHITE, SQUARE, SELECTABLE CANDELA 15/30/75/110 | Quantity |  | 1 | 115 | 26% | 85.1
3109 | Notifier | E50-24MCWH-FR | SPEAKER STROBE, WALL, 24VDC, MULTI-CANDELA 135/185, RED | Quantity |  | 1 | 134.8 | 26% | 99.752
3110 | Notifier | E50-24MCWH-FW | SPEAKER STROBE, WALL, 24VDC, MULTI-CANDELA 135/185, WHITE | Quantity |  | 1 | 134.8 | 26% | 99.752
3111 | Notifier | E50-R | SPEAKER, RED, 25 OR 70.7 VRMS, 1/8 TO 2 WATTS, WALL MOUNT, SQUARE | Quantity |  | 1 | 47 | 26% | 34.78
3112 | Notifier | E50SB-R | SURFACE BACKBOX FOR E50 SPEAKERS, RED | Quantity |  | 1 | 21.9 | 26% | 16.206
3113 | Notifier | E50SB-W | SURFACE BACKBOX FOR E50 SPEAKERS, WHITE | Quantity |  | 1 | 18.8 | 26% | 13.912
3114 | Notifier | E50SSB-R | SURFACE BACKBOX FOR E50 SPEAKER STROBE, RED | Quantity |  | 1 | 21.9 | 26% | 16.206
3115 | Notifier | E50SSB-W | SURFACE BACKBOX FOR E50 SPEAKER STROBE, WHITE | Quantity |  | 1 | 21.9 | 26% | 16.206
3116 | Notifier | E50-W | SPEAKER, WHITE, 25 OR 70.7 VRMS, 1/8 TO 2 WATTS, WALL MOUNT, SQUARE | Quantity |  | 1 | 47 | 26% | 34.78
3117 | Notifier | E60-24MCC-FR | SPEAKER STROBE, 24 VDC, SELECTABLE CANDELA 15/30/75/110, RED, CEILING | Quantity |  | 1 | 119.1 | 26% | 88.134
3118 | Notifier | E60-24MCC-FW | SPEAKER STROBE, 24 VDC, SELECTABLE CANDELA 15/30/75/110, WHITE, CEILING | Quantity |  | 1 | 119.1 | 26% | 88.134
3119 | Notifier | E60-24MCCH-FR | SPEAKER STROBE, WALL,24VDC, MULTI-CANDELA 115/177, RED | Quantity |  | 1 | 134.8 | 26% | 99.752
3120 | Notifier | E60-24MCCH-FW | SPEAKER STROBE, WALL,24VDC, MULTI-CANDELA 115/177, WHITE | Quantity |  | 1 | 134.8 | 26% | 99.752
3121 | Notifier | E60-24MCW-FW | 2W SPKR STR,RND,WALL,24VDC,15/30/75/95CD,WHT | Quantity |  | 1 | 123.3 | 26% | 91.242
3122 | Notifier | E60EXT-R | E60 SERIES EXTENDER RING, RED | Quantity |  | 1 | 9.4 | 26% | 6.956
3123 | Notifier | E60EXT-W | E60 SERIES EXTENDER RING, WHITE | Quantity |  | 1 | 9.4 | 26% | 6.956
3124 | Notifier | E60-R | SPEAKER, RED, 25 OR 70.7 VRMS, 1/8 TO 2 WATTS, CEILING MOUNT, SQUARE | Quantity |  | 1 | 47 | 26% | 34.78
3125 | Notifier | E60-W | SPEAKER, WHITE, 25 OR 70.7 VRMS, 1/8 TO 2 WATTS, CEILING MOUNT, SQUARE | Quantity |  | 1 | 44.9 | 26% | 33.226
3126 | Notifier | E70-24MCC-FW | SPEAKER STROBE, 24 VDC, SELECTABLE CANDELA 15/30/75/110, WHITE, CEILING | Quantity |  | 1 | 119.1 | 26% | 88.134
3127 | Notifier | E70-24MCC-NW | 2W SPKR STR,SQ,CEIL, 24VDC,15/30/75/95CD,WHT,NO LTR | Quantity |  | 1 | 111.8 | 26% | 82.732
3128 | Notifier | E70-24MCW-FR | SPEAKER STROBE, WALL, 24 VDC, RED, SQUARE, SELECTABLE CANDELA 15/30/75/110. | Quantity |  | 1 | 121.2 | 26% | 89.688
3129 | Notifier | E70-24MCW-FW | SPEAKER STROBE, WALL, 24 VDC, WHITE, SQUARE, SELECTABLE CANDELA 15/30/75/110. | Quantity |  | 1 | 117 | 26% | 86.58
3130 | Notifier | E70-24MCWH-FR | SPEAKER STROBE, WALL, 24 VDC, MULTI-CANDELA 135/185, RED. | Quantity |  | 1 | 134.8 | 26% | 99.752
3131 | Notifier | E70-24MCWH-FW | SPEAKER STROBE, WALL, 24 VDC, MULTI-CANDELA 135/185, WHITE. | Quantity |  | 1 | 139 | 26% | 102.86
3132 | Notifier | E70-R | SPEAKER, RED, 25 OR 70.7 VRMS, FLUSH, SQUARE, 1/8 TO 2 WATTS. | Quantity |  | 1 | 47 | 26% | 34.78
3133 | Notifier | E70-W | SPEAKER, WHITE, 25 OR 70.7 VRMS, FLUSH, 1/8 TO 2 WATTS, WALL OR CEILING MOUNT, SQUARE | Quantity |  | 1 | 47 | 26% | 34.78
3134 | Notifier | E90-24MCC-FR | 2W SPKR STR,RND,CEIL, 24VDC,15/30/75/95CD,RED | Quantity |  | 1 | 123.3 | 26% | 91.242
3135 | Notifier | E90-24MCC-FW | SPEAKER STROBE, 24 VDC, MULTI-CANDELA 15/30/75/110, WHITE, CEILING. | Quantity |  | 1 | 121.2 | 26% | 89.688
3136 | Notifier | E90-24MCCH-FW | SPEAKER STROBE, 24 VDC, MULTI-CANDELA 115/177, WHITE, CEILING. | Quantity |  | 1 | 134.8 | 26% | 99.752
3137 | Notifier | E90-24MCC-NW | 2W SPKR STR,RND,CEIL, 24VDC,15/30/75/95CD,NO LTR | Quantity |  | 1 | 123.3 | 26% | 91.242
3138 | Notifier | E90-R | SPEAKER, RED, 25 OR 70.7 VRMS, ROUND, 1/8 TO 2 WATTS, WALL OR CEILING MOUNT | Quantity |  | 1 | 47 | 26% | 34.78
3139 | Notifier | E90-W | SPEAKER, WHITE, 25 OR 70.7 VRMS, CEILING ROUND, 1/8 TO 2 WATTS. | Quantity |  | 1 | 47 | 26% | 34.78
3140 | Notifier | ECHG70-R | GRILL PLATE FOR CH70,E70,ET70,SQ,RD | Quantity |  | 1 | 8.4 | 26% | 6.216
3141 | Notifier | ECHG70-W | GRILL PLATE FOR CH70,E70,ET70,SQ,WHT | Quantity |  | 1 | 8.4 | 26% | 6.216
3142 | Notifier | ECHG90-R | GRILL PLATE FOR CH70,E70,ET70,RND,RD | Quantity |  | 1 | 9.4 | 26% | 6.956
3143 | Notifier | ECHG90-W | GRILL PLATE FOR CH70,E70,ET70,RND,WHT | Quantity |  | 1 | 9.4 | 26% | 6.956
3144 | Notifier | ECHSG50-FW | GRILL PLATE FOR E50 SPKR STR,FIRE LTR,WHT | Quantity |  | 1 | 8.4 | 26% | 6.216
3145 | Notifier | ECHSG70W-FR | GRILL PLATE FOR SPEAKER STROBE CH70,E70,ET70,SQ,FIRE LTR,RD | Quantity |  | 1 | 8.4 | 26% | 6.216
3146 | Notifier | ECHSG70W-FW | GRILL PLATE FOR SPEAKER STROBE CH70,E70,ET70,SQ,FIRE LTR,WHT | Quantity |  | 1 | 8.4 | 26% | 6.216
3147 | Notifier | ECHSG90-R | GRILL PLATE FOR CH70,E70,ET70,RND,FIRE LTR,RD | Quantity |  | 1 | 8.4 | 26% | 6.216
3148 | Notifier | ECHSG90-W | GRILL PLATE FOR CH70,E70,ET70,RND,FIRE LTR,WHT | Quantity |  | 1 | 8.4 | 26% | 6.216
3149 | Notifier | ET-1010-R | SPEAKER, RED, SQUARE, 1/8 - 8 WATTS, SURFACE MOUNT, VANDAL RESISTANT. | Quantity |  | 1 | 89.9 | 26% | 66.526
3150 | Notifier | ET-1010-W | 8W VAN RES SPKR,SURFACE MNT,WALL/CEIL,WHT | Quantity |  | 1 | 94.1 | 26% | 69.634
3151 | Notifier | ET-1080-R | SPEAKER, RED, SQUARE, 1/8 - 8 WATTS, FLUSH MOUNT, VANDAL RESISTANT. | Quantity |  | 1 | 82.6 | 26% | 61.124
3152 | Notifier | ET70-24MCW-FR | SPEAKER STROBE, WALL, 24 VDC, RED, SELECTABLE CANDELA - 15/30/75/110. | Quantity |  | 1 | 153.6 | 26% | 113.664
3153 | Notifier | ET70-24MCW-FW | SPEAKER STROBE, WALL, 24 VDC, WHITE, SELECTABLE CANDELA - 15/30/75/110. | Quantity |  | 1 | 153.6 | 26% | 113.664
3154 | Notifier | ET70-24MCWH-FR | 8W SPKR STR,WALL,H INT,24VDC,135/185CD,RD | Quantity |  | 1 | 144.2 | 26% | 106.708
3155 | Notifier | ET70-24MCWH-FW | 8W SPKR STR,WALL,H INT,24VDC,135/185CD,WHT | Quantity |  | 1 | 144.2 | 26% | 106.708
3156 | Notifier | ET70-24MCWH-NW | 8W SPKR STR,WALL,H INT,24VDC,135/185CD,NO LTR,WHT | Quantity |  | 1 | 144.2 | 26% | 106.708
3157 | Notifier | ET70-24MCW-NW | 8W SPKR STR,WALL,24 VDC,15/30/75/110CD,NO LTR,WHT | Quantity |  | 1 | 146.3 | 26% | 108.262
3158 | Notifier | ET70-R | SPEAKER, RED, SQUARE, 1/8 - 8 WATTS, FLUSH OR SURFACE. | Quantity |  | 1 | 70 | 26% | 51.8
3159 | Notifier | ET70-W | SPEAKER, WHITE, SQUARE, 1/8 - 8 WATTS, FLUSH OR SURFACE. | Quantity |  | 1 | 70 | 26% | 51.8
3160 | Notifier | ET70WP-24185W-FR | 8W SPKR STR,WALL,WTHPRF,185CD,RD | Quantity |  | 1 | 151.5 | 26% | 112.11
3161 | Notifier | ET70WP-2475C-FW | 8W SPKR STR,CEIL,WTHPRF,24 VDC,75CD,WHT | Quantity |  | 1 | 134.8 | 26% | 99.752
3162 | Notifier | ET70WP-2475W-FR | SPEAKER STROBE, 24VDC, 75 CD, WP (REQUIRES IOB), WEATHERPROOF, RED.; WALL MOUNT | Quantity |  | 1 | 148.4 | 26% | 109.816
3163 | Notifier | ET70WP-2475W-FW | 8W SPKR STR,WALL,WTHPRF,24 VDC,75CD,WHT | Quantity |  | 1 | 146.3 | 26% | 108.262
3164 | Notifier | ET90-24MCC-FR | 8W SPKR STR,CEIL,24 VDC,15/30/75/95CD,RED | Quantity |  | 1 | 153.6 | 26% | 113.664
3165 | Notifier | ET90-24MCC-FW | SPEAKER STROBE, 24 VDC, MULTI-CANDELA 15/30/75/95, WHITE, CEILING. | Quantity |  | 1 | 153.6 | 26% | 113.664
3166 | Notifier | ET90-24MCCH-FW | 8W SPKR STR,CEIL,H INT,24VDC,115/177CD,WHT | Quantity |  | 1 | 144.2 | 26% | 106.708
3167 | Notifier | ET90-24MCCH-NW | 8W SPKR STR,CEIL,H INT,24VDC,115/177CD,NO LTR,WHT | Quantity |  | 1 | 144.2 | 26% | 106.708
3168 | Notifier | ET90-W | SPEAKER, WHITE, 25 OR 70.7 VRMS, CEILING ROUND, 1/8 - 8 WATTS. | Quantity |  | 1 | 72.1 | 26% | 53.354
3169 | Notifier | EWP | STR ENCLOSURE AND DRAIN SCREEN,STROBE,WTHPRF | Quantity |  | 1 | 247.7 | 26% | 183.298
3170 | Notifier | EWR | STR ENCLOSURE AND DRAIN SCREEN,STROBE | Quantity |  | 1 | 247.7 | 26% | 183.298
3171 | Notifier | HNR | HORN, RED, WALL, 2 WIRE, 12/24V | Quantity |  | 1 | 42.8 | 26% | 31.672
3172 | Notifier | HNRC | HORN, RED, CEILING, 2 WIRE, 12/24V | Quantity |  | 1 | 43.9 | 26% | 32.486
3173 | Notifier | HNW | HORN, WHITE, WALL, 2 WIRE, 12/24V | Quantity |  | 1 | 42.8 | 26% | 31.672
3174 | Notifier | HNWC | HORN, WHITE, CEILING, 2 WIRE, 12/24V | Quantity |  | 1 | 43.9 | 26% | 32.486
3175 | Notifier | HS-24-R | HN,4 WIRE,WALL,24 VDC,RD | Quantity |  | 1 | 48.1 | 26% | 35.594
3176 | Notifier | HS4-24MCW-FR | HORN STROBE, 24 VDC, 15/30/75/110 SELECTABLE CANDELA, WALL, RED. | Quantity |  | 1 | 111.8 | 26% | 82.732
3177 | Notifier | HS4-24MCW-FW | HORN STROBE, 24 VDC, 15/30/75/110 SELECTABLE CANDELA, WALL, WHITE. | Quantity |  | 1 | 111.8 | 26% | 82.732
3178 | Notifier | HSR | HORN STROBE, RED, WALL, 2 WIRE, 12/24V, MULTI-CANDELA | Quantity |  | 1 | 90.9 | 26% | 67.266
3179 | Notifier | HSRC | HORN STROBE, RED, CEILING, 2 WIRE, 12/24V, MULTI-CANDELA | Quantity |  | 1 | 87.8 | 26% | 64.972
3180 | Notifier | HSW | HORN STROBE, WHITE, WALL, 2 WIRE, 12/24V, MULTI-CANDELA | Quantity |  | 1 | 90.9 | 26% | 67.266
3181 | Notifier | HSWC | HORN STROBE, WHITE, CEILING, 2 WIRE, 12/24V, MULTI-CANDELA | Quantity |  | 1 | 87.8 | 26% | 64.972
3182 | Notifier | IOB-R | SURFACE BACKBOX, RED. | Quantity |  | 1 | 19.9 | 26% | 14.726
3183 | Notifier | IOB-W | BACKBOX, SURFACE, WHITE. | Quantity |  | 1 | 19.9 | 26% | 14.726
3184 | Notifier | ISP2-R | EXTENDER,SUFACE,INDOOR,RD | Quantity |  | 1 | 8.4 | 26% | 6.216
3185 | Notifier | ISP2-W | INDOOR SURFACE EXTENDER, WHITE | Quantity |  | 1 | 8.4 | 26% | 6.216
3186 | Notifier | MB-G10-12-R | MOTOR BELL,INDOOR/OUTDOOR,12 VDC,10" SHELL,RD | Quantity |  | 1 | 88.8 | 26% | 65.712
3187 | Notifier | MB-G10-24-R | MOTOR BELL, 24 VDC, 10 INCH, RED, ADA, USE W/ WBB-R FOR OUTDOOR. | Quantity |  | 1 | 92 | 26% | 68.08
3188 | Notifier | MB-G6-12-R | MOTOR BELL,INDOOR/OUTDOOR,12 VDC,6" SHELL,RD | Quantity |  | 1 | 65.8 | 26% | 48.692
3189 | Notifier | MB-G6-24-R | MOTOR BELL, 24 VDC, 6 INCH, RED, ADA, USE W/ WBB-R FOR OUTDOOR. | Quantity |  | 1 | 63.7 | 26% | 47.138
3190 | Notifier | MIZ-24S-R | MINI-HORN, 24 VDC, RED, SYNC WITH BUILT-IN TEMPORAL. | Quantity |  | 1 | 26.1 | 26% | 19.314
3191 | Notifier | MIZ-24S-W | MINI-HORN, 24 VDC, WHITE, SYNC WITH BUILT-IN TEMPORAL. | Quantity |  | 1 | 26.1 | 26% | 19.314
3192 | Notifier | MT-12/24-R | HORN, 12/24 VOLT, RED, FLUSH MOUNT. | Quantity |  | 1 | 43.9 | 26% | 32.486
3193 | Notifier | MT-121575W-FR | 8 MULTITONE STR,WALL,12 VDC,1575CD, RD | Quantity |  | 1 | 146.3 | 26% | 108.262
3194 | Notifier | MT-121575W-NW | 8 MULTITONE STR,WALL,12 VDC,1575CD,NO LTR,WHT | Quantity |  | 1 | 146.3 | 26% | 108.262
3195 | Notifier | MT-24MCW-FR | HORN STROBE, 24 VOLT, MULTI- CANDELA, RED | Quantity |  | 1 | 115 | 26% | 85.1
3196 | Notifier | MT-24MCW-FW | 8 MULTITONE STR,WALL,24 VDC,15/30/75/110CD,WHT | Quantity |  | 1 | 111.8 | 26% | 82.732
3197 | Notifier | MT4-115-WH-VFR | HORN STROBE, 115 VOLT, RED. | Quantity |  | 1 | 112.9 | 26% | 83.546
3198 | Notifier | MTWP-2475W-FR | HORN STROBE, 24 VOLT, 75 CANDELA RED, WEATHERPROOF. | Quantity |  | 1 | 121.2 | 26% | 89.688
3199 | Notifier | RP-R | RETROFIT PLATE, RED. | Quantity |  | 1 | 12.5 | 26% | 9.25
3200 | Notifier | RSS-24MCC-FR | STROBE, CEILING, 24VDC, MULTI-CANDELA, RED | Quantity |  | 1 | 74.2 | 26% | 54.908
3201 | Notifier | RSS-24MCC-FW | STROBE, CEILING, 24VDC, MULTI-CANDELA, WHITE | Quantity |  | 1 | 74.2 | 26% | 54.908
3202 | Notifier | RSS-24MCCH-FR | STR,CEIL,H INT,24 VDC,115/177CD,RD | Quantity |  | 1 | 87.8 | 26% | 64.972
3203 | Notifier | RSS-24MCCH-FW | STR,CEIL,H INT,24 VDC,115/177CD,WHT | Quantity |  | 1 | 89.9 | 26% | 66.526
3204 | Notifier | RSS-24MCW-FR | STROBE, WALL, 24VDC, MULTI-CANDELA, RED | Quantity |  | 1 | 77.3 | 26% | 57.202
3205 | Notifier | RSS-24MCW-FW | STROBE, WALL, 24VDC, MULTI-CANDELA, WHITE | Quantity |  | 1 | 77.3 | 26% | 57.202
3206 | Notifier | RSS-24MCWH-FR | STR,WALL,H INT,24 VDC,135/185CD,RD | Quantity |  | 1 | 87.8 | 26% | 64.972
3207 | Notifier | RSS-24MCWH-FW | STR,WALL,H INT,24 VDC,135/185CD,WHT | Quantity |  | 1 | 94.1 | 26% | 69.634
3208 | Notifier | RSS-24MCWH-NW | STR,WALL,H INT,24 VDC,135/185CD,NO LTR,WHT | Quantity |  | 1 | 106.6 | 26% | 78.884
3209 | Notifier | RSS-24MCW-NW | STR,WALL,24 VDC,15/30/75/110CD,NO LTR,WHT | Quantity |  | 1 | 79.4 | 26% | 58.756
3210 | Notifier | RSSA-24MCC-NW | STR,AMBER,CEIL,24VDC,15/30/75/95CD,NO LTR,WHT | Quantity |  | 1 | 86.7 | 26% | 64.158
3211 | Notifier | RSSA-24MCW-ALW | STR,AMBER,WALL,24VDC, 15/30/75/95CD,ALERT,WHT,RED LTR | Quantity |  | 1 | 86.7 | 26% | 64.158
3212 | Notifier | RSSCP-R | PLATE FOR RSS,RD | Quantity |  | 1 | 8.4 | 26% | 6.216
3213 | Notifier | RSSCP-W | PLATE FOR RSS,WHT | Quantity |  | 1 | 8.4 | 26% | 6.216
3214 | Notifier | RSSCPW-FR | PLATE FOR RSS,FIRE LTR,RD | Quantity |  | 1 | 9.4 | 26% | 6.956
3215 | Notifier | RSSCPW-FW | PLATE FOR RSS,FIRE LTR,WHT | Quantity |  | 1 | 9.4 | 26% | 6.956
3216 | Notifier | RSSP-121575W-FR | STROBE, 12VDC, 15/75 CD, RETROFIT PLATE, NON-SYNC/SYNC, WALL, RED. | Quantity |  | 1 | 107.6 | 26% | 79.624
3217 | Notifier | RSSP-24MCW-FR | STROBE, 24 VDC, RED, RETROFIT PLATE, SELECT CANDELA 15/30/75/110.; WALL MOUNT | Quantity |  | 1 | 89.9 | 26% | 66.526
3218 | Notifier | RSSP-24MCWH-FR | STR PLATE,WALL,H INT,24 VDC,135/185CD,RD | Quantity |  | 1 | 115 | 26% | 85.1
3219 | Notifier | RSSPA-24MCC-ALW | STR PLT,AMBER,CEIL, 24VDC,15/30/75/110CD,AMBER,WHT | Quantity |  | 1 | 90.9 | 26% | 67.266
3220 | Notifier | RSSPA-24MCC-NW | STR PLT,AMBER,CEIL, 24VDC,15/30/75/110CD,NO LTR,WHT | Quantity |  | 1 | 100.3 | 26% | 74.222
3221 | Notifier | RSSPA-24MCW-ALW | STR PLT,AMBER,WALL, 24VDC,15/30/75/110CD,ALERT,WHT | Quantity |  | 1 | 90.9 | 26% | 67.266
3222 | Notifier | RSSWP-2475C-FR | STR,CEIL,WTHPRF,24 VDC,75CD,RD | Quantity |  | 1 | 79.4 | 26% | 58.756
3223 | Notifier | RSSWP-2475W-FR | STROBE, 24 VDC, 75 CANDELA, OUTDOOR, (REQUIRES WPSBB-R).; WALL MOUNT | Quantity |  | 1 | 84.6 | 26% | 62.604
3224 | Notifier | RSSWP-2475W-FW | STR,WALL,WTHPRF,24 VDC,75CD,WHT | Quantity |  | 1 | 82.6 | 26% | 61.124
3225 | Notifier | RSSWP-24MCWH-FW | STR,WALL,H INT,WTHPRF,24 VDC,135/185CD,WHT | Quantity |  | 1 | 90.9 | 26% | 67.266
3226 | Notifier | S8-24MCC-FW | 8" SPKR,RND,CEIL,25/70V, 15/30/75/95CD,WHT | Quantity |  | 1 | 158.8 | 26% | 117.512
3227 | Notifier | S8-70/25 | 8" SPKR,RND,CEIL,25/70V,WHT | Quantity |  | 1 | 94.1 | 26% | 69.634
3228 | Notifier | S8A-24MCCH-NW | 8"SPKR,STR,AMBR,RND,CEIL,25/70V, 115/177,CD,WHT | Quantity |  | 1 | 177.7 | 26% | 131.498
3229 | Notifier | SBB-R | SURFACE BACK-BOX RED, CHIMES, SPEAKERS, ETC. | Quantity |  | 1 | 21.9 | 26% | 16.206
3230 | Notifier | SBB-W | SURFACE BACK-BOX WHITE, CHIMES, SPEAKERS, ETC. | Quantity |  | 1 | 23 | 26% | 17.02
3231 | Notifier | SBL2-R | SURFACE BACKBOX, RED, USE WITH RSSP. | Quantity |  | 1 | 26.1 | 26% | 19.314
3232 | Notifier | SBL2-W | BACKBOX,SURFACE FOR RSSP,WHT | Quantity |  | 1 | 28.2 | 26% | 20.868
3233 | Notifier | SER-R | EXTENSION RING,SURFACE,RD | Quantity |  | 1 | 15.7 | 26% | 11.618
3234 | Notifier | SER-W | EXTENSION RING,SURFACE,WHT | Quantity |  | 1 | 15.7 | 26% | 11.618
3235 | Notifier | SFP-R | SEMI-FLUSH PLATE, RED. | Quantity |  | 1 | 10.5 | 26% | 7.77
3236 | Notifier | SFP-S | PLATE,SEMI FLUSH,SILVER | Quantity |  | 1 | 9.4 | 26% | 6.956
3237 | Notifier | SFP-W | SEMI-FLUSH PLATE, WHITE. | Quantity |  | 1 | 10.5 | 26% | 7.77
3238 | Notifier | SHBB-R | SURFACE BACKBOX, RED, FOR SURFACE MOUNTING AS/RS PRODUCTS. | Quantity |  | 1 | 15.7 | 26% | 11.618
3239 | Notifier | SHBB-W | SURFACE BACKBOX, WHITE FOR SURFACE MOUNTING AS/RS PRODUCTS. | Quantity |  | 1 | 15.7 | 26% | 11.618
3240 | Notifier | SHMP-R | ADAPTER PLATE FOR MOUNTING STH-15S AND STH-15SR | Quantity |  | 1 | 18.8 | 26% | 13.912
3241 | Notifier | SHMP-S | PLATE,ADAPTER,STH 15SR HORN SPKR TO RSSP PLATE,S | Quantity |  | 1 | 14.6 | 26% | 10.804
3242 | Notifier | SP40S | SAFEPATH MULTIFUNCTION FACILITY COMMU SYS | Quantity |  | 1 | 3046.2 | 26% | 2254.188
3243 | Notifier | SP4-LOC-FB | LOCAL OPERATOR CONSOLE,FLUSH MOUNT | Quantity |  | 1 | 2722.2 | 26% | 2014.428
3244 | Notifier | SP4-LOC-KIT | SP 4 LOC HVAC EMERGENCY CUTOFF KIT | Quantity |  | 1 | 462.9 | 26% | 342.546
3245 | Notifier | SP4Z-A/B | SP40S SPKR SPLITTER,4 ZONE CLASS B OR 2 ZONE CLASS A | Quantity |  | 1 | 443.1 | 26% | 327.894
3246 | Notifier | SPB-160 | SP40S SUPERVISED AUDIO POWER BOOSTER,160W,RD | Quantity |  | 1 | 3046.2 | 26% | 2254.188
3247 | Notifier | SPMB4Z | SPB AUDIO BOOSTER SPLITER MOUNTING BRACKET | Quantity |  | 1 | 124.4 | 26% | 92.056
3248 | Notifier | SPRM | SP40S REMOTE BLK MICROPHONE,RED PLATE | Quantity |  | 1 | 521.5 | 26% | 385.91
3249 | Notifier | SSB-4 | 4” SPEAKER/STROBE SUPPORT BRACKET TILE | Quantity |  | 1 | 23 | 26% | 17.02
3250 | Notifier | STH-15S | LOUD SPEAKER, GREY, 1 TO 15 WATT TAPS, 25 / 70 VRMS. | Quantity |  | 1 | 220.5 | 26% | 163.17
3251 | Notifier | STH-15SR | LOUD SPEAKER, RED, 1 TO 15 WATT TAPS, 25 / 70 VRMS. | Quantity |  | 1 | 220.5 | 26% | 163.17
3252 | Notifier | STH-2R24MCCH-FR | SPKR/STR CLUST,2 STH 15 SR,RSS 24MCCH,FIRE,RD | Quantity |  | 1 | 1205.9 | 26% | 892.366
3253 | Notifier | STH-4R24MCCH-FR | SPKR/STR CLUST,4 STH 15 SR,RSS 24MCCH,FIRE,RD | Quantity |  | 1 | 1615.6 | 26% | 1195.544
3254 | Notifier | STR | STROBE, RED, WALL, 2 WIRE, 12/24V, MULTI-CANDELA | Quantity |  | 1 | 73.2 | 26% | 54.168
3255 | Notifier | STRC | STROBE, RED, CEILING, 2 WIRE, 12/24V, MULTI-CANDELA | Quantity |  | 1 | 72.1 | 26% | 53.354
3256 | Notifier | STW | STROBE, WHITE, WALL, 2 WIRE, 12/24V, MULTI-CANDELA | Quantity |  | 1 | 73.2 | 26% | 54.168
3257 | Notifier | STW-ALA | STR,WHT,2W,WALL,12/24V,8CD,ALERT,AMBER | Quantity |  | 1 | 71.1 | 26% | 52.614
3258 | Notifier | STWC | STROBE, WHITE, CEILING, 2 WIRE, 12/24V, MULTI-CANDELA | Quantity |  | 1 | 72.1 | 26% | 53.354
3259 | Notifier | STWC-ALA | STR,WHT,2W,CEILING,12/24V,8CD,ALERT,AMBER | Quantity |  | 1 | 74.2 | 26% | 54.908
3260 | Notifier | WBB-R | WEATHER RESISTANT BACK-BOX. | Quantity |  | 1 | 21.9 | 26% | 16.206
3261 | Notifier | WBB-S | BACKBOX,OUTDOOR,SILVER | Quantity |  | 1 | 21.9 | 26% | 16.206
3262 | Notifier | WBB-W | BACKBOX,OUTDOOR,WHT | Quantity |  | 1 | 21.9 | 26% | 16.206
3263 | Notifier | WFPA-R | FLUSH OUTDOOR MOUNTING PLATE FOR ASWP ONLY, RED | Quantity |  | 1 | 26.1 | 26% | 19.314
3264 | Notifier | WFPA-W | FLUSH OUTDOOR MOUNTING PLATE FOR ASWP ONLY, WHITE | Quantity |  | 1 | 26.1 | 26% | 19.314
3265 | Notifier | WFP-R | FLUSH OUTDOOR MOUNTING PLATE, RED, RS, ET, AH, & MT SERIES | Quantity |  | 1 | 26.1 | 26% | 19.314
3266 | Notifier | WFP-W | FLUSH OUTDOOR MOUNTING PLATE, WHITE, RS, ET, AH, & MT SERIES | Quantity |  | 1 | 26.1 | 26% | 19.314
3267 | Notifier | WPBB-R | WEATHER RESISTANT BACK-BOX FOR ASWP. | Quantity |  | 1 | 25.1 | 26% | 18.574
3268 | Notifier | WP-KIT | GASKET KIT FOR REAR WIRING TO OUTDOOR BACKBOXES | Quantity |  | 1 | 10.5 | 26% | 7.77
3269 | Notifier | WPSBB-R | BACKBOX, WEATHER RESISTANT FOR RSSWP. | Quantity |  | 1 | 21.9 | 26% | 16.206
3270 | Notifier | WPSBB-W | BACKBOX FOR SERIES RSSWP,WTHPRF,WHT | Quantity |  | 1 | 21.9 | 26% | 16.206
3271 | Notifier | DB12/XB1324VREDRED | DB12024NR + XB13024RNNR (WHEELOCK PX62500320).XB13 / DB12, 24V DC, RED LENS, NATURAL RED FINISH MODEL. NOTE: NO RETURN / NO CANCELLATION POLICY. | Quantity |  | 1 | 2090.65 | 26% | 1547.081
3272 | Notifier | PX17300173 | DB1PULA024D3NNNR - DB1 CLASS I, DIV I HIGH OUTPUT HORN, UL, 24 VDC, 3/4" ENTRY BOTTOM, RED FINISH.NOTE: NO RETURN / NO CANCELLATION POLICY. | Quantity |  | 1 | 3427.5 | 26% | 2536.35
3273 | Notifier | PX17300384 | DB1PULA024D3NNNG - DB1 CLASS I, DIV I HIGH OUTPUT HORN, UL, 24 VDC, 3/4" ENTRY BOTTOM, GREY FINISH.NOTE: NO RETURN / NO CANCELLATION POLICY. | Quantity |  | 1 | 3427.5 | 26% | 2536.35
3274 | Notifier | PX18800386 | XB4ULB8D2E3E06ANCN1R - XB4 CLASS I, DIV I STROBE, UL, 24 VDC, 2- 3/4" ENTRIES, 3- 3/4" ENTRIES, 60/MIN FLASHRATE, CLEAR LENS, ALLOY, RED FINISH.NOTE: NO RETURN / NO CANCELLATION POLICY. | Quantity |  | 1 | 3141.7 | 26% | 2324.858
3275 | Notifier | PX22500187 | XB11UL02406CNDNNNR - XB11 STROBE, CLASS I, DIV 2, UL, 24 VDC, 60/MIN FLASHRATE, CLEAR LENS, DIRECT MOUNT, RED FINISH.NOTE: NO RETURN / NO CANCELLATION POLICY. | Quantity |  | 1 | 1392.9 | 26% | 1030.746
3276 | Notifier | PX22501808 | XB11UL02406CNDNYPR - XB11 STROBE, CLASS I, DIV 2, UL, 24 VDC, 60/MIN FLASHRATE, CLEAR LENS, DIRECT MOUNT, LABEL,BLANKING PLUG, RED FINISH.NOTE: NO RETURN / NO CANCELLATION POLICY. | Quantity |  | 1 | 1402.3 | 26% | 1037.702
3277 | Notifier | PX225163 | XB11UL02406RYBNNNR - XB11 STROBE, CLASS I, DIV 2, UL, 24 VDC, 60/MIN FLASHRATE, RED LENS, GUARD, DIRECT MOUNT W/STRAP, RED FINISH.NOTE: NO RETURN / NO CANCELLATION POLICY. | Quantity |  | 1 | 1392.9 | 26% | 1030.746
3278 | Notifier | PX22600456 | XB12UL02406CNBNNNR - XB12 STROBE, CLASS 1, DIV 2, UL, 24 VDC, 60/MIN FLASHRATE, CLEAR LENS, DIRECT MOUNT W/STRAP, RED FINISH.NOTE: NO RETURN / NO CANCELLATION POLICY. | Quantity |  | 1 | 1909.2 | 26% | 1412.808
3279 | Notifier | PX22600604 | XB12UL02406RNBNNNN - XB12 STROBE, CLASS 1, DIV 2, UL, 24 VDC, 60/MIN FLASHRATE, RED LENS, DIRECT MOUNT W/STRAP, NATURAL BLACK FINISH.NOTE: NO RETURN / NO CANCELLATION POLICY. | Quantity |  | 1 | 1909.2 | 26% | 1412.808
3280 | Notifier | PX29600042 | XB16US02460CYNRZ Z=VARISTOR - XB16 STROBE, CLASS 1, DIV 2, CLASS 2, DIV 2, UL 1971, 24 VDC, 60/MIN FLASHRATE, CLEAR LENS, LENS GUARD, RED FINISH.NOTE: NO RETURN / NO CANCELLATION POLICY. | Quantity |  | 1 | 1053.7 | 26% | 779.738
3281 | Notifier | PX29600075 | XB16UL02460CNNRZ Z=VARISTOR - XB16 STROBE, CLASS 1, DIV 2, CLASS 2, DIV 2, UL, 24 VDC, 60/MIN FLASHRATE, CLEAR LENS, RED FINISH.NOTE: NO RETURN / NO CANCELLATION POLICY. | Quantity |  | 1 | 1053.7 | 26% | 779.738
3282 | Notifier | PX29600085 | XB16UL02460CYNRZ Z=VARISTOR - XB16 STROBE, CLASS 1, DIV 2, CLASS 2, DIV 2, UL, 24 VDC, 60/MIN FLASHRATE, CLEAR LENS, LENS GUARD, RED FINISH.NOTE: NO RETURN / NO CANCELLATION POLICY. | Quantity |  | 1 | 1053.7 | 26% | 779.738
3283 | Notifier | PX36200102 | SM87PBLAUL3T3B3NNR - PUSH BUTTON, LATCHING KEY, ALLOY, UL, 1/2'" TOP AND BOTTOM ENTRIES, FIRE PUSH BUTTON, RED FINISH.NOTE: NO RETURN / NO CANCELLATION POLICY. | Quantity |  | 1 | 2307.5 | 26% | 1707.55
3284 | Notifier | PX37600167 | XB15UL0241506CWBNR - XB15 STROBE, CLASS 1, DIV 2, UL, 24 VDC, 15 JOULE, 60/MIN FLASHRATE, CLEAR LENS, WIRE GUARD, DIRECT MOUNT W/STRAP, RED FINISH.NOTE: NO RETURN / NO CANCELLATION POLICY. | Quantity |  | 1 | 1408.7 | 26% | 1042.438
3285 | Notifier | PX37600578 | XB15UL0241006BCPNN - XB15 STROBE, CLASS 1, DIV 2, UL, 24 VDC, 10 JOULE, 60/MIN FLASHRATE, BLUE LENS, CAST, PIPE MOUNT, NATURAL BLACK FINISH.NOTE: NO RETURN / NO CANCELLATION POLICY. | Quantity |  | 1 | 1408.7 | 26% | 1042.438
3286 | Notifier | PX37600604 | XB15UC0240506RNPNN - XB15 STROBE, CLASS 1, DIV 2, ULC, 24 VDC, 5 JOULE, 60/MIN FLASHRATE, RED LENS, PIPE MOUNT, NATURAL BLACK FINISH.NOTE: NO RETURN / NO CANCELLATION POLICY. | Quantity |  | 1 | 1408.7 | 26% | 1042.438
3287 | Notifier | PX37600624 | XB15UC0240506BNPNN - XB15 STROBE, CLASS 1, DIV 2, ULC, 24 VDC, 5 JOULE, 60/MIN FLASHRATE, BLUE LENS, PIPE MOUNT, NATURAL BLACK FINISH.NOTE: NO RETURN / NO CANCELLATION POLICY. | Quantity |  | 1 | 1408.7 | 26% | 1042.438
3288 | Notifier | PX37600725 | XB15UC0241006RWBNR - XB15 STROBE, CLASS 1, DIV 2, ULC, 24 VDC, 10 JOULE, 60/MIN FLASHRATE, RED LENS, WIRE GUARD, DIRECT MOUNT W/STRAP, RED FINISH.NOTE: NO RETURN / NO CANCELLATION POLICY. | Quantity |  | 1 | 1408.7 | 26% | 1042.438
3289 | Notifier | PX37900170 | LD15UCDCRNBPR - STROBE, CLASS 1, DIV 2, CLASS II, DIV 2, ULC, 12-48 VDC, RED LENS, DIRECT MOUNT W/ STRAP, BLANKING PLUG, RED FINISH.NOTE: NO RETURN / NO CANCELLATION POLICY. | Quantity |  | 1 | 2278.6 | 26% | 1686.164
3290 | Notifier | PX37900252 | LD15ULDCCNBNR - STROBE, CLASS 1, DIV 2, CLASS II, DIV 2, UL, 12-48 VDC, CLEAR LENS, DIRECT MOUNT W/ STRAP, RED FINISH.NOTE: NO RETURN / NO CANCELLATION POLICY. | Quantity |  | 1 | 2278.6 | 26% | 1686.164
3291 | Notifier | PX39900057 | DB4BULG1570N2CPCR C=1.5 - LOUDSPEAKER, UL, GAS, 15 WATT, 70 VOLT, 2 X 1/2" NPT INC 1 PLUG ENTRIES, CAPACITOR, RED FINISH.NOTE: NO RETURN / NO CANCELLATION POLICY. | Quantity |  | 1 | 1579.1 | 26% | 1168.534
3292 | Notifier | PX39900058 | DB4BULG2570N2CPCR C=1.5 - LOUDSPEAKER, UL, GAS, 25 WATT, 70 VOLT, 2 X 1/2" NPT INC 1 PLUG ENTRIES, CAPACITOR, RED FINISH.NOTE: NO RETURN / NO CANCELLATION POLICY. | Quantity |  | 1 | 1579.1 | 26% | 1168.534
3293 | Notifier | PX39900075 | DB4BULGD1570N2CCR C=1.5 - LOUDSPEAKER, UL, GAS & DUST, 15 WATT, 70 VOLT, 2 X 1/2" NPT ENTRIES, CAPACITOR, RED FINISH.NOTE: NO RETURN / NO CANCELLATION POLICY. | Quantity |  | 1 | 1579.1 | 26% | 1168.534
3294 | Notifier | PX39900162 | DB4BULG870N2CPCR C=1.5 - LOUDSPEAKER, UL, GAS, 8 WATT, 70 VOLT, 2 X 1/2" NPT INC 1 PLUG ENTRIES, CAPACITOR, RED FINISH.NOTE: NO RETURN / NO CANCELLATION POLICY. | Quantity |  | 1 | 1580.1 | 26% | 1169.274
3295 | Notifier | PX39900166 | DB4BULGD1570N2CPNR - LOUDSPEAKER, UL, GAS & DUST, 15 WATT, 70 VOLT, C, RED FINISH.NOTE: NO RETURN / NO CANCELLATION POLICY. | Quantity |  | 1 | 1579.1 | 26% | 1168.534
3296 | Notifier | PX39900183 | DB4BULG1570T2CPCR C=1.5 - LOUDSPEAKER, UL, GAS, 15 WATT, 70 VOLT, TAG LABEL, 2 X 1/2" NPT INC 1 PLUG ENTRIES, CAPACITOR, RED FINISH.NOTE: NO RETURN / NO CANCELLATION POLICY. | Quantity |  | 1 | 1579.1 | 26% | 1168.534
3297 | Notifier | PX39900185 | DB4BUWN1570N2CPBCR C:1.5 MF - LOUDSPEAKER, UL (ORDINARY LOCATIONS), 15 WATT, 70 VOLT, 2 X 1/2" NPT INC 1 PLUG ENTRIES, SWIVEL BRACKET, CAPACITOR, RED FINISH..NOTE: NO RETURN / NO CANCELLATION POLICY. | Quantity |  | 1 | 1579 | 26% | 1168.46
3298 | Notifier | PX41900061 | DB3BULG048N2CPNR - HORN, UL, GAS, 12-48 VDC, 2 X 1/2" NPT INC 1 PLUG ENTRIES, RED FINISH.NOTE: NO RETURN / NO CANCELLATION POLICY. | Quantity |  | 1 | 2260.5 | 26% | 1672.77
3299 | Notifier | PX41900110 | DB3BULGD048N2CPNR - HORN, UL, GAS & DUST, 12-48 VDC, 2 X 1/2" NPT INC 1 PLUG ENTRIES, RED FINISH.NOTE: NO RETURN / NO CANCELLATION POLICY. | Quantity |  | 1 | 2260.5 | 26% | 1672.77
3300 | Notifier | PX41900123 | DB3BULGD048N2CNR - HORN, UL, GAS AND DUST, 12-48 VDC, 2 X 1/2" NPT ENTRIES, RED FINISH.NOTE: NO RETURN / NO CANCELLATION POLICY. | Quantity |  | 1 | 2260.5 | 26% | 1672.77
3301 | Notifier | PX41900316 | DB3BULG048N2CNR - HORN, UL, GAS, 12-48 VDC, 2 X 1/2" NPT ENTRIES, RED FINISH.NOTE: NO RETURN / NO CANCELLATION POLICY. | Quantity |  | 1 | 2260.5 | 26% | 1672.77
3302 | Notifier | PX41900406 | DB3BULGD048N2BPNR - HORN, UL, GAS & DUST, 12-48 VDC, 2 X M20 INC. 1 PLUG ENTRIES, RED FINISH.NOTE: NO RETURN / NO CANCELLATION POLICY. | Quantity |  | 1 | 2260.5 | 26% | 1672.77
3303 | Notifier | PX41900435 | DB3BULG110N2CNR - HORN, UL, GAS, 110 VAC, 2 X 1/2" NPT ENTRIES, RED FINISH.NOTE: NO RETURN / NO CANCELLATION POLICY. | Quantity |  | 1 | 2260.5 | 26% | 1672.77
3304 | Notifier | PX41900440 | DB3BULGD048D2CNR - HORN, UL, GAS & DUST, 12-48 VDC, DUTY LABEL, 2 X 1/2" NPT ENTRIES, RED FINISH.NOTE: NO RETURN / NO CANCELLATION POLICY. | Quantity |  | 1 | 2260.6 | 26% | 1672.844
3305 | Notifier | PX41900612 | DB3BULGD048T2CPNR - HORN, UL, GAS & DUST, 12-48 VDC, TAG LABEL, 2 X 1/2" NPT INC 1 PLUG ENTRIE, RED FINISH.NOTE: NO RETURN / NO CANCELLATION POLICY. | Quantity |  | 1 | 2260.6 | 26% | 1672.844
3306 | Notifier | PX46500859 | HD1ULU160GG - HEAT DETECTOR, UL, 160 DEGREES, GUARD, GRAY.NOTE: NO RETURN / NO CANCELLATION POLICY. | Quantity |  | 1 | 2202.3 | 26% | 1629.702
3307 | Notifier | PX46500860 | HD1ULU325GG - HEAT DETECTOR, UL, 325 DEGREES, GUARD, GRAY.NOTE: NO RETURN / NO CANCELLATION POLICY. | Quantity |  | 1 | 2202.3 | 26% | 1629.702
3308 | Notifier | PX48000098 | PBUL4C6C4DSN7R - PB CALL POINT, CLASS I, DIV 2, CLASS II, DIV 2, UL, 1/2" ENTRY POSITION 4 AND 6, FUTY LABEL, D.C., SINGLE CHANGEOVER, 7X14 AWG TERMINALS, RED FINISH.NOTE: NO RETURN / NO CANCELLATION POLICY. | Quantity |  | 1 | 1274.9 | 26% | 943.426
3309 | Notifier | PX48000763 | PBUL2C4DDN7Y - PB CALL POINT, CLASS I, DIV 2, CLASS II, DIV 2, UL, 1/2" ENTRY POSITION 2, DUTY LABEL, D.C., DOUBLE CHANGEOVER, 7X14 AWG TERMINALS, YELLOW FINISH.NOTE: NO RETURN / NO CANCELLATION POLICY. | Quantity |  | 1 | 1274.9 | 26% | 943.426
3310 | Notifier | PX48000825 | PBUL2C0DDN7R - PB CALL POINT, CLASS I, DIV 2, CLASS II, DIV 2, UL, 1/2" ENTRY POSITION 2, D.C., DOUBLE CHANGEOVER, 7X14 AWG TERMINALS, RED FINISH.NOTE: NO RETURN / NO CANCELLATION POLICY. | Quantity |  | 1 | 1274.9 | 26% | 943.426
3311 | Notifier | PX56201072 | SM87HXBAUL024CN4R4LNNR - XENON STROBE, ALLOY, CLASS I, DIV I, UL, 24 VDC, CLEAR LENS, 3/4" ENTRIES ON LEFT AND RIGHT, RED FINISH.NOTE: NO RETURN / NO CANCELLATION POLICY. | Quantity |  | 1 | 2669.8 | 26% | 1975.652
3312 | Notifier | PX56201144 | SM87HXBAUL024RN4R4LNNR - XENON STROBE, ALLOY, CLASS I, DIV I, UL, 24 VDC, RED LENS, 3/4" ENTRIES ON LEFT AND RIGHT, RED FINISH.NOTE: NO RETURN / NO CANCELLATION POLICY. | Quantity |  | 1 | 2669.8 | 26% | 1975.652
3313 | Notifier | PX56201658 | SM87HXBAUL024CY4BNNR - XENON STROBE, ALLOY, CLASS I, DIV I, UL, 24 VDC, CLEAR LENS, GUARD, 3/4" ENTRY ON BOTTOM, RED, FINISH.NOTE: NO RETURN / NO CANCELLATION POLICY. | Quantity |  | 1 | 2682.7 | 26% | 1985.198
3314 | Notifier | PX56203564 | SM87HXBAUL024CN3TYNR - XENON STROBE, ALLOY, CLASS I, DIV I, UL, 24 VDC, CLEAR LENS, 1/2" ENTRY ON TOP, LABEL, RED FINISH.NOTE: NO RETURN / NO CANCELLATION POLICY. | Quantity |  | 1 | 2669.8 | 26% | 1975.652
3315 | Notifier | PX62501913 | DB4B25/XB11UL CLEAR/RED C:1.5 - SPEAKER AND STROBE COMBO UNIT, CLEAR LENS, RED FINISH.NOTE: NO RETURN / NO CANCELLATION POLICY. | Quantity |  | 1 | 3573.7 | 26% | 2644.538
3316 | Notifier | PX62501977 | DB3B/XB11UL 24V RED/RED WIRING - MULTITONE STR, RED LENS, 24VDC, CL 1 DIV 2 ,RD.NOTE: NO RETURN / NO CANCELLATION POLICY. | Quantity |  | 1 | 4491.7 | 26% | 3323.858
3317 | Notifier | PX62501978 | DB3B/XB11UL 24V CLEAR/RED - HORN AND STROBE COMBO UNIT, CLASS I, DIV 2, 24 VDC, CLEAR LENS, RED FINISH.NOTE: NO RETURN / NO CANCELLATION POLICY. | Quantity |  | 1 | 4491.7 | 26% | 3323.858
3318 | Notifier | PX869111 | DB1PULA024D1D2NNNR - DB1 CLASS I, DIV I HORN, UL, 24 VDC, 3/4" ENTRY ON LEFT AND RIGHT, RED FINISH.NOTE: NO RETURN / NO CANCELLATION POLICY. | Quantity |  | 1 | 3427.5 | 26% | 2536.35
3319 | Notifier | PX869115 | DB1HPULA024D1D2NNNR - DB1 CLASS I, DIV I HIGH OUTPUT HORN, UL, 24 VDC, 3/4" ENTRY ON LEFT AND RIGHT, RED FINISH,NOTE: NO RETURN / NO CANCELLATION POLICY. | Quantity |  | 1 | 4091 | 26% | 3027.34
3320 | Notifier | PX869121 | XB4ULB8D2E3E06ANRN1R - XB4 CLASS I, DIV I STROBE, UL, 24 VDC, 2- 3/4" ENTRIES, 3- 3/4" ENTRIES, 60/MIN FLASHRATE, RED LENS, ALLOY, RED FINISH.NOTE: NO RETURN / NO CANCELLATION POLICY. | Quantity |  | 1 | 3141.7 | 26% | 2324.858
3321 | Notifier | PX869171 | XB11UL02406RNBNNNR - XB11 STROBE, CLASS I, DIV 2, UL, 24 VDC, 60/MIN FLASHRATE, RED LENS, DIRECT MOUNT W/STRAP, RED FINISH.NOTE: NO RETURN / NO CANCELLATION POLICY. | Quantity |  | 1 | 1392.9 | 26% | 1030.746
3322 | Notifier | PX869174 | XB11UL02406CNBNNNR - XB11 STROBE, CLASS I, DIV 2, UL, 24 VDC, 60/MIN FLASHRATE, CLEAR LENS, DIRECT MOUNT W/STRAP, RED FINISH.NOTE: NO RETURN / NO CANCELLATION POLICY. | Quantity |  | 1 | 1392.9 | 26% | 1030.746
3323 | Notifier | PX869181 | XB12UL02406RNBNNNR - XB12 STROBE, CLASS 1, DIV 2, UL, 24 VDC, 60/MIN FLASHRATE, RED LENS, DIRECT MOUNT W/STRAP, RED.NOTE: NO RETURN / NO CANCELLATION POLICY. | Quantity |  | 1 | 1909.2 | 26% | 1412.808
3324 | Notifier | PX869190 | XB11UL02406RNBNNNN - XB11 STROBE, CLASS I, DIV 2, UL, 24 VDC, 60/MIN FLASHRATE, RED LENS, DIRECT MOUNT W/STRAP, NATURAL BLACK FINISH.NOTE: NO RETURN / NO CANCELLATION POLICY. | Quantity |  | 1 | 1392.9 | 26% | 1030.746
3325 | Notifier | PX869205 | DB3/XB11UL 24V RED/RED - HORN AND STROBE COMBO UNIT, CLASS I, DIV 2, 24 VDC, RED LENS, RED FINISH.NOTE: NO RETURN / NO CANCELLATION POLICY. | Quantity |  | 1 | 4491.7 | 26% | 3323.858
3326 | Notifier | PX869210 | DB3/XB11UL 110V RED/RED - HORN AND STROBE COMBO UNIT, CLASS I, DIV 2, 110 VAC, RED LENS, RED FINISH.NOTE: NO RETURN / NO CANCELLATION POLICY. | Quantity |  | 1 | 4491.7 | 26% | 3323.858
3327 | Notifier | PX869396 | XB15UL0241506RWPNN - XB15 STROBE, CLASS 1, DIV 2, UL, 24 VDC, 15 JOULE, 60/MIN FLASHRATE, RED LENS, WIRE GUARD, PIPE MOUNT, NATURAL BLACK FINISH.NOTE: NO RETURN / NO CANCELLATION POLICY. | Quantity |  | 1 | 1408.7 | 26% | 1042.438
3328 | Notifier | PX869398 | XB15UL0241506RWBNN - XB15 STROBE, CLASS 1, DIV 2, UL, 24 VDC, 15 JOULE, 60/MIN FLASHRATE, RED LENS, WIRE GUARD, DIRECT MOUNT W/STRAP, NATURAL BLACK FINISH.NOTE: NO RETURN / NO CANCELLATION POLICY. | Quantity |  | 1 | 1408.7 | 26% | 1042.438
3329 | Notifier | PX869407 | XB16UL12060RYNN - XB16 STROBE, CLASS 1, DIV 2, CLASS 2, DIV 2, UL, 120 VAC, 60/MIN FLASHRATE, RED LENS, LENS GUARD, BLACK FINISH.NOTE: NO RETURN / NO CANCELLATION POLICY. | Quantity |  | 1 | 1053.7 | 26% | 779.738
3330 | Notifier | PX869408 | XB16UL12060AYNN - XB16 STROBE, CLASS 1, DIV 2, CLASS 2, DIV 2, UL, 120 VAC, 60/MIN FLASHRATE, AMBER LENS, LENS GUARD, BLACK FINISH.NOTE: NO RETURN / NO CANCELLATION POLICY. | Quantity |  | 1 | 1053.7 | 26% | 779.738
3331 | Notifier | DP-9692 | DRESS PANEL FOR FIREWARDEN-100-2; RED | Quantity |  | 1 | 152.25 | 26% | 112.665
3332 | Notifier | DP-9692B | DRESS PANEL FOR THE FIREWARDEN 100-2, BLACK | Quantity |  | 1 | 153 | 26% | 113.22
3333 | Notifier | MULTIMOD-BRKT | MULTI-MODULE MOUNTING BRACKET; FOR ONE OPTIONAL MULTI-MODULE IN ROME-B | Quantity |  | 1 | 54 | 26% | 39.96
3334 | Notifier | N100-ISO | SLC LOOP ISOLATOR MODULE; ISOLATES AGAINST SHORT CIRCUITS ON THE SLC. | Quantity |  | 1 | 88 | 26% | 65.12
3335 | Notifier | NC-100 | ADDRESSABLE CONTROL MODULE ; CONFIGURED FOR ONE CLASS A OR CLASS B NAC. | Quantity |  | 1 | 112 | 26% | 82.88
3336 | Notifier | NC-100R | ADDRESSABLE RELAY MODULE ; PROVIDES 2 FORM-C DRY CONTACTS THAT SWITCH TOGETHER. | Quantity |  | 1 | 99.84 | 26% | 73.8816
3337 | Notifier | NDM-100 | ADDRESSABLE DUAL MONITOR MODULE; 2 CLASS B. | Quantity |  | 1 | 109 | 26% | 80.66
3338 | Notifier | NFW2-100 | FIREWARDEN-100-2 ADDRESSABLE FIRE ALARM CONTROL PANEL, 198 ADDRESSABLE DEVICES ON ONE SLC, BUILT IN DACT WITH MODEM FOR REMOTE UPLOAD/DOWNLOAD. BLACK | Quantity |  | 1 | 1628 | 26% | 1204.72
3339 | Notifier | NFW2-100C | FIREWARDEN-100-2 ADDRESSABLE FIRE ALARM CONTROL PANEL, 198 ADDRESSABLE DEVICES ON ONE SLC, BUILT IN DACT WITH MODEM FOR REMOTE UPLOAD/DOWNLOAD. BLACK | Quantity |  | 1 | 1640 | 26% | 1213.6
3340 | Notifier | NFW2-100E | FIREWARDEN-100-2 ADDRESSABLE FIRE ALARM CONTROL PANEL, 198 ADDRESSABLE DEVICES ON ONE SLC, BUILT IN DACT WITH MODEM FOR REMOTE UPLOAD/DOWNLOAD. ; 240V OPERATION; BLACK | Quantity |  | 1 | 1640 | 26% | 1213.6
3341 | Notifier | NFW2-100R | FIREWARDEN-100-2 ADDRESSABLE FIRE ALARM CONTROL PANEL, 198 ADDRESSABLE DEVICES ON ONE SLC, BUILT IN DACT WITH MODEM FOR REMOTE UPLOAD/DOWNLOAD. RED | Quantity |  | 1 | 1628 | 26% | 1204.72
3342 | Notifier | NFW-50 | FIREWARDEN-50 ADDRESSABLE FIRE ALARM CONTROL PANEL, 50 ADDRESSABLE DEVICES ON ONE SLC, BUILT IN DACT WITH MODEM FOR REMOTE UPLOAD/DOWNLOAD. BLACK | Quantity |  | 1 | 1161 | 26% | 859.14
3343 | Notifier | NFW-50C | FIREWARDEN-50 ADDRESSABLE FIRE ALARM CONTROL PANEL, 50 ADDRESSABLE DEVICES ON ONE SLC, BUILT IN DACT WITH MODEM FOR REMOTE UPLOAD/DOWNLOAD. BUILT IN ANNUNCIATOR.BLACK | Quantity |  | 1 | 2023 | 26% | 1497.02
3344 | Notifier | NFW-50R | FIREWARDEN-50 ADDRESSABLE FIRE ALARM CONTROL PANEL, 50 ADDRESSABLE DEVICES ON ONE SLC, BUILT IN DACT WITH MODEM FOR REMOTE UPLOAD/DOWNLOAD. RED | Quantity |  | 1 | 1161 | 26% | 859.14
3345 | Notifier | NFW-50RB | REPLACEMENT BOARD FOR NFW-50. | Quantity |  | 1 | 922.75 | 26% | 682.835
3346 | Notifier | NH-100 | INTELLIGENT ADDRESSABLE THERMAL DETECTOR. FIXED TEMPERATURE, WITH BASE; IVORY | Quantity |  | 1 | 86 | 26% | 63.64
3347 | Notifier | NH-100H | INTELLIGENT ADDRESSABLE HIGH HEAT THERMAL DETECTOR; WITH BASE. | Quantity |  | 1 | 86 | 26% | 63.64
3348 | Notifier | NH-100R | INTELLIGENT ADDRESSABLE RATE-OF-RISE THERMAL DETECTOR; WITH BASE. | Quantity |  | 1 | 86 | 26% | 63.64
3349 | Notifier | NH-200 | AVAILABLE ON/ABOUT FEBRUARY 15, 2018 INTELLIGENT ADDRESSABLE THERMAL DETECTOR. FIXED TEMPERATURE, WITH BASE; WHITE | Quantity |  | 1 | 81 | 26% | 59.94
3350 | Notifier | NH-200H | AVAILABLE ON/ABOUT FEBRUARY 15, 2018 INTELLIGENT ADDRESSABLE HIGH HEAT THERMAL DETECTOR; WITH BASE; WHITE | Quantity |  | 1 | 81 | 26% | 59.94
3351 | Notifier | NH-200H-IV | AVAILABLE ON/ABOUT FEBRUARY 15, 2018 INTELLIGENT ADDRESSABLE HIGH HEAT THERMAL DETECTOR; WITH BASE; IVORY; FLASCHAN & CLIP | Quantity |  | 1 | 86 | 26% | 63.64
3352 | Notifier | NH-200-IV | AVAILABLE ON/ABOUT FEBRUARY 15, 2018 INTELLIGENT ADDRESSABLE THERMAL DETECTOR. FIXED TEMPERATURE, WITH BASE; IVORY; FLASHSCAN & CLIP | Quantity |  | 1 | 86 | 26% | 63.64
3353 | Notifier | NH-200R | AVAILABLE ON/ABOUT FEBRUARY 15, 2018 INTELLIGENT ADDRESSABLE RATE-OF-RISE THERMAL DETECTOR; WITH BASE; WHITE | Quantity |  | 1 | 81 | 26% | 59.94
3354 | Notifier | NH-200R-IV | AVAILABLE ON/ABOUT FEBRUARY 15, 2018 INTELLIGENT ADDRESSABLE RATE-OF-RISE THERMAL DETECTOR; WITH BASE; WHITE; FLASCHAN & CLIP | Quantity |  | 1 | 86 | 26% | 63.64
3355 | Notifier | NMM-100 | ADDRESSABLE MONITOR MODULE; SUPERVISES EITHER A CLASS A OR CLASS B CIRCUIT OF N.D. DRY-CONTACT INPUT DEVICES. | Quantity |  | 1 | 82 | 26% | 60.68
3356 | Notifier | NMM-100-10 | ADDRESSABLE 10 INPUT MULTIMOD | Quantity |  | 1 | 699 | 26% | 517.26
3357 | Notifier | NMM-100P | ADDRESSABLE MINI MODULE; SUPERVISES A CLASS B CIRCUIT OF N.D. DRY-CONTACT DEVICES. | Quantity |  | 1 | 71 | 26% | 52.54
3358 | Notifier | NOT-BG12LX | ADDRESSABLE PULL STATION. | Quantity |  | 1 | 123 | 26% | 91.02
3359 | Notifier | NP-100 | INTELLIGENT ADDRESSABLE PHOTO DETECTOR, WITH BASE. | Quantity |  | 1 | 98.5 | 26% | 72.89
3360 | Notifier | NP-100T | INTELLIGENT ADDRESSABLE PHOTO/THERMAL DETECTOR; WITH BASE. | Quantity |  | 1 | 103.5 | 26% | 76.59
3361 | Notifier | NP-200 | AVAILABLE ON/ABOUT FEBRUARY 15, 2018 INTELLIGENT ADDRESSABLE PHOTO DETECTOR, WITH BASE; WHITE | Quantity |  | 1 | 93.5 | 26% | 69.19
3362 | Notifier | NP-200-IV | AVAILABLE ON/ABOUT FEBRUARY 15, 2018 INTELLIGENT ADDRESSABLE PHOTO DETECTOR, WITH BASE; IVORY; FLASHSCAN & CLIP | Quantity |  | 1 | 98.5 | 26% | 72.89
3363 | Notifier | NP-200R | AVAILABLE ON/ABOUT FEBRUARY 15, 2018 REMOTE TEST CAPABLE INTELLIGENT ADDRESSABLE PHOTO DETECTOR; FOR USE WITH DNR(W) DUCT DETECTOR HOUSING; WHITE | Quantity |  | 1 | 96 | 26% | 71.04
3364 | Notifier | NP-200R-IV | AVAILABLE ON/ABOUT FEBRUARY 15, 2018 REMOTE TEST CAPABLE INTELLIGENT ADDRESSABLE PHOTO DETECTOR; FOR USE WITH DNR(W) DUCT DETECTOR HOUSING; IVORY; FLASHCAN & CLIP | Quantity |  | 1 | 101 | 26% | 74.74
3365 | Notifier | NP-200T | AVAILABLE ON/ABOUT FEBRUARY 15, 2018 INTELLIGENT ADDRESSABLE PHOTO/THERMAL DETECTOR; WITH BASE; WHITE | Quantity |  | 1 | 98.5 | 26% | 72.89
3366 | Notifier | NP-200T-IV | VAILABLE ON/ABOUT FEBRUARY 15, 2018 INTELLIGENT ADDRESSABLE PHOTO/THERMAL DETECTOR; WITH BASE; IVORY; FLASHSCAN & CLIP | Quantity |  | 1 | 103.5 | 26% | 76.59
3367 | Notifier | NP-A100 | INTELLIGENT MULTICRITERIA PHOTO/THERMAL DETECTOR, WITH BASE | Quantity |  | 1 | 113 | 26% | 83.62
3368 | Notifier | NZM-100 | ADDRESSABLE 2-WIRE DETECTOR ZONE MODULE. | Quantity |  | 1 | 155 | 26% | 114.7
3369 | Notifier | NZM-100-6 | 6-INPUT (CLASS B) OR 3-INPUT (CLASS A) 2-WIRE DET. ZONE MODULE | Quantity |  | 1 | 726 | 26% | 537.24
3370 | Notifier | PRT/PK-CABLE | CABLE PRINTER/PERSONAL COMPUTER INTERFACE CABLE | Quantity |  | 1 | 40.5 | 26% | 29.97
3371 | Notifier | ROME-B | RELAY OPTION MODULE ENCLOSURE; INCLUDES ONE N-ANN-RLY. ROOM FOR ONE ADDITIONAL RELAY MODULE OR ADDRESSABLE MULTI-MODULE; BLACK | Quantity |  | 1 | 408 | 26% | 301.92
3372 | Notifier | XRM-24B | TRANSFORMER ASSEMBLY; EXPANDS SYSTEM POWER OUT TO 6 AMPS; FUR USE WITH REV 2 OR HIGHER FIREWARDEN-100-2 PANELS ONLY | Quantity |  | 1 | 162 | 26% | 119.88
3373 | Notifier | XRM-24BE | TRANSFORMER ASSEMBLY; EXPANDS SYSTEM POWER OUTPUT TO 6 AMPS; FOR USE WITH REV 2 OR HIGHER FIREWARDEN-100-2E PANELS ONLY. | Quantity |  | 1 | 162 | 26% | 119.88
3374 | Notifier | ZNAC-92 | CLASS A CONVERTER FOR NFW2-100 NACS ONLY | Quantity |  | 1 | 142.25 | 26% | 105.265
3375 | Notifier | CELL-CAB-N | CELLULAR COMMUNICATOR - METAL ENCLOSURE W/ LOCK AND KEY | Quantity |  | 1 | 420 | 26% | 310.8
3376 | Notifier | CELL-MOD | CELLULAR COMMUNICATOR - PLASTIC ENCLOSURE | Quantity |  | 1 | 397.75 | 26% | 294.335
3377 | Notifier | DP-ES-B | OPTIONAL DRESS PANEL, BLACK | Quantity |  | 1 | 140 | 26% | 103.6
3378 | Notifier | DP-ES-R | OPTIONAL DRESS PANEL, RED | Quantity |  | 1 | 140 | 26% | 103.6
3379 | Notifier | IPOTS-COM | IPOTS CARD | Quantity |  | 1 | 294 | 26% | 217.56
3380 | Notifier | N-ANN-100 | REMOTE MIMIC ANNUNCIATOR, 100 CHARACTER DISLAY, BLACK | Quantity |  | 1 | 372 | 26% | 275.28
3381 | Notifier | N-ANN-100R | REMOTE MIMIC ANNUNCIATOR, 100 CHARACTER DISLAY, RED | Quantity |  | 1 | 372 | 26% | 275.28
3382 | Notifier | NFW-100X | ADDRESSABLE FIRE ALARM CONTROL PANEL, 198 ADDRESSABLE DEVICES ON ONE SLC, BLACK | Quantity |  | 1 | 1588 | 26% | 1175.12
3383 | Notifier | NFW-100XR | ADDRESSABLE FIRE ALARM CONTROL PANEL, 198 ADDRESSABLE DEVICES ON ONE SLC, RED. | Quantity |  | 1 | 1588 | 26% | 1175.12
3384 | Notifier | NFW-50X | ADDRESSABLE FIRE ALARM CONTROL PANEL, 50 ADDRESSABLE DEVICES ON ONE SLC, BLACK. | Quantity |  | 1 | 1133 | 26% | 838.42
3385 | Notifier | NFW-50XR | ADDRESSABLE FIRE ALARM CONTROL PANEL, 50 ADDRESSABLE DEVICES ON ONE SLC, RED. | Quantity |  | 1 | 1133 | 26% | 838.42
3386 | Notifier | PWRMOD24 | TRANSFORMER, EXPANDS NFW-100X SYSTEM POWER TO 6 AMPS | Quantity |  | 1 | 155 | 26% | 114.7
3387 | Notifier | 4XLM | ANNUNCIATOR DRIVER MODULE. SFP-2404 ONLY | Quantity |  | 1 | 111 | 26% | 82.14
3388 | Notifier | 4XTM | PLUG-IN TRANSMITTER MODULE; PROVIDES MUNICIPAL BOX AND REMOTE STATION CONNECTIONS. | Quantity |  | 1 | 135 | 26% | 99.9
3389 | Notifier | 4XZM | 4 ZONE FUNCTION RELAY MODULE. SFP-2404 ONLY | Quantity |  | 1 | 131 | 26% | 96.94
3390 | Notifier | ANN-MBRLY | OPTIONAL MOUNTING BRACKET (ANN-RLY) | Quantity |  | 1 | 40.5 | 26% | 29.97
3391 | Notifier | ANN-SB80KIT-B | BACKBOX KIT, SURFACE MOUNT, USED WITH N-ANN-80 , BLACK | Quantity |  | 1 | 42 | 26% | 31.08
3392 | Notifier | ANN-SB80KIT-W | BACKBOX KIT, SURFACE MOUNT USED WITH N-ANN-80 , WHITE | Quantity |  | 1 | 42 | 26% | 31.08
3393 | Notifier | CAC-4 | CLASS A CONVERTER; FOR INITIATING DEVICE CIRCUITS (IDC) AND NOTIFICATION APPLIANCE CIRCUITS (NAC). SFP-2404 ONLY. | Quantity |  | 1 | 319.75 | 26% | 236.615
3394 | Notifier | DP-3-B | OPTIONAL INTERNAL DRESS PANEL; SFP-2402 AND SFP-2404 ONLY. | Quantity |  | 1 | 103 | 26% | 76.22
3395 | Notifier | DP-4X | INTERNAL DRESS PLATE. REQUIRED FOR FM AND ULC. | Quantity |  | 1 | 104 | 26% | 76.96
3396 | Notifier | DP-51050 | DRESS PANEL, RED | Quantity |  | 1 | 132 | 26% | 97.68
3397 | Notifier | DP-51050B | DRESS PANEL, BLACK | Quantity |  | 1 | 134 | 26% | 99.16
3398 | Notifier | N-ANN-80 | REMOTE LCD ANNUNCIATOR MIMICS THE FACP DISPLAY, 80 CHARACTER DISPLAY. BLACK | Quantity |  | 1 | 393 | 26% | 290.82
3399 | Notifier | N-ANN-80-W | REMOTE LCD ANNUNCIATOR MIMICS THE FACP DISPLAY, 80 CHARACTER DISPLAY. WHITE | Quantity |  | 1 | 392 | 26% | 290.08
3400 | Notifier | N-ANN-I/O | INPUT/OUTPUT MODULE FOR DRIVING GRAPHIC ANNUNCIATORS OR RELAYS. | Quantity |  | 1 | 444 | 26% | 328.56
3401 | Notifier | N-ANN-LED | ANNUNCIATOR MODULE, 10 INPUT ZONES, ALARM(RED), TROUBLE(YELLOW), SUPERVISORY(YELLOW), BLACK BOX | Quantity |  | 1 | 438 | 26% | 324.12
3402 | Notifier | N-ANN-LED-R | ANNUNCIATOR MODULE, 10 INPUT ZONES, ALARM(RED), TROUBLE(YELLOW), SUPERVISORY(YELLOW), RED BOX | Quantity |  | 1 | 438 | 26% | 324.12
3403 | Notifier | N-ANN-LED-W | ANNUNCIATOR MODULE, 10 INPUT ZONES, ALARM(RED), TROUBLE(YELLOW), SUPERVISORY(YELLOW), GREY BOX | Quantity |  | 1 | 438 | 26% | 324.12
3404 | Notifier | N-ANN-RLED | ANNUNCIATOR MODULE, 10 INPUT ZONES, RED LEDS ONLY, BLACK BOX | Quantity |  | 1 | 438 | 26% | 324.12
3405 | Notifier | N-ANN-RLED-R | ANNUNCIATOR MODULE, 10 INPUT ZONES, RED LEDS ONLY, RED BOX | Quantity |  | 1 | 438 | 26% | 324.12
3406 | Notifier | N-ANN-RLED-W | ANNUNCIATOR MODULE, 10 INPUT ZONES, RED LEDS ONLY, GREY BOX | Quantity |  | 1 | 438 | 26% | 324.12
3407 | Notifier | N-ANN-RLY | RELAY MODULE WITH 10 FORM C RELAYS | Quantity |  | 1 | 299 | 26% | 221.26
3408 | Notifier | N-ANN-S/PG | SERIAL/PARALLEL PRINTER INTERFACE MODULE FOR CONNECTING PRINTER TO FACP. FOR NFW-50 ONLY. | Quantity |  | 1 | 394 | 26% | 291.56
3409 | Notifier | N-CAC-5X | CLASS A CONVERTER MODULE | Quantity |  | 1 | 333 | 26% | 246.42
3410 | Notifier | RZA-4X | REMOTE ZONE ANNUNCIATOR (REQUIRES 4XLM). SFP-2404 ONLY | Quantity |  | 1 | 118 | 26% | 87.32
3411 | Notifier | SFP-10UD | 10 ZONE CONVENTIONAL FIRE CONTROL PANEL WITH DACT AND 7 AMP POWER SUPPLY. | Quantity |  | 1 | 1461 | 26% | 1081.14
3412 | Notifier | SFP-10UDC | ULC/UL LISTED, 10 ZONE CONVENTIONAL FIRE CONTROL PANEL WITH DACT AND 7 AMP POWER SUPPLY. INCLUDES INTERNAL DRESS PANEL WITH BUILT-IN ANNUNCIATOR MODULE | Quantity |  | 1 | 2001 | 26% | 1480.74
3413 | Notifier | SFP-10UDE | 10 ZONE CONVENTIONAL FIRE CONTROL PANEL WITH DACT AND 7 AMP POWER SUPPLY. 240 VOLTS | Quantity |  | 1 | 1484 | 26% | 1098.16
3414 | Notifier | SFP-10UDR | 10 ZONE CONVENTIONAL FIRE CONTROL PANEL WITH DACT AND 7 AMP POWER SUPPLY. RED | Quantity |  | 1 | 1460 | 26% | 1080.4
3415 | Notifier | SFP-2402 | FIRE ALARM CONTROL PANEL, 2-ZONE, CLASS B; 24VDC, ONE CLASS B NAC, FEATURES: MAINTENANCE ALERT, DRIFT COMP, AND DETECTOR SENSITIVITY AUTOMATICALLY ADJUSTED. | Quantity |  | 1 | 576 | 26% | 426.24
3416 | Notifier | SFP-2402E | SFP-2402 CONTROL PANEL 220/240VAC | Quantity |  | 1 | 590 | 26% | 436.6
3417 | Notifier | SFP-2404 | FIRE ALARM CONTROL PANEL, 4-ZONE, CLASS B/A; USE CAC-4 FOR CLASS A, 24VDC, ONE CLASS B/A (USE CAC-4 FOR CLASS A) NAC,. | Quantity |  | 1 | 723 | 26% | 535.02
3418 | Notifier | SFP-2404E | SFP-2404 CONTROL PANEL 220/240VAC | Quantity |  | 1 | 743 | 26% | 549.82
3419 | Notifier | SFP-5UD | 5 ZONE CONVENTIONAL FIRE CONTROL PANEL WITH DACT AND 3 AMP POWER SUPPLY. | Quantity |  | 1 | 1149 | 26% | 850.26
3420 | Notifier | SFP-5UDC | ULC/UL LISTED, 5 ZONE CONVENTIONAL FIRE CONTROL PANEL WITH DACT AND 7 AMP POWER SUPPLY. INCLUDES INTERNAL DRESS PANEL WITH BUILT-IN ANNUNCIATOR MODULE | Quantity |  | 1 | 1770 | 26% | 1309.8
3421 | Notifier | SFP-5UDE | 5 ZONE CONVENTIONAL FIRE CONTROL PANEL WITH DACT AND 3 AMP POWER SUPPLY. 240 VOLTS | Quantity |  | 1 | 1165 | 26% | 862.1
3422 | Notifier | SFP-5UDR | 5 ZONE CONVENTIONAL FIRE CONTROL PANEL WITH DACT AND 3 AMP POWER SUPPLY. RED | Quantity |  | 1 | 1145 | 26% | 847.3
3423 | Notifier | TR-1-B | OPTIONAL BACK BOX TRIM RING. | Quantity |  | 1 | 82 | 26% | 60.68
3424 | Notifier | TR-CE | TRIM RING USED WITH NFW2-100 AND NFW-50, SFP-5UD, SFP-10UD, RP-2001, RP-2002; RED | Quantity |  | 1 | 115 | 26% | 85.1
3425 | Notifier | TR-CE-B | TRIM RING USED WITH NFW2-100 AND NFW-50, SFP-5UD, SFP-10UD, RP-2001, RP-2002; BLACK | Quantity |  | 1 | 136 | 26% | 100.64
3426 | Notifier | XRM-24 | TRANSFORMER ASSEMBLY; EXPANDS NOTIFICATION APPLIANCE CIRCUIT POWER FROM 2.5 TO 5 AMPS. SFP-2404 ONLY | Quantity |  | 1 | 174.25 | 26% | 128.945
3427 | Notifier | 2151 | SMOKE DETECTOR HEAD, PHOTO, LOW-PROFILE | Quantity |  | 1 | 63.75 | 26% | 47.175
3428 | Notifier | 2151T | SMOKE DETECTOR HEAD, PHOTO/THERMAL, LOW-PROFILE -REQ. B100 SERIES BASE | Quantity |  | 1 | 79 | 26% | 58.46
3429 | Notifier | 2WTA-B | I3 PHOTO DETECTOR, PLUG-IN, 2-WIRE, 12/24 VDC, 135 °F THERMAL, TEMPORAL 85 DBA SOUNDER. | Quantity |  | 1 | 77.25 | 26% | 57.165
3430 | Notifier | 2WTR-B | I3 PHOTO DETECTOR, PLUG-IN, 2-WIRE, 12/24 VDC, 135 °F THERMAL, FORM-C RELAY. | Quantity |  | 1 | 87.75 | 26% | 64.935
3431 | Notifier | 4WITAR-B | I3 PHOTO DETECTOR, PLUG-IN, 4-WIRE, 12/24 VDC, ISOLATED 135 DEG F THERMAL, TEMPORAL 85 DBA SOUNDER, FORM-C RELAY. | Quantity |  | 1 | 113.25 | 26% | 83.805
3432 | Notifier | 4WTA-B | I3 PHOTO DETECTOR, PLUG-IN, 4-WIRE, 12/24 VDC, 135 °F THERMAL, TEMPORAL 85 DBA SOUNDER. | Quantity |  | 1 | 82.75 | 26% | 61.235
3433 | Notifier | 4WTAR-B | I3 PHOTO DETECTOR, PLUG-IN, 4-WIRE, 12/24 VDC, 135 °F THERMAL, TEMPORAL 85 DBA SOUNDER, FORM-C RELAY. | Quantity |  | 1 | 113.5 | 26% | 83.99
3434 | Notifier | 4WTR-B | I3 PHOTO DETECTOR, PLUG-IN, 4-WIRE, 12/24 VDC, 135 °F THERMAL, FORM-C RELAY. | Quantity |  | 1 | 80.25 | 26% | 59.385
3435 | Notifier | 5151 | 135 °F (57°C) ELECTRONIC FIXED & ROR HEAT; REQUIRES B400 SERIES BASE. | Quantity |  | 1 | 51 | 26% | 37.74
3436 | Notifier | A77-AB2 | I³ RETROFIT ADAPTER BRACKET. | Quantity |  | 1 | 9.5 | 26% | 7.03
3437 | Notifier | B110LP | BASE, 2-WIRE, LOW-PROFILE, FLANGED, 12/24VDC | Quantity |  | 1 | 18.25 | 26% | 13.505
3438 | Notifier | B112LP | BASE, 4-WIRE, LOW-PROFILE, FORM-A&C, 24VDC | Quantity |  | 1 | 53.25 | 26% | 39.405
3439 | Notifier | CO1224T | CONVENTIONAL CARBON MONOXIDE DETECTOR, 12/24 VDC, WITH SOUNDER AND TROUBLE RELAY WITH TEST FUNCTION; UL2075 LISTED | Quantity |  | 1 | 128 | 26% | 94.72
3440 | Notifier | CO1224TR | CONVENTIONAL CARBON MONOXIDE DETECTOR, 12/24 VDC, WITH SOUNDER AND TROUBLE RELAY WITH TEST FUNCTION, ROUND; UL2075 LISTED | Quantity |  | 1 | 128 | 26% | 94.72
3441 | Notifier | CO-PLATE | CO DETECTOR PLATE, PACKAGE OF 5. USE WHEN REPLACING ROUND CO DETECTORS WITH THE CO1224T. | Quantity |  | 1 | 28.75 | 26% | 21.275
3442 | Notifier | RRS-MOD | REVERSING RELAY/SYNCH MODULE. | Quantity |  | 1 | 50 | 26% | 37
3443 | Notifier | RT | I³ REMOVAL/REPLACEMENT TOOL. | Quantity |  | 1 | 54.75 | 26% | 40.515
3444 | Notifier | SENS-RDR | I³ SENSITIVITY READER. | Quantity |  | 1 | 391.75 | 26% | 289.895
3445 | Notifier | OSE-ACF | ANTI-CONDENSATION FILM FOR EMITTER - 10 UNITS | Quantity |  | 1 | 182.4 | 26% | 134.976
3446 | Notifier | OSEH-ACF | ANTI-CONDENSATION FILM FOR OSID-EH HOUSINGS - 10 UNITS | Quantity |  | 1 | 698.9 | 26% | 517.186
3447 | Notifier | OSE-HPW-L8 | EMITTER - HIGH POWER, WIRED | Quantity |  | 1 | 800.4 | 26% | 592.296
3448 | Notifier | OSE-RBA | EMITTER SPARE BATTERY ALKALINE | Quantity |  | 1 | 85.2 | 26% | 63.048
3449 | Notifier | OSE-RBL | EMITTER LITHIUM BATTERY EXCHANGE UNIT | Quantity |  | 1 | 139.65 | 26% | 103.341
3450 | Notifier | OSE-RBL | EMITTER LITHIUM BATTERY EXCHANGE UNIT | Quantity |  | 1 | 145.2 | 26% | 107.448
3451 | Notifier | OSE-SP-L8 | EMITTER - STANDARD POWER | Quantity |  | 1 | 363.6 | 26% | 269.064
3452 | Notifier | OSE-SPW-L8 | EMITTER - STANDARD POWER, WIRED | Quantity |  | 1 | 363.6 | 26% | 269.064
3453 | Notifier | OSI-10-L8 | OSID IMAGER - 7º COVERAGE, 24VDC | Quantity |  | 1 | 752.4 | 26% | 556.776
3454 | Notifier | OSI-90-L8 | IMAGER - 80º COVERAGE | Quantity |  | 1 | 776.4 | 26% | 574.536
3455 | Notifier | OSID-EHE | ASPIRATING IP65 EMITTER ENVIRON HSNG | Quantity |  | 1 | 230.4 | 26% | 170.496
3456 | Notifier | OSID-EHI | ASPIRATING IP65 IMAGER ENVIRON HSNG | Quantity |  | 1 | 295.9 | 26% | 218.966
3457 | Notifier | OSID-INST | OSID INSTALLATION KIT. INCL: LASER ALIGNMENT TOOL, TEST FILTER, PC CABLE, CLEANING CLOTH, MANUAL | Quantity |  | 1 | 277.4 | 26% | 205.276
3458 | Notifier | OSID-WG | ASPIRATING WIRE GUARD | Quantity |  | 1 | 67.7 | 26% | 50.098
3459 | Notifier | OSP-002 | LASER ALIGNMENT TOOL | Quantity |  | 1 | 107 | 26% | 79.18
3460 | Notifier | FS-OSI | BEAM DETECTOR WITH REFLECTOR, UL LISTED, ADDRESSABLE | Quantity |  | 1 | 1598 | 26% | 1182.52
3461 | Notifier | OSI-R-SS | BEAM DETECTOR WITH REFLECTOR, UL LISTED | Quantity |  | 1 | 1377 | 26% | 1018.98
3462 | Notifier | 01-E606-01 | 4 CHANNEL RELAY MODULE | Quantity |  | 1 | 174.7 | 26% | 129.278
3463 | Notifier | 01-E624 | 8 CHANNEL 4-20MA RE-TRANSMISSION MODULE | Quantity |  | 1 | 1372.6 | 26% | 1015.724
3464 | Notifier | 01-E922-00 | BLIND PLATE FOR SUB RACK | Quantity |  | 1 | 32.8 | 26% | 24.272
3465 | Notifier | 01-E922-01 | MINI RDU RS485 - 19” RACK MOUNT | Quantity |  | 1 | 517.6 | 26% | 383.024
3466 | Notifier | 01-E922-99 | 19 INCH SUB RACK FOR 12 MINI RDU | Quantity |  | 1 | 164.9 | 26% | 122.026
3467 | Notifier | 02-2002-01P | STRAIGHT UNION FOR MICRO BORE 6MM TUBE (PACK OF 10) | Quantity |  | 1 | 150.7 | 26% | 111.518
3468 | Notifier | 02-3000-06 | STAINLESS STEEL SAMPLING POINT 6MM | Quantity |  | 1 | 158.3 | 26% | 117.142
3469 | Notifier | 02-FL01-01 | SCINTERED EOL FILTER FOR MICRO BORE 6MM TUBE | Quantity |  | 1 | 41.5 | 26% | 30.71
3470 | Notifier | 02-FL53 | FILTER ELEMENT PACK OF 10 (COURSE) 20 PPI BLACK | Quantity |  | 1 | 84.2 | 26% | 62.308
3471 | Notifier | 02-FL56 | FILTER ELEMENT REPLACEMENT FT SERIES (FINE) BLACK | Quantity |  | 1 | 84.2 | 26% | 62.308
3472 | Notifier | 06-0000-L8 | BLANKING BAFFLE (PACKAGE OF TEN 10 BAFFLES) FOR REPLACEMENT PURPOSES. XAS-1-US UNIT IS SUPPLIED WITH ONE BLANKING BAFFLE IN THE RIGHT SIDE MOUNTING LOCATION. | Quantity |  | 1 | 49.1 | 26% | 36.334
3473 | Notifier | 06-NF10 | BAFFLE FSP-851 DETECTOR PACK OF 10 | Quantity |  | 1 | 47.25 | 26% | 34.965
3474 | Notifier | 251-001 | ASPIRATING SMOKETEST WIRE (100 METER) | Quantity |  | 1 | 51 | 26% | 37.74
3475 | Notifier | CAP-KIT | CONNECTOR KIT FOR MINIATURE SAMPLING POINT AND CAPILLARY TUBE ARRANGEMENT. INCLUDES (1) MALE CONNECTOR, (1/2” THREAD X 1/2” OD COMPRESSION) AND (1) FEMALE CONNECTOR, (1/2” OD COMPRESSION). (BRASS) | Quantity |  | 1 | 26.2 | 26% | 19.388
3476 | Notifier | E700-CAPKIT | CONNECTOR KIT FOR MINIATURE SAMPLING POINT AND CAPILLARY TUBE ARRANGEMENT. INCLUDES (1) MALE CONNECTOR, (1/2” THREAD X 1/2” OD COMPRESSION) AND (1) FEMALE CONNECTOR, (1/2” OD COMPRESSION). (PLASTIC) | Quantity |  | 1 | 17.5 | 26% | 12.95
3477 | Notifier | E700-FIL-ASSY | EXTERNAL FILTER ASSEMBLY | Quantity |  | 1 | 204.2 | 26% | 151.108
3478 | Notifier | E700-SP | MINIATURE SAMPLING POINT | Quantity |  | 1 | 15.3 | 26% | 11.322
3479 | Notifier | E700-SP-DCL | SAMPLING POINT DECAL; WRAP AROUND STYLE - 200 PER ROLL. PLACE CENTER AREA OVER SAMPLING POINT AND WRAP DECAL AROUND DIAMETER OF PIPE. (OLD P/N E700 - SP - DCL - A) | Quantity |  | 1 | 80.8 | 26% | 59.792
3480 | Notifier | E700-SP-DCLPIPE | SAMPLING PIPE LABELS - 35 PER ROLL. | Quantity |  | 1 | 15.3 | 26% | 11.322
3481 | Notifier | E700-SP-DCL-PNT | ROUND STYLE POINT LABELS - 50 PER ROLL, WHITE | Quantity |  | 1 | 15.3 | 26% | 11.322
3482 | Notifier | E700-SPLG | MINIATURE SAMPLING POINT LABEL, ROUND STYLE - 12 PER SHEET GREY | Quantity |  | 1 | 21.8 | 26% | 16.132
3483 | Notifier | E700-SPLR | MINIATURE SAMPLING POINT LABEL, ROUND STYLE - 12 PER SHEET RED | Quantity |  | 1 | 21.8 | 26% | 16.132
3484 | Notifier | E700-TUBE | POLYETHYLENE TUBING, BLACK. 1/2” OD X 3/8” ID, FPE RATED. 50 FEET OF TUBING PER ROLL | Quantity |  | 1 | 143.1 | 26% | 105.894
3485 | Notifier | ECO-D-B-11 | HYDROGEN (H2) 0-100% LEL | Quantity |  | 1 | 2677.6 | 26% | 1981.424
3486 | Notifier | ECO-D-B-11-Ex | HYDROGEN (H2) 0-100% LFL | Quantity |  | 1 | 2948.4 | 26% | 2181.816
3487 | Notifier | ECO-D-B-12 | METHANE (CH4) 0-100% LEL | Quantity |  | 1 | 2618.6 | 26% | 1937.764
3488 | Notifier | ECO-D-B-12-31 | METHANE (CH4) 0-100% LEL + OXYGEN (O2) 0-25% VOL | Quantity |  | 1 | 3602.5 | 26% | 2665.85
3489 | Notifier | ECO-D-B-12-41 | METHANE (CH4) 0-100% LEL + CARBON MONOXIDE (CO) 0-500 PPM | Quantity |  | 1 | 3997.8 | 26% | 2958.372
3490 | Notifier | ECO-D-B-12-43 | METHANE (CH4) 0-100% LFL + HYDROGEN SULFIDE (H2S) 0-100 PPM | Quantity |  | 1 | 3997.8 | 26% | 2958.372
3491 | Notifier | ECO-D-B-12-43-Ex | METHANE (CH4) 0-100% LFL + HYDROGEN SULFIDE (H2S) 0-100 PPM | Quantity |  | 1 | 4258.8 | 26% | 3151.512
3492 | Notifier | ECO-D-B-12-Ex | METHANE (CH4) 0-100% LFL | Quantity |  | 1 | 2948.4 | 26% | 2181.816
3493 | Notifier | ECO-D-B-13 | PROPANE (C3H8) 0-100% LEL | Quantity |  | 1 | 2618.6 | 26% | 1937.764
3494 | Notifier | ECO-D-B-13-31 | PROPANE (C3H8) 0-100% LEL + OXYGEN (O2) 0-25% VOL | Quantity |  | 1 | 3602.5 | 26% | 2665.85
3495 | Notifier | ECO-D-B-13-31-Ex | PROPANE (C3H8) 0-100% LFL + OXYGEN (O2) 0-25% VOL | Quantity |  | 1 | 3931.2 | 26% | 2909.088
3496 | Notifier | ECO-D-B-13-Ex | PROPANE (C3H8) 0-100% LFL | Quantity |  | 1 | 2948.4 | 26% | 2181.816
3497 | Notifier | ECO-D-B-14 | HYDROGEN (H2) 0-2000 PPM | Quantity |  | 1 | 3547.9 | 26% | 2625.446
3498 | Notifier | ECO-D-B-14-Ex | HYDROGEN (H2) 0-2000 PPM | Quantity |  | 1 | 3822 | 26% | 2828.28
3499 | Notifier | ECO-D-B-15 | PETROL/GASOLINE VAPOR 0-100% LEL | Quantity |  | 1 | 2677.6 | 26% | 1981.424
3500 | Notifier | ECO-D-B-15-Ex | PETROL/GASOLINE VAPOR 0-100% LFL | Quantity |  | 1 | 2948.4 | 26% | 2181.816
3501 | Notifier | ECO-D-B-16 | PENTANE (C5H12) 0-100% LEL | Quantity |  | 1 | 2677.6 | 26% | 1981.424
3502 | Notifier | ECO-D-B-16-Ex | PENTANE (C5H12) 0-100% LFL | Quantity |  | 1 | 2948.4 | 26% | 2181.816
3503 | Notifier | ECO-D-B-20 | ALCOHOL VAPOR 0-100% LEL | Quantity |  | 1 | 2677.6 | 26% | 1981.424
3504 | Notifier | ECO-D-B-20-Ex | ALCOHOL VAPOR 0-100% LFL | Quantity |  | 1 | 2948.4 | 26% | 2181.816
3505 | Notifier | ECO-D-B-31 | OXYGEN (O2) 0-25% VOL | Quantity |  | 1 | 2222.2 | 26% | 1644.428
3506 | Notifier | ECO-D-B-31-41 | OXYGEN (O2) 0-25% VOL + CARBON MONOXIDE (CO) 0-500 PPM | Quantity |  | 1 | 3483.5 | 26% | 2577.79
3507 | Notifier | ECO-D-B-31-Ex | OXYGEN (O2) 0-25% VOL - DEFICIENCY ONLY ALARM | Quantity |  | 1 | 2511.6 | 26% | 1858.584
3508 | Notifier | ECO-D-B-32 | OXYGEN (O2) 0-25% VOL - DEFICIENCY AND ENRICHEMENT ALARM | Quantity |  | 1 | 2222.2 | 26% | 1644.428
3509 | Notifier | ECO-D-B-32-Ex | OXYGEN (O2) 0-25% VOL - DEFICIENCY AND ENRICHEMENT ALARM | Quantity |  | 1 | 2511.6 | 26% | 1858.584
3510 | Notifier | ECO-D-B-41 | CARBON MONOXIDE (CO) 0-500 PPM | Quantity |  | 1 | 2499.6 | 26% | 1849.704
3511 | Notifier | ECO-D-B-41-43 | CARBON MONOXIDE (CO) 0-500 PPM + HYDROGEN SULFIDE (H2S) 0-100 PPM | Quantity |  | 1 | 3879.9 | 26% | 2871.126
3512 | Notifier | ECO-D-B-41-45 | CARBON MONOXIDE (CO) 0-500 PPM + NITROGEN DIOXIDE (NO2) 0-10 PPM | Quantity |  | 1 | 4809.2 | 26% | 3558.808
3513 | Notifier | ECO-D-B-41-Ex | CARBON MONOXIDE (CO) 0-500 PPM | Quantity |  | 1 | 2948.4 | 26% | 2181.816
3514 | Notifier | ECO-D-B-43 | HYDROGEN SULFIDE (H2S) 0-100 PPM | Quantity |  | 1 | 2618.6 | 26% | 1937.764
3515 | Notifier | ECO-D-B-43-Ex | HYDROGEN SULFIDE (H2S) 0-100 PPM | Quantity |  | 1 | 2948.4 | 26% | 2181.816
3516 | Notifier | ECO-D-B-44 | SULFUR DIOXIDE (SO2) 0-10 PPM | Quantity |  | 1 | 3547.9 | 26% | 2625.446
3517 | Notifier | ECO-D-B-44-Ex | SULFUR DIOXIDE (SO2) 0-10 PPM | Quantity |  | 1 | 3822 | 26% | 2828.28
3518 | Notifier | ECO-D-B-45 | NITROGEN DIOXIDE (NO2) 0-10 PPM | Quantity |  | 1 | 3547.9 | 26% | 2625.446
3519 | Notifier | ECO-D-B-45-Ex | NITROGEN DIOXIDE (NO2) 0-10 PPM | Quantity |  | 1 | 3822 | 26% | 2828.28
3520 | Notifier | ECO-D-B-49 | CARBON DIOXIDE (CO2) 0-5% VOL | Quantity |  | 1 | 4149.6 | 26% | 3070.704
3521 | Notifier | ECO-D-B-49-Ex | CARBON DIOXIDE (CO2) 0-5% VOL | Quantity |  | 1 | 4477.2 | 26% | 3313.128
3522 | Notifier | ECO-D-S-01 | ECO DETECTOR WITH NO SENSOR CARTRIDGE | Quantity |  | 1 | 1528.8 | 26% | 1131.312
3523 | Notifier | ECO-FT15 | ECO ADAPTERS FOR VFT-15 AND FT-15, INCLUDES PIPE CLIPS | Quantity |  | 1 | 273 | 26% | 202.02
3524 | Notifier | ECO-LQ | ECO ADAPTOR FOR VLQ | Quantity |  | 1 | 38.2 | 26% | 28.268
3525 | Notifier | ECO-SC-11 | HYDROGEN (H2) 0-100% LEL | Quantity |  | 1 | 1258 | 26% | 930.92
3526 | Notifier | ECO-SC-11-31 | HYDROGEN (H2) 0-100% LEL + OXYGEN (O2) 0-25% VOL | Quantity |  | 1 | 1721 | 26% | 1273.54
3527 | Notifier | ECO-SC-11-Ex | HYDROGEN (H2) 0-100% LFL | Quantity |  | 1 | 1419.6 | 26% | 1050.504
3528 | Notifier | ECO-SC-12 | METHANE (CH4) 0-100% LEL | Quantity |  | 1 | 1230.7 | 26% | 910.718
3529 | Notifier | ECO-SC-12-31 | METHANE (CH4) 0-100% LEL + OXYGEN (O2) 0-25% VOL | Quantity |  | 1 | 1693.7 | 26% | 1253.338
3530 | Notifier | ECO-SC-12-41 | METHANE (CH4) 0-100% LEL + CARBON MONOXIDE (CO) 0-500 PPM | Quantity |  | 1 | 1879.3 | 26% | 1390.682
3531 | Notifier | ECO-SC-12-43 | METHANE (CH4) 0-100% LFL + HYDROGEN SULFIDE (H2S) 0-100 PPM | Quantity |  | 1 | 1879.3 | 26% | 1390.682
3532 | Notifier | ECO-SC-12-43-Ex | METHANE (CH4) 0-100% LFL + HYDROGEN SULFIDE (H2S) 0-100 PPM | Quantity |  | 1 | 2074.8 | 26% | 1535.352
3533 | Notifier | ECO-SC-12-Ex | METHANE (CH4) 0-100% LFL | Quantity |  | 1 | 1419.6 | 26% | 1050.504
3534 | Notifier | ECO-SC-13 | PROPANE (C3H8) 0-100% LEL | Quantity |  | 1 | 1230.7 | 26% | 910.718
3535 | Notifier | ECO-SC-13-31 | PROPANE (C3H8) 0-100% LEL + OXYGEN (O2) 0-25% VOL | Quantity |  | 1 | 1693.7 | 26% | 1253.338
3536 | Notifier | ECO-SC-13-31-Ex | PROPANE (C3H8) 0-100% LFL + OXYGEN (O2) 0-25% VOL | Quantity |  | 1 | 1856.4 | 26% | 1373.736
3537 | Notifier | ECO-SC-13-Ex | PROPANE (C3H8) 0-100% LFL | Quantity |  | 1 | 1419.6 | 26% | 1050.504
3538 | Notifier | ECO-SC-14 | HYDROGEN (H2) 0-2000 PPM | Quantity |  | 1 | 1667.5 | 26% | 1233.95
3539 | Notifier | ECO-SC-14-Ex | HYDROGEN (H2) 0-2000 PPM | Quantity |  | 1 | 1856.4 | 26% | 1373.736
3540 | Notifier | ECO-SC-15 | PETROL/GASOLINE VAPOR 0-100% LEL | Quantity |  | 1 | 1258 | 26% | 930.92
3541 | Notifier | ECO-SC-15-Ex | PETROL/GASOLINE VAPOR 0-100% LFL | Quantity |  | 1 | 1419.6 | 26% | 1050.504
3542 | Notifier | ECO-SC-16 | PENTANE (C5H12) 0-100% LEL | Quantity |  | 1 | 1258 | 26% | 930.92
3543 | Notifier | ECO-SC-16-Ex | PENTANE (C5H12) 0-100% LFL | Quantity |  | 1 | 1419.6 | 26% | 1050.504
3544 | Notifier | ECO-SC-20 | ALCOHOL VAPOR 0-100% LEL | Quantity |  | 1 | 1258 | 26% | 930.92
3545 | Notifier | ECO-SC-20-Ex | ALCOHOL VAPOR 0-100% LFL | Quantity |  | 1 | 1419.6 | 26% | 1050.504
3546 | Notifier | ECO-SC-31 | OXYGEN (O2) 0-25% VOL - DEFICIENCY ONLY | Quantity |  | 1 | 1044 | 26% | 772.56
3547 | Notifier | ECO-SC-31-41 | OXYGEN (O2) 0-25% VOL + (CO) 0-500 PPM | Quantity |  | 1 | 1636.9 | 26% | 1211.306
3548 | Notifier | ECO-SC-31-Ex | OXYGEN (O2) 0-25% VOL - DEFICIENCY ONLY ALARM | Quantity |  | 1 | 1201.2 | 26% | 888.888
3549 | Notifier | ECO-SC-32 | OXYGEN (O2) 0-25% VOL - DEF AND ENR ALAR | Quantity |  | 1 | 1044 | 26% | 772.56
3550 | Notifier | ECO-SC-32-Ex | OXYGEN (O2) 0-25% VOL - DEFICIENCY AND ENRICHEMENT ALARM | Quantity |  | 1 | 1201.2 | 26% | 888.888
3551 | Notifier | ECO-SC-41 | CARBON MONOXIDE (CO) 0-500 PPM | Quantity |  | 1 | 1175 | 26% | 869.5
3552 | Notifier | ECO-SC-41-43 | CARBON MONOXIDE (CO) 0-500 PPM + (H2S) 0 | Quantity |  | 1 | 1823.6 | 26% | 1349.464
3553 | Notifier | ECO-SC-41-45 | CARBON MONOXIDE (CO) 0-500 PPM + (NO2) 0 | Quantity |  | 1 | 2260.4 | 26% | 1672.696
3554 | Notifier | ECO-SC-41-Ex | CARBON MONOXIDE (CO) 0-500 PPM | Quantity |  | 1 | 1419.6 | 26% | 1050.504
3555 | Notifier | ECO-SC-43 | HYDROGEN SULFIDE (H2S) 0-100 PPM | Quantity |  | 1 | 1230.7 | 26% | 910.718
3556 | Notifier | ECO-SC-43-Ex | HYDROGEN SULFIDE (H2S) 0-100 PPM | Quantity |  | 1 | 1419.6 | 26% | 1050.504
3557 | Notifier | ECO-SC-44 | SULFUR DIOXIDE (SO2) 0-10 PPM | Quantity |  | 1 | 1667.5 | 26% | 1233.95
3558 | Notifier | ECO-SC-44-Ex | SULFUR DIOXIDE (SO2) 0-10 PPM | Quantity |  | 1 | 1856.4 | 26% | 1373.736
3559 | Notifier | ECO-SC-45 | NITROGEN DIOXIDE (NO2) 0-10 PPM | Quantity |  | 1 | 1667.5 | 26% | 1233.95
3560 | Notifier | ECO-SC-45-Ex | NITROGEN DIOXIDE (NO2) 0-10 PPM | Quantity |  | 1 | 1856.4 | 26% | 1373.736
3561 | Notifier | ECO-SC-47-Ex | CHLORINE (CL2) 0-20 PPM | Quantity |  | 1 | 1638 | 26% | 1212.12
3562 | Notifier | ECO-SC-49 | CARBON DIOXIDE (CO2) 0-5% VOL | Quantity |  | 1 | 1965.6 | 26% | 1454.544
3563 | Notifier | ECO-SC-49-Ex | CARBON DIOXIDE (CO2) 0-5% VOL | Quantity |  | 1 | 2184 | 26% | 1616.16
3564 | Notifier | ISP-001 | REPLACEMENT FILTER ELEMENT FT SERIES PACK OF 10 (COARSE 20 PPI)-BLACK | Quantity |  | 1 | 84.2 | 26% | 62.308
3565 | Notifier | ISP-106-01 | REPLACEMENT PUMP, VESDA VFT-15 | Quantity |  | 1 | 2057.1 | 26% | 1522.254
3566 | Notifier | ISP-400 | IAS-1 DISPLAY KIT | Quantity |  | 1 | 457.6 | 26% | 338.624
3567 | Notifier | ISP-401 | IAS-2 DISPLAY KIT | Quantity |  | 1 | 586.6 | 26% | 434.084
3568 | Notifier | ISP-405-01 | IAS ASPIRATOR (EN) | Quantity |  | 1 | 185.1 | 26% | 136.974
3569 | Notifier | ISP-406 | IAS COVER REMOVAL TOOL | Quantity |  | 1 | 5.2 | 26% | 3.848
3570 | Notifier | ISP-407 | IAS CORNER STUDS (PACK OF 4) | Quantity |  | 1 | 5.2 | 26% | 3.848
3571 | Notifier | ISP-408 | IAS FLOW SENSOR ASSEMBLY | Quantity |  | 1 | 106.1 | 26% | 78.514
3572 | Notifier | LF41333 | FILTER CARTRIDGE ASSEMBLY | Quantity |  | 1 | 18.6 | 26% | 13.764
3573 | Notifier | LF42241 | SINGLE ZONE DUCT SAMPLING KIT - INCLUDES (2) TUBE MOUNTING PLATES, COMPRESSION FITTINGS, ADAPTORS , ELBOWS AND REDUCERS FOR USE WITH XAS-1-US INLET AND EXHAUST TUBES AND FLEXIBLE TUBING. | Quantity |  | 1 | 144.1 | 26% | 106.634
3574 | Notifier | LF42243 | DUAL ZONE DUCT SAMPLING KIT - INCLUDES (3) TUBE MOUNTING PLATES, COMPRESSION FITTINGS, ADAPTORS, ELBOWS AND REDUCERS FOR USE WITH XAS-2-US , INLET & EXHAUST TUBES AND FLEXIBLE TUBING. | Quantity |  | 1 | 196.6 | 26% | 145.484
3575 | Notifier | LF42249 | 50' FLEXIBLE SINGLE CORE TUBE - PROVIDES ONE 50 FOOT LONG 1/2" I.D. FLEXIBLE TUBE FOR USE WITH XAS UNITS IN DUCT SAMPLING ARRANGEMENTS. | Quantity |  | 1 | 98.3 | 26% | 72.742
3576 | Notifier | LF42250 | 25' FLEXIBLE SINGLE CORE TUBE - PROVIDES ONE 25 FOOT LONG 1/2" I.D. FLEXIBLE TUBE FOR USE WITH XAS UNITS IN DUCT SAMPLING ARRANGEMENTS. | Quantity |  | 1 | 166.1 | 26% | 122.914
3577 | Notifier | LF42282 | SINGLE ZONE WATER TRAP KIT. FOR USE WITH XAS-1-US - INCLUDES 3/4" CPVC PIPE, FITTINGS AND BALL VALVE TO PROVIDE WATER TRAP FUNCTION ON INSTALLATIONS WHICH ARE SUBJECT TO HIGH HUMIDITY AND/OR CONDENSATION. | Quantity |  | 1 | 114.7 | 26% | 84.878
3578 | Notifier | LF42283 | DUAL ZONE WATER TRAP KIT. FOR USE WITH XAS-2-US - INCLUDES 3/4" CPVC PIPE, FITTINGS AND BALL VALVE TO PROVIDE WATER TRAP FUNCTION ON INSTALLATIONS WHICH ARE SUBJECT TO HIGH HUMIDITY AND/OR CONDENSATION. | Quantity |  | 1 | 158.3 | 26% | 117.142
3579 | Notifier | LF42285 | 18" - 2 HOLE SAMPLE & EXHAUST TUBE KIT | Quantity |  | 1 | 36.2 | 26% | 26.788
3580 | Notifier | LF42286 | 36" - 3 HOLE SAMPLE & EXHAUST TUBE KIT | Quantity |  | 1 | 32.8 | 26% | 24.272
3581 | Notifier | LF42287 | 60" - 4 HOLE SAMPLE & EXHAUST TUBE KIT | Quantity |  | 1 | 45.9 | 26% | 33.966
3582 | Notifier | LF42288 | 18" - 2 HOLE SAMPLE & EXHAUST TUBE KIT | Quantity |  | 1 | 41.5 | 26% | 30.71
3583 | Notifier | LF42289 | 36" - 3 HOLE SAMPLE & EXHAUST TUBE KIT | Quantity |  | 1 | 65.5 | 26% | 48.47
3584 | Notifier | LF42290 | 60" - 4 HOLE SAMPLE & EXHAUST TUBE KIT | Quantity |  | 1 | 91.7 | 26% | 67.858
3585 | Notifier | OSE-HP-01 | EMITTER -HIGH POWER, BATTERY | Quantity |  | 1 | 452.4 | 26% | 334.776
3586 | Notifier | OSI-LS | LIGHT SHIELD FOR OSI-10 | Quantity |  | 1 | 54.6 | 26% | 40.404
3587 | Notifier | OSP-001 | FTDI CABLE 1.5M | Quantity |  | 1 | 73.2 | 26% | 54.168
3588 | Notifier | OSP-003 | ACRYLIC TEST FILTER - 10 PACK | Quantity |  | 1 | 107 | 26% | 79.18
3589 | Notifier | OSP-003-200 | ACRYLIC TEST FILTER-BULK PACK 200 UNITS | Quantity |  | 1 | 1747.2 | 26% | 1292.928
3590 | Notifier | PIP-015 | FLUSH SAMPLING POINT (NOT PICTURED) | Quantity |  | 1 | 38.2 | 26% | 28.268
3591 | Notifier | TUBING-250 | POLYETHYLENE TUBING, BLACK. 1/2” OD X 3/8” ID, FPE RATED. 250 FEET OF TUBING PER ROLL | Quantity |  | 1 | 359.3 | 26% | 265.882
3592 | Notifier | VBC-001 | BATTERY CABINET (HOLDS 4 BATTERIES) | Quantity |  | 1 | 249 | 26% | 184.26
3593 | Notifier | VBT-012 | BATTERY, SEALED, LEAD ACID, 12VDC, 12 AMP/HOUR (2 REQUIRED PER DETECTOR). | Quantity |  | 1 | 149.6 | 26% | 110.704
3594 | Notifier | VEA-020-STX | DISCONTINUED | Quantity |  | 1 | 3920.3 | 26% | 2901.022
3595 | Notifier | VEA-040-A00 | VESDA-E VEA-40 ASPIRATING SMOKE DETECTOR WITH LEDS | Quantity |  | 1 | 8179.1 | 26% | 6052.534
3596 | Notifier | VEA-040-A10 | VESDA-E VEA-40 ASPIRATING SMOKE DETECTOR WITH 3.5” DISPLAY | Quantity |  | 1 | 9052.7 | 26% | 6698.998
3597 | Notifier | VEA-040-STX | DISCONTINUED | Quantity |  | 1 | 7742.3 | 26% | 5729.302
3598 | Notifier | VEP-A00 | VEP WITH LEDS | Quantity |  | 1 | 6135.9 | 26% | 4540.566
3599 | Notifier | VEP-A00-1P | VEP WITH LEDS, 1 PIPE | Quantity |  | 1 | 3912.6 | 26% | 2895.324
3600 | Notifier | VEP-A00-P | VEP WITH LEDS | Quantity |  | 1 | 6098.8 | 26% | 4513.112
3601 | Notifier | VEP-A10 | VEP WITH 3.5" DISPLAY | Quantity |  | 1 | 6778 | 26% | 5015.72
3602 | Notifier | VEP-A10-P | VEP WITH 3.5" DISPLAY | Quantity |  | 1 | 6770.4 | 26% | 5010.096
3603 | Notifier | VEP-A20 | VEP WITH 7" DISPLAY | Quantity |  | 1 | 7405.9 | 26% | 5480.366
3604 | Notifier | VER-A40-40-STX | VESDA-E VEA 40-RELAY LOCAL STAX | Quantity |  | 1 | 2173.1 | 26% | 1608.094
3605 | Notifier | VES-A20 | VES SCAN WITH 7" DISPLAY - 12 RELAYS | Quantity |  | 1 | 11675.7 | 26% | 8640.018
3606 | Notifier | VEU-A00 | VEU WITH LEDS | Quantity |  | 1 | 8007.6 | 26% | 5925.624
3607 | Notifier | VEU-A10 | VEU WITH 3.5" DISPLAY | Quantity |  | 1 | 8845.2 | 26% | 6545.448
3608 | Notifier | VEU-A20 | VEU WITH 7" DISPLAY | Quantity |  | 1 | 9205 | 26% | 6811.7
3609 | Notifier | VHH-100 | HAND HELD PROGRAMMER, INCLUDES LEADS. | Quantity |  | 1 | 1145.5 | 26% | 847.67
3610 | Notifier | VHX-0200 | PC - LINK HLI, SLIDING WINDOWS, RS232 INTERFACE. THE VHX - 200 DOES NOT HAVE MODEM CAPABILITIES. | Quantity |  | 1 | 1327.9 | 26% | 982.646
3611 | Notifier | VHX-0210 | SLIDING WINDOWS HLI WITH DIAL IN/DIAL OUT FUNCTIONALITY | Quantity |  | 1 | 1327.9 | 26% | 982.646
3612 | Notifier | VHX-0300 | PC - LINK HLI, OPEN PROTOCOL, RS232 INTERFACE. VHX - 0300 HAS PEER TO PEER OPERATIONS. TO BE USED WITH THE VSC OR VSM SOFTWARE, TO PROGRAM VESDANET DEVICES TO THE VHX -0200. | Quantity |  | 1 | 1327.9 | 26% | 982.646
3613 | Notifier | VHX-0310 | OPEN PROTOCOL MASTER - SLAVE HIGH LEVEL INTERFACE. RS232 | Quantity |  | 1 | 1921.9 | 26% | 1422.206
3614 | Notifier | VHX-0320 | VESDA ACCESS HLI STANDARD | Quantity |  | 1 | 1327.9 | 26% | 982.646
3615 | Notifier | VHX-0400 | MODBUS HLI-TYPE 1 METAL BOX WALL-MOUNTED | Quantity |  | 1 | 1327.9 | 26% | 982.646
3616 | Notifier | VHX-0410 | MODBUS HLI - TYPE 2 METAL BOX WALL-MOUNTED | Quantity |  | 1 | 1327.9 | 26% | 982.646
3617 | Notifier | VHX-0420 | VESDA MODBUS TYPE 3 HLI STANDARD | Quantity |  | 1 | 1327.9 | 26% | 982.646
3618 | Notifier | VHX-0900 | PC - HLI, MODEM CABLE TO CONNECT PC - HLI DIRECTLY TO A MODEM. NOTE: THIS WOULD BE USED IN LIEU OF THE RS232 SERIAL CABLE. | Quantity |  | 1 | 182 | 26% | 134.68
3619 | Notifier | VHX-1200 | WALL - MOUNTED HLI. LINKS VESDANET WITH VESDA SYSTEM MANAGER 4 (VSM4) AND VESDA SYSTEM CONFIGURATOR (VSC). INCLUDES A BUILT - IN VESDANET PORT AND VESDANET SOCKET CARD. | Quantity |  | 1 | 1729.7 | 26% | 1279.978
3620 | Notifier | VHX-1300 | WALL-MOUNTED OPEN PROTOCOL PEER-TO-PEER | Quantity |  | 1 | 1921.9 | 26% | 1422.206
3621 | Notifier | VHX-1310 | WALL-MOUNTED OPEN PROTOCOL MASTER-SLAVE | Quantity |  | 1 | 1921.9 | 26% | 1422.206
3622 | Notifier | VHX-1320 | VESDA ACCESS HLI METAL BOX WALL-MOUNTED | Quantity |  | 1 | 1921.9 | 26% | 1422.206
3623 | Notifier | VHX-1400 | MODBUS HLI - TYPE 1 | Quantity |  | 1 | 1921.9 | 26% | 1422.206
3624 | Notifier | VHX-1410 | VESDA HIGH LEVEL INTERFACE | Quantity |  | 1 | 1921.9 | 26% | 1422.206
3625 | Notifier | VHX-1420 | VESDA MODBUS TYPE 3 HLI METAL BOX WALL-MOUNTED | Quantity |  | 1 | 1921.9 | 26% | 1422.206
3626 | Notifier | VHX-1420-HFS | NOTIFIER VESDA HLI | Quantity |  | 1 | 1830.4 | 26% | 1354.496
3627 | Notifier | VIC-010 | VESDANET INTERFACE CARD. THE VESDANET INTERFACE CARD (VN CARD) IS A SIMPLE INTERFACE CARD FOR THE RANGE OF VESDA LASERFOCUS (VLF) SMOKE DETECTORS. THE VN CARD PROVIDES SEAMLESS VESDANET COMMUNICATION FROM THE DETECTOR TO OTHER VESDANET DEVICES, INCLUDING CONFIGURATION AND MONITORING TOOLS. FOR NETWORKING ONLY | Quantity |  | 1 | 463 | 26% | 342.62
3628 | Notifier | VIC-020 | VESDANET INTERFACE CARD. THE VESDANET INTERFACE CARD (VN CARD) IS A SIMPLE INTERFACE CARD FOR THE RANGE OF VESDA LASERFOCUS (VLF) SMOKE DETECTORS. THE VN CARD PROVIDES SEAMLESS VESDANET COMMUNICATION FROM THE DETECTOR TO OTHER VESDANET DEVICES, INCLUDING CONFIGURATION AND MONITORING TOOLS. PROVIDES ADDITIONAL 2 RELAYS & GENERAL PURPOSE OUTPUT (GPI) | Quantity |  | 1 | 349.4 | 26% | 258.556
3629 | Notifier | VIC-030 | VESDANET INTERFACE CARD. THE VESDANET INTERFACE CARD (VN CARD) IS A SIMPLE INTERFACE CARD FOR THE RANGE OF VESDA LASERFOCUS (VLF) SMOKE DETECTORS. THE VN CARD PROVIDES SEAMLESS VESDANET COMMUNICATION FROM THE DETECTOR TO OTHER VESDANET DEVICES, INCLUDING CONFIGURATION AND MONITORING TOOLS. SAME AS ABOVE, PLUS 3RD RELAY OR POWERED OUTPUT (MPO) | Quantity |  | 1 | 410.6 | 26% | 303.844
3630 | Notifier | VKT-002-US | VESDA LASERPLUS VKT - 002 SALES DEMO KIT INCLUDES VLP - 012. | Quantity |  | 1 | 8494.7 | 26% | 6286.078
3631 | Notifier | VKT-004-US | VESDA LASERCOMPACT VKT - 004 SALES DEMO KIT INCLUDES VLC - 505. | Quantity |  | 1 | 3920.8 | 26% | 2901.392
3632 | Notifier | VKT-020 | VESDA VLF - 250 DEMO UNIT ONLY, DEMO UNIT WITH POWER CONNECTOR PLUG INSTALLED AND SHORT LENGTH OF PIPE, ELBOW, END CAP AND TWO PIPE LABELS. | Quantity |  | 1 | 2144.7 | 26% | 1587.078
3633 | Notifier | VKT-020-US | VESDA VLF VKT - 020 SALES DEMO KIT INCLUDES VLF - 250 | Quantity |  | 1 | 2453.7 | 26% | 1815.738
3634 | Notifier | VKT-050 | VESDA LASERFOCUS DEMO UNIT ONLY, DEMO UNIT WITH POWER CONNECTOR PLUG INSTALLED AND SHORT LENGTH OF PIPE, ELBOW, END CAP AND TWO PIPE LABELS. LASERFOCUS 500 | Quantity |  | 1 | 2621.9 | 26% | 1940.206
3635 | Notifier | VKT-050-US | VESDA LASERFOCUS SALES DEMO - LASERFOCUS 500 | Quantity |  | 1 | 2986.6 | 26% | 2210.084
3636 | Notifier | VKT-100 | VESDA VLQ DEMO KIT: VLQ , POWER BRICK W/CORD , USB CABLE, PIPE | Quantity |  | 1 | 1790.9 | 26% | 1325.266
3637 | Notifier | VKT-301 | OSID DEMO KIT CONSISTING OF 2 X OSE-SPW (FITTED WITH ALKALINE BATTERIES), 1 X OSI-90, 1 X OSID-INST, FITTED IN A CARRY CASE WITH MOUNTING PLATES | Quantity |  | 1 | 2957.1 | 26% | 2188.254
3638 | Notifier | VKT-601 | ECO DEMO KIT | Quantity |  | 1 | 3324 | 26% | 2459.76
3639 | Notifier | VKT-800 | VEU DEMO KIT: INSTRUCTIONS /VEU / SAMSUNG TABLET / PIPE / ROUTER / ROUTER CABLE / POWER BRICK / POWER CORD / SCREW DRIVER FOR COVER RELEASE | Quantity |  | 1 | 9801.8 | 26% | 7253.332
3640 | Notifier | VKT-900 | VESDA-E VEA DEMO UNIT | Quantity |  | 1 | 10035.5 | 26% | 7426.27
3641 | Notifier | VKT-HIGH AIRFLOW | HIGH AIRFLOW DEMO KIT: A SPOT DETECTOR IS MOUNTED UNDER THE HOOD BELOW A PERFORATED GRILL THAT CONTAINS A VESDA SAMPLING POINT. FLEXIBLE TUBING CONNECTS A VESDA VLF DEMO DETECTOR (NOT INCLUDED) AND THE DEMO UNIT. A FAN DIRECTS 252 CFM ONTO THE SPOT DETECTOR AND THE VESDA SAMPLING POINT SIMULATING HIGH AIRFLOW. A BUILT IN RESISTOR BURNER ON THE BASE PROVIDES A PUFF OF SMOKE. TO DEMONSTRATE, WHILE THE FAN IS OPERATING, A BUTTON IS PUSHED TO HEAT THE RESISTOR. SMOKE FROM THE RESISTER IS FORCED UP TO THE SPOT DETECTOR AND THE VESDA SAMPLING POINT. THE VESDA DETECTOR WILL GO INTO FULL ALARM, THE SPOT DETECTOR WILL NOT. VESDA VSC CAN BE USED TO SHOW SMOKE TREND GRAPHS. * ADD-ON TO VLP, VLF, VEU DEMOS | Quantity |  | 1 | 1089.8 | 26% | 806.452
3642 | Notifier | VLC-200-EX-US | HAZERDOUS LOCATION VLC-200(RO)CLASS 1 DIV 2 2000 SQ.FT | Quantity |  | 1 | 5096.4 | 26% | 3771.336
3643 | Notifier | VLC-205-EX-US | HAZERDOUS LOCATION VLC-205(VN)CLASS 1 DIV 2 2000 SQ.FT | Quantity |  | 1 | 5702.4 | 26% | 4219.776
3644 | Notifier | VLC-500 | VESDA LASERCOMPACT (RO) RELAY ONLY VERSION, 3 LEVELS OF ALARM PROVIDED, ADJUSTABLE SENSITIVITY RANGE 0.0015 - 6%/FT. OBS., DIRECTLY PROGRAMMABLE WITH V - CONFIG SOFTWARE, V. 3.07 OR LATER. REMOTE LED OUTPUT/OPTION. REQUIRES SEPARATE POWER.PROGRAMMING: THE RO VERSION REQUIRES VSC “VESDA SYSTEM CONFIGURATOR” SOFTWARE, VERSION 3.07 OR LATER, AND RO - CABLE, P/N VSP - 509 CABLE. SEE SPARES AND ACCESSORIES FOR CABLE INFORMATION. | Quantity |  | 1 | 2985.5 | 26% | 2209.27
3645 | Notifier | VLC-500-EX-US | HAZERDOUS LOCATION VLC-500(RO)CLASS 1 DIV 2 8000 SQ.FT | Quantity |  | 1 | 10920 | 26% | 8080.8
3646 | Notifier | VLC-505 | VESDA LASERCOMPACT (VN), VESDANET VERSION PLUS RELAY OUTPUT, COMPATIBLE WITH THE ENTIRE FAMILY OF VESDA LASER PRODUCTS (VLP, VLS, VSM - 3, ETC...). ADJUSTABLE SENSITIVITY RANGE IS 0.0015 - 6%/FT. OBS., OPTIONAL REMOTE DISPLAY AND 7 RELAYS, 3 LEVELS OF ALARM PROVIDED. REQUIRES SEPARATE POWER. PROGRAMMING: THE VN VERSION UTILIZES VESDA LASER PROGRAMMERS, VERSION 2.25 OR LATER. PROGRAMMER CONFIGURATIONS INCLUDE: HAND HELD, REMOTE MOUNT, RACK MOUNT VERSIONS, OR PC LINK HLI. | Quantity |  | 1 | 3725.9 | 26% | 2757.166
3647 | Notifier | VLC-505-EX-US | HAZERDOUS LOCATION VLC-505(VN)CLASS 1 DIV 2 8000 SQ.FT | Quantity |  | 1 | 11527.2 | 26% | 8530.128
3648 | Notifier | VLF-250 | VESDA LASERFOCUS(250), COMPATIBLE WITH THE ENTIRE FAMILY OF VESDA LASER PRODUCTS (VLP, VLS, VLC, ETC...). ADJUSTABLE SENSITIVITY RANGE IS 0.008 - 6% RO 6.4 /FT. OBS., BUILT - IN CIRCULAR DISPLAY, 3 LEVELS OF ALARM PROVIDED. | Quantity |  | 1 | 2283.4 | 26% | 1689.716
3649 | Notifier | VLF-500 | VESDA LASERFOCUS (500), COMPATIBLE WITH THE ENTIRE FAMILY OF VESDA LASER PRODUCTS (VLP, VLS, VLC, ETC...). ADJUSTABLE SENSITIVITY RANGE IS 0.008 - 6% RO 6.4 /FT. OBS., BUILT - IN CIRCULAR DISPLAY, 3 LEVELS OF ALARM PROVIDED. USE FOR AREAS UP TO 5000 SQUARE FEET. | Quantity |  | 1 | 2815.2 | 26% | 2083.248
3650 | Notifier | VLI-880 | VESDA VLI WITH RELAYS AND ETHERNET ONLY | Quantity |  | 1 | 6673.2 | 26% | 4938.168
3651 | Notifier | VLI-885 | VESDA VLI WITH VESDANET | Quantity |  | 1 | 7280.4 | 26% | 5387.496
3652 | Notifier | VLP-002 | LASERPLUS DETECTOR WITH TWO BLANK PLATES AND WITH ALL THE FEATURES OF A STANDARD DISPLAY MODULE. THE DISPLAY MODULE IS MOUNTED IN THE FAR RIGHT POSITION. | Quantity |  | 1 | 6099.9 | 26% | 4513.926
3653 | Notifier | VLP-012 | SAME AS ABOVE, BUT WITH STANDARD DISPLAY. | Quantity |  | 1 | 6665.6 | 26% | 4932.544
3654 | Notifier | VLP-400 | LASERPLUS “DETECTOR ONLY” ENCLOSURE WITH THREE BLANK PLATES. THE PLATE IN THE FAR LEFT POSITION INCLUDES FIRE 1 ALARM AND OK (FOK) LED’S. | Quantity |  | 1 | 5522.2 | 26% | 4086.428
3655 | Notifier | VLQ-100 | VESDA VLQ-100 ASPIRATED SMOKE DETECTOR WITH RELAYS | Quantity |  | 1 | 728.4 | 26% | 539.016
3656 | Notifier | VLS-200 | LASERSCANNER “DETECTOR ONLY” ENCLOSURE WITH THREE BLANK PLATES. 7 RELAY VERSION | Quantity |  | 1 | 7770.9 | 26% | 5750.466
3657 | Notifier | VLS-204 | LASERSCANNER DETECTOR WITH TWO BLANK PLATES AND SCANNER DISPLAY MODULE. THE DISPLAY MODULE IS MOUNTED IN THE FAR RIGHT POSITION. 7 RELAY VERSION | Quantity |  | 1 | 9096.4 | 26% | 6731.336
3658 | Notifier | VLS-214 | LASERSCANNER DETECTOR WITH A CENTRALLY MOUNTED LCD PROGRAMMER MODULE. SAME AS ABOVE BUT WITH SCANNER DISPLAY. 7 RELAY VERSION | Quantity |  | 1 | 10056.2 | 26% | 7441.588
3659 | Notifier | VLS-304 | LASERSCANNER DETECTOR WITH TWO BLANK PLATES AND SCANNER DISPLAY MODULE. THE DISPLAY MODULE IS MOUNTED IN THE FAR RIGHT POSITION. 12 RELAY VERSION | Quantity |  | 1 | 9544.1 | 26% | 7062.634
3660 | Notifier | VLS-310 | LASERSCANNER DETECTOR WITH A CENTRALLY MOUNTED LCD PROGRAMMER MODULE. DOES NOT INCLUDE DISPLAY | Quantity |  | 1 | 9252.9 | 26% | 6847.146
3661 | Notifier | VLS-314 | LASERSCANNER DETECTOR WITH A CENTRALLY MOUNTED LCD PROGRAMMER MODULE. SAME AS ABOVE BUT WITH SCANNER DISPLAY. 12 RELAY VERSION | Quantity |  | 1 | 10508.3 | 26% | 7776.142
3662 | Notifier | VLS-600 | LASERSCANNER “DETECTOR ONLY” ENCLOSURE WITH THREE BLANK PLATES. THE PLATE IN THE FAR LEFT POSITION INCLUDES FIRE 1 ALARM (FOR ANY SECTOR) AND OK (FOK) LED’S. 7 RELAY VERSION | Quantity |  | 1 | 8270.8 | 26% | 6120.392
3663 | Notifier | VLS-700 | LASERSCANNER “DETECTOR ONLY” ENCLOSURE WITH THREE BLANK PLATES. THE PLATE IN THE FAR LEFT POSITION INCLUDES FIRE 1 ALARM (FOR ANY SECTOR) AND OK (FOK) LED’S. 12 RELAY VERSION | Quantity |  | 1 | 8733.8 | 26% | 6463.012
3664 | Notifier | VP-CLIP-US | 3/4" PIPE SUPPORT CLAMP (REQUIRED FOR EACH 5 FEET OF PIPE). ENTER QUANTITY IN NUMBER OF PIECES REQUIRED FOR PROJECT. SOLD IN BOX QUANTITIES OF 50. PRICE SHOWN PER BOX. | Quantity |  | 1 | 136.5 | 26% | 101.01
3665 | Notifier | VP-COUP | COUPLING, 3/4” , SOCKET TO SOCKET CPVC COUPLINGS, BOX OF 15 | Quantity |  | 1 | 28.4 | 26% | 21.016
3666 | Notifier | VP-CUTTER | CPVC PIPE CUTTERS. CUTS UP TO 1 1/2” PIPE | Quantity |  | 1 | 186.7 | 26% | 138.158
3667 | Notifier | VP-EC | END CAP, 3/4” CPVC, BOX OF 25 | Quantity |  | 1 | 30.6 | 26% | 22.644
3668 | Notifier | VP-ELB-45 | ELBOW - 45 DEGREE, 3/4”, SOCKET TO SOCKET, 45 DEGREE CPVC ELBOW, BOX OF 10 | Quantity |  | 1 | 27.3 | 26% | 20.202
3669 | Notifier | VP-ELB-90 | ELBOW - 90 DEGREE, 3/4”, SOCKET TO SOCKET, 90 DEGREE CPVC ELBOW, BOX OF 20 | Quantity |  | 1 | 39.3 | 26% | 29.082
3670 | Notifier | VP-P-210 | VESDA PIPE - IMPRINTED WITH “SMOKE DETECTOR SAMPLING TUBE - DO NOT DISTURB” ALONG ITS LENGTH ON OPPOSITE SIDES AT 18” INTERVALS. KITS COME WITH 15FT LENGTHS OF 3/4” ORANGE CPVC PIPE. BOX OF 14 PIECES (210 FEET TOTAL) | Quantity |  | 1 | 363.6 | 26% | 269.064
3671 | Notifier | VP-P-420 | VESDA PIPE - IMPRINTED WITH “SMOKE DETECTOR SAMPLING TUBE - DO NOT DISTURB” ALONG ITS LENGTH ON OPPOSITE SIDES AT 18” INTERVALS. KITS COME WITH 15FT LENGTHS OF 3/4” ORANGE CPVC PIPE. BOX OF 28 PIECES (420 FEET TOTAL) | Quantity |  | 1 | 726.2 | 26% | 537.388
3672 | Notifier | VPS-100CN-120 | POWERS ONE VFT-15 UNIT AND ACCESSORIES (VFT REMOTE DISPLAY, ETC…). REQUIRES BATTERY CALCULATION TO DETERMINE REQUIRED BATTERY CAPACITY FOR STANDBY POWER PURPOSES. ENCLOSURE SUPPORTS TWO 12 V, 12 AH BATTERIES. | Quantity |  | 1 | 847.4 | 26% | 627.076
3673 | Notifier | VPS-100US-120 | POWER SUPPLY, SINGLE ZONE, WITH HOUSING. POWERS UP TO 5 REMOTE (SINGLE BOX) UNITS OR 1 REMOTE 19” SUBRACK, OR 2 LASERCOMPACT UNITS, OR 1 LASERPLUS, LASERFOCUS OR LASERSCANNER UNIT. VPS - 100US - XXX REQUIRES (2) 12 VDC, 12 AMP/HOUR BATTERIES. 120 VAC VERSION | Quantity |  | 1 | 620.3 | 26% | 459.022
3674 | Notifier | VPS-100US-220 | POWER SUPPLY, SINGLE ZONE, WITH HOUSING. POWERS UP TO 5 REMOTE (SINGLE BOX) UNITS OR 1 REMOTE 19” SUBRACK, OR 2 LASERCOMPACT UNITS, OR 1 LASERPLUS, LASERFOCUS OR LASERSCANNER UNIT. VPS - 100US - XXX REQUIRES (2) 12 VDC, 12 AMP/HOUR BATTERIES. 220 VAC VERSION | Quantity |  | 1 | 620.3 | 26% | 459.022
3675 | Notifier | VPS-300US-120 | POWER SUPPLY, MULTI ZONE WITH HOUSING, INCLUDES BATTERY CABINET. CONSIST OF VPS - 100US - XXX AND BATTERY CABINET VBC - 001. HOLDS UP TO (6) 12 VDC, 12 AMP/HOUR BATTERIES(MAXIMUM) AND 4 BATTERIES (MINIMUM). WITH FOUR BATTERIES - EACH VPS - 300US - XXX COMBINATION SUPPORTS UP TO 10 REMOTE SINGLE BOX UNITS, OR 2 REMOTE 19” SUBRACKS, OR 4 LASERCOMPACT UNITS OR 2 LASERPLUS OR LASERSCANNER UNITS. WITH SIX BATTERIES - EACH VPS - 300US - XXX COMBINATION SUPPORTS UP TO 15 REMOTE SINGLE BOX UNITS, OR 3 REMOTE 19” SUBRACKS, OR 6 LASERCOMPACT UNITS OR 3 LASERPLUS, LASERFOCUS OR LASERSCANNER UNITS. 120 VAC VERSION | Quantity |  | 1 | 934.8 | 26% | 691.752
3676 | Notifier | VPS-300US-220 | POWER SUPPLY, MULTI ZONE WITH HOUSING, INCLUDES BATTERY CABINET. CONSIST OF VPS - 100US - XXX AND BATTERY CABINET VBC - 001. HOLDS UP TO (6) 12 VDC, 12 AMP/HOUR BATTERIES(MAXIMUM) AND 4 BATTERIES (MINIMUM). WITH FOUR BATTERIES - EACH VPS - 300US - XXX COMBINATION SUPPORTS UP TO 10 REMOTE SINGLE BOX UNITS, OR 2 REMOTE 19” SUBRACKS, OR 4 LASERCOMPACT UNITS OR 2 LASERPLUS OR LASERSCANNER UNITS. WITH SIX BATTERIES - EACH VPS - 300US - XXX COMBINATION SUPPORTS UP TO 15 REMOTE SINGLE BOX UNITS, OR 3 REMOTE 19” SUBRACKS, OR 6 LASERCOMPACT UNITS OR 3 LASERPLUS, LASERFOCUS OR LASERSCANNER UNITS. 220 VAC VERSION | Quantity |  | 1 | 934.8 | 26% | 691.752
3677 | Notifier | VPS-400US-48 | 48 VDC MULTI ZONE POWER SUPPLY WITH HOUSING. POWERS UP TO 4 UNITS. | Quantity |  | 1 | 1430.5 | 26% | 1058.57
3678 | Notifier | VPS-VEA-115UL | VESDA-E VEA POWER SUPPLY STAX (UL), 120VAC | Quantity |  | 1 | 1081.1 | 26% | 800.014
3679 | Notifier | VPS-VEA-230UL | VESDA-E VEA POWER SUPPLY STAX (UL), 220VAC | Quantity |  | 1 | 1081.1 | 26% | 800.014
3680 | Notifier | VP-TEE | PIPE TEES, 3/4” CPVC PIPE TEES. EQUAL. BOX OF 15 (LIST PRICE PER TEE $1.86) SOLD IN KITS ONLY | Quantity |  | 1 | 39.3 | 26% | 29.082
3681 | Notifier | VP-TEE-FPT | TEE, BOX OF 10, 3/4” X 1/2” FPT. SOLD IN KITS ONLY | Quantity |  | 1 | 64.4 | 26% | 47.656
3682 | Notifier | VP-UNION | SOCKET UNION, 3/4” CPVC UNION, BOX OF 10 | Quantity |  | 1 | 53.5 | 26% | 39.59
3683 | Notifier | VRE-001 | SINGLE BLANKING PLATE | Quantity |  | 1 | 78.6 | 26% | 58.164
3684 | Notifier | VRE-002 | DOUBLE BLANKING PLATE | Quantity |  | 1 | 86.3 | 26% | 63.862
3685 | Notifier | VRE-100 | ENCLOSURE | Quantity |  | 1 | 997 | 26% | 737.78
3686 | Notifier | VRT-000 | REMOTE MOUNTING SINGLE BOX WITH ESCUTCHEON ONLY (BLANK PLATE AND TERMINATION CARD NOT INCLUDED) | Quantity |  | 1 | 186.7 | 26% | 138.158
3687 | Notifier | VRT-100 | PROGRAMMER, INCLUDES REMOTE TERMINATION CARD. NO RELAYS. | Quantity |  | 1 | 1410.9 | 26% | 1044.066
3688 | Notifier | VRT-200 | DISPLAY, LASERPLUS AND LASERFOCUS WITH A REMOTE TERMINATION CARD. WITH 7 RELAYS (FOR VESDA LASERPLUS) | Quantity |  | 1 | 1509.1 | 26% | 1116.734
3689 | Notifier | VRT-300 | VESDANET SOCKET | Quantity |  | 1 | 763.3 | 26% | 564.842
3690 | Notifier | VRT-400 | DISPLAY, SCANNER VERSION WITH A REMOTE TERMINATION CARD. WITH 7 RELAYS | Quantity |  | 1 | 1516.8 | 26% | 1122.432
3691 | Notifier | VRT-500 | REMOTE TERMINATION AND RELAY PROCESSOR CARD WITH BLANK PLATE, IN REMOTE MOUNTING BOX. WITH 7 RELAYS FOR VLP, VLF, OR VLC | Quantity |  | 1 | 1106.2 | 26% | 818.588
3692 | Notifier | VRT-501 | REMOTE TERMINATION AND RELAY PROCESSOR CARD WITH BLANK PLATE, IN REMOTE MOUNTING BOX. WITH 7 RELAYS FOR VLS | Quantity |  | 1 | 1109.5 | 26% | 821.03
3693 | Notifier | VRT-600 | DISPLAY, LASERPLUS AND LASERFOCUS WITH A REMOTE TERMINATION CARD. WITHOUT RELAYS (FOR VESDA LASERPLUS) | Quantity |  | 1 | 1363.9 | 26% | 1009.286
3694 | Notifier | VRT-700 | DISPLAY, SCANNER VERSION WITH A REMOTE TERMINATION CARD. WITHOUT RELAYS | Quantity |  | 1 | 1373.7 | 26% | 1016.538
3695 | Notifier | VRT-800 | DISPLAY, SCANNER VERSION WITH A REMOTE TERMINATION CARD. WITH 12 RELAYS | Quantity |  | 1 | 1717.7 | 26% | 1271.098
3696 | Notifier | VRT-900 | VLS REMOTE TERMINATION AND RLAY PROCESSOR CARD, 12 RELAYS WITH BLANK PLATE, IN REMOTE MOUNTING BOX. EQUIPPED WITH 12 RELAYS FOR VLS. | Quantity |  | 1 | 1354.1 | 26% | 1002.034
3697 | Notifier | VRT-A10 | VESDA ANALOG OUTPUT MODULE. THE VESDA ANALOG OUTPUT MODULE (AOM) IS AN INTERFACE ACCESSORY/TERMINATION CARD THAT PROVIDES AN OUTPUT PROPORTIONAL TO A DIGITALLY RECORDED SMOKE READING. THE AOM IS SUPPLIED IN A REMOTE MOUNTING BOX. THE AOM CONVERTS THE DIGITAL INPUT FROM THE VESDANET DETECTORS INTO AN ANALOG OUTPUT. THIS ALLOWS VESDA DETECTORS TO INTERFACE WITH EXISTING BUILDING MANAGEMENT SYSTEMS (BMS) AND FIRE ALARM PANELS THAT REQUIRE AN ANALOG SIGNAL TO READ A SMOKE LEVEL STATUS. | Quantity |  | 1 | 1300.6 | 26% | 962.444
3698 | Notifier | VRT-J00 | DISPLAY, COMPACT VERSION. WITH 7 RELAYS | Quantity |  | 1 | 1575.8 | 26% | 1166.092
3699 | Notifier | VRT-K00 | DISPLAY, COMPACT VERSION. WITHOUT RELAYS | Quantity |  | 1 | 1408.7 | 26% | 1042.438
3700 | Notifier | VRT-Q00 | DISPLAY, VLI, WITH A REMOTE TERMINATION CARD. EQUIPPED WITH RELAYS. | Quantity |  | 1 | 1509.1 | 26% | 1116.734
3701 | Notifier | VRT-S07 | VESDA SYSTEM RELAY MODULE. UNIVERSAL NETWORK MODULE WITH 7 PROGRAMMABLE RELAYS, (ISOLATE, MINOR FAULT, URGENT FAULT, ALERT, ACTION, FIRE 1, FIRE 2) THE SYSTEM RELAY MODULE IS A REMOTE TERMINATION CARD WITH NEW SOFTWARE SUPPLIED IN A REMOTE MOUNTING BOX (VRT). THE SYSTEM RELAY MODULE ALLOWS REPORTING OF ANY ALARM OR FAULT CONDITION THAT APPEARS ON A VESDANET LOOP REGARDLESS OF THE INITIATING ZONE. IT ALLOWS A MORE COST - EFFECTIVE SOLUTION FOR RAISING A WARNING SIGNAL WHEN SEVERAL VESDA DETECTORS ARE INSTALLED ON A SINGLE VESDANET LOOP AND ADDRESSABILITY IS NOT REQUIRED. | Quantity |  | 1 | 1076.7 | 26% | 796.758
3702 | Notifier | VRT-T00 | DISPLAY, VLI, WITH A REMOTE TERMINATION CARD. NO RELAYS. | Quantity |  | 1 | 1410.9 | 26% | 1044.066
3703 | Notifier | VRT-V00 | DISPLAY, LASERPLUS AND LASERFOCUS WITH A REMOTE TERMINATION CARD. WITH 7 RELAYS (FOR VESDA LASERFOCUS) | Quantity |  | 1 | 1575.8 | 26% | 1166.092
3704 | Notifier | VSP-000 | BLANK PLATE, WITH VESDA LOGO | Quantity |  | 1 | 33.9 | 26% | 25.086
3705 | Notifier | VSP-001 | PROGRAMMER MODULE | Quantity |  | 1 | 954.4 | 26% | 706.256
3706 | Notifier | VSP-002 | STANDARD DISPLAY MODULE | Quantity |  | 1 | 954.4 | 26% | 706.256
3707 | Notifier | VSP-003 | VESDANET SOCKET KIT | Quantity |  | 1 | 753.5 | 26% | 557.59
3708 | Notifier | VSP-004 | SCANNER DISPLAY MODULE | Quantity |  | 1 | 954.4 | 26% | 706.256
3709 | Notifier | VSP-005 | FILTER CARTRIDGE (RECOMMEND REPLACING EVERY 2 YEARS) | Quantity |  | 1 | 110.3 | 26% | 81.622
3710 | Notifier | VSP-006 | DETECTOR CHASSIS ASSEMBLY, INCLUDES MANIFOLD | Quantity |  | 1 | 4615.9 | 26% | 3415.766
3711 | Notifier | VSP-006E | VESDA LASER CHASSIS REFURBISHMENT - LASERPLUS REFURB | Quantity |  | 1 | 1921.9 | 26% | 1422.206
3712 | Notifier | VSP-007 | “0” RELAY REMOTE TERMINATION CARD | Quantity |  | 1 | 375.6 | 26% | 277.944
3713 | Notifier | VSP-008 | REMOTE TERMINATION CARD (RTC7) | Quantity |  | 1 | 562.4 | 26% | 416.176
3714 | Notifier | VSP-009 | SCANNER CHASSIS ASSEMBLY, INCLUDES SCANNING MANIFOLD | Quantity |  | 1 | 8030.6 | 26% | 5942.644
3715 | Notifier | VSP-009E | VESDA LASER CHASSIS REFURBISHMENT - LASERSCANNER REFURB | Quantity |  | 1 | 3432 | 26% | 2539.68
3716 | Notifier | VSP-011 | RECESS MOUNTING KIT FOR VLP OR VLS DETECTOR | Quantity |  | 1 | 240.2 | 26% | 177.748
3717 | Notifier | VSP-012 | RECESS MOUNTING KIT FOR REMOTE SINGLE BOXES | Quantity |  | 1 | 252.3 | 26% | 186.702
3718 | Notifier | VSP-013 | VLP & VLS DETECTOR COVER ASSEMBLY | Quantity |  | 1 | 358.2 | 26% | 265.068
3719 | Notifier | VSP-014 | 7 - RELAY HEAD TERMINATION CARD (HTC7) | Quantity |  | 1 | 1025.4 | 26% | 758.796
3720 | Notifier | VSP-015 | ASPIRATOR FOR LASERPLUS & SCANNER | Quantity |  | 1 | 637.7 | 26% | 471.898
3721 | Notifier | VSP-016 | 12 RELAY HEAD TERMINATION CARD (HTC12) | Quantity |  | 1 | 1503.7 | 26% | 1112.738
3722 | Notifier | VSP-018 | FILTER SWITCH | Quantity |  | 1 | 86.3 | 26% | 63.862
3723 | Notifier | VSP-019 | FILTER COVER | Quantity |  | 1 | 14.2 | 26% | 10.508
3724 | Notifier | VSP-020 | COVER SCREWS, EACH | Quantity |  | 1 | 4.4 | 26% | 3.256
3725 | Notifier | VSP-021 | METRIC TO IMPERIAL PIPE ADAPTORS, KIT OF FOUR | Quantity |  | 1 | 33.9 | 26% | 25.086
3726 | Notifier | VSP-025 | FILTERS (20 PER PACK) | Quantity |  | 1 | 1563.7 | 26% | 1157.138
3727 | Notifier | VSP-028 | VLP/VLS MOUNTING BRACKET | Quantity |  | 1 | 51.3 | 26% | 37.962
3728 | Notifier | VSP-030 | VLI INTELLIGENT FILTER SPARE PART | Quantity |  | 1 | 484.8 | 26% | 358.752
3729 | Notifier | VSP-031 | VLI SECONDARY FILTER SPARE PART | Quantity |  | 1 | 121.2 | 26% | 89.688
3730 | Notifier | VSP-032 | VLI ASPIRATOR SPARE PART | Quantity |  | 1 | 607.2 | 26% | 449.328
3731 | Notifier | VSP-033 | VLI CHAMBER ASSEMBLY | Quantity |  | 1 | 1699.2 | 26% | 1257.408
3732 | Notifier | VSP-034 | VLI CHAMBER ASSEMBLY SPARE PART | Quantity |  | 1 | 728.4 | 26% | 539.016
3733 | Notifier | VSP-035 | VLI REMOTE DISPLAY MODULE SPARE | Quantity |  | 1 | 954.4 | 26% | 706.256
3734 | Notifier | VSP-036 | VLI ULTRASONIC FLOW MANIFOLD SPARE | Quantity |  | 1 | 1125.9 | 26% | 833.166
3735 | Notifier | VSP-100 | BLANK PLATE WITH FOK LED’S AND LOGO | Quantity |  | 1 | 149.6 | 26% | 110.704
3736 | Notifier | VSP-1000 | VESDA-E VEA 6MM TO 4MM REDUCER. ENTER QUANTITY IN NUMBER OF PIECES REQUIRED. SOLD IN PACK OF 10. PRICE SHOWN PER PACK | Quantity |  | 1 | 128.9 | 26% | 95.386
3737 | Notifier | VSP-1001 | VESDA-E VEA 6MM TO 6MM JOINER STRAIGHT. ENTER QUANTITY IN NUMBER OF PIECES REQUIRED. SOLD IN PACK OF 10. PRICE SHOWN PER PACK | Quantity |  | 1 | 69.9 | 26% | 51.726
3738 | Notifier | VSP-1002 | VESDA-E VEA 4MM TO 4MM JOINER STRAIGHT. ENTER QUANTITY IN NUMBER OF PIECES REQUIRED. SOLD IN PACK OF 10. PRICE SHOWN PER PACK | Quantity |  | 1 | 89.5 | 26% | 66.23
3739 | Notifier | VSP-1003 | VESDA-E VEA 6MM TO 6MM JOINER RIGHT ANGLE. ENTER QUANTITY IN NUMBER OF PIECES REQUIRED. SOLD IN PACK OF 10. PRICE SHOWN PER PACK | Quantity |  | 1 | 75.3 | 26% | 55.722
3740 | Notifier | VSP-1004 | VESDA-E VEA 4MM TO 4MM JOINER RIGHT ANGLE. ENTER QUANTITY IN NUMBER OF PIECES REQUIRED. SOLD IN PACK OF 10. PRICE SHOWN PER PACK | Quantity |  | 1 | 103.7 | 26% | 76.738
3741 | Notifier | VSP-100US-PCB | POWER SUPPLY CIRCUIT BOARD ONLY | Quantity |  | 1 | 345.1 | 26% | 255.374
3742 | Notifier | VSP-102 | VLP RELAY PROCESSOR MODULE (DRP) | Quantity |  | 1 | 417.1 | 26% | 308.654
3743 | Notifier | VSP-103 | VLS RELAY PROCESSOR MODULE (DRP) | Quantity |  | 1 | 417.1 | 26% | 308.654
3744 | Notifier | VSP-208 | 12 RELAY REMOTE TERMINATION CARD (RTC12) | Quantity |  | 1 | 646.5 | 26% | 478.41
3745 | Notifier | VSP-300 | BLANK PLATE, WITHOUT VESDA LOGO | Quantity |  | 1 | 21.8 | 26% | 16.132
3746 | Notifier | VSP-501 | ASPIRATOR, LASERCOMPACT | Quantity |  | 1 | 605 | 26% | 447.7
3747 | Notifier | VSP-502 | *COMPACT (VN) REMOTE DISPLAY MODULE | Quantity |  | 1 | 959.9 | 26% | 710.326
3748 | Notifier | VSP-509 | RO - CABLE FOR USE WITH LASER COMPACT RELAY ONLY (RO) VERSION. THIS CABLE IS REQUIRED FOR PROGRAMMING. REQUIRES V - CONFIG PRO SOFTWARE. | Quantity |  | 1 | 89.5 | 26% | 66.23
3749 | Notifier | VSP-510 | COMPACT (RO) TERMINATION CARD (CTC - RO) | Quantity |  | 1 | 751.3 | 26% | 555.962
3750 | Notifier | VSP-515 | COMPACT (VN) TERMINATION CARD (CTC - VN) | Quantity |  | 1 | 1084.4 | 26% | 802.456
3751 | Notifier | VSP-540 | EXHAUST DEFLECTOR, BLACK, FOR USE WITH VESDA LASERPLUS, VESDA LASERSCANNER AND VESDA LASERCOMPACT. | Quantity |  | 1 | 47 | 26% | 34.78
3752 | Notifier | VSP-610-US | TAMPER PROOF SAMPLING POINT, 1" / 25MM RIGID OR FLEXIBLE CONDUIT | Quantity |  | 1 | 431.3 | 26% | 319.162
3753 | Notifier | VSP-620-01 | TAMPER PROOF SAMPLING POINT, 6MM CAPILLARY | Quantity |  | 1 | 431.3 | 26% | 319.162
3754 | Notifier | VSP-620-02 | TAMPER PROOF SAMPLING POINT, 8MM CAPILLARY | Quantity |  | 1 | 431.3 | 26% | 319.162
3755 | Notifier | VSP-715 | SPARE ASPIRATOR, VLF - 250 &VLF 500 | Quantity |  | 1 | 568.9 | 26% | 420.986
3756 | Notifier | VSP-722 | VLF-250 ASPIRATOR ASSEMBLY (1 FAN) | Quantity |  | 1 | 510 | 26% | 377.4
3757 | Notifier | VSP-850-G | EXTERNAL IN LINE FILTER-GREY | Quantity |  | 1 | 204.2 | 26% | 151.108
3758 | Notifier | VSP-850-R | EXTERNAL IN LINE FILTER-RED | Quantity |  | 1 | 204.2 | 26% | 151.108
3759 | Notifier | VSP-855-20 | SPARES IN LINE FILTER-20 PACK | Quantity |  | 1 | 327.6 | 26% | 242.424
3760 | Notifier | VSP-855-4 | SPARES IN LINE FILTER-4 PACK | Quantity |  | 1 | 87.4 | 26% | 64.676
3761 | Notifier | VSP-860-US | REFRIGERATED STORAGE SAMPLING KIT US | Quantity |  | 1 | 127.9 | 26% | 94.646
3762 | Notifier | VSP-870-US | IN-LINE FLOW RESTRICTOR ASSEMBLY - US, FOR USE WITH TAMPER PROOF SAMPLING POINTS (MODELS VSP-610-US AND VSP-620). | Quantity |  | 1 | 62.2 | 26% | 46.028
3763 | Notifier | VSP-871 | FLOW RESTRICTOR 10 PACK | Quantity |  | 1 | 129 | 26% | 95.46
3764 | Notifier | VSP-877 | FLUSH MOUNT SAMPLING POINT. IDEAL FOR BLIND CEILING INSTALLATIONS WHERE ACCESS TO BACK SIDE OF CEILING IS NOT POSSIBLE, OR WHERE AESTHETICS IS OF CONCERN. ENGRAVED LABELING ELIMINATES NEED FOR APPLYING LABEL | Quantity |  | 1 | 22.9 | 26% | 16.946
3765 | Notifier | VSP-878 | PUSH-IN CONNECT ADAPTOR KIT FOR ½” CAPILLARY TUBING. FOR USE WITH VSP-877. INCLUDES MALE AND FEMALE PUSH-IN FITTINGS | Quantity |  | 1 | 16.6 | 26% | 12.284
3766 | Notifier | VSP-890 | VLQ SURFACE MOUNTING KIT | Quantity |  | 1 | 63.3 | 26% | 46.842
3767 | Notifier | VSP-891 | VLQ FLUSH MOUNTING KIT | Quantity |  | 1 | 63.3 | 26% | 46.842
3768 | Notifier | VSP-892 | VLQ REPLACEMENT FILTER | Quantity |  | 1 | 85.2 | 26% | 63.048
3769 | Notifier | VSP-893 | PIPE KIT (METRIC) FOR VLQ-100 | Quantity |  | 1 | 43.7 | 26% | 32.338
3770 | Notifier | VSP-893-US | PIPE KIT (IMPERIAL) FOR VLQ-100 | Quantity |  | 1 | 113.6 | 26% | 84.064
3771 | Notifier | VSP-950 | TEST POINT PIPE LABELS. ENTER QUANTITY IN NUMBER OF PIECES REQUIRED FOR PROJECT. SOLD BY SHEET WITH QUANTITY OF 12 PER SHEET. PRICE SHOWN PER SHEET. | Quantity |  | 1 | 52.4 | 26% | 38.776
3772 | Notifier | VSP-960 | MOUNTING BRACKET | Quantity |  | 1 | 57.9 | 26% | 42.846
3773 | Notifier | VSP-961 | VESDA-E VEU IMPERIAL PIPE ADAPTOR (FOR EXHAUST) | Quantity |  | 1 | 53.5 | 26% | 39.59
3774 | Notifier | VSP-962 | VESDA-E FILTER | Quantity |  | 1 | 125.6 | 26% | 92.944
3775 | Notifier | VSP-963 | VESDA-E ASPIRATOR | Quantity |  | 1 | 727.3 | 26% | 538.202
3776 | Notifier | VSP-964 | VESDA-E SMOKE DETECTION CHAMBER | Quantity |  | 1 | 2384.9 | 26% | 1764.826
3777 | Notifier | VSP-965 | VESDA-E SAMPLING MODULE | Quantity |  | 1 | 580.9 | 26% | 429.866
3778 | Notifier | VSP-970 | VESDA-E VEA-20 OR VEA-40 MOUNTING BRACKET | Quantity |  | 1 | 87.4 | 26% | 64.676
3779 | Notifier | VSP-971 | VESDA-E VEA-40 SMOKE SENSOR MODULE | Quantity |  | 1 | 2184 | 26% | 1616.16
3780 | Notifier | VSP-972 | VESDA-E VEA FILTER | Quantity |  | 1 | 109.2 | 26% | 80.808
3781 | Notifier | VSP-973 | VESDA-E VEA PUMP | Quantity |  | 1 | 2184 | 26% | 1616.16
3782 | Notifier | VSP-974 | VESDA-E VEA ROTARY VALVE | Quantity |  | 1 | 2620.8 | 26% | 1939.392
3783 | Notifier | VSP-975 | VESDA-E VEA LED FRONT PANEL | Quantity |  | 1 | 764.4 | 26% | 565.656
3784 | Notifier | VSP-976 | VESDA-E VEA 3.5” DISPLAY FRONT PANEL | Quantity |  | 1 | 1474.2 | 26% | 1090.908
3785 | Notifier | VSP-977 | VESDA-E VEA FILTER (10 PACK) | Quantity |  | 1 | 764.4 | 26% | 565.656
3786 | Notifier | VSP-978 | VEA SAMPLE POINT HEAD REMOVAL KEY (10 PACK) | Quantity |  | 1 | 54.6 | 26% | 40.404
3787 | Notifier | VSP-979 | VEA M/BORE TUBE CUTTER PACK 3 | Quantity |  | 1 | 109.2 | 26% | 80.808
3788 | Notifier | VSP-980 | VESDA-E VEA STANDARD SAMPLING POINT FOR 6MM TUBE | Quantity |  | 1 | 16.4 | 26% | 12.136
3789 | Notifier | VSP-980-22 | VESDA-E VEA STANDARD SAMPLING POINT FOR 6MM TUBE. SOLD IN PACK OF 22. PRICE SHOWN PER PACK | Quantity |  | 1 | 327.6 | 26% | 242.424
3790 | Notifier | VSP-980-B | VESDA-E VEA 6MM BLACK SAMPLING POINT | Quantity |  | 1 | 26 | 26% | 19.24
3791 | Notifier | VSP-980-W | VESDA-E VEA 6MM STANDARD SAMPLING POINT | Quantity |  | 1 | 16.4 | 26% | 12.136
3792 | Notifier | VSP-980-W22 | VESDA-E VEA STANDARD SAMPLING POINT FOR 6MM TUBE, PACK OF 22 | Quantity |  | 1 | 312 | 26% | 230.88
3793 | Notifier | VSP-981 | VESDA-E VEA STANDARD SAMPLING POINT FOR 4MM TUBE | Quantity |  | 1 | 16.4 | 26% | 12.136
3794 | Notifier | VSP-981-22 | VESDA-E VEA STANDARD SAMPLING POINT FOR 4MM TUBE. ENTER QUANTITY IN NUMBER OF PIECES REQUIRED. SOLD IN PACK OF 22. PRIE SHOWN PER PACK | Quantity |  | 1 | 327.6 | 26% | 242.424
3795 | Notifier | VSP-981-B | VESDA-E VEA 4MM BLACK SAMPLING POINT | Quantity |  | 1 | 26 | 26% | 19.24
3796 | Notifier | VSP-981-B22 | VESDA-E VEA 4MM BLACK SAMPLING POINT, PACK OF 22 | Quantity |  | 1 | 327.6 | 26% | 242.424
3797 | Notifier | VSP-981-W | VESDA-E VEA 4MM STANDARD SAMPLING POINT | Quantity |  | 1 | 16.4 | 26% | 12.136
3798 | Notifier | VSP-981-W22 | VESDA-E VEA 4MM STANDARD SAMPLING POINT, PACK OF 22 | Quantity |  | 1 | 327.6 | 26% | 242.424
3799 | Notifier | VSP-982-B | VESDA-E VEA 6MM SURFACE MOUNT BLACK SAMPLING POINT | Quantity |  | 1 | 20.8 | 26% | 15.392
3800 | Notifier | VSP-982-B22 | VESDA-E VEA 6MM SURFACE MOUNT SAMPLING POINT, PACK OF 22 | Quantity |  | 1 | 520 | 26% | 384.8
3801 | Notifier | VSP-982-W | VESDA-E VEA 6MM SURFACE MOUNT WHITE SAMPLING POINT | Quantity |  | 1 | 15.6 | 26% | 11.544
3802 | Notifier | VSP-982-W22 | VESDA-E VEA 6MM SURFACE MOUNT WHITE SAMPLING POINT, PACK OF 22 | Quantity |  | 1 | 312 | 26% | 230.88
3803 | Notifier | VSP-983-B | VESDA-E VEA 4MM SURFACE MOUNT BLACK SAMPLING POINT | Quantity |  | 1 | 20.8 | 26% | 15.392
3804 | Notifier | VSP-983-W | VESDA-E VEA 4MM SURFACE MOUNT SAMPLING POINT | Quantity |  | 1 | 15.6 | 26% | 11.544
3805 | Notifier | VSP-990 | XTRALIS 6MM MICROBORE TUBE, UL LISTED AND LABELED FOR PLENUM USE, MEETS NFPA 72 SAMPLING TUBE LABELING REQUIREMENTS: “ASPIRATED SAMPLING TUBING FOR FIRE DETECTION USE – DO NOT DISTURB OR PAINT,” EACH ROLL IS INDIVIDUALLY SERIALIZED FOR EASE OF IDENTIFICATION AND HAVE FOOTAGE MARKERS EVERY 3 FEET FOR EASE OF MEASUREMENT. XTRALIS MICROBORE TUBING HAS BEEN TESTED FOR SMOKE TRANSMISSION, DO NOT SUBSTITUTE. ENTER QUANTITY IN IN LINEAR FEET REQUIRED. SOLD IN 1000 FT ROLL, PRICE SHOWN IS PER ROLL. | Quantity |  | 1 | 327.6 | 26% | 242.424
3806 | Notifier | VSP-991 | XTRALIS 4MM MICROBORE TUBE, UL LISTED AND LABELED FOR PLENUM USE, MEETS NFPA 72 SAMPLING TUBE LABELING REQUIREMENTS: “ASPIRATED SAMPLING TUBING FOR FIRE DETECTION USE – DO NOT DISTURB OR PAINT,” EACH ROLL IS INDIVIDUALLY SERIALIZED FOR EASE OF IDENTIFICATION AND HAVE FOOTAGE MARKERS EVERY 3 FEET FOR EASE OF MEASUREMENT. XTRALIS MICROBORE TUBING HAS BEEN TESTED FOR SMOKE TRANSMISSION, DO NOT SUBSTITUTE. ENTER QUANTITY IN IN LINEAR FEET REQUIRED. SOLD IN 500 FT ROLL, PRICE SHOWN IS PER ROLL. | Quantity |  | 1 | 327.6 | 26% | 242.424
3807 | Notifier | VSP-998 | VESDA-E VEA BLANKING PLUG 6MM. ENTER QUANTITY IN NUMBER OF PIECES REQUIRED. SOLD IN PACK OF 50. PRICE SHOWN PER PACK | Quantity |  | 1 | 75.3 | 26% | 55.722
3808 | Notifier | VSPExhaust | EXHAUST DEFLECTOR, GREY, FOR USE WITH VESDA LASERFOCUS | Quantity |  | 1 | 13.1 | 26% | 9.694
3809 | Notifier | VSP-TP-KIT-US | VESDA BENCHMARK TEST POINT QUICK CONNECT KIT. COMPLETE WITH THREADED COUPLER, BRASS QUICK CONNECT FITTING, TEST PLUG, AND BENCHMARK TEST POINT LABEL. ONE KIT REQUIRED AT END OF EACH PIPE RUN. | Quantity |  | 1 | 182 | 26% | 134.68
3810 | Notifier | VSP-TRAN-120 | TRANSFORMER ONLY | Quantity |  | 1 | 112.5 | 26% | 83.25
3811 | Notifier | VSR-0000 | VSR - 0000 SUBRACK | Quantity |  | 1 | 706.5 | 26% | 522.81
3812 | Notifier | VSR-0003 | PRE-CONFIGURED SUB RACK | Quantity |  | 1 | 1575.6 | 26% | 1165.944
3813 | Notifier | VSR-0013 | PRE-CONFIGURED SUB RACK | Quantity |  | 1 | 2908.3 | 26% | 2152.142
3814 | Notifier | VSR-0031 | PRE-CONFIGURED SUB RACK | Quantity |  | 1 | 2692.9 | 26% | 1992.746
3815 | Notifier | VSR-2200 | PRE-CONFIGURED SUB RACK | Quantity |  | 1 | 3796.4 | 26% | 2809.336
3816 | Notifier | VSR-2220 | PRE-CONFIGURED SUB RACK | Quantity |  | 1 | 5313 | 26% | 3931.62
3817 | Notifier | VSR-2222 | PRE-CONFIGURED SUB RACK | Quantity |  | 1 | 6323.8 | 26% | 4679.612
3818 | Notifier | VSW-100 | VESDA SYSTEM CONFIGURATOR (VSC) IS THE FIELD MANAGEMENT SOFTWARE PROGRAM TO SUPPORT THE VESDA SMOKE DETECTOR RANGE OF PRODUCTS (INCLUDING ALL VESDSANET DEVICES AND VESDA LASERFOCUS). IT PROVIDES AN IMPROVED AND FLEXIBLE APPROACH TO MANAGING DETECTORS IN THE FIELD. REPLACES V - CONFIG PRO SOFTWARE. | Quantity |  | 1 | 274.6 | 26% | 203.204
3819 | Notifier | VSW-202 | ASPIRE2 IS A PIPE NETWORK DESIGN VERIFICATION TOOL THAT SUPPORTS BOTH NEW AND EXISTING SMOKE DETECTION PRODUCTS. IT PROVIDES A NEW BENCHMARK IN USABILITY AND VERIFICATION FLEXIBILITY FOR VESDA SMOKE DETECTOR PRODUCTS. | Quantity |  | 1 | 274.6 | 26% | 203.204
3820 | Notifier | VSW-206 | CENTRAL SITE LICENSE – PRIMARY PC | Quantity |  | 1 | 3028.1 | 26% | 2240.794
3821 | Notifier | VSW-216 | CENTRAL SITE LICENSE – SECONDARY PC | Quantity |  | 1 | 2522.5 | 26% | 1866.65
3822 | Notifier | VSW-226 | VSM3 UPGRADE – PRIMARY PC | Quantity |  | 1 | 1816 | 26% | 1343.84
3823 | Notifier | VSW-346 | VESDANET NETWORK CONNECTION – 1 REQUIRED PER MONITORED VESDANET | Quantity |  | 1 | 524.2 | 26% | 387.908
3824 | Notifier | VSW-356 | VESDANET DETECTOR CONNECTION – 1 REQUIRED PER MONITORED DETECTOR. | Quantity |  | 1 | 131 | 26% | 96.94
3825 | Notifier | VSW-356-ECO | VESDA ECO DETECTOR NETWORK CONNECTION– 1 REQUIRED PER MONITORED DETECTOR. | Quantity |  | 1 | 145.2 | 26% | 107.448
3826 | Notifier | VSW-366 | VESDATALK/VESDALINK DETECTOR CONNECTIONS – VESDATALK FOR USE WITH DIRECT CONNECT VLS 250 & 500 DETECTORS. VESDALINK FOR USE WITH DIRECT CONNECT VLC - 500 DETECTORS. | Quantity |  | 1 | 380 | 26% | 281.2
3827 | Notifier | VSW-502 | TEXT TO SPEECH – ENGLISH | Quantity |  | 1 | 2019.1 | 26% | 1494.134
3828 | Notifier | VSW-508 | TEXT TO SPEECH – SPANISH | Quantity |  | 1 | 2019.1 | 26% | 1494.134
3829 | Notifier | VSW-600 | VESDA REMOTE NOTIFICATION EMAIL/SMS | Quantity |  | 1 | 2489.8 | 26% | 1842.452
3830 | Notifier | VSW-800 | VESDA ANALYTICS DATA ANALYSIS & REPORTING LICENSE | Quantity |  | 1 | 607.2 | 26% | 449.328
3831 | Notifier | VTT-10000-USA | VESDA TEST TRANSFORMER (WIRE BURNER): PREVIOUSLY KNOWN AS THE HOT WIRE TEST, THIS POWER SUPPLY UNIT IS USED TO TEST VESDA EQUIPMENT. THE UNIT PROVIDES 6VAC OUTPUT FROM 220 - 240VAC OR 110 - 120VAC SUPPLY. A TIMER IS INCORPORATED TO PROVIDE A SELECTABLE BURN PERIOD OF UP TO 3 MINUTES. | Quantity |  | 1 | 648.6 | 26% | 479.964
3832 | Notifier | VT-TUBE-1000 | 1000’ ROLL OF 1/4” UL LISTED MICRO-BORE TUBING FOR USE WITH THE VFT-15 | Quantity |  | 1 | 327.6 | 26% | 242.424
3833 | Notifier | VT-TUBE-500 | 500’ ROLL OF 1/4” UL LISTED MICRO-BORE TUBING FOR USE WITH THE VFT-15 | Quantity |  | 1 | 327.6 | 26% | 242.424
3834 | Notifier | XAS-1-US | SINGLE ZONE AIR SAMPLING UNIT. UL LISTED FOR USE WITH HONEYWELL SPOT DETECTORS AND ASSOCIATED MOUNTING BASES. REFER TO INSTALL INSTRUCTIONS FOR DETAILS ON DETECTORS AND MOUNTING BASES. UNIT REQUIRES USE OF BAFFLE FOR DETECTOR TO BE USED (ORDERED SEPERATELY) AND EXTERNAL 24 VDC POWER. | Quantity |  | 1 | 1064.7 | 26% | 787.878
3835 | Notifier | XAS-2-US | DUAL ZONE AIR SAMPLING UNIT. UL LISTED FOR USE WITH HONEYWELLSPOT DETECTORS AND ASSOCIATED MOUNTING BASES. REFER TO INSTALL INSTRUCTIONS FOR DETAILS ON DETECTORS AND MOUNTING BASES. UNIT REQUIRES USE OF BAFFLE FOR DETECTOR TO BE USED (ORDERED SEPERATELY) AND EXTERNAL 24 VDC POWER. | Quantity |  | 1 | 1310.4 | 26% | 969.696
3836 | Notifier | VEP-A00-1P-NTF | VESDA-E VEP 1-PIPE W LEDS - NOTIFIER | Quantity |  | 1 | 4440 | 26% | 3285.6
3837 | Notifier | VEP-A00-P-NTF | VESDA-E VEP W LEDS - NOTIFIER | Quantity |  | 1 | 6990 | 26% | 5172.6
3838 | Notifier | VEP-A10-P-NTF | VESDA-E VEP W 3.5" DIS - NOTIFIER | Quantity |  | 1 | 7740 | 26% | 5727.6
3839 | Notifier | VEU-A00-NTF | VESDA-E VEU W LEDS - NOTIFIER | Quantity |  | 1 | 8740 | 26% | 6467.6
3840 | Notifier | VEU-A10-NTF | VESDA-E VEU W 3.5” DIS - NOTIFIER | Quantity |  | 1 | 9590 | 26% | 7096.6
3841 | Notifier | VEA-040-A00-NTF | VESDA-E VEA-40 W LEDS - NOTIFIER | Quantity |  | 1 | 9640 | 26% | 7133.6
3842 | Notifier | VEA-040-A10-NTF | VESDA-E VEA-40 W 3.5" DIS - NOTIFIER | Quantity |  | 1 | 10490 | 26% | 7762.6
3843 | Notifier | HAZ-WP-PULL | FIRE ALARM PULL STATION FOR HAZARDOUS, NON-HAZARDOUS, WEATHERPROOF OR HARSH LOCATIONS | Quantity |  | 1 | 783.75 | 26% | 579.975
3844 | Notifier | XAL-53 | KILARK MANUAL STATION, EXPLOSION-PROOF; NO & NC CONTACTS. | Quantity |  | 1 | 1256.25 | 26% | 929.625
3845 | Notifier | ALPHA-215 | PROGRAMMABLE LED ARRAY, 2.5” X 26” DISPLAY | Quantity |  | 1 | 1645.9 | 26% | 1217.966
3846 | Notifier | LEDSIGN-GW | UL LISTED SIGN MESSAGE GENERATOR GATEWAY, USE WITH OAX2-24V. EACH GATEWAY CAN CONTROL UP TO 10 OAX2-24V SIGNS | Quantity |  | 1 | 2318 | 26% | 1715.32
3847 | Notifier | MEGADOT | PROGRAMMABLE LED ARRAY, 4.0” X 45.5” DISPLAY | Quantity |  | 1 | 2345 | 26% | 1735.3
3848 | Notifier | MNS-4000UL/24 | MNS 4000 LED DISPLAY, 24V, UL1638 | Quantity |  | 1 | 3918.8 | 26% | 2899.912
3849 | Notifier | MNS-CONTROL16 | FACP INTERFACE FOR LED ARRAYS, 16 MESSAGES | Quantity |  | 1 | 3173.7 | 26% | 2348.538
3850 | Notifier | MNS-CONTROL8 | FACP INTERFACE FOR LED ARRAYS, 8 MESSAGES | Quantity |  | 1 | 2245.7 | 26% | 1661.818
3851 | Notifier | OAX2-24V | UL-LISTED LED SIGN | Quantity |  | 1 | 2393.1 | 26% | 1770.894
3852 | Notifier | SP-2/MNS | TWO MESSAGE SIGN, “ANNOUNCEMENT” AND “EVACUATE” | Quantity |  | 1 | 679.3 | 26% | 502.682
3853 | Notifier | SP-4 | FOUR MESSAGE SIGN, “FIRE”, “WEATHER”, “ANNOUNCEMENT”, “EVACUATE” | Quantity |  | 1 | 591.5 | 26% | 437.71
3854 | Notifier | 2TTM | ADDITIONAL TWO-TONE SEQUENTIAL MODULE (SPECIFY A TONE, TONE GAP AND B TONE TIME DURATIONS) | Quantity |  | 1 | 198.6 | 26% | 146.964
3855 | Notifier | AUXCS | FULL FUNCTION AUXILIARY / STATUS BOARD FOR CONTACT CLOSURE ACTIVATION (TWO WAY) | Quantity |  | 1 | 485.9 | 26% | 359.566
3856 | Notifier | BC10A | 10A BATTERY CHARGER | Quantity |  | 1 | 762.9 | 26% | 564.546
3857 | Notifier | BSETF | ONE PR OF WHELEN APPROVED BATTS | Quantity |  | 1 | 679.3 | 26% | 502.682
3858 | Notifier | BSETO | ONE PAIR OF WHELEN APPROVED BATTERIES FOR OMNIALERT. | Quantity |  | 1 | 679.3 | 26% | 502.682
3859 | Notifier | BSETVOR | ONE PAIR OF WHELEN APPROVED BATTERIES FOR VORTEX SERIES. | Quantity |  | 1 | 679.3 | 26% | 502.682
3860 | Notifier | C2030LL | 10 DIGIT DTMF LANDLINE | Quantity |  | 1 | 506.8 | 26% | 375.032
3861 | Notifier | C2030NU | 10 DIGIT DTMF UHF NARROW-BAND (TWO-WAY CONTROL) | Quantity |  | 1 | 1807.9 | 26% | 1337.846
3862 | Notifier | C2030NV | 10 DIGIT DTMF VHF HIGH-BAND NARROW-BAND (TWO-WAY CONTROL) | Quantity |  | 1 | 1807.9 | 26% | 1337.846
3863 | Notifier | C2030WU | 10 DIGIT DTMF UHF WIDE-BAND | Quantity |  | 1 | 1807.9 | 26% | 1337.846
3864 | Notifier | C2030WV | 10 DIGIT DTMF VHF HIGH-WIDE BAND | Quantity |  | 1 | 1807.9 | 26% | 1337.846
3865 | Notifier | D2030LL | 10 DIGIT DTMF LANDLINE (ONE-WAY CONTROL) | Quantity |  | 1 | 402.3 | 26% | 297.702
3866 | Notifier | D2030NU | 10 DIGIT DTMF UHF NARROW-BAND (ONE-WAY CONTROL) | Quantity |  | 1 | 1651.1 | 26% | 1221.814
3867 | Notifier | D2030NV | 10 DIGIT DTMF VHF HIGH-BAND NARROW-BAND (ONE-WAY CONTROL) | Quantity |  | 1 | 1651.1 | 26% | 1221.814
3868 | Notifier | D2030WU | 10 DIGIT DTMF UHF WIDE BAND (ONE-WAY CONTROL) | Quantity |  | 1 | 1489.1 | 26% | 1101.934
3869 | Notifier | D2030WV | 10 DIGIT DTMF VHF HIGH-BAND WIDE BAND (ONE-WAY CONTROL) | Quantity |  | 1 | 1442.1 | 26% | 1067.154
3870 | Notifier | DPA3204P | WPS POWER AMPLIFIER | Quantity |  | 1 | 574.8 | 26% | 425.352
3871 | Notifier | DPA4001P | WPS POWER AMPLIFIER | Quantity |  | 1 | 475.5 | 26% | 351.87
3872 | Notifier | E747 | 18 FUNCTION BASE STATION CONTROL / ENCODER | Quantity |  | 1 | 731.5 | 26% | 541.31
3873 | Notifier | E969 | 35 FUNCTION BASE STATION CONTROL / ENCODER | Quantity |  | 1 | 1201.8 | 26% | 889.332
3874 | Notifier | EZPULL | REPLACEMENT SPEAKER DRIVER HANDLE/PLATE ASSEMBLY ONLY (LESS SPEAKER DRIVER) | Quantity |  | 1 | 250.8 | 26% | 185.592
3875 | Notifier | FAUXCS | AUXILIARY/STATUS CONTROL BOARD | Quantity |  | 1 | 475.5 | 26% | 351.87
3876 | Notifier | FAUXIN | AUX BOARD CONTACT CLOSURE | Quantity |  | 1 | 193.3 | 26% | 143.042
3877 | Notifier | FC2030LL | 10 DIGIT DTMF LANDLINE | Quantity |  | 1 | 506.8 | 26% | 375.032
3878 | Notifier | FC230NU | 10 DIGIT DTMF UHF NARROW-BAND | Quantity |  | 1 | 1807.9 | 26% | 1337.846
3879 | Notifier | FC230NV | 10 DIGIT DTMF VHF HIGH-NARROW BAND | Quantity |  | 1 | 1807.9 | 26% | 1337.846
3880 | Notifier | FC230WU | 10 DIGIT DTMF UHF | Quantity |  | 1 | 1807.9 | 26% | 1337.846
3881 | Notifier | FC230WV | 10 DIGIT DTMF VHF HIGH BAND | Quantity |  | 1 | 1807.9 | 26% | 1337.846
3882 | Notifier | FINTRU | INTRUSION ALARM | Quantity |  | 1 | 156.8 | 26% | 116.032
3883 | Notifier | FPGINT | PAGING INTERFACE | Quantity |  | 1 | 292.6 | 26% | 216.524
3884 | Notifier | FSBC280 | SOLAR POWER OPTION | Quantity |  | 1 | 3135 | 26% | 2319.9
3885 | Notifier | FSKCEO | OPTION TO CONVERT THE ACTIVATION CONTROLS TO FSK FORMAT | Quantity |  | 1 | 616.6 | 26% | 456.284
3886 | Notifier | FSKXMOD | CONVERTS THE WPS ACTIVATION CONTROLS TO FSK FORMAT | Quantity |  | 1 | 616.6 | 26% | 456.284
3887 | Notifier | FSTATUS | CABINET WINDOW LED STATUS | Quantity |  | 1 | 339.6 | 26% | 251.304
3888 | Notifier | FTT | TWO-TONE SEQUENTIAL OPTION | Quantity |  | 1 | 313.5 | 26% | 231.99
3889 | Notifier | HAUXCS | AUXILIARY/STATUS CONTROL BOARD | Quantity |  | 1 | 475.5 | 26% | 351.87
3890 | Notifier | HAUXIN | AUX BOARD CONTACT CLOSURE | Quantity |  | 1 | 193.3 | 26% | 143.042
3891 | Notifier | HC2030LL | 10 DIGIT DTMF LANDLINE | Quantity |  | 1 | 506.8 | 26% | 375.032
3892 | Notifier | HC230NU | 10 DIGIT DTMF UHF NARROW-BAND | Quantity |  | 1 | 1807.9 | 26% | 1337.846
3893 | Notifier | HC230NV | 10 DIGIT DTMF VHF HIGH-NARROW BAND | Quantity |  | 1 | 1807.9 | 26% | 1337.846
3894 | Notifier | HC230WU | 10 DIGIT DTMF UHF | Quantity |  | 1 | 1807.9 | 26% | 1337.846
3895 | Notifier | HC230WV | 10 DIGIT DTMF VHF HIGH BAND | Quantity |  | 1 | 1807.9 | 26% | 1337.846
3896 | Notifier | HD2030LL | 10 DIGIT DTMF LANDLINE | Quantity |  | 1 | 402.3 | 26% | 297.702
3897 | Notifier | HD230NU | 10 DIGIT DTMF UHF NARROW-BAND | Quantity |  | 1 | 1651.1 | 26% | 1221.814
3898 | Notifier | HD230NV | 10 DIGIT DTMF VHF HIGH-NARROW BAND | Quantity |  | 1 | 1651.1 | 26% | 1221.814
3899 | Notifier | HD230WU | 10 DIGIT DTMF UHF WIDE-BAND | Quantity |  | 1 | 1489.1 | 26% | 1101.934
3900 | Notifier | HD230WV | 10 DIGIT DTMF VHF HIGH-WIDE BAND | Quantity |  | 1 | 1442.1 | 26% | 1067.154
3901 | Notifier | HFSKXMOD | FSK FORMAT CONVERTER - HORNET | Quantity |  | 1 | 616.6 | 26% | 456.284
3902 | Notifier | HINTRU | INTRUSION ALARM - HORNET | Quantity |  | 1 | 156.8 | 26% | 116.032
3903 | Notifier | HORNET | HORNET 118DBC SPEAKER, UNI-DIRECTIONAL ROTATING SPEAKER | Quantity |  | 1 | 8751.9 | 26% | 6476.406
3904 | Notifier | HORTT | TWO-TONE SEQUENTIAL OPTION - HORNET | Quantity |  | 1 | 313.5 | 26% | 231.99
3905 | Notifier | HPGINT | PAGING INTERFACE | Quantity |  | 1 | 292.6 | 26% | 216.524
3906 | Notifier | HPTB | POLE TOP BRACKET | Quantity |  | 1 | 485.9 | 26% | 359.566
3907 | Notifier | HSBC280 | SOLAR POWER OPTION-HORNET | Quantity |  | 1 | 3135 | 26% | 2319.9
3908 | Notifier | HSTATUS | LED STATUS INDICATOR | Quantity |  | 1 | 339.6 | 26% | 251.304
3909 | Notifier | INTRU | INTRUSION ALARM FOR WHELEN OUTDOOR SPEAKER CABINETS | Quantity |  | 1 | 156.8 | 26% | 116.032
3910 | Notifier | INTRUWPS | INTRUSION ALARM | Quantity |  | 1 | 209 | 26% | 154.66
3911 | Notifier | IPS400 | IN-PLANT PERSONNEL WARNING SYSTEM, 400 WATT, VOICE CAPABLE | Quantity |  | 1 | 4075.5 | 26% | 3015.87
3912 | Notifier | IPS800 | IN-PLANT PERSONNEL WARNING SYSTEM, 800 WATT, VOICE CAPABLE | Quantity |  | 1 | 5078.7 | 26% | 3758.238
3913 | Notifier | IR3024HA | INDUSTRIAL ROTATING WARNING LIGHT, HALOGEN, 24VDC, AMBER | Quantity |  | 1 | 261.3 | 26% | 193.362
3914 | Notifier | IR3024HB | INDUSTRIAL ROTATING WARNING LIGHT, HALOGEN, 24VDC, BLUE | Quantity |  | 1 | 261.3 | 26% | 193.362
3915 | Notifier | IR3024HC | INDUSTRIAL ROTATING WARNING LIGHT, HALOGEN, 24VDC, CLEAR | Quantity |  | 1 | 261.3 | 26% | 193.362
3916 | Notifier | IR3024HG | INDUSTRIAL ROTATING WARNING LIGHT, HALOGEN, 24VDC, GREEN | Quantity |  | 1 | 261.3 | 26% | 193.362
3917 | Notifier | IR3024HR | INDUSTRIAL ROTATING WARNING LIGHT, HALOGEN, 24VDC, RED | Quantity |  | 1 | 261.3 | 26% | 193.362
3918 | Notifier | IR3024IA | INDUSTRIAL ROTATING WARNING LIGHT, INCANDESCENT, 24VDC, AMBER | Quantity |  | 1 | 261.3 | 26% | 193.362
3919 | Notifier | IR3024IB | INDUSTRIAL ROTATING WARNING LIGHT, INCANDESCENT, 24VDC, BLUE | Quantity |  | 1 | 261.3 | 26% | 193.362
3920 | Notifier | IR3024IC | INDUSTRIAL ROTATING WARNING LIGHT, INCANDESCENT, 24VDC, CLEAR | Quantity |  | 1 | 261.3 | 26% | 193.362
3921 | Notifier | IR3024IG | INDUSTRIAL ROTATING WARNING LIGHT, INCANDESCENT, 24VDC, GREEN | Quantity |  | 1 | 261.3 | 26% | 193.362
3922 | Notifier | IR3024IR | INDUSTRIAL ROTATING WARNING LIGHT, INCANDESCENT, 24VDC, RED | Quantity |  | 1 | 261.3 | 26% | 193.362
3923 | Notifier | IR3120HA | INDUSTRIAL ROTATING WARNING LIGHT, HALOGEN, 120VAC, AMBER | Quantity |  | 1 | 302 | 26% | 223.48
3924 | Notifier | IR3120HB | INDUSTRIAL ROTATING WARNING LIGHT, HALOGEN, 120VAC, BLUE | Quantity |  | 1 | 302 | 26% | 223.48
3925 | Notifier | IR3120HC | INDUSTRIAL ROTATING WARNING LIGHT, HALOGEN, 120VAC, CLEAR | Quantity |  | 1 | 167.2 | 26% | 123.728
3926 | Notifier | IR3120HG | INDUSTRIAL ROTATING WARNING LIGHT, HALOGEN, 120VAC, GREEN | Quantity |  | 1 | 167.2 | 26% | 123.728
3927 | Notifier | IR3120HR | INDUSTRIAL ROTATING WARNING LIGHT, HALOGEN, 120VAC, RED | Quantity |  | 1 | 167.2 | 26% | 123.728
3928 | Notifier | IR3120IA | INDUSTRIAL ROTATING WARNING LIGHT, INCANDESCENT, 120VAC, AMBER | Quantity |  | 1 | 287.4 | 26% | 212.676
3929 | Notifier | IR3120IB | INDUSTRIAL ROTATING WARNING LIGHT, INCANDESCENT, 120VAC, BLUE | Quantity |  | 1 | 156.8 | 26% | 116.032
3930 | Notifier | IR3120IC | INDUSTRIAL ROTATING WARNING LIGHT, INCANDESCENT, 120VAC, CLEAR | Quantity |  | 1 | 283.2 | 26% | 209.568
3931 | Notifier | IR3120IG | INDUSTRIAL ROTATING WARNING LIGHT, INCANDESCENT, 120VAC, GREEN | Quantity |  | 1 | 283.2 | 26% | 209.568
3932 | Notifier | IR3120IR | INDUSTRIAL ROTATING WARNING LIGHT, INCANDESCENT, 120VAC, RED | Quantity |  | 1 | 283.2 | 26% | 209.568
3933 | Notifier | ISB24A | 24 VDC STROBE, AMBER | Quantity |  | 1 | 454.6 | 26% | 336.404
3934 | Notifier | ISB24B | 24 VDC STROBE, BLUE | Quantity |  | 1 | 454.6 | 26% | 336.404
3935 | Notifier | ISB24C | 24 VDC STROBE, CLEAR | Quantity |  | 1 | 454.6 | 26% | 336.404
3936 | Notifier | ISB24G | 24 VDC STROBE, GREEN | Quantity |  | 1 | 454.6 | 26% | 336.404
3937 | Notifier | ISB24R | 24 VDC STROBE, RED | Quantity |  | 1 | 454.6 | 26% | 336.404
3938 | Notifier | L31HAF4 | 24VDC LED AMBER | Quantity |  | 1 | 581 | 26% | 429.94
3939 | Notifier | L31HBF4 | 24VDC LED BLUE | Quantity |  | 1 | 581 | 26% | 429.94
3940 | Notifier | L31HRF4 | 24VDC LED RED | Quantity |  | 1 | 581 | 26% | 429.94
3941 | Notifier | LEDCTRL | LED CONTROLLER | Quantity |  | 1 | 512.1 | 26% | 378.954
3942 | Notifier | MSGPROG | RECORDING OF MESSAGES (ONE TIME SET-UP CHARGE PER MESSAGE) | Quantity |  | 1 | 182.9 | 26% | 135.346
3943 | Notifier | MSGPROGL | RECORDING OF MESSAGES FROM WHELEN LIBRARY (CONTACT FACTORY FOR LIST OF AVAILABLE MESSAGES) | Quantity |  | 1 | 36.6 | 26% | 27.084
3944 | Notifier | NAUXCS | NOTIFIER / WHELEN INTERFACE BOARD | Quantity |  | 1 | 653.1 | 26% | 483.294
3945 | Notifier | OA1 | 108DBC OMNI-ALERT SIREN, TONE ONLY (NOT VOICE CAPABLE). INCLUDES AMPLIFIERS, CONTROLLER BOX WITH POWER SUPPLY AND BATTERY CHARGER; ORDER BATTERIES SEPARATELY (BSETO). | Quantity |  | 1 | 6113.3 | 26% | 4523.842
3946 | Notifier | OA2 | 114DBC OMNI-ALERT SIREN, TONE ONLY (NOT VOICE CAPABLE). INCLUDES AMPLIFIERS, CONTROLLER BOX WITH POWER SUPPLY AND BATTERY CHARGER; ORDER BATTERIES SEPARATELY (BSETO). | Quantity |  | 1 | 8124.9 | 26% | 6012.426
3947 | Notifier | OA3 | 115DBC OMNI-ALERT SIREN, TONE ONLY (NOT VOICE CAPABLE). INCLUDES AMPLIFIERS, CONTROLLER BOX WITH POWER SUPPLY AND BATTERY CHARGER; ORDER BATTERIES SEPARATELY (BSETO). | Quantity |  | 1 | 10110.4 | 26% | 7481.696
3948 | Notifier | OA4 | 118DBC OMNI-ALERT SIREN, TONE ONLY (NOT VOICE CAPABLE). INCLUDES AMPLIFIERS, CONTROLLER BOX WITH POWER SUPPLY AND BATTERY CHARGER; ORDER BATTERIES SEPARATELY (BSETO). | Quantity |  | 1 | 12148.1 | 26% | 8989.594
3949 | Notifier | OAUXCS | FULL FUNCTION AUXILIARY/STATUS CONTROL BOARD FOR CONTACT CLOSURE ACTIVATION | Quantity |  | 1 | 485.9 | 26% | 359.566
3950 | Notifier | OAUXIN | LIMITED FUNCTION AUXILIARY BOARD FOR CONTACT CLOSURE ACTIVATION | Quantity |  | 1 | 193.3 | 26% | 143.042
3951 | Notifier | OC2030LL | 10 DIGIT DTMF LANDLINE | Quantity |  | 1 | 506.8 | 26% | 375.032
3952 | Notifier | OC230NU | 10 DIGIT DTMF UHF NARROW-BAND | Quantity |  | 1 | 1807.9 | 26% | 1337.846
3953 | Notifier | OC230NV | 10 DIGIT DTMF VHF HIGH-NARROW BAND | Quantity |  | 1 | 1807.9 | 26% | 1337.846
3954 | Notifier | OC230WU | 10 DIGIT DTMF UHF | Quantity |  | 1 | 1807.9 | 26% | 1337.846
3955 | Notifier | OC230WV | 10 DIGIT DTMF VHF HIGH BAND | Quantity |  | 1 | 1807.9 | 26% | 1337.846
3956 | Notifier | OD2030LL | 10 DIGIT DTMF LANDLINE | Quantity |  | 1 | 402.3 | 26% | 297.702
3957 | Notifier | OD230NU | 10 DIGIT DTMF UHF NARROW-BAND | Quantity |  | 1 | 1651.1 | 26% | 1221.814
3958 | Notifier | OD230NV | 10 DIGIT DTMF VHF HIGH-NARROW BAND | Quantity |  | 1 | 1651.1 | 26% | 1221.814
3959 | Notifier | OD230WU | 10 DIGIT DTMF UHF WIDE-BAND | Quantity |  | 1 | 1489.1 | 26% | 1101.934
3960 | Notifier | OD230WV | 10 DIGIT DTMF VHF HIGH-WIDE BAND | Quantity |  | 1 | 1442.1 | 26% | 1067.154
3961 | Notifier | OFSKXMOD | CONVERTS THE OMNIALERT ACTIVATION CONTROLS TO FSK FORMAT | Quantity |  | 1 | 616.6 | 26% | 456.284
3962 | Notifier | OINTRU | INTRUSION ALARM | Quantity |  | 1 | 156.8 | 26% | 116.032
3963 | Notifier | OPGINT | PAGING INTERFACE TO INTERFACE WHELEN TONES WITH EXISTING IN-PLANT SYSTEMS | Quantity |  | 1 | 292.6 | 26% | 216.524
3964 | Notifier | OSBC280 | 80 WATT SOLAR POWER OPTION | Quantity |  | 1 | 3135 | 26% | 2319.9
3965 | Notifier | OSTATUS | CABINET WINDOW LED STATUS INDICATOR | Quantity |  | 1 | 339.6 | 26% | 251.304
3966 | Notifier | OTT | TWO-TONE SEQUENTIAL OPTION (ORDER ONE-WAY CONTROL OPTION (ABOVE) OD2020LL, OD2020H, OD2020U) | Quantity |  | 1 | 313.5 | 26% | 231.99
3967 | Notifier | PATO | 400 WATT POWER AMP-TONE | Quantity |  | 1 | 313.5 | 26% | 231.99
3968 | Notifier | PGINT | PAGING INTERFACE TO INTERFACE WHELEN TONES WITH EXISTING IN-PLANT SYSTEMS | Quantity |  | 1 | 292.6 | 26% | 216.524
3969 | Notifier | PT2010H | PORTABLE TEST SET - VHF HIGH BAND | Quantity |  | 1 | 6270 | 26% | 4639.8
3970 | Notifier | PT2010L | PORTABLE TEST SET - VHF LOW BAND | Quantity |  | 1 | 6270 | 26% | 4639.8
3971 | Notifier | PT2010U | PORTABLE TEST SET - UHF | Quantity |  | 1 | 6270 | 26% | 4639.8
3972 | Notifier | RTM | ROOF TOP MOUNT - WPS AND OA SERIES | Quantity |  | 1 | 5434 | 26% | 4021.16
3973 | Notifier | SBC280 | SOLAR POWER SYSTEM, TWO 80 WATT PANELS, MOUNTING BRACKET AND REGULATOR. PRICE REFLECTS DELETION OF AC BATTERY CHARGER. OPTION MUST BE PURCHASED AT TIME OF INITIAL ORDER. | Quantity |  | 1 | 3135 | 26% | 2319.9
3974 | Notifier | SCWPS | STROBE / LED CONTROLLER, MOUNTING PLATE FOR ISB24 / L31, HARDWARE AND HARNESSING. ISB24 OR L31 SOLD SEPARATELY | Quantity |  | 1 | 627 | 26% | 463.98
3975 | Notifier | SDPTS | SDPT1 SOFTWARE ONLY IN CD FORMAT | Quantity |  | 1 | 261.3 | 26% | 193.362
3976 | Notifier | SPKDRV | 400 WATT SPEAKER DRIVER | Quantity |  | 1 | 731.5 | 26% | 541.31
3977 | Notifier | STATUS | CABINET WINDOW LED STATUS INDICATOR | Quantity |  | 1 | 339.6 | 26% | 251.304
3978 | Notifier | STCTRL | STROBE CONTROLLER | Quantity |  | 1 | 512.1 | 26% | 378.954
3979 | Notifier | V2000H | ALERT MONITOR WITH RADIO RECEIVER VHF HIGH BAND | Quantity |  | 1 | 1504.8 | 26% | 1113.552
3980 | Notifier | V2000NH | ALERT MONITOR VHF HIGH-NARROW BAND | Quantity |  | 1 | 1504.8 | 26% | 1113.552
3981 | Notifier | V2000NU | ALERT MONITOR UHF NARROW-BAND | Quantity |  | 1 | 1504.8 | 26% | 1113.552
3982 | Notifier | V2000U | ALERT MONITOR WITH RADIO RECEIVER UHF | Quantity |  | 1 | 1504.8 | 26% | 1113.552
3983 | Notifier | VA2BATT | INTERNAL BATTERY AND CHARGER FOR VA2000 SERIES | Quantity |  | 1 | 141.1 | 26% | 104.414
3984 | Notifier | VA2MTG | MOUNTING BRACKET FOR UNDER CABINET OR VEHICLE MOUNTING - VA2000 SERIES | Quantity |  | 1 | 10.5 | 26% | 7.77
3985 | Notifier | VA2PROGA | FACTORY PROGRAMMING OF 1 TO 15 VA2000 DISPLAY MESSAGES | Quantity |  | 1 | 135.9 | 26% | 100.566
3986 | Notifier | VA2PROGB | FACTORY PROGRAMMING OF 16 TO 45 VA2000 DISPLAY MESSAGES | Quantity |  | 1 | 214.2 | 26% | 158.508
3987 | Notifier | VALERTA | VISUALERT™, 6 LED LIGHTS FOR THE BASE OF WPS SERIES PRODUCTS, AMBER. | Quantity |  | 1 | 1672 | 26% | 1237.28
3988 | Notifier | VALERTB | VISUALERT™, 6 LED LIGHTS FOR THE BASE OF WPS SERIES PRODUCTS, BLUE. | Quantity |  | 1 | 1672 | 26% | 1237.28
3989 | Notifier | VALERTC | VISUALERT™, 6 LED LIGHTS FOR THE BASE OF WPS SERIES PRODUCTS, CLEAR. | Quantity |  | 1 | 1672 | 26% | 1237.28
3990 | Notifier | VALERTG | VISUALERT™, 6 LED LIGHTS FOR THE BASE OF WPS SERIES PRODUCTS, GREEN. | Quantity |  | 1 | 1672 | 26% | 1237.28
3991 | Notifier | VALERTR | VISUALERT™, 6 LED LIGHTS FOR THE BASE OF WPS SERIES PRODUCTS, RED. | Quantity |  | 1 | 1672 | 26% | 1237.28
3992 | Notifier | VAUXCS | FULL FUNCTION AUXILIARY/STATUS CONTROL BOARD FOR CONTACT CLOSURE ACTIVATION | Quantity |  | 1 | 475.5 | 26% | 351.87
3993 | Notifier | VAUXIN | LIMITED FUNCTION AUXILIARY BOARD FOR CONTACT CLOSURE ACTIVATION | Quantity |  | 1 | 193.3 | 26% | 143.042
3994 | Notifier | VC2030LL | 10 DIGIT DTMF LANDLINE | Quantity |  | 1 | 506.8 | 26% | 375.032
3995 | Notifier | VC230NU | 10 DIGIT DTMF UHF NARROW-BAND | Quantity |  | 1 | 1807.9 | 26% | 1337.846
3996 | Notifier | VC230NV | 10 DIGIT DTMF VHF HIGH-NARROW BAND | Quantity |  | 1 | 1807.9 | 26% | 1337.846
3997 | Notifier | VC230WU | 10 DIGIT DTMF UHF | Quantity |  | 1 | 1807.9 | 26% | 1337.846
3998 | Notifier | VC230WV | 10 DIGIT DTMF VHF HIGH BAND | Quantity |  | 1 | 1807.9 | 26% | 1337.846
3999 | Notifier | VD2030LL | 10 DIGIT DTMF LANDLINE | Quantity |  | 1 | 402.3 | 26% | 297.702
4000 | Notifier | VD230NU | 10 DIGIT DTMF UHF NARROW-BAND | Quantity |  | 1 | 1651.1 | 26% | 1221.814
4001 | Notifier | VD230NV | 10 DIGIT DTMF VHF HIGH-NARROW BAND | Quantity |  | 1 | 1651.1 | 26% | 1221.814
4002 | Notifier | VD230WU | 10 DIGIT DTMF UHF WIDE-BAND | Quantity |  | 1 | 1489.1 | 26% | 1101.934
4003 | Notifier | VD230WV | 10 DIGIT DTMF VHF HIGH-WIDE BAND | Quantity |  | 1 | 1442.1 | 26% | 1067.154
4004 | Notifier | VFSKXMOD | OPTION TO CONVERT THE VORTEX ACTIVATION CONTROLS TO FSK FORMAT | Quantity |  | 1 | 616.6 | 26% | 456.284
4005 | Notifier | VINTRU | VORTEX INTRUSION ALARM | Quantity |  | 1 | 156.8 | 26% | 116.032
4006 | Notifier | VORTEXR3 | TONE-ONLY ROTATING DIRECTIONAL SPEAKER, 3 CELLS, 127DBC, INCLUDES AMPLIFIERS, CONTROLLER BOX WITH POWER SUPPLY AND BATTERY CHARGER; ORDER BATTERIES SEPARATELY (WPS BATT). | Quantity |  | 1 | 13402.1 | 26% | 9917.554
4007 | Notifier | VORTEXR4 | TONE-ONLY ROTATING DIRECTIONAL SPEAKER, 4 CELLS, 129DBC, INCLUDES AMPLIFIERS, CONTROLLER BOX WITH POWER SUPPLY AND BATTERY CHARGER; ORDER BATTERIES SEPARATELY (WPS BATT). | Quantity |  | 1 | 14394.9 | 26% | 10652.226
4008 | Notifier | VORTT | TWO-TONE SEQUENTIAL OPTION, (ORDER ONE-WAY CONTROL OPTION, ABOVE, VD2020LL, VD2020H, VD2020U) | Quantity |  | 1 | 313.5 | 26% | 231.99
4009 | Notifier | VPGINT | PAGING INTERFACE TO INTERFACE WHELEN TONES WITH EXISTING IN-PLANT SYSTEMS | Quantity |  | 1 | 292.6 | 26% | 216.524
4010 | Notifier | VPTB | SPEAKER POLE TOP BRACKET | Quantity |  | 1 | 485.9 | 26% | 359.566
4011 | Notifier | VSBC280 | 80 WATT SOLAR POWER OPTION** | Quantity |  | 1 | 3135 | 26% | 2319.9
4012 | Notifier | VSTATUS | CABINET WINDOW LED STATUS INDICATOR | Quantity |  | 1 | 339.6 | 26% | 251.304
4013 | Notifier | WPS2901A | VOICE CAPABLE OMNI-DIRECTIONAL SPEAKER, 1 CELL, 109DBC, INCLUDES AMPLIFIERS, CONTROLLER BOX WITH POWER SUPPLY AND BATTERY CHARGER; ORDER BATTERIES SEPARATELY (WPSBATT). | Quantity |  | 1 | 8020.4 | 26% | 5935.096
4014 | Notifier | WPS2902A | VOICE CAPABLE OMNI-DIRECTIONAL SPEAKER, 2 CELLS, 115DBC, INCLUDES AMPLIFIERS, CONTROLLER BOX WITH POWER SUPPLY AND BATTERY CHARGER; ORDER BATTERIES SEPARATELY (WPSBATT). | Quantity |  | 1 | 10241 | 26% | 7578.34
4015 | Notifier | WPS2903A | VOICE CAPABLE OMNI-DIRECTIONAL SPEAKER, 3 CELLS, 119DBC, INCLUDES AMPLIFIERS, CONTROLLER BOX WITH POWER SUPPLY AND BATTERY CHARGER; ORDER BATTERIES SEPARATELY (WPSBATT). | Quantity |  | 1 | 12435.5 | 26% | 9202.27
4016 | Notifier | WPS2904A | VOICE CAPABLE OMNI-DIRECTIONAL SPEAKER, 4 CELLS, 121DBC, INCLUDES AMPLIFIERS, CONTROLLER BOX WITH POWER SUPPLY AND BATTERY CHARGER; ORDER BATTERIES SEPARATELY (WPSBATT). | Quantity |  | 1 | 14630 | 26% | 10826.2
4017 | Notifier | WPS2905A | VOICE CAPABLE OMNI-DIRECTIONAL SPEAKER, 5 CELLS, 123DBC, INCLUDES AMPLIFIERS, CONTROLLER BOX WITH POWER SUPPLY AND BATTERY CHARGER; ORDER BATTERIES SEPARATELY (WPSBATT). | Quantity |  | 1 | 16876.8 | 26% | 12488.832
4018 | Notifier | WPS2906A | VOICE CAPABLE OMNI-DIRECTIONAL SPEAKER, 6 CELLS, 125DBC, INCLUDES AMPLIFIERS, CONTROLLER BOX WITH POWER SUPPLY AND BATTERY CHARGER; ORDER BATTERIES SEPARATELY (WPSBATT). | Quantity |  | 1 | 20717.1 | 26% | 15330.654
4019 | Notifier | WPS2907A | VOICE CAPABLE OMNI-DIRECTIONAL SPEAKER, 7 CELLS, 126DBC, INCLUDES AMPLIFIERS, CONTROLLER BOX WITH POWER SUPPLY AND BATTERY CHARGER; ORDER BATTERIES SEPARATELY (WPSBATT). | Quantity |  | 1 | 22937.8 | 26% | 16973.972
4020 | Notifier | WPS2908A | VOICE CAPABLE OMNI-DIRECTIONAL SPEAKER, 8 CELLS, 127DBC, INCLUDES AMPLIFIERS, CONTROLLER BOX WITH POWER SUPPLY AND BATTERY CHARGER; ORDER BATTERIES SEPARATELY (WPSBATT). | Quantity |  | 1 | 25628.6 | 26% | 18965.164
4021 | Notifier | WPS2909A | VOICE CAPABLE OMNI-DIRECTIONAL SPEAKER, 9 CELLS, 128DBC, INCLUDES AMPLIFIERS, CONTROLLER BOX WITH POWER SUPPLY AND BATTERY CHARGER; ORDER BATTERIES SEPARATELY (WPSBATT). | Quantity |  | 1 | 27823.1 | 26% | 20589.094
4022 | Notifier | WPS2910A | VOICE CAPABLE OMNI-DIRECTIONAL SPEAKER, 10 CELLS, 129DBC, INCLUDES AMPLIFIERS, CONTROLLER BOX WITH POWER SUPPLY AND BATTERY CHARGER; ORDER BATTERIES SEPARATELY (WPSBATT). | Quantity |  | 1 | 30043.8 | 26% | 22232.412
4023 | Notifier | WPS4003 | VOICE CAPABLE ROTATING DIRECTIONAL SPEAKER, 3 CELLS, 127DBC, INCLUDES AMPLIFIERS, CONTROLLER BOX WITH POWER SUPPLY AND BATTERY CHARGER; ORDER BATTERIES SEPARATELY (WPSBATT). | Quantity |  | 1 | 17947.9 | 26% | 13281.446
4024 | Notifier | WPS4004 | VOICE CAPABLE ROTATING DIRECTIONAL SPEAKER, 4 CELLS, 129DBC, INCLUDES AMPLIFIERS, CONTROLLER BOX WITH POWER SUPPLY AND BATTERY CHARGER; ORDER BATTERIES SEPARATELY (WPSBATT). | Quantity |  | 1 | 19201.9 | 26% | 14209.406
4025 | Notifier | WPSBATT | ONE PAIR OF WHELEN APPROVED BATTERIES | Quantity |  | 1 | 799.4 | 26% | 591.556
4026 | Notifier | WPSMIC | NOISE CANCELLING MICROPHONE FOR ENCODERS | Quantity |  | 1 | 88.8 | 26% | 65.712
4027 | Notifier | WPSNCMIC | SERIES NOISE CANCELLING MICROPHONE INCLUDES LOCAL MICROPHONE INPUT HARNESS | Quantity |  | 1 | 88.8 | 26% | 65.712
4028 | Notifier | WPSTT | TWO-TONE SEQUENTIAL OPTION (YOU MUST ORDER ONE-WAY CONTROL OPTION FROM ABOVE D2020LL, D2020H, D2020U) | Quantity |  | 1 | 313.5 | 26% | 231.99
4029 | Notifier | WS100 | WIDE ANGLE, 100 WATT SPEAKER | Quantity |  | 1 | 485.9 | 26% | 359.566
4030 | Notifier | WS100TCH | WIDE ANGLE, 100 WATT SPEAKER, WITH WEATHERPROOF HOUSING | Quantity |  | 1 | 794.2 | 26% | 587.708
4031 | Notifier | WS15T | WIDE ANGLE, 15 WATT SPEAKER | Quantity |  | 1 | 271.7 | 26% | 201.058
4032 | Notifier | WS15TEN | RECESSED MOUNT, 15 WATT SPEAKER WITH GRILL | Quantity |  | 1 | 564.3 | 26% | 417.582
4033 | Notifier | WS15TR | RECESSED MOUNT, 15 WATT SPEAKER | Quantity |  | 1 | 256 | 26% | 189.44
4034 | Notifier | WS30T | WIDE ANGLE, 30 WATT SPEAKER | Quantity |  | 1 | 308.3 | 26% | 228.142
4035 | Notifier | WS60T | WIDE ANGLE, 60 WATT SPEAKER | Quantity |  | 1 | 731.5 | 26% | 541.31
4036 | Notifier | WSXPL6T | EXPLOSION-PROOF, WIDE ANGLE 60 WATT SPEAKER | Quantity |  | 1 | 1201.8 | 26% | 889.332
4037 | Notifier | 72377B-801 | TCPA-10 WALL MOUNT BRACKET | Quantity |  | 1 | 227.5 | 26% | 168.35
4038 | Notifier | 72378B-801 | TPCA-10 DUAL UNIT MOUNTING ADAPTER | Quantity |  | 1 | 45.5 | 26% | 33.67
4039 | Notifier | 74014A-SK15 | MA-MICRO OR MA-1 EMITTER HEAD CEILING MOUNT | Quantity |  | 1 | 587.9 | 26% | 435.046
4040 | Notifier | 90080A-801-02-L | UL 1480A, CID2, TAN, (5 OF 5 ACTIVE PANELS) MA-2 SERIES 3200 WATT SPEAKER HEAD. | Quantity |  | 1 | 35890.4 | 26% | 26558.896
4041 | Notifier | 90080A-801-04-L | UL 1480A, CID2, GRAY, (5 OF 5 ACTIVE PANELS) MA-2 SERIES 3200 WATT SPEAKER HEAD. | Quantity |  | 1 | 35890.4 | 26% | 26558.896
4042 | Notifier | 90080A-802-02-L | UL 1480A, CID2, TAN, (3 OF 5 ACTIVE PANELS) MA-2 SERIES 1920 WATT SPEAKER HEAD. | Quantity |  | 1 | 21312.2 | 26% | 15771.028
4043 | Notifier | 90080A-802-04-L | UL 1480A, CID2, GRAY, (3 OF 5 ACTIVE PANELS) MA-2 SERIES 1920 WATT SPEAKER HEAD. | Quantity |  | 1 | 21312.2 | 26% | 15771.028
4044 | Notifier | 90080A-803-02-L | UL 1480A, CID2, TAN, (2 OF 5 ACTIVE PANELS) MA-2 SERIES 1280 WATT SPEAKER HEAD. | Quantity |  | 1 | 16944.2 | 26% | 12538.708
4045 | Notifier | 90080A-803-04-L | UL 1480A, CID2, GRAY, (2 OF 5 ACTIVE PANELS) MA-2 SERIES 1280 WATT SPEAKER HEAD. | Quantity |  | 1 | 16944.2 | 26% | 12538.708
4046 | Notifier | 90080A-804-02-L | UL 1480A, CID2, TAN, (1 OF 5 ACTIVE PANELS) MA-2 SERIES 640 WATT SPEAKER HEAD. | Quantity |  | 1 | 12103 | 26% | 8956.22
4047 | Notifier | 90080A-804-04-L | UL 1480A, CID2, GRAY, (1 OF 5 ACTIVE PANELS) MA-2 SERIES 640 WATT SPEAKER HEAD. | Quantity |  | 1 | 12103 | 26% | 8956.22
4048 | Notifier | 90105A-801-02-L | UL 1480A, CID2, TAN (5 OF 5 ACTIVE PANELS), MA-1 SERIES 1600 WATT SPEAKER HEAD. | Quantity |  | 1 | 20511.4 | 26% | 15178.436
4049 | Notifier | 90105A-801-04-L | UL 1480A, CID2, GRAY (5 OF 5 ACTIVE PANELS), MA-1 SERIES 1600 WATT SPEAKER HEAD. | Quantity |  | 1 | 20511.4 | 26% | 15178.436
4050 | Notifier | 90105A-802-02-L | UL 1480A, CID2, TAN (3 OF 5 ACTIVE PANELS), MA-1 SERIES 960 WATT SPEAKER HEAD. | Quantity |  | 1 | 12521.6 | 26% | 9265.984
4051 | Notifier | 90105A-802-04-L | UL 1480A, CID2, GRAY (3 OF 5 ACTIVE PANELS), MA-1 SERIES 960 WATT SPEAKER HEAD. | Quantity |  | 1 | 12521.6 | 26% | 9265.984
4052 | Notifier | 90105A-803-02-L | UL 1480A, CID2, TAN (2 OF 5 ACTIVE PANELS), MA-1 SERIES 640 WATT SPEAKER HEAD. | Quantity |  | 1 | 10437.7 | 26% | 7723.898
4053 | Notifier | 90105A-803-04-L | UL 1480A, CID2, GRAY (2 OF 5 ACTIVE PANELS), MA-1 SERIES 640 WATT SPEAKER HEAD. | Quantity |  | 1 | 10437.7 | 26% | 7723.898
4054 | Notifier | 90105A-804-02-L | UL 1480A, CID2, TAN (1 OF 5 ACTIVE PANELS), MA-1 SERIES 320 WATT SPEAKER HEAD. | Quantity |  | 1 | 8135.4 | 26% | 6020.196
4055 | Notifier | 90105A-804-04-L | UL 1480A, CID2, GRAY (1 OF 5 ACTIVE PANELS), MA-1 SERIES 320 WATT SPEAKER HEAD. | Quantity |  | 1 | 8135.4 | 26% | 6020.196
4056 | Notifier | 90136A-801 | TCPA DIRECTIONAL; MEDIUM POWER 200 WATT INDOOR/OUTDOOR DIRECTIONAL (70X80 DEGREE) LOUDSPEAKER. ORDER 70V CONSTANT-VOLTAGE TRANSFORMER SEPARATELY. | Quantity |  | 1 | 4914 | 26% | 3636.36
4057 | Notifier | 90136A-HDW-801 | TCPA DIRECTIONAL SINGLE MOUNT BRACKET | Quantity |  | 1 | 236.6 | 26% | 175.084
4058 | Notifier | 90136A-HDW-802 | TCPA DIRECTIONAL WALL MOUNT | Quantity |  | 1 | 582.4 | 26% | 430.976
4059 | Notifier | 90136A-HDW-803 | TCPA-4 HORN MOUNTING BRACKET | Quantity |  | 1 | 2639 | 26% | 1952.86
4060 | Notifier | 90136A-TCPA-4 | QTY 4 TCPA DIRECTIONAL SPEAKER 4-HORN ARRAY WITH 4-UP MOUNTING BRACKET, 4 X SINGLE HORN MOUNTING ADAPTERS, 4 X ADJUSTABLE INTERFACE BRACKET. ORDER 70V CONSTANT-VOLTAGE TRANSFORMER SEPARATELY. | Quantity |  | 1 | 22295 | 26% | 16498.3
4061 | Notifier | 90145A-801-02-L | TAN UL 1480A, CID2 CERTIFIED MA-MICRO SERIES MEDIUM POWER 650 WATT OMNI-DIRECTIONAL LOUDSPEAKER ASSEMBLY. EYE-BOLT OR 2" MAST MOUNT. ORDER 70V CONSTANT-VOLTAGE TRANSFORMER SEPARATELY. | Quantity |  | 1 | 4604.6 | 26% | 3407.404
4062 | Notifier | 90145A-801-04-L | GRAY UL 1480A, CID2 CERTIFIED MA-MICRO SERIES MEDIUM POWER 650 WATT OMNI-DIRECTIONAL LOUDSPEAKER ASSEMBLY. EYE-BOLT OR 2" MAST MOUNT. ORDER 70V CONSTANT-VOLTAGE TRANSFORMER SEPARATELY. | Quantity |  | 1 | 4604.6 | 26% | 3407.404
4063 | Notifier | 90171A-801 | MA-1 STANDALONE AMPLIFIER (CROWN 6002 XTI) | Quantity |  | 1 | 4829.5 | 26% | 3573.83
4064 | Notifier | 90171A-802 | MA-2 STANDALONE AMPLIFIER (CROWN 6002 XTI) | Quantity |  | 1 | 4829.5 | 26% | 3573.83
4065 | Notifier | 90172A-801 | TCPA STANDALONE AMPLIFIER (CROWN 4002 XTI) | Quantity |  | 1 | 2613 | 26% | 1933.62
4066 | Notifier | 90172A-805 | MA-MICRO STANDALONE AMPLIFIER (CROWN 4002 XTI) | Quantity |  | 1 | 2613 | 26% | 1933.62
4067 | Notifier | 90172A-806 | UL OMNI STANDALONE AMPLIFIER (CROWN 4002 XTI) | Quantity |  | 1 | 2613 | 26% | 1933.62
4068 | Notifier | 90179A-801 | 70V CONSTANT-VOLTAGE TRANSFORMER | Quantity |  | 1 | 1055.6 | 26% | 781.144
4069 | Notifier | 90185A-801-04-A | MEDIUM POWER UL RATED OMNI-DIRECTIONAL LOUDSPEAKER ASSEMBLY WITH SELECTABLE POWER TAPS FOR 50W/100W/200W. 70V DRIVE. GRAY WITH RED ALERT LABEL. | Quantity |  | 1 | 4113.2 | 26% | 3043.768
4070 | Notifier | 90185A-801-04-F | MEDIUM POWER UL RATED OMNI-DIRECTIONAL LOUDSPEAKER ASSEMBLY WITH SELECTABLE POWER TAPS FOR 50W/100W/200W. 70V DRIVE. GRAY WITH RED FIRE LABEL. | Quantity |  | 1 | 4113.2 | 26% | 3043.768
4071 | Notifier | 90185A-801-04-N | MEDIUM POWER UL RATED OMNI-DIRECTIONAL LOUDSPEAKER ASSEMBLY WITH SELECTABLE POWER TAPS FOR 50W/100W/200W. 70V DRIVE. GRAY WITH NO LABEL. | Quantity |  | 1 | 4113.2 | 26% | 3043.768
4072 | Notifier | 90185A-801-05-A | MEDIUM POWER UL RATED OMNI-DIRECTIONAL LOUDSPEAKER ASSEMBLY WITH SELECTABLE POWER TAPS FOR 50W/100W/200W. 70V DRIVE. RED WITH WHITE ALERT LABEL. | Quantity |  | 1 | 4113.2 | 26% | 3043.768
4073 | Notifier | 90185A-801-05-F | MEDIUM POWER UL RATED OMNI-DIRECTIONAL LOUDSPEAKER ASSEMBLY WITH SELECTABLE POWER TAPS FOR 50W/100W/200W. 70V DRIVE. RED WITH WHITE FIRE LABEL. | Quantity |  | 1 | 4113.2 | 26% | 3043.768
4074 | Notifier | 90185A-801-05-N | MEDIUM POWER UL RATED OMNI-DIRECTIONAL LOUDSPEAKER ASSEMBLY WITH SELECTABLE POWER TAPS FOR 50W/100W/200W. 70V DRIVE. RED WITH NO LABEL. | Quantity |  | 1 | 4113.2 | 26% | 3043.768
4075 | Notifier | 90185A-801-06-A | MEDIUM POWER UL RATED OMNI-DIRECTIONAL LOUDSPEAKER ASSEMBLY WITH SELECTABLE POWER TAPS FOR 50W/100W/200W. 70V DRIVE. WHITE WITH RED ALERT LABEL. | Quantity |  | 1 | 4113.2 | 26% | 3043.768
4076 | Notifier | 90185A-801-06-F | MEDIUM POWER UL RATED OMNI-DIRECTIONAL LOUDSPEAKER ASSEMBLY WITH SELECTABLE POWER TAPS FOR 50W/100W/200W. 70V DRIVE. WHITE WITH RED FIRE LABEL. | Quantity |  | 1 | 4113.2 | 26% | 3043.768
4077 | Notifier | 90185A-801-06-N | MEDIUM POWER UL RATED OMNI-DIRECTIONAL LOUDSPEAKER ASSEMBLY WITH SELECTABLE POWER TAPS FOR 50W/100W/200W. 70V DRIVE. WHITE WITH NO LABEL. | Quantity |  | 1 | 4113.2 | 26% | 3043.768
4078 | Notifier | 90209A-801 | MA SERIES WALL MOUNT KIT | Quantity |  | 1 | 755.3 | 26% | 558.922
4079 | Notifier | 90209A-802 | POLE-MOUNT KIT. BOLTS TO STEEL OR WOODEN POLE. ADDITIONAL SUPPORT AND GUY WIRES MAY BE NECESSARY | Quantity |  | 1 | 1306.8 | 26% | 967.032
4080 | Notifier | 90209A-803 | MA-1 AND MA-2 EMITTER HEAD WALL-MOUNT BRACKET & INSTALLATION KIT TO BE USED WITH 1,2,3 SIDED OPTION ONLY | Quantity |  | 1 | 873.6 | 26% | 646.464
4081 | Notifier | 90209A-804 | MA SERIES TRIPOD MOUNTING SYSTEM. 10' TRIPOD WITH 14' MAST. ADDITIONAL SUPPORT AND GUY WIRES MAY BE NECESSARY | Quantity |  | 1 | 1547 | 26% | 1144.78
4082 | Notifier | 90215A-801-01-L | UL 1480 LISTED AND CID2 CERTIFIED TCPA-10 DISTRIBUTED AUDIO SPEAKER. FIVE FIELD-SELECTABLE POWER TAPS THAT RUN OFF OF 25V, 70V, AND 100VRMS AUDIO SYSTEMS. TAPS CAN EASILY BE CHANGED BY TURNING A KNOB. INTEGRATED DC BLOCKING CAPACITOR ALLOWS THE FIRE ALARM CONTROL PANEL TO CONDUCT CIRCUIT SUPERVISION. BLACK | Quantity |  | 1 | 2040.3 | 26% | 1509.822
4083 | Notifier | 90215A-801-04-L | UL 1480 LISTED AND CID2 CERTIFIED TCPA-10 DISTRIBUTED AUDIO SPEAKER. FIVE FIELD-SELECTABLE POWER TAPS THAT RUN OFF OF 25V, 70V, AND 100VRMS AUDIO SYSTEMS. TAPS CAN EASILY BE CHANGED BY TURNING A KNOB. INTEGRATED DC BLOCKING CAPACITOR ALLOWS THE FIRE ALARM CONTROL PANEL TO CONDUCT CIRCUIT SUPERVISION. GRAY | Quantity |  | 1 | 2040.3 | 26% | 1509.822
4084 | Notifier | 90215A-801-05-L | UL 1480 LISTED AND CID2 CERTIFIED TCPA-10 DISTRIBUTED AUDIO SPEAKER. FIVE FIELD-SELECTABLE POWER TAPS THAT RUN OFF OF 25V, 70V, AND 100VRMS AUDIO SYSTEMS. TAPS CAN EASILY BE CHANGED BY TURNING A KNOB. INTEGRATED DC BLOCKING CAPACITOR ALLOWS THE FIRE ALARM CONTROL PANEL TO CONDUCT CIRCUIT SUPERVISION. RED | Quantity |  | 1 | 2040.3 | 26% | 1509.822
4085 | Notifier | 90215A-801-06-L | UL 1480 LISTED AND CID2 CERTIFIED TCPA-10 DISTRIBUTED AUDIO SPEAKER. FIVE FIELD-SELECTABLE POWER TAPS THAT RUN OFF OF 25V, 70V, AND 100VRMS AUDIO SYSTEMS. TAPS CAN EASILY BE CHANGED BY TURNING A KNOB. INTEGRATED DC BLOCKING CAPACITOR ALLOWS THE FIRE ALARM CONTROL PANEL TO CONDUCT CIRCUIT SUPERVISION. WHITE | Quantity |  | 1 | 2040.3 | 26% | 1509.822
4086 | Notifier | 90219A-801-01-L | UL 1480 LISTED AND CID2 CERTIFIED TCPA-10 8 OHM SPEAKER. COMPATIBLE WITH PUBLIC ADDRESS SYSTEMS. BLACK | Quantity |  | 1 | 1883.7 | 26% | 1393.938
4087 | Notifier | 90219A-801-04-L | UL 1480 LISTED AND CID2 CERTIFIED TCPA-10 8 OHM SPEAKER. COMPATIBLE WITH PUBLIC ADDRESS SYSTEMS. GRAY | Quantity |  | 1 | 1883.7 | 26% | 1393.938
4088 | Notifier | 90219A-801-05-L | UL 1480 LISTED AND CID2 CERTIFIED TCPA-10 8 OHM SPEAKER. COMPATIBLE WITH PUBLIC ADDRESS SYSTEMS. RED | Quantity |  | 1 | 1883.7 | 26% | 1393.938
4089 | Notifier | 90219A-801-06-L | UL 1480 LISTED AND CID2 CERTIFIED TCPA-10 8 OHM SPEAKER. COMPATIBLE WITH PUBLIC ADDRESS SYSTEMS. WHITE | Quantity |  | 1 | 1883.7 | 26% | 1393.938
4090 | Notifier | 90219A-802-01-L | UL 1480 LISTED AND CID2 CERTIFIED TCPA-10 4 OHM SPEAKER. COMPATIBLE WITH PUBLIC ADDRESS SYSTEMS. BLACK | Quantity |  | 1 | 2355.1 | 26% | 1742.774
4091 | Notifier | 90219A-802-04-L | UL 1480 LISTED AND CID2 CERTIFIED TCPA-10 4 OHM SPEAKER. COMPATIBLE WITH PUBLIC ADDRESS SYSTEMS. GRAY | Quantity |  | 1 | 2355.1 | 26% | 1742.774
4092 | Notifier | 90219A-802-05-L | UL 1480 LISTED AND CID2 CERTIFIED TCPA-10 4 OHM SPEAKER. COMPATIBLE WITH PUBLIC ADDRESS SYSTEMS. RED | Quantity |  | 1 | 2355.1 | 26% | 1742.774
4093 | Notifier | 90219A-802-06-L | UL 1480 LISTED AND CID2 CERTIFIED TCPA-10 4 OHM SPEAKER. COMPATIBLE WITH PUBLIC ADDRESS SYSTEMS. WHITE | Quantity |  | 1 | 2355.1 | 26% | 1742.774
4094 | Notifier | 92010A-801 | TRIPOD - HEAVY DUTY | Quantity |  | 1 | 755.8 | 26% | 559.292
4095 | Notifier | 92028A-1-02 | MA-1 TAN PROTECTIVE SPEAKER COVER | Quantity |  | 1 | 231.2 | 26% | 171.088
4096 | Notifier | 92028A-1-04 | MA-1 GRAY PROTECTIVE SPEAKER COVER | Quantity |  | 1 | 231.2 | 26% | 171.088
4097 | Notifier | 92028A-2-02 | MA-2 TAN PROTECTIVE SPEAKER COVER | Quantity |  | 1 | 291.2 | 26% | 215.488
4098 | Notifier | 92028A-2-04 | MA-2 GRAY PROTECTIVE SPEAKER COVER | Quantity |  | 1 | 291.2 | 26% | 215.488
4099 | Notifier | SS2144XT-EN | GREEN STOPPER STATION, UNIVERSAL COVER WITH HORN, FLUSH MOUNT, MOMENTARY BUTTON, EXIT LABEL, ENGLISH | Quantity |  | 1 | 188.1 | 26% | 139.194
4100 | Notifier | SS2201EV-EN | YELLOW STOPPER STATION, NO COVER, PUSH AND TURN-TO-RESET BUTTON, EVACUATION LABEL, ENGLISH | Quantity |  | 1 | 85.7 | 26% | 63.418
4101 | Notifier | SS2400EM-EN | BLUE STOPPER STATION, NO COVER, PUSH AND KEY-TO-REST BUTTON, EMERGENCY LABEL, ENGLISH | Quantity |  | 1 | 85.7 | 26% | 63.418
4102 | Notifier | SS2440EM-EN | BLUE STOPPER STATION, UNIVERSAL COVER WITH HORN, FLUSH MOUNT, PUSH AND KEY-TO-RESET BUTTON, EMERGENCY LABEL, ENGLISH | Quantity |  | 1 | 188.1 | 26% | 139.194
4103 | Notifier | STI1100 | STOPPER II WITH HORN, FLUSH. | Quantity |  | 1 | 135.9 | 26% | 100.566
4104 | Notifier | STI1130 | STOPPER II WITH HORN, SURFACE. | Quantity |  | 1 | 151.5 | 26% | 112.11
4105 | Notifier | STI1200 | STOPPER II, NO HORN, FLUSH. | Quantity |  | 1 | 74.2 | 26% | 54.908
4106 | Notifier | STI1210D | HORN STROBE COVER, SURFACE MOUNT. | Quantity |  | 1 | 75.2 | 26% | 55.648
4107 | Notifier | STI1210E | HORN STROBE COVER, FLUSH MOUNT. | Quantity |  | 1 | 62.7 | 26% | 46.398
4108 | Notifier | STI1221D | STROBE COVER, SURFACE MOUNT. | Quantity |  | 1 | 75.2 | 26% | 55.648
4109 | Notifier | STI1221E | STROBE COVER,FLUSH MOUNT | Quantity |  | 1 | 53.3 | 26% | 39.442
4110 | Notifier | STI1229 | NEMA 4X RATED STOPPER DOME | Quantity |  | 1 | 175.6 | 26% | 129.944
4111 | Notifier | STI1230 | STOPPER II, NO HORN, SURFACE. | Quantity |  | 1 | 104.5 | 26% | 77.33
4112 | Notifier | STI1250 | STOPPER II,WEATHER,FLUSH | Quantity |  | 1 | 90.9 | 26% | 67.266
4113 | Notifier | STI1280 | BACK PLATE FOR STOPPER II | Quantity |  | 1 | 30.3 | 26% | 22.422
4114 | Notifier | STI-13000NC | UNIVERSAL STOPPER, FLUSH MOUNT, CLEAR | Quantity |  | 1 | 51.2 | 26% | 37.888
4115 | Notifier | STI-13020FR | UNIVERSAL STOPPER,FLUSH,HORN,RED,FIRE | Quantity |  | 1 | 113.9 | 26% | 84.286
4116 | Notifier | STI-13200NC | UNIVERSAL STOPPER, SURFACE MOUNT, CLEAR | Quantity |  | 1 | 69 | 26% | 51.06
4117 | Notifier | STI-13210FR | UNIVERSAL STOPPER, SURFACE, RED,FIRE | Quantity |  | 1 | 78.4 | 26% | 58.016
4118 | Notifier | STI-13210NW | UNIVERSAL STOPPER, SURFACE, WHITE, NO LABEL | Quantity |  | 1 | 88.8 | 26% | 65.712
4119 | Notifier | STI-13210NY | UNIVERSAL STOPPER, SURFACE, YELLOW, NO LABEL | Quantity |  | 1 | 88.8 | 26% | 65.712
4120 | Notifier | STI-13220FR | UNIVERSAL STOPPER,SURFACE,HORN,RED,FIRE | Quantity |  | 1 | 131.7 | 26% | 97.458
4121 | Notifier | STI-13220NY | UNIVERSAL STOPPER,SURFACE,HORN,YELLOW, NO LABEL | Quantity |  | 1 | 141.1 | 26% | 104.414
4122 | Notifier | STI-13230FR | UNIVERSAL STOPPER,SURF,HRN,RLY,FIRE,RED | Quantity |  | 1 | 174.5 | 26% | 129.13
4123 | Notifier | STI3002 | WEATHER GASKET FOR STOPPER II | Quantity |  | 1 | 10.5 | 26% | 7.77
4124 | Notifier | STI3003 | CONDUIT GASKET. | Quantity |  | 1 | 11.5 | 26% | 8.51
4125 | Notifier | STI3100 | CONDUIT SPACER, SURFACE MOUNT. | Quantity |  | 1 | 31.4 | 26% | 23.236
4126 | Notifier | STI3150 | WEATHER STOPPER II, SURFACE MOUNT. | Quantity |  | 1 | 121.2 | 26% | 89.688
4127 | Notifier | STI4100 | FIRE MISC LARGE KEYBX WITH PRNTD GLAS | Quantity |  | 1 | 73.2 | 26% | 54.168
4128 | Notifier | STI6100 | STOPPER "G" STANDARD BREAK GLASS COVER | Quantity |  | 1 | 83.6 | 26% | 61.864
4129 | Notifier | STI7510A | POLY ENCL,CLEAR,K-L,4.59" DEEP | Quantity |  | 1 | 79.4 | 26% | 58.756
4130 | Notifier | STI7511A | LOCKABLE ENCLOSURE, INTERNAL DIMENSIONS 8.5 L X 6.5W X 4.6D, WITH THUMB LOCK | Quantity |  | 1 | 94.1 | 26% | 69.634
4131 | Notifier | STI-7521-HTR | ENCLOSURE, HEATED, THUMB LOCK | Quantity |  | 1 | 261.3 | 26% | 193.362
4132 | Notifier | STI7530 | POLY MULTIPURP ENCL,BCKPLT,KEY | Quantity |  | 1 | 226.8 | 26% | 167.832
4133 | Notifier | STI-7551 | ENCLOSURE,CLEAR,LG,THUMB LOCK | Quantity |  | 1 | 731.5 | 26% | 541.31
4134 | Notifier | STI-7560AH | PROTECTIVE CABINET,METAL,HEATED | Quantity |  | 1 | 4284.5 | 26% | 3170.53
4135 | Notifier | STI8100 | SMOKE DETECTOR DAMAGE STOPPER®, FLUSH MOUNT - CLEAR | Quantity |  | 1 | 59.6 | 26% | 44.104
4136 | Notifier | STI9601 | LOW PROFILE SMOKE DETECTOR COVER. | Quantity |  | 1 | 54.3 | 26% | 40.182
4137 | Notifier | STI9602 | STEEL WEB STOPPER, LOW PROFILE, SURFACE MOUNT. | Quantity |  | 1 | 51.2 | 26% | 37.888
4138 | Notifier | STI9604 | HEAT DETECTOR STEEL COVER. | Quantity |  | 1 | 54.3 | 26% | 40.182
4139 | Notifier | STI9604SS | STAINLESS STEEL GUARD | Quantity |  | 1 | 47 | 26% | 34.78
4140 | Notifier | STI9605 | STEEL WEB STOPPER, MEDIUM PROFILE, SURFACE MOUNT. | Quantity |  | 1 | 51.2 | 26% | 37.888
4141 | Notifier | STI9609 | SMOKE DETECTOR COVER, HIGH PROFILE. | Quantity |  | 1 | 54.3 | 26% | 40.182
4142 | Notifier | STI9610 | STEEL WEB STOPPER, HIGH PROFILE, SURFACE MOUNT. | Quantity |  | 1 | 51.2 | 26% | 37.888
4143 | Notifier | STI9621 | H8.75INS,X,W5.75INS,X,D4.25INS | Quantity |  | 1 | 38.7 | 26% | 28.638
4144 | Notifier | STI9625 | STI BEAM DETECTOR GUARD; USE WITH 6424 | Quantity |  | 1 | 136.9 | 26% | 101.306
4145 | Notifier | STI9705 | WIRE GUARD, WHITE, SPECTRALERT ADVANCE ® WALL MOUNT AVS | Quantity |  | 1 | 44.9 | 26% | 33.226
4146 | Notifier | STI9705-R | WIRE GUARD, RED, SPECTRALERT ADVANCE ® WALL MOUNT AVS | Quantity |  | 1 | 44.9 | 26% | 33.226
4147 | Notifier | STI9706 | STI PROJECTED BEAM DETECTOR GUARD; USE WITH BEAM SERIES. | Quantity |  | 1 | 87.8 | 26% | 64.972
4148 | Notifier | STI9707 | STEEL WEB STOPPER, SURFACE MOUNT (DETECTOR MOUNTED ON BACKBOX), USE WITH PROJECTED BEAM DETECTOR, (FSB200, FSB200S, BEAM1224, AND BEAM1224S) | Quantity |  | 1 | 87.8 | 26% | 64.972
4149 | Notifier | STI9708 | WIRE GUARD, WHITE, SPECTRALERT ADVANCE ® WALL MOUNT AVS | Quantity |  | 1 | 53.3 | 26% | 39.442
4150 | Notifier | STI9708-R | WIRE GUARD, RED, SPECTRALERT ADVANCE ® WALL MOUNT AVS | Quantity |  | 1 | 53.3 | 26% | 39.442
4151 | Notifier | STI9711 | WIRE GUARD, WHITE, SPECTRALERT ADVANCE ® CEILING MOUNT AVS | Quantity |  | 1 | 44.9 | 26% | 33.226
4152 | Notifier | STI9713 | STEEL WEB STOPPER FOR PHOTOELECTRIC SMOKE DETECTOR | Quantity |  | 1 | 53.3 | 26% | 39.442
4153 | Notifier | STI9714 | WIRE GUARD, WHITE, SPECTRALERT ADVANCE ® CEILING MOUNT AVS | Quantity |  | 1 | 53.3 | 26% | 39.442
4154 | Notifier | EF060604-O | FIBERGLASS ENCLOSURE OPAQUE 6X6X4 | Quantity |  | 1 | 103.95 | 26% | 76.923
4155 | Notifier | EF060604-W | FIBERGLASS ENCLOSURE OPAQUE WITH WINDOW 6X6X4 | Quantity |  | 1 | 145.8 | 26% | 107.892
4156 | Notifier | EF080604-O | FIBERGLASS ENCLOSURE OPAQUE 8X6X4 | Quantity |  | 1 | 106.65 | 26% | 78.921
4157 | Notifier | EF080604-W | FIBERGLASS ENCLOSURE OPAQUE WITH WINDOW 8X6X4 | Quantity |  | 1 | 147.15 | 26% | 108.891
4158 | Notifier | EF080804-O | FIBERGLASS ENCLOSURE OPAQUE 8X8X4 | Quantity |  | 1 | 110.7 | 26% | 81.918
4159 | Notifier | EF080804-W | FIBERGLASS ENCLOSURE OPAQUE WITH WINDOW 8X8X4 | Quantity |  | 1 | 175.5 | 26% | 129.87
4160 | Notifier | EF100806-O | FIBERGLASS ENCLOSURE OPAQUE 10X8X6 | Quantity |  | 1 | 117.45 | 26% | 86.913
4161 | Notifier | EF100806-W | FIBERGLASS ENCLOSURE OPAQUE WITH WINDOW 10X8X6 | Quantity |  | 1 | 174.15 | 26% | 128.871
4162 | Notifier | EF121006-O | FIBERGLASS ENCLOSURE OPAQUE 12X10X6 | Quantity |  | 1 | 128.25 | 26% | 94.905
4163 | Notifier | EF121006-W | FIBERGLASS ENCLOSURE OPAQUE WITH WINDOW 12X10X6 | Quantity |  | 1 | 191.7 | 26% | 141.858
4164 | Notifier | EF141206-O | FIBERGLASS ENCLOSURE OPAQUE 14X12X6 | Quantity |  | 1 | 159.3 | 26% | 117.882
4165 | Notifier | EF141206-W | FIBERGLASS ENCLOSURE OPAQUE WITH WINDOW 14X12X6 | Quantity |  | 1 | 259.2 | 26% | 191.808
4166 | Notifier | EF141208-O | FIBERGLASS ENCLOSURE OPAQUE 14X12X8 | Quantity |  | 1 | 174.15 | 26% | 128.871
4167 | Notifier | EF141208-W | FIBERGLASS ENCLOSURE OPAQUE WITH WINDOW 14X12X8 | Quantity |  | 1 | 336.15 | 26% | 248.751
4168 | Notifier | EF161408-O | FIBERGLASS ENCLOSURE OPAQUE 16X14X8 | Quantity |  | 1 | 187.65 | 26% | 138.861
4169 | Notifier | EF161408-W | FIBERGLASS ENCLOSURE OPAQUE WITH WINDOW 16X14X8 | Quantity |  | 1 | 346.95 | 26% | 256.743
4170 | Notifier | EF181610-O | FIBERGLASS ENCLOSURE OPAQUE 18X16X10 | Quantity |  | 1 | 229.5 | 26% | 169.83
4171 | Notifier | EF181610-W | FIBERGLASS ENCLOSURE OPAQUE WITH WINDOW 18X16X10 | Quantity |  | 1 | 357.75 | 26% | 264.735
4172 | Notifier | EF201610-O | FIBERGLASS ENCLOSURE OPAQUE 20X16X10 | Quantity |  | 1 | 346.95 | 26% | 256.743
4173 | Notifier | EF201610-W | FIBERGLASS ENCLOSURE OPAQUE WITH WINDOW 20X16X10 | Quantity |  | 1 | 531.9 | 26% | 393.606
4174 | Notifier | EP060605-O | POLYCARBONATE ENCLOSURE OPAQUE 6X6X5 | Quantity |  | 1 | 68.85 | 26% | 50.949
4175 | Notifier | EP060605-T | POLYCARBONATE ENCLOSURE TINTED 6X6X5 | Quantity |  | 1 | 78.3 | 26% | 57.942
4176 | Notifier | EP080605-O | POLYCARBONATE ENCLOSURE OPAQUE 8X6X5 | Quantity |  | 1 | 72.9 | 26% | 53.946
4177 | Notifier | EP080605-T | POLYCARBONATE ENCLOSURE TINTED 8X6X5 | Quantity |  | 1 | 81 | 26% | 59.94
4178 | Notifier | EP080805-O | POLYCARBONATE ENCLOSURE OPAQUE 8X8X5 | Quantity |  | 1 | 76.95 | 26% | 56.943
4179 | Notifier | EP080805-T | POLYCARBONATE ENCLOSURE TINTED 8X8X5 | Quantity |  | 1 | 86.4 | 26% | 63.936
4180 | Notifier | EP100806-O | POLYCARBONATE ENCLOSURE OPAQUE 10X8X6 | Quantity |  | 1 | 78.3 | 26% | 57.942
4181 | Notifier | EP100806-T | POLYCARBONATE ENCLOSURE TINTED 10X8X6 | Quantity |  | 1 | 97.2 | 26% | 71.928
4182 | Notifier | EP100807-O | POLYCARBONATE ENCLOSURE OPAQUE 10X8X7 | Quantity |  | 1 | 83.7 | 26% | 61.938
4183 | Notifier | EP100807-T | POLYCARBONATE ENCLOSURE TINTED 10X8X7 | Quantity |  | 1 | 101.25 | 26% | 74.925
4184 | Notifier | EP101006-O | POLYCARBONATE ENCLOSURE OPAQUE 10X10X6 | Quantity |  | 1 | 89 | 26% | 65.86
4185 | Notifier | EP101006-T | POLYCARBONATE ENCLOSURE TINTED 10X10X6 | Quantity |  | 1 | 106.65 | 26% | 78.921
4186 | Notifier | EP121007-O | POLYCARBONATE ENCLOSURE OPAQUE 12X10X7 | Quantity |  | 1 | 90.45 | 26% | 66.933
4187 | Notifier | EP121007-T | POLYCARBONATE ENCLOSURE TINTED 12X10X7 | Quantity |  | 1 | 108 | 26% | 79.92
4188 | Notifier | EP141207-O | POLYCARBONATE ENCLOSURE OPAQUE 14X12X7 | Quantity |  | 1 | 112.05 | 26% | 82.917
4189 | Notifier | EP141207-T | POLYCARBONATE ENCLOSURE TINTED 14X12X7 | Quantity |  | 1 | 147.15 | 26% | 108.891
4190 | Notifier | EP161409-O | POLYCARBONATE ENCLOSURE OPAQUE 16X14X9 | Quantity |  | 1 | 126.9 | 26% | 93.906
4191 | Notifier | EP161409-T | POLYCARBONATE ENCLOSURE TINTED 16X14X9 | Quantity |  | 1 | 182.25 | 26% | 134.865
4192 | Notifier | EP181604-O | POLYCARBONATE ENCLOSURE OPAQUE 18X16X5 | Quantity |  | 1 | 144.45 | 26% | 106.893
4193 | Notifier | EP181604-T | POLYCARBONATE ENCLOSURE TINTED 18X16X5 | Quantity |  | 1 | 198.45 | 26% | 146.853
4194 | Notifier | EP181611-O | POLYCARBONATE ENCLOSURE OPAQUE 18X16X11 | Quantity |  | 1 | 168.75 | 26% | 124.875
4195 | Notifier | EP181611-T | POLYCARBONATE ENCLOSURE TINTED 18X16X11 | Quantity |  | 1 | 232.2 | 26% | 171.828
4196 | Notifier | EP201608-O | POLYCARBONATE ENCLOSURE OPAQUE 20X16X9 | Quantity |  | 1 | 288.9 | 26% | 213.786
4197 | Notifier | EP201608-T | POLYCARBONATE ENCLOSURE TINTED 20X16X9 | Quantity |  | 1 | 303.75 | 26% | 224.775
4198 | Notifier | EP242410-O | POLYCARBONATE ENCLOSURE OPAQUE 24X24X10 | Quantity |  | 1 | 453.6 | 26% | 335.664
4199 | Notifier | EP242410-T | POLYCARBONATE ENCLOSURE TINTED 24X24X10 | Quantity |  | 1 | 531.56 | 26% | 393.3544
4200 | Notifier | 10-3995 | SWIVEL MOUNT FOR 30-2056E. [NOT FM OR CSFM LISTED] | Quantity |  | 1 | 832.9 | 26% | 616.346
4201 | Notifier | 30-2021-24 | FLAME DETECTOR, UV, 24 VDC [NOT FM OR CSFM LISTED] | Quantity |  | 1 | 2815.2 | 26% | 2083.248
4202 | Notifier | 30-2021E-24 | EXPLOSION-PROOF, UV, 24 VDC [NOT FM OR CSFM LISTED] | Quantity |  | 1 | 5621.1 | 26% | 4159.614
4203 | Notifier | 30-2056B | EXPLOSION PROOF, IR, 24 VDC [NOT FM OR CSFM LISTED] | Quantity |  | 1 | 6244.9 | 26% | 4621.226
4204 | Notifier | 30-3013 | EXPLOSION PROOF, PHOTOELECTRIC SMOKE DETECTOR, 3/4 NPT, RELAY 0-20 MA, LATCH | Quantity |  | 1 | 4238.5 | 26% | 3136.49
4205 | Notifier | Q3013D-010 | DUCT MOUNT KIT FOR 30-3013, 10 FT INLET TUBE. DOES NOT INCLUDE THE 30-3013 SMOKE DETECTOR, NEEDS TO BE ORDERED SEPARATELY. | Quantity |  | 1 | 1254 | 26% | 927.96
4206 | Notifier | Q3013D-1 | DUCT MOUNT KIT FOR 30-3013, 1 FT INLET TUBE.DOES NOT INCLUDE THE 30-3013 SMOKE DETECTOR, NEEDS TO BE ORDERED SEPARATELY. | Quantity |  | 1 | 1254 | 26% | 927.96
4207 | Notifier | Q3013D-3 | DUCT MOUNT KIT FOR 30-3013, 3 FT INLET TUBE.DOES NOT INCLUDE THE 30-3013 SMOKE DETECTOR, NEEDS TO BE ORDERED SEPARATELY. | Quantity |  | 1 | 1254 | 26% | 927.96
4208 | Notifier | Q3013D-6 | DUCT MOUNT KIT FOR 30-3013, 6 FT INLET TUBE.DOES NOT INCLUDE THE 30-3013 SMOKE DETECTOR, NEEDS TO BE ORDERED SEPARATELY. | Quantity |  | 1 | 1254 | 26% | 927.96
4209 | Notifier | 11337-L9 | IR-F9 CALIBRATION KIT FOR USE WITH 58/103L CYLINDERS | Quantity |  | 1 | 279 | 26% | 206.46
4210 | Notifier | 129570-L3 | S301D2COMB - COMBUSTIBLE EXPLOSION PROOF SENSOR - (GAIN 1.0-1.3 / METHANE) | Quantity |  | 1 | 728.4 | 26% | 539.016
4211 | Notifier | 1309-0071 | E3PT-CAGE - PROTECTIVE WIRE GUARD FOR E³POINT | Quantity |  | 1 | 95.1 | 26% | 70.374
4212 | Notifier | 1309A0035 | E3H2S - HYDROGEN SULFIDE (H2S); -40° TO 50°C (-40° TO 122°F) | Quantity |  | 1 | 261.3 | 26% | 193.362
4213 | Notifier | 1309A0036 | E302 - OXYGEN (O2); -40° TO 50°C (-40° TO 122°F) | Quantity |  | 1 | 261.3 | 26% | 193.362
4214 | Notifier | 1309A0037 | E3NO2 - NITROGEN DIOXIDE (NO2); -40° TO 50°C (-40° TO 122°F) | Quantity |  | 1 | 261.3 | 26% | 193.362
4215 | Notifier | 1309A0038 | E3SCO - CARBON MONOXIDE (CO); -20° TO 50°C (-4° TO 122°F) | Quantity |  | 1 | 145.3 | 26% | 107.522
4216 | Notifier | 1309A0039 | E3H2 - HYDROGEN (H2); -40° TO 50°C (-40° TO 122°F) | Quantity |  | 1 | 261.3 | 26% | 193.362
4217 | Notifier | 1309A0040 | E3M - METHANE (CH4); -40° TO 50°C (-40° TO 122°F) | Quantity |  | 1 | 261.3 | 26% | 193.362
4218 | Notifier | 1309A0041 | E3P - PROPANE (C3H8); -40° TO 50°C (-40° TO 122°F) | Quantity |  | 1 | 261.3 | 26% | 193.362
4219 | Notifier | 1309A0042 | E3SA - E³POINT WITHOUT SENSOR, WALL MOUNT, ANALOG, 24VAC/DC | Quantity |  | 1 | 365.8 | 26% | 270.692
4220 | Notifier | 1309A0043 | E3SAH - E³POINT WITHOUT SENSOR, WALL MOUNT, ANALOG, 120VAC | Quantity |  | 1 | 433.7 | 26% | 320.938
4221 | Notifier | 1309A0047 | E3SM - E³POINT WITHOUT SENSOR, WALL MOUNT, MODBUS/BACNET, 24VAC/DC | Quantity |  | 1 | 438.9 | 26% | 324.786
4222 | Notifier | 1309A0049 | E3DA - E³POINT WITHOUT SENSOR, DUCT MOUNT, ANALOG, 24VAC/DC | Quantity |  | 1 | 615.5 | 26% | 455.47
4223 | Notifier | 1309A0056 | E3SRMO2 - E³POINT REMOTE SENSOR, OXYGEN (O2) | Quantity |  | 1 | 310.4 | 26% | 229.696
4224 | Notifier | 1309A0057 | E3SRMNO2 - E³POINT REMOTE SENSOR, NITROGEN DIOXIDE (NO2) | Quantity |  | 1 | 310.4 | 26% | 229.696
4225 | Notifier | 1309A0058 | E3SRMH2S - E³POINT REMOTE SENSOR, HYDROGEN SULFIDE (H2S) | Quantity |  | 1 | 310.4 | 26% | 229.696
4226 | Notifier | 1309A0059 | E3SRMH2 - E³POINT REMOTE SENSOR, HYDROGEN (H2) | Quantity |  | 1 | 310.4 | 26% | 229.696
4227 | Notifier | 1309A0060 | E3SRMCO - E³POINT REMOTE SENSOR, CARBON MONOXIDE (CO) | Quantity |  | 1 | 310.4 | 26% | 229.696
4228 | Notifier | 1309A0061 | E3SRMM - E³POINT REMOTE SENSOR, METHANE (CH4) | Quantity |  | 1 | 310.4 | 26% | 229.696
4229 | Notifier | 1309A0062 | E3SRMP - E³POINT REMOTE SENSOR, PROPANE (C3H8) | Quantity |  | 1 | 310.4 | 26% | 229.696
4230 | Notifier | 1309K0002 | CAL KIT 58-103L CYLINDERS (ALL PRODUCTS EXCEPT SQN8X, IR-F9 & XCD) | Quantity |  | 1 | 664.6 | 26% | 491.804
4231 | Notifier | 1309K0003 | ECLAB - SPLASH GUARD ENCLOSURE | Quantity |  | 1 | 148.4 | 26% | 109.816
4232 | Notifier | 301-ADI | 301-ADI ANALOG DIGITAL INPUT CONVERTER (4-20MA TO MODBUS RS-485) | Quantity |  | 1 | 1320.9 | 26% | 977.466
4233 | Notifier | 301-C | 301C CONTROLLER, PLASTIC ENCLOSURE | Quantity |  | 1 | 1343.9 | 26% | 994.486
4234 | Notifier | 301-C-DLC | 301C CONTROLLER, WITH DATALOGGER, PLASTIC ENCLOSURE | Quantity |  | 1 | 1784.9 | 26% | 1320.826
4235 | Notifier | 301-EM-US3 | 301-EM CONTROLLER TYPE 3 US | Quantity |  | 1 | 1477.6 | 26% | 1093.424
4236 | Notifier | 301-R8-FS | 301-R8 RELAY MODULE WITH 8 RELAYS, FAILSAFE | Quantity |  | 1 | 437.9 | 26% | 324.046
4237 | Notifier | 420-I | 420I DIGITAL ANALOG OUTPUT CONVERTER. MODBUS RS-485 TO 4-20MA | Quantity |  | 1 | 728.4 | 26% | 539.016
4238 | Notifier | 998-012-001 | CH4 (25% LEL), AIR BALANCE, 103 L | Quantity |  | 1 | 196.5 | 26% | 145.41
4239 | Notifier | AAY80-390 | GAS SENSOR O2 4OXV | Quantity |  | 1 | 228.9 | 26% | 169.386
4240 | Notifier | ALTV248600UL | 8 OUTPUT VAC POWER SUPPLY. 24VAC@25A OR 28VAC@20A. UL/CUL. | Quantity |  | 1 | 386.7 | 26% | 286.158
4241 | Notifier | EC-FX-NH3-HR | EC-FX REPLACEMENT NH3 CELL 0-500/1000PPM | Quantity |  | 1 | 438.9 | 26% | 324.786
4242 | Notifier | GFV213 | NH3 (25 PPM), N2 BALANCE, 58 L | Quantity |  | 1 | 450.4 | 26% | 333.296
4243 | Notifier | GFV543 | HFO-1234YF (500 PPM), N2 BALANCE, 103 L | Quantity |  | 1 | 196.5 | 26% | 145.41
4244 | Notifier | GFV544 | HFO-1234YF (1000 PPM), N2 BALANCE, 103 L | Quantity |  | 1 | 196.5 | 26% | 145.41
4245 | Notifier | GFV545 | HFO-1234YF (3000 PPM), N2 BALANCE, 103 L | Quantity |  | 1 | 196.5 | 26% | 145.41
4246 | Notifier | M-500975 | CH4 (1% / 20% LEL), AIR BALANCE, 103 L | Quantity |  | 1 | 196.5 | 26% | 145.41
4247 | Notifier | M-500976 | H2 (1% / 20% LEL), AIR BALANCE, 103 L | Quantity |  | 1 | 196.5 | 26% | 145.41
4248 | Notifier | M-500988 | CO (200 PPM), N2 BALANCE, 103 L | Quantity |  | 1 | 196.5 | 26% | 145.41
4249 | Notifier | M-501008 | AIR, AIR BALANCE, 103 L | Quantity |  | 1 | 196.5 | 26% | 145.41
4250 | Notifier | M-501046 | H2S (25 PPM), N2 BALANCE, 58 L | Quantity |  | 1 | 221.5 | 26% | 163.91
4251 | Notifier | M-501052 | CL2 (5 PPM), N2 BALANCE, 58 L | Quantity |  | 1 | 268.6 | 26% | 198.764
4252 | Notifier | M-501054 | NO2 (5 PPM), N2 BALANCE, 58 L | Quantity |  | 1 | 409.6 | 26% | 303.104
4253 | Notifier | M-501055 | SO2 (5 PPM), N2 BALANCE, 58 L | Quantity |  | 1 | 221.5 | 26% | 163.91
4254 | Notifier | M-501062 | CAL KIT TUBING 6 FT. 1/8 I.D X 1/4 O.D FOR SQN8X | Quantity |  | 1 | 6.3 | 26% | 4.662
4255 | Notifier | M-501080 | CALIBRATION CUP FOR S301D2, 201T, 201M | Quantity |  | 1 | 13.6 | 26% | 10.064
4256 | Notifier | M-503380 | VA201TA50 - TRANSFORMER 50 VA | Quantity |  | 1 | 52.3 | 26% | 38.702
4257 | Notifier | M-507700 | C3H8 (20% LEL), AIR BALANCE, 103 L | Quantity |  | 1 | 196.5 | 26% | 145.41
4258 | Notifier | M-600400 | PS-24-150-N12 - 24 VAC/VDC POWER SUPPLY, 6.5A UL APPROVED | Quantity |  | 1 | 389.8 | 26% | 288.452
4259 | Notifier | M-700051 | IR-F9-R407A-0/500-COM, R407A 0/500 PPM, COMMERCIAL ENCLOSURE CARB COMPLIANT | Quantity |  | 1 | 1409.7 | 26% | 1043.178
4260 | Notifier | M-700144 | DEMAND FLOW REGULATOR 58-103L CYLINDERS, 0-3LPM FOR SQN8X | Quantity |  | 1 | 334.4 | 26% | 247.456
4261 | Notifier | M-700265 | IR-F9-HFO1234YF-0/1000-COM, HFO1234YF 0/500 PPM, COMMERCIAL ENCLOSURE CARB COMPLIANT | Quantity |  | 1 | 1409.7 | 26% | 1043.178
4262 | Notifier | M-700270 | IR-F9-HFO1234YF-0/1000-COM, HFO1234YF 0/1000 PPM, COMMERCIAL ENCLOSURE | Quantity |  | 1 | 1409.7 | 26% | 1043.178
4263 | Notifier | M-700275 | IR-F9-HFO1234YF-0/1000-COM, HFO1234YF 0/3000 PPM, COMMERCIAL ENCLOSURE | Quantity |  | 1 | 1409.7 | 26% | 1043.178
4264 | Notifier | S301-IRF-R11 | 301-IRFS-R11 REFRIGERANT GAS SENSOR | Quantity |  | 1 | 1559.1 | 26% | 1153.734
4265 | Notifier | S301-IRF-R123 | 301-IRFS-R123 REFRIGERANT GAS SENSOR | Quantity |  | 1 | 1559.1 | 26% | 1153.734
4266 | Notifier | S301-IRF-R125 | 301-IRFS-R125 REFRIGERANT GAS SENSOR | Quantity |  | 1 | 1559.1 | 26% | 1153.734
4267 | Notifier | S301-IRF-R134A | 301-IRFS-R134A REFRIGERANT GAS SENSOR | Quantity |  | 1 | 1559.1 | 26% | 1153.734
4268 | Notifier | S301-IRF-R22 | 301-IRFS-R22 REFRIGERANT GAS SENSOR | Quantity |  | 1 | 1559.1 | 26% | 1153.734
4269 | Notifier | S301-IRF-R404A | 301-IRFS-R404A REFRIGERANT GAS SENSOR | Quantity |  | 1 | 1559.1 | 26% | 1153.734
4270 | Notifier | S301-IRF-R407C | 301-IRFS-R407C REFRIGERANT GAS SENSOR | Quantity |  | 1 | 1559.1 | 26% | 1153.734
4271 | Notifier | S301-IRF-R410A | 301-IRFS-R410A REFRIGERANT GAS SENSOR | Quantity |  | 1 | 1559.1 | 26% | 1153.734
4272 | Notifier | S301-IRF-R4310 | 301-IRFS-R4310 REFRIGERANT GAS SENSOR | Quantity |  | 1 | 1559.1 | 26% | 1153.734
4273 | Notifier | S301-IRF-R507A | 301-IRFS-R507A REFRIGERANT GAS SENSOR | Quantity |  | 1 | 1559.1 | 26% | 1153.734
4274 | Notifier | SPLCB3BARCXNZZ | SPXCL-BT-CO2 5000PPM-MA/RLY-CHR | Quantity |  | 1 | 500 | 26% | 370
4275 | Notifier | SPLCB3BARWXNZZ | SPXCL-BT-CO2 5000PPM-MA/RLY-WHT | Quantity |  | 1 | 500 | 26% | 370
4276 | Notifier | SPLCB3BAXCXNZZ | SPXCL-BT-CO2 5000PPM-MA-CHR | Quantity |  | 1 | 475 | 26% | 351.5
4277 | Notifier | SPLCB3BAXWXNZZ | SPXCL-BT-CO2 5000PPM-MA-WHT | Quantity |  | 1 | 475 | 26% | 351.5
4278 | Notifier | SPLCB3BMXCXNZZ | SPXCL-BT-CO2 5000PPM-MODBUS-CHR | Quantity |  | 1 | 550 | 26% | 407
4279 | Notifier | SPLCB3BMXWXNZZ | SPXCL-BT-CO2 5000PPM-MODBUS-WHT | Quantity |  | 1 | 550 | 26% | 407
4280 | Notifier | SPLCB4BARCXNZZ | SPXCL-BT-CO2 5.0%VOL-MA/RLY-CHR | Quantity |  | 1 | 500 | 26% | 370
4281 | Notifier | SPLCB4BARWXNZZ | SPXCL-BT-CO2 5.0%VOL-MA/RLY-WHT | Quantity |  | 1 | 500 | 26% | 370
4282 | Notifier | SPLCB4BAXCXNZZ | SPXCL-BT-CO2 5.0%VOL-MA-CHR | Quantity |  | 1 | 475 | 26% | 351.5
4283 | Notifier | SPLCB4BAXWXNZZ | SPXCL-BT-CO2 5.0%VOL-MA-WHT | Quantity |  | 1 | 475 | 26% | 351.5
4284 | Notifier | SPLCB4BMXCXNZZ | SPXCL-BT-CO2 5.0%VOL-MODBUS-CHR | Quantity |  | 1 | 550 | 26% | 407
4285 | Notifier | SPLCB4BMXWXNZZ | SPXCL-BT-CO2 5.0%VOL-MODBUS-WHT | Quantity |  | 1 | 550 | 26% | 407
4286 | Notifier | SPLCC1BARCXNZZ | SENSEPOINT XCL TRANSMITTER, SAFE AREA, IP65, CO, 4~20 MA, RELAY, CHARCOAL | Quantity |  | 1 | 470.3 | 26% | 348.022
4287 | Notifier | SPLCC1BARWXNZZ | SENSEPOINT XCL TRANSMITTER, SAFE AREA, IP65, CO, 4~20 MA, RELAY, WHITE | Quantity |  | 1 | 470.3 | 26% | 348.022
4288 | Notifier | SPLCC1BAXCXNZZ | SENSEPOINT XCL TRANSMITTER, SAFE AREA, IP65, CO, 4~20 MA, CHARCOAL | Quantity |  | 1 | 444.1 | 26% | 328.634
4289 | Notifier | SPLCC1BAXWXNZZ | SENSEPOINT XCL TRANSMITTER, SAFE AREA, IP65, CO, 4~20 MA, WHITE | Quantity |  | 1 | 444.1 | 26% | 328.634
4290 | Notifier | SPLCC1BMRCXNZZ | SENSEPOINT XCL TRANSMITTER, SAFE AREA, IP65, CO, MODBUS, RELAY, CHARCOAL | Quantity |  | 1 | 522.5 | 26% | 386.65
4291 | Notifier | SPLCC1BMRWXNZZ | SENSEPOINT XCL TRANSMITTER, SAFE AREA, IP65, CO, MODBUS, RELAY, WHITE | Quantity |  | 1 | 522.5 | 26% | 386.65
4292 | Notifier | SPLCC1BMXCXNZZ | SENSEPOINT XCL TRANSMITTER, SAFE AREA, IP65, CO, MODBUS, CHARCOAL | Quantity |  | 1 | 496.4 | 26% | 367.336
4293 | Notifier | SPLCC1BMXWXNZZ | SENSEPOINT XCL TRANSMITTER, SAFE AREA, IP65, CO, MODBUS, WHITE | Quantity |  | 1 | 496.4 | 26% | 367.336
4294 | Notifier | SPLCF5BARCXNZZ | SPXCL-BT-FL C3H8 100%LEL-MA/RLY-CHR | Quantity |  | 1 | 500 | 26% | 370
4295 | Notifier | SPLCF5BAXCXNZZ | SPXCL-BT-FL C3H8 100%LEL-MA-CHR | Quantity |  | 1 | 475 | 26% | 351.5
4296 | Notifier | SPLCF5BMRCXNZZ | SPXCL-BT-FL C3H8 100%LEL-MODBUS/RLY-CHR | Quantity |  | 1 | 575 | 26% | 425.5
4297 | Notifier | SPLCF5BMXCXNZZ | SPXCL-BT-FL C3H8 100%LEL-MODBUS-CHR | Quantity |  | 1 | 550 | 26% | 407
4298 | Notifier | SPLCF6BARCXNZZ | SENSEPOINT XCL TRANSMITTER, SAFE AREA, IP65, CH4 (CAT), 4~20 MA, RELAY, CHARCOAL | Quantity |  | 1 | 522.5 | 26% | 386.65
4299 | Notifier | SPLCF6BARWXNZZ | SENSEPOINT XCL TRANSMITTER, SAFE AREA, IP65, CH4 (CAT), 4~20 MA, RELAY, WHITE | Quantity |  | 1 | 522.5 | 26% | 386.65
4300 | Notifier | SPLCF6BAXCXNZZ | SENSEPOINT XCL TRANSMITTER, SAFE AREA, IP65, CH4 (CAT), 4~20 MA, CHARCOAL | Quantity |  | 1 | 496.4 | 26% | 367.336
4301 | Notifier | SPLCF6BAXWXNZZ | SENSEPOINT XCL TRANSMITTER, SAFE AREA, IP65, CH4 (CAT), 4~20 MA, WHITE | Quantity |  | 1 | 496.4 | 26% | 367.336
4302 | Notifier | SPLCF6BMRCXNZZ | SENSEPOINT XCL TRANSMITTER, SAFE AREA, IP65, CH4 (CAT), MODBUS, RELAY, CHARCOAL | Quantity |  | 1 | 600.9 | 26% | 444.666
4303 | Notifier | SPLCF6BMRWXNZZ | SENSEPOINT XCL TRANSMITTER, SAFE AREA, IP65, CH4 (CAT), MODBUS, RELAY, WHITE | Quantity |  | 1 | 600.9 | 26% | 444.666
4304 | Notifier | SPLCF6BMXCXNZZ | SENSEPOINT XCL TRANSMITTER, SAFE AREA, IP65, CH4 (CAT), MODBUS, CHARCOAL | Quantity |  | 1 | 574.8 | 26% | 425.352
4305 | Notifier | SPLCF6BMXWXNZZ | SENSEPOINT XCL TRANSMITTER, SAFE AREA, IP65, CH4 (CAT), MODBUS, WHITE | Quantity |  | 1 | 574.8 | 26% | 425.352
4306 | Notifier | SPLCG1BARCXNZZ | SENSEPOINT XCL TRANSMITTER, SAFE AREA, IP65, H2, 4~20 MA, RELAY, CHARCOAL | Quantity |  | 1 | 522.5 | 26% | 386.65
4307 | Notifier | SPLCG1BAXCXNZZ | SENSEPOINT XCL TRANSMITTER, SAFE AREA, IP65, H2, 4~20 MA, CHARCOAL | Quantity |  | 1 | 496.4 | 26% | 367.336
4308 | Notifier | SPLCG1BAXWXNZZ | SENSEPOINT XCL TRANSMITTER, SAFE AREA, IP65, H2, 4~20 MA, WHITE | Quantity |  | 1 | 496.4 | 26% | 367.336
4309 | Notifier | SPLCG1BMRCXNZZ | SENSEPOINT XCL TRANSMITTER, SAFE AREA, IP65, H2, MODBUS, RELAY, CHARCOAL | Quantity |  | 1 | 600.9 | 26% | 444.666
4310 | Notifier | SPLCG1BMXCXNZZ | SENSEPOINT XCL TRANSMITTER, SAFE AREA, IP65, H2, MODBUS, CHARCOAL | Quantity |  | 1 | 574.8 | 26% | 425.352
4311 | Notifier | SPLCG1BMXWXNZZ | SENSEPOINT XCL TRANSMITTER, SAFE AREA, IP65, H2, MODBUS, WHITE | Quantity |  | 1 | 574.8 | 26% | 425.352
4312 | Notifier | SPLCN1BARCXNZZ | SENSEPOINT XCL TRANSMITTER, SAFE AREA, IP65, NO2, 4~20 MA, RELAY, CHARCOAL | Quantity |  | 1 | 470.3 | 26% | 348.022
4313 | Notifier | SPLCN1BMRCXNZZ | SENSEPOINT XCL TRANSMITTER, SAFE AREA, IP65, NO2, MODBUS, RELAY, CHARCOAL | Quantity |  | 1 | 522.5 | 26% | 386.65
4314 | Notifier | SPLCN1BMXCXNZZ | SENSEPOINT XCL TRANSMITTER, SAFE AREA, IP65, NO2, MODBUS, CHARCOAL | Quantity |  | 1 | 475 | 26% | 351.5
4315 | Notifier | SPLCO1BARCXNZZ | SENSEPOINT XCL TRANSMITTER, SAFE AREA, IP65, O2, 4~20 MA, RELAY, CHARCOAL | Quantity |  | 1 | 522.5 | 26% | 386.65
4316 | Notifier | SPLCO1BARWXNZZ | SENSEPOINT XCL TRANSMITTER, SAFE AREA, IP65, O2, 4~20 MA, RELAY, WHITE | Quantity |  | 1 | 522.5 | 26% | 386.65
4317 | Notifier | SPLCO1BAXCXNZZ | SENSEPOINT XCL TRANSMITTER, SAFE AREA, IP65, O2, 4~20 MA, CHARCOAL | Quantity |  | 1 | 496.4 | 26% | 367.336
4318 | Notifier | SPLCO1BAXWXNZZ | SENSEPOINT XCL TRANSMITTER, SAFE AREA, IP65, O2, 4~20 MA, WHITE | Quantity |  | 1 | 522.5 | 26% | 386.65
4319 | Notifier | SPLCO1BMRCXNZZ | SENSEPOINT XCL TRANSMITTER, SAFE AREA, IP65, O2, MODBUS, RELAY, CHARCOAL | Quantity |  | 1 | 600.9 | 26% | 444.666
4320 | Notifier | SPLCO1BMRWXNZZ | SENSEPOINT XCL TRANSMITTER, SAFE AREA, IP65, O2, MODBUS, RELAY, WHITE | Quantity |  | 1 | 600.9 | 26% | 444.666
4321 | Notifier | SPLCO1BMXCXNZZ | SENSEPOINT XCL TRANSMITTER, SAFE AREA, IP65, O2, MODBUS, CHARCOAL | Quantity |  | 1 | 574.8 | 26% | 425.352
4322 | Notifier | SPLCO1BMXWXNZZ | SENSEPOINT XCL TRANSMITTER, SAFE AREA, IP65, O2, MODBUS, WHITE | Quantity |  | 1 | 574.8 | 26% | 425.352
4323 | Notifier | SPLCONO2-BNDL-MA | CO/NO2 BUNDLE-SPXCL, 4~20MA, CHARCOAL | Quantity |  | 1 | 799.4 | 26% | 591.556
4324 | Notifier | SPLCONO2-BNDL-MAR | CO/NO2 BUNDLE-SPXCL, 4~20MA, RELAY, CHARCOAL | Quantity |  | 1 | 846.5 | 26% | 626.41
4325 | Notifier | SPLCONO2-BNDL-MB | CO/NO2 BUNDLE-SPXCL, MODBUS, CHARCOAL | Quantity |  | 1 | 893.5 | 26% | 661.19
4326 | Notifier | SPLCONO2-BNDL-MBR | CO/NO2 BUNDLE-SPXCL, MODBUS, RELAY, CHARCOAL | Quantity |  | 1 | 940.5 | 26% | 695.97
4327 | Notifier | SPXCLCAL | SPXCL CAL/FLOW CAP | Quantity |  | 1 | 26.1 | 26% | 19.314
4328 | Notifier | SPXCLRGP | SPXCL GASSING PORT | Quantity |  | 1 | 15.7 | 26% | 11.618
4329 | Notifier | SPXCLRLC1SS | SPXCL/XRL-SPARE CELL-CO | Quantity |  | 1 | 125.4 | 26% | 92.796
4330 | Notifier | SPXCLRLG1SS | SPXCL/XRL-SPARE CELL-H2 | Quantity |  | 1 | 188.1 | 26% | 139.194
4331 | Notifier | SPXCLRLN1SS | SPXCL/XRL-SPARE CELL-NO2 | Quantity |  | 1 | 125.4 | 26% | 92.796
4332 | Notifier | SPXCLZZB3SS | SPXCL-REPLACEMENT SENSOR-CO2PPM | Quantity |  | 1 | 180 | 26% | 133.2
4333 | Notifier | SPXCLZZB4SS | SPXCL-REPLACEMENT SENSOR-CO2%VOL | Quantity |  | 1 | 180 | 26% | 133.2
4334 | Notifier | SPXCLZZF6SS | SPXCL-SPARE CELL-FLM CAT | Quantity |  | 1 | 188.1 | 26% | 139.194
4335 | Notifier | SPXCLZZO1SS | SPXCL-SPARE CELL-O2 | Quantity |  | 1 | 188.1 | 26% | 139.194
4336 | Notifier | TEST-1A | BUMP TEST KIT; INCLUDES BALLOON ADAPTER & QUAD GAS CYLINDER: H2S (40 PPM), CO (200 PPM), CH4 (2.5%), O2 (10%) | Quantity |  | 1 | 85.7 | 26% | 63.418
4337 | Notifier | 002-3011-000 | CONSTANT-FLOW REGULATOR, 0.5 LITER/MIN (FEMALE THREADED REGULATOR: FOR USE WITH 34 LITER STEEL CYLINDER ONLY) | Quantity |  | 1 | 191.2 | 26% | 141.488
4338 | Notifier | 02000-A-1642 | COLLECTING CONE (FOR USE WITH MPD, SENSEPOINT AND 705 SENSORS) | Quantity |  | 1 | 88.8 | 26% | 65.712
4339 | Notifier | 029-5401-000 | ZONE 1 (IS) RUGGED SMART HAND-HELD (NORTH AMERICA) | Quantity |  | 1 | 1660.5 | 26% | 1228.77
4340 | Notifier | 029-5402-000 | RUGGED SMART HAND-HELD (NORTH AMERICA) | Quantity |  | 1 | 803.6 | 26% | 594.664
4341 | Notifier | 029-5403-000 | WALL CHARGER FOR SMART HAND-HELD (NORTH AMERICA) | Quantity |  | 1 | 42.8 | 26% | 31.672
4342 | Notifier | 029-5410-000 | USB CABLE WITH INTEGRAL PROTECTION DEVICE (FOR IS SMART HAND-HELD) | Quantity |  | 1 | 107.6 | 26% | 79.624
4343 | Notifier | 05704-A-0148 | 5704F FIRE STATUS PANEL | Quantity |  | 1 | 249.8 | 26% | 184.852
4344 | Notifier | 081-0002-000 | KIT, LAMP CLEANING | Quantity |  | 1 | 53.3 | 26% | 39.442
4345 | Notifier | 100440 | TUBING POLYPROPYLENE 1/4" OD X 3/16" ID (EXHAUST) (PRICE PER FT.) | Quantity |  | 1 | 3.1 | 26% | 2.294
4346 | Notifier | 102599 | TUBING TEFLON® FEP 1/4" OD X 1/8" ID (SAMPLE INLET) (PRICE PER FT.) | Quantity |  | 1 | 10.5 | 26% | 7.77
4347 | Notifier | 1283-1047 | DUCT MOUNT ADAPTOR ASSEMBLY (REQUIRES 1283-1084) | Quantity |  | 1 | 392.9 | 26% | 290.746
4348 | Notifier | 1283-1084 | SENSEPOINT ADAPTOR INTERFACE KIT (REQUIRES 1283-1047) | Quantity |  | 1 | 222.6 | 26% | 164.724
4349 | Notifier | 1991-0159 | H2 (500 PPM), AIR BALANCE, 103 L | Quantity |  | 1 | 125.4 | 26% | 92.796
4350 | Notifier | 2029-INTERFACE-KIT | INTERFACE KIT FOR SS4 DETECTOR, WITH UNIVERSAL CHARGER | Quantity |  | 1 | 618.6 | 26% | 457.764
4351 | Notifier | 20404-0200 | EXTRACTIVE MODULE FOR USE WITH ELECTROCHEMICAL SENSORS | Quantity |  | 1 | 865.3 | 26% | 640.322
4352 | Notifier | 20408-0114 | PYROLYZER MODULE FOR SULFUR HEXAFLOURIDE (SF6) | Quantity |  | 1 | 1746.2 | 26% | 1292.188
4353 | Notifier | 2104B2351 | HAND HELD INTERROGATOR UL CERTIFIED (4V0 SOFTWARE) FOR OPTIMA, OPTIMA PLUS AND EXCEL | Quantity |  | 1 | 1556 | 26% | 1151.44
4354 | Notifier | 2104D5021 | ETHYLENE / LELM (STANDARD CALIBRATION) | Quantity |  | 1 | 0.1 | 26% | 0.074
4355 | Notifier | 2106B1200 | 0-100% LEL M20 | Quantity |  | 1 | 371 | 26% | 274.54
4356 | Notifier | 2106B1816 | HYDROGEN (H2) 0-1,000 PPM REPLACEMENT SENSOR | Quantity |  | 1 | 681.3 | 26% | 504.162
4357 | Notifier | 2106B1817 | HYDROGEN (H2) 0-1,000 PPM SENSOR | Quantity |  | 1 | 681.3 | 26% | 504.162
4358 | Notifier | 2106B1820 | SULFUR DIOXIDE (SO2) 0-15 PPM SENSOR | Quantity |  | 1 | 786.9 | 26% | 582.306
4359 | Notifier | 2106B2312 | (ATEX) 3/4 NPT | Quantity |  | 1 | 557 | 26% | 412.18
4360 | Notifier | 2108D0258 | OPTIMA PLUS GASSING COVER | Quantity |  | 1 | 150.5 | 26% | 111.37
4361 | Notifier | 2108D0275 | OPTIMA PLUS DELUGE / HEAT SHADE | Quantity |  | 1 | 119.1 | 26% | 88.134
4362 | Notifier | 2108D3001 | GAS TBL METHANE 100% LEL | Quantity |  | 1 | 0.1 | 26% | 0.074
4363 | Notifier | 2108D3153 | BAND D (100% LEL FULL SCALE) | Quantity |  | 1 | 182.9 | 26% | 135.346
4364 | Notifier | 2108D3170 | METHANE (CH4) (100% LEL FULL SCALE, 4.4 LEL %V/V) | Quantity |  | 1 | 0.1 | 26% | 0.074
4365 | Notifier | 2108D3225 | ETHYLENE (C2H4) (100% LEL FULL SCALE, 2.7 LEL %V/V) | Quantity |  | 1 | 0.1 | 26% | 0.074
4366 | Notifier | 2108D3228 | STYRENE (C8H8) (100% LEL FULL SCALE, 1.1 LEL %V/V) | Quantity |  | 1 | 182.9 | 26% | 135.346
4367 | Notifier | 2108D3240 | ETHYLENE (C2H4) (100% LEL FULL SCALE, 2.3 LEL %V/V) | Quantity |  | 1 | 0.1 | 26% | 0.074
4368 | Notifier | 2108N4100N | HYDROCARBON CALIBRATION, WITH DUST BARRIER, WEATHER HOUSING, DELUGE/HEAT SHADE, CONFIGURED AS CURRENT SOURCE OUTPUT | Quantity |  | 1 | 1597.8 | 26% | 1182.372
4369 | Notifier | 2430-0021 | SENSEPOINT XCD RTD REMOTE JUNCTION BOX, 3 TERMINAL | Quantity |  | 1 | 194.4 | 26% | 143.856
4370 | Notifier | 2992-0029 | CO2/AIR (1% V/V), 103 L (FOR XNX/XCD/S3K) | Quantity |  | 1 | 169.3 | 26% | 125.282
4371 | Notifier | 500-0034-000 | CALIBRATION KIT CASE (NO GAS OR REGULATOR) HOLDS TWO 34 OR 58 LITER CYLINDERS | Quantity |  | 1 | 106.6 | 26% | 78.884
4372 | Notifier | 600-0001-000 | ISOBUTYLENE, 50 PPM (BALANCE AIR), 34 LITER CYLINDER | Quantity |  | 1 | 84.6 | 26% | 62.604
4373 | Notifier | 705CALKIT | CALIBRATION KIT FOR SENSEPOINT XCD RFD - INCLUDES TUBING, FLOW ADAPTOR, REGULATOR AND CARRYING CASE (998-100-004, 00780-A-0035, 998-100-012 (1.5LPM),998-100-003) | Quantity |  | 1 | 477.6 | 26% | 353.424
4374 | Notifier | 780248 | END OF LINE PARTICULATE FILTER, DISPOSABLE | Quantity |  | 1 | 17.8 | 26% | 13.172
4375 | Notifier | 9602-0205 | SATELLITE XT 4-20 MA/R | Quantity |  | 1 | 1878.9 | 26% | 1390.386
4376 | Notifier | 9602-9710 | SULFUR HEXAFLUORIDE (SF6) 0 - 0.500 %V/V (FOR PYROLYZER ONLY) | Quantity |  | 1 | 155.7 | 26% | 115.218
4377 | Notifier | 998-022-001 | CH4 (50% LEL), AIR BALANCE, 103 L | Quantity |  | 1 | 196.5 | 26% | 145.41
4378 | Notifier | BP-1 | BACKPLANE FOR 1 CARD CONTROLLER FOR FS10 DETECTOR | Quantity |  | 1 | 389.8 | 26% | 288.452
4379 | Notifier | FS10-R30 | COPPER-FREE ALUMINUM HOUSING INCL ALERT / FIRE EARLY WARNING RELAY, 30 FT SENSITIVITY (LATCHING ALERT & ALARM RELAYS | Quantity |  | 1 | 2154.8 | 26% | 1594.552
4380 | Notifier | FS10-RN45-SS | 316 STAINLESS STEEL HOUSING 45 FT SENSITIVITY (NON-LATCHING ALARM RELAYS) | Quantity |  | 1 | 2598.9 | 26% | 1923.186
4381 | Notifier | FS20X-211-21-2 | DUAL IR/UV COPPER-FREE ALUMINUM ENCL. WITH (2) ¾” NPT ENTRIES, FM, CFM FOR CLASS I, DIVISION 1, GROUPS A, B, C, D; CLASS II, DIVISION 1, GROUPS E, F, G; CLASS III | Quantity |  | 1 | 2598.9 | 26% | 1923.186
4382 | Notifier | FS20X-211-22-2 | DUAL IR/UV STAINLESS STEEL ENCL. WITH (2) ¾”NPT ENTRIES, FM, CFM FOR CLASS I, DIVISION 1, GROUPS A, B, C, D; CLASS II, DIVISION 1, GROUPS E, F, G; CLASS III | Quantity |  | 1 | 2920.8 | 26% | 2161.392
4383 | Notifier | FS20X-211-24-3 | DUAL IR/UV STAINLESS STEEL ENCL. WITH (2) M25 ENTRIES, FM, CFM, ATEX, IECEX FOR CLASS I, ZONE 1 | Quantity |  | 1 | 2984.5 | 26% | 2208.53
4384 | Notifier | FS24X-211-21-1 | QUADBAND™ IR3+ DETECTOR, COPPER-FREE ALUMINUM ENCL., (2) ¾”NPT ENTRIES FM & ATEX APPROVED | Quantity |  | 1 | 3383.7 | 26% | 2503.938
4385 | Notifier | FS24X-211-22-1 | QUADBAND™ IR3+ DETECTOR, 316 STAINLESS STEEL ENCL., (2) ¾” NPT ENTRIES FM & ATEX APPROVED | Quantity |  | 1 | 3651.2 | 26% | 2701.888
4386 | Notifier | FS24X-211-23-1 | QUADBAND™ IR3+ DETECTOR, COPPER-FREE ALUMINUM ENCL., (2) M25 ENTRIES FM & ATEX APPROVED | Quantity |  | 1 | 3383.7 | 26% | 2503.938
4387 | Notifier | FS24X-211-24-1 | QUADBAND™ IR3+ DETECTOR, 316 STAINLESS STEEL ENCL. (2) M25 ENTRIES FM & ATEX APPROVED | Quantity |  | 1 | 3651.2 | 26% | 2701.888
4388 | Notifier | FS24X-911-21-1 | QUADBAND™ IR3+ DETECTOR, COPPER-FREE ALUMINUM ENCL., (2) ¾”NPT ENTRIES FM & ATEX APPROVED | Quantity |  | 1 | 2584.3 | 26% | 1912.382
4389 | Notifier | FS24X-911-22-1 | QUADBAND™ IR3+ DETECTOR, 316 STAINLESS STEEL ENCL., (2) ¾” NPT ENTRIES FM & ATEX APPROVED | Quantity |  | 1 | 2929.1 | 26% | 2167.534
4390 | Notifier | FS-846-B | TEST LAMP BATTERY OPERATED FOR TESTING FS10 FIRE DETECTORS UP TO 10 FT | Quantity |  | 1 | 631.2 | 26% | 467.088
4391 | Notifier | FSL100-IR3 | IR3 FLAME DETECTOR RED | Quantity |  | 1 | 1881 | 26% | 1391.94
4392 | Notifier | FSL100-IR3-W | IR3 FLAME DETECTOR WHITE | Quantity |  | 1 | 1881 | 26% | 1391.94
4393 | Notifier | FSL100-SM21 | FSL100 OPTIONAL SWIVEL MOUNT | Quantity |  | 1 | 156.8 | 26% | 116.032
4394 | Notifier | FSL100-TL | FSL100 TEST LAMP, INCL. UNIVERSAL CHARGER AND CARRYING CASE; NON EX | Quantity |  | 1 | 1149.5 | 26% | 850.63
4395 | Notifier | FSL100-TLBT | 12 VDC BATTERY FOR FSL-TL TEST LAMP | Quantity |  | 1 | 306.2 | 26% | 226.588
4396 | Notifier | FSL100-TLBU | H3 LIGHT BULB FOR FSL-TL TEST LAMP | Quantity |  | 1 | 160.9 | 26% | 119.066
4397 | Notifier | FSL100-TLX | FSL100 TEST LAMP, INCL. CARRYING CASE; INTRINSICALLY SAFE (PENDING*) | Quantity |  | 1 | 1672 | 26% | 1237.28
4398 | Notifier | FSL100-UV | UV FLAME DETECTOR RED | Quantity |  | 1 | 1672 | 26% | 1237.28
4399 | Notifier | FSL100-UVIR | UVIR FLAME DETECTOR RED | Quantity |  | 1 | 1776.5 | 26% | 1314.61
4400 | Notifier | FSL100-UVIR-W | UVIR FLAME DETECTOR WHITE | Quantity |  | 1 | 1776.5 | 26% | 1314.61
4401 | Notifier | FSL100-UV-W | UV FLAME DETECTOR WHITE | Quantity |  | 1 | 1672 | 26% | 1237.28
4402 | Notifier | FT-2145 | UV/IR TEST LAMP WITH UNIVERSAL CHARGER, (FM & ATEX APPROVAL) | Quantity |  | 1 | 3095.3 | 26% | 2290.522
4403 | Notifier | GFV232 | PENTANE/AIR (50% LEL), 103 L (FOR XNX/XCD/S3K) | Quantity |  | 1 | 281.1 | 26% | 208.014
4404 | Notifier | GFV233 | HCL/N2 (10 PPM), 58 L (FOR XNX/XCD/S3K) | Quantity |  | 1 | 334.4 | 26% | 247.456
4405 | Notifier | HA71N4-16 | HA71 IN NEMA 4X ENCLOSURE, 16 CHANNEL, STANDARD CONFIGURATION | Quantity |  | 1 | 9220 | 26% | 6822.8
4406 | Notifier | HA71N4-8 | HA71 IN NEMA 4X ENCLOSURE, 8 CHANNEL, STANDARD CONFIGURATION | Quantity |  | 1 | 6848.9 | 26% | 5068.186
4407 | Notifier | H-D03-0010-000 | KIT, RAEGUARD 2 PID, UL, 0.1 – 1000 PPM ISOBUTYLENE EQUIVALENT | Quantity |  | 1 | 4242.7 | 26% | 3139.598
4408 | Notifier | H-D03-0012-000 | KIT, RAEGUARD 2 PID, UL, 1 – 1000 PPM ISOBUTYLENE EQUIVALENT NOTE: CORRECTION FACTORS AND RELAYS ARE NOT AVAILABLE FOR THIS DETECTION RANGE | Quantity |  | 1 | 2121.4 | 26% | 1569.836
4409 | Notifier | MA420-4 | 0-20 MA MODULE FOR SS4 DETECTORS NEW VERSION (FACTORY INSTALLED) | Quantity |  | 1 | 179.7 | 26% | 132.978
4410 | Notifier | MIDAS-L-O2S | MIDAS OXYGEN SENSOR | Quantity |  | 1 | 383.5 | 26% | 283.79
4411 | Notifier | MPD-UTCB1 | XNX MPD UL/CSA CATALYTIC BEAD SENSOR 0-100% LEL | Quantity |  | 1 | 626 | 26% | 463.24
4412 | Notifier | OELDBXXXXXADMAX | OELD SMART JUNCTION BOX, DISPLAY, EX D, ALUMINIUM, M25,ATEX/IECEX | Quantity |  | 1 | 626 | 26% | 463.24
4413 | Notifier | OELDBXXXXXADNUX | OELD SMART JUNCTION BOX, DISPLAY, C1D1 Z1, ALUMINIUM, 3/4"NPT, CULUS | Quantity |  | 1 | 626 | 26% | 463.24
4414 | Notifier | OELDBXXXXXSDMAX | OELD SMART JUNCTION BOX, DISPLAY, EX D, 316SST, M25, ATEX/IECEX | Quantity |  | 1 | 782.7 | 26% | 579.198
4415 | Notifier | OELDBXXXXXSDNUX | OELD SMART JUNCTION BOX, DISPLAY, C1D1 Z1, 316SST, 3/4“NPT, CULUS | Quantity |  | 1 | 782.7 | 26% | 579.198
4416 | Notifier | OELDVSK01 | OELD GENERAL SERVICE KIT INCLUDES O-RINGS AND FIXINGS | Quantity |  | 1 | 61.7 | 26% | 45.658
4417 | Notifier | OELDVSK02 | OELD TERMINAL BLOCK SET | Quantity |  | 1 | 30.3 | 26% | 22.422
4418 | Notifier | OELDVSK04 | OELD M25 STOPPING PLUG | Quantity |  | 1 | 8.4 | 26% | 6.216
4419 | Notifier | OELDVSK05 | OELD ¾”NPT STOPPING PLUG | Quantity |  | 1 | 8.4 | 26% | 6.216
4420 | Notifier | OELDVSK06 | OELD ELECTRONICS MODULE | Quantity |  | 1 | 312.5 | 26% | 231.25
4421 | Notifier | OELDVSK08 | OELD PLASTIC LOCATING POST FOR ELECTRONICS MODULE | Quantity |  | 1 | 30.3 | 26% | 22.422
4422 | Notifier | PSU-12 | 110/220 VAC, 50-60 HZ INPUT /15 VDC OUTPUT : UNIVERSAL CHARGER FOR INTERFACE BOX OR DD SERIES, FT SERIES AND TL SERIES TEST LAMPS | Quantity |  | 1 | 133.8 | 26% | 99.012
4423 | Notifier | RS-232 CABLE | RS232 COMPUTER CABLE FOR CONNECTION FROM FS7-130-SX, S7-2175, OPTION-1 OR OPTION-2 CONTROLLERS OR INTERFACE BOX TO PC | Quantity |  | 1 | 43.9 | 26% | 32.486
4424 | Notifier | S3KUS2 | UL/CUL APPROVED SERIES 3000 MKII TOXIC AND OXYGEN (O2) TRANSMITTER, STAINLESS STEEL 316 AND 2 X 3/4”NPT ENTRIES | Quantity |  | 1 | 947.8 | 26% | 701.372
4425 | Notifier | SM4 | STAINLESS STEEL SWIVEL MOUNTING ASSEMBLY FOR FS24X, FS18X, SS4, SS2 DETECTORS | Quantity |  | 1 | 199.6 | 26% | 147.704
4426 | Notifier | SPLIC1BAXYNUZZ | SPXRL-BT-CULUS-CO 300PPM-MA-YEL | Quantity |  | 1 | 804.7 | 26% | 595.478
4427 | Notifier | SPLIC1BMXYNUZZ | SPXRL-BT-CULUS-CO 300PPM-MODBUS-YEL | Quantity |  | 1 | 856.9 | 26% | 634.106
4428 | Notifier | SPLIF6BAXYNUZZ | SPXRL-BT-CULUS-CH4 100%LEL-MA-YEL | Quantity |  | 1 | 721.1 | 26% | 533.614
4429 | Notifier | SPLIF6BMXYNUZZ | SPXRL-BT-CULUS-CH4 100%LEL-MODBUS-YEL | Quantity |  | 1 | 773.3 | 26% | 572.242
4430 | Notifier | SPLIN1BAXYNUZZ | SPXRL-BT-CULUS-NO2 20.0PPM-MA-YEL | Quantity |  | 1 | 846.5 | 26% | 626.41
4431 | Notifier | SPLIN1BMXYNUZZ | SPXRL-BT-CULUS-NO2 20.0PPM-MODBUS-YEL (AVAILABLE Q4 2017) | Quantity |  | 1 | 898.7 | 26% | 665.038
4432 | Notifier | SPLIO1BAXYNUZZ | SPXRL-BT-CULUS-O2 25.0%VOL-MA-YEL | Quantity |  | 1 | 804.7 | 26% | 595.478
4433 | Notifier | SPLIO1BMXYNUZZ | SPXRL-BT-CULUS-O2 25.0%VOL-MODBUS-YEL | Quantity |  | 1 | 856.9 | 26% | 634.106
4434 | Notifier | SPXCDALMB2 | XCD GAS DETECTOR, 4 TO 20 MA OUTPUT, ATEX/IECEX/ASIAN APPROVALS, 2 X M20 ENTRIES, PAINTED LM25, INCLUDES INFRARED CARBON DIOXIDE SENSOR CARTRIDGE 0 TO 5.0% V/V, INCLUDES NYLON WEATHER PROTECTION | Quantity |  | 1 | 1208 | 26% | 893.92
4435 | Notifier | SPXCDALMB2M | XCD GAS DETECTOR, 4 TO 20 MA AND MODBUS OUTPUT, ATEX/IECEX/ASIAN APPROVALS, 2 X M20 ENTRIES, PAINTED LM25, INCLUDES INFRARED CARBON DIOXIDE SENSOR CARTRIDGE 0 TO 5.0% V/V, INCLUDES NYLON WEATHER PROTECTION | Quantity |  | 1 | 1372.1 | 26% | 1015.354
4436 | Notifier | SPXCDALMO1 | ATEX/IECEX/KTL/PA AND GB APPROVED SP XCD OXYGEN (O2) 25.0% / VOL WITH LM25, M20 ENTRY | Quantity |  | 1 | 1008.4 | 26% | 746.216
4437 | Notifier | SPXCDALMPX | ATEX/IECEX/KTL/PA AND GB APPROVED SP XCD FLAMMABLE PROPANE (CH4), ETHYLENE (C2H4), BUTANE (C4H10) & PENTANE (C5H12); IR 0-100% LEL (20 TO 100% LEL, 10% LEL) WITH LM25, M20 ENTRY | Quantity |  | 1 | 1116.1 | 26% | 825.914
4438 | Notifier | SPXCDALMRFD | ATEX/IECEX & AP APPROVED SP XCD RFD TRANSMITTER WITH LM25 | Quantity |  | 1 | 883 | 26% | 653.42
4439 | Notifier | SPXCDASMB2 | XCD GAS DETECTOR, 4 TO 20 MA OUTPUT, ATEX/IECEX/ASIAN APPROVALS, 2 X M20 ENTRIES, PAINTED 316SS, INCLUDES INFRARED CARBON DIOXIDE SENSOR CARTRIDGE 0 TO 5.0% V/V, INCLUDES NYLON WEATHER PROTECTION | Quantity |  | 1 | 1425.4 | 26% | 1054.796
4440 | Notifier | SPXCDASMB2M | XCD GAS DETECTOR, 4 TO 20 MA AND MODBUS OUTPUT, ATEX/IECEX/ASIAN APPROVALS, 2 X M20 ENTRIES, PAINTED 316SS, INCLUDES INFRARED CARBON DIOXIDE SENSOR CARTRIDGE 0 TO 5.0% V/V, INCLUDES NYLON WEATHER PROTECTION | Quantity |  | 1 | 1590.5 | 26% | 1176.97
4441 | Notifier | SPXCDCC | COLLECTING CONE FOR USE WITH LIGHTER THAN AIR GASES | Quantity |  | 1 | 67.9 | 26% | 50.246
4442 | Notifier | SPXCDDMFM | REPLACEMENT DISPLAY MODULE FOR FL & IR WITH MODBUS | Quantity |  | 1 | 539.2 | 26% | 399.008
4443 | Notifier | SPXCDMTBR | MOUNTING BRACKET (INC. BOLTS, NUTS, BRACKETS) | Quantity |  | 1 | 62.7 | 26% | 46.398
4444 | Notifier | SPXCDSDP | SUNSHADE / DELUGE PROTECTION | Quantity |  | 1 | 287.4 | 26% | 212.676
4445 | Notifier | SPXCDULNA2 | EXPLOSION PROOF TRANSMITTER (EC), 4-20MA, 3 RELAYS, SENSEPOINT TOXIC SENSOR, AMMONIA (NH3) 0-50 PPM ALUMINUM ENCLOSURE, CLASS I, DIV 2 | Quantity |  | 1 | 1173.5 | 26% | 868.39
4446 | Notifier | SPXCDULNA2M | AMMONIA (NH3) EXPLOSION PROOF TRANSMITTER (EC), 4-20MA, 3 RELAYS, MODBUS, 0-50 PPM ALUMINUM ENCLOSURE, CLASS I, DIV 2 | Quantity |  | 1 | 1605.1 | 26% | 1187.774
4447 | Notifier | SPXCDULNA2RM | AMMONIA (NH3) EXPLOSION PROOF TRANSMITTER (EC), 4-20MA, 3 RELAYS, MODBUS, 0-50 PPM ALUMINUM ENCLOSURE, CLASS I, DIV 2 W/ REMOTE MOUNT HARDWARE | Quantity |  | 1 | 1452.6 | 26% | 1074.924
4448 | Notifier | SPXCDULNB1M | CARBON DIOXIDE (CO2) EXPLOSION PROOF TRANSMITTER (IR), 4-20 MA, 3 RELAYS, MODBUS, 0-2% VOL ALUMINUM ENCLOSURE | Quantity |  | 1 | 1605.1 | 26% | 1187.774
4449 | Notifier | SPXCDULNB2 | XCD GAS DETECTOR, 4 TO 20 MA OUTPUT, UL/C-UL/INMETRO, 2 X 3/4" NPT ENTRIES, PAINTED LM25, INCLUDES INFRARED CARBON DIOXIDE SENSOR CARTRIDGE 0 TO 5.0% V/V, INCLUDES NYLON WEATHER PROTECTION | Quantity |  | 1 | 1208 | 26% | 893.92
4450 | Notifier | SPXCDULNB2M | XCD GAS DETECTOR, 4 TO 20 MA AND MODBUS OUTPUT, UL/C-UL/INMETRO, 2 X 3/4" NPT ENTRIES, PAINTED LM25, INCLUDES INFRARED CARBON DIOXIDE SENSOR CARTRIDGE 0 TO 5.0% V/V, INCLUDES NYLON WEATHER PROTECTION | Quantity |  | 1 | 1372.1 | 26% | 1015.354
4451 | Notifier | SPXCDULNC2M | CARBON MONOXIDE (CO) EXPLOSION PROOF TRANSMITTER (EC), 4-20MA, 3 RELAYS, MODBUS, 0-200 PPM ALUMINUM ENCLOSURE, CLASS I, DIV 2 | Quantity |  | 1 | 1498.5 | 26% | 1108.89
4452 | Notifier | SPXCDULNC2RM | CARBON MONOXIDE (CO) EXPLOSION PROOF TRANSMITTER (EC), 4-20MA, 3 RELAYS, MODBUS, 0-200 PPM ALUMINUM ENCLOSURE, CLASS I, DIV 2 W/ REMOTE MOUNT HARDWARE | Quantity |  | 1 | 1658.4 | 26% | 1227.216
4453 | Notifier | SPXCDULNCX | UL/CUL/INMETRO APPROVED SP XCD CARBON MONOXIDE (CO) 0-300 PPM (100 TO 1000 PPM, 100 PPM) WITH LM25, 3/4"NPT ENTRY | Quantity |  | 1 | 1008.4 | 26% | 746.216
4454 | Notifier | SPXCDULNCXM | CARBON MONOXIDE (CO) EXPLOSION PROOF TRANSMITTER (EC), 4-20MA, 3 RELAYS, MODBUS, 0-250 PPM ALUMINUM ENCLOSURE | Quantity |  | 1 | 1498.5 | 26% | 1108.89
4455 | Notifier | SPXCDULND2 | EXPLOSION PROOF TRANSMITTER (EC), 4-20MA, 3 RELAYS, SENSEPOINT TOXIC SENSOR, NITRIC OXIDE (NO) 0-100 PPM ALUMINUM ENCLOSURE, CLASS I, DIV 2 | Quantity |  | 1 | 1173.5 | 26% | 868.39
4456 | Notifier | SPXCDULND2M | NITRIC OXIDE (NO) EXPLOSION PROOF TRANSMITTER (EC), 4-20MA, 3 RELAYS, MODBUS, 0-100 PPM ALUMINUM ENCLOSURE, CLASS I, DIV 2 | Quantity |  | 1 | 1605.1 | 26% | 1187.774
4457 | Notifier | SPXCDULND2RM | NITRIC OXIDE (NO) EXPLOSION PROOF TRANSMITTER (EC), 4-20MA, 3 RELAYS, MODBUS, 0-10 PPM ALUMINUM ENCLOSURE, CLASS I, DIV 2 W/ REMOTE MOUNT HARDWARE | Quantity |  | 1 | 1452.6 | 26% | 1074.924
4458 | Notifier | SPXCDULNFX | COMBUSTIBLE (CH4) EXPLOSION PROOF TRANSMITTER (CAT BEAD), 4-20 MA, 3 RELAYS, MODBUS, 0-100% ALUMINUM ENCLOSURE | Quantity |  | 1 | 1018.9 | 26% | 753.986
4459 | Notifier | SPXCDULNFXM | COMBUSTIBLE (CH4) EXPLOSION PROOF TRANSMITTER (CAT BEAD), 4-20 MA, 3 RELAYS, MODBUS, 0-100% ALUMINUM ENCLOSURE | Quantity |  | 1 | 1498.5 | 26% | 1108.89
4460 | Notifier | SPXCDULNG1 | UL/CUL/INMETRO APPROVED SP XCD HYDROGEN (H2) 0-1000 PPM WITH LM25, 3/4"NPT ENTRY | Quantity |  | 1 | 1008.4 | 26% | 746.216
4461 | Notifier | SPXCDULNG1M | HYDROGEN (H2) EXPLOSION PROOF TRANSMITTER (EC), 4-20MA, 3 RELAYS, MODBUS, 0-1,000 PPM ALUMINUM ENCLOSURE | Quantity |  | 1 | 1498.5 | 26% | 1108.89
4462 | Notifier | SPXCDULNG2 | EXPLOSION PROOF TRANSMITTER (EC), 4-20MA, 3 RELAYS, SENSEPOINT TOXIC SENSOR, HYDROGEN (H2) 0-1,000 PPM ALUMINUM ENCLOSURE, CLASS I, DIV 2 | Quantity |  | 1 | 1173.5 | 26% | 868.39
4463 | Notifier | SPXCDULNG2M | HYDROGEN (H2) EXPLOSION PROOF TRANSMITTER (EC), 4-20MA, 3 RELAYS, MODBUS, 0-1,000 PPM ALUMINUM ENCLOSURE, CLASS I, DIV 2 | Quantity |  | 1 | 1498.5 | 26% | 1108.89
4464 | Notifier | SPXCDULNG2RM | HYDROGEN (H2) EXPLOSION PROOF TRANSMITTER (EC), 4-20MA, 3 RELAYS, MODBUS, 0-1,000 PPM ALUMINUM ENCLOSURE, CLASS I, DIV 2 W/ REMOTE MOUNT HARDWARE | Quantity |  | 1 | 1452.6 | 26% | 1074.924
4465 | Notifier | SPXCDULNH2M | HYDROGEN SULFIDE (H2S) EXPLOSION PROOF TRANSMITTER (EC), 4-20MA, 3 RELAYS, MODBUS, 0-50 PPM ALUMINUM ENCLOSURE, CLASS I, DIV 2 | Quantity |  | 1 | 1174.6 | 26% | 869.204
4466 | Notifier | SPXCDULNH2RM | HYDROGEN SULFIDE (H2S) EXPLOSION PROOF TRANSMITTER (EC), 4-20MA, 3 RELAYS, MODBUS, 0-50 PPM ALUMINUM ENCLOSURE, CLASS I, DIV 2 W/ REMOTE MOUNT HARDWARE | Quantity |  | 1 | 1658.4 | 26% | 1227.216
4467 | Notifier | SPXCDULNHX | UL/CUL/INMETRO APPROVED SP XCD HYDROGEN SULFIDE (H2S) 0-50 PPM (10.0 TO 100.0 PPM, 1 PPM) WITH LM25, 3/4"NPT ENTRY | Quantity |  | 1 | 1008.4 | 26% | 746.216
4468 | Notifier | SPXCDULNHXM | HYDROGEN SULFIDE (H2S) EXPLOSION PROOF TRANSMITTER (EC), 4-20MA, 3 RELAYS, MODBUS, 0-50 PPM ALUMINUM ENCLOSURE | Quantity |  | 1 | 1498.5 | 26% | 1108.89
4469 | Notifier | SPXCDULNL2M | CHLORINE (CL2) EXPLOSION PROOF TRANSMITTER (EC), 4-20MA, 3 RELAYS, MODBUS, 0-5 PPM ALUMINUM ENCLOSURE, CLASS I, DIV 2 | Quantity |  | 1 | 1285.4 | 26% | 951.196
4470 | Notifier | SPXCDULNL2RM | CHLORINE (CL2) EXPLOSION PROOF TRANSMITTER (EC), 4-20MA, 3 RELAYS, MODBUS, 0-5 PPM ALUMINUM ENCLOSURE, CLASS I, DIV 2 W/ REMOTE MOUNT HARDWARE | Quantity |  | 1 | 1452.6 | 26% | 1074.924
4471 | Notifier | SPXCDULNN2M | NITROGEN DIOXIDE (NO2) EXPLOSION PROOF TRANSMITTER (EC), 4-20MA, 3 RELAYS, MODBUS, 0-10 PPM ALUMINUM ENCLOSURE, CLASS I, DIV 2 | Quantity |  | 1 | 1174.6 | 26% | 869.204
4472 | Notifier | SPXCDULNN2RM | NITROGEN DIOXIDE (NO2) EXPLOSION PROOF TRANSMITTER (EC), 4-20MA, 3 RELAYS, MODBUS, 0-10 PPM ALUMINUM ENCLOSURE, CLASS I, DIV 2 W/ REMOTE MOUNT HARDWARE | Quantity |  | 1 | 1340.7 | 26% | 992.118
4473 | Notifier | SPXCDULNO1M | OXYGEN (O2) EXPLOSION PROOF TRANSMITTER (EC), 4-20MA, 3 RELAYS, MODBUS, 0-25% ALUMINUM ENCLOSURE | Quantity |  | 1 | 1498.5 | 26% | 1108.89
4474 | Notifier | SPXCDULNO2M | OXYGEN (O2) EXPLOSION PROOF TRANSMITTER (EC), 4-20MA, 3 RELAYS, MODBUS, 0-25% ALUMINUM ENCLOSURE, CLASS I, DIV 2 | Quantity |  | 1 | 1498.5 | 26% | 1108.89
4475 | Notifier | SPXCDULNO2RM | OXYGEN (O2) EXPLOSION PROOF TRANSMITTER (EC), 4-20MA, 3 RELAYS, MODBUS, 0-25% ALUMINUM ENCLOSURE, CLASS I, DIV 2 W/ REMOTE MOUNT HARDWARE | Quantity |  | 1 | 1658.4 | 26% | 1227.216
4476 | Notifier | SPXCDULNPX | UL/INMETRO APPROVED SP XCD FLAMMABLE PROPANE (CH4), ETHYLENE (C2H4), BUTANE (C4H10) & PENTANE (C5H12); IR 0-100% LEL (20 TO 100% LEL, 10% LEL) WITH LM25, 3/4"NPT ENTRY | Quantity |  | 1 | 1116.1 | 26% | 825.914
4477 | Notifier | SPXCDULNPXM | COMBUSTIBLE EXPLOSION PROOF TRANSMITTER (IR), PROPANE (C3H8) 4-20 MA, 3 RELAYS, MODBUS, 0-100% LEL ALUMINUM ENCLOSURE | Quantity |  | 1 | 1605.1 | 26% | 1187.774
4478 | Notifier | SPXCDULNRX | UL/INMETRO APPROVED SP XCD FLAMMABLE METHANE (CH4) IR 0-100% LEL (20 TO 100% LEL, 10% LEL) WITH LM25, 3/4"NPT ENTRY | Quantity |  | 1 | 1094.1 | 26% | 809.634
4479 | Notifier | SPXCDULNRXM | COMBUSTIBLE EXPLOSION PROOF TRANSMITTER (IR), METHANE (CH4) 4-20 MA, 3 RELAYS, MODBUS, 0-100% LEL ALUMINUM ENCLOSURE | Quantity |  | 1 | 1605.1 | 26% | 1187.774
4480 | Notifier | SPXCDULNS2 | EXPLOSION PROOF TRANSMITTER (EC), 4-20MA, 3 RELAYS, SENSEPOINT TOXIC SENSOR, SULFUR DIOXIDE (SO2) 0-15 PPM ALUMINUM ENCLOSURE, CLASS I, DIV 2 | Quantity |  | 1 | 1173.5 | 26% | 868.39
4481 | Notifier | SPXCDULNS2M | SULFUR DIOXIDE (SO2) EXPLOSION PROOF TRANSMITTER (EC), 4-20MA, 3 RELAYS, MODBUS, 0-15 PPM ALUMINUM ENCLOSURE, CLASS I, DIV 2 | Quantity |  | 1 | 1605.1 | 26% | 1187.774
4482 | Notifier | SPXCDULNS2RM | SULFUR DIOXIDE (SO2) EXPLOSION PROOF TRANSMITTER (EC), 4-20MA, 3 RELAYS, MODBUS, 0-15 PPM ALUMINUM ENCLOSURE, CLASS I, DIV 2 W/ REMOTE MOUNT HARDWARE | Quantity |  | 1 | 1765 | 26% | 1306.1
4483 | Notifier | SPXCDULNTX4M | SENSEPOINT XCD RTD TRANSMITTER, 4-20MA, 3 RELAYS, MODBUS | Quantity |  | 1 | 1004.2 | 26% | 743.108
4484 | Notifier | SPXCDULNTXFM | SENSEPOINT XCD FLAM AND IR TRANSMITTER ONLY (NO SENSOR) FOR UL, LM25 | Quantity |  | 1 | 783.8 | 26% | 580.012
4485 | Notifier | SPXCDUSNB2 | XCD GAS DETECTOR, 4 TO 20 MA OUTPUT, UL/C-UL/INMETRO, 2 X 3/4" NPT ENTRIES, PAINTED 316SS, INCLUDES INFRARED CARBON DIOXIDE SENSOR CARTRIDGE 0 TO 5.0% V/V, INCLUDES NYLON WEATHER PROTECTION | Quantity |  | 1 | 1425.4 | 26% | 1054.796
4486 | Notifier | SPXCDUSNB2M | XCD GAS DETECTOR, 4 TO 20 MA AND MODBUS OUTPUT, UL/C-UL/INMETRO, 2 X 3/4" NPT ENTRIES, PAINTED 316SS, INCLUDES INFRARED CARBON DIOXIDE SENSOR CARTRIDGE 0 TO 5.0% V/V, INCLUDES NYLON WEATHER PROTECTION | Quantity |  | 1 | 1590.5 | 26% | 1176.97
4487 | Notifier | SPXCDXSB1SS | CARBON DIOXIDE (CO2) 0-2% VOL | Quantity |  | 1 | 595.7 | 26% | 440.818
4488 | Notifier | SPXCDXSB2SS | CARBON DIOXIDE IR 0-5.00% V/V ONLY | Quantity |  | 1 | 658.4 | 26% | 487.216
4489 | Notifier | SPXCDXSCXSS | CARBON MONOXIDE (CO) 0-500 PPM (100 TO 1000 PPM) | Quantity |  | 1 | 480.7 | 26% | 355.718
4490 | Notifier | SPXCDXSFXSS | FLAMMABLE CAT 0-100% LEL (20 TO 100.0%LEL) | Quantity |  | 1 | 479.7 | 26% | 354.978
4491 | Notifier | SPXCDXSG1SS | HYDROGEN (H2) 0-1000 PPM ONLY | Quantity |  | 1 | 488 | 26% | 361.12
4492 | Notifier | SPXCDXSHXSS | HYDROGEN SULFIDE (H2S) 0-50 PPM (10.0 TO 100.0 PPM) | Quantity |  | 1 | 480.7 | 26% | 355.718
4493 | Notifier | SPXCDXSRXSS | FLAMMABLE IR 0-100% LEL METHANE (20 TO 100.0% LEL) | Quantity |  | 1 | 595.7 | 26% | 440.818
4494 | Notifier | SPXCLRLH1SS | SENSEPOINT XCL/XRL REPLACEMENT SENSOR - H2S (LOW AND HIGH RANGE) | Quantity |  | 1 | 229.9 | 26% | 170.126
4495 | Notifier | SPXRLCAL | SPXRL-CALIBRATION CAP | Quantity |  | 1 | 66.9 | 26% | 49.506
4496 | Notifier | SPXRLDMK | SPXRL-DUCT MOUNT KIT | Quantity |  | 1 | 198.6 | 26% | 146.964
4497 | Notifier | SPXRLFLW | SPXRL-FLOW HOUSING | Quantity |  | 1 | 93 | 26% | 68.82
4498 | Notifier | SPXZZRLF6SS | SPXRL-REPLACEMENT SENSOR-CAT | Quantity |  | 1 | 273.8 | 26% | 202.612
4499 | Notifier | SS2-AM | COPPER-FREE ALUMINUM HOUSING UV/IR/VIS HIGH-SPEED ELECTRO-OPTICAL FIRE DETECTOR, NON-LATCHING ALARM RELAY, ALARM & FAULT RELAYS, CLASS I, DIVISION 1, GROUPS B, C, & D, FM, CSFM, & CFM APPROVED, 3/4 NPT | Quantity |  | 1 | 2731.6 | 26% | 2021.384
4500 | Notifier | SS4-A2 | ALUMINUM UV/IR, FM, HYDROCARBON FIRES, NON LATCHING ALARM LED, FM, CFM, CSFM FOR CLASS I, DIV.1 GROUPS B,C & D (2) 3/4 NPT | Quantity |  | 1 | 3116.2 | 26% | 2305.988
4501 | Notifier | SS4-A2-C-E | ALUMINUM UV/IR, ATEX, HYDROCARBON FIRES, NON LATCHING ALARM LED, FM, CFM, ATEX, IECEX FOR ZONE 1 (2) M25 | Quantity |  | 1 | 3200.8 | 26% | 2368.592
4502 | Notifier | SS4-A2-CSS-E | STAINLESS STEEL UV/IR, ATEX, HYDROCARBON FIRES, NON LATCHING ALARM LED, FM, CFM, ATEX, IECEX FOR ZONE 1 (2) M25 | Quantity |  | 1 | 3664.8 | 26% | 2711.952
4503 | Notifier | SS4-AS2-C-E | ALUMINUM UV/IR, ATEX, HYDROGEN & NON HYDROCARBON FIRES, NON LATCHING ALARM LED, FM, CFM, CSFM FOR CLASS I, DIV.1 GROUPS B,C & D (2) M25 | Quantity |  | 1 | 3200.8 | 26% | 2368.592
4504 | Notifier | SS4-AS2-CSS-E | STAINLESS STEEL UV/IR, ATEX, HYDROGEN & NON HYDROCARBON FIRES, NON LATCHING ALARM LED, FM, CFM, ATEX, IECEX FOR ZONE 1 (2) M25 | Quantity |  | 1 | 3664.8 | 26% | 2711.952
4505 | Notifier | SS4-AUV2 | ALUMINUM UV, FM, HYDROCARBON & NON-HYDROCARBON FIRES, NON-LATCHING ALARM LED, FM, CFM, CSFM FOR C1, D1, GROUPS B,C,D (2) 3/4 NPT | Quantity |  | 1 | 2754.6 | 26% | 2038.404
4506 | Notifier | SS4-MOD-AS2 | REPLACEMENT ELECTRONICS MODULE FOR SS4-AS2 (UV/IR) DETECTORS. MODULE ONLY, NON-LATCHING LED | Quantity |  | 1 | 2466.2 | 26% | 1824.988
4507 | Notifier | SVIP3729 | COMBUSTIBLE (C3H8) EXPLOSION PROOF TRANSMITTER (CAT BEAD), 4-20MA, 3 RELAYS, MODBUS, 0-100% ALUMINUM ENCLOSURE CUSTOM CALIBRATION: SPXCDULNFXM PROPANE | Quantity |  | 1 | 1572.7 | 26% | 1163.798
4508 | Notifier | SVIP3730 | COMBUSTIBLE (H2) EXPLOSION PROOF TRANSMITTER (CAT BEAD), 4-20MA, 3 RELAYS, MODBUS, 0-100% ALUMINUM ENCLOSURE CUSTOM CALIBRATION: SPXCDULNFXM HYDROGEN | Quantity |  | 1 | 1572.7 | 26% | 1163.798
4509 | Notifier | TL-1055 | IR TEST LAMP FOR TESTING FS18X, FS20X & FS24X DETECTORS, NON-EXPLOSION PROOF VERSION. INCL UNIVERSAL CHARGER | Quantity |  | 1 | 1224.7 | 26% | 906.278
4510 | Notifier | TL-2055 | IR TEST LAMP FOR TESTING FS18X, FS20X & FS24X DETECTORS, EXPLOSION PROOF VERSION. INCL UNIVERSAL CHARGER | Quantity |  | 1 | 2842.4 | 26% | 2103.376
4511 | Notifier | TPPLBAWA2N4BNNN | TPPL CONTROLLER BASIC, WALL MOUNT, AC115/220 150W, 2 X MA INPUT WITH 4 X MA OUTPUT, BATTERY BACKUP | Quantity |  | 1 | 2926 | 26% | 2165.24
4512 | Notifier | TPPLBAWA2N4BNRN | TPPL CONTROLLER BASIC, WALL MOUNT, AC115/220 150W, 2 X MA INPUT, 4 X MA OUTPUT WITH BATTERY BACKUP, MODBUS TCP+WEB MONITORING | Quantity |  | 1 | 3448.5 | 26% | 2551.89
4513 | Notifier | TPPLBAWA2N4BNTN | TPPL CONTROLLER BASIC, WALL MOUNT, AC115/220 150W, 2 X MA INPUT, 4 X MA OUTPUT WITH BATTERY BACKUP, MODBUS TCP | Quantity |  | 1 | 3448.5 | 26% | 2551.89
4514 | Notifier | TPPLBAWA2N4BRNN | TPPL CONTROLLER BASIC, WALL MOUNT, AC115/220 150W, 2 X MA INPUT, 4 X MA OUTPUT WITH BATTERY BACKUP, MODBUS RTU | Quantity |  | 1 | 3448.5 | 26% | 2551.89
4515 | Notifier | TPPLBAWA2N4NNNN | TPPL CONTROLLER BASIC, WALL MOUNT, AC115/220 150W, 2 X MA INPUT WITH 4 X MA OUTPUT | Quantity |  | 1 | 2508 | 26% | 1855.92
4516 | Notifier | TPPLBAWA2N4NNRN | TPPL CONTROLLER BASIC, WALL MOUNT, AC115/220 150W, 2 X MA INPUT, 4 X MA OUTPUT, MODBUS TCP+WEB MONITORING | Quantity |  | 1 | 3030.5 | 26% | 2242.57
4517 | Notifier | TPPLBAWA2N4NNTN | TPPL CONTROLLER BASIC, WALL MOUNT, AC115/220 150W, 2 X MA INPUT, 4 X MA OUTPUT, MODBUS TCP | Quantity |  | 1 | 3030.5 | 26% | 2242.57
4518 | Notifier | TPPLBAWA2N4NRNN | TPPL CONTROLLER BASIC, WALL MOUNT, AC115/220 150W, 2 X MA INPUT, 4 X MA OUTPUT, MODBUS RTU | Quantity |  | 1 | 3030.5 | 26% | 2242.57
4519 | Notifier | TPPLBAWA2NNBNNN | TPPL CONTROLLER BASIC, WALL MOUNT, AC115/220 150W, 2 X MA INPUT WITH BATTERY BACKUP | Quantity |  | 1 | 2403.5 | 26% | 1778.59
4520 | Notifier | TPPLBAWA2NNBNRN | TPPL CONTROLLER BASIC, WALL MOUNT, AC115/220 150W, 2 X MA INPUT WITH BATTERY BACKUP, MODBUS TCP+WEB MONITORING | Quantity |  | 1 | 2926 | 26% | 2165.24
4521 | Notifier | TPPLBAWA2NNBNTN | TPPL CONTROLLER BASIC, WALL MOUNT, AC115/220 150W, 2 X MA INPUT WITH BATTERY BACKUP, MODBUS TCP | Quantity |  | 1 | 2926 | 26% | 2165.24
4522 | Notifier | TPPLBAWA2NNBRNN | TPPL CONTROLLER BASIC, WALL MOUNT, AC115/220 150W, 2 X MA INPUT WITH BATTERY BACKUP, MODBUS RTU | Quantity |  | 1 | 2926 | 26% | 2165.24
4523 | Notifier | TPPLBAWA2NNNNNN | TPPL CONTROLLER BASIC, WALL MOUNT, AC115/220 150W, 2 X MA INPUT | Quantity |  | 1 | 1985.5 | 26% | 1469.27
4524 | Notifier | TPPLBAWA2NNNNRN | TPPL CONTROLLER BASIC, WALL MOUNT, AC115/220 150W, 2 X MA INPUT, MODBUS TCP+WEB MONITORING | Quantity |  | 1 | 2508 | 26% | 1855.92
4525 | Notifier | TPPLBAWA2NNNNTN | TPPL CONTROLLER BASIC, WALL MOUNT, AC115/220 150W, 2 X MA INPUT, MODBUS TCP | Quantity |  | 1 | 2508 | 26% | 1855.92
4526 | Notifier | TPPLBAWA2NNNRNN | TPPL CONTROLLER BASIC, WALL MOUNT, AC115/220 150W, 2 X MA INPUT, MODBUS RTU | Quantity |  | 1 | 2508 | 26% | 1855.92
4527 | Notifier | TPPLBAWA2S4BNNN | TPPL CONTROLLER BASIC, WALL MOUNT, AC115/220 150W, 2 X MA INPUT WITH 12 X RELAY OUTPUT, 4 X MA OUTPUT, BATTERY BACKUP | Quantity |  | 1 | 3605.3 | 26% | 2667.922
4528 | Notifier | TPPLBAWA2S4BNRN | TPPL CONTROLLER BASIC, WALL MOUNT, AC115/220 150W, 2 X MA INPUT WITH 12 X RELAY OUTPUT, 4 X MA OUTPUT WITH BATTERY BACKUP, MODBUS TCP+WEB MONITORING | Quantity |  | 1 | 4127.8 | 26% | 3054.572
4529 | Notifier | TPPLBAWA2S4BNTN | TPPL CONTROLLER BASIC, WALL MOUNT, AC115/220 150W, 2 X MA INPUT WITH 12 X RELAY OUTPUT, 4 X MA OUTPUT WITH BATTERY BACKUP, MODBUS TCP | Quantity |  | 1 | 4127.8 | 26% | 3054.572
4530 | Notifier | TPPLBAWA2S4BRNN | TPPL CONTROLLER BASIC, WALL MOUNT, AC115/220 150W, 2 X MA INPUT WITH 12 X RELAY OUTPUT, 4 X MA OUTPUT WITH BATTERY BACKUP, MODBUS RTU | Quantity |  | 1 | 4127.8 | 26% | 3054.572
4531 | Notifier | TPPLBAWA2S4NNNN | TPPL CONTROLLER BASIC, WALL MOUNT, AC115/220 150W, 2 X MA INPUT WITH 12 X RELAY OUTPUT, 4 X MA OUTPUT | Quantity |  | 1 | 3187.3 | 26% | 2358.602
4532 | Notifier | TPPLBAWA2S4NNRN | TPPL CONTROLLER BASIC, WALL MOUNT, AC115/220 150W, 2 X MA INPUT WITH 12 X RELAY OUTPUT, 4 X MA OUTPUT, MODBUS TCP+WEB MONITORING | Quantity |  | 1 | 3709.8 | 26% | 2745.252
4533 | Notifier | TPPLBAWA2S4NNTN | TPPL CONTROLLER BASIC, WALL MOUNT, AC115/220 150W, 2 X MA INPUT WITH 12 X RELAY OUTPUT, 4 X MA OUTPUT, MODBUS TCP | Quantity |  | 1 | 3709.8 | 26% | 2745.252
4534 | Notifier | TPPLBAWA2S4NRNN | TPPL CONTROLLER BASIC, WALL MOUNT, AC115/220 150W, 2 X MA INPUT WITH 12 X RELAY OUTPUT, 4 X MA OUTPUT, MODBUS RTU | Quantity |  | 1 | 3709.8 | 26% | 2745.252
4535 | Notifier | TPPLBAWA2SNBNNN | TPPL CONTROLLER BASIC, WALL MOUNT, AC115/220 150W, 2 X MA INPUT WITH 12 X RELAY OUTPUT, BATTERY BACKUP | Quantity |  | 1 | 3082.8 | 26% | 2281.272
4536 | Notifier | TPPLBAWA2SNBNRN | TPPL CONTROLLER BASIC, WALL MOUNT, AC115/220 150W, 2 X MA INPUT WITH 12 X RELAY OUTPUT WITH BATTERY BACKUP, MODBUS TCP+WEB MONITORING | Quantity |  | 1 | 3605.3 | 26% | 2667.922
4537 | Notifier | TPPLBAWA2SNBNTN | TPPL CONTROLLER BASIC, WALL MOUNT, AC115/220 150W, 2 X MA INPUT WITH 12 X RELAY OUTPUT WITH BATTERY BACKUP, MODBUS TCP | Quantity |  | 1 | 3605.3 | 26% | 2667.922
4538 | Notifier | TPPLBAWA2SNBRNN | TPPL CONTROLLER BASIC, WALL MOUNT, AC115/220 150W, 2 X MA INPUT WITH 12 X RELAY OUTPUT WITH BATTERY BACKUP, MODBUS RTU | Quantity |  | 1 | 3605.3 | 26% | 2667.922
4539 | Notifier | TPPLBAWA2SNNNNN | TPPL CONTROLLER BASIC, WALL MOUNT, AC115/220 150W, 2 X MA INPUT WITH 12 X RELAY OUTPUT | Quantity |  | 1 | 2664.8 | 26% | 1971.952
4540 | Notifier | TPPLBAWA2SNNNRN | TPPL CONTROLLER BASIC, WALL MOUNT, AC115/220 150W, 2 X MA INPUT WITH 12 X RELAY OUTPUT, MODBUS TCP+WEB MONITORING | Quantity |  | 1 | 3187.3 | 26% | 2358.602
4541 | Notifier | TPPLBAWA2SNNNTN | TPPL CONTROLLER BASIC, WALL MOUNT, AC115/220 150W, 2 X MA INPUT WITH 12 X RELAY OUTPUT, MODBUS TCP | Quantity |  | 1 | 3187.3 | 26% | 2358.602
4542 | Notifier | TPPLBAWA2SNNRNN | TPPL CONTROLLER BASIC, WALL MOUNT, AC115/220 150W, 2 X MA INPUT WITH 12 X RELAY OUTPUT, MODBUS RTU | Quantity |  | 1 | 3187.3 | 26% | 2358.602
4543 | Notifier | TPPLBAWA4N4BNNN | TPPL CONTROLLER BASIC, WALL MOUNT, AC115/220 150W, 4 X MA INPUT WITH 4 X MA OUTPUT, BATTERY BACKUP | Quantity |  | 1 | 3239.5 | 26% | 2397.23
4544 | Notifier | TPPLBAWA4N4BNRN | TPPL CONTROLLER BASIC, WALL MOUNT, AC115/220 150W, 4 X MA INPUT, 4 X MA OUTPUT WITH BATTERY BACKUP, MODBUS TCP+WEB MONITORING | Quantity |  | 1 | 3762 | 26% | 2783.88
4545 | Notifier | TPPLBAWA4N4BNTN | TPPL CONTROLLER BASIC, WALL MOUNT, AC115/220 150W, 4 X MA INPUT, 4 X MA OUTPUT WITH BATTERY BACKUP, MODBUS TCP | Quantity |  | 1 | 3762 | 26% | 2783.88
4546 | Notifier | TPPLBAWA4N4BRNN | TPPL CONTROLLER BASIC, WALL MOUNT, AC115/220 150W, 4 X MA INPUT, 4 X MA OUTPUT WITH BATTERY BACKUP, MODBUS RTU | Quantity |  | 1 | 3762 | 26% | 2783.88
4547 | Notifier | TPPLBAWA4N4NNNN | TPPL CONTROLLER BASIC, WALL MOUNT, AC115/220 150W, 4 X MA INPUT WITH 4 X MA OUTPUT | Quantity |  | 1 | 2821.5 | 26% | 2087.91
4548 | Notifier | TPPLBAWA4N4NNRN | TPPL CONTROLLER BASIC, WALL MOUNT, AC115/220 150W, 4 X MA INPUT, 4 X MA OUTPUT, MODBUS TCP+WEB MONITORING | Quantity |  | 1 | 3344 | 26% | 2474.56
4549 | Notifier | TPPLBAWA4N4NNTN | TPPL CONTROLLER BASIC, WALL MOUNT, AC115/220 150W, 4 X MA INPUT, 4 X MA OUTPUT, MODBUS TCP | Quantity |  | 1 | 3344 | 26% | 2474.56
4550 | Notifier | TPPLBAWA4N4NRNN | TPPL CONTROLLER BASIC, WALL MOUNT, AC115/220 150W, 4 X MA INPUT, 4 X MA OUTPUT, MODBUS RTU | Quantity |  | 1 | 3344 | 26% | 2474.56
4551 | Notifier | TPPLBAWA4NNBNNN | TPPL CONTROLLER BASIC, WALL MOUNT, AC115/220 150W, 4 X MA INPUT WITH BATTERY BACKUP | Quantity |  | 1 | 2717 | 26% | 2010.58
4552 | Notifier | TPPLBAWA4NNBNRN | TPPL CONTROLLER BASIC, WALL MOUNT, AC115/220 150W, 4 X MA INPUT WITH BATTERY BACKUP, MODBUS TCP+WEB MONITORING | Quantity |  | 1 | 3239.5 | 26% | 2397.23
4553 | Notifier | TPPLBAWA4NNBNTN | TPPL CONTROLLER BASIC, WALL MOUNT, AC115/220 150W, 4 X MA INPUT WITH BATTERY BACKUP, MODBUS TCP | Quantity |  | 1 | 3239.5 | 26% | 2397.23
4554 | Notifier | TPPLBAWA4NNBRNN | TPPL CONTROLLER BASIC, WALL MOUNT, AC115/220 150W, 4 X MA INPUT WITH BATTERY BACKUP, MODBUS RTU | Quantity |  | 1 | 3239.5 | 26% | 2397.23
4555 | Notifier | TPPLBAWA4NNNNNN | TPPL CONTROLLER BASIC, WALL MOUNT, AC115/220 150W, 4 X MA INPUT | Quantity |  | 1 | 2299 | 26% | 1701.26
4556 | Notifier | TPPLBAWA4NNNNRN | TPPL CONTROLLER BASIC, WALL MOUNT, AC115/220 150W, 4 X MA INPUT, MODBUS TCP+WEB MONITORING | Quantity |  | 1 | 2821.5 | 26% | 2087.91
4557 | Notifier | TPPLBAWA4NNNNTN | TPPL CONTROLLER BASIC, WALL MOUNT, AC115/220 150W, 4 X MA INPUT, MODBUS TCP | Quantity |  | 1 | 2821.5 | 26% | 2087.91
4558 | Notifier | TPPLBAWA4NNNRNN | TPPL CONTROLLER BASIC, WALL MOUNT, AC115/220 150W, 4 X MA INPUT, MODBUS RTU | Quantity |  | 1 | 2821.5 | 26% | 2087.91
4559 | Notifier | TPPLBAWA4S4BNNN | TPPL CONTROLLER BASIC, WALL MOUNT, AC115/220 150W, 4 X MA INPUT WITH 12 X RELAY OUTPUT, 4 X MA OUTPUT, BATTERY BACKUP | Quantity |  | 1 | 3918.8 | 26% | 2899.912
4560 | Notifier | TPPLBAWA4S4BNRN | TPPL CONTROLLER BASIC, WALL MOUNT, AC115/220 150W, 4 X MA INPUT WITH 12 X RELAY OUTPUT, 4 X MA OUTPUT WITH BATTERY BACKUP, MODBUS TCP+WEB MONITORING | Quantity |  | 1 | 4441.3 | 26% | 3286.562
4561 | Notifier | TPPLBAWA4S4BNTN | TPPL CONTROLLER BASIC, WALL MOUNT, AC115/220 150W, 4 X MA INPUT WITH 12 X RELAY OUTPUT, 4 X MA OUTPUT WITH BATTERY BACKUP, MODBUS TCP | Quantity |  | 1 | 4441.3 | 26% | 3286.562
4562 | Notifier | TPPLBAWA4S4BRNN | TPPL CONTROLLER BASIC, WALL MOUNT, AC115/220 150W, 4 X MA INPUT WITH 12 X RELAY OUTPUT, 4 X MA OUTPUT WITH BATTERY BACKUP, MODBUS RTU | Quantity |  | 1 | 4441.3 | 26% | 3286.562
4563 | Notifier | TPPLBAWA4S4NNNN | TPPL CONTROLLER BASIC, WALL MOUNT, AC115/220 150W, 4 X MA INPUT WITH 12 X RELAY OUTPUT, 4 X MA OUTPUT | Quantity |  | 1 | 3500.8 | 26% | 2590.592
4564 | Notifier | TPPLBAWA4S4NNRN | TPPL CONTROLLER BASIC, WALL MOUNT, AC115/220 150W, 4 X MA INPUT WITH 12 X RELAY OUTPUT, 4 X MA OUTPUT, MODBUS TCP+WEB MONITORING | Quantity |  | 1 | 4023.3 | 26% | 2977.242
4565 | Notifier | TPPLBAWA4S4NNTN | TPPL CONTROLLER BASIC, WALL MOUNT, AC115/220 150W, 4 X MA INPUT WITH 12 X RELAY OUTPUT, 4 X MA OUTPUT, MODBUS TCP | Quantity |  | 1 | 4023.3 | 26% | 2977.242
4566 | Notifier | TPPLBAWA4S4NRNN | TPPL CONTROLLER BASIC, WALL MOUNT, AC115/220 150W, 4 X MA INPUT WITH 12 X RELAY OUTPUT, 4 X MA OUTPUT, MODBUS RTU | Quantity |  | 1 | 4023.3 | 26% | 2977.242
4567 | Notifier | TPPLBAWA4SNBNNN | TPPL CONTROLLER BASIC, WALL MOUNT, AC115/220 150W, 4 X MA INPUT WITH 12 X RELAY OUTPUT, BATTERY BACKUP | Quantity |  | 1 | 3396.3 | 26% | 2513.262
4568 | Notifier | TPPLBAWA4SNBNRN | TPPL CONTROLLER BASIC, WALL MOUNT, AC115/220 150W, 4 X MA INPUT WITH 12 X RELAY OUTPUT WITH BATTERY BACKUP, MODBUS TCP+WEB MONITORING | Quantity |  | 1 | 3918.8 | 26% | 2899.912
4569 | Notifier | TPPLBAWA4SNBNTN | TPPL CONTROLLER BASIC, WALL MOUNT, AC115/220 150W, 4 X MA INPUT WITH 12 X RELAY OUTPUT WITH BATTERY BACKUP, MODBUS TCP | Quantity |  | 1 | 3918.8 | 26% | 2899.912
4570 | Notifier | TPPLBAWA4SNBRNN | TPPL CONTROLLER BASIC, WALL MOUNT, AC115/220 150W, 4 X MA INPUT WITH 12 X RELAY OUTPUT WITH BATTERY BACKUP, MODBUS RTU | Quantity |  | 1 | 3918.8 | 26% | 2899.912
4571 | Notifier | TPPLBAWA4SNNNNN | TPPL CONTROLLER BASIC, WALL MOUNT, AC115/220 150W, 4 X MA INPUT WITH 12 X RELAY OUTPUT | Quantity |  | 1 | 2978.3 | 26% | 2203.942
4572 | Notifier | TPPLBAWA4SNNNRN | TPPL CONTROLLER BASIC, WALL MOUNT, AC115/220 150W, 4 X MA INPUT WITH 12 X RELAY OUTPUT, MODBUS TCP+WEB MONITORING | Quantity |  | 1 | 3500.8 | 26% | 2590.592
4573 | Notifier | TPPLBAWA4SNNNTN | TPPL CONTROLLER BASIC, WALL MOUNT, AC115/220 150W, 4 X MA INPUT WITH 12 X RELAY OUTPUT, MODBUS TCP | Quantity |  | 1 | 3500.8 | 26% | 2590.592
4574 | Notifier | TPPLBAWA4SNNRNN | TPPL CONTROLLER BASIC, WALL MOUNT, AC115/220 150W, 4 X MA INPUT WITH 12 X RELAY OUTPUT, MODBUS RTU | Quantity |  | 1 | 3500.8 | 26% | 2590.592
4575 | Notifier | TPPLBAWA8D4BNNN | TPPL CONTROLLER BASIC, WALL MOUNT, AC115/220 150W, 8 X MA INPUT WITH 24 X RELAY OUTPUT, 4 X MA OUTPUT, BATTERY BACKUP | Quantity |  | 1 | 5329.5 | 26% | 3943.83
4576 | Notifier | TPPLBAWA8D4NNNN | TPPL CONTROLLER BASIC, WALL MOUNT, AC115/220 150W, 8 X MA INPUT WITH 24 X RELAY OUTPUT, 4 X MA OUTPUT | Quantity |  | 1 | 4911.5 | 26% | 3634.51
4577 | Notifier | TPPLBAWA8D4NRNN | TPPL CONTROLLER BASIC, WALL MOUNT, AC115/220 150W, 8 X MA INPUT WITH 24 X RELAY OUTPUT, 4 X MA OUTPUT, MODBUS RTU | Quantity |  | 1 | 5434 | 26% | 4021.16
4578 | Notifier | TPPLBAWA8D8BNNN | TPPL CONTROLLER BASIC, WALL MOUNT, AC115/220 150W, 8 X MA INPUT WITH 24 X RELAY OUTPUT, 8 X MA OUTPUT, BATTERY BACKUP | Quantity |  | 1 | 5956.5 | 26% | 4407.81
4579 | Notifier | TPPLBAWA8D8BNRN | TPPL CONTROLLER BASIC, WALL MOUNT, AC115/220 150W, 8 X MA INPUT WITH 24 X RELAY OUTPUT, 8 X MA OUTPUT WITH BATTERY BACKUP, MODBUS TCP+WEB MONITORING | Quantity |  | 1 | 6479 | 26% | 4794.46
4580 | Notifier | TPPLBAWA8D8BNTN | TPPL CONTROLLER BASIC, WALL MOUNT, AC115/220 150W, 8 X MA INPUT WITH 24 X RELAY OUTPUT, 8 X MA OUTPUT WITH BATTERY BACKUP, MODBUS TCP | Quantity |  | 1 | 6479 | 26% | 4794.46
4581 | Notifier | TPPLBAWA8D8BRNN | TPPL CONTROLLER BASIC, WALL MOUNT, AC115/220 150W, 8 X MA INPUT WITH 24 X RELAY OUTPUT, 8 X MA OUTPUT WITH BATTERY BACKUP, MODBUS RTU | Quantity |  | 1 | 6479 | 26% | 4794.46
4582 | Notifier | TPPLBAWA8D8NNNN | TPPL CONTROLLER BASIC, WALL MOUNT, AC115/220 150W, 8 X MA INPUT WITH 24 X RELAY OUTPUT, 8 X MA OUTPUT | Quantity |  | 1 | 5538.5 | 26% | 4098.49
4583 | Notifier | TPPLBAWA8D8NNRN | TPPL CONTROLLER BASIC, WALL MOUNT, AC115/220 150W, 8 X MA INPUT WITH 24 X RELAY OUTPUT, 8 X MA OUTPUT, MODBUS TCP+WEB MONITORING | Quantity |  | 1 | 6061 | 26% | 4485.14
4584 | Notifier | TPPLBAWA8D8NNTN | TPPL CONTROLLER BASIC, WALL MOUNT, AC115/220 150W, 8 X MA INPUT WITH 24 X RELAY OUTPUT, 8 X MA OUTPUT, MODBUS TCP | Quantity |  | 1 | 6061 | 26% | 4485.14
4585 | Notifier | TPPLBAWA8D8NRNN | TPPL CONTROLLER BASIC, WALL MOUNT, AC115/220 150W, 8 X MA INPUT WITH 24 X RELAY OUTPUT, 8 X MA OUTPUT, MODBUS RTU | Quantity |  | 1 | 6061 | 26% | 4485.14
4586 | Notifier | TPPLBAWA8DNBNNN | TPPL CONTROLLER BASIC, WALL MOUNT, AC115/220 150W, 8 X MA INPUT WITH 24 X RELAY OUTPUT, BATTERY BACKUP | Quantity |  | 1 | 4807 | 26% | 3557.18
4587 | Notifier | TPPLBAWA8DNBNRN | TPPL CONTROLLER BASIC, WALL MOUNT, AC115/220 150W, 8 X MA INPUT WITH 24 X RELAY OUTPUT WITH BATTERY BACKUP, MODBUS TCP+WEB MONITORING | Quantity |  | 1 | 5329.5 | 26% | 3943.83
4588 | Notifier | TPPLBAWA8DNBNTN | TPPL CONTROLLER BASIC, WALL MOUNT, AC115/220 150W, 8 X MA INPUT WITH 24 X RELAY OUTPUT WITH BATTERY BACKUP, MODBUS TCP | Quantity |  | 1 | 5329.5 | 26% | 3943.83
4589 | Notifier | TPPLBAWA8DNBRNN | TPPL CONTROLLER BASIC, WALL MOUNT, AC115/220 150W, 8 X MA INPUT WITH 24 X RELAY OUTPUT WITH BATTERY BACKUP, MODBUS RTU | Quantity |  | 1 | 5329.5 | 26% | 3943.83
4590 | Notifier | TPPLBAWA8DNNNNN | TPPL CONTROLLER BASIC, WALL MOUNT, AC115/220 150W, 8 X MA INPUT WITH 24 X RELAY OUTPUT | Quantity |  | 1 | 4389 | 26% | 3247.86
4591 | Notifier | TPPLBAWA8DNNNRN | TPPL CONTROLLER BASIC, WALL MOUNT, AC115/220 150W, 8 X MA INPUT WITH 24 X RELAY OUTPUT, MODBUS TCP+WEB MONITORING | Quantity |  | 1 | 4911.5 | 26% | 3634.51
4592 | Notifier | TPPLBAWA8DNNNTN | TPPL CONTROLLER BASIC, WALL MOUNT, AC115/220 150W, 8 X MA INPUT WITH 24 X RELAY OUTPUT, MODBUS TCP | Quantity |  | 1 | 4911.5 | 26% | 3634.51
4593 | Notifier | TPPLBAWA8DNNRNN | TPPL CONTROLLER BASIC, WALL MOUNT, AC115/220 150W, 8 X MA INPUT WITH 24 X RELAY OUTPUT, MODBUS RTU | Quantity |  | 1 | 4911.5 | 26% | 3634.51
4594 | Notifier | TPPLBAWA8N8BNNN | TPPL CONTROLLER BASIC, WALL MOUNT, AC115/220 150W, 8 X MA INPUT WITH 8 X MA OUTPUT, BATTERY BACKUP | Quantity |  | 1 | 4545.8 | 26% | 3363.892
4595 | Notifier | TPPLBAWA8N8BNRN | TPPL CONTROLLER BASIC, WALL MOUNT, AC115/220 150W, 8 X MA INPUT, 8 X MA OUTPUT WITH BATTERY BACKUP, MODBUS TCP+WEB MONITORING | Quantity |  | 1 | 5068.3 | 26% | 3750.542
4596 | Notifier | TPPLBAWA8N8BNTN | TPPL CONTROLLER BASIC, WALL MOUNT, AC115/220 150W, 8 X MA INPUT, 8 X MA OUTPUT WITH BATTERY BACKUP, MODBUS TCP | Quantity |  | 1 | 5068.3 | 26% | 3750.542
4597 | Notifier | TPPLBAWA8N8BRNN | TPPL CONTROLLER BASIC, WALL MOUNT, AC115/220 150W, 8 X MA INPUT, 8 X MA OUTPUT WITH BATTERY BACKUP, MODBUS RTU | Quantity |  | 1 | 5068.3 | 26% | 3750.542
4598 | Notifier | TPPLBAWA8N8NNNN | TPPL CONTROLLER BASIC, WALL MOUNT, AC115/220 150W, 8 X MA INPUT WITH 8 X MA OUTPUT | Quantity |  | 1 | 4127.8 | 26% | 3054.572
4599 | Notifier | TPPLBAWA8N8NNRN | TPPL CONTROLLER BASIC, WALL MOUNT, AC115/220 150W, 8 X MA INPUT, 8 X MA OUTPUT, MODBUS TCP+WEB MONITORING | Quantity |  | 1 | 4650.3 | 26% | 3441.222
4600 | Notifier | TPPLBAWA8N8NNTN | TPPL CONTROLLER BASIC, WALL MOUNT, AC115/220 150W, 8 X MA INPUT, 8 X MA OUTPUT, MODBUS TCP | Quantity |  | 1 | 4650.3 | 26% | 3441.222
4601 | Notifier | TPPLBAWA8N8NRNN | TPPL CONTROLLER BASIC, WALL MOUNT, AC115/220 150W, 8 X MA INPUT, 8 X MA OUTPUT, MODBUS RTU | Quantity |  | 1 | 4650.3 | 26% | 3441.222
4602 | Notifier | TPPLBAWA8NNBNNN | TPPL CONTROLLER BASIC, WALL MOUNT, AC115/220 150W, 8 X MA INPUT WITH BATTERY BACKUP | Quantity |  | 1 | 3396.3 | 26% | 2513.262
4603 | Notifier | TPPLBAWA8NNBNRN | TPPL CONTROLLER BASIC, WALL MOUNT, AC115/220 150W, 8 X MA INPUT WITH BATTERY BACKUP, MODBUS TCP+WEB MONITORING | Quantity |  | 1 | 3918.8 | 26% | 2899.912
4604 | Notifier | TPPLBAWA8NNBNTN | TPPL CONTROLLER BASIC, WALL MOUNT, AC115/220 150W, 8 X MA INPUT WITH BATTERY BACKUP, MODBUS TCP | Quantity |  | 1 | 3918.8 | 26% | 2899.912
4605 | Notifier | TPPLBAWA8NNBRNN | TPPL CONTROLLER BASIC, WALL MOUNT, AC115/220 150W, 8 X MA INPUT WITH BATTERY BACKUP, MODBUS RTU | Quantity |  | 1 | 3918.8 | 26% | 2899.912
4606 | Notifier | TPPLBAWA8NNNNNN | TPPL CONTROLLER BASIC, WALL MOUNT, AC115/220 150W, 8 X MA INPUT | Quantity |  | 1 | 2978.3 | 26% | 2203.942
4607 | Notifier | TPPLBAWA8NNNNRN | TPPL CONTROLLER BASIC, WALL MOUNT, AC115/220 150W, 8 X MA INPUT, MODBUS TCP+WEB MONITORING | Quantity |  | 1 | 3500.8 | 26% | 2590.592
4608 | Notifier | TPPLBAWA8NNNNTN | TPPL CONTROLLER BASIC, WALL MOUNT, AC115/220 150W, 8 X MA INPUT, MODBUS TCP | Quantity |  | 1 | 3500.8 | 26% | 2590.592
4609 | Notifier | TPPLBAWA8NNNRNN | TPPL CONTROLLER BASIC, WALL MOUNT, AC115/220 150W, 8 X MA INPUT, MODBUS RTU | Quantity |  | 1 | 3500.8 | 26% | 2590.592
4610 | Notifier | TPPLBAWA8S4BNNN | TPPL CONTROLLER BASIC, WALL MOUNT, AC115/220 150W, 8 X MA INPUT WITH 12 X RELAY OUTPUT, 4 X MA OUTPUT, BATTERY BACKUP | Quantity |  | 1 | 4598 | 26% | 3402.52
4611 | Notifier | TPPLBAWA8S4NNNN | TPPL CONTROLLER BASIC, WALL MOUNT, AC115/220 150W, 8 X MA INPUT WITH 12 X RELAY OUTPUT, 4 X MA OUTPUT | Quantity |  | 1 | 4180 | 26% | 3093.2
4612 | Notifier | TPPLBAWA8S4NRNN | TPPL CONTROLLER BASIC, WALL MOUNT, AC115/220 150W, 8 X MA INPUT WITH 12 X RELAY OUTPUT, 4 X MA OUTPUT, MODBUS RTU | Quantity |  | 1 | 4702.5 | 26% | 3479.85
4613 | Notifier | TPPLBAWA8S8BNNN | TPPL CONTROLLER BASIC, WALL MOUNT, AC115/220 150W, 8 X MA INPUT WITH 12 X RELAY OUTPUT, 8 X MA OUTPUT, BATTERY BACKUP | Quantity |  | 1 | 5225 | 26% | 3866.5
4614 | Notifier | TPPLBAWA8S8BNRN | TPPL CONTROLLER BASIC, WALL MOUNT, AC115/220 150W, 8 X MA INPUT WITH 12 X RELAY OUTPUT, 8 X MA OUTPUT WITH BATTERY BACKUP, MODBUS TCP+WEB MONITORING | Quantity |  | 1 | 5747.5 | 26% | 4253.15
4615 | Notifier | TPPLBAWA8S8BNTN | TPPL CONTROLLER BASIC, WALL MOUNT, AC115/220 150W, 8 X MA INPUT WITH 12 X RELAY OUTPUT, 8 X MA OUTPUT WITH BATTERY BACKUP, MODBUS TCP | Quantity |  | 1 | 5747.5 | 26% | 4253.15
4616 | Notifier | TPPLBAWA8S8BRNN | TPPL CONTROLLER BASIC, WALL MOUNT, AC115/220 150W, 8 X MA INPUT WITH 12 X RELAY OUTPUT, 8 X MA OUTPUT WITH BATTERY BACKUP, MODBUS RTU | Quantity |  | 1 | 5747.5 | 26% | 4253.15
4617 | Notifier | TPPLBAWA8S8NNNN | TPPL CONTROLLER BASIC, WALL MOUNT, AC115/220 150W, 8 X MA INPUT WITH 12 X RELAY OUTPUT, 8 X MA OUTPUT | Quantity |  | 1 | 4807 | 26% | 3557.18
4618 | Notifier | TPPLBAWA8S8NNRN | TPPL CONTROLLER BASIC, WALL MOUNT, AC115/220 150W, 8 X MA INPUT WITH 12 X RELAY OUTPUT, 8 X MA OUTPUT, MODBUS TCP+WEB MONITORING | Quantity |  | 1 | 5329.5 | 26% | 3943.83
4619 | Notifier | TPPLBAWA8S8NNTN | TPPL CONTROLLER BASIC, WALL MOUNT, AC115/220 150W, 8 X MA INPUT WITH 12 X RELAY OUTPUT, 8 X MA OUTPUT, MODBUS TCP | Quantity |  | 1 | 5329.5 | 26% | 3943.83
4620 | Notifier | TPPLBAWA8S8NRNN | TPPL CONTROLLER BASIC, WALL MOUNT, AC115/220 150W, 8 X MA INPUT WITH 12 X RELAY OUTPUT, 8 X MA OUTPUT, MODBUS RTU | Quantity |  | 1 | 5329.5 | 26% | 3943.83
4621 | Notifier | TPPLBAWA8SNBNNN | TPPL CONTROLLER BASIC, WALL MOUNT, AC115/220 150W, 8 X MA INPUT WITH 12 X RELAY OUTPUT, BATTERY BACKUP | Quantity |  | 1 | 4075.5 | 26% | 3015.87
4622 | Notifier | TPPLBAWA8SNBNRN | TPPL CONTROLLER BASIC, WALL MOUNT, AC115/220 150W, 8 X MA INPUT WITH 12 X RELAY OUTPUT WITH BATTERY BACKUP, MODBUS TCP+WEB MONITORING | Quantity |  | 1 | 4598 | 26% | 3402.52
4623 | Notifier | TPPLBAWA8SNBNTN | TPPL CONTROLLER BASIC, WALL MOUNT, AC115/220 150W, 8 X MA INPUT WITH 12 X RELAY OUTPUT WITH BATTERY BACKUP, MODBUS TCP | Quantity |  | 1 | 4598 | 26% | 3402.52
4624 | Notifier | TPPLBAWA8SNBRNN | TPPL CONTROLLER BASIC, WALL MOUNT, AC115/220 150W, 8 X MA INPUT WITH 12 X RELAY OUTPUT WITH BATTERY BACKUP, MODBUS RTU | Quantity |  | 1 | 4598 | 26% | 3402.52
4625 | Notifier | TPPLBAWA8SNNNNN | TPPL CONTROLLER BASIC, WALL MOUNT, AC115/220 150W, 8 X MA INPUT WITH 12 X RELAY OUTPUT | Quantity |  | 1 | 3657.5 | 26% | 2706.55
4626 | Notifier | TPPLBAWA8SNNNRN | TPPL CONTROLLER BASIC, WALL MOUNT, AC115/220 150W, 8 X MA INPUT WITH 12 X RELAY OUTPUT, MODBUS TCP+WEB MONITORING | Quantity |  | 1 | 4180 | 26% | 3093.2
4627 | Notifier | TPPLBAWA8SNNNTN | TPPL CONTROLLER BASIC, WALL MOUNT, AC115/220 150W, 8 X MA INPUT WITH 12 X RELAY OUTPUT, MODBUS TCP | Quantity |  | 1 | 4180 | 26% | 3093.2
4628 | Notifier | TPPLBAWA8SNNRNN | TPPL CONTROLLER BASIC, WALL MOUNT, AC115/220 150W, 8 X MA INPUT WITH 12 X RELAY OUTPUT, MODBUS RTU | Quantity |  | 1 | 4180 | 26% | 3093.2
4629 | Notifier | TPPLBAWD4NNNNNN | TPPL CONTROLLER BASIC, WALL MOUNT, AC115/220 150W, 2 X MA + 2 X MV INPUT | Quantity |  | 1 | 2299 | 26% | 1701.26
4630 | Notifier | TPPLBAWD4SNBNNN | TPPL CONTROLLER BASIC, WALL MOUNT, AC115/220 150W, 2 X MA + 2 X MV INPUT WITH 12 X RELAY OUTPUT WITH BATTERY BACKUP | Quantity |  | 1 | 3396.3 | 26% | 2513.262
4631 | Notifier | TPPLBAWD4SNBNTN | TPPL CONTROLLER BASIC, WALL MOUNT, AC115/220 150W, 2 X MA + 2 X MV INPUT WITH 12 X RELAY OUTPUT WITH BATTERY BACKUP, MODBUS TCP | Quantity |  | 1 | 3918.8 | 26% | 2899.912
4632 | Notifier | TPPLBAWD4SNNNNN | TPPL CONTROLLER BASIC, WALL MOUNT, AC115/220 150W, 2 X MA + 2 X MV INPUT WITH 12 X RELAY OUTPUT | Quantity |  | 1 | 2978.3 | 26% | 2203.942
4633 | Notifier | TPPLBAWD4SNNNTN | TPPL CONTROLLER BASIC, WALL MOUNT, AC115/220 150W, 2 X MA + 2 X MV INPUT WITH 12 X RELAY OUTPUT, MODBUS TCP | Quantity |  | 1 | 3500.8 | 26% | 2590.592
4634 | Notifier | TPPLBAWD8D8NNNN | TPPL CONTROLLER BASIC, WALL MOUNT, AC115/220 150W, 4 X MA + 4 X MV INPUT WITH 24 X RELAY OUTPUT, 8 X MA OUTPUT | Quantity |  | 1 | 5538.5 | 26% | 4098.49
4635 | Notifier | TPPLBAWD8NNBNRN | TPPL CONTROLLER BASIC, WALL MOUNT, AC115/220 150W, 4 X MA + 4 X MV INPUT WITH BATTERY BACKUP, MODBUS TCP+WEB MONITORING | Quantity |  | 1 | 3918.8 | 26% | 2899.912
4636 | Notifier | TPPLBAWD8NNNNNN | TPPL CONTROLLER BASIC, WALL MOUNT, AC115/220 150W, 4 X MA + 4 X MV INPUT | Quantity |  | 1 | 2978.3 | 26% | 2203.942
4637 | Notifier | TPPLBAWD8NNNNRN | TPPL CONTROLLER BASIC, WALL MOUNT, AC115/220 150W, 4 X MA + 4 X MV INPUT, MODBUS TCP+WEB MONITORING | Quantity |  | 1 | 3500.8 | 26% | 2590.592
4638 | Notifier | TPPLBAWD8S8NNNN | TPPL CONTROLLER BASIC, WALL MOUNT, AC115/220 150W, 4 X MA + 4 X MV INPUT WITH 12 X RELAY OUTPUT, 8 X MA OUTPUT | Quantity |  | 1 | 4807 | 26% | 3557.18
4639 | Notifier | TPPLBAWD8SNBRNN | TPPL CONTROLLER BASIC, WALL MOUNT, AC115/220 150W, 4 X MA + 4 X MV INPUT WITH 12 X RELAY OUTPUT WITH BATTERY BACKUP, MODBUS RTU | Quantity |  | 1 | 4598 | 26% | 3402.52
4640 | Notifier | TPPLBAWD8SNNNNN | TPPL CONTROLLER BASIC, WALL MOUNT, AC115/220 150W, 4 X MA + 4 X MV INPUT WITH 12 X RELAY OUTPUT | Quantity |  | 1 | 3657.5 | 26% | 2706.55
4641 | Notifier | TPPLBAWD8SNNRNN | TPPL CONTROLLER BASIC, WALL MOUNT, AC115/220 150W, 4 X MA + 4 X MV INPUT WITH 12 X RELAY OUTPUT, MODBUS RTU | Quantity |  | 1 | 4180 | 26% | 3093.2
4642 | Notifier | TPPLBAWV2N4BNNN | TPPL CONTROLLER BASIC, WALL MOUNT, AC115/220 150W, 2 X MV INPUT WITH 4 X MA OUTPUT, BATTERY BACKUP | Quantity |  | 1 | 2926 | 26% | 2165.24
4643 | Notifier | TPPLBAWV2N4NNNN | TPPL CONTROLLER BASIC, WALL MOUNT, AC115/220 150W, 2 X MV INPUT WITH 4 X MA OUTPUT | Quantity |  | 1 | 2508 | 26% | 1855.92
4644 | Notifier | TPPLBAWV2NNBNNN | TPPL CONTROLLER BASIC, WALL MOUNT, AC115/220 150W, 2 X MV INPUT WITH BATTERY BACKUP | Quantity |  | 1 | 2403.5 | 26% | 1778.59
4645 | Notifier | TPPLBAWV2NNNNNN | TPPL CONTROLLER BASIC, WALL MOUNT, AC115/220 150W, 2 X MV INPUT | Quantity |  | 1 | 1985.5 | 26% | 1469.27
4646 | Notifier | TPPLBAWV2S4BNNN | TPPL CONTROLLER BASIC, WALL MOUNT, AC115/220 150W, 2 X MV INPUT WITH 12 X RELAY OUTPUT, 4 X MA OUTPUT, BATTERY BACKUP | Quantity |  | 1 | 3605.3 | 26% | 2667.922
4647 | Notifier | TPPLBAWV2S4NNNN | TPPL CONTROLLER BASIC, WALL MOUNT, AC115/220 150W, 2 X MV INPUT WITH 12 X RELAY OUTPUT, 4 X MA OUTPUT | Quantity |  | 1 | 3187.3 | 26% | 2358.602
4648 | Notifier | TPPLBAWV2SNBNNN | TPPL CONTROLLER BASIC, WALL MOUNT, AC115/220 150W, 2 X MV INPUT WITH 12 X RELAY OUTPUT, BATTERY BACKUP | Quantity |  | 1 | 3082.8 | 26% | 2281.272
4649 | Notifier | TPPLBAWV2SNBNTN | TPPL CONTROLLER BASIC, WALL MOUNT, AC115/220 150W, 2 X MV INPUT WITH 12 X RELAY OUTPUT WITH BATTERY BACKUP, MODBUS TCP | Quantity |  | 1 | 3605.3 | 26% | 2667.922
4650 | Notifier | TPPLBAWV2SNBRNN | TPPL CONTROLLER BASIC, WALL MOUNT, AC115/220 150W, 2 X MV INPUT WITH 12 X RELAY OUTPUT WITH BATTERY BACKUP, MODBUS RTU | Quantity |  | 1 | 3605.3 | 26% | 2667.922
4651 | Notifier | TPPLBAWV2SNNNNN | TPPL CONTROLLER BASIC, WALL MOUNT, AC115/220 150W, 2 X MV INPUT WITH 12 X RELAY OUTPUT | Quantity |  | 1 | 2664.8 | 26% | 1971.952
4652 | Notifier | TPPLBAWV2SNNNTN | TPPL CONTROLLER BASIC, WALL MOUNT, AC115/220 150W, 2 X MV INPUT WITH 12 X RELAY OUTPUT, MODBUS TCP | Quantity |  | 1 | 3187.3 | 26% | 2358.602
4653 | Notifier | TPPLBAWV2SNNRNN | TPPL CONTROLLER BASIC, WALL MOUNT, AC115/220 150W, 2 X MV INPUT WITH 12 X RELAY OUTPUT, MODBUS RTU | Quantity |  | 1 | 3187.3 | 26% | 2358.602
4654 | Notifier | TPPLBAWV4N4BNNN | TPPL CONTROLLER BASIC, WALL MOUNT, AC115/220 150W, 4 X MV INPUT WITH 4 X MA OUTPUT, BATTERY BACKUP | Quantity |  | 1 | 3239.5 | 26% | 2397.23
4655 | Notifier | TPPLBAWV4N4NNNN | TPPL CONTROLLER BASIC, WALL MOUNT, AC115/220 150W, 4 X MV INPUT WITH 4 X MA OUTPUT | Quantity |  | 1 | 2821.5 | 26% | 2087.91
4656 | Notifier | TPPLBAWV4NNBNNN | TPPL CONTROLLER BASIC, WALL MOUNT, AC115/220 150W, 4 X MV INPUT WITH BATTERY BACKUP | Quantity |  | 1 | 2717 | 26% | 2010.58
4657 | Notifier | TPPLBAWV4NNNNNN | TPPL CONTROLLER BASIC, WALL MOUNT, AC115/220 150W, 4 X MV INPUT | Quantity |  | 1 | 2299 | 26% | 1701.26
4658 | Notifier | TPPLBAWV4S4BNNN | TPPL CONTROLLER BASIC, WALL MOUNT, AC115/220 150W, 4 X MV INPUT WITH 12 X RELAY OUTPUT, 4 X MA OUTPUT, BATTERY BACKUP | Quantity |  | 1 | 3918.8 | 26% | 2899.912
4659 | Notifier | TPPLBAWV4S4BNTN | TPPL CONTROLLER BASIC, WALL MOUNT, AC115/220 150W, 4 X MV INPUT WITH 12 X RELAY OUTPUT, 4 X MA OUTPUT WITH BATTERY BACKUP, MODBUS TCP | Quantity |  | 1 | 4441.3 | 26% | 3286.562
4660 | Notifier | TPPLBAWV4S4NNNN | TPPL CONTROLLER BASIC, WALL MOUNT, AC115/220 150W, 4 X MV INPUT WITH 12 X RELAY OUTPUT, 4 X MA OUTPUT | Quantity |  | 1 | 3500.8 | 26% | 2590.592
4661 | Notifier | TPPLBAWV4S4NNTN | TPPL CONTROLLER BASIC, WALL MOUNT, AC115/220 150W, 4 X MV INPUT WITH 12 X RELAY OUTPUT, 4 X MA OUTPUT, MODBUS TCP | Quantity |  | 1 | 4023.3 | 26% | 2977.242
4662 | Notifier | TPPLBAWV4S4NRNN | TPPL CONTROLLER BASIC, WALL MOUNT, AC115/220 150W, 4 X MV INPUT WITH 12 X RELAY OUTPUT, 4 X MA OUTPUT, MODBUS RTU | Quantity |  | 1 | 4023.3 | 26% | 2977.242
4663 | Notifier | TPPLBAWV4SNBNNN | TPPL CONTROLLER BASIC, WALL MOUNT, AC115/220 150W, 4 X MV INPUT WITH 12 X RELAY OUTPUT, BATTERY BACKUP | Quantity |  | 1 | 3396.3 | 26% | 2513.262
4664 | Notifier | TPPLBAWV4SNBNTN | TPPL CONTROLLER BASIC, WALL MOUNT, AC115/220 150W, 4 X MV INPUT WITH 12 X RELAY OUTPUT WITH BATTERY BACKUP, MODBUS TCP | Quantity |  | 1 | 3918.8 | 26% | 2899.912
4665 | Notifier | TPPLBAWV4SNBRNN | TPPL CONTROLLER BASIC, WALL MOUNT, AC115/220 150W, 4 X MV INPUT WITH 12 X RELAY OUTPUT WITH BATTERY BACKUP, MODBUS RTU | Quantity |  | 1 | 3918.8 | 26% | 2899.912
4666 | Notifier | TPPLBAWV4SNNNNN | TPPL CONTROLLER BASIC, WALL MOUNT, AC115/220 150W, 4 X MV INPUT WITH 12 X RELAY OUTPUT | Quantity |  | 1 | 2978.3 | 26% | 2203.942
4667 | Notifier | TPPLBAWV4SNNNTN | TPPL CONTROLLER BASIC, WALL MOUNT, AC115/220 150W, 4 X MV INPUT WITH 12 X RELAY OUTPUT, MODBUS TCP | Quantity |  | 1 | 3500.8 | 26% | 2590.592
4668 | Notifier | TPPLBAWV4SNNRNN | TPPL CONTROLLER BASIC, WALL MOUNT, AC115/220 150W, 4 X MV INPUT WITH 12 X RELAY OUTPUT, MODBUS RTU | Quantity |  | 1 | 3500.8 | 26% | 2590.592
4669 | Notifier | TPPLBAWV8D4BNNN | TPPL CONTROLLER BASIC, WALL MOUNT, AC115/220 150W, 8 X MV INPUT WITH 24 X RELAY OUTPUT, 4 X MA OUTPUT, BATTERY BACKUP | Quantity |  | 1 | 5329.5 | 26% | 3943.83
4670 | Notifier | TPPLBAWV8D4NNNN | TPPL CONTROLLER BASIC, WALL MOUNT, AC115/220 150W, 8 X MV INPUT WITH 24 X RELAY OUTPUT, 4 X MA OUTPUT | Quantity |  | 1 | 4911.5 | 26% | 3634.51
4671 | Notifier | TPPLBAWV8D4NRNN | TPPL CONTROLLER BASIC, WALL MOUNT, AC115/220 150W, 8 X MV INPUT WITH 24 X RELAY OUTPUT, 4 X MA OUTPUT, MODBUS RTU | Quantity |  | 1 | 5434 | 26% | 4021.16
4672 | Notifier | TPPLBAWV8D8BNNN | TPPL CONTROLLER BASIC, WALL MOUNT, AC115/220 150W, 8 X MV INPUT WITH 24 X RELAY OUTPUT, 8 X MA OUTPUT, BATTERY BACKUP | Quantity |  | 1 | 5956.5 | 26% | 4407.81
4673 | Notifier | TPPLBAWV8D8BRNN | TPPL CONTROLLER BASIC, WALL MOUNT, AC115/220 150W, 8 X MV INPUT WITH 24 X RELAY OUTPUT, 8 X MA OUTPUT WITH BATTERY BACKUP, MODBUS RTU | Quantity |  | 1 | 6479 | 26% | 4794.46
4674 | Notifier | TPPLBAWV8D8NNNN | TPPL CONTROLLER BASIC, WALL MOUNT, AC115/220 150W, 8 X MV INPUT WITH 24 X RELAY OUTPUT, 8 X MA OUTPUT | Quantity |  | 1 | 5538.5 | 26% | 4098.49
4675 | Notifier | TPPLBAWV8D8NRNN | TPPL CONTROLLER BASIC, WALL MOUNT, AC115/220 150W, 8 X MV INPUT WITH 24 X RELAY OUTPUT, 8 X MA OUTPUT, MODBUS RTU | Quantity |  | 1 | 6061 | 26% | 4485.14
4676 | Notifier | TPPLBAWV8DNBNNN | TPPL CONTROLLER BASIC, WALL MOUNT, AC115/220 150W, 8 X MV INPUT WITH 24 X RELAY OUTPUT, BATTERY BACKUP | Quantity |  | 1 | 4807 | 26% | 3557.18
4677 | Notifier | TPPLBAWV8DNBRNN | TPPL CONTROLLER BASIC, WALL MOUNT, AC115/220 150W, 8 X MV INPUT WITH 24 X RELAY OUTPUT WITH BATTERY BACKUP, MODBUS RTU | Quantity |  | 1 | 5329.5 | 26% | 3943.83
4678 | Notifier | TPPLBAWV8DNNNNN | TPPL CONTROLLER BASIC, WALL MOUNT, AC115/220 150W, 8 X MV INPUT WITH 24 X RELAY OUTPUT | Quantity |  | 1 | 4389 | 26% | 3247.86
4679 | Notifier | TPPLBAWV8DNNRNN | TPPL CONTROLLER BASIC, WALL MOUNT, AC115/220 150W, 8 X MV INPUT WITH 24 X RELAY OUTPUT, MODBUS RTU | Quantity |  | 1 | 4911.5 | 26% | 3634.51
4680 | Notifier | TPPLBAWV8N8BNNN | TPPL CONTROLLER BASIC, WALL MOUNT, AC115/220 150W, 8 X MV INPUT WITH 8 X MA OUTPUT, BATTERY BACKUP | Quantity |  | 1 | 4545.8 | 26% | 3363.892
4681 | Notifier | TPPLBAWV8N8NNNN | TPPL CONTROLLER BASIC, WALL MOUNT, AC115/220 150W, 8 X MV INPUT WITH 8 X MA OUTPUT | Quantity |  | 1 | 4127.8 | 26% | 3054.572
4682 | Notifier | TPPLBAWV8NNBNNN | TPPL CONTROLLER BASIC, WALL MOUNT, AC115/220 150W, 8 X MV INPUT WITH BATTERY BACKUP | Quantity |  | 1 | 3396.3 | 26% | 2513.262
4683 | Notifier | TPPLBAWV8NNNNNN | TPPL CONTROLLER BASIC, WALL MOUNT, AC115/220 150W, 8 X MV INPUT | Quantity |  | 1 | 2978.3 | 26% | 2203.942
4684 | Notifier | TPPLBAWV8S4BNNN | TPPL CONTROLLER BASIC, WALL MOUNT, AC115/220 150W, 8 X MV INPUT WITH 12 X RELAY OUTPUT, 4 X MA OUTPUT, BATTERY BACKUP | Quantity |  | 1 | 4598 | 26% | 3402.52
4685 | Notifier | TPPLBAWV8S4NNNN | TPPL CONTROLLER BASIC, WALL MOUNT, AC115/220 150W, 8 X MV INPUT WITH 12 X RELAY OUTPUT, 4 X MA OUTPUT | Quantity |  | 1 | 4180 | 26% | 3093.2
4686 | Notifier | TPPLBAWV8S4NRNN | TPPL CONTROLLER BASIC, WALL MOUNT, AC115/220 150W, 8 X MV INPUT WITH 12 X RELAY OUTPUT, 4 X MA OUTPUT, MODBUS RTU | Quantity |  | 1 | 4702.5 | 26% | 3479.85
4687 | Notifier | TPPLBAWV8S8BNNN | TPPL CONTROLLER BASIC, WALL MOUNT, AC115/220 150W, 8 X MV INPUT WITH 12 X RELAY OUTPUT, 8 X MA OUTPUT, BATTERY BACKUP | Quantity |  | 1 | 5225 | 26% | 3866.5
4688 | Notifier | TPPLBAWV8S8BRNN | TPPL CONTROLLER BASIC, WALL MOUNT, AC115/220 150W, 8 X MV INPUT WITH 12 X RELAY OUTPUT, 8 X MA OUTPUT WITH BATTERY BACKUP, MODBUS RTU | Quantity |  | 1 | 5747.5 | 26% | 4253.15
4689 | Notifier | TPPLBAWV8S8NNNN | TPPL CONTROLLER BASIC, WALL MOUNT, AC115/220 150W, 8 X MV INPUT WITH 12 X RELAY OUTPUT, 8 X MA OUTPUT | Quantity |  | 1 | 4807 | 26% | 3557.18
4690 | Notifier | TPPLBAWV8S8NRNN | TPPL CONTROLLER BASIC, WALL MOUNT, AC115/220 150W, 8 X MV INPUT WITH 12 X RELAY OUTPUT, 8 X MA OUTPUT, MODBUS RTU | Quantity |  | 1 | 5329.5 | 26% | 3943.83
4691 | Notifier | TPPLBAWV8SNBNNN | TPPL CONTROLLER BASIC, WALL MOUNT, AC115/220 150W, 8 X MV INPUT WITH 12 X RELAY OUTPUT, BATTERY BACKUP | Quantity |  | 1 | 4075.5 | 26% | 3015.87
4692 | Notifier | TPPLBAWV8SNBRNN | TPPL CONTROLLER BASIC, WALL MOUNT, AC115/220 150W, 8 X MV INPUT WITH 12 X RELAY OUTPUT WITH BATTERY BACKUP, MODBUS RTU | Quantity |  | 1 | 4598 | 26% | 3402.52
4693 | Notifier | TPPLBAWV8SNNNNN | TPPL CONTROLLER BASIC, WALL MOUNT, AC115/220 150W, 8 X MV INPUT WITH 12 X RELAY OUTPUT | Quantity |  | 1 | 3657.5 | 26% | 2706.55
4694 | Notifier | TPPLBAWV8SNNRNN | TPPL CONTROLLER BASIC, WALL MOUNT, AC115/220 150W, 8 X MV INPUT WITH 12 X RELAY OUTPUT, MODBUS RTU | Quantity |  | 1 | 4180 | 26% | 3093.2
4695 | Notifier | TPPLBDWA2N4BNNN | TPPL CONTROLLER BASIC, WALL MOUNT, DC POWERED, 2 X MA INPUT WITH 4 X MA OUTPUT, BATTERY BACKUP | Quantity |  | 1 | 2821.5 | 26% | 2087.91
4696 | Notifier | TPPLBDWA2N4BNTN | TPPL CONTROLLER BASIC, WALL MOUNT, DC POWERED, 2 X MA INPUT, 4 X MA OUTPUT WITH BATTERY BACKUP, MODBUS TCP | Quantity |  | 1 | 3344 | 26% | 2474.56
4697 | Notifier | TPPLBDWA2N4BRNN | TPPL CONTROLLER BASIC, WALL MOUNT, DC POWERED, 2 X MA INPUT, 4 X MA OUTPUT WITH BATTERY BACKUP, MODBUS RTU | Quantity |  | 1 | 3344 | 26% | 2474.56
4698 | Notifier | TPPLBDWA2N4NNNN | TPPL CONTROLLER BASIC, WALL MOUNT, DC POWERED, 2 X MA INPUT WITH 4 X MA OUTPUT | Quantity |  | 1 | 2403.5 | 26% | 1778.59
4699 | Notifier | TPPLBDWA2N4NNTN | TPPL CONTROLLER BASIC, WALL MOUNT, DC POWERED, 2 X MA INPUT, 4 X MA OUTPUT, MODBUS TCP | Quantity |  | 1 | 2926 | 26% | 2165.24
4700 | Notifier | TPPLBDWA2N4NRNN | TPPL CONTROLLER BASIC, WALL MOUNT, DC POWERED, 2 X MA INPUT, 4 X MA OUTPUT, MODBUS RTU | Quantity |  | 1 | 2926 | 26% | 2165.24
4701 | Notifier | TPPLBDWA2NNBNNN | TPPL CONTROLLER BASIC, WALL MOUNT, DC POWERED, 2 X MA INPUT WITH BATTERY BACKUP | Quantity |  | 1 | 2299 | 26% | 1701.26
4702 | Notifier | TPPLBDWA2NNBNTN | TPPL CONTROLLER BASIC, WALL MOUNT, DC POWERED, 2 X MA INPUT WITH BATTERY BACKUP, MODBUS TCP | Quantity |  | 1 | 2821.5 | 26% | 2087.91
4703 | Notifier | TPPLBDWA2NNBRNN | TPPL CONTROLLER BASIC, WALL MOUNT, DC POWERED, 2 X MA INPUT WITH BATTERY BACKUP, MODBUS RTU | Quantity |  | 1 | 2821.5 | 26% | 2087.91
4704 | Notifier | TPPLBDWA2NNNNNN | TPPL CONTROLLER BASIC, WALL MOUNT, DC POWERED, 2 X MA INPUT | Quantity |  | 1 | 1881 | 26% | 1391.94
4705 | Notifier | TPPLBDWA2NNNNTN | TPPL CONTROLLER BASIC, WALL MOUNT, DC POWERED, 2 X MA INPUT, MODBUS TCP | Quantity |  | 1 | 2403.5 | 26% | 1778.59
4706 | Notifier | TPPLBDWA2NNNRNN | TPPL CONTROLLER BASIC, WALL MOUNT, DC POWERED, 2 X MA INPUT, MODBUS RTU | Quantity |  | 1 | 2403.5 | 26% | 1778.59
4707 | Notifier | TPPLBDWA2S4BNNN | TPPL CONTROLLER BASIC, WALL MOUNT, DC POWERED, 2 X MA INPUT WITH 12 X RELAY OUTPUT, 4 X MA OUTPUT, BATTERY BACKUP | Quantity |  | 1 | 3500.8 | 26% | 2590.592
4708 | Notifier | TPPLBDWA2S4BNTN | TPPL CONTROLLER BASIC, WALL MOUNT, DC POWERED, 2 X MA INPUT WITH 12 X RELAY OUTPUT, 4 X MA OUTPUT WITH BATTERY BACKUP, MODBUS TCP | Quantity |  | 1 | 4023.3 | 26% | 2977.242
4709 | Notifier | TPPLBDWA2S4BRNN | TPPL CONTROLLER BASIC, WALL MOUNT, DC POWERED, 2 X MA INPUT WITH 12 X RELAY OUTPUT, 4 X MA OUTPUT WITH BATTERY BACKUP, MODBUS RTU | Quantity |  | 1 | 4023.3 | 26% | 2977.242
4710 | Notifier | TPPLBDWA2S4NNNN | TPPL CONTROLLER BASIC, WALL MOUNT, DC POWERED, 2 X MA INPUT WITH 12 X RELAY OUTPUT, 4 X MA OUTPUT | Quantity |  | 1 | 3082.8 | 26% | 2281.272
4711 | Notifier | TPPLBDWA2S4NNTN | TPPL CONTROLLER BASIC, WALL MOUNT, DC POWERED, 2 X MA INPUT WITH 12 X RELAY OUTPUT, 4 X MA OUTPUT, MODBUS TCP | Quantity |  | 1 | 3605.3 | 26% | 2667.922
4712 | Notifier | TPPLBDWA2S4NRNN | TPPL CONTROLLER BASIC, WALL MOUNT, DC POWERED, 2 X MA INPUT WITH 12 X RELAY OUTPUT, 4 X MA OUTPUT, MODBUS RTU | Quantity |  | 1 | 3605.3 | 26% | 2667.922
4713 | Notifier | TPPLBDWA2SNBNNN | TPPL CONTROLLER BASIC, WALL MOUNT, DC POWERED, 2 X MA INPUT WITH 12 X RELAY OUTPUT, BATTERY BACKUP | Quantity |  | 1 | 2978.3 | 26% | 2203.942
4714 | Notifier | TPPLBDWA2SNBNTN | TPPL CONTROLLER BASIC, WALL MOUNT, DC POWERED, 2 X MA INPUT WITH 12 X RELAY OUTPUT WITH BATTERY BACKUP, MODBUS TCP | Quantity |  | 1 | 3500.8 | 26% | 2590.592
4715 | Notifier | TPPLBDWA2SNBRNN | TPPL CONTROLLER BASIC, WALL MOUNT, DC POWERED, 2 X MA INPUT WITH 12 X RELAY OUTPUT WITH BATTERY BACKUP, MODBUS RTU | Quantity |  | 1 | 3500.8 | 26% | 2590.592
4716 | Notifier | TPPLBDWA2SNNNNN | TPPL CONTROLLER BASIC, WALL MOUNT, DC POWERED, 2 X MA INPUT WITH 12 X RELAY OUTPUT | Quantity |  | 1 | 2560.3 | 26% | 1894.622
4717 | Notifier | TPPLBDWA2SNNNTN | TPPL CONTROLLER BASIC, WALL MOUNT, DC POWERED, 2 X MA INPUT WITH 12 X RELAY OUTPUT, MODBUS TCP | Quantity |  | 1 | 3082.8 | 26% | 2281.272
4718 | Notifier | TPPLBDWA2SNNRNN | TPPL CONTROLLER BASIC, WALL MOUNT, DC POWERED, 2 X MA INPUT WITH 12 X RELAY OUTPUT, MODBUS RTU | Quantity |  | 1 | 3082.8 | 26% | 2281.272
4719 | Notifier | TPPLBDWA4N4BNNN | TPPL CONTROLLER BASIC, WALL MOUNT, DC POWERED, 4 X MA INPUT WITH 4 X MA OUTPUT, BATTERY BACKUP | Quantity |  | 1 | 3135 | 26% | 2319.9
4720 | Notifier | TPPLBDWA4N4BNTN | TPPL CONTROLLER BASIC, WALL MOUNT, DC POWERED, 4 X MA INPUT, 4 X MA OUTPUT WITH BATTERY BACKUP, MODBUS TCP | Quantity |  | 1 | 3657.5 | 26% | 2706.55
4721 | Notifier | TPPLBDWA4N4BRNN | TPPL CONTROLLER BASIC, WALL MOUNT, DC POWERED, 4 X MA INPUT, 4 X MA OUTPUT WITH BATTERY BACKUP, MODBUS RTU | Quantity |  | 1 | 3657.5 | 26% | 2706.55
4722 | Notifier | TPPLBDWA4N4NNNN | TPPL CONTROLLER BASIC, WALL MOUNT, DC POWERED, 4 X MA INPUT WITH 4 X MA OUTPUT | Quantity |  | 1 | 2717 | 26% | 2010.58
4723 | Notifier | TPPLBDWA4N4NNTN | TPPL CONTROLLER BASIC, WALL MOUNT, DC POWERED, 4 X MA INPUT, 4 X MA OUTPUT, MODBUS TCP | Quantity |  | 1 | 3239.5 | 26% | 2397.23
4724 | Notifier | TPPLBDWA4N4NRNN | TPPL CONTROLLER BASIC, WALL MOUNT, DC POWERED, 4 X MA INPUT, 4 X MA OUTPUT, MODBUS RTU | Quantity |  | 1 | 3239.5 | 26% | 2397.23
4725 | Notifier | TPPLBDWA4NNBNNN | TPPL CONTROLLER BASIC, WALL MOUNT, DC POWERED, 4 X MA INPUT WITH BATTERY BACKUP | Quantity |  | 1 | 2612.5 | 26% | 1933.25
4726 | Notifier | TPPLBDWA4NNBNTN | TPPL CONTROLLER BASIC, WALL MOUNT, DC POWERED, 4 X MA INPUT WITH BATTERY BACKUP, MODBUS TCP | Quantity |  | 1 | 3135 | 26% | 2319.9
4727 | Notifier | TPPLBDWA4NNBRNN | TPPL CONTROLLER BASIC, WALL MOUNT, DC POWERED, 4 X MA INPUT WITH BATTERY BACKUP, MODBUS RTU | Quantity |  | 1 | 3135 | 26% | 2319.9
4728 | Notifier | TPPLBDWA4NNNNNN | TPPL CONTROLLER BASIC, WALL MOUNT, DC POWERED, 4 X MA INPUT | Quantity |  | 1 | 2194.5 | 26% | 1623.93
4729 | Notifier | TPPLBDWA4NNNNTN | TPPL CONTROLLER BASIC, WALL MOUNT, DC POWERED, 4 X MA INPUT, MODBUS TCP | Quantity |  | 1 | 2717 | 26% | 2010.58
4730 | Notifier | TPPLBDWA4NNNRNN | TPPL CONTROLLER BASIC, WALL MOUNT, DC POWERED, 4 X MA INPUT, MODBUS RTU | Quantity |  | 1 | 2717 | 26% | 2010.58
4731 | Notifier | TPPLBDWA4S4BNNN | TPPL CONTROLLER BASIC, WALL MOUNT, DC POWERED, 4 X MA INPUT WITH 12 X RELAY OUTPUT, 4 X MA OUTPUT, BATTERY BACKUP | Quantity |  | 1 | 3814.3 | 26% | 2822.582
4732 | Notifier | TPPLBDWA4S4BNTN | TPPL CONTROLLER BASIC, WALL MOUNT, DC POWERED, 4 X MA INPUT WITH 12 X RELAY OUTPUT, 4 X MA OUTPUT WITH BATTERY BACKUP, MODBUS TCP | Quantity |  | 1 | 4336.8 | 26% | 3209.232
4733 | Notifier | TPPLBDWA4S4BRNN | TPPL CONTROLLER BASIC, WALL MOUNT, DC POWERED, 4 X MA INPUT WITH 12 X RELAY OUTPUT, 4 X MA OUTPUT WITH BATTERY BACKUP, MODBUS RTU | Quantity |  | 1 | 4336.8 | 26% | 3209.232
4734 | Notifier | TPPLBDWA4S4NNNN | TPPL CONTROLLER BASIC, WALL MOUNT, DC POWERED, 4 X MA INPUT WITH 12 X RELAY OUTPUT, 4 X MA OUTPUT | Quantity |  | 1 | 3396.3 | 26% | 2513.262
4735 | Notifier | TPPLBDWA4S4NNTN | TPPL CONTROLLER BASIC, WALL MOUNT, DC POWERED, 4 X MA INPUT WITH 12 X RELAY OUTPUT, 4 X MA OUTPUT, MODBUS TCP | Quantity |  | 1 | 3918.8 | 26% | 2899.912
4736 | Notifier | TPPLBDWA4S4NRNN | TPPL CONTROLLER BASIC, WALL MOUNT, DC POWERED, 4 X MA INPUT WITH 12 X RELAY OUTPUT, 4 X MA OUTPUT, MODBUS RTU | Quantity |  | 1 | 3918.8 | 26% | 2899.912
4737 | Notifier | TPPLBDWA4SNBNNN | TPPL CONTROLLER BASIC, WALL MOUNT, DC POWERED, 4 X MA INPUT WITH 12 X RELAY OUTPUT, BATTERY BACKUP | Quantity |  | 1 | 3291.8 | 26% | 2435.932
4738 | Notifier | TPPLBDWA4SNBNTN | TPPL CONTROLLER BASIC, WALL MOUNT, DC POWERED, 4 X MA INPUT WITH 12 X RELAY OUTPUT WITH BATTERY BACKUP, MODBUS TCP | Quantity |  | 1 | 3814.3 | 26% | 2822.582
4739 | Notifier | TPPLBDWA4SNBRNN | TPPL CONTROLLER BASIC, WALL MOUNT, DC POWERED, 4 X MA INPUT WITH 12 X RELAY OUTPUT WITH BATTERY BACKUP, MODBUS RTU | Quantity |  | 1 | 3814.3 | 26% | 2822.582
4740 | Notifier | TPPLBDWA4SNNNNN | TPPL CONTROLLER BASIC, WALL MOUNT, DC POWERED, 4 X MA INPUT WITH 12 X RELAY OUTPUT | Quantity |  | 1 | 2873.8 | 26% | 2126.612
4741 | Notifier | TPPLBDWA4SNNNTN | TPPL CONTROLLER BASIC, WALL MOUNT, DC POWERED, 4 X MA INPUT WITH 12 X RELAY OUTPUT, MODBUS TCP | Quantity |  | 1 | 3396.3 | 26% | 2513.262
4742 | Notifier | TPPLBDWA4SNNRNN | TPPL CONTROLLER BASIC, WALL MOUNT, DC POWERED, 4 X MA INPUT WITH 12 X RELAY OUTPUT, MODBUS RTU | Quantity |  | 1 | 3396.3 | 26% | 2513.262
4743 | Notifier | TPPLBDWA8D4BNNN | TPPL CONTROLLER BASIC, WALL MOUNT, DC POWERED, 8 X MA INPUT WITH 24 X RELAY OUTPUT, 4 X MA OUTPUT, BATTERY BACKUP | Quantity |  | 1 | 5225 | 26% | 3866.5
4744 | Notifier | TPPLBDWA8D4NNNN | TPPL CONTROLLER BASIC, WALL MOUNT, DC POWERED, 8 X MA INPUT WITH 24 X RELAY OUTPUT, 4 X MA OUTPUT | Quantity |  | 1 | 4807 | 26% | 3557.18
4745 | Notifier | TPPLBDWA8D8BNNN | TPPL CONTROLLER BASIC, WALL MOUNT, DC POWERED, 8 X MA INPUT WITH 24 X RELAY OUTPUT, 8 X MA OUTPUT, BATTERY BACKUP | Quantity |  | 1 | 5852 | 26% | 4330.48
4746 | Notifier | TPPLBDWA8D8BNTN | TPPL CONTROLLER BASIC, WALL MOUNT, DC POWERED, 8 X MA INPUT WITH 24 X RELAY OUTPUT, 8 X MA OUTPUT WITH BATTERY BACKUP, MODBUS TCP | Quantity |  | 1 | 6374.5 | 26% | 4717.13
4747 | Notifier | TPPLBDWA8D8BRNN | TPPL CONTROLLER BASIC, WALL MOUNT, DC POWERED, 8 X MA INPUT WITH 24 X RELAY OUTPUT, 8 X MA OUTPUT WITH BATTERY BACKUP, MODBUS RTU | Quantity |  | 1 | 6374.5 | 26% | 4717.13
4748 | Notifier | TPPLBDWA8D8NNNN | TPPL CONTROLLER BASIC, WALL MOUNT, DC POWERED, 8 X MA INPUT WITH 24 X RELAY OUTPUT, 8 X MA OUTPUT | Quantity |  | 1 | 5434 | 26% | 4021.16
4749 | Notifier | TPPLBDWA8D8NNTN | TPPL CONTROLLER BASIC, WALL MOUNT, DC POWERED, 8 X MA INPUT WITH 24 X RELAY OUTPUT, 8 X MA OUTPUT, MODBUS TCP | Quantity |  | 1 | 5956.5 | 26% | 4407.81
4750 | Notifier | TPPLBDWA8D8NRNN | TPPL CONTROLLER BASIC, WALL MOUNT, DC POWERED, 8 X MA INPUT WITH 24 X RELAY OUTPUT, 8 X MA OUTPUT, MODBUS RTU | Quantity |  | 1 | 5956.5 | 26% | 4407.81
4751 | Notifier | TPPLBDWA8DNBNNN | TPPL CONTROLLER BASIC, WALL MOUNT, DC POWERED, 8 X MA INPUT WITH 24 X RELAY OUTPUT, BATTERY BACKUP | Quantity |  | 1 | 4702.5 | 26% | 3479.85
4752 | Notifier | TPPLBDWA8DNBNTN | TPPL CONTROLLER BASIC, WALL MOUNT, DC POWERED, 8 X MA INPUT WITH 24 X RELAY OUTPUT WITH BATTERY BACKUP, MODBUS TCP | Quantity |  | 1 | 5225 | 26% | 3866.5
4753 | Notifier | TPPLBDWA8DNBRNN | TPPL CONTROLLER BASIC, WALL MOUNT, DC POWERED, 8 X MA INPUT WITH 24 X RELAY OUTPUT WITH BATTERY BACKUP, MODBUS RTU | Quantity |  | 1 | 5225 | 26% | 3866.5
4754 | Notifier | TPPLBDWA8DNNNNN | TPPL CONTROLLER BASIC, WALL MOUNT, DC POWERED, 8 X MA INPUT WITH 24 X RELAY OUTPUT | Quantity |  | 1 | 4284.5 | 26% | 3170.53
4755 | Notifier | TPPLBDWA8DNNNTN | TPPL CONTROLLER BASIC, WALL MOUNT, DC POWERED, 8 X MA INPUT WITH 24 X RELAY OUTPUT, MODBUS TCP | Quantity |  | 1 | 4807 | 26% | 3557.18
4756 | Notifier | TPPLBDWA8DNNRNN | TPPL CONTROLLER BASIC, WALL MOUNT, DC POWERED, 8 X MA INPUT WITH 24 X RELAY OUTPUT, MODBUS RTU | Quantity |  | 1 | 4807 | 26% | 3557.18
4757 | Notifier | TPPLBDWA8N8BNNN | TPPL CONTROLLER BASIC, WALL MOUNT, DC POWERED, 8 X MA INPUT WITH 8 X MA OUTPUT, BATTERY BACKUP | Quantity |  | 1 | 4441.3 | 26% | 3286.562
4758 | Notifier | TPPLBDWA8N8BNTN | TPPL CONTROLLER BASIC, WALL MOUNT, DC POWERED, 8 X MA INPUT, 8 X MA OUTPUT WITH BATTERY BACKUP, MODBUS TCP | Quantity |  | 1 | 4963.8 | 26% | 3673.212
4759 | Notifier | TPPLBDWA8N8BRNN | TPPL CONTROLLER BASIC, WALL MOUNT, DC POWERED, 8 X MA INPUT, 8 X MA OUTPUT WITH BATTERY BACKUP, MODBUS RTU | Quantity |  | 1 | 4963.8 | 26% | 3673.212
4760 | Notifier | TPPLBDWA8N8NNNN | TPPL CONTROLLER BASIC, WALL MOUNT, DC POWERED, 8 X MA INPUT WITH 8 X MA OUTPUT | Quantity |  | 1 | 4023.3 | 26% | 2977.242
4761 | Notifier | TPPLBDWA8N8NNTN | TPPL CONTROLLER BASIC, WALL MOUNT, DC POWERED, 8 X MA INPUT, 8 X MA OUTPUT, MODBUS TCP | Quantity |  | 1 | 4545.8 | 26% | 3363.892
4762 | Notifier | TPPLBDWA8N8NRNN | TPPL CONTROLLER BASIC, WALL MOUNT, DC POWERED, 8 X MA INPUT, 8 X MA OUTPUT, MODBUS RTU | Quantity |  | 1 | 4545.8 | 26% | 3363.892
4763 | Notifier | TPPLBDWA8NNBNNN | TPPL CONTROLLER BASIC, WALL MOUNT, DC POWERED, 8 X MA INPUT WITH BATTERY BACKUP | Quantity |  | 1 | 3291.8 | 26% | 2435.932
4764 | Notifier | TPPLBDWA8NNBNTN | TPPL CONTROLLER BASIC, WALL MOUNT, DC POWERED, 8 X MA INPUT WITH BATTERY BACKUP, MODBUS TCP | Quantity |  | 1 | 3814.3 | 26% | 2822.582
4765 | Notifier | TPPLBDWA8NNBRNN | TPPL CONTROLLER BASIC, WALL MOUNT, DC POWERED, 8 X MA INPUT WITH BATTERY BACKUP, MODBUS RTU | Quantity |  | 1 | 3814.3 | 26% | 2822.582
4766 | Notifier | TPPLBDWA8NNNNNN | TPPL CONTROLLER BASIC, WALL MOUNT, DC POWERED, 8 X MA INPUT | Quantity |  | 1 | 2873.8 | 26% | 2126.612
4767 | Notifier | TPPLBDWA8NNNNTN | TPPL CONTROLLER BASIC, WALL MOUNT, DC POWERED, 8 X MA INPUT, MODBUS TCP | Quantity |  | 1 | 3396.3 | 26% | 2513.262
4768 | Notifier | TPPLBDWA8NNNRNN | TPPL CONTROLLER BASIC, WALL MOUNT, DC POWERED, 8 X MA INPUT, MODBUS RTU | Quantity |  | 1 | 3396.3 | 26% | 2513.262
4769 | Notifier | TPPLBDWA8S4BNNN | TPPL CONTROLLER BASIC, WALL MOUNT, DC POWERED, 8 X MA INPUT WITH 12 X RELAY OUTPUT, 4 X MA OUTPUT, BATTERY BACKUP | Quantity |  | 1 | 4493.5 | 26% | 3325.19
4770 | Notifier | TPPLBDWA8S4NNNN | TPPL CONTROLLER BASIC, WALL MOUNT, DC POWERED, 8 X MA INPUT WITH 12 X RELAY OUTPUT, 4 X MA OUTPUT | Quantity |  | 1 | 4075.5 | 26% | 3015.87
4771 | Notifier | TPPLBDWA8S8BNNN | TPPL CONTROLLER BASIC, WALL MOUNT, DC POWERED, 8 X MA INPUT WITH 12 X RELAY OUTPUT, 8 X MA OUTPUT, BATTERY BACKUP | Quantity |  | 1 | 5120.5 | 26% | 3789.17
4772 | Notifier | TPPLBDWA8S8BNTN | TPPL CONTROLLER BASIC, WALL MOUNT, DC POWERED, 8 X MA INPUT WITH 12 X RELAY OUTPUT, 8 X MA OUTPUT WITH BATTERY BACKUP, MODBUS TCP | Quantity |  | 1 | 5643 | 26% | 4175.82
4773 | Notifier | TPPLBDWA8S8BRNN | TPPL CONTROLLER BASIC, WALL MOUNT, DC POWERED, 8 X MA INPUT WITH 12 X RELAY OUTPUT, 8 X MA OUTPUT WITH BATTERY BACKUP, MODBUS RTU | Quantity |  | 1 | 5643 | 26% | 4175.82
4774 | Notifier | TPPLBDWA8S8NNNN | TPPL CONTROLLER BASIC, WALL MOUNT, DC POWERED, 8 X MA INPUT WITH 12 X RELAY OUTPUT, 8 X MA OUTPUT | Quantity |  | 1 | 4702.5 | 26% | 3479.85
4775 | Notifier | TPPLBDWA8S8NNTN | TPPL CONTROLLER BASIC, WALL MOUNT, DC POWERED, 8 X MA INPUT WITH 12 X RELAY OUTPUT, 8 X MA OUTPUT, MODBUS TCP | Quantity |  | 1 | 5225 | 26% | 3866.5
4776 | Notifier | TPPLBDWA8S8NRNN | TPPL CONTROLLER BASIC, WALL MOUNT, DC POWERED, 8 X MA INPUT WITH 12 X RELAY OUTPUT, 8 X MA OUTPUT, MODBUS RTU | Quantity |  | 1 | 5225 | 26% | 3866.5
4777 | Notifier | TPPLBDWA8SNBNNN | TPPL CONTROLLER BASIC, WALL MOUNT, DC POWERED, 8 X MA INPUT WITH 12 X RELAY OUTPUT, BATTERY BACKUP | Quantity |  | 1 | 3971 | 26% | 2938.54
4778 | Notifier | TPPLBDWA8SNBNTN | TPPL CONTROLLER BASIC, WALL MOUNT, DC POWERED, 8 X MA INPUT WITH 12 X RELAY OUTPUT WITH BATTERY BACKUP, MODBUS TCP | Quantity |  | 1 | 4493.5 | 26% | 3325.19
4779 | Notifier | TPPLBDWA8SNBRNN | TPPL CONTROLLER BASIC, WALL MOUNT, DC POWERED, 8 X MA INPUT WITH 12 X RELAY OUTPUT WITH BATTERY BACKUP, MODBUS RTU | Quantity |  | 1 | 4493.5 | 26% | 3325.19
4780 | Notifier | TPPLBDWA8SNNNNN | TPPL CONTROLLER BASIC, WALL MOUNT, DC POWERED, 8 X MA INPUT WITH 12 X RELAY OUTPUT | Quantity |  | 1 | 3553 | 26% | 2629.22
4781 | Notifier | TPPLBDWA8SNNNTN | TPPL CONTROLLER BASIC, WALL MOUNT, DC POWERED, 8 X MA INPUT WITH 12 X RELAY OUTPUT, MODBUS TCP | Quantity |  | 1 | 4075.5 | 26% | 3015.87
4782 | Notifier | TPPLBDWA8SNNRNN | TPPL CONTROLLER BASIC, WALL MOUNT, DC POWERED, 8 X MA INPUT WITH 12 X RELAY OUTPUT, MODBUS RTU | Quantity |  | 1 | 4075.5 | 26% | 3015.87
4783 | Notifier | TPPLBDWD4SNBNTN | TPPL CONTROLLER BASIC, WALL MOUNT, DC POWERED, 2 X MA + 2 X MV INPUT WITH 12 X RELAY OUTPUT WITH BATTERY BACKUP, MODBUS TCP | Quantity |  | 1 | 3814.3 | 26% | 2822.582
4784 | Notifier | TPPLBDWD4SNNNNN | TPPL CONTROLLER BASIC, WALL MOUNT, DC POWERED, 2 X MA + 2 X MV INPUT WITH 12 X RELAY OUTPUT | Quantity |  | 1 | 2873.8 | 26% | 2126.612
4785 | Notifier | TPPLBDWD4SNNNTN | TPPL CONTROLLER BASIC, WALL MOUNT, DC POWERED, 2 X MA + 2 X MV INPUT WITH 12 X RELAY OUTPUT, MODBUS TCP | Quantity |  | 1 | 3396.3 | 26% | 2513.262
4786 | Notifier | TPPLBDWD8SNBNTN | TPPL CONTROLLER BASIC, WALL MOUNT, DC POWERED, 4 X MA + 4 X MV INPUT WITH 12 X RELAY OUTPUT WITH BATTERY BACKUP, MODBUS TCP | Quantity |  | 1 | 4493.5 | 26% | 3325.19
4787 | Notifier | TPPLBDWD8SNBRNN | TPPL CONTROLLER BASIC, WALL MOUNT, DC POWERED, 4 X MA + 4 X MV INPUT WITH 12 X RELAY OUTPUT WITH BATTERY BACKUP, MODBUS RTU | Quantity |  | 1 | 4493.5 | 26% | 3325.19
4788 | Notifier | TPPLBDWD8SNNNNN | TPPL CONTROLLER BASIC, WALL MOUNT, DC POWERED, 4 X MA + 4 X MV INPUT WITH 12 X RELAY OUTPUT | Quantity |  | 1 | 3553 | 26% | 2629.22
4789 | Notifier | TPPLBDWD8SNNNTN | TPPL CONTROLLER BASIC, WALL MOUNT, DC POWERED, 4 X MA + 4 X MV INPUT WITH 12 X RELAY OUTPUT, MODBUS TCP | Quantity |  | 1 | 4075.5 | 26% | 3015.87
4790 | Notifier | TPPLBDWD8SNNRNN | TPPL CONTROLLER BASIC, WALL MOUNT, DC POWERED, 4 X MA + 4 X MV INPUT WITH 12 X RELAY OUTPUT, MODBUS RTU | Quantity |  | 1 | 4075.5 | 26% | 3015.87
4791 | Notifier | TPPLBDWV2N4BNNN | TPPL CONTROLLER BASIC, WALL MOUNT, DC POWERED, 2 X MV INPUT WITH 4 X MA OUTPUT, BATTERY BACKUP | Quantity |  | 1 | 2821.5 | 26% | 2087.91
4792 | Notifier | TPPLBDWV2N4NNNN | TPPL CONTROLLER BASIC, WALL MOUNT, DC POWERED, 2 X MV INPUT WITH 4 X MA OUTPUT | Quantity |  | 1 | 2403.5 | 26% | 1778.59
4793 | Notifier | TPPLBDWV2NNBNNN | TPPL CONTROLLER BASIC, WALL MOUNT, DC POWERED, 2 X MV INPUT WITH BATTERY BACKUP | Quantity |  | 1 | 2299 | 26% | 1701.26
4794 | Notifier | TPPLBDWV2NNNNNN | TPPL CONTROLLER BASIC, WALL MOUNT, DC POWERED, 2 X MV INPUT | Quantity |  | 1 | 1881 | 26% | 1391.94
4795 | Notifier | TPPLBDWV2S4BNNN | TPPL CONTROLLER BASIC, WALL MOUNT, DC POWERED, 2 X MV INPUT WITH 12 X RELAY OUTPUT, 4 X MA OUTPUT, BATTERY BACKUP | Quantity |  | 1 | 3500.8 | 26% | 2590.592
4796 | Notifier | TPPLBDWV2S4NNNN | TPPL CONTROLLER BASIC, WALL MOUNT, DC POWERED, 2 X MV INPUT WITH 12 X RELAY OUTPUT, 4 X MA OUTPUT | Quantity |  | 1 | 3082.8 | 26% | 2281.272
4797 | Notifier | TPPLBDWV2SNBNNN | TPPL CONTROLLER BASIC, WALL MOUNT, DC POWERED, 2 X MV INPUT WITH 12 X RELAY OUTPUT, BATTERY BACKUP | Quantity |  | 1 | 2978.3 | 26% | 2203.942
4798 | Notifier | TPPLBDWV2SNBNTN | TPPL CONTROLLER BASIC, WALL MOUNT, DC POWERED, 2 X MV INPUT WITH 12 X RELAY OUTPUT WITH BATTERY BACKUP, MODBUS TCP | Quantity |  | 1 | 3500.8 | 26% | 2590.592
4799 | Notifier | TPPLBDWV2SNBRNN | TPPL CONTROLLER BASIC, WALL MOUNT, DC POWERED, 2 X MV INPUT WITH 12 X RELAY OUTPUT WITH BATTERY BACKUP, MODBUS RTU | Quantity |  | 1 | 3500.8 | 26% | 2590.592
4800 | Notifier | TPPLBDWV2SNNNNN | TPPL CONTROLLER BASIC, WALL MOUNT, DC POWERED, 2 X MV INPUT WITH 12 X RELAY OUTPUT | Quantity |  | 1 | 2560.3 | 26% | 1894.622
4801 | Notifier | TPPLBDWV2SNNNTN | TPPL CONTROLLER BASIC, WALL MOUNT, DC POWERED, 2 X MV INPUT WITH 12 X RELAY OUTPUT, MODBUS TCP | Quantity |  | 1 | 3082.8 | 26% | 2281.272
4802 | Notifier | TPPLBDWV2SNNRNN | TPPL CONTROLLER BASIC, WALL MOUNT, DC POWERED, 2 X MV INPUT WITH 12 X RELAY OUTPUT, MODBUS RTU | Quantity |  | 1 | 3082.8 | 26% | 2281.272
4803 | Notifier | TPPLBDWV4N4BNNN | TPPL CONTROLLER BASIC, WALL MOUNT, DC POWERED, 4 X MV INPUT WITH 4 X MA OUTPUT, BATTERY BACKUP | Quantity |  | 1 | 3135 | 26% | 2319.9
4804 | Notifier | TPPLBDWV4N4NNNN | TPPL CONTROLLER BASIC, WALL MOUNT, DC POWERED, 4 X MV INPUT WITH 4 X MA OUTPUT | Quantity |  | 1 | 2717 | 26% | 2010.58
4805 | Notifier | TPPLBDWV4NNBNNN | TPPL CONTROLLER BASIC, WALL MOUNT, DC POWERED, 4 X MV INPUT WITH BATTERY BACKUP | Quantity |  | 1 | 2612.5 | 26% | 1933.25
4806 | Notifier | TPPLBDWV4NNNNNN | TPPL CONTROLLER BASIC, WALL MOUNT, DC POWERED, 4 X MV INPUT | Quantity |  | 1 | 2194.5 | 26% | 1623.93
4807 | Notifier | TPPLBDWV4S4BNNN | TPPL CONTROLLER BASIC, WALL MOUNT, DC POWERED, 4 X MV INPUT WITH 12 X RELAY OUTPUT, 4 X MA OUTPUT, BATTERY BACKUP | Quantity |  | 1 | 3814.3 | 26% | 2822.582
4808 | Notifier | TPPLBDWV4S4NNNN | TPPL CONTROLLER BASIC, WALL MOUNT, DC POWERED, 4 X MV INPUT WITH 12 X RELAY OUTPUT, 4 X MA OUTPUT | Quantity |  | 1 | 3396.3 | 26% | 2513.262
4809 | Notifier | TPPLBDWV4SNBNNN | TPPL CONTROLLER BASIC, WALL MOUNT, DC POWERED, 4 X MV INPUT WITH 12 X RELAY OUTPUT, BATTERY BACKUP | Quantity |  | 1 | 3291.8 | 26% | 2435.932
4810 | Notifier | TPPLBDWV4SNBNTN | TPPL CONTROLLER BASIC, WALL MOUNT, DC POWERED, 4 X MV INPUT WITH 12 X RELAY OUTPUT WITH BATTERY BACKUP, MODBUS TCP | Quantity |  | 1 | 3814.3 | 26% | 2822.582
4811 | Notifier | TPPLBDWV4SNBRNN | TPPL CONTROLLER BASIC, WALL MOUNT, DC POWERED, 4 X MV INPUT WITH 12 X RELAY OUTPUT WITH BATTERY BACKUP, MODBUS RTU | Quantity |  | 1 | 3814.3 | 26% | 2822.582
4812 | Notifier | TPPLBDWV4SNNNNN | TPPL CONTROLLER BASIC, WALL MOUNT, DC POWERED, 4 X MV INPUT WITH 12 X RELAY OUTPUT | Quantity |  | 1 | 2873.8 | 26% | 2126.612
4813 | Notifier | TPPLBDWV4SNNNTN | TPPL CONTROLLER BASIC, WALL MOUNT, DC POWERED, 4 X MV INPUT WITH 12 X RELAY OUTPUT, MODBUS TCP | Quantity |  | 1 | 3396.3 | 26% | 2513.262
4814 | Notifier | TPPLBDWV4SNNRNN | TPPL CONTROLLER BASIC, WALL MOUNT, DC POWERED, 4 X MV INPUT WITH 12 X RELAY OUTPUT, MODBUS RTU | Quantity |  | 1 | 3396.3 | 26% | 2513.262
4815 | Notifier | TPPLBDWV8D4BNNN | TPPL CONTROLLER BASIC, WALL MOUNT, DC POWERED, 8 X MV INPUT WITH 24 X RELAY OUTPUT, 4 X MA OUTPUT, BATTERY BACKUP | Quantity |  | 1 | 5225 | 26% | 3866.5
4816 | Notifier | TPPLBDWV8D4NNNN | TPPL CONTROLLER BASIC, WALL MOUNT, DC POWERED, 8 X MV INPUT WITH 24 X RELAY OUTPUT, 4 X MA OUTPUT | Quantity |  | 1 | 4807 | 26% | 3557.18
4817 | Notifier | TPPLBDWV8D8BNNN | TPPL CONTROLLER BASIC, WALL MOUNT, DC POWERED, 8 X MV INPUT WITH 24 X RELAY OUTPUT, 8 X MA OUTPUT, BATTERY BACKUP | Quantity |  | 1 | 5852 | 26% | 4330.48
4818 | Notifier | TPPLBDWV8D8NNNN | TPPL CONTROLLER BASIC, WALL MOUNT, DC POWERED, 8 X MV INPUT WITH 24 X RELAY OUTPUT, 8 X MA OUTPUT | Quantity |  | 1 | 5434 | 26% | 4021.16
4819 | Notifier | TPPLBDWV8DNBNNN | TPPL CONTROLLER BASIC, WALL MOUNT, DC POWERED, 8 X MV INPUT WITH 24 X RELAY OUTPUT, BATTERY BACKUP | Quantity |  | 1 | 4702.5 | 26% | 3479.85
4820 | Notifier | TPPLBDWV8DNNNNN | TPPL CONTROLLER BASIC, WALL MOUNT, DC POWERED, 8 X MV INPUT WITH 24 X RELAY OUTPUT | Quantity |  | 1 | 4284.5 | 26% | 3170.53
4821 | Notifier | TPPLBDWV8N8BNNN | TPPL CONTROLLER BASIC, WALL MOUNT, DC POWERED, 8 X MV INPUT WITH 8 X MA OUTPUT, BATTERY BACKUP | Quantity |  | 1 | 4441.3 | 26% | 3286.562
4822 | Notifier | TPPLBDWV8N8NNNN | TPPL CONTROLLER BASIC, WALL MOUNT, DC POWERED, 8 X MV INPUT WITH 8 X MA OUTPUT | Quantity |  | 1 | 4023.3 | 26% | 2977.242
4823 | Notifier | TPPLBDWV8NNBNNN | TPPL CONTROLLER BASIC, WALL MOUNT, DC POWERED, 8 X MV INPUT WITH BATTERY BACKUP | Quantity |  | 1 | 3291.8 | 26% | 2435.932
4824 | Notifier | TPPLBDWV8NNNNNN | TPPL CONTROLLER BASIC, WALL MOUNT, DC POWERED, 8 X MV INPUT | Quantity |  | 1 | 2873.8 | 26% | 2126.612
4825 | Notifier | TPPLBDWV8S4BNNN | TPPL CONTROLLER BASIC, WALL MOUNT, DC POWERED, 8 X MV INPUT WITH 12 X RELAY OUTPUT, 4 X MA OUTPUT, BATTERY BACKUP | Quantity |  | 1 | 4493.5 | 26% | 3325.19
4826 | Notifier | TPPLBDWV8S4NNNN | TPPL CONTROLLER BASIC, WALL MOUNT, DC POWERED, 8 X MV INPUT WITH 12 X RELAY OUTPUT, 4 X MA OUTPUT | Quantity |  | 1 | 4075.5 | 26% | 3015.87
4827 | Notifier | TPPLBDWV8S8BNNN | TPPL CONTROLLER BASIC, WALL MOUNT, DC POWERED, 8 X MV INPUT WITH 12 X RELAY OUTPUT, 8 X MA OUTPUT, BATTERY BACKUP | Quantity |  | 1 | 5120.5 | 26% | 3789.17
4828 | Notifier | TPPLBDWV8S8NNNN | TPPL CONTROLLER BASIC, WALL MOUNT, DC POWERED, 8 X MV INPUT WITH 12 X RELAY OUTPUT, 8 X MA OUTPUT | Quantity |  | 1 | 4702.5 | 26% | 3479.85
4829 | Notifier | TPPLBDWV8SNBNNN | TPPL CONTROLLER BASIC, WALL MOUNT, DC POWERED, 8 X MV INPUT WITH 12 X RELAY OUTPUT, BATTERY BACKUP | Quantity |  | 1 | 3971 | 26% | 2938.54
4830 | Notifier | TPPLBDWV8SNNNNN | TPPL CONTROLLER BASIC, WALL MOUNT, DC POWERED, 8 X MV INPUT WITH 12 X RELAY OUTPUT | Quantity |  | 1 | 3553 | 26% | 2629.22
4831 | Notifier | TPPLEAWA4N4BNNN | TOUCHPOINT PLUS BASE EXPANSION UNIT WITH 4 X MA INPUT, 4 MA OUTPUT AND BATTERY BACK-UP | Quantity |  | 1 | 2873.8 | 26% | 2126.612
4832 | Notifier | TPPLEAWA4SNNNNN | TPPL EXPANSION UNIT, WALL MOUNT, AC115/220 150W, 4 X MA INPUT WITH 12 X RELAY OUTPUT | Quantity |  | 1 | 2508 | 26% | 1855.92
4833 | Notifier | TPPLEAWA8D8BNNN | TPPL EXPANSION UNIT, WALL MOUNT, AC115/220 150W, 8 X MA INPUT WITH 24 X RELAY OUTPUT, 8 X MA OUTPUT WITH BATTERY BACKUP | Quantity |  | 1 | 5486.3 | 26% | 4059.862
4834 | Notifier | TPPLEAWA8D8NNNN | TPPL EXPANSION UNIT, WALL MOUNT, AC115/220 150W, 8 X MA INPUT WITH 24 X RELAY OUTPUT, 8 X MA OUTPUT | Quantity |  | 1 | 5068.3 | 26% | 3750.542
4835 | Notifier | TPPLEAWA8DNBNNN | TPPL EXPANSION UNIT, WALL MOUNT, AC115/220 150W, 8 X MA INPUT WITH 24 X RELAY OUTPUT WITH BATTERY BACKUP | Quantity |  | 1 | 4336.8 | 26% | 3209.232
4836 | Notifier | TPPLEAWA8DNNNNN | TPPL EXPANSION UNIT, WALL MOUNT, AC115/220 150W, 8 X MA INPUT WITH 24 X RELAY OUTPUT | Quantity |  | 1 | 3918.8 | 26% | 2899.912
4837 | Notifier | TPPLEAWA8N8BNNN | TPPL EXPANSION UNIT, WALL MOUNT, AC115/220 150W, 8 X MA INPUT, 8 X MA OUTPUT WITH BATTERY BACKUP | Quantity |  | 1 | 4075.5 | 26% | 3015.87
4838 | Notifier | TPPLEAWA8N8NNNN | TPPL EXPANSION UNIT, WALL MOUNT, AC115/220 150W, 8 X MA INPUT, 8 X MA OUTPUT | Quantity |  | 1 | 3657.5 | 26% | 2706.55
4839 | Notifier | TPPLEAWA8NNBNNN | TPPL EXPANSION UNIT, WALL MOUNT, AC115/220 150W, 8 X MA INPUT WITH BATTERY BACKUP | Quantity |  | 1 | 2926 | 26% | 2165.24
4840 | Notifier | TPPLEAWA8NNNNNN | TPPL EXPANSION UNIT, WALL MOUNT, AC115/220 150W, 8 X MA INPUT | Quantity |  | 1 | 2508 | 26% | 1855.92
4841 | Notifier | TPPLEAWA8S8BNNN | TPPL EXPANSION UNIT, WALL MOUNT, AC115/220 150W, 8 X MA INPUT WITH 12 X RELAY OUTPUT, 8 X MA OUTPUT WITH BATTERY BACKUP | Quantity |  | 1 | 4754.8 | 26% | 3518.552
4842 | Notifier | TPPLEAWA8S8NNNN | TPPL EXPANSION UNIT, WALL MOUNT, AC115/220 150W, 8 X MA INPUT WITH 12 X RELAY OUTPUT, 8 X MA OUTPUT | Quantity |  | 1 | 4336.8 | 26% | 3209.232
4843 | Notifier | TPPLEAWA8SNBNNN | TPPL EXPANSION UNIT, WALL MOUNT, AC115/220 150W, 8 X MA INPUT WITH 12 X RELAY OUTPUT WITH BATTERY BACKUP | Quantity |  | 1 | 3605.3 | 26% | 2667.922
4844 | Notifier | TPPLEAWA8SNNNNN | TPPL EXPANSION UNIT, WALL MOUNT, AC115/220 150W, 8 X MA INPUT WITH 12 X RELAY OUTPUT | Quantity |  | 1 | 3187.3 | 26% | 2358.602
4845 | Notifier | TPPLEAWAN | WALL MOUNT TPPL WITH AC POWER FOR EXPANSION UNIT | Quantity |  | 1 | 1264.5 | 26% | 935.73
4846 | Notifier | TPPLEAWD8DNNNNN | TPPL EXPANSION UNIT, WALL MOUNT, AC115/220 150W, 4 X MA + 4 X MV INPUT WITH 24 X RELAY OUTPUT | Quantity |  | 1 | 3918.8 | 26% | 2899.912
4847 | Notifier | TPPLEAWD8SNNNNN | TPPL EXPANSION UNIT, WALL MOUNT, AC115/220 150W, 4 X MA + 4 X MV INPUT WITH 12 X RELAY OUTPUT | Quantity |  | 1 | 3187.3 | 26% | 2358.602
4848 | Notifier | TPPLEAWDN | WALL MOUNT TPPL WITH DC POWER FOR EXPANSION UNIT | Quantity |  | 1 | 1149.5 | 26% | 850.63
4849 | Notifier | TPPLEAWV4SNNNNN | TPPL EXPANSION UNIT, WALL MOUNT, AC115/220 150W, 4 X MV INPUT WITH 12 X RELAY OUTPUT | Quantity |  | 1 | 2508 | 26% | 1855.92
4850 | Notifier | TPPLEAWV8SNNNNN | TPPL EXPANSION UNIT, WALL MOUNT, AC115/220 150W, 8 X MV INPUT WITH 12 X RELAY OUTPUT | Quantity |  | 1 | 3187.3 | 26% | 2358.602
4851 | Notifier | TPPLEDWA8D8BNNN | TPPL EXPANSION UNIT, WALL MOUNT, DC POWERED, 8 X MA INPUT WITH 24 X RELAY OUTPUT, 8 X MA OUTPUT WITH BATTERY BACKUP | Quantity |  | 1 | 5381.8 | 26% | 3982.532
4852 | Notifier | TPPLEDWA8D8NNNN | TPPL EXPANSION UNIT, WALL MOUNT, DC POWERED, 8 X MA INPUT WITH 24 X RELAY OUTPUT, 8 X MA OUTPUT | Quantity |  | 1 | 4963.8 | 26% | 3673.212
4853 | Notifier | TPPLEDWA8DNBNNN | TPPL EXPANSION UNIT, WALL MOUNT, DC POWERED, 8 X MA INPUT WITH 24 X RELAY OUTPUT WITH BATTERY BACKUP | Quantity |  | 1 | 4232.3 | 26% | 3131.902
4854 | Notifier | TPPLEDWA8DNNNNN | TPPL EXPANSION UNIT, WALL MOUNT, DC POWERED, 8 X MA INPUT WITH 24 X RELAY OUTPUT | Quantity |  | 1 | 3814.3 | 26% | 2822.582
4855 | Notifier | TPPLEDWA8N8BNNN | TPPL EXPANSION UNIT, WALL MOUNT, DC POWERED, 8 X MA INPUT, 8 X MA OUTPUT WITH BATTERY BACKUP | Quantity |  | 1 | 3971 | 26% | 2938.54
4856 | Notifier | TPPLEDWA8N8NNNN | TPPL EXPANSION UNIT, WALL MOUNT, DC POWERED, 8 X MA INPUT, 8 X MA OUTPUT | Quantity |  | 1 | 3553 | 26% | 2629.22
4857 | Notifier | TPPLEDWA8NNBNNN | TPPL EXPANSION UNIT, WALL MOUNT, DC POWERED, 8 X MA INPUT WITH BATTERY BACKUP | Quantity |  | 1 | 2821.5 | 26% | 2087.91
4858 | Notifier | TPPLEDWA8NNNNNN | TPPL EXPANSION UNIT, WALL MOUNT, DC POWERED, 8 X MA INPUT | Quantity |  | 1 | 2403.5 | 26% | 1778.59
4859 | Notifier | TPPLEDWA8S8BNNN | TPPL EXPANSION UNIT, WALL MOUNT, DC POWERED, 8 X MA INPUT WITH 12 X RELAY OUTPUT, 8 X MA OUTPUT WITH BATTERY BACKUP | Quantity |  | 1 | 4650.3 | 26% | 3441.222
4860 | Notifier | TPPLEDWA8S8NNNN | TPPL EXPANSION UNIT, WALL MOUNT, DC POWERED, 8 X MA INPUT WITH 12 X RELAY OUTPUT, 8 X MA OUTPUT | Quantity |  | 1 | 4232.3 | 26% | 3131.902
4861 | Notifier | TPPLEDWA8SNBNNN | TPPL EXPANSION UNIT, WALL MOUNT, DC POWERED, 8 X MA INPUT WITH 12 X RELAY OUTPUT WITH BATTERY BACKUP | Quantity |  | 1 | 3500.8 | 26% | 2590.592
4862 | Notifier | TPPLEDWA8SNNNNN | TPPL EXPANSION UNIT, WALL MOUNT, DC POWERED, 8 X MA INPUT WITH 12 X RELAY OUTPUT | Quantity |  | 1 | 3082.8 | 26% | 2281.272
4863 | Notifier | TPPLMACI4 | 2CH MA + 2CH MV INPUT MODULE | Quantity |  | 1 | 689.7 | 26% | 510.378
4864 | Notifier | TPPLMACI8 | 4CH MA + 4CH MV DUAL INPUT MODULE | Quantity |  | 1 | 1379.4 | 26% | 1020.756
4865 | Notifier | TPPLOGLD | CABLE GLANDES (13 EA) | Quantity |  | 1 | 115 | 26% | 85.1
4866 | Notifier | TPPLOGLDA | CABLE GLANDS ADAPTOR FOR M20 (13 PC.) | Quantity |  | 1 | 137.9 | 26% | 102.046
4867 | Notifier | TPPLOIBB | BACKUP BATTERY PACK | Quantity |  | 1 | 459.8 | 26% | 340.252
4868 | Notifier | TPPLOMGND | METAL GROUNDING FOR CABLE GLAND | Quantity |  | 1 | 229.9 | 26% | 170.126
4869 | Notifier | TPPLOSDC | SD CARD | Quantity |  | 1 | 57.5 | 26% | 42.55
4870 | Notifier | TPPLOWMB | WALL MOUNTING BRACKET | Quantity |  | 1 | 229.9 | 26% | 170.126
4871 | Notifier | TPPLSBPM | BACK PLANE MODULE | Quantity |  | 1 | 287.4 | 26% | 212.676
4872 | Notifier | TPPLSDPM | UI PCB MODULE | Quantity |  | 1 | 1149.5 | 26% | 850.63
4873 | Notifier | TPPLSIBB | REPLACEMENT BACKUP BATTERY PACK | Quantity |  | 1 | 402.3 | 26% | 297.702
4874 | Notifier | TPPLSLTSM | LCD + TOUCH SCREEN MODULE | Quantity |  | 1 | 287.4 | 26% | 212.676
4875 | Notifier | TPPLSMAAI2 | 2 X MA INPUT MODULE (1ST F) | Quantity |  | 1 | 344.9 | 26% | 255.226
4876 | Notifier | TPPLSMAAI4 | 4 X MA INPUT MODULE(1ST F) | Quantity |  | 1 | 689.7 | 26% | 510.378
4877 | Notifier | TPPLSMAAI8 | 8 X MA INPUT MODULE(1ST F) | Quantity |  | 1 | 1379.4 | 26% | 1020.756
4878 | Notifier | TPPLSMAAO4 | 4 X MA OUTPUT MODULE | Quantity |  | 1 | 689.7 | 26% | 510.378
4879 | Notifier | TPPLSMACI4 | REPLACEMENT 2CH MA + 2CH MV DUAL INPUT MODULE | Quantity |  | 1 | 827.6 | 26% | 612.424
4880 | Notifier | TPPLSMACI8 | REPLACEMENT 4:4 DUAL INPUT MODULE | Quantity |  | 1 | 1655.3 | 26% | 1224.922
4881 | Notifier | TPPLSMAROC | 12 X RELAY OUTPUT MODULE | Quantity |  | 1 | 804.7 | 26% | 595.478
4882 | Notifier | TPPLSMAVI2 | 2 X MV INPUT MODULE(1ST F) | Quantity |  | 1 | 344.9 | 26% | 255.226
4883 | Notifier | TPPLSMAVI4 | 4 X MV INPUT MODULE(1ST F) | Quantity |  | 1 | 689.7 | 26% | 510.378
4884 | Notifier | TPPLSMAVI8 | 8 X MV INPUT MODULE (1ST F) | Quantity |  | 1 | 1379.4 | 26% | 1020.756
4885 | Notifier | TPPLSMPM | MAIN PCB MODULE | Quantity |  | 1 | 862.1 | 26% | 637.954
4886 | Notifier | TPPLSMPME | REPLACEMENT EXPANSION PCB MODULE | Quantity |  | 1 | 804.7 | 26% | 595.478
4887 | Notifier | TPPLSSAM | SMPS ASSEMBLY MODULE(150W,110/220VAC) | Quantity |  | 1 | 287.4 | 26% | 212.676
4888 | Notifier | XCDCOMBKIT | SENSEPOINT XCD COMBUSTILBE CALIBRATION KIT | Quantity |  | 1 | 334.4 | 26% | 247.456
4889 | Notifier | XCDRFDL | CCSAUS APPROVED SPXCD RFD TRANSMITTER WITH LM25, 3/4“NPT ENTRY, ALUMINUM, 705 SENSOR, AND 3 WIRE JUNCTION BOX | Quantity |  | 1 | 1270.7 | 26% | 940.318
4890 | Notifier | XCDRFDLM | CCSAUS APPROVED SPXCD RFD TRANSMITTER WITH LM25, 3/4“NPT ENTRY, MODBUS, ALUMINUM, 705 SENSOR, AND 3 WIRE JUNCTION BOX | Quantity |  | 1 | 1665.7 | 26% | 1232.618
4891 | Notifier | XCDRFDLMH | CCSAUS APPROVED SPXCD RFD TRANSMITTER WITH LM25, 3/4“NPT ENTRY, MODBUS, ALUMINUM, 705 HIGH TEMP SENSOR, AND 3 WIRE JUNCTION BOX | Quantity |  | 1 | 1617.7 | 26% | 1197.098
4892 | Notifier | XCDRTDKIT | CALIBRATION KIT FOR SENSEPOINT XCD RTD - INCLUDES CALIBRATION COVER, POTENTIOMETER, ADJUSTMENT TOOL, FLOW HOUSING, REGULATOR AND TUBING (2106B2114, 02000-A-1645, 998-100-012, 998-100-003, 998-100-004) | Quantity |  | 1 | 450.4 | 26% | 333.296
4893 | Notifier | XCDTOXKIT | SENSEPOINT XCD TOXIC CALIBRATION KIT | Quantity |  | 1 | 334.4 | 26% | 247.456
4894 | Notifier | XNX-UTAV-RNNNN | UL/CSA 3/4" NPT, ALUMINUM, MILLIVOLT, RELAY | Quantity |  | 1 | 812 | 26% | 600.88
4895 | Notifier | XNX-UTSE-RNNNN | UL/CSA 3/4" NPT, STAINLESS STEEL, ELECTROCHEMICAL, RELAY | Quantity |  | 1 | 1246.7 | 26% | 922.558
4896 | Notifier | XNX-UTSI-RNNNN | UL/CSA 3/4" NPT, STAINLESS STEEL, INFRARED (OPTIMA-EXCEL), RELAY | Quantity |  | 1 | 973.9 | 26% | 720.686
4897 | Notifier | XNXXSA1SS | AMMONIA (NH3) 0-200 PPM (50 TO 200 PPM, 50 PPM) | Quantity |  | 1 | 636.4 | 26% | 470.936
4898 | Notifier | 10233-L9 | CYLINDER OF 10 PPM NITROGEN DIOXIDE (NO2), BALANCE N2, 58 L | Quantity |  | 1 | 433.7 | 26% | 320.938
4899 | Notifier | 10236-L9 | CYLINDER OF 2,000 PPM HYDROGEN (H2), BALANCE AIR, 17 L | Quantity |  | 1 | 104.5 | 26% | 77.33
4900 | Notifier | 10517-L9 | CYLINDER OF 250 PPM AMMONIA (NH3), BALANCE AIR, 29 L | Quantity |  | 1 | 214.2 | 26% | 158.508
4901 | Notifier | 10518-L9 | CYLINDER OF 100 PPM AMMONIA (NH3), BALANCE AIR, 29 L | Quantity |  | 1 | 214.2 | 26% | 158.508
4902 | Notifier | 10520-L9 | CYLINDER OF 2% AMMONIA (NH3), BALANCE AIR, 29 L | Quantity |  | 1 | 214.2 | 26% | 158.508
4903 | Notifier | 10528-L9 | CYLINDER OF 1% AMMONIA (NH3), BALANCE AIR, 29 L | Quantity |  | 1 | 214.2 | 26% | 158.508
4904 | Notifier | 10557-L9 | CYLINDER OF ZERO AIR, 17 L | Quantity |  | 1 | 104.5 | 26% | 77.33
4905 | Notifier | 10558-L9 | CYLINDER OF 15% OXYGEN (O2), BALANCE N2, 17 L | Quantity |  | 1 | 104.5 | 26% | 77.33
4906 | Notifier | 10559-L9 | CYLINDER OF 1,000 PPM AMMONIA (NH3), BALANCE AIR, 29 L | Quantity |  | 1 | 214.2 | 26% | 158.508
4907 | Notifier | 10560-L9 | CYLINDER OF 1% CARBON DOXIDE (CO2), BALANCE N2, 17 L | Quantity |  | 1 | 104.5 | 26% | 77.33
4908 | Notifier | 10561-L9 | CYLINDER OF 5% CARBON DOXIDE (CO2), BALANCE N2, 17 L | Quantity |  | 1 | 104.5 | 26% | 77.33
4909 | Notifier | 10562-L9 | CYLINDER OF 20.9% OXYGEN (O2), BALANCE N2, 17 L | Quantity |  | 1 | 104.5 | 26% | 77.33
4910 | Notifier | 10566-L9 | CYLINDER OF 50 PPM AMMONIA (NH3), BALANCE AIR, 29 L | Quantity |  | 1 | 214.2 | 26% | 158.508
4911 | Notifier | 10594 | CYLINDER OF 25 PPM HYDROGEN SULFIDE (H2S), BALANCE N2, 58 L | Quantity |  | 1 | 577 | 26% | 426.98
4912 | Notifier | 10597-L9 | CK-R-1LPM-518 REGULATOR 1.0 LPM #518 (FOR 29/58/103 L CYLINDERS) | Quantity |  | 1 | 157.8 | 26% | 116.772
4913 | Notifier | 10661-L9 | CYLINDER OF 200 PPM CARBON MONOXIDE (CO), BALANCE AIR, 17 L | Quantity |  | 1 | 104.5 | 26% | 77.33
4914 | Notifier | 10687-L9 | CK-R-1LPM-418 REGULATOR 1.0 LPM #418 (FOR 17/34 L CYLINDERS) | Quantity |  | 1 | 157.8 | 26% | 116.772
4915 | Notifier | 10711-L9 | CYLINDER OF 5 PPM CHLORINE (CL2), BALANCE N2, 58 L | Quantity |  | 1 | 454.6 | 26% | 336.404
4916 | Notifier | 10928-L9 | CYLINDER OF 3,000 PPM R404A, BALANCE AIR, 17 L | Quantity |  | 1 | 104.5 | 26% | 77.33
4917 | Notifier | 10976-L9 | CYLINDER OF 1,000 PPM R404A, BALANCE AIR, 17 L | Quantity |  | 1 | 104.5 | 26% | 77.33
4918 | Notifier | 11083-L9 | CYLINDER OF 500 PPM R22, BALANCE AIR, 17 L | Quantity |  | 1 | 104.5 | 26% | 77.33
4919 | Notifier | 11198-L9 | CYLINDER OF 500 PPM, R123, BALANCE N2, 17 L | Quantity |  | 1 | 104.5 | 26% | 77.33
4920 | Notifier | 11213-L9 | CYLINDER OF 3,000 PPM R134A, BALANCE AIR, 17 L | Quantity |  | 1 | 104.5 | 26% | 77.33
4921 | Notifier | 11224-L9 | CYLINDER OF 300 PPM AMMONIA (NH3), BALANCE AIR, 29 L | Quantity |  | 1 | 214.2 | 26% | 158.508
4922 | Notifier | 11252-L9 | CALIBRATION KIT, WITH # 418 VALVE, FITTINGS, TUBING, AND INSTRUCTIONS (NO GAS CYLINDERS) | Quantity |  | 1 | 250.8 | 26% | 185.592
4923 | Notifier | 11253-L9 | CALIBRATION KIT, WITH # 518 VALVE, FITTINGS, TUBING, AND INSTRUCTIONS (NO GAS CYLINDERS) FOR USE WITH 29 L CYLINDERS | Quantity |  | 1 | 250.8 | 26% | 185.592
4924 | Notifier | 11355-L9 | CYLINDER OF 10 PPM CHLORINE (CL2), BALANCE N2, 58 L | Quantity |  | 1 | 454.6 | 26% | 336.404
4925 | Notifier | 11365-L9 | CYLINDER OF 3% CARBON DOXIDE (CO2), BALANCE N2, 17 L | Quantity |  | 1 | 104.5 | 26% | 77.33
4926 | Notifier | 11389-L9 | CYLINDER OF 500 PPM R507, BALANCE AIR, 103 L | Quantity |  | 1 | 324 | 26% | 239.76
4927 | Notifier | 11413-L9 | CYLINDER OF 1,000 PPM R134A, BALANCE AIR, 17 L | Quantity |  | 1 | 104.5 | 26% | 77.33
4928 | Notifier | 50104941-077 | M5 W/ O2, LEL, H2S, CO, NH3, RECHARGE BATTERY | Quantity |  | 1 | 1724.3 | 26% | 1275.982
4929 | Notifier | AA96D-DLC | AIRALERT 96D GAS DETECTION CONTROLLER W/ DATA LOGGER | Quantity |  | 1 | 3443.3 | 26% | 2548.042
4930 | Notifier | AA96D-DLC-BIP | AIRALERT 96D GAS DETECTION CONTROLLER W/ DATA LOGGER, NO LOGO | Quantity |  | 1 | 3921.9 | 26% | 2902.206
4931 | Notifier | AA96D-RM8 | AIRALERT RM8 RELAY MODULE, RS485 | Quantity |  | 1 | 1436.9 | 26% | 1063.306
4932 | Notifier | GFV453 | CYLINDER OF 500 PPM R422, BALANCE AIR, 17 L | Quantity |  | 1 | 104.5 | 26% | 77.33
4933 | Notifier | GFV454 | CYLINDER OF 1000 PPM R422, BALANCE AIR, 17 L | Quantity |  | 1 | 104.5 | 26% | 77.33
4934 | Notifier | GFV455 | CYLINDER OF 3000 PPM R422, BALANCE AIR, 17 L | Quantity |  | 1 | 104.5 | 26% | 77.33
4935 | Notifier | GFV456 | CYLINDER OF 1000 PPM R410A, BALANCE AIR, 17 L | Quantity |  | 1 | 104.5 | 26% | 77.33
4936 | Notifier | GFV457 | CYLINDER OF 3000 PPM R410A, BALANCE AIR, 17 L | Quantity |  | 1 | 104.5 | 26% | 77.33
4937 | Notifier | GFV458 | CYLINDER OF 500 PPM R407A, BALANCE AIR, 17 L | Quantity |  | 1 | 104.5 | 26% | 77.33
4938 | Notifier | GFV459 | CYLINDER OF 1000 PPM R407A, BALANCE AIR, 17 L | Quantity |  | 1 | 104.5 | 26% | 77.33
4939 | Notifier | GFV460 | CYLINDER OF 3000 PPM R407A, BALANCE AIR, 17 L | Quantity |  | 1 | 104.5 | 26% | 77.33
4940 | Notifier | M-511300 | DRM, DUAL RELAY MODULE | Quantity |  | 1 | 203.8 | 26% | 150.812
4941 | Notifier | M-511474 | IR-F9-R134A-0/3000-ATMOS-N1 - AIRSCAN™ INFRARED SENSOR, R134A 0/,3000, ATMOS, NEMA 1 ENCLOSURE | Quantity |  | 1 | 1431.7 | 26% | 1059.458
4942 | Notifier | M-600410 | IR-F9-R507A-0/3000-ATMOS-N1 - AIRSCAN™ INFRARED SENSOR, R507A 0-3,000 PPM, ATMOS, NEMA 1 ENCLOSURE | Quantity |  | 1 | 1431.7 | 26% | 1059.458
4943 | Notifier | M-600428 | IR-F9-R22-0/3000-ATMOS-N1 - AIRSCAN™ INFRARED SENSOR, R22 0/3,000 PPM, ATMOS, NEMA 1 ENCLOSURE | Quantity |  | 1 | 1431.7 | 26% | 1059.458
4944 | Notifier | M-600469 | IR-F9-R404A-0/3000-ATMOS-N1 - AIRSCAN™ INFRARED SENSOR, R404A 0/3,000 PPM, ATMOS, NEMA 1 ENCLOSURE | Quantity |  | 1 | 1431.7 | 26% | 1059.458
4945 | Notifier | M-700037 | IR-F9-R422D-0/3000-ATMOS-N1 - AIRSCAN™ INFRARED SENSOR, R422D 0/3,000 PPM, ATMOS, NEMA 1 ENCLOSURE | Quantity |  | 1 | 1413.9 | 26% | 1046.286
4946 | Notifier | M-700067 | IR-F9-R407A-0/3000-ATMOS-N1 - AIRSCAN™ INFRARED SENSOR, R407A 0/3,000 PPM, ATMOS, NEMA 1 ENCLOSURE | Quantity |  | 1 | 1413.9 | 26% | 1046.286
4947 | Notifier | M-700087 | IR-F9-R410A-0/3000-ATMOS-N1 - AIRSCAN™ INFRARED SENSOR, R410A 0/3,000 PPM, ATMOS, NEMA 1 ENCLOSURE | Quantity |  | 1 | 1413.9 | 26% | 1046.286
4948 | Notifier | M-700261 | IR-F9-HFO1234YF-0/500-N1 - AIRSCAN™ INFRARED SENSOR, HFO1234YF 0/500, NEMA 1 ENCLOSURE CARB COMPLIANT | Quantity |  | 1 | 1271.8 | 26% | 941.132
4949 | Notifier | M-700262 | IR-F9-HFO1234YF-0/500-ATMOS-N1 - AIRSCAN™ INFRARED SENSOR, HFO1234YF 0/500, ATMOS, NEMA 1 ENCLOSURE CARB COMPLIANT | Quantity |  | 1 | 1541.4 | 26% | 1140.636
4950 | Notifier | M-700263 | IR-F9-HFO1234YF-0/500-SS - AIRSCAN™ INFRARED SENSOR, HFO1234YF 0/500, STAINLESS STEEL ENCLOSURE CARB COMPLIANT | Quantity |  | 1 | 1523.6 | 26% | 1127.464
4951 | Notifier | M-700264 | IR-F9-HFO1234YF-0/500-ATMOS-SS - AIRSCAN™ INFRARED SENSOR, HFO1234YF 0/500, ATMOS, STAINLESS STEEL ENCLOSURE CARB COMPLIANT | Quantity |  | 1 | 1792.2 | 26% | 1326.228
4952 | Notifier | M-700266 | IR-F9-HFO1234YF-0/1000-N1 - AIRSCAN™ INFRARED SENSOR, HFO1234YF 0/1000, NEMA 1 ENCLOSURE | Quantity |  | 1 | 1162 | 26% | 859.88
4953 | Notifier | M-700267 | IR-F9-HFO1234YF-0/1000-ATMOS-N1 - AIRSCAN™ INFRARED SENSOR, HFO1234YF 0/1000, ATMOS, NEMA 1 ENCLOSURE | Quantity |  | 1 | 1431.7 | 26% | 1059.458
4954 | Notifier | M-700268 | IR-F9-HFO1234YF-0/1000-SS - AIRSCAN™ INFRARED SENSOR, HFO1234YF 0/1000, ATMOS, NEMA 1 ENCLOSURE | Quantity |  | 1 | 1413.9 | 26% | 1046.286
4955 | Notifier | M-700269 | IR-F9-HFO1234YF-0/1000-ATMOS-SS - AIRSCAN™ INFRARED SENSOR, HFO1234YF 0/1000, ATMOS, STAINLESS STEEL ENCLOSURE | Quantity |  | 1 | 1682.5 | 26% | 1245.05
4956 | Notifier | M-700271 | IR-F9-HFO1234YF-0/3000-N1 - AIRSCAN™ INFRARED SENSOR, HFO1234YF 0/3000, NEMA 1 ENCLOSURE | Quantity |  | 1 | 1162 | 26% | 859.88
4957 | Notifier | M-700272 | IR-F9-HFO1234YF-0/3000-ATMOS-N1 - AIRSCAN™ INFRARED SENSOR, HFO1234YF 0/3000, ATMOS, NEMA 1 ENCLOSURE | Quantity |  | 1 | 1431.7 | 26% | 1059.458
4958 | Notifier | M-700273 | IR-F9-HFO1234YF-0/3000-SS - AIRSCAN™ INFRARED SENSOR, HFO1234YF 0/3000, ATMOS, NEMA 1 ENCLOSURE | Quantity |  | 1 | 1413.9 | 26% | 1046.286
4959 | Notifier | M-700274 | IR-F9-HFO1234YF-0/3000-ATMOS-SS - AIRSCAN™ INFRARED SENSOR, HFO1234YF 0/3000, ATMOS, STAINLESS STEEL ENCLOSURE | Quantity |  | 1 | 1682.5 | 26% | 1245.05
4960 | Notifier | SVIP3701 | UL/CSA APPROVED FLAMMABLE CATALYTIC BEAD SENSOR, PRE-CALIBRATED FOR 0-20%LEL AMMONIA (NH3), 3/4"NPT ENTRY | Quantity |  | 1 | 1018.9 | 26% | 753.986
4961 | Notifier | SVIP3710 | AUDIBLE HORN, 9-60 VDC, UP TO 113 DB OUTPUT | Quantity |  | 1 | 141.1 | 26% | 104.414
4962 | Notifier | PRN-7 | 80 COLUMN DESKTOP PRINTER, 120 VAC. | Quantity |  | 1 | 2157.25 | 26% | 1596.365
4963 | Notifier | RP-2001 | PRE-ACTION DELUGE CONTROL PANEL, 120 VAC. | Quantity |  | 1 | 1135 | 26% | 839.9
4964 | Notifier | RP-2001C | PRE-ACTION DELUGE CONTROL PANEL WITH LEDS, 120 VAC. | Quantity |  | 1 | 1496 | 26% | 1107.04
4965 | Notifier | RP-2001E | PRE-ACTION DELUGE CONTROL PANEL, 240 VOLTS | Quantity |  | 1 | 1151 | 26% | 851.74
4966 | Notifier | RP-2002 | AGENT RELEASE CONTROL PANEL, 120 VAC. | Quantity |  | 1 | 1335 | 26% | 987.9
4967 | Notifier | RP-2002C | AGENT RELEASE CONTROL PANEL WITH LEDS, 120 VAC. | Quantity |  | 1 | 1777 | 26% | 1314.98
4968 | Notifier | RP-2002E | AGENT RELEASE CONTROL PANEL, 240 VOLTS | Quantity |  | 1 | 1365 | 26% | 1010.1
4969 | Notifier | EPS10-1 | ALARM WATERFLOW, SPDT SWITCH, 4 - 20 PSI. | Quantity |  | 1 | 142 | 26% | 105.08
4970 | Notifier | EPS10-2 | ALARM WATERFLOW, 2 SPDT SWITCHES, 4 - 20 PSI. | Quantity |  | 1 | 163.75 | 26% | 121.175
4971 | Notifier | EPS40-1 | SUPERVISORY LOW, SPDT SWITCH, 10 - 100 PSI. | Quantity |  | 1 | 142 | 26% | 105.08
4972 | Notifier | EPS40-2 | SUPERVISORY LOW, 2 SPDT SWITCHES, 10 - 100 PSI. | Quantity |  | 1 | 163.75 | 26% | 121.175
4973 | Notifier | OSY2 | OUTSIDE SCREW & YOKE SUPERVISORY SWITCH W/2 SPDT. | Quantity |  | 1 | 148.5 | 26% | 109.89
4974 | Notifier | PIBV2 | POST INDICATOR BUTTERFLY VALVE SUPERVISORY SWITCH W/2 SPDT. | Quantity |  | 1 | 137.5 | 26% | 101.75
4975 | Notifier | WFD20N | WATERFLOW DETECTOR, SCHEDULE 10/40, 2” | Quantity |  | 1 | 256.5 | 26% | 189.81
4976 | Notifier | WFD25N | WATERFLOW DETECTOR, SCHEDULE 10/40, 2-1/2” | Quantity |  | 1 | 256.5 | 26% | 189.81
4977 | Notifier | WFD30N | WATERFLOW DETECTOR, 3” FLOW, 2” HOLE | Quantity |  | 1 | 256.5 | 26% | 189.81
4978 | Notifier | WFD40N | WATERFLOW DETECTOR, SCHEDULE 10/40, 4” | Quantity |  | 1 | 255.75 | 26% | 189.255
4979 | Notifier | WFD50N | WATERFLOW DETECTOR, SCHEDULE 10/40, 5” | Quantity |  | 1 | 249.5 | 26% | 184.63
4980 | Notifier | WFD60N | WATERFLOW DETECTOR, SCHEDULE 10/40, 6” | Quantity |  | 1 | 231.25 | 26% | 171.125
4981 | Notifier | WFD80N | WATERFLOW DETECTOR, SCHEDULE 10/40, 8” | Quantity |  | 1 | 286 | 26% | 211.64
4982 | Notifier | WFDTN | T-TAP WATERFLOW DETECTOR, 1”, 1-1/4”, 1-1/2” | Quantity |  | 1 | 255.75 | 26% | 189.255
4983 | Notifier | MNS-CABLE | 1' RS-485 CONNECTOR CABLE FOR MNS-CONTROL | Quantity |  | 1 | 42.8 | 26% | 31.672
4984 | Notifier | FM900 | DOOR HOLDER EXTENSION KIT. | Quantity |  | 1 | 14.6 | 26% | 10.804
4985 | Notifier | FM900-100 | DOOR HOLDER SPACER, 1 INCH. | Quantity |  | 1 | 12.5 | 26% | 9.25
4986 | Notifier | FM900-50 | DOOR HOLDER SPACER, 1/2 INCH. | Quantity |  | 1 | 14.6 | 26% | 10.804
4987 | Notifier | FM900-75 | DOOR HOLDER SPACER, 3/4 INCH. | Quantity |  | 1 | 11.5 | 26% | 8.51
4988 | Notifier | FM900-Z | DOOR HOLDER SPACER KIT, 90 DEGREE. | Quantity |  | 1 | 14.6 | 26% | 10.804
4989 | Notifier | FM980 | FM-980, 12 VDC, 24 VAC/VDC, 120/250 VAC, SURFACE FLOOR MOUNT, SINGLE DOOR. | Quantity |  | 1 | 121.2 | 26% | 89.688
4990 | Notifier | FM996-L8 | FM-996, 12 VDC, 24 VAC/VDC, 120/250 VAC, SURFACE WALL MOUNT. | Quantity |  | 1 | 99.3 | 26% | 73.482
4991 | Notifier | FM998 | FM-998, 12 VDC, 24 VAC/VDC, 120/250 VAC, FLUSH WALL MOUNT. | Quantity |  | 1 | 98.2 | 26% | 72.668
4992 | Notifier | DH24120FB | SEMI-FLUSH, PLATED, BRASS | Quantity |  | 1 | 115 | 26% | 85.1
4993 | Notifier | DH24120FD | SEMI-FLUSH, POWDER COATED DARK BRONZE | Quantity |  | 1 | 126.4 | 26% | 93.536
4994 | Notifier | DH24120FPC | SEMI-FLUSH, POWDER COATED CHROME | Quantity |  | 1 | 103.5 | 26% | 76.59
4995 | Notifier | DH24120GB1 | GROUND MOUNT, SINGLE DOOR, PLATED, BRASS | Quantity |  | 1 | 168.2 | 26% | 124.468
4996 | Notifier | DH24120GB2 | GROUND MOUNT, DOUBLE DOOR, PLATED, BRASS | Quantity |  | 1 | 208 | 26% | 153.92
4997 | Notifier | DH24120GPC1 | GROUND MOUNT, SINGLE DOOR, POWDER COATED, CHROME | Quantity |  | 1 | 152.6 | 26% | 112.924
4998 | Notifier | DH24120GPC2 | GROUND MOUNT, DOUBLE DOOR, POWDER COATED, CHROME | Quantity |  | 1 | 190.2 | 26% | 140.748
4999 | Notifier | DH24120GPD1 | GROUND MOUNT, SINGLE DOOR, POWDER COATED, DARK BRONZE | Quantity |  | 1 | 186 | 26% | 137.64
5000 | Notifier | DH24120GPD2 | GROUND MOUNT, DOUBLE DOOR, POWDER COATED, DARK BRONZE | Quantity |  | 1 | 229.9 | 26% | 170.126
5001 | Notifier | DH24120SB | SURFACE MOUNT, PLATED, BRASS | Quantity |  | 1 | 132.7 | 26% | 98.198
5002 | Notifier | DH24120SPC | SURFACE MOUNT, POWDER COATED, CHROME | Quantity |  | 1 | 123.3 | 26% | 91.242
5003 | Notifier | DH24120SPD | SURFACE MOUNT, POWDER COATED, DARK BRONZE | Quantity |  | 1 | 141.1 | 26% | 104.414
5004 | Notifier | DH24120WB | RECESSED, PLATED, BRASS | Quantity |  | 1 | 113.9 | 26% | 84.286
5005 | Notifier | DH24120WD | RECESSED, POWDER COATED, DARK BRONZE | Quantity |  | 1 | 126.4 | 26% | 93.536
5006 | Notifier | DH24120WPC | RECESSED, POWDER COATED, CHROME | Quantity |  | 1 | 103.5 | 26% | 76.59
5007 | Notifier | DHBBB | SURFACE MOUNT BACK BOX, PLATED, BRASS | Quantity |  | 1 | 26.1 | 26% | 19.314
5008 | Notifier | DHBBD | SURFACE MOUNT BACK BOX, POWDER COATED, DARK BRONZE | Quantity |  | 1 | 30.3 | 26% | 22.422
5009 | Notifier | DHBBPC | SURFACE MOUNT BACK BOX, POWDER COATED, CHROME | Quantity |  | 1 | 24 | 26% | 17.76
5010 | Notifier | DHCPB | CATCH PLATE, PLATED, BRASS | Quantity |  | 1 | 14.6 | 26% | 10.804
5011 | Notifier | DHCPC | CATCH PLATE, POWDER COATED, CHROME | Quantity |  | 1 | 13.6 | 26% | 10.064
5012 | Notifier | DHCPD | CATCH PLATE, POWDER COATED, DARK BRONZE | Quantity |  | 1 | 17.8 | 26% | 13.172
5013 | Notifier | DHDF | SWIVEL BASE MOUNTING DRILL FIXTURE | Quantity |  | 1 | 296.8 | 26% | 219.632
5014 | Notifier | DHE.5B | .5” EXTENSION ROD, PLATED, BRASS | Quantity |  | 1 | 10.5 | 26% | 7.77
5015 | Notifier | DHE.5D | .5” EXTENSION ROD, POWDER COATED, DARK BRONZE | Quantity |  | 1 | 12.5 | 26% | 9.25
5016 | Notifier | DHE.5PC | .5” EXTENSION ROD, POWDER COATED, CHROME | Quantity |  | 1 | 10.5 | 26% | 7.77
5017 | Notifier | DHE1.5APC | 1.5” ADJUSTABLE EXTENSION ROD, POWDER COATED, CHROME | Quantity |  | 1 | 11.5 | 26% | 8.51
5018 | Notifier | DHE1.5B | 1.5” EXTENSION ROD, PLATED, BRASS | Quantity |  | 1 | 12.5 | 26% | 9.25
5019 | Notifier | DHE1.5D | 1.5” EXTENSION ROD, POWDER COATED, DARK BRONZE | Quantity |  | 1 | 13.6 | 26% | 10.064
5020 | Notifier | DHE1.5PC | 1.5” EXTENSION ROD, POWDER COATED, CHROME | Quantity |  | 1 | 11.5 | 26% | 8.51
5021 | Notifier | DHE1B | 1” EXTENSION ROD, PLATED, BRASS | Quantity |  | 1 | 10.5 | 26% | 7.77
5022 | Notifier | DHE1D | 1” EXTENSION ROD, POWDER COATED, DARK BRONZE | Quantity |  | 1 | 12.5 | 26% | 9.25
5023 | Notifier | DHE1PC | 1” EXTENSION ROD, POWDER COATED, CHROME | Quantity |  | 1 | 10.5 | 26% | 7.77
5024 | Notifier | DHE2APC | 2” ADJUSTABLE EXTENSION ROD, POWDER COATED, CHROME | Quantity |  | 1 | 13.6 | 26% | 10.064
5025 | Notifier | DHE2B | 2” EXTENSION ROD, PLATED, BRASS | Quantity |  | 1 | 14.6 | 26% | 10.804
5026 | Notifier | DHE2D | 2” EXTENSION ROD, POWDER COATED, DARK BRONZE | Quantity |  | 1 | 14.6 | 26% | 10.804
5027 | Notifier | DHE2PC | 2” EXTENSION ROD, POWDER COATED, CHROME | Quantity |  | 1 | 13.6 | 26% | 10.064
5028 | Notifier | DHE3B | 3” EXTENSION ROD, PLATED, BRASS | Quantity |  | 1 | 15.7 | 26% | 11.618
5029 | Notifier | DHE3D | 3” EXTENSTION ROD, POWDER COATED, DARK BRONZE | Quantity |  | 1 | 15.7 | 26% | 11.618
5030 | Notifier | DHE3PC | 3” EXTENSION ROD, POWDER COATED, CHROME | Quantity |  | 1 | 14.6 | 26% | 10.804
5031 | Notifier | DHE4AB | 4” ADJUSTABLE EXTENSION ROD, PLATED, BRASS | Quantity |  | 1 | 17.8 | 26% | 13.172
5032 | Notifier | DHE4AD | 4” ADJUSTABLE EXTENSION ROD, POWDER COATED, DARK BRONZE | Quantity |  | 1 | 20.9 | 26% | 15.466
5033 | Notifier | DHE4APC | 4” ADJUSTABLE EXTENSION ROD, POWDER COATED, CHROME | Quantity |  | 1 | 16.7 | 26% | 12.358
5034 | Notifier | DHE4PC | 4” EXTENSION ROD, POWDER COATED, CHROME | Quantity |  | 1 | 16.7 | 26% | 12.358
5035 | Notifier | DHE5B | 5” EXTENSION ROD, PLATED, BRASS | Quantity |  | 1 | 18.8 | 26% | 13.912
5036 | Notifier | DHE5D | 5” EXTENSION ROD, POWDER COATED, DARK BRONZE | Quantity |  | 1 | 20.9 | 26% | 15.466
5037 | Notifier | DHE5PC | 5” EXTENSION ROD, POWDER COATED, CHROME | Quantity |  | 1 | 19.9 | 26% | 14.726
5038 | Notifier | DHSBB | SWIVEL BASE, PLATED, BRASS | Quantity |  | 1 | 41.8 | 26% | 30.932
5039 | Notifier | DHSBD | SWIVEL BASE, POWDER COATED, DARK BRONZE | Quantity |  | 1 | 44.9 | 26% | 33.226
5040 | Notifier | DHSBPC | SWIVEL BASE, POWDER COATED, CHROME | Quantity |  | 1 | 38.7 | 26% | 28.638
5041 | Notifier | DHW | EXTENSION WRENCH (2 PCS.) | Quantity |  | 1 | 3.1 | 26% | 2.294
5042 | Notifier | 02084 | S5000: REMOVABLE TERMINAL BLOCK. - 2 POSITION. | Quantity |  | 1 | 32.4 | 26% | 23.976
5043 | Notifier | 02086 | 200/300/400/5000/NION: REMOVABLE TERMINAL BLOCK, 6-POSITION. | Quantity |  | 1 | 36 | 26% | 26.64
5044 | Notifier | 10103 | 3 GANG BACK BOX | Quantity |  | 1 | 72 | 26% | 53.28
5045 | Notifier | 109-7000 | CAT-30, TYPE CAT-30 LOCK & KEY. | Quantity |  | 1 | 38.75 | 26% | 28.675
5046 | Notifier | 146-0100 | BREAK GLASS PANE FOR BG-1. FOR BRG SERIES. | Quantity |  | 1 | 8.4 | 26% | 6.216
5047 | Notifier | 17003 | FIRELITE KEY ONLY. | Quantity |  | 1 | 15.5 | 26% | 11.47
5048 | Notifier | 17021 | NOTIFIER KEY ONLY. | Quantity |  | 1 | 17.6 | 26% | 13.024
5049 | Notifier | 17044 | FIRELITE LOCK AND KEY (5012, CAB-3F SERIES, 9200, 5024). | Quantity |  | 1 | 23.75 | 26% | 17.575
5050 | Notifier | 17044KIT | LOCK KIT, CONTAINS 5 LOCKS (17044) AND 5 KEYS (17003) | Quantity |  | 1 | 229.8 | 26% | 170.052
5051 | Notifier | 17045 | NOTIFIER SNAP-IN LOCK, CAB-3/CAB-4, ABS-1/2/4D, NFS-LBB, AFP-100, FCPS, CAB-400/600AA, NION, SFP-1024, VEC. | Quantity |  | 1 | 19 | 26% | 14.06
5052 | Notifier | 17045KIT | LOCK KIT, CONTAINS 5 LOCKS (17045) AND 5 KEYS (17021) | Quantity |  | 1 | 170 | 26% | 125.8
5053 | Notifier | 4000TAR | REPLACEMENT TRANSFORMER ASSEMBLY. | Quantity |  | 1 | 216 | 26% | 159.84
5054 | Notifier | 71031 | AM2020/AFP1010: POWER SUPERVISION RIBBON,. CONNECTS MPS P3 TO CPU. | Quantity |  | 1 | 66 | 26% | 48.84
5055 | Notifier | 71032 | AM2020/AFP1010: DATA RIBBON CABLE. CONNECTS DIA P3 TO CPU-2020 P3. | Quantity |  | 1 | 68.4 | 26% | 50.616
5056 | Notifier | 71033 | TROUBLE/SUPERVISORY RIBBON, 2-WIRE. CONNECTS CPU TO AVPS, AA-30. | Quantity |  | 1 | 62.4 | 26% | 46.176
5057 | Notifier | 71046 | AM2020/AFP1010: DATA RIBBON CABLE DIA. CONNECTS P4 TO SIB BOARD P4. | Quantity |  | 1 | 64.8 | 26% | 47.952
5058 | Notifier | 71070 | BATTERY INTERCONNECT CABLE. CONNECTS - WITH + WITH BATTERIES IN SERIES. | Quantity |  | 1 | 30 | 26% | 22.2
5059 | Notifier | 71071 | BATTERY CABLE (MPS +) (AM2020, AFP1010, SYSTEM 5000). | Quantity |  | 1 | 30 | 26% | 22.2
5060 | Notifier | 71072 | BATTERY CABLE (MPS - ) (AM2020, AFP1010, SYSTEM 5000). | Quantity |  | 1 | 30 | 26% | 22.2
5061 | Notifier | 71073 | EARTH GROUND CABLE - SINGLE GREEN CONDUCTOR, 10 INCHES. | Quantity |  | 1 | 30 | 26% | 22.2
5062 | Notifier | 71085 | POWER RIBBON CABLE, 10-WIRE . CONNECTS MPS P3 TO CPU. | Quantity |  | 1 | 38.4 | 26% | 28.416
5063 | Notifier | 71086 | POWER HARNESS. 7-WIRE POWER. CONNECTS SYSTEM 5000 CPU TO MPS. | Quantity |  | 1 | 59.4 | 26% | 43.956
5064 | Notifier | 71088 | RIBBON EXPANDER. CONNECTS CPU-5000 TO 2ND, 3RD OR 4TH ROW MODULES. | Quantity |  | 1 | 76.2 | 26% | 56.388
5065 | Notifier | 71091 | BELL POWER CABLE, 2-WIRE. CONNECTS AVPS P3 TO ICM J5 ON XPC. | Quantity |  | 1 | 39.6 | 26% | 29.304
5066 | Notifier | 71093 | MAIN BELL POWER HARNESS. CONNECTS CPU-5000 J5 TO MPS A/V POWER. | Quantity |  | 1 | 33.6 | 26% | 24.864
5067 | Notifier | 75073 | ANNUNCIATOR EXPANDER RIBBON, 20-WIRE. CONNECTS THE ACM J1 WITH AEM J2. | Quantity |  | 1 | 59.4 | 26% | 43.956
5068 | Notifier | 75074 | POWER HARNESS CABLE, 7-WIRE. CONNECTS MPS P4 TO EFB-1 P2. | Quantity |  | 1 | 55 | 26% | 40.7
5069 | Notifier | 75095 | TRANSPONDER SYSTEM RIBBON, 34-WIRE. CONNECTS XPP TO OPTION MODULE. | Quantity |  | 1 | 43.8 | 26% | 32.412
5070 | Notifier | 75097 | CONNECTS AMG P6 TO FFT P4 6-WIRE. | Quantity |  | 1 | 28.2 | 26% | 20.868
5071 | Notifier | 75098 | VOICE: TROUBLE/SUPERVISORY RIBBON, 2-WIRE. CONNECTS AMG TO AA-30. | Quantity |  | 1 | 28.2 | 26% | 20.868
5072 | Notifier | 75099 | POWER HARNESS, 7-WIRE. CONNECTS POWER THROUGH. 16 INCHES. | Quantity |  | 1 | 32.4 | 26% | 23.976
5073 | Notifier | 75106 | XPC-8 JUMPER PLUG, 2-WIRE. JUMPS P4 TO P5 ETC. | Quantity |  | 1 | 28.2 | 26% | 20.868
5074 | Notifier | 75108 | BACKUP AUDIO, 4-WIRE. CONNECTS AA P6 TO BACKUP AA P4. | Quantity |  | 1 | 29.7 | 26% | 21.978
5075 | Notifier | 75110 | LOW LEVEL AUDIO, 4-WIRE. CONNECTS AMG P2 TO XPC P3. | Quantity |  | 1 | 32.4 | 26% | 23.976
5076 | Notifier | 75121 | A/V POWER CABLE, 2-WIRE. CONNECTS MPS A/V POWER TO XPC. | Quantity |  | 1 | 22.8 | 26% | 16.872
5077 | Notifier | 75136 | DUAL CHANNEL CASCADE CABLE, 2-WIRE. CONNECTS AMG P10 TO AMG-E P10. | Quantity |  | 1 | 28.2 | 26% | 20.868
5078 | Notifier | 75159 | BATTERY INTERCONNECT CABLE. CONNECTS BATTERY + TO -. | Quantity |  | 1 | 28.2 | 26% | 20.868
5079 | Notifier | 75160 | BATTERY POSITIVE 1-WIRE. CONNECTS BATTERY + TO MPS-24B. 15 INCHES. | Quantity |  | 1 | 28.2 | 26% | 20.868
5080 | Notifier | 75161 | BATTERY NEGATIVE 1-WIRE. CONNECTS BATTERY TO MPS-24B. 15 INCHES. | Quantity |  | 1 | 28.2 | 26% | 20.868
5081 | Notifier | 75170 | POWER SUPERVISION RIBBON. CONNECTS MPS P3 TO EFB-1 P1. | Quantity |  | 1 | 43.2 | 26% | 31.968
5082 | Notifier | 75225 | AM2020/AFP1010: DIA TO LCD RIBBON. CONNECTS DIA TO 1010 DISPLAY. | Quantity |  | 1 | 37.2 | 26% | 27.528
5083 | Notifier | 75226 | CPU TO DIA RIBBON, 16-WIRE. CONNECTS AFP1010 TO CPU P3 DIA P3. | Quantity |  | 1 | 44.4 | 26% | 32.856
5084 | Notifier | 75358TA | AFP-300/AFP-400: REPLACEMENT TRANSFORMER ASSEMBLY. | Quantity |  | 1 | 249.6 | 26% | 184.704
5085 | Notifier | 75378 | AM2020/AFP1010: POWER CABLE, 6-WIRE. CONNECTS ICA TO MPS. | Quantity |  | 1 | 85.8 | 26% | 63.492
5086 | Notifier | 75554 | LAPTOP TO NUP PORT PROGRAMMING CABLE. | Quantity |  | 1 | 37.7 | 26% | 27.898
5087 | Notifier | 75557 | NCS CABLE, DB9 TO RJ45 | Quantity |  | 1 | 30.5 | 26% | 22.57
5088 | Notifier | 75565 | RIBBON CABLE TO CONNECT FOR LCM-320 | Quantity |  | 1 | 46.8 | 26% | 34.632
5089 | Notifier | 75592 | REPLACEMENT TRANSFORMER FOR FCPS-24S6 AND FCPS-24S8 | Quantity |  | 1 | 122.4 | 26% | 90.576
5090 | Notifier | AFP-200TA | 200: REPLACEMENT TRANSFORMER ASSEMBLY, 120 VAC. | Quantity |  | 1 | 438 | 26% | 324.12
5091 | Notifier | BT | NBG-10 SERIES SPARE BREAK-GLASS TUBES (DOZEN). | Quantity |  | 1 | 24 | 26% | 17.76
5092 | Notifier | ELR-20K | END OF LINE RESISTOR, 20K OHMS | Quantity |  | 1 | 14.5 | 26% | 10.73
5093 | Notifier | FCPS-24S6RB | REPLACEMENT BOARD FOR FCPS-24S6 | Quantity |  | 1 | 566 | 26% | 418.84
5094 | Notifier | FCPS-24S8RB | REPLACEMENT BOARD FOR FCPS-24S8 | Quantity |  | 1 | 629 | 26% | 465.46
5095 | Notifier | MBT-1 | MUNICIPAL BOX TRANSMITTER MODULE. | Quantity |  | 1 | 116.75 | 26% | 86.395
5096 | Notifier | MIB-F | 1010/2020/INA FIBER OPTICS MEDIA INTERFACE BOARD. | Quantity |  | 1 | 2803 | 26% | 2074.22
5097 | Notifier | MIB-W | 1010/2020/INA TWISTED PAIR WIRE MEDIA INTERFACE BOARD. | Quantity |  | 1 | 1906 | 26% | 1410.44
5098 | Notifier | MIB-WF | MIX TWISTED PAIR WIRE AND FIBER OPTICS MEDIA INTERFACE BOARD. | Quantity |  | 1 | 2679.6 | 26% | 1982.904
5099 | Notifier | MPS-400RB | 300AA/400AA POWER SUPPLY FOR CAB-X3 SERIES 120/240VAC. | Quantity |  | 1 | 1705 | 26% | 1261.7
5100 | Notifier | NAM-232F | NETWORK ADAPTER MODULE; CONNECTS ONE 200/300/400 VIA FIBER TO NFN. | Quantity |  | 1 | 2113 | 26% | 1563.62
5101 | Notifier | NAM-232W | NETWORK ADAPTER MODULE; CONNECTS ONE 200/300/400 VIA WIRE TO NFN. | Quantity |  | 1 | 1919 | 26% | 1420.06
5102 | Notifier | NCM-1 | NOISE CONTROL MODULE; FOR USE WITH NON-TWISTED, NON-SHIELDED WIRE ON NOTIFIER SLC LOOPS. | Quantity |  | 1 | 192.75 | 26% | 142.635
5103 | Notifier | NF-FAD | FIRE ALARM DOCUMENT CABINET WITH NOTIFIER LOCK | Quantity |  | 1 | 124 | 26% | 91.76
5104 | Notifier | NFS-320-RB | REPLACEMENT BOARD FOR NFS-320, 120 VAC | Quantity |  | 1 | 3170 | 26% | 2345.8
5105 | Notifier | NFS-320-RBE | REPLACEMENT BOARD FOR NFS-320E, 240 VAC | Quantity |  | 1 | 3345 | 26% | 2475.3
5106 | Notifier | NFS-320-RB-PO | REPLACEMENT BOARD FOR NFS-320-PO, 120 VAC | Quantity |  | 1 | 3405 | 26% | 2519.7
5107 | Notifier | NFS-320-RB-POE | REPLACEMENT BOARD FOR NFS-320-POE, 240 VAC | Quantity |  | 1 | 3405 | 26% | 2519.7
5108 | Notifier | NFS-320-RB-SP | REPLACEMENT BOARD FOR NFS-320-SP, 120 VAC | Quantity |  | 1 | 3405 | 26% | 2519.7
5109 | Notifier | NFS-320-RB-SPE | REPLACEMENT BOARD FOR NFS-320-SPE, 240 VAC | Quantity |  | 1 | 3405 | 26% | 2519.7
5110 | Notifier | NF-SRD | SYSTEMS RECORD DOCUMENT CABINET WITH NOTIFIER LOCK | Quantity |  | 1 | 97 | 26% | 71.78
5111 | Notifier | PIM-24 | PRINTER AND PC INTERFACE; (REQUIRED FOR SERIAL PRINTER CONNECTION -- INCLUDED WITH VERIFIRE-100). | Quantity |  | 1 | 300 | 26% | 222
5112 | Notifier | REL-2.2K | END OF LINE RESISTOR; 2.2K WITH LEADS | Quantity |  | 1 | 16.8475 | 26% | 12.4672
5113 | Notifier | REL-3.3K | END OF LINE RESISTOR; 3.3K WITH LEADS | Quantity |  | 1 | 20.4 | 26% | 15.096
5114 | Notifier | REL-4.7K | END OF LINE RESISTOR; 4.7K WITH LEADS | Quantity |  | 1 | 18 | 26% | 13.32
5115 | Notifier | REL-4.7K-BP | END OF LINE RESISTOR; 4.7K WITH LEADS; PKG. 10 | Quantity |  | 1 | 164.25 | 26% | 121.545
5116 | Notifier | REL-47K | END OF LINE RESISTOR; 47K WITH LEADS | Quantity |  | 1 | 25.25 | 26% | 18.685
5117 | Notifier | REL-47K-BP | END OF LINE RESISTOR; 47K WITH LEADS; PKG. 10 | Quantity |  | 1 | 217.75 | 26% | 161.135
5118 | Notifier | SBB-3 | 3 GANG BACK BOX FOR LED-10N. | Quantity |  | 1 | 63 | 26% | 46.62
5119 | Notifier | SFP2402RB | SFP-2402 REPLACEMENT CPU | Quantity |  | 1 | 656 | 26% | 485.44
5120 | Notifier | SFP2404RB | SFP-2404 REPLACEMENT CPU | Quantity |  | 1 | 736.5 | 26% | 545.01
5121 | Notifier | SFP-400BRB | SFP-400B: REPLACEMENT MOTHERBOARD. | Quantity |  | 1 | 1163 | 26% | 860.62
5122 | Notifier | TR-4XR | SEMI-FLUSH MOUNT TRIM RING FOR RP PANELS. RED. | Quantity |  | 1 | 126.5 | 26% | 93.61
5123 | Notifier | XRM-24E | POWER EXPANSION TRANSFORMER; EXPANDS NOTIFICATION APPLIANCE CIRCUIT POWER FROM 3.0 AMPS TO 6.0 AMPS MOUNTS WITHIN CABINET. 240VAC | Quantity |  | 1 | 172.5 | 26% | 127.65
5124 | Notifier | N-WEBPORTAL | WEB PORTAL GATEWAY | Quantity |  | 1 | 625 | 26% | 462.5
5125 | Notifier | BARCODE-1000 | BARCODES, 1000/PACK | Quantity |  | 1 | 140.25 | 26% | 103.785
5126 | Notifier | INSPECT1 | INSPECTION MANAGER, 1 USER (1 YEAR SUBSCRIPTION) | Quantity |  | 1 | 2159.25 | 26% | 1597.845
5127 | Notifier | INSPECT10 | INSPECTION MANAGER, 10 USERS (1 YEAR SUBSCRIPTION) | Quantity |  | 1 | 9687.25 | 26% | 7168.565
5128 | Notifier | INSPECT15 | INSPECTION MANAGER, 15 USERS (1 YEAR SUBSCRIPTION) | Quantity |  | 1 | 13723.5 | 26% | 10155.39
5129 | Notifier | INSPECT20 | INSPECTION MANAGER, 20 USERS (1 YEAR SUBSCRIPTION) | Quantity |  | 1 | 17221.75 | 26% | 12744.095
5130 | Notifier | INSPECT30 | INSPECTION MANAGER, 30 USERS (1 YEAR SUBSCRIPTION) | Quantity |  | 1 | 24218 | 26% | 17921.32
5131 | Notifier | INSPECT5 | INSPECTION MANAGER, 5 USERS (1 YEAR SUBSCRIPTION) | Quantity |  | 1 | 4807 | 26% | 3557.18
5132 | Notifier | SCANNER-5 | CAPTUVO SCANNER FOR IPHONE 5/5S | Quantity |  | 1 | 921.75 | 26% | 682.095
5133 | Notifier | SCANNER-6 | CAPTUVO SCANNER FOR IPHONE 6 | Quantity |  | 1 | 949.5 | 26% | 702.63
5134 | Notifier | SCANNER-6PLUS | CAPTUVO SCANNER FOR IPHONE 6PLUS | Quantity |  | 1 | 949.5 | 26% | 702.63
5135 | Notifier | SCANNER-BT | BLUETOOTH SCANNER FOR ANDROID | Quantity |  | 1 | 926 | 26% | 685.24
5136 | Notifier | SCANNER-TOUCH | CAPTUVO SCANNER FOR IPOD TOUCH | Quantity |  | 1 | 881.5 | 26% | 652.31
5137 | Notifier | SERVICE1 | SERVICE MANAGER, 1 USER (1 YEAR SUBSCRIPTION) | Quantity |  | 1 | 772.5 | 26% | 571.65
5138 | Notifier | SERVICE10 | SERVICE MANAGER, 10 USERS (1 YEAR SUBSCRIPTION) | Quantity |  | 1 | 7210 | 26% | 5335.4
5139 | Notifier | SERVICE15 | SERVICE MANAGER, 15 USERS (1 YEAR SUBSCRIPTION) | Quantity |  | 1 | 10042.5 | 26% | 7431.45
5140 | Notifier | SERVICE20 | SERVICE MANAGER, 20 USERS (1 YEAR SUBSCRIPTION) | Quantity |  | 1 | 12360 | 26% | 9146.4
5141 | Notifier | SERVICE30 | SERVICE MANAGER, 30 USERS (1 YEAR SUBSCRIPTION) | Quantity |  | 1 | 16995 | 26% | 12576.3
5142 | Notifier | SERVICE5 | SERVICE MANAGER, 5 USERS (1 YEAR SUBSCRIPTION) | Quantity |  | 1 | 3600 | 26% | 2664
5143 | Notifier | SYSTEMGR1 | SYSTEM MANAGER, 1 USER (1 YEAR SUBSCRIPTION) | Quantity |  | 1 | 266.67 | 26% | 197.3358
5144 | Notifier | SYSTEMGR10 | SYSTEM MANAGER, 10 USERS (1 YEAR SUBSCRIPTION) | Quantity |  | 1 | 2533.4 | 26% | 1874.716
5145 | Notifier | SYSTEMGR15 | SYSTEM MANAGER, 15 USERS (1 YEAR SUBSCRIPTION) | Quantity |  | 1 | 3600 | 26% | 2664
5146 | Notifier | SYSTEMGR20 | SYSTEM MANAGER, 20 USERS (1 YEAR SUBSCRIPTION) | Quantity |  | 1 | 4533.4 | 26% | 3354.716
5147 | Notifier | SYSTEMGR5 | SYSTEM MANAGER, 5 USERS (1 YEAR SUBSCRIPTION) | Quantity |  | 1 | 1300 | 26% | 962
5148 | Notifier | BDA-ADP-RA-1 | RIGHT ANGLE N MALE TO N FEMALE ADAPTER | Quantity |  | 1 | 11.1 | 26% | 8.214
5149 | Notifier | BDA-BB-75-10 | BDA BATTERY, 12V / 75AH EACH. (2 REQUIRED FOR EACH BDA) | Quantity |  | 1 | 325 | 26% | 240.5
5150 | Notifier | BDA-BENCL-10-UL3R | NEMA-3R, UL LISTED BATTERY ENCLOSURE FOR 2X 75AH BATTERIES. STEEL WITH RED POWDER COAT FINISH.VENTED | Quantity |  | 1 | 695 | 26% | 514.3
5151 | Notifier | BDA-CABLE-10A-250 | 250 FT. CABLE - RED JACKET,IMPRINTED,1/2" CORRUGATED ALUM PLENUM AIR DIELECTRIC, 50 OHM COAXIAL | Quantity |  | 1 | 800 | 26% | 592
5152 | Notifier | BDA-CABLE-10A-500 | 500 FT. CABLE - RED JACKET,IMPRINTED,1/2" CORRUGATED ALUM PLENUM AIR DIELECTRIC, 50 OHM COAXIAL | Quantity |  | 1 | 1600 | 26% | 1184
5153 | Notifier | BDA-CABLE-15A-250 | 250 FT. CABLE - BLACK JACKET,IMPRINTED,1/4" CORRUGATED COPPER FOAM DIELECTRIC, 50 OHM | Quantity |  | 1 | 495 | 26% | 366.3
5154 | Notifier | BDA-CABLE-15A-500 | 500 FT. CABLE - BLACK JACKET,IMPRINTED,1/4" CORRUGATED COPPER FOAM DIELECTRIC, 50 OHM | Quantity |  | 1 | 990 | 26% | 732.6
5155 | Notifier | BDA-DA-150175-1 | DONOR ANTENNA, YAGI DIRECTIONAL 150-175MHZ | Quantity |  | 1 | 425 | 26% | 314.5
5156 | Notifier | BDA-DA-450470-1 | DONOR ANTENNA, YAGI DIRECTIONAL 450-470MHZ | Quantity |  | 1 | 245 | 26% | 181.3
5157 | Notifier | BDA-DA-465490-1 | DONOR ANTENNA, YAGI DIRECTIONAL 470-490MHZ | Quantity |  | 1 | 245 | 26% | 181.3
5158 | Notifier | BDA-DA-700-1 | DONOR ANTENNA, YAGI DIRECTIONAL 763-805MHZ | Quantity |  | 1 | 245 | 26% | 181.3
5159 | Notifier | BDA-DA-7800-1 | DONOR ANTENNA, YAGI DIRECTIONAL 763-869MHZ | Quantity |  | 1 | 245 | 26% | 181.3
5160 | Notifier | BDA-DA-800-1 | DONOR ANTENNA, YAGI DIRECTIONAL 806-869MHZ | Quantity |  | 1 | 245 | 26% | 181.3
5161 | Notifier | BDA-DA-LP582700-1 | DAS ANTENNA. LOG-PERIODIC DIRECTIONAL BROADBAND 580-2700MHZ, HIGH FB RATIO | Quantity |  | 1 | 1950 | 26% | 1443
5162 | Notifier | BDA-DC10-1317-1 | DIRECTIONAL COUPLER 10DB, 136-174MHZ | Quantity |  | 1 | 190 | 26% | 140.6
5163 | Notifier | BDA-DC10-3588-1 | DIRECTIONAL COUPLER 10DB, 350-880MHZ | Quantity |  | 1 | 172 | 26% | 127.28
5164 | Notifier | BDA-DC15-1317-1 | DIRECTIONAL COUPLER 15DB, 136-174MHZ | Quantity |  | 1 | 190 | 26% | 140.6
5165 | Notifier | BDA-DC15-3588-1 | DIRECTIONAL COUPLER 15DB, 350-880MHZ | Quantity |  | 1 | 172 | 26% | 127.28
5166 | Notifier | BDA-DC20-3588-1 | DIRECTIONAL COUPLER 20DB, 350-880MHZ | Quantity |  | 1 | 172 | 26% | 127.28
5167 | Notifier | BDA-DC6-1317-1 | DIRECTIONAL COUPLER 6DB, 136-174MHZ | Quantity |  | 1 | 190 | 26% | 140.6
5168 | Notifier | BDA-DC6-3588-1 | DIRECTIONAL COUPLER 6DB, 350-880MHZ | Quantity |  | 1 | 172 | 26% | 127.28
5169 | Notifier | BDA-DP-400-2 | DAS ANTENNA, DIRECTIONAL PANEL UHF | Quantity |  | 1 | 105 | 26% | 77.7
5170 | Notifier | BDA-DP-7800-2 | DAS ANTENNA, DIRECTIONAL PANEL 763-869MHZ | Quantity |  | 1 | 105 | 26% | 77.7
5171 | Notifier | BDA-EOL-10 | ANTENNA SENSOR / END OF THE LINE TERMINATION | Quantity |  | 1 | 115 | 26% | 85.1
5172 | Notifier | BDA-FA-150175-1 | DAS ANTENNA, FIBERGLASS 150-175MHZ | Quantity |  | 1 | 155 | 26% | 114.7
5173 | Notifier | BDA-FA-450470-1 | DAS ANTENNA, FIBERGLASS 450-470MHZ | Quantity |  | 1 | 105 | 26% | 77.7
5174 | Notifier | BDA-FA-465490-1 | DAS ANTENNA, FIBERGLASS 470-490MHZ | Quantity |  | 1 | 105 | 26% | 77.7
5175 | Notifier | BDA-FA-700-1 | DAS ANTENNA, FIBERGLASS 763-805MHZ | Quantity |  | 1 | 105 | 26% | 77.7
5176 | Notifier | BDA-FA-7800-1 | DAS ANTENNA, FIBERGLASS 763-869MHZ | Quantity |  | 1 | 105 | 26% | 77.7
5177 | Notifier | BDA-FA-7800-2 | DAS ANTENNA, FIBERGLASS 763-869MHZ | Quantity |  | 1 | 98 | 26% | 72.52
5178 | Notifier | BDA-FA-800-1 | DAS ANTENNA, FIBERGLASS 806-869MHZ | Quantity |  | 1 | 105 | 26% | 77.7
5179 | Notifier | BDA-GKCK-10 | COAXIAL CABLE GROUNDING KIT | Quantity |  | 1 | 39 | 26% | 28.86
5180 | Notifier | BDA-JMPRG-10 | COAXIAL CABLE JUMPER NM-NM RG58, 18" LONG | Quantity |  | 1 | 15 | 26% | 11.1
5181 | Notifier | BDA-JMPRG-11 | COAXIAL CABLE JUMPER NM-NM RG58, 37" LONG | Quantity |  | 1 | 16 | 26% | 11.84
5182 | Notifier | BDA-JMPRG-12 | COAXIAL CABLE JUMPER NM-NM FLEXIBLE RG8, 24" LONG, FOR DONOR ANTENNA | Quantity |  | 1 | 23 | 26% | 17.02
5183 | Notifier | BDA-LA-P8AX-6G | COAXIAL SURGE PROTECTOR, UL LISTED | Quantity |  | 1 | 78 | 26% | 57.72
5184 | Notifier | BDA-LPA-150175-1 | DAS ANTENNA, LOW PROFILE 150-175MHZ | Quantity |  | 1 | 155 | 26% | 114.7
5185 | Notifier | BDA-LPA-4502700-1 | DAS ANTENNA, LOW PROFILE ULTRA BROADBAND 450-2700MHZ | Quantity |  | 1 | 145 | 26% | 107.3
5186 | Notifier | BDA-LPA-7800-1 | DAS ANTENNA, LOW PROFILE 763-869MHZ | Quantity |  | 1 | 105 | 26% | 77.7
5187 | Notifier | BDA-NFC-11 | N-FEMALE CONNECTOR FOR 1/2" CABLE, RSI BRAND | Quantity |  | 1 | 21 | 26% | 15.54
5188 | Notifier | BDA-NFC-21 | N-FEMALE CONNECTOR FOR 1/2" CABLE, RFS OMNI-FIT BRAND | Quantity |  | 1 | 23 | 26% | 17.02
5189 | Notifier | BDA-NFC-31A | N-FEMALE CONNECTOR FOR 1/4" COOAXIAL CABLE, COMMSCOPE | Quantity |  | 1 | 23 | 26% | 17.02
5190 | Notifier | BDA-NFC-41A | N-FEMALE CONNECTOR FOR 1/4" COOAXIAL CABLE, RSI | Quantity |  | 1 | 14.5 | 26% | 10.73
5191 | Notifier | BDA-NMC-10 | N-MALE CONNECTOR FOR 1/2" CABLE, RSI BRAND | Quantity |  | 1 | 14.5 | 26% | 10.73
5192 | Notifier | BDA-NMC-20 | N-MALE CONNECTOR FOR 1/2" CABLE, RFS OMNI-FIT BRAND | Quantity |  | 1 | 16.5 | 26% | 12.21
5193 | Notifier | BDA-NMC-30A | N-MALE CONNECTOR FOR 1/4" COOAXIAL CABLE, COMMSCOPE | Quantity |  | 1 | 19.5 | 26% | 14.43
5194 | Notifier | BDA-NMC-40A | N-MALE CONNECTOR FOR 1/4" COOAXIAL CABLE, RSI | Quantity |  | 1 | 14.5 | 26% | 10.73
5195 | Notifier | BDA-PD2-1552-1 | 2-WAY POWER DIVIDER / COMBINER, 150-520MHZ, 50W, WILKINSON TYPE | Quantity |  | 1 | 165 | 26% | 122.1
5196 | Notifier | BDA-PD2-4588-1 | 2-WAY POWER DIVIDER / COMBINER, 450-880MHZ, 50W, WILKINSON TYPE | Quantity |  | 1 | 112 | 26% | 82.88
5197 | Notifier | BDA-PD3-1552-1 | 3-WAY POWER DIVIDER / COMBINER, 150-520MHZ, 50W, WILKINSON TYPE | Quantity |  | 1 | 265 | 26% | 196.1
5198 | Notifier | BDA-PD3-4588-1 | 3-WAY POWER DIVIDER / COMBINER, 450-880MHZ, 50W, WILKINSON TYPE | Quantity |  | 1 | 128 | 26% | 94.72
5199 | Notifier | BDA-PD4-1552-1 | 4-WAY POWER DIVIDER / COMBINER, 150-520MHZ, 50W, WILKINSON TYPE | Quantity |  | 1 | 295 | 26% | 218.3
5200 | Notifier | BDA-PD4-4588-1 | 4-WAY POWER DIVIDER / COMBINER, 450-880MHZ, 50W, WILKINSON TYPE | Quantity |  | 1 | 143 | 26% | 105.82
5201 | Notifier | BDA-SBR-10-UL3R | SEISMIC BRACKET KIT FOR BDA BATTERY ENCLOSURE. INCLUDES A PAIR OF BRACKETS FOR TWO 75AH BATTERIES AND THE MOUNTING HARDWARE. | Quantity |  | 1 | 158 | 26% | 116.92
5202 | Notifier | HON-BDA150-1B | NFPA COMPLIANT, UL2524 1ST EDITION LISTED BAND SELECTIVE HONEYWELL CLASS B SIGNAL BOOSTER / BDA, 150-174MHZ WITH SINGLE VHF SUB-BAND. INCLUDES INTEGRATED BATTERY CHARGER AND NFPA COMPLIANT ALARM OUTPUTS. INCLUDES SIX ALARM RELAY OUTPUTS FOR (NON NOTIFIER) FIRE ALARM PANEL CONNECTION FOR MONITORING BDA.HOUSED IN A RED ALUMINUM NEMA-4 ENCLOSURE. INCLUDES NFPA COMPLIANT ANNUNCIATOR PANEL. | Quantity |  | 1 | 30115 | 26% | 22285.1
5203 | Notifier | HON-BDA400-1B | NFPA COMPLIANT, UL2524 1ST EDITION LISTED BAND SELECTIVE HONEYWELL CLASS B SIGNAL BOOSTER / BDA, 450-490MHZ WITH SINGLE UHF SUB-BAND. INCLUDES INTEGRATED BATTERY CHARGER AND NFPA COMPLIANT ALARM OUTPUTS. INCLUDES SIX ALARM RELAY OUTPUTS FOR (NON NOTIFIER) FIRE ALARM PANEL CONNECTION FOR MONITORING BDA. HOUSED IN A RED ALUMINUM NEMA-4 ENCLOSURE. INCLUDES NFPA COMPLIANT ANNUNCIATOR PANEL. | Quantity |  | 1 | 20885 | 26% | 15454.9
5204 | Notifier | HON-BDA400-2B | NFPA COMPLIANT, UL2524 1ST EDITION LISTED BAND SELECTIVE HONEYWELL CLASS B SIGNAL BOOSTER / BDA, 450-490MHZ WITH DUAL UHF SUB-BAND. INCLUDES INTEGRATED BATTERY CHARGER AND NFPA COMPLIANT ALARM OUTPUTS.INCLUDES SIX ALARM RELAY OUTPUTS FOR (NON NOTIFIER) FIRE ALARM PANEL CONNECTION FOR MONITORING BDA. HOUSED IN A RED ALUMINUM NEMA-4 ENCLOSURE. INCLUDES NFPA COMPLIANT ANNUNCIATOR PANEL. | Quantity |  | 1 | 34730 | 26% | 25700.2
5205 | Notifier | HON-BDA700-1B | NFPA COMPLIANT, UL2524 1ST EDITION LISTED BAND SELECTIVE HONEYWELL CLASS B SIGNAL BOOSTER / BDA, FULL 700MHZ FIRSTNET PUBLIC SAFETY BAND COVERAGE. INCLUDES INTEGRATED BATTERY CHARGER AND NFPA COMPLIANT ALARM OUTPUTS.INCLUDES SIX ALARM RELAY OUTPUTS FOR (NON NOTIFIER) FIRE ALARM PANEL CONNECTION FOR MONITORING BDA. HOUSED IN A RED ALUMINUM NEMA-4 ENCLOSURE. INCLUDES NFPA COMPLIANT ANNUNCIATOR PANEL. | Quantity |  | 1 | 16270 | 26% | 12039.8
5206 | Notifier | HON-BDA7800-2B | NFPA COMPLIANT, UL2524 1ST EDITION LISTED BAND SELECTIVE HONEYWELL CLASS B SIGNAL BOOSTER / BDA, FULL 700MHZ FIRSTNET AND 800MHZ PUBLIC SAFETY BAND COVERAGE. INCLUDES INTEGRATED BATTERY CHARGER AND NFPA COMPLIANT ALARM OUTPUTS.INCLUDES SIX ALARM RELAY OUTPUTS FOR (NON NOTIFIER) FIRE ALARM PANEL CONNECTION FOR MONITORING BDA. HOUSED IN A RED ALUMINUM NEMA-4 ENCLOSURE. INCLUDES NFPA COMPLIANT ANNUNCIATOR PANEL. | Quantity |  | 1 | 19345 | 26% | 14315.3
5207 | Notifier | HON-BDA800-1B | NFPA COMPLIANT, UL2524 1ST EDITION LISTED BAND SELECTIVE HONEYWELL CLASS B SIGNAL BOOSTER / BDA, FULL 800MHZ PUBLIC SAFETY BAND COVERAGE. INCLUDES INTEGRATED BATTERY CHARGER AND NFPA COMPLIANT ALARM OUTPUTS. INCLUDES SIX ALARM RELAY OUTPUTS FOR (NON NOTIFIER) FIRE ALARM PANEL CONNECTION FOR MONITORING BDA.HOUSED IN A RED ALUMINUM NEMA-4 ENCLOSURE. INCLUDES NFPA COMPLIANT ANNUNCIATOR PANEL. | Quantity |  | 1 | 16270 | 26% | 12039.8
5208 | Notifier | NF-BDA150-1B | NFPA COMPLIANT, UL2524 1ST EDITION LISTED BAND SELECTIVE NOTIFIER CLASS B SIGNAL BOOSTER / BDA, 150-174MHZ WITH SINGLE VHF SUB-BAND. INCLUDES INTEGRATED BATTERY CHARGER AND NFPA COMPLIANT ALARM OUTPUTS. INCLUDES INTEGRATED 10-INPUT NOTIFIER ADDRESSABLE MONITOR FACP MODULE. HOUSED IN A RED ALUMINUM NEMA-4 ENCLOSURE. INCLUDES NFPA COMPLIANT ANNUNCIATOR PANEL. | Quantity |  | 1 | 30730 | 26% | 22740.2
5209 | Notifier | NF-BDA400-1B | NFPA COMPLIANT, UL2524 1ST EDITION LISTED BAND SELECTIVE NOTIFIER CLASS B SIGNAL BOOSTER / BDA, 450-490MHZ WITH SINGLE UHF SUB-BAND. INCLUDES INTEGRATED BATTERY CHARGER AND NFPA COMPLIANT ALARM OUTPUTS. INCLUDES INTEGRATED 10-INPUT NOTIFIER ADDRESSABLE MONITOR FACP MODULE. HOUSED IN A RED ALUMINUM NEMA-4 ENCLOSURE. INCLUDES NFPA COMPLIANT ANNUNCIATOR PANEL. | Quantity |  | 1 | 21500 | 26% | 15910
5210 | Notifier | NF-BDA400-2B | NFPA COMPLIANT, UL2524 1ST EDITION LISTED BAND SELECTIVE NOTIFIER CLASS B SIGNAL BOOSTER / BDA, 450-490MHZ WITH DUAL UHF SUB-BAND. INCLUDES INTEGRATED BATTERY CHARGER AND NFPA COMPLIANT ALARM OUTPUTS. INCLUDES INTEGRATED 10-INPUT NOTIFIER ADDRESSABLE MONITOR FACP MODULE. HOUSED IN A RED ALUMINUM NEMA-4 ENCLOSURE. INCLUDES NFPA COMPLIANT ANNUNCIATOR PANEL. | Quantity |  | 1 | 35350 | 26% | 26159
5211 | Notifier | NF-BDA700-1B | NFPA COMPLIANT, UL2524 1ST EDITION LISTED BAND SELECTIVE NOTIFIER CLASS B SIGNAL BOOSTER / BDA, FULL 700MHZ FIRSTNET PUBLIC SAFETY BAND COVERAGE. INCLUDES INTEGRATED BATTERY CHARGER AND NFPA COMPLIANT ALARM OUTPUTS. INCLUDES INTEGRATED 10-INPUT NOTIFIER ADDRESSABLE MONITOR FACP MODULE. HOUSED IN A RED ALUMINUM NEMA-4 ENCLOSURE. INCLUDES NFPA COMPLIANT ANNUNCIATOR PANEL. | Quantity |  | 1 | 16885 | 26% | 12494.9
5212 | Notifier | NF-BDA7800-2B | NFPA COMPLIANT, UL2524 1ST EDITION LISTED BAND SELECTIVE NOTIFIER CLASS B SIGNAL BOOSTER / BDA, FULL 700MHZ FIRSTNET AND 800MHZ PUBLIC SAFETY BAND COVERAGE. INCLUDES INTEGRATED BATTERY CHARGER AND NFPA COMPLIANT ALARM OUTPUTS. INCLUDES INTEGRATED 10-INPUT NOTIFIER ADDRESSABLE MONITOR FACP MODULE. HOUSED IN A RED ALUMINUM NEMA-4 ENCLOSURE. INCLUDES NFPA COMPLIANT ANNUNCIATOR PANEL. | Quantity |  | 1 | 19960 | 26% | 14770.4
5213 | Notifier | NF-BDA800-1B | NFPA COMPLIANT, UL2524 1ST EDITION LISTED BAND SELECTIVE NOTIFIER CLASS B SIGNAL BOOSTER / BDA, FULL 800MHZ PUBLIC SAFETY BAND COVERAGE. INCLUDES INTEGRATED BATTERY CHARGER AND NFPA COMPLIANT ALARM OUTPUTS. INCLUDES INTEGRATED 10-INPUT NOTIFIER ADDRESSABLE MONITOR FACP MODULE. HOUSED IN A RED ALUMINUM NEMA-4 ENCLOSURE. INCLUDES NFPA COMPLIANT ANNUNCIATOR PANEL. | Quantity |  | 1 | 16885 | 26% | 12494.9
5214 | Notifier | NF-DEMOBDA800-1B | NFPA COMPLIANT, UL2524 1ST EDITION LISTED BAND SELECTIVE NOTIFIER CLASS B SIGNAL BOOSTER / BDA,FULL 800 MHZ PUBLIC SAFETY BAND, DEMO BDA UNIT (INCLUDES PELICAN CASE).INCLUDES INTEGRATED 10-INPUT NOTIFIER ADDRESSABLE MONITOR FACP MODULE. NOTE: AVAILABLE ONLY FOR ESDS WHO HAVE COMPLETED THE BDA TECHNICAL TRAINING. | Quantity |  | 1 | 13885 | 26% | 10274.9
5215 | Notifier | BDA-EPSU-2410A | UL2524 STANDARD LISTED (PENDING) EXTERNAL POWER SUPPLY FOR BDA, TYPE-4 CERTIFIED ENCLOSURE. | Quantity |  | 1 | 3850 | 26% | 2849
5216 | Notifier | HON-BDA400-1AB | UL2524 STANDARD LISTED (PENDING),NFPA COMPLIANT CLASS A OR B DIGITAL, CHANNELIZED SIGNAL BOOSTER / BDA. INCLUDES SELECTABLE CLASS A AND CLASS B MODE OF OPERATION. 406-512MHZ BAND COVERAGE, 32 CHANNELS. INCLUDES INTEGRATED BATTERY CHARGER AND NFPA COMPLIANT ALARM OUTPUTS.INCLUDES SIX ALARM RELAY OUTPUTS FOR (NON NOTIFIER) FIRE ALARM PANEL CONNECTION FOR MONITORING BDA.HOUSED IN A RED ALUMINUM NEMA-4 TYPE UL LISTED ENCLOSURE. INCLUDES NFPA COMPLIANT ANNUNCIATOR PANEL. NOTE: ONE EXTERNAL POWER SUPPLY BDA-EPSU-2410A IS REQUIRED FOR EACH CLASS A/B BDA. | Quantity |  | 1 | 21285 | 26% | 15750.9
5217 | Notifier | HON-BDA400-2AB | UL2524 STANDARD LISTED (PENDING),NFPA COMPLIANT CLASS A OR B DIGITAL, CHANNELIZED SIGNAL BOOSTER / BDA. INCLUDES SELECTABLE CLASS A AND CLASS B MODE OF OPERATION. DUAL SUB-BAND 406-512MHZ BAND COVERAGE, 32 CHANNELS. INCLUDES INTEGRATED BATTERY CHARGER AND NFPA COMPLIANT ALARM OUTPUTS.INCLUDES SIX ALARM RELAY OUTPUTS FOR (NON NOTIFIER) FIRE ALARM PANEL CONNECTION FOR MONITORING BDA.HOUSED IN A RED ALUMINUM NEMA-4 TYPE UL LISTED ENCLOSURE. INCLUDES NFPA COMPLIANT ANNUNCIATOR PANEL. NOTE: ONE EXTERNAL POWER SUPPLY BDA-EPSU-2410A IS REQUIRED FOR EACH CLASS A/B BDA. | Quantity |  | 1 | 30230 | 26% | 22370.2
5218 | Notifier | HON-BDA700-1AB | UL2524 STANDARD LISTED (PENDING),NFPA COMPLIANT CLASS A OR B DIGITAL, CHANNELIZED SIGNAL BOOSTER / BDA. INCLUDES SELECTABLE CLASS A AND CLASS B MODE OF OPERATION. 700MHZ PUBLIC SAFETY BAND COVERAGE, 32 CHANNELS. INCLUDES INTEGRATED BATTERY CHARGER AND NFPA COMPLIANT ALARM OUTPUTS.INCLUDES SIX ALARM RELAY OUTPUTS FOR (NON NOTIFIER) FIRE ALARM PANEL CONNECTION FOR MONITORING BDA.HOUSED IN A RED ALUMINUM NEMA-4 TYPE UL LISTED ENCLOSURE. INCLUDES NFPA COMPLIANT ANNUNCIATOR PANEL. NOTE: ONE EXTERNAL POWER SUPPLY BDA-EPSU-2410A IS REQUIRED FOR EACH CLASS A/B BDA. | Quantity |  | 1 | 17830 | 26% | 13194.2
5219 | Notifier | HON-BDA7800-2AB | UL2524 STANDARD LISTED (PENDING),NFPA COMPLIANT CLASS A OR B DIGITAL, CHANNELIZED SIGNAL BOOSTER / BDA. INCLUDES SELECTABLE CLASS A AND CLASS B MODE OF OPERATION. DUAL BAND 700MHZ AND 800MHZ PUBLIC SAFETY BAND COVERAGE. 32 CHANNELS PER BAND. INCLUDES INTEGRATED BATTERY CHARGER AND NFPA COMPLIANT ALARM OUTPUTS.INCLUDES SIX ALARM RELAY OUTPUTS FOR (NON NOTIFIER) FIRE ALARM PANEL CONNECTION FOR MONITORING BDA.HOUSED IN A RED ALUMINUM NEMA-4 TYPE UL LISTED ENCLOSURE. INCLUDES NFPA COMPLIANT ANNUNCIATOR PANEL. NOTE: ONE EXTERNAL POWER SUPPLY BDA-EPSU-2410A IS REQUIRED FOR EACH CLASS A/B BDA. | Quantity |  | 1 | 21885 | 26% | 16194.9
5220 | Notifier | HON-BDA800-1AB | UL2524 STANDARD LISTED (PENDING),NFPA COMPLIANT CLASS A OR B DIGITAL, CHANNELIZED SIGNAL BOOSTER / BDA. INCLUDES SELECTABLE CLASS A AND CLASS B MODE OF OPERATION. 800MHZ PUBLIC SAFETY BAND COVERAGE, 32 CHANNELS. INCLUDES INTEGRATED BATTERY CHARGER AND NFPA COMPLIANT ALARM OUTPUTS.INCLUDES SIX ALARM RELAY OUTPUTS FOR (NON NOTIFIER) FIRE ALARM PANEL CONNECTION FOR MONITORING BDA.HOUSED IN A RED ALUMINUM NEMA-4 TYPE UL LISTED ENCLOSURE. INCLUDES NFPA COMPLIANT ANNUNCIATOR PANEL. NOTE: ONE EXTERNAL POWER SUPPLY BDA-EPSU-2410A IS REQUIRED FOR EACH CLASS A/B BDA. | Quantity |  | 1 | 17830 | 26% | 13194.2
5221 | Notifier | NF-BDA400-1AB | UL2524 STANDARD LISTED (PENDING),NFPA COMPLIANT CLASS A OR B DIGITAL, CHANNELIZED SIGNAL BOOSTER / BDA. INCLUDES SELECTABLE CLASS A AND CLASS B MODE OF OPERATION. 406-512MHZ BAND COVERAGE, 32 CHANNELS. INCLUDES INTEGRATED BATTERY CHARGER AND NFPA COMPLIANT ALARM OUTPUTS.INCLUDES INTEGRATED 10-INPUT NOTIFIER ADDRESSABLE MONITOR FACP MODULE.HOUSED IN A RED ALUMINUM NEMA-4 TYPE UL LISTED ENCLOSURE. INCLUDES NFPA COMPLIANT ANNUNCIATOR PANEL. NOTE: ONE EXTERNAL POWER SUPPLY BDA-EPSU-2410A IS REQUIRED FOR EACH CLASS A/B BDA. | Quantity |  | 1 | 21900 | 26% | 16206
5222 | Notifier | NF-BDA400-2AB | UL2524 STANDARD LISTED (PENDING),NFPA COMPLIANT CLASS A OR B DIGITAL, CHANNELIZED SIGNAL BOOSTER / BDA. INCLUDES SELECTABLE CLASS A AND CLASS B MODE OF OPERATION. DUAL SUB-BAND 406-512MHZ BAND COVERAGE, 32 CHANNELS. INCLUDES INTEGRATED BATTERY CHARGER AND NFPA COMPLIANT ALARM OUTPUTS.INCLUDES INTEGRATED 10-INPUT NOTIFIER ADDRESSABLE MONITOR FACP MODULE.HOUSED IN A RED ALUMINUM NEMA-4 TYPE UL LISTED ENCLOSURE. INCLUDES NFPA COMPLIANT ANNUNCIATOR PANEL. NOTE: ONE EXTERNAL POWER SUPPLY BDA-EPSU-2410A IS REQUIRED FOR EACH CLASS A/B BDA. | Quantity |  | 1 | 30900 | 26% | 22866
5223 | Notifier | NF-BDA700-1AB | UL2524 STANDARD LISTED (PENDING),NFPA COMPLIANT CLASS A OR B DIGITAL, CHANNELIZED SIGNAL BOOSTER / BDA. INCLUDES SELECTABLE CLASS A AND CLASS B MODE OF OPERATION. 700MHZ PUBLIC SAFETY BAND COVERAGE, 32 CHANNELS. INCLUDES INTEGRATED BATTERY CHARGER AND NFPA COMPLIANT ALARM OUTPUTS.INCLUDES INTEGRATED 10-INPUT NOTIFIER ADDRESSABLE MONITOR FACP MODULE.HOUSED IN A RED ALUMINUM NEMA-4 TYPE UL LISTED ENCLOSURE. INCLUDES NFPA COMPLIANT ANNUNCIATOR PANEL. NOTE: ONE EXTERNAL POWER SUPPLY BDA-EPSU-2410A IS REQUIRED FOR EACH CLASS A/B BDA. | Quantity |  | 1 | 18500 | 26% | 13690
5224 | Notifier | NF-BDA7800-2AB | UL2524 STANDARD LISTED (PENDING),NFPA COMPLIANT CLASS A OR B DIGITAL, CHANNELIZED SIGNAL BOOSTER / BDA. INCLUDES SELECTABLE CLASS A AND CLASS B MODE OF OPERATION. DUAL BAND 700MHZ AND 800MHZ PUBLIC SAFETY BAND COVERAGE. 32 CHANNELS PER BAND. INCLUDES INTEGRATED BATTERY CHARGER AND NFPA COMPLIANT ALARM OUTPUTS.INCLUDES INTEGRATED 10-INPUT NOTIFIER ADDRESSABLE MONITOR FACP MODULE.HOUSED IN A RED ALUMINUM NEMA-4 TYPE UL LISTED ENCLOSURE. INCLUDES NFPA COMPLIANT ANNUNCIATOR PANEL. NOTE: ONE EXTERNAL POWER SUPPLY BDA-EPSU-2410A IS REQUIRED FOR EACH CLASS A/B BDA. | Quantity |  | 1 | 22500 | 26% | 16650
5225 | Notifier | NF-BDA800-1AB | UL2524 STANDARD LISTED (PENDING),NFPA COMPLIANT CLASS A OR B DIGITAL, CHANNELIZED SIGNAL BOOSTER / BDA. INCLUDES SELECTABLE CLASS A AND CLASS B MODE OF OPERATION. 800MHZ PUBLIC SAFETY BAND COVERAGE, 32 CHANNELS. INCLUDES INTEGRATED BATTERY CHARGER AND NFPA COMPLIANT ALARM OUTPUTS.INCLUDES INTEGRATED 10-INPUT NOTIFIER ADDRESSABLE MONITOR FACP MODULE.HOUSED IN A RED ALUMINUM NEMA-4 TYPE UL LISTED ENCLOSURE. INCLUDES NFPA COMPLIANT ANNUNCIATOR PANEL. NOTE: ONE EXTERNAL POWER SUPPLY BDA-EPSU-2410A IS REQUIRED FOR EACH CLASS A/B BDA. | Quantity |  | 1 | 18500 | 26% | 13690
5226

## Central Station Monitor Pricing
Central Station Monitoring Pricing
| Contractor's Name | 0
Line # | Service/Fee | Service/Fee Number (if applicable) | Service/Fee Description | Unit of Measurement | Warranty Period - # of year(s) after acceptance as required by Appendix B, Clause 54 | NYS Net Price
1 | Fire Radio Monitoring | R-CFIRE | 1 Month of alarm, trouble & supervisory signals | 1 Month | 1 Year | 45
2 | Security Radio Monitoring | R-CRAD | 1 Month of alarm, trouble & supervisory signals | 1 Month | 1 Year | 35
3 | Internet/ IP Monitoring | R-IP | 1 Month of alarm, trouble & supervisory signals | 1 Month | 1 Year | 30
4 | Opening/ Closing Reports | R-COCARM | 1 Month of alarm, trouble & supervisory signals | 1 Month | 1 Year | 15
5 | Phone Line Monitoring | R-CM | 1 Month of alarm, trouble & supervisory signals | 1 Month | 1 Year | 30
6 | Smart Phone Control | R-SPC | 1 Month of alarm, trouble & supervisory signals | 1 Month | 1 Year | 5

## Region 3 Labor Rates
Region 3 - Dutchess, Putnam, and Westchester Counties
| Contractor Name: | Safeco Alarm Systems, Inc.
Job Title | Description of Duties | Prevailing Wage Occupation Sub-category | Prevailing Wage Rate | Supplemental Benefit | Percent Markup | Total Hourly Rate | Overtime Hourly Pay Rate | Overtime Total Hourly Rate | After Business Hours Hourly Pay Rate | After Business Hours Total Hourly Rate | Saturday Hourly Pay Rate | Saturday Total Hourly Rate | Sunday and NYS Holiday Hourly Pay Rate | Sunday and NYS Holiday Total Hourly Rate
Electrician/Electrical Installer Onsite Region 3 Entire County: Westchester | Individual employed by the Contractor or a Subcontractor who: 1) installs, runs, pulls, etc. low voltage wiring, line voltage wiring, cable, fiber optics, etc. for all products/systems which fit the scope of the contract except for Traffic Camera Systems. 2) installs raceway, conduits, etc. for wire, cable, and fiber optics for all products/systems which fit the scope of the contract except for Traffic Camera Systems. 3) Installs/Mounts products onto poles, pads, etc. except for Traffic Cameras. 4) Performs any other Installation work classified by NYS DOL as electrical work which is permitted on This Award. ***This Job Title can only be used for work/Services on Systems/Product Lines/Equipment which are included on the Contractor's Contract***. | Electrician: Teledata - Westchester | 56.75 | 59.39 | 30% | 150.982 | 85.125 | 187.8695 | 85.125 | 187.8695 | 85.125 | 187.8695 | 113.5 | 224.757
Electrician/Electrical Installer Onsite Region 3 Entire Counties: Putnam Partial Counties: Dutchess: Towns of Fishkill, East Fishkill, and Beacon. | Individual employed by the Contractor or a Subcontractor who: 1) installs, runs, pulls, etc. low voltage wiring, line voltage wiring, cable, fiber optics, etc. for all products/systems which fit the scope of the contract except for Traffic Camera Systems. 2) installs raceway, conduits, etc. for wire, cable, and fiber optics for all products/systems which fit the scope of the contract except for Traffic Camera Systems. 3) Installs/Mounts products onto poles, pads, etc. except for Traffic Cameras. 4) Performs any other Installation work classified by NYS DOL as electrical work which is permitted on This Award. ***This Job Title can only be used for work/Services on Systems/Product Lines/Equipment which are included on the Contractor's Contract***. | Electrician: Electrician Wireman/Technician - Orange, Putnam, Rockland, Dutchess: Towns of Fishkill, East Fishkill, and Beacon. | 60 | 31.48 | 70% | 155.516 | 85.25 | 199.7288 | 85.25 | 199.7288 | 85.25 | 199.7288 | 110.5 | 243.9415 | 29.68 | 0.03 | 50.5 | 9.5
Electrician/Electrical Installer Onsite Region 3 Partial Counties: - Dutchess: All of the county except for the towns of Fishkill, East Fishkill, and Beacon. | Individual employed by the Contractor or a Subcontractor who: 1) installs, runs, pulls, etc. low voltage wiring, line voltage wiring, cable, fiber optics, etc. for all products/systems which fit the scope of the contract except for Traffic Camera Systems. 2) installs raceway, conduits, etc. for wire, cable, and fiber optics for all products/systems which fit the scope of the contract except for Traffic Camera Systems. 3) Installs/Mounts products onto poles, pads, etc. except for Traffic Cameras. 4) Performs any other Installation work classified by NYS DOL as electrical work which is permitted on This Award. ***This Job Title can only be used for work/Services on Systems/Product Lines/Equipment which are included on the Contractor's Contract***. | Electrician: Electrician Wireman/Technician Electrical/Technician Projects - Sullivan, Ulster, Delaware: Only in the Townships of Andes, Harpersfield, Kortwright,Stamford, Bovina, Roxbury, Middletown and those portions of Colchester and Hancock south of the East Branch of the Delaware River. Dutchess: All of the county except for the towns of Fishkill,East Fishkill, and Beacon. Greene: That portion of the county south of a line following the south limits of the city of Catskill in a Westerly direction from the Hudson River to Highway 23A along 23A to the road following the Little Westkill and continuing along this road to Delaware County. | 60 | 31.48 | 56% | 142.7088 | 85.25 | 183.2805 | 85.25 | 183.2805 | 85.25 | 183.2805 | 110.5 | 223.8522 | 29.68 | 0.03 | 50.5 | 9.5
CCTV/Surveillance Camera Systems Physical Access Control Systems Alarm and Signal Systems Technician Integration Onsite Region 3 Entire County: Westchester | Individual employed by the Contractor or Subcontractor who Starts-Up, Commissions, Programs, and Integrates CCTV/Surveillance Cameras, Physical Access Control Systems, and Alarm and Signal Systems. ***This Job Title can only be used for Work/Services on Systems which are included on the Contractor's Contract***. | Electrician: Teledata - Westchester | 56.75 | 59.39 | 30% | 150.982 | 85.125 | 187.8695 | 85.125 | 187.8695 | 85.125 | 187.8695 | 113.5 | 224.757
CCTV/Surveillance Camera System Physical Access Control System Alarm and Signal System Technician Maintenance Onsite Region 3 Entire County: Westchester | Individual employed by the Contractor or Subcontractor who Maintains (both Preventative and Remedial Maintenance) Fire Alarm Systems. ***This Job Title can only be used for work/Services on Systems/Product Lines/Equipment which are included on the Contractor's Contract***. | Electrician: Service Technician - Bronx, Kings, New York, Queens, Richmond, Westchester | 36.4 | 21.07 | 178% | 159.7666 | 54.6 | 210.3626 | 54.6 | 210.3626 | 54.6 | 210.3626 | 72.8 | 260.9586
CCTV/Surveillance Camera System Physical Access Control System Alarm and Signal System Technician Onsite Region 3 Entire Counties: Putnam Partial Counties: Dutchess:Towns of Fishkill, East Fishkill, and Beacon. | Individual employed by the Contractor who Starts-Up, Commissions, Programs, Integrates, and Maintains (both Preventative and Remedial Maintenance) CCTV/Surveillance Cameras, Physical Access Control Systems, and Alarm and Signal Systems. ***This Job Title can only be used for work/Services on Systems/Product Lines/Equipment which are included on the Contractor's Contract***. | Electrician: Electrician Wireman/Technician - Orange, Putnam, Rockland, Dutchess: Towns of Fishkill, East Fishkill, and Beacon. | 60 | 31.48 | 70% | 155.516 | 85.25 | 199.7288 | 85.25 | 199.7288 | 85.25 | 199.7288 | 110.5 | 243.9415 | 29.68 | 0.03 | 50.5 | 9.5
CCTV/Surveillance Camera System Physical Access Control System Alarm and Signal System Technician Onsite Region 3 Partial Counties - Dutchess: All of the county except for the towns of Fishkill,East Fishkill, and Beacon. | Individual employed by the Contractor or Subcontractor who Starts-Up, Commissions, Programs, Integrates, and Maintains (both Preventative and Remedial Maintenance) CCTV/Surveillance Cameras, Physical Access Control Systems, and Alarm and Signal Systems. ***This Job Title can only be used for work/Services on Systems/Product Lines/Equipment which are included on the Contractor's Contract***. | Electrician: Electrician Wireman/Technician Electrical/Technician Projects - Sullivan, Ulster, Delaware: Only in the Townships of Andes, Harpersfield, Kortwright,Stamford, Bovina, Roxbury, Middletown and those portions of Colchester and Hancock south of the East Branch of the Delaware River. Dutchess: All of the county except for the towns of Fishkill,East Fishkill, and Beacon. Greene: That portion of the county south of a line following the south limits of the city of Catskill in a Westerly direction from the Hudson River to Highway 23A along 23A to the road following the Little Westkill and continuing along this road to Delaware County. | 60 | 31.48 | 70% | 155.516 | 85.25 | 199.7288 | 85.25 | 199.7288 | 85.25 | 199.7288 | 110.5 | 243.9415 | 29.68 | 0.03 | 50.5 | 9.5
Fire Alarm System Technician Integration Onsite Region 3 Entire County: Westchester | Individual employed by the Contractor or Subcontractor who Starts-Up, Commissions, Programs, and Integrates Fire Alarm Systems. ***This Job Title can only be used for work/Services on Systems/Product Lines/Equipment which are included on the Contractor's Contract***. | Electrician: Teledata - Westchester | 56.75 | 59.39 | 30% | 150.982 | 85.125 | 187.8695 | 85.125 | 187.8695 | 85.125 | 187.8695 | 113.5 | 224.757
Fire Alarm System Technician Maintenance Onsite Region 3 Entire County: Westchester | Individual employed by the Contractor or Subcontractor who Maintains (both Preventative and Remedial Maintenance) Fire Alarm Systems. ***This Job Title can only be used for work/Services on Systems/Product Lines/Equipment which are included on the Contractor's Contract*** | Electrician: Service Technician - Bronx, Kings, New York, Queens, Richmond, Westchester | 36.4 | 21.07 | 178% | 159.7666 | 54.6 | 210.3626 | 54.6 | 210.3626 | 54.6 | 210.3626 | 72.8 | 260.9586
Fire Alarm System Technician Onsite Region 3 Entire Counties: Putnam Partial Counties: Dutchess:Towns of Fishkill, East Fishkill, and Beacon. | Individual employed by the Contractor or Subcontractor who Starts-Up, Commissions, Programs, Integrates, and Maintains (both Preventative and Remedial Maintenance) Fire Alarm Systems. ***This Job Title can only be used for work/Services on Systems/Product Lines/Equipment which are included on the Contractor's Contract*** | Electrician: Electrician Wireman/Technician - Orange, Putnam, Rockland, Dutchess: Towns of Fishkill, East Fishkill, and Beacon. | 60 | 31.48 | 70% | 155.516 | 85.25 | 199.7288 | 85.25 | 199.7288 | 85.25 | 199.7288 | 110.5 | 243.9415 | 29.68 | 0.03 | 50.5 | 9.5
Fire Alarm System Technician Onsite Region 3 Partial Counties - Dutchess: All of the county except for the towns of Fishkill,East Fishkill, and Beacon. | Individual employed by the Contractor or Subcontractor who Starts-Up, Commissions, Programs, Integrates, and Maintains (both Preventative and Remedial Maintenance) Fire Alarm Systems. ***This Job Title can only be used for work/Services on Systems/Product Lines/Equipment which are included on the Contractor's Contract*** | Electrician: Electrician Wireman/Technician Electrical/Technician Projects - Sullivan, Ulster, Delaware: Only in the Townships of Andes, Harpersfield, Kortwright,Stamford, Bovina, Roxbury, Middletown and those portions of Colchester and Hancock south of the East Branch of the Delaware River. Dutchess: All of the county except for the towns of Fishkill,East Fishkill, and Beacon. Greene: That portion of the county south of a line following the south limits of the city of Catskill in a Westerly direction from the Hudson River to Highway 23A along 23A to the road following the Little Westkill and continuing along this road to Delaware County. | 60 | 31.48 | 70% | 155.516 | 85.25 | 199.7288 | 85.25 | 199.7288 | 85.25 | 199.7288 | 110.5 | 243.9415 | 29.68 | 0.03 | 50.5 | 9.5
Project/Program Manager | Individual employed by the Contractor or Subcontractor who oversees all onsite Work. ***This Job Title can only be used for work/Services on Systems/Product Lines/Equipment which are included on the Contractor's Contract***. |  |  |  |  | 120 |  | 180 |  | 180 |  | 180 |  | 240
CAD Specialist | Individual employed by the Contractor or Subcontractor who generates diagrams, drawings, plans, etc. ***This Job Title can only be used for work/Services on Systems/Product Lines/Equipment which are included on the Contractor's Contract***. |  |  |  |  | 135 |  | 202.5 |  | 202.5 |  | 202.5 |  | 270
Designer | Individual employed by the Contractor or Subcontractor who performs design Services related to the Installation and Integration of an Intelligent Facility and Security System and Solution as permitted by This Award, excluding Professional Design Services. ***This Job Title can only be used for work/Services on Systems/Product Lines/Equipment which are included on the Contractor's Contract***. |  |  |  |  | 135 |  | 202.5 |  | 202.5 |  | 202.5 |  | 270
Offsite Integration and Maintenance Technician | Individual employed by the Contractor or Subcontractor who performs Commissioning, Programming, Integration, Maintenance (both Preventative or Remedial Maintenance) offsite. See also Sec. "Remote Maintenance." This Job Title and corresponding Total Hourly Rate Must not be utilized for any work performed onsite, regardless of the nature of the Work. ***This Job Title can only be used for work/Services on Systems/Product Lines/Equipment which are included on the Contractor's Contract***. |  |  |  |  | 120 |  | 180 |  | 180 |  | 180 |  | 240
Trainer | Individual employed by the Contractor or Subcontractor who performs training of Authorized User's personnel in the use of Systems obtained or Maintained under This Award. ***This Job Title can only be used for work/Services on Systems/Product Lines/Equipment which are included on the Contractor's Contract***. |  |  |  |  | 135 |  | 202.5 |  | 202.5 |  | 202.5 |  | 270
Class Size (Number of People)
Length of Class (Number of Hours)
Advanced Trainer | Individual employed by the Contractor or Subcontractor who performs advanced training of Authorized User's personnel in the use of Systems obtained or Maintained under This Award. ***This Job Title can only be used for work/Services on Systems/Product Lines/Equipment which are included on the Contractor's Contract***. |  |  |  |  | 135 |  | 202.5 |  | 202.5 |  | 202.5 |  | 270
Class Size (Number of People)
Length of Class (Number of Hours)

## Region 4 Labor Rates
Region 4 - Orange, Rockland, Sullivan, and Ulster Counties
| Contractor Name: | Safeco Alarm Systems, Inc.
Job Title | Description of Duties | Prevailing Wage Occupation Sub-category | Prevailing Wage Rate | Supplemental Benefit | Percent Markup | Total Hourly Rate | Overtime Hourly Pay Rate | Overtime Total Hourly Rate | After Business Hours Hourly Pay Rate | After Business Hours Total Hourly Rate | Saturday Hourly Pay Rate | Saturday Total Hourly Rate | Sunday and NYS Holiday Hourly Pay Rate | Sunday and NYS Holiday Total Hourly Rate
Electrician/Electrical Installer Onsite Region 4 Entire Counties - Orange and Rockland | Individual employed by the Contractor or a Subcontractor who: 1) installs, runs, pulls, etc. low voltage wiring, line voltage wiring, cable, fiber optics, etc. for all products/systems which fit the scope of the contract except for Traffic Camera Systems. 2) installs raceway, conduits, etc. for wire, cable, and fiber optics for all products/systems which fit the scope of the contract except for Traffic Camera Systems. 3) Installs/Mounts products onto poles, pads, etc. except for Traffic Cameras. 4) Performs any other Installation work classified by NYS DOL as electrical work which is permitted on THis Award. ***This Job Title can only be used for work/Services on Systems/Product Lines/Equipment which are included on the Contractor's Contract*** | Electrician: Electrician Wireman/Technician - Orange, Putnam, Rockland, Dutchess: Towns of Fishkill, East Fishkill, and Beacon. | 60 | 31.48 | 55% | 141.794 | 85.25 | 182.1056 | 85.25 | 182.1056 | 85.25 | 182.1056 | 110.5 | 222.4173 | 29.68 | 0.03 | 50.5 | 9.5
Electrician/Electrical Installer Onsite Region 4 Entire Counties - Sullivan and Ulster | Individual employed by the Contractor or a Subcontractor who: 1) installs, runs, pulls, etc. low voltage wiring, line voltage wiring, cable, fiber optics, etc. for all products/systems which fit the scope of the contract except for Traffic Camera Systems. 2) installs raceway, conduits, etc. for wire, cable, and fiber optics for all products/systems which fit the scope of the contract except for Traffic Camera Systems. 3) Installs/Mounts products onto poles, pads, etc. except for Traffic Cameras. 4) Performs any other Installation work classified by NYS DOL as electrical work which is permitted on THis Award. ***This Job Title can only be used for work/Services on Systems/Product Lines/Equipment which are included on the Contractor's Contract*** | Electrician: Electrician Wireman/ Technician Electrical/Technician Projects- Sullivan, Ulster, Delaware: Only in the Townships of Andes, Harpersfield, Kortwright,Stamford, Bovina, Roxbury, Middletown and those portions of Colchester and Hancock south of the East Branch of the Delaware River. Dutchess: All of the county except for the towns of Fishkill,East Fishkill, and Beacon. Greene: That portion of the county south of a line following the south limits of the city of Catskill in a Westerly direction from the Hudson River to Highway 23A along 23A to the road following the Little Westkill and continuing along this road to Delaware County. | 60 | 31.48 | 55% | 141.794 | 85.25 | 182.1056 | 85.25 | 182.1056 | 85.25 | 182.1056 | 110.5 | 222.4173 | 29.68 | 0.03 | 50.5 | 9.5
CCTV/Surveillance Camera Systems Physical Access Control Systems Alarm and Signal Systems Technician Onsite Region 4 Entire Counties - Orange and Rockland | Individual employed by the Contractor or Subcontractor who Starts-Up, Commissions, Programs, Integrates, and Maintains (both Preventative and Remedial Maintenance) CCTV/Surveillance Cameras, Physical Access Control Systems, and Alarm and Signal Systems. ***This Job Title can only be used for work/Services on Systems/Product Lines/Equipment which are included on the Contractor's Contract***. | Electrician: Electrician Wireman/Technician - Orange, Putnam, Rockland, Dutchess: Towns of Fishkill, East Fishkill, and Beacon. | 60 | 31.48 | 55% | 141.794 | 85.25 | 182.1056 | 85.25 | 182.1056 | 85.25 | 182.1056 | 110.5 | 222.4173 | 29.68 | 0.03 | 50.5 | 9.5
CCTV/Surveillance Camera Systems Physical Access Control Systems Alarm and Signal Systems Technician Onsite Region 4 Entire Counties - Sullivan and Ulster | Individual employed by the Contractor or Subcontractor who Starts-Up, Commissions, Programs, Integrates, and Maintains (both Preventative and Remedial Maintenance) CCTV/Surveillance Cameras, Physical Access Control Systems, and Alarm and Signal Systems. ***This Job Title can only be used for work/Services on Systems/Product Lines/Equipment which are included on the Contractor's Contract***. | Electrician: Electrician Wireman/ Technician Electrical/Technician Projects- Sullivan, Ulster, Delaware: Only in the Townships of Andes, Harpersfield, Kortwright,Stamford, Bovina, Roxbury, Middletown and those portions of Colchester and Hancock south of the East Branch of the Delaware River. Dutchess: All of the county except for the towns of Fishkill,East Fishkill, and Beacon. Greene: That portion of the county south of a line following the south limits of the city of Catskill in a Westerly direction from the Hudson River to Highway 23A along 23A to the road following the Little Westkill and continuing along this road to Delaware County. | 60 | 31.48 | 55% | 141.794 | 85.25 | 182.1056 | 85.25 | 182.1056 | 85.25 | 182.1056 | 110.5 | 222.4173 | 29.68 | 0.03 | 50.5 | 9.5
Fire Alarm Systems Technician Onsite Region 4 Entire Counties - Orange and Rockland | Individual employed by the Contractor or Subcontractor who Starts-Up, Commissions, Programs, Integrates, and Maintains (both Preventative and Remedial Maintenance) CCTV/Surveillance Cameras, Physical Access Control Systems, and Alarm and Signal Systems. ***This Job Title can only be used for work/Services on Systems/Product Lines/Equipment which are included on the Contractor's Contract***. | Electrician: Electrician Wireman/Technician - Orange, Putnam, Rockland, Dutchess: Towns of Fishkill, East Fishkill, and Beacon. | 60 | 31.48 | 55% | 141.794 | 85.25 | 182.1056 | 85.25 | 182.1056 | 85.25 | 182.1056 | 110.5 | 222.4173 | 29.68 | 0.03 | 50.5 | 9.5
Fire Alarm Systems Technician Onsite Region 4 Entire Counties - Sullivan and Ulster | Individual employed by the Contractor or Subcontractor who Starts-Up, Commissions, Programs, Integrates, and Maintains (both Preventative and Remedial Maintenance) Fire Alarm Systems. ***This Job Title can only be used for work/Services on Systems/Product Lines/Equipment which are included on the Contractor's Contract***. | Electrician: Electrician Wireman/ Technician Electrical/Technician Projects- Sullivan, Ulster, Delaware: Only in the Townships of Andes, Harpersfield, Kortwright,Stamford, Bovina, Roxbury, Middletown and those portions of Colchester and Hancock south of the East Branch of the Delaware River. Dutchess: All of the county except for the towns of Fishkill,East Fishkill, and Beacon. Greene: That portion of the county south of a line following the south limits of the city of Catskill in a Westerly direction from the Hudson River to Highway 23A along 23A to the road following the Little Westkill and continuing along this road to Delaware County. | 60 | 31.48 | 55% | 141.794 | 85.25 | 182.1056 | 85.25 | 182.1056 | 85.25 | 182.1056 | 110.5 | 222.4173 | 29.68 | 0.03 | 50.5 | 9.5
Fire Pump Systems Emergency Communications/Mass Notification Systems Technician Onsite Region 4 Entire Counties - Orange and Rockland | Individual employed by the Contractor or Subcontractor who Starts-Up, Commissions, Programs, Integrates, and Maintains (both Preventative and Remedial Maintenance) Fire Pump Systems, and Emergency Communications/Mass Notification Systems. ***This Job Title can only be used for work/Services on Systems/Product Lines/Equipment which are included on the Contractor's Contract***. | Electrician: Electrician Wireman/Technician - Orange, Putnam, Rockland, Dutchess: Towns of Fishkill, East Fishkill, and Beacon. | 60 | 31.48 | 55% | 141.794 | 85.25 | 182.1056 | 85.25 | 182.1056 | 85.25 | 182.1056 | 110.5 | 222.4173 | 29.68 | 0.03 | 50.5 | 9.5
Project/Program Manager | Individual employed by the Contractor or Subcontractor who oversees all onsite Work. ***This Job Title can only be used for work/Services on Systems/Product Lines/Equipment which are included on the Contractor's Contract***. |  |  |  |  | 120 |  | 180 |  | 180 |  | 180 |  | 240
CAD Specialist | Individual employed by the Contractor or Subcontractor who generates diagrams, drawings, plans, etc. ***This Job Title can only be used for work/Services on Systems/Product Lines/Equipment which are included on the Contractor's Contract***. |  |  |  |  | 120 |  | 180 |  | 180 |  | 180 |  | 240
Designer | Individual employed by the Contractor or Subcontractor who performs design Services related to the Installation and Integration of an Intelligent Facility and Security System and Solution as permitted by This Award, excluding Professional Design Services. ***This Job Title can only be used for work/Services on Systems/Product Lines/Equipment which are included on the Contractor's Contract***. |  |  |  |  | 120 |  | 180 |  | 180 |  | 180 |  | 240
Offsite Integration and Maintenance Technician | Individual employed by the Contractor or Subcontractor who performs Commissioning, Programming, Integration, Maintenance (both Preventative or Remedial Maintenance) offsite. See also Sec. "Remote Maintenance." This Job Title and corresponding Total Hourly Rate Must not be utilized for any work performed onsite, regardless of the nature of the Work. ***This Job Title can only be used for work/Services on Systems/Product Lines/Equipment which are included on the Contractor's Contract***. |  |  |  |  | 120 |  | 180 |  | 180 |  | 180 |  | 240
Trainer | Individual employed by the Contractor or Subcontractor who performs training of Authorized User's personnel in the use of Systems obtained or Maintained under This Award. ***This Job Title can only be used for work/Services on Systems/Product Lines/Equipment which are included on the Contractor's Contract***. |  |  |  |  | 120 |  | 180 |  | 180 |  | 180 |  | 240
Class Size (Number of People)
Length of Class (Number of Hours)
Advanced Trainer | Individual employed by the Contractor or Subcontractor who performs advanced training of Authorized User's personnel in the use of Systems obtained or Maintained under This Award. ***This Job Title can only be used for work/Services on Systems/Product Lines/Equipment which are included on the Contractor's Contract***. |  |  |  |  | 120 |  | 180 |  | 180 |  | 180 |  | 240
Class Size (Number of People)
Length of Class (Number of Hours)

## Region 5 Labor Rates
Region 5 - Albany, Columbia, Greene, Delaware, Fulton, Greene, Montgomery, Rensselaer, Schenectady, and Schoharie Counties
| Contractor Name: | Safeco Alarm Systems, Inc.
Job Title | Description of Duties | Prevailing Wage Occupation Sub-category | Prevailing Wage Rate | Supplemental Benefit | Percent Markup | Total Hourly Rate | Overtime Hourly Pay Rate | Overtime Total Hourly Rate | After Business Hours Hourly Pay Rate | After Business Hours Total Hourly Rate | Saturday Hourly Pay Rate | Saturday Total Hourly Rate | Sunday and NYS Holiday Hourly Pay Rate | Sunday and NYS Holiday Total Hourly Rate
Electrician/Electrical Installer Onsite Region 5 Partial Counties - Delaware: Only the Townships of Davenport, Delhi, Deposit, Franklin, Hamden, Masonville, Meredith, Sidney, Tompkins, and Walton Townships, and that portion of Colchester and Hancock Townships north of the east branch of the Delaware River. Otsego: Only the Townships of Butternuts, Hartwick, Laurens, Maryland, Milford, Morris, Oneonta, Otego, Unadilla, and Westford. | Individual employed by the Contractor or a Subcontractor who: 1) Installs, runs, pulls, etc. Low Voltage Wiring, Line Voltage Wiring,, cable, fiber optics, etc. for all products/systems which fit the scope of the contract except for Traffic Camera Systems. 2) Installs raceway, conduits, etc. for wire, cable, and fiber optics for all products/systems which fit the scope of the contract except for Traffic Camera Systems. 3) Installs/Mounts products onto poles, pads, etc. except for Traffic Cameras. 4) Performs any other Installation work classified by NYS DOL as electrical work which is permitted on This Award. ***This Job Title can only be used for work/Services on Systems/Product Lines/Equipment which are included on the Contractor's Contract***. | Electrician: Electrician - Broome, Chenango: Entire County except the Townships of Columbus, New Berlin and Sherburne. Delaware: Only the Townships of Davenport, Delhi, Deposit, Franklin, Hamden, Masonville, Meredith, Sidney, Tompkins and Walton Townships,and that portion of Colchester and Hancock Townships north of the east branch of the Delaware River. Otsego: Only the Townships of Butternuts, Hartwick, Laurens, Maryland, Milford, Morris, Oneonta, Otego, Unadilla and Westford. Tioga: Only the Townships of Berkshire, Newark Valley, Owego, Richford and Tioga. | 40.68 | 30.5004 | 122% | 158.0205 | 61.02 | 204.5299 | 61.02 | 204.5299 | 61.02 | 204.5299 | 81.36 | 251.0394 | 29.28 | 0.03
Electrician/Electrical Installer Onsite Region 5 Entire Counties - Albany, Columbia, Fulton, Montgomery, Rensselaer, Schenectady, and Schoharie Partial Counties - Greene: Portion of the County North of a line following the South limits of the City of Catskill in a westerly direction from the Hudson River to State Highway 23A. Then continuing on 23A to the road following the Little West Kill and continuing along this road to Delaware County. Otsego: Only the Towns of Decatur and Worchester. | Individual employed by the Contractor or a Subcontractor who: 1) Installs, runs, pulls, etc. Low Voltage Wiring, Line Voltage Wiring,, cable, fiber optics, etc. for all products/systems which fit the scope of the contract except for Traffic Camera Systems. 2) Installs raceway, conduits, etc. for wire, cable, and fiber optics for all products/systems which fit the scope of the contract except for Traffic Camera Systems. 3) Installs/Mounts products onto poles, pads, etc. except for Traffic Cameras. 4) Performs any other Installation work classified by NYS DOL as electrical work which is permitted on This Award. ***This Job Title can only be used for work/Services on Systems/Product Lines/Equipment which are included on the Contractor's Contract***. | Electrician: Electrician- Albany, Columbia, Fulton, Hamilton, Montgomery, Rensselaer, Saratoga, Schenectady, Schoharie, Warren, Washington, Greene: Portion of the County North of a line following the South limits of the City of Catskill in a westerly direction from the Hudson River to State Highway 23A. Then continuing on 23A to the road following the Little West Kill and continuing along this road to Delaware County. Otsego: Only the Towns of Decatur and Worchester | 48.74 | 31.3722 | 105% | 164.23 | 73.11 | 214.1885 | 73.11 | 214.1885 | 73.11 | 214.1885 | 97.48 | 264.147 | 29.91 | 0.03
Electrician/Electrical Installer Onsite Region 5 Partial Counties - Delaware: Only in the Townships of Andes, Harpersfield, Kortwright, Stamford, Bovina, Roxbury, Middletown and those portions of Colchester and Hancock south of the East Branch of the Delaware River. Greene: That portion of the county south of a line following the south limits of the city of Catskill in a Westerly direction from the Hudson River to Highway 23A along 23A to the road following the Little Westkill and continuing along this road to Delaware County. | Individual employed by the Contractor or a Subcontractor who: 1) Installs, runs, pulls, etc. Low Voltage Wiring, Line Voltage Wiring,, cable, fiber optics, etc. for all products/systems which fit the scope of the contract except for Traffic Camera Systems. 2) Installs raceway, conduits, etc. for wire, cable, and fiber optics for all products/systems which fit the scope of the contract except for Traffic Camera Systems. 3) Installs/Mounts products onto poles, pads, etc. except for Traffic Cameras. 4) Performs any other Installation work classified by NYS DOL as electrical work which is permitted on This Award. ***This Job Title can only be used for work/Services on Systems/Product Lines/Equipment which are included on the Contractor's Contract***. | Electrician: Electrician Wireman/Technician -Sullivan, Ulster, Delaware: Only in the Townships of Andes, Harpersfield, Kortwright,Stamford, Bovina, Roxbury, Middletown and those portions of Colchester and Hancock south of the East Branch of the Delaware River. Dutchess: All of the county except for the towns of Fishkill,East Fishkill, and Beacon. Greene: That portion of the county south of a line following the south limits of the city of Catskill in a Westerly direction from the Hudson River to Highway 23A along 23A to the road following the Little Westkill and continuing along this road to Delaware County. | 19 | 30.25 | 62% | 79.785 | 85.25 | 190.3298 | 85.25 | 190.3298 | 85.25 | 190.3298 | 110.5 | 232.4619 | 29.68 | 0.03 | 50.5 | 9.5
Electrical/Electrician Installer Onsite Region 5 Partial County - Otsego: Only the Townships of Plainfield, Richfield, Springfield, Cherry Valley, Roseboom, Middlefield, Otsego, Exeter, Edmeston, Burlington, Pittsfield, and New Lebanon. | Individual employed by the Contractor or a Subcontractor who: 1) Installs, runs, pulls, etc. Low Voltage Wiring, Line Voltage Wiring,, cable, fiber optics, etc. for all products/systems which fit the scope of the contract except for Traffic Camera Systems. 2) Installs raceway, conduits, etc. for wire, cable, and fiber optics for all products/systems which fit the scope of the contract except for Traffic Camera Systems. 3) Installs/Mounts products onto poles, pads, etc. except for Traffic Cameras. 4) Performs any other Installation work classified by NYS DOL as electrical work which is permitted on This Award. ***This Job Title can only be used for work/Services on Systems/Product Lines/Equipment which are included on the Contractor's Contract***. | Electrician: Electrician - Cortland, Herkimer, Madison, Oneida, Oswego, Cayuga: Townships of Ira, Locke, Sempronius, Sterling, Summerhill and Victory. Chenango: Only the Townships of Columbus, New Berlin and Sherburne. Onondaga: Entire County except Townships of Elbridge and Skaneateles. Otsego: Only the Townships of Plainfield, Richfield, Springfield, Cherry Valley, Roseboom, Middlefield, Otsego, Exeter, Edmeston, Burlington, Pittsfield and New Lebanon. Tompkins: Only the Township of Groton. Wayne: Only the Townships of Huron, Wolcott, Rose and Butler. | 44 | 31.49 | 50% | 113.235 | 66 | 147.225 | 66 | 147.225 | 66 | 147.225 | 88 | 181.215 | 30.17 | 0.03
CCTV/Surveillance Cameras System Physical Access Control System Alarm and Signal System Technician Onsite Region 5 Partial Counties - Delaware: Only the Townships of Davenport, Delhi, Deposit, Franklin, Hamden, Masonville, Meredith, Sidney, Tompkins, and Walton Townships, and that portion of Colchester and Hancock Townships north of the east branch of the Delaware River. Otsego: Only the Townships of Butternuts, Hartwick, Laurens, Maryland, Milford, Morris, Oneonta, Otego, Unadilla, and Westford. | Individual employed by the Contractor or Subcontractor who Starts-Up, Commissions, Programs, Integrates, and Maintains (both Preventative and Remedial Maintenance) Facility Affixed CCTV/Surveillance Cameras, Facility Affixed Physical Access Control Systems, and Alarm and Signal Systems. ***This Job Title can only be used for work/Services on Systems/Product Lines/Equipment which are included on the Contractor's Contract***. | Electrician: Electrician - Broome, Chenango: Entire County except the Townships of Columbus, New Berlin and Sherburne. Delaware: Only the Townships of Davenport, Delhi, Deposit, Franklin, Hamden, Masonville, Meredith, Sidney, Tompkins and Walton Townships,and that portion of Colchester and Hancock Townships north of the east branch of the Delaware River. Otsego: Only the Townships of Butternuts, Hartwick, Laurens, Maryland, Milford, Morris, Oneonta, Otego, Unadilla and Westford. Tioga: Only the Townships of Berkshire, Newark Valley, Owego, Richford and Tioga. | 40.68 | 30.5004 | 122% | 158.0205 | 61.02 | 204.5299 | 61.02 | 204.5299 | 61.02 | 204.5299 | 81.36 | 251.0394 | 29.28 | 0.03
CCTV/Surveillance Cameras System Physical Access Control System Alarm and Signal System Technician Onsite Region 5 Entire Counties - Albany, Columbia, Fulton, Montgomery, Rensselaer, Schenectady, and Schoharie Partial Counties - Greene: Portion of the County North of a line following the South limits of the City of Catskill in a westerly direction from the Hudson River to State Highway 23A. Then continuing on 23A to the road following the Little West Kill and continuing along this road to Delaware County. Otsego: Only the Towns of Decatur and Worchester. | Individual employed by the Contractor or Subcontractor who Starts-Up, Commissions, Programs, Integrates, and Maintains (both Preventative and Remedial Maintenance) Facility Affixed CCTV/Surveillance Cameras, Facility Affixed Physical Access Control Systems, and Alarm and Signal Systems. ***This Job Title can only be used for work/Services on Systems/Product Lines/Equipment which are included on the Contractor's Contract***. | Electrician: Electrician- Albany, Columbia, Fulton, Hamilton, Montgomery, Rensselaer, Saratoga, Schenectady, Schoharie, Warren, Washington, Greene: Portion of the County North of a line following the South limits of the City of Catskill in a westerly direction from the Hudson River to State Highway 23A. Then continuing on 23A to the road following the Little West Kill and continuing along this road to Delaware County. Otsego: Only the Towns of Decatur and Worchester | 48.74 | 31.3722 | 105% | 164.23 | 73.11 | 214.1885 | 73.11 | 214.1885 | 73.11 | 214.1885 | 97.48 | 264.147 | 29.91 | 0.03
CCTV/Surveillance Cameras System Physical Access Control System Alarm and Signal System Technician Onsite Region 5 Partial Counties - Delaware: Only in the Townships of Andes, Harpersfield, Kortwright, Stamford, Bovina, Roxbury, Middletown and those portions of Colchester and Hancock south of the East Branch of the Delaware River. Greene: That portion of the county south of a line following the south limits of the city of Catskill in a Westerly direction from the Hudson River to Highway 23A along 23A to the road following the Little Westkill and continuing along this road to Delaware County. | Individual employed by the Contractor or Subcontractor who Starts-Up, Commissions, Programs, Integrates, and Maintains (both Preventative and Remedial Maintenance) Facility Affixed CCTV/Surveillance Cameras, Facility Affixed Physical Access Control Systems, and Alarm and Signal Systems. ***This Job Title can only be used for work/Services on Systems/Product Lines/Equipment which are included on the Contractor's Contract***. | Electrician: Electrician Wireman/Technician -Sullivan, Ulster, Delaware: Only in the Townships of Andes, Harpersfield, Kortwright,Stamford, Bovina, Roxbury, Middletown and those portions of Colchester and Hancock south of the East Branch of the Delaware River. Dutchess: All of the county except for the towns of Fishkill,East Fishkill, and Beacon. Greene: That portion of the county south of a line following the south limits of the city of Catskill in a Westerly direction from the Hudson River to Highway 23A along 23A to the road following the Little Westkill and continuing along this road to Delaware County. | 19 | 30.25 | 82% | 89.635 | 85.25 | 213.8272 | 85.25 | 213.8272 | 85.25 | 213.8272 | 110.5 | 261.1609 | 29.68 | 0.03 | 50.5 | 9.5
CCTV/Surveillance Cameras System Physical Access Control Systems Alarm and Signal System Technician Onsite Region 5 Partial County - Otsego: Only the Townships of Plainfield, Richfield, Springfield, Cherry Valley, Roseboom, Middlefield, Otsego, Exeter, Edmeston, Burlington, Pittsfield, and New Lebanon. | Individual employed by the Contractor or Subcontractor who Starts-Up, Commissions, Programs, Integrates, and Maintains (both Preventative and Remedial Maintenance) Facility Affixed CCTV/Surveillance Cameras, Facility Affixed Physical Access Control Systems, and Alarm and Signal Systems. ***This Job Title can only be used for work/Services on Systems/Product Lines/Equipment which are included on the Contractor's Contract***. | Electrician: Electrician - Cortland, Herkimer, Madison, Oneida, Oswego, Cayuga: Townships of Ira, Locke, Sempronius, Sterling, Summerhill and Victory.Chenango: Only the Townships of Columbus, New Berlin and Sherburne. Onondaga: Entire County except Townships of Elbridge and Skaneateles. Otsego: Only the Townships of Plainfield, Richfield, Springfield, Cherry Valley, Roseboom, Middlefield, Otsego, Exeter, Edmeston, Burlington, Pittsfield and New Lebanon. Tompkins: Only the Township of Groton. Wayne: Only the Townships of Huron, Wolcott, Rose and Butler. | 44 | 31.49 | 114% | 161.5486 | 66 | 210.041 | 66 | 210.041 | 66 | 210.041 | 88 | 258.5334 | 30.17 | 0.03
Fire Alarm System Technician Onsite Region 5 Partial Counties - Delaware: Only the Townships of Davenport, Delhi, Deposit, Franklin, Hamden, Masonville, Meredith, Sidney, Tompkins, and Walton Townships, and that portion of Colchester and Hancock Townships north of the east branch of the Delaware River. Otsego: Only the Townships of Butternuts, Hartwick, Laurens, Maryland, Milford, Morris, Oneonta, Otego, Unadilla, and Westford. | Individual employed by the Contractor or Subcontractor who Starts-Up, Commissions, Programs, Integrates, and Maintains (both Preventative and Remedial Maintenance) Fire Alarm Systems. ***This Job Title can only be used for work/Services on Systems/Product Lines/Equipment which are included on the Contractor's Contract***. | Electrician: Electrician - Broome, Chenango: Entire County except the Townships of Columbus, New Berlin and Sherburne. Delaware: Only the Townships of Davenport, Delhi, Deposit, Franklin, Hamden, Masonville, Meredith, Sidney, Tompkins and Walton Townships,and that portion of Colchester and Hancock Townships north of the east branch of the Delaware River. Otsego: Only the Townships of Butternuts, Hartwick, Laurens, Maryland, Milford, Morris, Oneonta, Otego, Unadilla and Westford. Tioga: Only the Townships of Berkshire, Newark Valley, Owego, Richford and Tioga. | 40.68 | 30.5004 | 122% | 158.0205 | 61.02 | 204.5299 | 61.02 | 204.5299 | 61.02 | 204.5299 | 81.36 | 251.0394 | 29.28 | 0.03
Fire Alarm System Technician Onsite Region 5 Entire Counties - Albany, Columbia, Fulton, Montgomery, Rensselaer, Schenectady, and Schoharie Partial Counties - Greene: Portion of the County North of a line following the South limits of the City of Catskill in a westerly direction from the Hudson River to State Highway 23A. Then continuing on 23A to the road following the Little West Kill and continuing along this road to Delaware County. Otsego: Only the Towns of Decatur and Worchester. | Individual employed by the Contractor or Subcontractor who Starts-Up, Commissions, Programs, Integrates, and Maintains (both Preventative and Remedial Maintenance) Fire Alarm Systems. ***This Job Title can only be used for work/Services on Systems/Product Lines/Equipment which are included on the Contractor's Contract***. | Electrician: Electrician- Albany, Columbia, Fulton, Hamilton, Montgomery, Rensselaer, Saratoga, Schenectady, Schoharie, Warren, Washington, Greene: Portion of the County North of a line following the South limits of the City of Catskill in a westerly direction from the Hudson River to State Highway 23A. Then continuing on 23A to the road following the Little West Kill and continuing along this road to Delaware County. Otsego: Only the Towns of Decatur and Worchester | 48.74 | 31.3722 | 105% | 164.23 | 73.11 | 214.1885 | 73.11 | 214.1885 | 73.11 | 214.1885 | 97.48 | 264.147 | 29.91 | 0.03
Fire Alarm System Technician Onsite Region 5 Partial Counties - Delaware: Only in the Townships of Andes, Harpersfield, Kortwright, Stamford, Bovina, Roxbury, Middletown and those portions of Colchester and Hancock south of the East Branch of the Delaware River. Greene: That portion of the county south of a line following the south limits of the city of Catskill in a Westerly direction from the Hudson River to Highway 23A along 23A to the road following the Little Westkill and continuing along this road to Delaware County. | Individual employed by the Contractor or Subcontractor who Starts-Up, Commissions, Programs, Integrates, and Maintains (both Preventative and Remedial Maintenance) Fire Alarm Systems. ***This Job Title can only be used for work/Services on Systems/Product Lines/Equipment which are included on the Contractor's Contract***. | Electrician: Electrician Wireman/Technician -Sullivan, Ulster, Delaware: Only in the Townships of Andes, Harpersfield, Kortwright,Stamford, Bovina, Roxbury, Middletown and those portions of Colchester and Hancock south of the East Branch of the Delaware River. Dutchess: All of the county except for the towns of Fishkill,East Fishkill, and Beacon. Greene: That portion of the county south of a line following the south limits of the city of Catskill in a Westerly direction from the Hudson River to Highway 23A along 23A to the road following the Little Westkill and continuing along this road to Delaware County. | 19 | 30.25 | 62% | 79.785 | 85.25 | 190.3298 | 85.25 | 190.3298 | 85.25 | 190.3298 | 110.5 | 232.4619 | 29.68 | 0.03 | 50.5 | 9.5
Fire Alarm System Technician Onsite Region 5 Partial County - Otsego: Only the Townships of Plainfield, Richfield, Springfield, Cherry Valley, Roseboom, Middlefield, Otsego, Exeter, Edmeston, Burlington, Pittsfield, and New Lebanon. | Individual employed by the Contractor or Subcontractor who Starts-Up, Commissions, Programs, Integrates, and Maintains (both Preventative and Remedial Maintenance) Fire Alarm Systems. ***This Job Title can only be used for work/Services on Systems/Product Lines/Equipment which are included on the Contractor's Contract***. | Electrician: Electrician - Cortland, Herkimer, Madison, Oneida, Oswego, Cayuga: Townships of Ira, Locke, Sempronius, Sterling, Summerhill and Victory.Chenango: Only the Townships of Columbus, New Berlin and Sherburne. Onondaga: Entire County except Townships of Elbridge and Skaneateles. Otsego: Only the Townships of Plainfield, Richfield, Springfield, Cherry Valley, Roseboom, Middlefield, Otsego, Exeter, Edmeston, Burlington, Pittsfield and New Lebanon. Tompkins: Only the Township of Groton. Wayne: Only the Townships of Huron, Wolcott, Rose and Butler. | 44 | 31.49 | 114% | 161.5486 | 66 | 210.041 | 66 | 210.041 | 66 | 210.041 | 88 | 258.5334 | 30.17 | 0.03
Project/Program Manager | Individual employed by the Contractor or Subcontractor who oversees all onsite Work. ***This Job Title can only be used for work/Services on Systems/Product Lines/Equipment which are included on the Contractor's Contract***. |  |  |  |  | 135 |  | 202.5 |  | 202.5 |  | 202.5 |  | 270
Designer | Individual employed by the Contractor or Subcontractor who performs design Services related to the Installation and Integration of an Intelligent Facility and Security System and Solution as permitted by This Award, excluding Professional Design Services. ***This Job Title can only be used for work/Services on Systems/Product Lines/Equipment which are included on the Contractor's Contract***. |  |  |  |  | 135 |  | 202.5 |  | 202.5 |  | 202.5 |  | 270
Offsite Integration and Maintenance Technician | Individual employed by the Contractor or Subcontractor who performs Commissioning, Programming, Integration, Maintenance (both Preventative or Remedial Maintenance) offsite. See also Sec. "Remote Maintenance." This Job Title and corresponding Total Hourly Rate Must not be utilized for any work performed onsite, regardless of the nature of the Work. ***This Job Title can only be used for work/Services on Systems/Product Lines/Equipment which are included on the Contractor's Contract***. |  |  |  |  | 135 |  | 202.5 |  | 202.5 |  | 202.5 |  | 270
Trainer | Individual employed by the Contractor or Subcontractor who performs training of Authorized User's personnel in the use of Systems obtained or Maintained under This Award. ***This Job Title can only be used for work/Services on Systems/Product Lines/Equipment which are included on the Contractor's Contract***. |  |  |  |  | 135 |  | 202.5 |  | 202.5 |  | 202.5 |  | 270
Class Size (Number of People)
Length of Class (Number of Hours)
Advanced Trainer | Individual employed by the Contractor or Subcontractor who performs advanced training of Authorized User's personnel in the use of Systems obtained or Maintained under This Award. ***This Job Title can only be used for work/Services on Systems/Product Lines/Equipment which are included on the Contractor's Contract***. |  |  |  |  | 135 |  | 202.5 |  | 202.5 |  | 202.5 |  | 270
Class Size (Number of People)
Length of Class (Number of Hours)

## Region 6 Labor Rates
Region 6 - Clinton, Essex, Hamilton, Franklin, Saratoga, Warren, Washington
| Contractor Name: | Safeco Alarm Systems, Inc.
Job Title | Description of Duties | Prevailing Wage Occupation Sub-category | Prevailing Wage Rate | Supplemental Benefit | Percent Markup | Total Hourly Rate | Overtime Hourly Pay Rate | Overtime Total Hourly Rate | After Business Hours Hourly Pay Rate | After Business Hours Total Hourly Rate | Saturday Hourly Pay Rate | Saturday Total Hourly Rate | Sunday and NYS Holiday Hourly Pay Rate | Sunday and NYS Holiday Total Hourly Rate
Electrician/Electrical Installer Onsite Region 6 Entire Counties: Hamilton, Saratoga, Warren, and Washington | Individual employed by the Contractor or a Subcontractor who: 1) Installs, runs, pulls, etc. Low Voltage Wiring, Line Voltage Wiring,, cable, fiber optics, etc. for all products/systems which fit the scope of the contract except for Traffic Camera Systems. 2) Installs raceway, conduits, etc. for wire, cable, and fiber optics for all products/systems which fit the scope of the contract except for Traffic Camera Systems. 3) Installs/Mounts products onto poles, pads, etc. except for Traffic Cameras. 4) Performs any other Installation work classified by NYS DOL as electrical work which is permitted on This Award. ***This Job Title can only be used for work/Services on Systems/Product Lines/Equipment which are included on the Contractor's Contract***. | Electrician: Electrician/Tele-Data - Albany, Columbia, Fulton, Hamilton, Montgomery, Rensselaer, Saratoga, Schenectady, Schoharie, Warren, Washington, Greene: Portion of the County North of a line following the South limits of the City of Catskill in a westerly direction from the Hudson River to State Highway 23A. Then continuing on 23A to the road following the Little West Kill and continuing along this road to Delaware County. Otsego: Only the Towns of Decatur and Worchester | 48.74 | 31.3722 | 105% | 164.23 | 73.11 | 214.1885 | 73.11 | 214.1885 | 73.11 | 214.1885 | 97.48 | 264.147 | 29.91 | 0.03
Electrician/Electrical Installer Onsite Region 6 Entire Counties: Clinton, Essex, and Franklin | Individual employed by the Contractor or a Subcontractor who: 1) Installs, runs, pulls, etc. Low Voltage Wiring, Line Voltage Wiring,, cable, fiber optics, etc. for all products/systems which fit the scope of the contract except for Traffic Camera Systems. 2) Installs raceway, conduits, etc. for wire, cable, and fiber optics for all products/systems which fit the scope of the contract except for Traffic Camera Systems. 3) Installs/Mounts products onto poles, pads, etc. except for Traffic Cameras. 4) Performs any other Installation work classified by NYS DOL as electrical work which is permitted on This Award. ***This Job Title can only be used for work/Services on Systems/Product Lines/Equipment which are included on the Contractor's Contract***. | Electrician: Electrician/Teledata - Clinton, Essex, Franklin, Jefferson, Lewis, St. Lawrence | 42 | 27.045 | 105% | 141.5422 | 63 | 187.0676 | 63 | 187.0676 | 63 | 187.0676 | 84 | 232.593 | 24.63 | 0.0575
CCTV/Surveillance Camera System Physical Access Control Systems Alarm and Signal System Technician Onsite Region 6 Entire Counties: Hamilton, Saratoga, Warren, and Washington | Individual employed by the Contractor or Subcontractor who Starts-Up, Commissions, Programs, Integrates, and Maintains (both Preventative and Remedial Maintenance) CCTV/Surveillance Cameras, Physical Access Control Systems, and Alarm and Signal Systems. ***This Job Title can only be used for work/Services on Systems/Product Lines/Equipment which are included on the Contractor's Contract***. | Electrician: Electrician - Albany, Columbia, Fulton, Hamilton, Montgomery, Rensselaer, Saratoga, Schenectady, Schoharie, Warren, Washington, Greene: Portion of the County North of a line following the South limits of the City of Catskill in a westerly direction from the Hudson River to State Highway 23A. Then continuing on 23A to the road following the Little West Kill and continuing along this road to Delaware County. Otsego: Only the Towns of Decatur and Worchester | 48.74 | 31.3722 | 105% | 164.23 | 73.11 | 214.1885 | 73.11 | 214.1885 | 73.11 | 214.1885 | 97.48 | 264.147 | 29.91 | 0.03
CCTV/Surveillance Camera System Physical Access Control Systems Alarm and Signal System Technician Onsite Region 6 Entire Counties: Clinton, Essex, and Franklin | Individual employed by the Contractor or Subcontractor who Starts-Up, Commissions, Programs, Integrates, and Maintains (both Preventative and Remedial Maintenance) CCTV/Surveillance Cameras, Physical Access Control Systems, and Alarm and Signal Systems. ***This Job Title can only be used for work/Services on Systems/Product Lines/Equipment which are included on the Contractor's Contract***. | Electrician: Electrician - Clinton, Essex, Franklin, Jefferson, Lewis, St. Lawrence | 42 | 27.045 | 105% | 141.5422 | 63 | 187.0676 | 63 | 187.0676 | 63 | 187.0676 | 84 | 232.593 | 24.63 | 0.0575
Fire Alarm System Technician Onsite Region 6 Entire Counties: Hamilton, Saratoga, Warren, and Washington | Individual employed by the Contractor or Subcontractor who Starts-Up, Commissions, Programs, Integrates, and Maintains (both Preventative and Remedial Maintenance) Fire Alarm Systems. ***This Job Title can only be used for work/Services on Systems/Product Lines/Equipment which are included on the Contractor's Contract***. | Electrician: Electrician - Albany, Columbia, Fulton, Hamilton, Montgomery, Rensselaer, Saratoga, Schenectady, Schoharie, Warren, Washington, Greene: Portion of the County North of a line following the South limits of the City of Catskill in a westerly direction from the Hudson River to State Highway 23A. Then continuing on 23A to the road following the Little West Kill and continuing along this road to Delaware County. Otsego: Only the Towns of Decatur and Worchester | 48.74 | 31.3722 | 105% | 164.23 | 73.11 | 214.1885 | 73.11 | 214.1885 | 73.11 | 214.1885 | 97.48 | 264.147 | 29.91 | 0.03
Fire Alarm System Technician Onsite Region 6 Entire Counties: Clinton, Essex, and Franklin | Individual employed by the Contractor or Subcontractor who Starts-Up, Commissions, Programs, Integrates, and Maintains (both Preventative and Remedial Maintenance) Fire Alarm Systems. ***This Job Title can only be used for work/Services on Systems/Product Lines/Equipment which are included on the Contractor's Contract***. | Electrician: Electrician - Clinton, Essex, Franklin, Jefferson, Lewis, St. Lawrence | 42 | 27.045 | 105% | 141.5422 | 63 | 187.0676 | 63 | 187.0676 | 63 | 187.0676 | 84 | 232.593 | 24.63 | 0.0575
Project/Program Manager | Individual employed by the Contractor or Subcontractor who oversees all onsite Work. ***This Job Title can only be used for work/Services on Systems/Product Lines/Equipment which are included on the Contractor's Contract***. |  |  |  |  | 135 |  | 202.5 |  | 202.5 |  | 202.5 |  | 270
Designer | Individual employed by the Contractor or Subcontractor who performs design Services related to the Installation and Integration of an Intelligent Facility and Security System and Solution as permitted by This Award, excluding Professional Design Services. ***This Job Title can only be used for work/Services on Systems/Product Lines/Equipment which are included on the Contractor's Contract***. |  |  |  |  | 135 |  | 202.5 |  | 202.5 |  | 202.5 |  | 270
Offsite Integration and Maintenance Technician | Individual employed by the Contractor or Subcontractor who performs Commissioning, Programming, Integration, Maintenance (both Preventative or Remedial Maintenance) offsite. See also Sec. "Remote Maintenance." This Job Title and corresponding Total Hourly Rate Must not be utilized for any work performed onsite, regardless of the nature of the Work. ***This Job Title can only be used for work/Services on Systems/Product Lines/Equipment which are included on the Contractor's Contract***. |  |  |  |  | 135 |  | 202.5 |  | 202.5 |  | 202.5 |  | 270
Trainer | Individual employed by the Contractor or Subcontractor who performs training of Authorized User's personnel in the use of Systems obtained or Maintained under This Award. ***This Job Title can only be used for work/Services on Systems/Product Lines/Equipment which are included on the Contractor's Contract***. |  |  |  |  | 135 |  | 202.5 |  | 202.5 |  | 202.5 |  | 270
Class Size (Number of People)
Length of Class (Number of Hours)
Advanced Trainer | Individual employed by the Contractor or Subcontractor who performs advanced training of Authorized User's personnel in the use of Systems obtained or Maintained under This Award. ***This Job Title can only be used for work/Services on Systems/Product Lines/Equipment which are included on the Contractor's Contract***. |  |  |  |  | 135 |  | 202.5 |  | 202.5 |  | 202.5 |  | 270
Class Size (Number of People)
Length of Class (Number of Hours)