85482 | Middle Atlantic | OBRK20 | 20SP(35)OAK RACK, 18DEEP | EA |  | 1 Year (Lifetime) | 348 | 3.5% | 335.82
85483 | Middle Atlantic | OBRK20-S | 20SP OAK RACK, 18DEEP | EA |  | 1 Year (Lifetime) | 233 | 3.5% | 224.845
85484 | Middle Atlantic | OBRK8 | 8SP(14)OAK RACK, 18DEEP | EA |  | 1 Year (Lifetime) | 249 | 3.5% | 240.285
85485 | Middle Atlantic | OBRK8-S | 8SP OAK RACK, 18DEEP | EA |  | 1 Year (Lifetime) | 147 | 3.5% | 141.855
85486 | Middle Atlantic | OCAP-2 | 2SP OPEN CLAMPING RACKMNT | EA |  | 1 Year (Lifetime) | 48 | 3.5% | 46.32
85487 | Middle Atlantic | OCAP-3 | 3SP OPEN CLAMPING RACKMNT | EA |  | 1 Year (Lifetime) | 59 | 3.5% | 56.935
85488 | Middle Atlantic | OSR16 | 16SP SLOPED OAK RACK W/WH | EA |  | 1 Year (Lifetime) | 444 | 3.5% | 428.46
85489 | Middle Atlantic | OSR24 | 24SP SLOPED OAK RACK W/WH | EA |  | 1 Year (Lifetime) | 510 | 3.5% | 492.15
85490 | Middle Atlantic | PB-5A | SLIM5 & AX-S POWER BRACKE | EA |  | 1 Year (Lifetime) | 19 | 3.5% | 18.335
85491 | Middle Atlantic | PB-90 | 90DEG PWR MOUNTING BRKTS | EA |  | 1 Year (Lifetime) | 18 | 3.5% | 17.37
85492 | Middle Atlantic | PB-DWR | POWER MOUNTING BRACKET FO | EA |  | 1 Year (Lifetime) | 52 | 3.5% | 50.18
85493 | Middle Atlantic | PBL-1 | 1SP FLANGED ALUM BLANK PA | EA |  | 1 Year (Lifetime) | 12 | 3.5% | 11.58
85494 | Middle Atlantic | PBL1-CP12 | 12PC. PBL-1 CONTRACT PACK | EA |  | 1 Year (Lifetime) | 139 | 3.5% | 134.135
85495 | Middle Atlantic | PBL1-ID | 1SP ALUM BL,I.D.STRIP | EA |  | 1 Year (Lifetime) | 31 | 3.5% | 29.915
85496 | Middle Atlantic | PBL-2 | 2SP FLANGED ALUM BLANK PA | EA |  | 1 Year (Lifetime) | 15 | 3.5% | 14.475
85497 | Middle Atlantic | PBL2-CP12 | 12PC. PBL-2 CONTRACT PACK | EA |  | 1 Year (Lifetime) | 176 | 3.5% | 169.84
85498 | Middle Atlantic | PBL-3 | 3SP FLANGED ALUM BLANK PA | EA |  | 1 Year (Lifetime) | 23 | 3.5% | 22.195
85499 | Middle Atlantic | PBL3-CP6 | 6PC. PBL-3 CONTRACT PACK | EA |  | 1 Year (Lifetime) | 124 | 3.5% | 119.66
85500 | Middle Atlantic | PBL-4 | 4SP FLANGED ALUM BLANK PA | EA |  | 1 Year (Lifetime) | 26 | 3.5% | 25.09
85501 | Middle Atlantic | PBL4-CP6 | 6PC. PBL-4 CONTRACT PACK | EA |  | 1 Year (Lifetime) | 142 | 3.5% | 137.03
85502 | Middle Atlantic | PBS-WMRK-36 | PLENUM BASE FOR 36"D WMRK | EA |  | 1 Year (Lifetime) | 391 | 3.5% | 377.315
85503 | Middle Atlantic | PBS-WMRK-42 | PLENUM BASE FOR 42"D WMRK | EA |  | 1 Year (Lifetime) | 440 | 3.5% | 424.6
85504 | Middle Atlantic | PBS-WMRK-48 | PLENUM BASE FOR 48"D WMRK | EA |  | 1 Year (Lifetime) | 460 | 3.5% | 443.9
85505 | Middle Atlantic | PB-XS | RACKMOUNT FOR EX.SM POWER | EA |  | 1 Year (Lifetime) | 46 | 3.5% | 44.39
85506 | Middle Atlantic | PCD-1.5X2-18 | 1.5"WX2"DX18RU | EA |  | 1 Year (Lifetime) | 2761 | 3.5% | 2664.365
85507 | Middle Atlantic | PCD-1.5X2-21 | 1.5"WX2"DX21RU | EA |  | 1 Year (Lifetime) | 2761 | 3.5% | 2664.365
85508 | Middle Atlantic | PCD-1.5X2-35 | 1.5"WX2"DX35RU | EA |  | 1 Year (Lifetime) | 2761 | 3.5% | 2664.365
85509 | Middle Atlantic | PCD-1.5X2-4BK | 1.5"WX2"DX6'L W/CVR,4PC | EA |  | 1 Year (Lifetime) | 202 | 3.5% | 194.93
85510 | Middle Atlantic | PCD-1.5X4-4BK | 1.5"WX4"DX6'L W/CVR,4PC | EA |  | 1 Year (Lifetime) | 303 | 3.5% | 292.395
85511 | Middle Atlantic | PCD-2-3-12SC | 2"WX3"DX12RU,SINGLE DUCT | EA |  | 1 Year (3 Years) | 76 | 3.5% | 73.34
85512 | Middle Atlantic | PCD-2-3-15SC | 2"WX3"DX15RU,SINGLE DUCT | EA |  | 1 Year (3 Years) | 92 | 3.5% | 88.78
85513 | Middle Atlantic | PCD-2-3-20SC | 2"WX3"DX20RU,SINGLE DUCT | EA |  | 1 Year (3 Years) | 103 | 3.5% | 99.395
85514 | Middle Atlantic | PCD-2-3-25SC | 2"WX3"DX25RU,SINGLE DUCT | EA |  | 1 Year (3 Years) | 122 | 3.5% | 117.73
85515 | Middle Atlantic | PCD-2-3-30SC | 2"WX3"DX30RU,SINGLE DUCT | EA |  | 1 Year (3 Years) | 137 | 3.5% | 132.205
85516 | Middle Atlantic | PCD-2-3-38SC | 2"WX3"DX38RU,SINGLE DUCT | EA |  | 1 Year (3 Years) | 160 | 3.5% | 154.4
85517 | Middle Atlantic | PCD-2-3-45SC | 2"WX3"DX45RU,SINGLE DUCT | EA |  | 1 Year (3 Years) | 175 | 3.5% | 168.875
85518 | Middle Atlantic | PCD-2-3-8SC | 2"WX3"DX8RU,SINGLE DUCT | EA |  | 1 Year (3 Years) | 66 | 3.5% | 63.69
85519 | Middle Atlantic | PCD-3-3-38SC | 3"WX3"DX38RU,SINGLE DUCT | EA |  | 1 Year (3 Years) | 177 | 3.5% | 170.805
85520 | Middle Atlantic | PCD-3-3-45SC | 3"WX3"DX45RU,SINGLE DUCT | EA |  | 1 Year (3 Years) | 188 | 3.5% | 181.42
85521 | Middle Atlantic | PCD-3-6-38DC | 3"WX6"DX38RU,DUAL DUCT | EA |  | 1 Year (3 Years) | 292 | 3.5% | 281.78
85522 | Middle Atlantic | PCD-3-6-45DC | 3"WX6"DX45RU,DUAL DUCT | EA |  | 1 Year (3 Years) | 321 | 3.5% | 309.765
85523 | Middle Atlantic | PCD-4-4-38SC | 4"WX4"DX38RU,SINGLE DUCT | EA |  | 1 Year (3 Years) | 200 | 3.5% | 193
85524 | Middle Atlantic | PCD-4-4-45SC | 4"WX4"DX45RU,SINGLE DUCT | EA |  | 1 Year (3 Years) | 225 | 3.5% | 217.125
85525 | Middle Atlantic | PCD-4-8-38DC | 4"WX8"DX38RU,DUAL DUCT | EA |  | 1 Year (3 Years) | 313 | 3.5% | 302.045
85526 | Middle Atlantic | PCD-4-8-45DC | 4"WX4"DX45RU,DUAL DUCT | EA |  | 1 Year (3 Years) | 338 | 3.5% | 326.17
85527 | Middle Atlantic | PCDB-90-1.5-12 | 90DEG MOUNT BRKT,12PC | EA |  | 1 Year (3 Years) | 68 | 3.5% | 65.62
85528 | Middle Atlantic | PCR-2X320A | 20A MPR RCWY ASSY,2 CT | EA |  | 1 Year (3 Years) | 846 | 3.5% | 816.39
85529 | Middle Atlantic | PCR6-A | 20A MPR RCWY ASSY,1 CCT | EA |  | 1 Year (3 Years) | 815 | 3.5% | 786.475
85530 | Middle Atlantic | PCS-1-2H | CBL SPOOL,1-3/8"D,2SP PNL | EA |  | 1 Year (3 Years) | 77 | 3.5% | 74.305
85531 | Middle Atlantic | PCS-1-4 | CABLE SPOOL,1-3/8"D,4PCS | EA |  | 1 Year (3 Years) | 34 | 3.5% | 32.81
85532 | Middle Atlantic | PCS-3-2H | CBL SPOOL,3"D,2SP PNL | EA |  | 1 Year (3 Years) | 83 | 3.5% | 80.095
85533 | Middle Atlantic | PCS-3-4 | CABLE SPOOL,3"D,4PCS | EA |  | 1 Year (3 Years) | 37 | 3.5% | 35.705
85534 | Middle Atlantic | PD-1815R-RN | 18OUT 15A,RKMT 2-STG SRG | EA |  | 1 Year (3 Years) | 194 | 3.5% | 187.21
85535 | Middle Atlantic | PD-1820R-RN | 18OUT 20A,RKMT 2-STG SRG | EA |  | 1 Year (3 Years) | 264 | 3.5% | 254.76
85536 | Middle Atlantic | PD-2015R-HH-NS | 20OUT,15A,10ON10SW,MULTMT | EA |  | 1 Year (3 Years) | 154 | 3.5% | 148.61
85537 | Middle Atlantic | PD-2015R-NS | 20 OUT,15A,MULTIMNT,CORD | EA |  | 1 Year (3 Years) | 131 | 3.5% | 126.415
85538 | Middle Atlantic | PD-2020R-NS | 20OUT 20A,RKMT,NO SURGE | EA |  | 1 Year (3 Years) | 230 | 3.5% | 221.95
85539 | Middle Atlantic | PD-215 | 2 OUTS,15A,SURGE | EA |  | 1 Year (3 Years) | 197 | 3.5% | 190.105
85540 | Middle Atlantic | PD-2415SC | SLIM PWR STRP,24OUT,15A,W | EA |  | 1 Year (3 Years) | 236 | 3.5% | 227.74
85541 | Middle Atlantic | PD-2415SC-NS | 24 OUTLET, 1X15A CIRC. W/ | EA |  | 1 Year (3 Years) | 210 | 3.5% | 202.65
85542 | Middle Atlantic | PD-2420SC-NS | 24OUTLET,1X20A CIRC.,CORD | EA |  | 1 Year (3 Years) | 228 | 3.5% | 220.02
85543 | Middle Atlantic | PD-28-SP | 2 OUTS,8A SERIES SURGE | EA |  | 1 Year (3 Years) | 315 | 3.5% | 303.975
85544 | Middle Atlantic | PD-2X1215TL-30CB | (2)12OUT,15A,CIRC,TL,30CB | EA |  | 1 Year (3 Years) | 771 | 3.5% | 744.015
85545 | Middle Atlantic | PD-415R-SP | 4 OUTLET,15A SERIES SURGE | EA |  | 1 Year (3 Years) | 414 | 3.5% | 399.51
85546 | Middle Atlantic | PD-420R-SP | 4 OUTLET,20A SERIES SURGE | EA |  | 1 Year (3 Years) | 462 | 3.5% | 445.83
85547 | Middle Atlantic | PD-613R-BS | RACKMNT-6UK-13A,240V,MOV | EA |  | 1 Year (3 Years) | 102 | 3.5% | 98.43
85548 | Middle Atlantic | PD-715SC-NS | SLIM PWR STRIP,7 OUTLET | EA |  | 1 Year (3 Years) | 127 | 3.5% | 122.555
85549 | Middle Atlantic | PD-815RA-PL | POWER CENTER W/ANOD FACE | EA |  | 1 Year (3 Years) | 326 | 3.5% | 314.59
85550 | Middle Atlantic | PD-815R-PL | POWER CENTER W/PILOT LT | EA |  | 1 Year (3 Years) | 154 | 3.5% | 148.61
85551 | Middle Atlantic | PD-815SC | SLIM PWR STRP,8OUT,15A,W/ | EA |  | 1 Year (3 Years) | 149 | 3.5% | 143.785
85552 | Middle Atlantic | PD-815SC-20 | PD-815SC W/20' POWER CORD | EA |  | 1 Year (3 Years) | 159 | 3.5% | 153.435
85553 | Middle Atlantic | PD-815SC-NS | SLIM PWR STRIP,8 OUTLET,1 | EA |  | 1 Year (3 Years) | 121 | 3.5% | 116.765
85554 | Middle Atlantic | PD-815SC-PBSH | SHLF MT 8OUT 15A PWR STRP | EA |  | 1 Year (3 Years) | 180 | 3.5% | 173.7
85555 | Middle Atlantic | PD-915R | 9OUT,15A,RCKMNT POWER CEN | EA |  | 1 Year (3 Years) | 166 | 3.5% | 160.19
85556 | Middle Atlantic | PD-915RC-20 | PD-915R W/20' POWER CORD | EA |  | 1 Year (3 Years) | 177 | 3.5% | 170.805
85557 | Middle Atlantic | PD-915R-PL | 9OUT,15A,RKMT W/PILOT LT | EA |  | 1 Year (3 Years) | 179 | 3.5% | 172.735
85558 | Middle Atlantic | PD-915R-SP | 9 OUTS,15A SERIES SURGE | EA |  | 1 Year (3 Years) | 709 | 3.5% | 684.185
85559 | Middle Atlantic | PD-915RV-RN | 9 VERT OUTLET 15A RCKMT | EA |  | 1 Year (3 Years) | 259 | 3.5% | 249.935
85560 | Middle Atlantic | PD-920R | 9OTLT,20A,RKMT PWR,WSRG | EA |  | 1 Year (3 Years) | 328 | 3.5% | 316.52
85561 | Middle Atlantic | PD-920RC-20 | 9OTLT,20A,RKMT PWR,WSRG | EA |  | 1 Year (3 Years) | 342 | 3.5% | 330.03
85562 | Middle Atlantic | PD-920R-NS | 9OUT,20A,RCKMNT POWER DIS | EA |  | 1 Year (3 Years) | 307 | 3.5% | 296.255
85563 | Middle Atlantic | PD-920R-SP | 9 OUTS,20A SERIES SURGE | EA |  | 1 Year (3 Years) | 901 | 3.5% | 869.465
85564 | Middle Atlantic | PDC-915R-2 | 9OUT 15A 2STAGE NTFY CTRL | EA |  | 1 Year (3 Years) | 305 | 3.5% | 294.325
85565 | Middle Atlantic | PDC-915R-6 | 9OUT 15A 2STAGE NTFY CTRL | EA |  | 1 Year (3 Years) | 305 | 3.5% | 294.325
85566 | Middle Atlantic | PDCOOL-1015RA | 1RU,10OUTS,15A,50CFM,AN | EA |  | 1 Year (3 Years) | 630 | 3.5% | 607.95
85567 | Middle Atlantic | PDCOOL-1020RK | 1RU,10OUTS,20A,50CFM,BL,K | EA |  | 1 Year (3 Years) | 606 | 3.5% | 584.79
85568 | Middle Atlantic | PDCOOL-1115R | 1RU,11OUTS,15A,50CFM,BL | EA |  | 1 Year (3 Years) | 484 | 3.5% | 467.06
85569 | Middle Atlantic | PDCOOL-1120R | 1RU,11OUTS,20A,50CFM,BL | EA |  | 1 Year (3 Years) | 581 | 3.5% | 560.665
85570 | Middle Atlantic | PD-DC-125R | DC PWR DIST,125W RKMNT | EA |  | 1 Year (3 Years) | 813 | 3.5% | 784.545
85571 | Middle Atlantic | PD-DC-200-5V | DC PWR DIST,200W,5V | EA |  | 1 Year (3 Years) | 1152.18 | 3.5% | 1111.8537
85572 | Middle Atlantic | PD-DC-300-12-24V | DC PWR DIST,300W 12V 24V | EA |  | 1 Year (3 Years) | 1152.18 | 3.5% | 1111.8537
85573 | Middle Atlantic | PD-DC-300-12V | DC PWR DIST,300W 12V | EA |  | 1 Year (3 Years) | 1152.18 | 3.5% | 1111.8537
85574 | Middle Atlantic | PD-DC-300-24V | DC PWR DIST,300W,24V | EA |  | 1 Year (3 Years) | 1152.18 | 3.5% | 1111.8537
85575 | Middle Atlantic | PD-DC-300-5V | DC PWR DIST,300W,5V | EA |  | 1 Year (3 Years) | 1060 | 3.5% | 1022.9
85576 | Middle Atlantic | PD-DC-45 | DC PWR DIST,45W COMPACT | EA |  | 1 Year (3 Years) | 465 | 3.5% | 448.725
85577 | Middle Atlantic | PD-HW15-SP | H/W IN & OUT,15A,S-SURGE | EA |  | 1 Year (3 Years) | 427 | 3.5% | 412.055
85578 | Middle Atlantic | PDLT-815RVA | 8OUT,15A,RKMT PWR/LGT ANO | EA |  | 1 Year (3 Years) | 443 | 3.5% | 427.495
85579 | Middle Atlantic | PDLT-815RV-RN | 8OUT,15A,RKMT POWER/LGT | EA |  | 1 Year (3 Years) | 350 | 3.5% | 337.75
85580 | Middle Atlantic | PDS-1615R | 16OUT 15A 3STGSEQ 2STGSRG | EA |  | 1 Year (3 Years) | 420 | 3.5% | 405.3
85581 | Middle Atlantic | PDS-1620R-NS | 16OUT 20A 3STGSEQ NO SRG | EA |  | 1 Year (3 Years) | 470 | 3.5% | 453.55
85582 | Middle Atlantic | PDS-2X315R | 6 OUT SEQUENCED 2-15A POW | EA |  | 1 Year (3 Years) | 982 | 3.5% | 947.63
85583 | Middle Atlantic | PDS-615R | 6OUT SEQUENCED 1X15A POWE | EA |  | 1 Year (3 Years) | 687 | 3.5% | 662.955
85584 | Middle Atlantic | PDS-620R | 6 OUT SEQUENCED 20A POWER | EA |  | 1 Year (3 Years) | 813 | 3.5% | 784.545
85585 | Middle Atlantic | PDT-1015C-M-NS | 10 OUT,15A,METER,CORDED | EA |  | 1 Year (3 Years) | 289 | 3.5% | 278.885
85586 | Middle Atlantic | PDT-1015C-NS | PD THIN,1-15A CIR,10 0UT | EA |  | 1 Year (3 Years) | 187 | 3.5% | 180.455
85587 | Middle Atlantic | PDT-1015C-NS20 | PDT-1015C-NS W/20'PWR CRD | EA |  | 1 Year (3 Years) | 196 | 3.5% | 189.14
85588 | Middle Atlantic | PDT-1015C-RN | 10 OUT,15A,SRG&NFY,CORD | EA |  | 1 Year (3 Years) | 218 | 3.5% | 210.37
85589 | Middle Atlantic | PDT-1020C-NS | PD THIN,1-20A CIR,10 OUT | EA |  | 1 Year (3 Years) | 216 | 3.5% | 208.44
85590 | Middle Atlantic | PDT-1220C-NS | 12 OUTLETS,20A,CORD,NS | EA |  | 1 Year (3 Years) | 250 | 3.5% | 241.25
85591 | Middle Atlantic | PDT-1415C | 14 OUTLETS,15A,CORD,SURGE | EA |  | 1 Year (3 Years) | 241 | 3.5% | 232.565
85592 | Middle Atlantic | PDT-1415C-NS | 14 OUTLETS,15A,CORD,NS | EA |  | 1 Year (3 Years) | 217 | 3.5% | 209.405
85593 | Middle Atlantic | PDT-1615C-NS | PD THIN,1-15A,16 OUT,CORD | EA |  | 1 Year (3 Years) | 223 | 3.5% | 215.195
85594 | Middle Atlantic | PDT-1620C-NS | PD THIN,1-20A,16OUT,CORD | EA |  | 1 Year (3 Years) | 265 | 3.5% | 255.725
85595 | Middle Atlantic | PDT-2015C-M-NS | 20 OUT,15A,METER,CORDED | EA |  | 1 Year (3 Years) | 351 | 3.5% | 338.715
85596 | Middle Atlantic | PDT-2015C-NS | PD THIN,1-15A CIR,20 OUT | EA |  | 1 Year (3 Years) | 250 | 3.5% | 241.25
85597 | Middle Atlantic | PDT-2015C-RN | 20 OUT,15A,SRG&NFY,CORD | EA |  | 1 Year (3 Years) | 314 | 3.5% | 303.01
85598 | Middle Atlantic | PDT-2020C-M-NS | 20 OUT,20A,METER,CORDED | EA |  | 1 Year (3 Years) | 412 | 3.5% | 397.58
85599 | Middle Atlantic | PDT-2020C-NS | PD THIN,1-20A CIR,20 OUT | EA |  | 1 Year (3 Years) | 308 | 3.5% | 297.22
85600 | Middle Atlantic | PDT-2020C-RN | 20 OUT,20A,SRG&NFY,CORD | EA |  | 1 Year (3 Years) | 339 | 3.5% | 327.135
85601 | Middle Atlantic | PDT-2020TL-M-NS | 20 OUT,20A,METER,T/LOCK | EA |  | 1 Year (3 Years) | 467.72 | 3.5% | 451.3498
85602 | Middle Atlantic | PDT-2020TL-NS | PD-THIN,1-20A CIR,20 OUT | EA |  | 1 Year (3 Years) | 340 | 3.5% | 328.1
85603 | Middle Atlantic | PDT-2X1015 | PD THIN,2-15A CIR,20 OUT | EA |  | 1 Year (3 Years) | 324 | 3.5% | 312.66
85604 | Middle Atlantic | PDT-2X1015S | PDT,2X15A,20 OUT,SML JBOX | EA |  | 1 Year (3 Years) | 305 | 3.5% | 294.325
85605 | Middle Atlantic | PDT-2X1015T | PDT 2-15A CIR 20OUT 1/2 K | EA |  | 1 Year (3 Years) | 324 | 3.5% | 312.66
85606 | Middle Atlantic | PDT-2X1015TS | PDT,2X15A,20 OUT,SML JBOX | EA |  | 1 Year (3 Years) | 324 | 3.5% | 312.66
85607 | Middle Atlantic | PDT-2X1020 | PD THIN,2-20A CIR,20 OUT | EA |  | 1 Year (3 Years) | 381 | 3.5% | 367.665
85608 | Middle Atlantic | PDT-2X1020S | PDT,2X20A,20 OUT,SML JBOX | EA |  | 1 Year (3 Years) | 381 | 3.5% | 367.665
85609 | Middle Atlantic | PDT-2X1020T | PDT 2-20A CIR 20OUT 1/2 K | EA |  | 1 Year (3 Years) | 381 | 3.5% | 367.665
85610 | Middle Atlantic | PDT-2X1020TS | PDT,2X20A,20 OUT SML JBOX | EA |  | 1 Year (3 Years) | 381 | 3.5% | 367.665
85611 | Middle Atlantic | PDT-2X320 | 6 OUTLETS,2X20A,JBOX | EA |  | 1 Year (3 Years) | 288 | 3.5% | 277.92
85612 | Middle Atlantic | PDT-2X520 | 10 OUTLET,2X20A,JBOX | EA |  | 1 Year (3 Years) | 310 | 3.5% | 299.15
85613 | Middle Atlantic | PDT-2X615S | 12 OUTLETS,2X15A,JBOX | EA |  | 1 Year (3 Years) | 236 | 3.5% | 227.74
85614 | Middle Atlantic | PDT-2X815 | 16 OUTLETS,2X15A,JBOX | EA |  | 1 Year (3 Years) | 288 | 3.5% | 277.92
85615 | Middle Atlantic | PDT-2X820 | 16 OUTLETS,2X20A,JBOX | EA |  | 1 Year (3 Years) | 359 | 3.5% | 346.435
85616 | Middle Atlantic | PDT-615C | 6 OUTLETS,15A,CORD,SURGE | EA |  | 1 Year (3 Years) | 193 | 3.5% | 186.245
85617 | Middle Atlantic | PDT-615C-NS | 6 OUTLETS,15A,CORD,NS | EA |  | 1 Year (3 Years) | 168 | 3.5% | 162.12
85618 | Middle Atlantic | PDT-620C-NS | 6 OUTLETS,20A,CORD,NS | EA |  | 1 Year (3 Years) | 193 | 3.5% | 186.245
85619 | Middle Atlantic | PDU-02 | 15A,2 OUT,IP CTRL POWER | EA |  | 1 Year (3 Years) | 159 | 3.5% | 153.435
85620 | Middle Atlantic | PDU-08 | 15A,9 OUT,IP CTRL POWER | EA |  | 1 Year (3 Years) | 257 | 3.5% | 248.005
85621 | Middle Atlantic | PDU-16 | 15A,16 OUT IP CTRL VPS | EA |  | 1 Year (3 Years) | 249 | 3.5% | 240.285
85622 | Middle Atlantic | PDW-106453 | PDW CONFIGURATION | EA |  | 1 Year (3 Years) | 586 | 3.5% | 565.49
85623 | Middle Atlantic | PDW-106493 | PDW CONFIGURATION | EA |  | 1 Year (3 Years) | 704 | 3.5% | 679.36
85624 | Middle Atlantic | PDW-106496 | PDW CONFIGURATION | EA |  | 1 Year (3 Years) | 876 | 3.5% | 845.34
85625 | Middle Atlantic | PDW-107411 | PDW CONFIGURATION | EA |  | 1 Year (3 Years) | 826 | 3.5% | 797.09
85626 | Middle Atlantic | PDW-107412 | PDW CONFIGURATION | EA |  | 1 Year (3 Years) | 590 | 3.5% | 569.35
85627 | Middle Atlantic | PDW-107413 | PDW CONFIGURATION | EA |  | 1 Year (3 Years) | 631 | 3.5% | 608.915
85628 | Middle Atlantic | PDW-107414 | PDW CONFIGURATION | EA |  | 1 Year (3 Years) | 746 | 3.5% | 719.89
85629 | Middle Atlantic | PDW-107415 | PDW CONFIGURATION | EA |  | 1 Year (3 Years) | 476 | 3.5% | 459.34
85630 | Middle Atlantic | PDW-107416 | PDW CONFIGURATION | EA |  | 1 Year (3 Years) | 536 | 3.5% | 517.24
85631 | Middle Atlantic | PDW-107437 | PDW CONFIGURATION | EA |  | 1 Year (3 Years) | 769 | 3.5% | 742.085
85632 | Middle Atlantic | PDW-107649 | PDW CONFIGURATION | EA |  | 1 Year (3 Years) | 564 | 3.5% | 544.26
85633 | Middle Atlantic | PDW-107652 | PDW CONFIGURATION | EA |  | 1 Year (3 Years) | 686 | 3.5% | 661.99
85634 | Middle Atlantic | PDW-107653 | PDW CONFIGURATION | EA |  | 1 Year (3 Years) | 779 | 3.5% | 751.735
85635 | Middle Atlantic | PDW-12X220J | 24OUT,12X20A,POWER W/JBOX | EA |  | 1 Year (3 Years) | 529 | 3.5% | 510.485
85636 | Middle Atlantic | PET-K-CWR | PET,BP-CS-FD,FITS CWR | EA |  | 1 Year (3 Years) | 32 | 3.5% | 30.88
85637 | Middle Atlantic | PET-K-D/EWR | PET,BP-CS,FITS EWR & DWR | EA |  | 1 Year (3 Years) | 16 | 3.5% | 15.44
85638 | Middle Atlantic | PET-K-D/EWRD | PET,BP-CS-FD,EWR & DWR | EA |  | 1 Year (3 Years) | 32 | 3.5% | 30.88
85639 | Middle Atlantic | PET-K-DOOR | PET,DOOR TO RACK | EA |  | 1 Year (3 Years) | 21 | 3.5% | 20.265
85640 | Middle Atlantic | PET-K-DWRFK | PET,FANKIT TO CS,DWR/SR | EA |  | 1 Year (3 Years) | 37 | 3.5% | 35.705
85641 | Middle Atlantic | PET-K-EXT | PET KIT,DOOR EXT TO RACK | EA |  | 1 Year (3 Years) | 20 | 3.5% | 19.3
85642 | Middle Atlantic | PET-K-FANTOP | PET,FAN TOP TO RACK | EA |  | 1 Year (3 Years) | 21 | 3.5% | 20.265
85643 | Middle Atlantic | PET-K-FD | PET,FRONT DOOR TO RACK | EA |  | 1 Year (3 Years) | 24 | 3.5% | 23.16
85644 | Middle Atlantic | PET-K-HDR | PET,BP-FD,FITS HDR | EA |  | 1 Year (3 Years) | 18 | 3.5% | 17.37
85645 | Middle Atlantic | PET-K-MMR-PH | PET,MMT TO PIVOT & HANG | EA |  | 1 Year (3 Years) | 14 | 3.5% | 13.51
85646 | Middle Atlantic | PET-K-RD | PET,REAR DOOR TO RACK | EA |  | 1 Year (3 Years) | 21 | 3.5% | 20.265
85647 | Middle Atlantic | PET-K-RDC | PET,REAR CABLE DR TO RK | EA |  | 1 Year (3 Years) | 31 | 3.5% | 29.915
85648 | Middle Atlantic | PET-K-SIDE | PET,SIDE PANEL TO RACK | EA |  | 1 Year (3 Years) | 34 | 3.5% | 32.81
85649 | Middle Atlantic | PET-K-SR | PET,BP-CS,FITS SR SERIES | EA |  | 1 Year (3 Years) | 21 | 3.5% | 20.265
85650 | Middle Atlantic | PET-K-WRP/S | PET,BP-FD,FITS WRP & WRS | EA |  | 1 Year (3 Years) | 24 | 3.5% | 23.16
85651 | Middle Atlantic | PFD-10 | 10SP PLEXI FRONTDR,UNIV.B | EA |  | 1 Year (Lifetime) | 337 | 3.5% | 325.205
85652 | Middle Atlantic | PFD-10-WG-A | 10SP PLEXI FRONTDR,UNIV. | EA |  | 1 Year (Lifetime) | 647 | 3.5% | 624.355
85653 | Middle Atlantic | PFD-12 | 12SP PLEXI FRONTDR,UNIV.B | EA |  | 1 Year (Lifetime) | 352 | 3.5% | 339.68
85654 | Middle Atlantic | PFD-14 | 14SP PLEXI FRONTDR,UNIV | EA |  | 1 Year (Lifetime) | 367 | 3.5% | 354.155
85655 | Middle Atlantic | PFD-16 | 16SP PLEXI FRONTDR,UNIV.B | EA |  | 1 Year (Lifetime) | 382 | 3.5% | 368.63
85656 | Middle Atlantic | PFD-18 | 18SP PLEXI FRONTDR,UNIV.B | EA |  | 1 Year (Lifetime) | 395 | 3.5% | 381.175
85657 | Middle Atlantic | PFD-18-RGB | 18 SP PLEXI FRONT DOOR | EA |  | 1 Year (Lifetime) | 51 | 3.5% | 49.215
85658 | Middle Atlantic | PFD-19A | 19SP,CURVED PLEXI FR DR | EA |  | 1 Year (Lifetime) | 492 | 3.5% | 474.78
85659 | Middle Atlantic | PFD-21 | 21SP PLEXI FRONTDR,UNIV.B | EA |  | 1 Year (Lifetime) | 440 | 3.5% | 424.6
85660 | Middle Atlantic | PFD-21-RGB | 21 SP PLEXI FRONT DOOR | EA |  | 1 Year (Lifetime) | 55 | 3.5% | 53.075
85661 | Middle Atlantic | PFD-24 | 24SP PLEXI FRONTDR,UNIV.B | EA |  | 1 Year (Lifetime) | 468 | 3.5% | 451.62
85662 | Middle Atlantic | PFD-24-RGB | 24 SP PLEXI FRONT DOOR | EA |  | 1 Year (Lifetime) | 61 | 3.5% | 58.865
85663 | Middle Atlantic | PFD-25A | 25SP,CURVED PLEXI FR DR | EA |  | 1 Year (Lifetime) | 634 | 3.5% | 611.81
85664 | Middle Atlantic | PFD-27 | 27SP PLEXI FRONTDR,UNIV.B | EA |  | 1 Year (Lifetime) | 557 | 3.5% | 537.505
85665 | Middle Atlantic | PFD28-24 | 28W/24SP PLEXI FRONT DOOR | EA |  | 1 Year (Lifetime) | 533 | 3.5% | 514.345
85666 | Middle Atlantic | PFD28-40 | 28W/40SP PLEXI FRONT DOOR | EA |  | 1 Year (Lifetime) | 893 | 3.5% | 861.745
85667 | Middle Atlantic | PFD28-46 | 28W/46SP PLEXI FRONT DOOR | EA |  | 1 Year (Lifetime) | 968 | 3.5% | 934.12
85668 | Middle Atlantic | PFD-35 | 35SP PLEXI FRONTDR,UNIV.B | EA |  | 1 Year (Lifetime) | 695 | 3.5% | 670.675
85669 | Middle Atlantic | PFD-35-RGB | 35 SP PLEXI FRONT DOOR | EA |  | 1 Year (Lifetime) | 89 | 3.5% | 85.885
85670 | Middle Atlantic | PFD-37 | 37SP PLEXI FRONTDR,UNIV.B | EA |  | 1 Year (Lifetime) | 711 | 3.5% | 686.115
85671 | Middle Atlantic | PFD-37-RGB | 37 SP PLEXI FRONT DOOR | EA |  | 1 Year (Lifetime) | 84 | 3.5% | 81.06
85672 | Middle Atlantic | PFD-38A | 38SP,CURVED PLEXI FR DR | EA |  | 1 Year (Lifetime) | 780 | 3.5% | 752.7
85673 | Middle Atlantic | PFD-40 | 40SP PLEXI FRONTDR,UNIV.B | EA |  | 1 Year (Lifetime) | 755 | 3.5% | 728.575
85674 | Middle Atlantic | PFD-40-RGB | 40 SP PLEXI FRONT DOOR | EA |  | 1 Year (Lifetime) | 94 | 3.5% | 90.71
85675 | Middle Atlantic | PFD-41A | 41SP,CURVED PLEXI FR DR | EA |  | 1 Year (Lifetime) | 804 | 3.5% | 775.86
85676 | Middle Atlantic | PFD-42 | 42SP PLEXI FRONT DR,UNIV | EA |  | 1 Year (Lifetime) | 792 | 3.5% | 764.28
85677 | Middle Atlantic | PFD-44 | 44SP PLEXI FRONTDR,UNIV.B | EA |  | 1 Year (Lifetime) | 808 | 3.5% | 779.72
85678 | Middle Atlantic | PFD-44-GT | 44SP PLEXI FRONTDR,UNIV | EA |  | 1 Year (Lifetime) | 929 | 3.5% | 896.485
85679 | Middle Atlantic | PFD-44-RGB | 44 SP PLEXI FRONT DOOR | EA |  | 1 Year (Lifetime) | 89 | 3.5% | 85.885
85680 | Middle Atlantic | PFD-45 | 45SP PLEXI FRONT DR,UNIV | EA |  | 1 Year (Lifetime) | 828 | 3.5% | 799.02
85681 | Middle Atlantic | PFD-45A | 45SP,CURVED PLEXI FR DR | EA |  | 1 Year (Lifetime) | 853 | 3.5% | 823.145
85682 | Middle Atlantic | PFD-45A-WT | 45SP,CURVED PLEXI FR DR | EA |  | 1 Year (Lifetime) | 981 | 3.5% | 946.665
85683 | Middle Atlantic | PFD-46 | 46SP PLEXI FRONT DOOR | EA |  | 1 Year (Lifetime) | 851 | 3.5% | 821.215
85684 | Middle Atlantic | PFD-54 | PLEXI FRONT DOOR FITS VMR | EA |  | 1 Year (Lifetime) | 951 | 3.5% | 917.715
85685 | Middle Atlantic | PFD-8 | 8SP PLEXI FRONTDR(EWR)BK | EA |  | 1 Year (Lifetime) | 298 | 3.5% | 287.57
85686 | Middle Atlantic | PFD-WMRK-24 | 24SP PLEXI FRONT DR, WMRK | EA |  | 1 Year (Lifetime) | 548 | 3.5% | 528.82
85687 | Middle Atlantic | PFD-WMRK-24LH | 24SP PLEXI FD,NO HANDLE | EA |  | 1 Year (Lifetime) | 521 | 3.5% | 502.765
85688 | Middle Atlantic | PFD-WMRK-42 | 42SP PLEXI FRONT DR,WMRK | EA |  | 1 Year (Lifetime) | 916 | 3.5% | 883.94
85689 | Middle Atlantic | PFD-WMRK-45 | 45SP PLEXI FRONT DR, WMRK | EA |  | 1 Year (Lifetime) | 924 | 3.5% | 891.66
85690 | Middle Atlantic | PFD-WMRK-45LH | 45SP PLEXI FD,NO HANDLE | EA |  | 1 Year (Lifetime) | 895 | 3.5% | 863.675
85691 | Middle Atlantic | PHBL-1 | 1SP FLAT ALUM BLANK PANEL | EA |  | 1 Year (Lifetime) | 14 | 3.5% | 13.51
85692 | Middle Atlantic | PHBL1-CP12 | 12PC. PHBL-1 CONTRACT PAC | EA |  | 1 Year (Lifetime) | 163 | 3.5% | 157.295
85693 | Middle Atlantic | PHBL-2 | 2SP FLAT ALUM BLANK PANEL | EA |  | 1 Year (Lifetime) | 18 | 3.5% | 17.37
85694 | Middle Atlantic | PHBL2-CP12 | 12PC. PHBL-2 CONTRACT PAC | EA |  | 1 Year (Lifetime) | 211 | 3.5% | 203.615
85695 | Middle Atlantic | PHBL-3 | 3SP FLAT ALUM BLANK PANEL | EA |  | 1 Year (Lifetime) | 24 | 3.5% | 23.16
85696 | Middle Atlantic | PHBL3-CP6 | 6PC. PHBL-3 CONTRACT PACK | EA |  | 1 Year (Lifetime) | 132 | 3.5% | 127.38
85697 | Middle Atlantic | PHBL-4 | 4SP FLAT ALUM BLANK PANEL | EA |  | 1 Year (Lifetime) | 32 | 3.5% | 30.88
85698 | Middle Atlantic | PHBL4-CP6 | 6PC. PHBL-4 CONTRACT PACK | EA |  | 1 Year (Lifetime) | 176 | 3.5% | 169.84
85699 | Middle Atlantic | PHCM-1-2 | 1SP PLASTIC CBL MNG,2"D | EA |  | 1 Year (Lifetime) | 40 | 3.5% | 38.6
85700 | Middle Atlantic | PHCM-1-2-P4 | 1SP CBL MNG,2"D,4PK | EA |  | 1 Year (Lifetime) | 146 | 3.5% | 140.89
85701 | Middle Atlantic | PHCM-1-4 | 1SP PLASTIC CBL MNG,4"D | EA |  | 1 Year (Lifetime) | 43 | 3.5% | 41.495
85702 | Middle Atlantic | PHCM-1-4-P4 | 1SP CBL MNG,4"D,4PK | EA |  | 1 Year (Lifetime) | 161 | 3.5% | 155.365
85703 | Middle Atlantic | PHCM-2-3 | 2SP PLASTIC CBL MNG,3"D | EA |  | 1 Year (Lifetime) | 48 | 3.5% | 46.32
85704 | Middle Atlantic | PHCM-2-3-P4 | 2SP CBL MNG,3"D,4PK | EA |  | 1 Year (Lifetime) | 183 | 3.5% | 176.595
85705 | Middle Atlantic | PIVOT-MMR-10 | PIVOT BACK PAN MMR 10U | EA |  | 1 Year (Lifetime) | 208 | 3.5% | 200.72
85706 | Middle Atlantic | PIVOT-MMR-12 | PIVOT BACK PAN MMR 12U | EA |  | 1 Year (Lifetime) | 226 | 3.5% | 218.09
85707 | Middle Atlantic | PIVOT-MMR-16 | PIVOT BACK PAN MMR 16U | EA |  | 1 Year (Lifetime) | 251 | 3.5% | 242.215
85708 | Middle Atlantic | PIVOT-MMR-18 | PIVOT BACK PAN MMR 18U | EA |  | 1 Year (Lifetime) | 270 | 3.5% | 260.55
85709 | Middle Atlantic | PLACE | PTDF,LACE | EA |  | 1 Year | 33 | 3.5% | 31.845
85710 | Middle Atlantic | PNL-CLN | MICRO FIBER CLOTH | EA |  | 1 Year | 14 | 3.5% | 13.51
85711 | Middle Atlantic | PPM-2 | 2SP PIVOTING PNL MNT 6DP | EA |  | 1 Year (Lifetime) | 119 | 3.5% | 114.835
85712 | Middle Atlantic | PPM-4 | 4SP PIVOTING PNL MNT 6DP | EA |  | 1 Year (Lifetime) | 137 | 3.5% | 132.205
85713 | Middle Atlantic | PPM-6 | 6SP PIVOTING PNL MNT 6DP | EA |  | 1 Year (Lifetime) | 147 | 3.5% | 141.855
85714 | Middle Atlantic | PPM-6-12 | 6SP PIVOTING PNL MNT 12DP | EA |  | 1 Year (Lifetime) | 243 | 3.5% | 234.495
85715 | Middle Atlantic | PPM-6-16OB | 6SP PIV PNL MT,OPEN,16D | EA |  | 1 Year (Lifetime) | 254 | 3.5% | 245.11
85716 | Middle Atlantic | PPM-8-12 | 8SP PIVOTING PNL MNT 12DP | EA |  | 1 Year (Lifetime) | 262 | 3.5% | 252.83
85717 | Middle Atlantic | PPM-8-18 | 8SP PIVOTING PNL MNT, 18D | EA |  | 1 Year (Lifetime) | 302 | 3.5% | 291.43
85718 | Middle Atlantic | PPM-DO6 | 6SP PPM FRONT DOOR | EA |  | 1 Year (Lifetime) | 137 | 3.5% | 132.205
85719 | Middle Atlantic | PPM-DO8 | 8SP PPM FRONT DOOR | EA |  | 1 Year (Lifetime) | 165 | 3.5% | 159.225
85720 | Middle Atlantic | PPM-LID12 | LID,FITS 12DP PPM'S | EA |  | 1 Year (Lifetime) | 89 | 3.5% | 85.885
85721 | Middle Atlantic | PPM-LID16 | LID,FITS 16DP PPM | EA |  | 1 Year (Lifetime) | 103 | 3.5% | 99.395
85722 | Middle Atlantic | PPM-LID18 | LID,FITS 18DP PPM'S | EA |  | 1 Year (Lifetime) | 119 | 3.5% | 114.835
85723 | Middle Atlantic | PROBGR-RR45 | 45U BGR PRO ADDL RAIL PR | EA |  | 1 Year (Lifetime) | 137 | 3.5% | 132.205
85724 | Middle Atlantic | PROGRK-RR40 | 40SP GRK PRO RAIL,PR | EA |  | 1 Year (Lifetime) | 156 | 3.5% | 150.54
85725 | Middle Atlantic | PROGRK-RR44 | 44SP GRK PRO RAIL,PR | EA |  | 1 Year (Lifetime) | 174 | 3.5% | 167.91
85726 | Middle Atlantic | PROGRK-RR48 | 48SP GRK PRO RAIL,PR | EA |  | 1 Year (Lifetime) | 182 | 3.5% | 175.63
85727 | Middle Atlantic | PROGRK-RR52 | 52SP GRK PRO RAIL,PR | EA |  | 1 Year (Lifetime) | 206 | 3.5% | 198.79
85728 | Middle Atlantic | PROMRK-RR24 | PAIR 24SP MRK PROLIANT RA | EA |  | 1 Year (Lifetime) | 133 | 3.5% | 128.345
85729 | Middle Atlantic | PROMRK-RR37 | PAIR 37SP MRK PROLIANT RA | EA |  | 1 Year (Lifetime) | 146 | 3.5% | 140.89
85730 | Middle Atlantic | PROMRK-RR40 | PAIR 40SP MRK PROLIANT RA | EA |  | 1 Year (Lifetime) | 157 | 3.5% | 151.505
85731 | Middle Atlantic | PROMRK-RR44 | PAIR 44SP MRK PROLIANT RA | EA |  | 1 Year (Lifetime) | 174 | 3.5% | 167.91
85732 | Middle Atlantic | PROR4CN-RR45 | PR 45SP CAGENUT SPLIT RL | EA |  | 1 Year (Lifetime) | 217 | 3.5% | 209.405
85733 | Middle Atlantic | PROR4CN-RR51 | PR 51SP CAGENUT SPLIT RL | EA |  | 1 Year (Lifetime) | 237 | 3.5% | 228.705
85734 | Middle Atlantic | PROR4CN-ZRA45 | 45SP R4CN ZRAIL ADAPT KIT | EA |  | 1 Year (Lifetime) | 204 | 3.5% | 196.86
85735 | Middle Atlantic | PROR4CN-ZRA51 | 51SP R4CN ZRAIL ADAPT KIT | EA |  | 1 Year (Lifetime) | 223 | 3.5% | 215.195
85736 | Middle Atlantic | PROWMRK-RR24 | PR 24SP CAGENUT RR WMRK | EA |  | 1 Year (Lifetime) | 177 | 3.5% | 170.805
85737 | Middle Atlantic | PROWMRK-RR42 | PR 42SP CAGENUT RR WMRK | EA |  | 1 Year (Lifetime) | 230 | 3.5% | 221.95
85738 | Middle Atlantic | PROWMRK-RR45 | PR 45SP CAGENUT RR,WMRK | EA |  | 1 Year (Lifetime) | 234 | 3.5% | 225.81
85739 | Middle Atlantic | PROWMRK-ZRA-24 | 24SP WMRK ZRAIL ADAPT KIT | EA |  | 1 Year (Lifetime) | 169 | 3.5% | 163.085
85740 | Middle Atlantic | PROWMRK-ZRA-42 | 42SP WMRK ZRAIL ADAPT KIT | EA |  | 1 Year (Lifetime) | 221 | 3.5% | 213.265
85741 | Middle Atlantic | PROWMRK-ZRA-45 | 45SP WMRK ZRAIL ADAPT KIT | EA |  | 1 Year (Lifetime) | 221 | 3.5% | 213.265
85742 | Middle Atlantic | PROWRK-RR24 | PAIR 24SP WRK PROLIANT RA | EA |  | 1 Year (Lifetime) | 191 | 3.5% | 184.315
85743 | Middle Atlantic | PROWRK-RR37 | PAIR 37SP WRK PROLIANT RA | EA |  | 1 Year (Lifetime) | 196 | 3.5% | 189.14
85744 | Middle Atlantic | PROWRK-RR40 | PAIR 40SP WRK PROLIANT RA | EA |  | 1 Year (Lifetime) | 213 | 3.5% | 205.545
85745 | Middle Atlantic | PROWRK-RR44 | PAIR 44SP WRK PROLIANT RA | EA |  | 1 Year (Lifetime) | 227 | 3.5% | 219.055
85746 | Middle Atlantic | PRRF44EMCOR | PTDE,44SP EMC RAIL (O) | EA |  | 1 Year (Lifetime) | 26 | 3.5% | 25.09
85747 | Middle Atlantic | PRRF45 | PTDE,FULL HOLE, 45SP (O) | EA |  | 1 Year (Lifetime) | 27 | 3.5% | 26.055
85748 | Middle Atlantic | PRX-MP-9X12 | PROX,MOUNT PLATE,9X12 | EA |  | 1 Year (Lifetime) | 58 | 3.5% | 55.97
85749 | Middle Atlantic | PRX-SMP-15X10 | PROX,SLIDE PLT,15X10 | EA |  | 1 Year (Lifetime) | 189 | 3.5% | 182.385
85750 | Middle Atlantic | PRX-WB-14X14 | PROX,IN-WALL BOX,14X14 | EA |  | 1 Year (Lifetime) | 177 | 3.5% | 170.805
85751 | Middle Atlantic | PRX-WB-14X14-NP | PRX,IWB,14X14,NO PWR | EA |  | 1 Year (Lifetime) | 177 | 3.5% | 170.805
85752 | Middle Atlantic | PRX-WB-22X14 | PROX,IWB,22X14 | EA |  | 1 Year (Lifetime) | 296 | 3.5% | 285.64
85753 | Middle Atlantic | PRX-WB-22X14-NP | PRX,IWB,22X14,NO PWR | EA |  | 1 Year (Lifetime) | 296 | 3.5% | 285.64
85754 | Middle Atlantic | PRX-WB-9X14 | PROX,IN-WALL BOX,9X14 | EA |  | 1 Year (Lifetime) | 153 | 3.5% | 147.645
85755 | Middle Atlantic | PRX-WB-9X14-NP | PRX,IWB,9X14,NO PWR | EA |  | 1 Year (Lifetime) | 153 | 3.5% | 147.645
85756 | Middle Atlantic | PRX-WB-CVR-14X14 | PROX,IWB,CVR,14X14 | EA |  | 1 Year (Lifetime) | 46 | 3.5% | 44.39
85757 | Middle Atlantic | PRX-WB-CVR-22X14 | PROX,IWB,CVR,22X14 | EA |  | 1 Year (Lifetime) | 58 | 3.5% | 55.97
85758 | Middle Atlantic | PRX-WB-CVR-9X14 | PROX,IWB,CVR,9X14 | EA |  | 1 Year (Lifetime) | 46 | 3.5% | 44.39
85759 | Middle Atlantic | PS2/USB-4C | 4PACK, PS2/USB CORDS | EA |  | 1 Year (Lifetime) | 214 | 3.5% | 206.51
85760 | Middle Atlantic | PSDR-12 | 12SP PLEXI SPLIT SECURITY | EA |  | 1 Year (Lifetime) | 305 | 3.5% | 294.325
85761 | Middle Atlantic | PSDR-16 | 16SP PLEXI SPLIT SECURITY | EA |  | 1 Year (Lifetime) | 337 | 3.5% | 325.205
85762 | Middle Atlantic | PSDR-20 | 20SP PLEXI SPLIT SECURITY | EA |  | 1 Year (Lifetime) | 412 | 3.5% | 397.58
85763 | Middle Atlantic | PSDR-8 | 8SP PLEXI SPLIT SECURITY | EA |  | 1 Year (Lifetime) | 269 | 3.5% | 259.585
85764 | Middle Atlantic | PTRK-14 | PORTABLE RACK 14SP | EA |  | 1 Year (Lifetime) | 934 | 3.5% | 901.31
85765 | Middle Atlantic | PTRK-1426 | PORTABLE RACK,14SP,26"D | EA |  | 1 Year (Lifetime) | 1031 | 3.5% | 994.915
85766 | Middle Atlantic | PTRK-1426MDK | PTRK-1426 W/PLEXI DR,TOP | EA |  | 1 Year (Lifetime) | 1847 | 3.5% | 1782.355
85767 | Middle Atlantic | PTRK-14MDK | PTRK-14 W/PLEXI & TOP | EA |  | 1 Year (Lifetime) | 1579 | 3.5% | 1523.735
85768 | Middle Atlantic | PTRK-14-RD | 14SP PTRK REAR DOOR | EA |  | 1 Year (Lifetime) | 265 | 3.5% | 255.725
85769 | Middle Atlantic | PTRK-21 | PORTABLE RACK 21SP | EA |  | 1 Year (Lifetime) | 985 | 3.5% | 950.525
85770 | Middle Atlantic | PTRK-2126 | PORTABLE RACK,21SP,26"DP | EA |  | 1 Year (Lifetime) | 1142 | 3.5% | 1102.03
85771 | Middle Atlantic | PTRK-2126MDK | PTRK-2126 W/PLEXI DR,TOP | EA |  | 1 Year (Lifetime) | 1994 | 3.5% | 1924.21
85772 | Middle Atlantic | PTRK-21MDK | PTRK-21 W/PLEXI & TOP | EA |  | 1 Year (Lifetime) | 1707 | 3.5% | 1647.255
85773 | Middle Atlantic | PTRK-2726 | PORTABLE RACK,27SP,26"DP | EA |  | 1 Year (Lifetime) | 1252 | 3.5% | 1208.18
85774 | Middle Atlantic | PTRK-2726MDK | PTRK-2726 W/PLEXI DR,TOP | EA |  | 1 Year (Lifetime) | 2158 | 3.5% | 2082.47
85775 | Middle Atlantic | PTRK-RR14 | REAR RAIL KIT FOR PTRK-14 | EA |  | 1 Year (Lifetime) | 51 | 3.5% | 49.215
85776 | Middle Atlantic | PTRK-RR21 | REAR RAIL KIT FOR PTRK-21 | EA |  | 1 Year (Lifetime) | 70 | 3.5% | 67.55
85777 | Middle Atlantic | PTRK-RR27 | REAR RAIL KIT FOR PTRK-27 | EA |  | 1 Year (Lifetime) | 84 | 3.5% | 81.06
85778 | Middle Atlantic | PTS | PTDF,TRIM STRIP | EA |  | 1 Year (Lifetime) | 15 | 3.5% | 14.475
85779 | Middle Atlantic | PTSE-2 | PAND,TRIM STRIP (O) | EA |  | 1 Year (Lifetime) | 12 | 3.5% | 11.58
85780 | Middle Atlantic | PTSE-2-C | PANDC,TRIM STRIP(O) | EA |  | 1 Year (Lifetime) | 8 | 3.5% | 7.72
85781 | Middle Atlantic | PVFD-44 | 44SP VENT/PLEXI FRONTDR U | EA |  | 1 Year (Lifetime) | 1048 | 3.5% | 1011.32
85782 | Middle Atlantic | PWR-16-V | 15A,16 OUT,VERTICAL | EA |  | 1 Year (Lifetime) | 141 | 3.5% | 136.065
85783 | Middle Atlantic | PWR-24-V | 15A,24 OUT,VERTICAL | EA |  | 1 Year (Lifetime) | 162 | 3.5% | 156.33
85784 | Middle Atlantic | PWR-8-V | 15A,8 OUT,VERTICAL | EA |  | 1 Year (Lifetime) | 93 | 3.5% | 89.745
85785 | Middle Atlantic | PWR-9-RP | 15A,9 OUT,RCKMNT | EA |  | 1 Year (Lifetime) | 116 | 3.5% | 111.94
85786 | Middle Atlantic | PWR-9-RPM | 15A,9 OUT RKMNT MON | EA |  | 1 Year (Lifetime) | 162 | 3.5% | 156.33
85787 | Middle Atlantic | PX2-1037V-O1C5 | PX2-1037V-O1C5-0UPDU | EA |  | 1 Year (Lifetime) | 623 | 3.5% | 601.195
85788 | Middle Atlantic | PX2-1145R | PX2-1145R-1UPDU | EA |  | 1 Year (Lifetime) | 623 | 3.5% | 601.195
85789 | Middle Atlantic | PX2-1146R | PX2-1146R-1UPDU | EA |  | 1 Year (Lifetime) | 623 | 3.5% | 601.195
85790 | Middle Atlantic | PX2-1147R | PX2-1147R-1UPDU | EA |  | 1 Year (Lifetime) | 623 | 3.5% | 601.195
85791 | Middle Atlantic | PX2-1482 | PX2-1482-0UPDU | EA |  | 1 Year (Lifetime) | 623 | 3.5% | 601.195
85792 | Middle Atlantic | PX2-1486 | PX2-1486-0UPDU | EA |  | 1 Year (Lifetime) | 623 | 3.5% | 601.195
85793 | Middle Atlantic | PX2-1497V | PX2-1497V-0UPDU | EA |  | 1 Year (Lifetime) | 623 | 3.5% | 601.195
85794 | Middle Atlantic | PX2-1724V | PX2-1724V-0UPDU | EA |  | 1 Year (Lifetime) | 623 | 3.5% | 601.195
85795 | Middle Atlantic | PX2-1725V | PX2-1725V-0UPDU | EA |  | 1 Year (Lifetime) | 623 | 3.5% | 601.195
85796 | Middle Atlantic | PX2-1765V-V2 | PX2-1765V-V2-0UPDU | EA |  | 1 Year (Lifetime) | 623 | 3.5% | 601.195
85797 | Middle Atlantic | PX2-1862V-O1C5 | PX2-1862V-O1C5-0UPDU | EA |  | 1 Year (Lifetime) | 623 | 3.5% | 601.195
85798 | Middle Atlantic | PX2-1905V-V2N1 | PX2-1905V-V2N1-0UPDU | EA |  | 1 Year (Lifetime) | 623 | 3.5% | 601.195
85799 | Middle Atlantic | PX2-2145R | PX2-2145R-1UPDU | EA |  | 1 Year (Lifetime) | 623 | 3.5% | 601.195
85800 | Middle Atlantic | PX2-2146R | PX2-2146R-1UPDU | EA |  | 1 Year (Lifetime) | 623 | 3.5% | 601.195
85801 | Middle Atlantic | PX2-2147R | PX2-2147R-1UPDU | EA |  | 1 Year (Lifetime) | 623 | 3.5% | 601.195
85802 | Middle Atlantic | PX2-2475 | PX2-2475-0UPDU | EA |  | 1 Year (Lifetime) | 623 | 3.5% | 601.195
85803 | Middle Atlantic | PX2-2496 | PX2-2496-0UPDU | EA |  | 1 Year (Lifetime) | 623 | 3.5% | 601.195
85804 | Middle Atlantic | PX2-2497 | PX2-2497-0UPDU | EA |  | 1 Year (Lifetime) | 623 | 3.5% | 601.195
85805 | Middle Atlantic | PX2-2802 | PX2-2802-0UPDU | EA |  | 1 Year (Lifetime) | 623 | 3.5% | 601.195
85806 | Middle Atlantic | PX2-5520 | PX2-5521-0UPDU | EA |  | 1 Year (Lifetime) | 623 | 3.5% | 601.195
85807 | Middle Atlantic | PX2-5521 | PX2-5521-0UPDU | EA |  | 1 Year (Lifetime) | 623 | 3.5% | 601.195
85808 | Middle Atlantic | PX3-1493V | PX3-1493V-0UPDU | EA |  | 1 Year (Lifetime) | 623 | 3.5% | 601.195
85809 | Middle Atlantic | PX3-1730V-V2 | PX3-1730V-V2-0UPDU | EA |  | 1 Year (Lifetime) | 623 | 3.5% | 601.195
85810 | Middle Atlantic | PX3-1732 | PX3-1732-0UPDU | EA |  | 1 Year (Lifetime) | 623 | 3.5% | 601.195
85811 | Middle Atlantic | PX3-1749V-V2N1 | PX3-1749V-V2N1-0UPDU | EA |  | 1 Year (Lifetime) | 623 | 3.5% | 601.195
85812 | Middle Atlantic | PX3-1955V-C5 | PDU,208V,30A,36-C13,6-C19 | EA |  | 1 Year (Lifetime) | 2367 | 3.5% | 2284.155
85813 | Middle Atlantic | PX3-5146R | PX3-5146R-1UPDU | EA |  | 1 Year (Lifetime) | 623 | 3.5% | 601.195
85814 | Middle Atlantic | PX3-5147R | PDU,120V,20A,8OUT | EA |  | 1 Year (Lifetime) | 663 | 3.5% | 639.795
85815 | Middle Atlantic | PX3-5180R | PX3-5180R-2UPDU | EA |  | 1 Year (Lifetime) | 623 | 3.5% | 601.195
85816 | Middle Atlantic | PX3-5440V | PX3-5440V-0UPDU | EA |  | 1 Year (Lifetime) | 623 | 3.5% | 601.195
85817 | Middle Atlantic | PX3-5460R-C5 | PX3-5460R-C5-2UPDU | EA |  | 1 Year (Lifetime) | 623 | 3.5% | 601.195
85818 | Middle Atlantic | PX3-5460V-C5 | PX3-5460V-C5-0UPDU | EA |  | 1 Year (Lifetime) | 623 | 3.5% | 601.195
85819 | Middle Atlantic | PX3-5464V | PX3-5464V-0UPDU | EA |  | 1 Year (Lifetime) | 623 | 3.5% | 601.195
85820 | Middle Atlantic | PX3-5466V | PX3-5466V-0UPDU | EA |  | 1 Year (Lifetime) | 623 | 3.5% | 601.195
85821 | Middle Atlantic | PX3-5475V | PX3-5475V-0UPDU | EA |  | 1 Year (Lifetime) | 623 | 3.5% | 601.195
85822 | Middle Atlantic | PX3-5493V | PX3-5493V-0UPDU | EA |  | 1 Year (Lifetime) | 623 | 3.5% | 601.195
85823 | Middle Atlantic | PX3-5496V | PX3-5496V-0UPDU | EA |  | 1 Year (Lifetime) | 623 | 3.5% | 601.195
85824 | Middle Atlantic | PX3-5497V-C5 | PX3-5497V-C5-0UPDU | EA |  | 1 Year (Lifetime) | 623 | 3.5% | 601.195
85825 | Middle Atlantic | PX3-5522V | PX3-5522V-0UPDU | EA |  | 1 Year (Lifetime) | 623 | 3.5% | 601.195
85826 | Middle Atlantic | PX3-5524V-C5 | PX2-5524-0UPDU | EA |  | 1 Year (Lifetime) | 623 | 3.5% | 601.195
85827 | Middle Atlantic | PX3-5525V-C5 | PX2-5525-0UPDU | EA |  | 1 Year (Lifetime) | 623 | 3.5% | 601.195
85828 | Middle Atlantic | PX3-5528V-V2 | PX3-5528V-V2-0UPDU | EA |  | 1 Year (Lifetime) | 623 | 3.5% | 601.195
85829 | Middle Atlantic | PX3-5547V-V2 | PX3-5547V-V2-0UPDU | EA |  | 1 Year (Lifetime) | 623 | 3.5% | 601.195
85830 | Middle Atlantic | PX3-5551V-V2 | PX3-5551V-0UPDU | EA |  | 1 Year (Lifetime) | 623 | 3.5% | 601.195
85831 | Middle Atlantic | PX3-5660V | PX3-5660V-0UPDU | EA |  | 1 Year (Lifetime) | 623 | 3.5% | 601.195
85832 | Middle Atlantic | PX3-5664V-C5 | PX3-5664V-C5-0UPDU | EA |  | 1 Year (Lifetime) | 623 | 3.5% | 601.195
85833 | Middle Atlantic | PX3-5665V-C5 | PX3-5665V-C5-0UPDU | EA |  | 1 Year (Lifetime) | 623 | 3.5% | 601.195
85834 | Middle Atlantic | PX3-5666V-C5 | PX3-5666V-C5-0UPDU | EA |  | 1 Year (Lifetime) | 623 | 3.5% | 601.195
85835 | Middle Atlantic | PX3-5719V | PX3-5719V-0UPDU | EA |  | 1 Year (Lifetime) | 623 | 3.5% | 601.195
85836 | Middle Atlantic | PX3-5722V | PX3-5722V-0UPDU | EA |  | 1 Year (Lifetime) | 623 | 3.5% | 601.195
85837 | Middle Atlantic | PX3-5749V-V2 | PX3-5749V-V2-0UPDU | EA |  | 1 Year (Lifetime) | 623 | 3.5% | 601.195
85838 | Middle Atlantic | PX3-5802V | PX3-5802V-0UPDU | EA |  | 1 Year (Lifetime) | 623 | 3.5% | 601.195
85839 | Middle Atlantic | PX3-5905V-V2 | PX3-5905V-V2-0UPDU | EA |  | 1 Year (Lifetime) | 623 | 3.5% | 601.195
85840 | Middle Atlantic | PX3-5917V-V2 | PX3-5917V-V2-0UPDU | EA |  | 1 Year (Lifetime) | 623 | 3.5% | 601.195
85841 | Middle Atlantic | QAR-12-20 | QUICK ASSEM RACK 12UX20D | EA |  | 1 Year (Lifetime) | 363 | 3.5% | 350.295
85842 | Middle Atlantic | QAR-12-24 | QUICK ASSEM RACK 12UX24D | EA |  | 1 Year (Lifetime) | 430 | 3.5% | 414.95
85843 | Middle Atlantic | QAR-18-20 | QUICK ASSEM RACK 18UX20D | EA |  | 1 Year (Lifetime) | 388 | 3.5% | 374.42
85844 | Middle Atlantic | QAR-18-24 | QUICK ASSEM RACK 18UX24D | EA |  | 1 Year (Lifetime) | 453 | 3.5% | 437.145
85845 | Middle Atlantic | QAR-21-20 | QUICK ASSEM RACK 21UX20D | EA |  | 1 Year (Lifetime) | 403 | 3.5% | 388.895
85846 | Middle Atlantic | QAR-21-24 | QUICK ASSEM RACK 21UX24D | EA |  | 1 Year (Lifetime) | 469 | 3.5% | 452.585
85847 | Middle Atlantic | QAR-27-20 | QUICK ASSEM RACK 27UX20D | EA |  | 1 Year (Lifetime) | 424 | 3.5% | 409.16
85848 | Middle Atlantic | QAR-27-24 | QUICK ASSEM RACK 27UX24D | EA |  | 1 Year (Lifetime) | 489 | 3.5% | 471.885
85849 | Middle Atlantic | QAR-35-20 | QUICK ASSEM RACK 35UX20D | EA |  | 1 Year (Lifetime) | 458 | 3.5% | 441.97
85850 | Middle Atlantic | QAR-35-24 | QUICK ASSEM RACK 35UX24D | EA |  | 1 Year (Lifetime) | 524 | 3.5% | 505.66
85851 | Middle Atlantic | QAR-42-20 | QUICK ASSEM RACK 42UX20D | EA |  | 1 Year (Lifetime) | 504 | 3.5% | 486.36
85852 | Middle Atlantic | QAR-42-24 | QUICK ASSEM RACK 42UX24D | EA |  | 1 Year (Lifetime) | 569 | 3.5% | 549.085
85853 | Middle Atlantic | QBP-2 | QUIET 2 BLWR PNL,1SP BL | EA |  | 1 Year (Lifetime) | 471 | 3.5% | 454.515
85854 | Middle Atlantic | QBP-2A | QUIET 2 BLWR PNL,1SP ANO | EA |  | 1 Year (Lifetime) | 517 | 3.5% | 498.905
85855 | Middle Atlantic | QFAN | 4-1/2 QUIET FAN WITH GUAR | EA |  | 1 Year (Lifetime) | 109 | 3.5% | 105.185
85856 | Middle Atlantic | QFAN-119 | 119MM QUIET FAN 220V | EA |  | 1 Year (Lifetime) | 109 | 3.5% | 105.185
85857 | Middle Atlantic | QFP-1 | QUIET FAN PNL ANOD FOR 1 | EA |  | 1 Year (Lifetime) | 171 | 3.5% | 165.015
85858 | Middle Atlantic | QFP-1-119 | QUIET FNPNL ANOD 1-220V | EA |  | 1 Year (Lifetime) | 171 | 3.5% | 165.015
85859 | Middle Atlantic | QFP-2 | QUIET FAN PNL ANOD FOR 2 | EA |  | 1 Year (Lifetime) | 203 | 3.5% | 195.895
85860 | Middle Atlantic | QFP-2-119 | QUIET FNPNL ANOD W/2-220V | EA |  | 1 Year (Lifetime) | 203 | 3.5% | 195.895
85861 | Middle Atlantic | QTFP-1 | QUIET FAN PNL TEXT FOR 1 | EA |  | 1 Year (Lifetime) | 161 | 3.5% | 155.365
85862 | Middle Atlantic | QTFP-1-119 | QUIET FNPNL TEXT W/1-220V | EA |  | 1 Year (Lifetime) | 176 | 3.5% | 169.84
85863 | Middle Atlantic | QTFP-2 | QUIET FAN PNL TEXT FOR 2 | EA |  | 1 Year (Lifetime) | 193 | 3.5% | 186.245
85864 | Middle Atlantic | QTFP-2-119 | QUIET FNPNL TEXT W/2-220V | EA |  | 1 Year (Lifetime) | 193 | 3.5% | 186.245
85865 | Middle Atlantic | R2-44S | 44RU SEISMIC CERT 2-POST | EA |  | 1 Year (Lifetime) | 1127 | 3.5% | 1087.555
85866 | Middle Atlantic | R412-3824B | 38SP 4-POST FRM RK 12/24 | EA |  | 1 Year (Lifetime) | 1019 | 3.5% | 983.335
85867 | Middle Atlantic | R412-3830B | 38SP 4-POST FRM RK 12/24 | EA |  | 1 Year (Lifetime) | 1186 | 3.5% | 1144.49
85868 | Middle Atlantic | R412-4524B | 45SP 4-POST FRM RK 12/24 | EA |  | 1 Year (Lifetime) | 1049 | 3.5% | 1012.285
85869 | Middle Atlantic | R412-4530B | 45SP 4-POST FRM RK 12/24 | EA |  | 1 Year (Lifetime) | 1226 | 3.5% | 1183.09
85870 | Middle Atlantic | R412-5124B | 51SP 4-POST FRM RK 12/24 | EA |  | 1 Year (Lifetime) | 1394 | 3.5% | 1345.21
85871 | Middle Atlantic | R412-5130B | 51SP 4-POST FRM RK 12/24 | EA |  | 1 Year (Lifetime) | 1455 | 3.5% | 1404.075
85872 | Middle Atlantic | R412-RR38 | PR 38SP 12/24 SPLIT RAIL | EA |  | 1 Year (Lifetime) | 124 | 3.5% | 119.66
85873 | Middle Atlantic | R412-RR45 | PR 45SP 12/24 SPLIT RAIL | EA |  | 1 Year (Lifetime) | 148 | 3.5% | 142.82
85874 | Middle Atlantic | R412-RR51 | PR 51SP 12/24 SPLIT RAIL | EA |  | 1 Year (Lifetime) | 170 | 3.5% | 164.05
85875 | Middle Atlantic | R4CN-4524B | 45SP 4-POST FRAME RK,CN | EA |  | 1 Year (Lifetime) | 981 | 3.5% | 946.665
85876 | Middle Atlantic | R4CN-4530B | 45SP 4-POST FRAME RK,CN | EA |  | 1 Year (Lifetime) | 1196 | 3.5% | 1154.14
85877 | Middle Atlantic | R4CN-4536B | 45SP 4-POST FRAME RK,CN | EA |  | 1 Year (Lifetime) | 1297 | 3.5% | 1251.605
85878 | Middle Atlantic | R4CN-5124B | 51SP 4-POST FRAME RK,CN | EA |  | 1 Year (Lifetime) | 1063 | 3.5% | 1025.795
85879 | Middle Atlantic | R4CN-5130B | 51SP 4-POST FRAME RK,CN | EA |  | 1 Year (Lifetime) | 1244 | 3.5% | 1200.46
85880 | Middle Atlantic | R4CN-5136B | 51SP 4-POST FRAME RK,CN | EA |  | 1 Year (Lifetime) | 1350 | 3.5% | 1302.75
85881 | Middle Atlantic | RAIL-QAR-12 | RACKRAIL FOR QAR 12 SPACE | EA |  | 1 Year (Lifetime) | 100 | 3.5% | 96.5
85882 | Middle Atlantic | RAIL-QAR-18 | RACKRAIL FOR QAR 18 SPACE | EA |  | 1 Year (Lifetime) | 125 | 3.5% | 120.625
85883 | Middle Atlantic | RAIL-QAR-21 | RACKRAIL FOR QAR 21 SPACE | EA |  | 1 Year (Lifetime) | 139 | 3.5% | 134.135
85884 | Middle Atlantic | RAIL-QAR-27 | RACKRAIL FOR QAR 27 SPACE | EA |  | 1 Year (Lifetime) | 161 | 3.5% | 155.365
85885 | Middle Atlantic | RAIL-QAR-35 | RACKRAIL FOR QAR 35 SPACE | EA |  | 1 Year (Lifetime) | 194 | 3.5% | 187.21
85886 | Middle Atlantic | RAIL-QAR-42 | RACKRAIL FOR QAR 42 SPACE | EA |  | 1 Year (Lifetime) | 239 | 3.5% | 230.635
85887 | Middle Atlantic | RAP14 | SLIM 5-14 REAR ACCESS PAN | EA |  | 1 Year (Lifetime) | 166 | 3.5% | 160.19
85888 | Middle Atlantic | RAP21 | SLIM 5-21 REAR ACCESS PAN | EA |  | 1 Year (Lifetime) | 179 | 3.5% | 172.735
85889 | Middle Atlantic | RAP29 | SLIM 5-29 REAR ACCESS PAN | EA |  | 1 Year (Lifetime) | 207 | 3.5% | 199.755
85890 | Middle Atlantic | RAP37 | SLIM 5-37 REAR ACCESS PAN | EA |  | 1 Year (Lifetime) | 237 | 3.5% | 228.705
85891 | Middle Atlantic | RAP43 | SLIM 5-43 REAR ACCESS PAN | EA |  | 1 Year (Lifetime) | 250 | 3.5% | 241.25
85892 | Middle Atlantic | RAP8 | SLIM 5-8 REAR ACCESS PAN | EA |  | 1 Year (Lifetime) | 142 | 3.5% | 137.03
85893 | Middle Atlantic | RAP-MFR20GE | REAR,MFR,20,GE | EA |  | 1 Year (Lifetime) | 215 | 3.5% | 207.475
85894 | Middle Atlantic | RBA-MV44-2 | PNL ADAPTOR,M/V,44SP,2SP | EA |  | 1 Year (Lifetime) | 42 | 3.5% | 40.53
85895 | Middle Atlantic | RBA-W44-2 | PNL ADAPTOR,WRK,44SP,2SP | EA |  | 1 Year (Lifetime) | 37 | 3.5% | 35.705
85896 | Middle Atlantic | RC-2 | 2SP CLAMPING RACKSHELF | EA |  | 1 Year (Lifetime) | 95 | 3.5% | 91.675
85897 | Middle Atlantic | RC-3 | 3SP CLAMPING RACKSHELF | EA |  | 1 Year (Lifetime) | 104 | 3.5% | 100.36
85898 | Middle Atlantic | RC-4 | 4SP CLAMPING RACKSHELF | EA |  | 1 Year (Lifetime) | 115 | 3.5% | 110.975
85899 | Middle Atlantic | RCS-1824 | 18U/24"DEEP,CONFIGURED RK | EA |  | 1 Year (Lifetime) | 830 | 3.5% | 800.95
85900 | Middle Atlantic | RCS-2724 | 27U/24"DEEP,CONFIGURED RK | EA |  | 1 Year (Lifetime) | 1069 | 3.5% | 1031.585
85901 | Middle Atlantic | RCS-3524 | 35U/24"DEEP,CONFIGURED RK | EA |  | 1 Year (Lifetime) | 1543 | 3.5% | 1488.995
85902 | Middle Atlantic | RCS-4224 | 42U/24"DEEP,CONFIGURED RK | EA |  | 1 Year (Lifetime) | 1781 | 3.5% | 1718.665
85903 | Middle Atlantic | RCS-RR42 | 42SP,RCS RACKRAIL,PAIR | EA |  | 1 Year (Lifetime) | 138 | 3.5% | 133.17
85904 | Middle Atlantic | RE-4-PTRK14WH | 4"D REAR RK EXTND PTRK-14 | EA |  | 1 Year (Lifetime) | 327 | 3.5% | 315.555
85905 | Middle Atlantic | REB14 | ROTATING EQUIP BASE 14"DP | EA |  | 1 Year (Lifetime) | 278 | 3.5% | 268.27
85906 | Middle Atlantic | REB18 | ROTATING EQUIP BASE 18"DP | EA |  | 1 Year (Lifetime) | 337 | 3.5% | 325.205
85907 | Middle Atlantic | RFR-1628BR | 28W16SP28DP RFR RACK BR | EA |  | 1 Year (Lifetime) | 1423 | 3.5% | 1373.195
85908 | Middle Atlantic | RFR-1628CR | 28W16SP28DP RFR RACK CR | EA |  | 1 Year (Lifetime) | 1423 | 3.5% | 1373.195
85909 | Middle Atlantic | RFR-1628TR | 28W16SP28D RFR RK TR RN | EA |  | 1 Year (Lifetime) | 1423 | 3.5% | 1373.195
85910 | Middle Atlantic | RFR-2028BR | 28W20SP28DP RFR RACK BR | EA |  | 1 Year (Lifetime) | 1565 | 3.5% | 1510.225
85911 | Middle Atlantic | RFR-2028CR | 28W20SP28D RFR RK CR RN | EA |  | 1 Year (Lifetime) | 1565 | 3.5% | 1510.225
85912 | Middle Atlantic | RFR-2028TR | 28W20SP28DP RFR RACK TR | EA |  | 1 Year (Lifetime) | 1565 | 3.5% | 1510.225
85913 | Middle Atlantic | RFR-2428BR | 28W24SP28DP RFR RK BL RN | EA |  | 1 Year (Lifetime) | 1660 | 3.5% | 1601.9
85914 | Middle Atlantic | RFR-2428CR | 28W24SP28DP RFR RACK CR | EA |  | 1 Year (Lifetime) | 1660 | 3.5% | 1601.9
85915 | Middle Atlantic | RFR-2428TR | 28W24SP28DP RFR RACK TR | EA |  | 1 Year (Lifetime) | 1660 | 3.5% | 1601.9
85916 | Middle Atlantic | RFR-CABCOOL50 | RFR CABCOOL 50,PNL,2 GROM | EA |  | 1 Year (Lifetime) | 338 | 3.5% | 326.17
85917 | Middle Atlantic | RFR-ERRK-16 | RFR EMC REAR RAIL 16SP | EA |  | 1 Year (Lifetime) | 72 | 3.5% | 69.48
85918 | Middle Atlantic | RFR-ERRK-20 | RFR EMC REAR RAIL 20SP | EA |  | 1 Year (Lifetime) | 81 | 3.5% | 78.165
85919 | Middle Atlantic | RFR-ERRK-24 | RFR EMC REAR RAIL 24SP | EA |  | 1 Year (Lifetime) | 94 | 3.5% | 90.71
85920 | Middle Atlantic | RFR-GFD-20 | 20SP GLASS DOOR,RFR | EA |  | 1 Year (Lifetime) | 292 | 3.5% | 281.78
85921 | Middle Atlantic | RH-2 | PAIR 2SP REAR HANG BRACKE | EA |  | 1 Year (Lifetime) | 14 | 3.5% | 13.51
85922 | Middle Atlantic | RH-3 | PAIR 3SP REAR HANG BRACKE | EA |  | 1 Year (Lifetime) | 15 | 3.5% | 14.475
85923 | Middle Atlantic | RH-4 | PAIR 4SP REAR HANG BRACKE | EA |  | 1 Year (Lifetime) | 17 | 3.5% | 16.405
85924 | Middle Atlantic | RIB-1-BGR-27 | 1 BAY,27D,RISER BASE | EA |  | 1 Year (Lifetime) | 241 | 3.5% | 232.565
85925 | Middle Atlantic | RIB-1-BGR-32 | 1 BAY,32D,RISER BASE | EA |  | 1 Year (Lifetime) | 248 | 3.5% | 239.32
85926 | Middle Atlantic | RIB-1-BGR-38 | 1 BAY,38D,RISER BASE | EA |  | 1 Year (Lifetime) | 255 | 3.5% | 246.075
85927 | Middle Atlantic | RIB-1-DRK-31 | 1BAY RISER BASE,31"DRK | EA |  | 1 Year (Lifetime) | 364 | 3.5% | 351.26
85928 | Middle Atlantic | RIB-1-DRK-36 | 1 BAY RISER BASE,36D DRK | EA |  | 1 Year (Lifetime) | 374 | 3.5% | 360.91
85929 | Middle Atlantic | RIB-1-DRK-42 | 1BAY RISER BASE,42"DP DRK | EA |  | 1 Year (Lifetime) | 386 | 3.5% | 372.49
85930 | Middle Atlantic | RIB-1-GRK-30B | 1-BAY GRK RISER BASER,30D | EA |  | 1 Year (Lifetime) | 268 | 3.5% | 258.62
85931 | Middle Atlantic | RIB-1-GRK-36B | 1-BAY GRK RISER BASE,36D | EA |  | 1 Year (Lifetime) | 277 | 3.5% | 267.305
85932 | Middle Atlantic | RIB-1-GRK-36B-WT | 1-BAY GRK RISER BASE,36D | EA |  | 1 Year (Lifetime) | 319 | 3.5% | 307.835
85933 | Middle Atlantic | RIB-1-GRK-42B | 1BAY RISER BASE,42"D GRK | EA |  | 1 Year (Lifetime) | 278 | 3.5% | 268.27
85934 | Middle Atlantic | RIB-1-MRK-26 | 1 BAY RISER BASE FOR 26DP | EA |  | 1 Year (Lifetime) | 287 | 3.5% | 276.955
85935 | Middle Atlantic | RIB-1-MRK-31 | 1 BAY RISER BASE:31DP MRK | EA |  | 1 Year (Lifetime) | 294 | 3.5% | 283.71
85936 | Middle Atlantic | RIB-1-MRK-36 | 1 BAY RISER BASE:36DP MRK | EA |  | 1 Year (Lifetime) | 304 | 3.5% | 293.36
85937 | Middle Atlantic | RIB-1-MRK-42 | 1BAY RISER BASE,42"DP MRK | EA |  | 1 Year (Lifetime) | 316 | 3.5% | 304.94
85938 | Middle Atlantic | RIB-1-SNE24-36 | 1 BAY RIB,24W,36DP SNE | EA |  | 1 Year (Lifetime) | 279 | 3.5% | 269.235
85939 | Middle Atlantic | RIB-1-SNE24-42 | 1 BAY RIB,24W,42DP SNE | EA |  | 1 Year (Lifetime) | 295 | 3.5% | 284.675
85940 | Middle Atlantic | RIB-1-SNE27-36 | 1 BAY RIB,27W,36DP SNE | EA |  | 1 Year (Lifetime) | 303 | 3.5% | 292.395
85941 | Middle Atlantic | RIB-1-WMRK-36 | 1BAY RISER BASE,36DP WMRK | EA |  | 1 Year (Lifetime) | 318 | 3.5% | 306.87
85942 | Middle Atlantic | RIB-1-WRK-27 | 1 BAY RISER BASE FOR 27D | EA |  | 1 Year (Lifetime) | 287 | 3.5% | 276.955
85943 | Middle Atlantic | RIB-1-WRK-32 | 1 BAY RISER BASE FOR 32D | EA |  | 1 Year (Lifetime) | 294 | 3.5% | 283.71
85944 | Middle Atlantic | RIB-2-BGR-27 | 2 BAY,27D,RISER BASE | EA |  | 1 Year (Lifetime) | 463 | 3.5% | 446.795
85945 | Middle Atlantic | RIB-2-BGR-32 | 2 BAY,32D,RISER BASE | EA |  | 1 Year (Lifetime) | 479 | 3.5% | 462.235
85946 | Middle Atlantic | RIB-2-BGR-38 | 2 BAY,38D,RISER BASE | EA |  | 1 Year (Lifetime) | 489 | 3.5% | 471.885
85947 | Middle Atlantic | RIB-2-DRK-42 | 2BAY RISER BASE,42"DP DRK | EA |  | 1 Year (Lifetime) | 773 | 3.5% | 745.945
85948 | Middle Atlantic | RIB-2-GRK-24B | 2-BAY GRK RISER BASE,24D | EA |  | 1 Year (Lifetime) | 502 | 3.5% | 484.43
85949 | Middle Atlantic | RIB-2-GRK-30B | 2-BAY GRK RISER BASE,30D | EA |  | 1 Year (Lifetime) | 520 | 3.5% | 501.8
85950 | Middle Atlantic | RIB-2-GRK-36B | 2-BAY GRK RISER BASE,36D | EA |  | 1 Year (Lifetime) | 538 | 3.5% | 519.17
85951 | Middle Atlantic | RIB-2-GRK-42B | 2BAY RISER BASE,42"D GRK | EA |  | 1 Year (Lifetime) | 552 | 3.5% | 532.68
85952 | Middle Atlantic | RIB-2-MRK-26 | 2 BAY RISER BASE FOR 26DP | EA |  | 1 Year (Lifetime) | 546 | 3.5% | 526.89
85953 | Middle Atlantic | RIB-2-MRK-31 | 2 BAY RISER BASE:31DP MRK | EA |  | 1 Year (Lifetime) | 568 | 3.5% | 548.12
85954 | Middle Atlantic | RIB-2-MRK-36 | 2 BAY RISER BASE:36DP MRK | EA |  | 1 Year (Lifetime) | 590 | 3.5% | 569.35
85955 | Middle Atlantic | RIB-2-MRK-42 | 2BAY RISER BASE,42"DP MRK | EA |  | 1 Year (Lifetime) | 615 | 3.5% | 593.475
85956 | Middle Atlantic | RIB-2-SNE24-36 | 2 BAY RIB,24W,36DP SNE | EA |  | 1 Year (Lifetime) | 540 | 3.5% | 521.1
85957 | Middle Atlantic | RIB-2-SNE24-42 | 2 BAY RIB,24W,42DP SNE | EA |  | 1 Year (Lifetime) | 557 | 3.5% | 537.505
85958 | Middle Atlantic | RIB-2-SNE24-48 | 2 BAY RIB,24W,48DP SNE | EA |  | 1 Year (Lifetime) | 613 | 3.5% | 591.545
85959 | Middle Atlantic | RIB-2-WMRK-36 | 2BAY RISER BASE,36DP WMRK | EA |  | 1 Year (Lifetime) | 618 | 3.5% | 596.37
85960 | Middle Atlantic | RIB-2-WMRK-42 | 2BAY RISER BASE,42D WMRK | EA |  | 1 Year (Lifetime) | 634 | 3.5% | 611.81
85961 | Middle Atlantic | RIB-2-WRK-32 | 2 BAY RISER BASE FOR 32D | EA |  | 1 Year (Lifetime) | 568 | 3.5% | 548.12
85962 | Middle Atlantic | RIB-3-BGR-27 | 3 BAY,27D,RISER BASE | EA |  | 1 Year (Lifetime) | 664 | 3.5% | 640.76
85963 | Middle Atlantic | RIB-3-BGR-32 | 3 BAY,32D,RISER BASE | EA |  | 1 Year (Lifetime) | 711 | 3.5% | 686.115
85964 | Middle Atlantic | RIB-3-BGR-38 | 3 BAY,38D,RISER BASE | EA |  | 1 Year (Lifetime) | 726 | 3.5% | 700.59
85965 | Middle Atlantic | RIB-3-DRK-42 | 3BAY RISER BASE,42"DP DRK | EA |  | 1 Year (Lifetime) | 1102 | 3.5% | 1063.43
85966 | Middle Atlantic | RIB-3-GRK-24B | 3-BAY GRK RISER BASE,24D | EA |  | 1 Year (Lifetime) | 722 | 3.5% | 696.73
85967 | Middle Atlantic | RIB-3-GRK-30B | 3-BAY GRK RISER BASE,30D | EA |  | 1 Year (Lifetime) | 770 | 3.5% | 743.05
85968 | Middle Atlantic | RIB-3-GRK-36B | 3-BAY GRK RISER BASE,36D | EA |  | 1 Year (Lifetime) | 770 | 3.5% | 743.05
85969 | Middle Atlantic | RIB-3-GRK-42B | 3BAY RISER BASE,42"D GRK | EA |  | 1 Year (Lifetime) | 866 | 3.5% | 835.69
85970 | Middle Atlantic | RIB-3-MRK-26 | 3 BAY RISER BASE FOR 26DP | EA |  | 1 Year (Lifetime) | 781 | 3.5% | 753.665
85971 | Middle Atlantic | RIB-3-MRK-31 | 3 BAY RISER BASE:31DP MRK | EA |  | 1 Year (Lifetime) | 839 | 3.5% | 809.635
85972 | Middle Atlantic | RIB-3-MRK-36 | 3 BAY RISER BASE:36DP MRK | EA |  | 1 Year (Lifetime) | 900 | 3.5% | 868.5
85973 | Middle Atlantic | RIB-3-MRK-42 | 3BAY RISER BASE,42"DP MRK | EA |  | 1 Year (Lifetime) | 972 | 3.5% | 937.98
85974 | Middle Atlantic | RIB-3-SNE24-36 | 3 BAY RIB,24W,36DP SNE | EA |  | 1 Year (Lifetime) | 805 | 3.5% | 776.825
85975 | Middle Atlantic | RIB-3-SNE24-42 | 3 BAY RIB,24W,42DP SNE | EA |  | 1 Year (Lifetime) | 862 | 3.5% | 831.83
85976 | Middle Atlantic | RIB-3-SNE24-48 | 3 BAY RIB,24W,48DP SNE | EA |  | 1 Year (Lifetime) | 1051 | 3.5% | 1014.215
85977 | Middle Atlantic | RIB-3-WMRK-36 | 3BAY RISER BASE,36DP WMRK | EA |  | 1 Year (Lifetime) | 921 | 3.5% | 888.765
85978 | Middle Atlantic | RIB-3-WMRK-42 | 3BAY RISER BASE,42D WMRK | EA |  | 1 Year (Lifetime) | 992 | 3.5% | 957.28
85979 | Middle Atlantic | RIB-3-WRK-32 | 3 BAY RISER BASE FOR 32D | EA |  | 1 Year (Lifetime) | 839 | 3.5% | 809.635
85980 | Middle Atlantic | RIB-4-BGR-27 | 4 BAY,27D,RISER BASE | EA |  | 1 Year (Lifetime) | 912 | 3.5% | 880.08
85981 | Middle Atlantic | RIB-4-BGR-32 | 4 BAY,32D,RISER BASE | EA |  | 1 Year (Lifetime) | 948 | 3.5% | 914.82
85982 | Middle Atlantic | RIB-4-BGR-38 | 4 BAY,38D,RISER BASE | EA |  | 1 Year (Lifetime) | 956 | 3.5% | 922.54
85983 | Middle Atlantic | RIB-4-GRK-30B | 4-BAY GRK RISER BASE,30D | EA |  | 1 Year (Lifetime) | 1021 | 3.5% | 985.265
85984 | Middle Atlantic | RIB-4-GRK-36B | 4-BAY GRK RISER BASE,36D | EA |  | 1 Year (Lifetime) | 1061 | 3.5% | 1023.865
85985 | Middle Atlantic | RIB-4-GRK-42B | 4BAY RISER BASE,42"D GRK | EA |  | 1 Year (Lifetime) | 1063 | 3.5% | 1025.795
85986 | Middle Atlantic | RIB-4-MRK-26 | 4 BAY RISER BASE FOR 26DP | EA |  | 1 Year (Lifetime) | 1071 | 3.5% | 1033.515
85987 | Middle Atlantic | RIB-4-MRK-31 | 4 BAY RISER BASE:31DP MRK | EA |  | 1 Year (Lifetime) | 1112 | 3.5% | 1073.08
85988 | Middle Atlantic | RIB-4-MRK-36 | 4 BAY RISER BASE:36DP MRK | EA |  | 1 Year (Lifetime) | 1277 | 3.5% | 1232.305
85989 | Middle Atlantic | RIB-4-WRK-27 | 4 BAY RISER BASE FOR 27D | EA |  | 1 Year (Lifetime) | 1071 | 3.5% | 1033.515
85990 | Middle Atlantic | RIB-4-WRK-32 | 4 BAY RISER BASE FOR 32D | EA |  | 1 Year (Lifetime) | 1112 | 3.5% | 1073.08
85991 | Middle Atlantic | RIB-5-BGR-27 | 5 BAY,27D,RISER BASE | EA |  | 1 Year (Lifetime) | 1125 | 3.5% | 1085.625
85992 | Middle Atlantic | RIB-5-BGR-32 | 5 BAY,32D,RISER BASE | EA |  | 1 Year (Lifetime) | 1179 | 3.5% | 1137.735
85993 | Middle Atlantic | RIB-5-BGR-38 | 5 BAY,38D,RISER BASE | EA |  | 1 Year (Lifetime) | 1188 | 3.5% | 1146.42
85994 | Middle Atlantic | RIB-5-GRK-30B | 5-BAY GRK RISER BASE,30D | EA |  | 1 Year (Lifetime) | 1272 | 3.5% | 1227.48
85995 | Middle Atlantic | RIB-5-GRK-36B | 5-BAY GRK RISER BASE,36D | EA |  | 1 Year (Lifetime) | 1327 | 3.5% | 1280.555
85996 | Middle Atlantic | RIB-5-GRK-42B | 5BAY RISER BASE,42"D GRK | EA |  | 1 Year (Lifetime) | 1368 | 3.5% | 1320.12
85997 | Middle Atlantic | RIB-5-MRK-26 | 5 BAY RISER BASE FOR 26DP | EA |  | 1 Year (Lifetime) | 1322 | 3.5% | 1275.73
85998 | Middle Atlantic | RIB-5-MRK-31 | 5 BAY RISER BASE:31DP MRK | EA |  | 1 Year (Lifetime) | 1387 | 3.5% | 1338.455
85999 | Middle Atlantic | RIB-5-MRK-36 | 5 BAY RISER BASE:36DP MRK | EA |  | 1 Year (Lifetime) | 1415 | 3.5% | 1365.475
86000 | Middle Atlantic | RIB-5-WRK-32 | 5 BAY RISER BASE FOR 32D | EA |  | 1 Year (Lifetime) | 1387 | 3.5% | 1338.455
86001 | Middle Atlantic | RK10 | 10SP (17.5") RACK,16"DEEP | EA |  | 1 Year (Lifetime) | 204 | 3.5% | 196.86
86002 | Middle Atlantic | RK10-S | 10SP RACK,16"DP | EA |  | 1 Year (Lifetime) | 111 | 3.5% | 107.115
86003 | Middle Atlantic | RK12 | 12SP(21)RACK, 16DEEP | EA |  | 1 Year (Lifetime) | 217 | 3.5% | 209.405
86004 | Middle Atlantic | RK12-S | 12SP RACK, 16DEEP | EA |  | 1 Year (Lifetime) | 124 | 3.5% | 119.66
86005 | Middle Atlantic | RK14 | 14SP (24.5") RACK,16"DEEP | EA |  | 1 Year (Lifetime) | 225 | 3.5% | 217.125
86006 | Middle Atlantic | RK14-S | 14SP RACK,16"DP | EA |  | 1 Year (Lifetime) | 127 | 3.5% | 122.555
86007 | Middle Atlantic | RK16 | 16SP(28)RACK, 16 DEEP | EA |  | 1 Year (Lifetime) | 229 | 3.5% | 220.985
86008 | Middle Atlantic | RK16-S | 16SP RACK, 16DEEP | EA |  | 1 Year (Lifetime) | 131 | 3.5% | 126.415
86009 | Middle Atlantic | RK2 | 2SP(3.5)RACK,16DEEP | EA |  | 1 Year (Lifetime) | 158 | 3.5% | 152.47
86010 | Middle Atlantic | RK20 | 20SP(35)RACK, 16DEEP | EA |  | 1 Year (Lifetime) | 241 | 3.5% | 232.565
86011 | Middle Atlantic | RK20-S | 20SP RACK, 16DEEP | EA |  | 1 Year (Lifetime) | 138 | 3.5% | 133.17
86012 | Middle Atlantic | RK2-S | 2SP RACK, 16DEEP | EA |  | 1 Year (Lifetime) | 98 | 3.5% | 94.57
86013 | Middle Atlantic | RK4 | 4SP(7)RACK, 16DEEP | EA |  | 1 Year (Lifetime) | 171 | 3.5% | 165.015
86014 | Middle Atlantic | RK4-S | 4SP RACK, 16DEEP | EA |  | 1 Year (Lifetime) | 100 | 3.5% | 96.5
86015 | Middle Atlantic | RK6 | 6SP (10.5") RACK, 16"DEEP | EA |  | 1 Year (Lifetime) | 182 | 3.5% | 175.63
86016 | Middle Atlantic | RK6-S | 6SP RACK,16"DP | EA |  | 1 Year (Lifetime) | 110 | 3.5% | 106.15
86017 | Middle Atlantic | RK8 | 8SP(14)RACK, 16DEEP | EA |  | 1 Year (Lifetime) | 198 | 3.5% | 191.07
86018 | Middle Atlantic | RK8-S | 8SP RACK, 16DEEP | EA |  | 1 Year (Lifetime) | 117 | 3.5% | 112.905
86019 | Middle Atlantic | RKDRAWER-2U-LK | RACK DRAWER,2U,LOCKING | EA |  | 1 Year (Lifetime) | 137 | 3.5% | 132.205
86020 | Middle Atlantic | RKDRAWER-4U-LK | RACK DRAWER,4U,LOCKING | EA |  | 1 Year (Lifetime) | 175 | 3.5% | 168.875
86021 | Middle Atlantic | RK-GD10 | 10SP GLS DR FOR BRK/OBRK | EA |  | 1 Year (Lifetime) | 172 | 3.5% | 165.98
86022 | Middle Atlantic | RK-GD12 | 12SP GLS DR FOR BRK/OBRK | EA |  | 1 Year (Lifetime) | 189 | 3.5% | 182.385
86023 | Middle Atlantic | RK-GD14 | 14SP GLS DR FOR BRK/OBRK | EA |  | 1 Year (Lifetime) | 208 | 3.5% | 200.72
86024 | Middle Atlantic | RK-GD16 | 16SP GLS DR FOR BRK/OBRK | EA |  | 1 Year (Lifetime) | 231 | 3.5% | 222.915
86025 | Middle Atlantic | RK-GD20 | 20SP GLS DR FOR BRK/OBRK | EA |  | 1 Year (Lifetime) | 252 | 3.5% | 243.18
86026 | Middle Atlantic | RK-GD28 | 28SP GLS DR FOR BRK/MBRK | EA |  | 1 Year (Lifetime) | 301 | 3.5% | 290.465
86027 | Middle Atlantic | RK-GD6 | 6SP GLASS DR FOR BRK/OBRK | EA |  | 1 Year (Lifetime) | 141 | 3.5% | 136.065
86028 | Middle Atlantic | RK-GD8 | 8SP GLASS DR FOR BRK/OBRK | EA |  | 1 Year (Lifetime) | 157 | 3.5% | 151.505
86029 | Middle Atlantic | RK-RAP12 | 12SP RK REAR ACCESS KIT | EA |  | 1 Year (Lifetime) | 194 | 3.5% | 187.21
86030 | Middle Atlantic | RK-RAP12-MP | 12SP RK REAR ACCESS KT,MP | EA |  | 1 Year (Lifetime) | 194 | 3.5% | 187.21
86031 | Middle Atlantic | RK-RAP16 | 16SP RK REAR ACCESS KIT | EA |  | 1 Year (Lifetime) | 246 | 3.5% | 237.39
86032 | Middle Atlantic | RK-RAP16-MP | 16SP RK REAR ACCESS KT,MP | EA |  | 1 Year (Lifetime) | 246 | 3.5% | 237.39
86033 | Middle Atlantic | RK-RAP20 | 20SP RK REAR ACCESS KIT | EA |  | 1 Year (Lifetime) | 292 | 3.5% | 281.78
86034 | Middle Atlantic | RK-RAP20-MP | 20SP RK REAR ACCESS KT,MP | EA |  | 1 Year (Lifetime) | 292 | 3.5% | 281.78
86035 | Middle Atlantic | RK-RAP28 | 28SP RK REAR ACCESS KIT | EA |  | 1 Year (Lifetime) | 335 | 3.5% | 323.275
86036 | Middle Atlantic | RK-RAP28-MP | 28SP RK REAR ACCESS KT,MP | EA |  | 1 Year (Lifetime) | 335 | 3.5% | 323.275
86037 | Middle Atlantic | RK-RAP8 | 8SP RK REAR ACCESS KIT | EA |  | 1 Year (Lifetime) | 130 | 3.5% | 125.45
86038 | Middle Atlantic | RK-RAP8-MP | 8SP RK REAR ACCESS KT,MP | EA |  | 1 Year (Lifetime) | 130 | 3.5% | 125.45
86039 | Middle Atlantic | RK-RR10 | 10SP(17.5")RAIL KIT R/BRK | EA |  | 1 Year (Lifetime) | 35 | 3.5% | 33.775
86040 | Middle Atlantic | RK-RR12 | 12SP(21")RAIL KIT RK/BRK | EA |  | 1 Year (Lifetime) | 44 | 3.5% | 42.46
86041 | Middle Atlantic | RK-RR14 | 14SP(24.5")RAIL KIT R/BRK | EA |  | 1 Year (Lifetime) | 47 | 3.5% | 45.355
86042 | Middle Atlantic | RK-RR16 | 16SP(28")RAIL KIT RK/BRK | EA |  | 1 Year (Lifetime) | 52 | 3.5% | 50.18
86043 | Middle Atlantic | RK-RR2 | 2SP(3.5")RAIL KIT RK/BRK | EA |  | 1 Year (Lifetime) | 10 | 3.5% | 9.65
86044 | Middle Atlantic | RK-RR20 | 20SP(35")RAIL KIT RK/BRK | EA |  | 1 Year (Lifetime) | 59 | 3.5% | 56.935
86045 | Middle Atlantic | RK-RR4 | 4SP(7")RAIL KIT RK/BRK | EA |  | 1 Year (Lifetime) | 18 | 3.5% | 17.37
86046 | Middle Atlantic | RK-RR6 | 6SP(10.5")RAIL KIT RK/BRK | EA |  | 1 Year (Lifetime) | 27 | 3.5% | 26.055
86047 | Middle Atlantic | RK-RR8 | 8SP(14")RAIL KIT RK/BRK | EA |  | 1 Year (Lifetime) | 31 | 3.5% | 29.915
86048 | Middle Atlantic | RKSHELF-2U-2PK | VENTED RACK SHELF,2U,2PK | EA |  | 1 Year (Lifetime) | 125 | 3.5% | 120.625
86049 | Middle Atlantic | RKSHELF-4U-2PK | VENTED RACK SHELF,4U,2PK | EA |  | 1 Year (Lifetime) | 175 | 3.5% | 168.875
86050 | Middle Atlantic | RKSHELF-4U-C | VENTED RACK SHELF,4U | EA |  | 1 Year (Lifetime) | 88 | 3.5% | 84.92
86051 | Middle Atlantic | RKW | BRK/RK LOCKING WHEEL OPTI | EA |  | 1 Year (Lifetime) | 71 | 3.5% | 68.515
86052 | Middle Atlantic | RKW-HD | BRK/RK WHEEL KIT HEAVYDTY | EA |  | 1 Year (Lifetime) | 102 | 3.5% | 98.43
86053 | Middle Atlantic | RL10-38 | 38SP RELAYRACK 10/32 BLK | EA |  | 1 Year (Lifetime) | 362 | 3.5% | 349.33
86054 | Middle Atlantic | RL10-45 | 45SP RELAYRACK 10/32 BLK | EA |  | 1 Year (Lifetime) | 385 | 3.5% | 371.525
86055 | Middle Atlantic | RL10-8 | 8SP RELAYRACK 10/32 BLK P | EA |  | 1 Year (Lifetime) | 243 | 3.5% | 234.495
86056 | Middle Atlantic | RL12-45 | 45SP RELAYRACK 12/24 BLK | EA |  | 1 Year (Lifetime) | 385 | 3.5% | 371.525
86057 | Middle Atlantic | RLA19-1245 | 45SP ALUM RELAYRACK,12-24 | EA |  | 1 Year (Lifetime) | 300 | 3.5% | 289.5
86058 | Middle Atlantic | RLA19-1245-6 | 45SP ALUM RELAYRK,6PC | EA |  | 1 Year (Lifetime) | 1908 | 3.5% | 1841.22
86059 | Middle Atlantic | RLA19-1245B | 45SP ALUM RELAY RK,12-24 | EA |  | 1 Year (Lifetime) | 300 | 3.5% | 289.5
86060 | Middle Atlantic | RLA19-1245B-6 | 45SP ALUM RELAYRK,6PC | EA |  | 1 Year (Lifetime) | 1908 | 3.5% | 1841.22
86061 | Middle Atlantic | RLA19-1251B | 51SP ALUM OPEN FRM RK | EA |  | 1 Year (Lifetime) | 475 | 3.5% | 458.375
86062 | Middle Atlantic | RLA-CC | 1PC CABLE DUCT | EA |  | 1 Year (Lifetime) | 399 | 3.5% | 385.035
86063 | Middle Atlantic | RLM-15-1CA | 15A CONTROLLED MOD,CORD | EA |  | 1 Year (Lifetime) | 181 | 3.5% | 174.665
86064 | Middle Atlantic | RLM-15A | 8"MPR 15A CONTROL MODULE | EA |  | 1 Year (Lifetime) | 151 | 3.5% | 145.715
86065 | Middle Atlantic | RLM-15A-SP | MPR 15A CNT.MOD.S-SURGE | EA |  | 1 Year (Lifetime) | 501 | 3.5% | 483.465
86066 | Middle Atlantic | RLM-20-1CA | 20A CONTROLLED MOD,CORD | EA |  | 1 Year (Lifetime) | 199 | 3.5% | 192.035
86067 | Middle Atlantic | RLM-20A | 8"MPR 20A CONTROL MODULE | EA |  | 1 Year (Lifetime) | 168 | 3.5% | 162.12
86068 | Middle Atlantic | RLM-20A-SP | MPR 20A CNT.MOD.S-SURGE | EA |  | 1 Year (Lifetime) | 537 | 3.5% | 518.205
86069 | Middle Atlantic | RLM-20IGA | 8"MPR 20A ISO CONT.MOD | EA |  | 1 Year (Lifetime) | 189 | 3.5% | 182.385
86070 | Middle Atlantic | RLM30-L520-1 | 20AMP,120V MPR W/TWSTLOCK | EA |  | 1 Year (Lifetime) | 403 | 3.5% | 388.895
86071 | Middle Atlantic | RLM30-L530-1 | 30AMP,120V MPR W/TWISTLK | EA |  | 1 Year (Lifetime) | 426 | 3.5% | 411.09
86072 | Middle Atlantic | RLM-30TL-HWIGA | MPR 30A ISOGND CONT.MOD | EA |  | 1 Year (Lifetime) | 391 | 3.5% | 377.315
86073 | Middle Atlantic | RLNK-1015V | 15A,10 OUT,IP CTRL VPS | EA |  | 1 Year (Lifetime) | 539 | 3.5% | 520.135
86074 | Middle Atlantic | RLNK-1615V | 15A,16 OUT,IP CTRL VPS | EA |  | 1 Year (Lifetime) | 755 | 3.5% | 728.575
86075 | Middle Atlantic | RLNK-215 | 15A,2 OUT,IP CTRL POWER | EA |  | 1 Year (Lifetime) | 279 | 3.5% | 269.235
86076 | Middle Atlantic | RLNK-415R | 15A,4 OUT,IP CTRL POWER | EA |  | 1 Year (Lifetime) | 366 | 3.5% | 353.19
86077 | Middle Atlantic | RLNK-915R | 15A,9 OUT,IP CTRL POWER | EA |  | 1 Year (Lifetime) | 495 | 3.5% | 477.675
86078 | Middle Atlantic | RLNK-CONT | RLNK,PR,USB,CONT,CLOSURE | EA |  | 1 Year (Lifetime) | 196 | 3.5% | 189.14
86079 | Middle Atlantic | RLNK-MON115-NS | 15A INLINE POWER MONITOR | EA |  | 1 Year (Lifetime) | 647 | 3.5% | 624.355
86080 | Middle Atlantic | RLNK-MON120-NS | 20A INLINE POWER MONITOR | EA |  | 1 Year (Lifetime) | 660 | 3.5% | 636.9
86081 | Middle Atlantic | RLNK-P1615V | 15A,VERT,16OUT,RLNK,PR | EA |  | 1 Year (Lifetime) | 2112 | 3.5% | 2038.08
86082 | Middle Atlantic | RLNK-P1620V | 20A,VERT,16OUT,RLNK,PR | EA |  | 1 Year (Lifetime) | 2112 | 3.5% | 2038.08
86083 | Middle Atlantic | RLNK-P415 | 15A,COMP,4OUT,RLNK,PR | EA |  | 1 Year (Lifetime) | 1248 | 3.5% | 1204.32
86084 | Middle Atlantic | RLNK-P420 | 20A,COMP,4OUT,RLNK,PR | EA |  | 1 Year (Lifetime) | 1248 | 3.5% | 1204.32
86085 | Middle Atlantic | RLNK-P915R | 15A,RKMT,9OUT,RLNK,PR | EA |  | 1 Year (Lifetime) | 1728 | 3.5% | 1667.52
86086 | Middle Atlantic | RLNK-P915R-SP | 15A,RKMT,9OUT,RLNK,PR,SP | EA |  | 1 Year (Lifetime) | 2112 | 3.5% | 2038.08
86087 | Middle Atlantic | RLNK-P920R | 20A,RKMT,9OUT,RLNK,PR | EA |  | 1 Year (Lifetime) | 1728 | 3.5% | 1667.52
86088 | Middle Atlantic | RLNK-P920R-SP | 20A,RKMT,9OUT,RLNK,PR,SP | EA |  | 1 Year (Lifetime) | 2112 | 3.5% | 2038.08
86089 | Middle Atlantic | RLNK-SW215-NS | 15A INLINE PWR SWITCH | EA |  | 1 Year (Lifetime) | 685 | 3.5% | 661.025
86090 | Middle Atlantic | RLNK-SW220-NS | 20A INLINE PWR SWITCH | EA |  | 1 Year (Lifetime) | 699 | 3.5% | 674.535
86091 | Middle Atlantic | RLNK-SW415R-SP | 15A, H/R SERIES SURGE,SEQ | EA |  | 1 Year (Lifetime) | 1623 | 3.5% | 1566.195
86092 | Middle Atlantic | RLNK-SW620R | 77 | EA |  | 1 Year (Lifetime) | 1346 | 3.5% | 1298.89
86093 | Middle Atlantic | RLNK-SW620R-NS | 20A RKMOUNT POWER SWITCH | EA |  | 1 Year (Lifetime) | 1320 | 3.5% | 1273.8
86094 | Middle Atlantic | RLNK-SW715R | 15A RACKMOUNT PWR SWITCH | EA |  | 1 Year (Lifetime) | 1296 | 3.5% | 1250.64
86095 | Middle Atlantic | RLNK-SW715R-NS | 15A RKMOUNT POWER SWITCH | EA |  | 1 Year (Lifetime) | 1268 | 3.5% | 1223.62
86096 | Middle Atlantic | RLNK-SW815R-SP | 15A, RM SERIES SURGE,SEQ | EA |  | 1 Year (Lifetime) | 1748 | 3.5% | 1686.82
86097 | Middle Atlantic | RLNK-SW820R-SP | 20A, RM SERIES SURGE,SEQ | EA |  | 1 Year (Lifetime) | 1997 | 3.5% | 1927.105
86098 | Middle Atlantic | RLNK-TEMP | RLNK,PR,USB,TEMP/HUM,SENS | EA |  | 1 Year (Lifetime) | 96 | 3.5% | 92.64
86099 | Middle Atlantic | RLNK-WIFI | RLNK,PR,USB,WIFI,ADAPTER | EA |  | 1 Year (Lifetime) | 96 | 3.5% | 92.64
86100 | Middle Atlantic | RM-KB | RACKMOUNT COMPUTER KEYBOA | EA |  | 1 Year (Lifetime) | 716 | 3.5% | 690.94
86101 | Middle Atlantic | RM-KB-LCD17HD | KB W/LCD DIG DSPLY | EA |  | 1 Year (Lifetime) | 3547 | 3.5% | 3422.855
86102 | Middle Atlantic | RM-KB-LCD17KVMHD | KB W/LCD DIG DSPLY & KVM | EA |  | 1 Year (Lifetime) | 4195 | 3.5% | 4048.175
86103 | Middle Atlantic | RM-KBPS2 | RM CPU KEYBOARD/PS2 | EA |  | 1 Year (Lifetime) | 712 | 3.5% | 687.08
86104 | Middle Atlantic | RM-LCD-MK | 9SP,RACKMOUNT,LCD,KNUCKLE | EA |  | 1 Year (Lifetime) | 249 | 3.5% | 240.285
86105 | Middle Atlantic | RM-LCD-MT | 9SP,RACKMOUNT,LCD,TELESCP | EA |  | 1 Year (Lifetime) | 345 | 3.5% | 332.925
86106 | Middle Atlantic | RM-LCD-MV | 9SP,RACKMOUNT,LCD,VESA | EA |  | 1 Year (Lifetime) | 148 | 3.5% | 142.82
86107 | Middle Atlantic | RM-LCD-PNLK | 3SP LCD PNL W/KNUCKLE | EA |  | 1 Year (Lifetime) | 211 | 3.5% | 203.615
86108 | Middle Atlantic | RM-LCD-PNLV | 3SP LCD PNL VESA ONLY | EA |  | 1 Year (Lifetime) | 96 | 3.5% | 92.64
86109 | Middle Atlantic | RPS | REMOTE POWER SWITCH | EA |  | 1 Year (Lifetime) | 138 | 3.5% | 133.17
86110 | Middle Atlantic | RPS-K | REMOTE POWER KEY SWITCH | EA |  | 1 Year (Lifetime) | 147 | 3.5% | 141.855
86111 | Middle Atlantic | RPS-KEY | REPLACEMENT KEYS FOR RPS | EA |  | 1 Year (Lifetime) | 5 | 3.5% | 4.825
86112 | Middle Atlantic | RR2-3RCN | 2SP 3"D RACKRAIL RECESSOR | EA |  | 1 Year (Lifetime) | 46 | 3.5% | 44.39
86113 | Middle Atlantic | RRF10 | PAIR 10SP (17.5") RACK R | EA |  | 1 Year (Lifetime) | 35 | 3.5% | 33.775
86114 | Middle Atlantic | RRF10-5MM | PAIR 10SP 5MM RAIL | EA |  | 1 Year (Lifetime) | 26 | 3.5% | 25.09
86115 | Middle Atlantic | RRF12 | PAIR 12SP (21") RACK RAIL | EA |  | 1 Year (Lifetime) | 43 | 3.5% | 41.495
86116 | Middle Atlantic | RRF12-5MM | PAIR 12SP 5MM RAIL | EA |  | 1 Year (Lifetime) | 27 | 3.5% | 26.055
86117 | Middle Atlantic | RRF14 | PAIR 14SP (24.5") RACK R | EA |  | 1 Year (Lifetime) | 47 | 3.5% | 45.355
86118 | Middle Atlantic | RRF14-5MM | PAIR 14SP 5MM RAIL | EA |  | 1 Year (Lifetime) | 32 | 3.5% | 30.88
86119 | Middle Atlantic | RRF16 | PAIR 16SP (28") RACK RAIL | EA |  | 1 Year (Lifetime) | 52 | 3.5% | 50.18
86120 | Middle Atlantic | RRF18 | PAIR 18SP (31.5") RACK R | EA |  | 1 Year (Lifetime) | 57 | 3.5% | 55.005
86121 | Middle Atlantic | RRF18-5MM | PAIR 18SP 5MM RAIL | EA |  | 1 Year (Lifetime) | 44 | 3.5% | 42.46
86122 | Middle Atlantic | RRF2 | PAIR 2SP (3.5") RACK RAI | EA |  | 1 Year (Lifetime) | 10 | 3.5% | 9.65
86123 | Middle Atlantic | RRF21 | PAIR 21SP (36.75") RACK R | EA |  | 1 Year (Lifetime) | 64 | 3.5% | 61.76
86124 | Middle Atlantic | RRF21-5MM | PAIR 21SP 5MM RAIL | EA |  | 1 Year (Lifetime) | 44 | 3.5% | 42.46
86125 | Middle Atlantic | RRF27 | PAIR 27SP (47.25") RACK R | EA |  | 1 Year (Lifetime) | 80 | 3.5% | 77.2
86126 | Middle Atlantic | RRF27-5MM | PAIR 27SP 5MM RAIL | EA |  | 1 Year (Lifetime) | 81 | 3.5% | 78.165
86127 | Middle Atlantic | RRF4 | PAIR 4SP (7) RACK RAIL | EA |  | 1 Year (Lifetime) | 18 | 3.5% | 17.37
86128 | Middle Atlantic | RRF44EMCOR | PAIR 44SP FULL HOLE RACK | EA |  | 1 Year (Lifetime) | 61 | 3.5% | 58.865
86129 | Middle Atlantic | RRF45 | PAIR 45SP FULL HOLE RACK | EA |  | 1 Year (Lifetime) | 129 | 3.5% | 124.485
86130 | Middle Atlantic | RRF45-AL | PR 45SP ALUMINUM RACKRAIL | EA |  | 1 Year (Lifetime) | 102 | 3.5% | 98.43
86131 | Middle Atlantic | RRF4-5MM | PAIR 4SP 5MM RAIL | EA |  | 1 Year (Lifetime) | 14 | 3.5% | 13.51
86132 | Middle Atlantic | RRF6 | PAIR 6SP (10.5") RACK RA | EA |  | 1 Year (Lifetime) | 27 | 3.5% | 26.055
86133 | Middle Atlantic | RRF6-5MM | PAIR 6SP 5MM RAIL | EA |  | 1 Year (Lifetime) | 18 | 3.5% | 17.37
86134 | Middle Atlantic | RRF8 | PAIR 8SP (14) RACK RAIL | EA |  | 1 Year (Lifetime) | 30 | 3.5% | 28.95
86135 | Middle Atlantic | RRF8-5MM | PAIR 8SP 5MM RAIL | EA |  | 1 Year (Lifetime) | 20 | 3.5% | 19.3
86136 | Middle Atlantic | RS-6036 | RACK SACK 60H X 25W X 36D | EA |  | 1 Year (Lifetime) | 293 | 3.5% | 282.745
86137 | Middle Atlantic | RS-8436 | RACK SACK 84H X 25W X 36D | EA |  | 1 Year (Lifetime) | 327 | 3.5% | 315.555
86138 | Middle Atlantic | RSH4A10-LCD | 10 SPACE ANODIZED LCD MOU | EA |  | 1 Year (Lifetime) | 218 | 3.5% | 210.37
86139 | Middle Atlantic | RSH4A10R | CUSRACKSHLF10SP ANOD 15.5 | EA |  | 1 Year (Lifetime) | 218 | 3.5% | 210.37
86140 | Middle Atlantic | RSH4A10X | CUSRACKSHLF10SP ANOD 17.5 | EA |  | 1 Year (Lifetime) | 218 | 3.5% | 210.37
86141 | Middle Atlantic | RSH4A10XW | CUSWIDERSH10SP ANOD 17.5D | EA |  | 1 Year (Lifetime) | 218 | 3.5% | 210.37
86142 | Middle Atlantic | RSH4A10XX | CUSRACKSHLF10SP ANOD 20.5 | EA |  | 1 Year (Lifetime) | 218 | 3.5% | 210.37
86143 | Middle Atlantic | RSH4A11R | CUSRACKSHLF11SP ANOD 15.5 | EA |  | 1 Year (Lifetime) | 218 | 3.5% | 210.37
86144 | Middle Atlantic | RSH4A11X | CUSRACKSHLF11SP ANOD 17.5 | EA |  | 1 Year (Lifetime) | 218 | 3.5% | 210.37
86145 | Middle Atlantic | RSH4A11XX | CUSRACKSHLF11SP ANOD 20.5 | EA |  | 1 Year (Lifetime) | 218 | 3.5% | 210.37
86146 | Middle Atlantic | RSH4A12R | CUSRACKSHLF12SP ANOD 15.5 | EA |  | 1 Year (Lifetime) | 218 | 3.5% | 210.37
86147 | Middle Atlantic | RSH4A1S | CUS RCKSHLF 1SP ANOD 11.5 | EA |  | 1 Year (Lifetime) | 197 | 3.5% | 190.105
86148 | Middle Atlantic | RSH4A1XS | CUS RCKSHLF 1SP ANOD 8 | EA |  | 1 Year (Lifetime) | 197 | 3.5% | 190.105
86149 | Middle Atlantic | RSH4A2M | CUS RACKSHLF2SP ANOD 14DP | EA |  | 1 Year (Lifetime) | 197 | 3.5% | 190.105
86150 | Middle Atlantic | RSH4A2MW | CUS WIDERSH2SP ANOD 14DP | EA |  | 1 Year (Lifetime) | 197 | 3.5% | 190.105
86151 | Middle Atlantic | RSH4A2R | CUS RACKSHLF2SP ANOD 15.5 | EA |  | 1 Year (Lifetime) | 197 | 3.5% | 190.105
86152 | Middle Atlantic | RSH4A2RW | CUS WIDERSH2SP ANOD 15.5D | EA |  | 1 Year (Lifetime) | 197 | 3.5% | 190.105
86153 | Middle Atlantic | RSH4A2S | CUS RACKSHLF2SP ANOD 11.5 | EA |  | 1 Year (Lifetime) | 197 | 3.5% | 190.105
86154 | Middle Atlantic | RSH4A2SW | CUS WIDERSH2SP ANOD 11.5D | EA |  | 1 Year (Lifetime) | 197 | 3.5% | 190.105
86155 | Middle Atlantic | RSH4A2X | CUS RACKSHLF2SP ANOD 17.5 | EA |  | 1 Year (Lifetime) | 197 | 3.5% | 190.105
86156 | Middle Atlantic | RSH4A2XW | CUS WIDERSH2SP ANOD 17.5D | EA |  | 1 Year (Lifetime) | 197 | 3.5% | 190.105
86157 | Middle Atlantic | RSH4A2XX | CUS RACKSHLF2SP ANOD 20.5 | EA |  | 1 Year (Lifetime) | 197 | 3.5% | 190.105
86158 | Middle Atlantic | RSH4A2XXW | CUS WIDERSH2SP ANOD 20.5D | EA |  | 1 Year (Lifetime) | 197 | 3.5% | 190.105
86159 | Middle Atlantic | RSH4A3M | CUS RACKSHLF3SP ANOD 14DP | EA |  | 1 Year (Lifetime) | 197 | 3.5% | 190.105
86160 | Middle Atlantic | RSH4A3M-MC | CUS RACKSHLF3SP ANOD 14DP | EA |  | 1 Year (Lifetime) | 197 | 3.5% | 190.105
86161 | Middle Atlantic | RSH4A3MW | CUS WIDERSH3SP ANOD 14DP | EA |  | 1 Year (Lifetime) | 197 | 3.5% | 190.105
86162 | Middle Atlantic | RSH4A3R | CUS RACKSHLF3SP ANOD 15.5 | EA |  | 1 Year (Lifetime) | 197 | 3.5% | 190.105
86163 | Middle Atlantic | RSH4A3R-MC | CUS RACKSHLF3SP ANOD 15.5 | EA |  | 1 Year (Lifetime) | 197 | 3.5% | 190.105
86164 | Middle Atlantic | RSH4A3RW | CUS WIDERSH3SP ANOD 15.5D | EA |  | 1 Year (Lifetime) | 197 | 3.5% | 190.105
86165 | Middle Atlantic | RSH4A3S | CUS RACKSHLF3SP ANOD 11.5 | EA |  | 1 Year (Lifetime) | 197 | 3.5% | 190.105
86166 | Middle Atlantic | RSH4A3SW | CUS WIDERSH3SP ANOD 11.5D | EA |  | 1 Year (Lifetime) | 197 | 3.5% | 190.105
86167 | Middle Atlantic | RSH4A3X | CUS RACKSHLF3SP ANOD 17.5 | EA |  | 1 Year (Lifetime) | 197 | 3.5% | 190.105
86168 | Middle Atlantic | RSH4A3X-MC | CUS RACKSHLF3SP ANOD 17.5 | EA |  | 1 Year (Lifetime) | 197 | 3.5% | 190.105
86169 | Middle Atlantic | RSH4A3XW | CUS WIDERSH3SP ANOD 17.5D | EA |  | 1 Year (Lifetime) | 197 | 3.5% | 190.105
86170 | Middle Atlantic | RSH4A3XX | CUS RACKSHLF3SP ANOD 20.5 | EA |  | 1 Year (Lifetime) | 197 | 3.5% | 190.105
86171 | Middle Atlantic | RSH4A3XXW | CUS WIDERSH3SP ANOD 20.5D | EA |  | 1 Year (Lifetime) | 197 | 3.5% | 190.105
86172 | Middle Atlantic | RSH4A4M | CUS RACKSHLF4SP ANOD 14DP | EA |  | 1 Year (Lifetime) | 197 | 3.5% | 190.105
86173 | Middle Atlantic | RSH4A4M-MC | CUS RACKSHLF4SP ANOD 14DP | EA |  | 1 Year (Lifetime) | 197 | 3.5% | 190.105
86174 | Middle Atlantic | RSH4A4-MS | CUS MP SHELF,4SP,ANOD | EA |  | 1 Year (Lifetime) | 236 | 3.5% | 227.74
86175 | Middle Atlantic | RSH4A4MW | CUS WIDERSH4SP ANOD 14DP | EA |  | 1 Year (Lifetime) | 197 | 3.5% | 190.105
86176 | Middle Atlantic | RSH4A4R | CUS RACKSHLF4SP ANOD 15.5 | EA |  | 1 Year (Lifetime) | 197 | 3.5% | 190.105
86177 | Middle Atlantic | RSH4A4R-MC | CUS RACKSHLF4SP ANOD 15.5 | EA |  | 1 Year (Lifetime) | 197 | 3.5% | 190.105
86178 | Middle Atlantic | RSH4A4RW | CUS WIDERSH4SP ANOD 15.5D | EA |  | 1 Year (Lifetime) | 197 | 3.5% | 190.105
86179 | Middle Atlantic | RSH4A4S | CUS RACKSHLF4SP ANOD 11.5 | EA |  | 1 Year (Lifetime) | 197 | 3.5% | 190.105
86180 | Middle Atlantic | RSH4A4SW | CUS WIDERSH4SP ANOD 11.5D | EA |  | 1 Year (Lifetime) | 197 | 3.5% | 190.105
86181 | Middle Atlantic | RSH4A4X | CUS RACKSHLF4SP ANOD 17.5 | EA |  | 1 Year (Lifetime) | 197 | 3.5% | 190.105
86182 | Middle Atlantic | RSH4A4X-MC | CUS RACKSHLF4SP ANOD 17.5 | EA |  | 1 Year (Lifetime) | 197 | 3.5% | 190.105
86183 | Middle Atlantic | RSH4A4XW | CUS WIDERSH4SP ANOD 17.5D | EA |  | 1 Year (Lifetime) | 197 | 3.5% | 190.105
86184 | Middle Atlantic | RSH4A4XX | CUS RACKSHLF4SP ANOD 20.5 | EA |  | 1 Year (Lifetime) | 197 | 3.5% | 190.105
86185 | Middle Atlantic | RSH4A4XX-MC | CUS RACKSHLF4SP ANOD 20.5 | EA |  | 1 Year (Lifetime) | 197 | 3.5% | 190.105
86186 | Middle Atlantic | RSH4A4XXW | CUS WIDERSH4SP ANOD 20.5D | EA |  | 1 Year (Lifetime) | 197 | 3.5% | 190.105
86187 | Middle Atlantic | RSH4A5-LCD | 5P ANODIZED LCD MOUNT | EA |  | 1 Year (Lifetime) | 197 | 3.5% | 190.105
86188 | Middle Atlantic | RSH4A5M | CUS RACKSHLF5SP ANOD 14DP | EA |  | 1 Year (Lifetime) | 197 | 3.5% | 190.105
86189 | Middle Atlantic | RSH4A5M-MC | CUS RACKSHLF5SP ANOD 14DP | EA |  | 1 Year (Lifetime) | 197 | 3.5% | 190.105
86190 | Middle Atlantic | RSH4A5MW | CUS WIDERSH5SP ANOD 14DP | EA |  | 1 Year (Lifetime) | 197 | 3.5% | 190.105
86191 | Middle Atlantic | RSH4A5R | CUS RACKSHLF5SP ANOD 15.5 | EA |  | 1 Year (Lifetime) | 197 | 3.5% | 190.105
86192 | Middle Atlantic | RSH4A5R-MC | CUS RACKSHLF5SP ANOD 15.5 | EA |  | 1 Year (Lifetime) | 197 | 3.5% | 190.105
86193 | Middle Atlantic | RSH4A5RW | CUS WIDERSH5SP ANOD 15.5D | EA |  | 1 Year (Lifetime) | 197 | 3.5% | 190.105
86194 | Middle Atlantic | RSH4A5S | CUS RACKSHLF5SP ANOD 11.5 | EA |  | 1 Year (Lifetime) | 197 | 3.5% | 190.105
86195 | Middle Atlantic | RSH4A5SW | CUS WIDERSH5SP ANOD 11.5D | EA |  | 1 Year (Lifetime) | 106.22 | 3.5% | 102.5023
86196 | Middle Atlantic | RSH4A5X | CUS RACKSHLF5SP ANOD 17.5 | EA |  | 1 Year (Lifetime) | 197 | 3.5% | 190.105
86197 | Middle Atlantic | RSH4A5X-MC | CUS RACKSHLF5SP ANOD 17.5 | EA |  | 1 Year (Lifetime) | 197 | 3.5% | 190.105
86198 | Middle Atlantic | RSH4A5XW | CUS WIDERSH5SP ANOD 17.5D | EA |  | 1 Year (Lifetime) | 197 | 3.5% | 190.105
86199 | Middle Atlantic | RSH4A5XX | CUS RACKSHLF5SP ANOD 20.5 | EA |  | 1 Year (Lifetime) | 197 | 3.5% | 190.105
86200 | Middle Atlantic | RSH4A5XX-MC | CUS RACKSHLF5SP ANOD 20.5 | EA |  | 1 Year (Lifetime) | 197 | 3.5% | 190.105
86201 | Middle Atlantic | RSH4A5XXW | CUS WIDERSH5SP ANOD 20.5D | EA |  | 1 Year (Lifetime) | 197 | 3.5% | 190.105
86202 | Middle Atlantic | RSH4A6-LCD | 6SP ANODIZED LCD MOUNT | EA |  | 1 Year (Lifetime) | 94 | 3.5% | 90.71
86203 | Middle Atlantic | RSH4A6M | CUS RACKSHLF6SP ANOD 14DP | EA |  | 1 Year (Lifetime) | 218 | 3.5% | 210.37
86204 | Middle Atlantic | RSH4A6M-MC | CUS RACKSHLF6SP ANOD 14DP | EA |  | 1 Year (Lifetime) | 218 | 3.5% | 210.37
86205 | Middle Atlantic | RSH4A6MW | CUS WIDERSH6SP ANOD 14"DP | EA |  | 1 Year (Lifetime) | 218 | 3.5% | 210.37
86206 | Middle Atlantic | RSH4A6R | CUS RACKSHLF6SP ANOD 15.5 | EA |  | 1 Year (Lifetime) | 218 | 3.5% | 210.37
86207 | Middle Atlantic | RSH4A6R-MC | CUS RACKSHLF6SP ANOD 15.5 | EA |  | 1 Year (Lifetime) | 218 | 3.5% | 210.37
86208 | Middle Atlantic | RSH4A6S | CUS RACKSHLF6SP ANOD 11.5 | EA |  | 1 Year (Lifetime) | 218 | 3.5% | 210.37
86209 | Middle Atlantic | RSH4A6X | CUS RACKSHLF6SP ANOD 17.5 | EA |  | 1 Year (Lifetime) | 218 | 3.5% | 210.37
86210 | Middle Atlantic | RSH4A6X-MC | CUS RACKSHLF6SP ANOD 17.5 | EA |  | 1 Year (Lifetime) | 218 | 3.5% | 210.37
86211 | Middle Atlantic | RSH4A6XW | CUS WIDERSH6SP ANOD 17.5D | EA |  | 1 Year (Lifetime) | 218 | 3.5% | 210.37
86212 | Middle Atlantic | RSH4A6XX | CUS RACKSHLF6SP ANOD 20.5 | EA |  | 1 Year (Lifetime) | 218 | 3.5% | 210.37
86213 | Middle Atlantic | RSH4A6XX-MC | CUS RACKSHLF6SP ANOD 20.5 | EA |  | 1 Year (Lifetime) | 218 | 3.5% | 210.37
86214 | Middle Atlantic | RSH4A6XXW | CUS WIDERSH6SP ANOD 20.5D | EA |  | 1 Year (Lifetime) | 218 | 3.5% | 210.37
86215 | Middle Atlantic | RSH4A7-110604 | 7SP ANOD LCD MOUNT,CUS | EA |  | 1 Year (Lifetime) | 95.5 | 3.5% | 92.1575
86216 | Middle Atlantic | RSH4A7-LCD | 7SP ANODIZED LCD MOUNT | EA |  | 1 Year (Lifetime) | 218 | 3.5% | 210.37
86217 | Middle Atlantic | RSH4A7M | CUS RACKSHLF7SP ANOD 14DP | EA |  | 1 Year (Lifetime) | 218 | 3.5% | 210.37
86218 | Middle Atlantic | RSH4A7R | CUS RACKSHLF7SP ANOD 15.5 | EA |  | 1 Year (Lifetime) | 218 | 3.5% | 210.37
86219 | Middle Atlantic | RSH4A7S | CUS RACKSHLF7SP ANOD 11.5 | EA |  | 1 Year (Lifetime) | 218 | 3.5% | 210.37
86220 | Middle Atlantic | RSH4A7SW | CUS WIDERSH8SP ANOD 11.5D | EA |  | 1 Year (Lifetime) | 217 | 3.5% | 209.405
86221 | Middle Atlantic | RSH4A7X | CUS RACKSHLF7SP ANOD 17.5 | EA |  | 1 Year (Lifetime) | 218 | 3.5% | 210.37
86222 | Middle Atlantic | RSH4A7XX | CUS RACKSHLF7SP ANOD 20.5 | EA |  | 1 Year (Lifetime) | 218 | 3.5% | 210.37
86223 | Middle Atlantic | RSH4A7XX-MC | CUS RACKSHLF7SP ANOD 20.5 | EA |  | 1 Year (Lifetime) | 218 | 3.5% | 210.37
86224 | Middle Atlantic | RSH4A7XXW | CUS WIDERSH7SP ANOD 20.5D | EA |  | 1 Year (Lifetime) | 218 | 3.5% | 210.37
86225 | Middle Atlantic | RSH4A8-LCD | 8 SPACE ANODIZED LCD MOUN | EA |  | 1 Year (Lifetime) | 218 | 3.5% | 210.37
86226 | Middle Atlantic | RSH4A8M | CUS RACKSHLF8SP ANOD 14DP | EA |  | 1 Year (Lifetime) | 218 | 3.5% | 210.37
86227 | Middle Atlantic | RSH4A8R | CUS RACKSHLF8SP ANOD 15.5 | EA |  | 1 Year (Lifetime) | 218 | 3.5% | 210.37
86228 | Middle Atlantic | RSH4A8S | CUS RACKSHLF8SP ANOD 11.5 | EA |  | 1 Year (Lifetime) | 218 | 3.5% | 210.37
86229 | Middle Atlantic | RSH4A8X | CUS RACKSHLF8SP ANOD 17.5 | EA |  | 1 Year (Lifetime) | 218 | 3.5% | 210.37
86230 | Middle Atlantic | RSH4A8XXW | CUS WIDERSH8SP ANOD 20.5D | EA |  | 1 Year (Lifetime) | 218 | 3.5% | 210.37
86231 | Middle Atlantic | RSH4A9-LCD | 9 SPACE ANODIZED LCD MOUN | EA |  | 1 Year (Lifetime) | 218 | 3.5% | 210.37
86232 | Middle Atlantic | RSH4A9M | CUS RACKSHLF9SP ANOD 14DP | EA |  | 1 Year (Lifetime) | 218 | 3.5% | 210.37
86233 | Middle Atlantic | RSH4A9S | CUS RACKSHLF9SP ANOD 11.5 | EA |  | 1 Year (Lifetime) | 218 | 3.5% | 210.37
86234 | Middle Atlantic | RSH4A9X | CUS RACKSHLF9SP ANOD 17.5 | EA |  | 1 Year (Lifetime) | 218 | 3.5% | 210.37
86235 | Middle Atlantic | RSH4S10XW | CUSWIDERSH10SP SPAT 17.5D | EA |  | 1 Year (Lifetime) | 208 | 3.5% | 200.72
86236 | Middle Atlantic | RSH4S1S | CUS RCKSHLF 1SP TEXT 11.5 | EA |  | 1 Year (Lifetime) | 164 | 3.5% | 158.26
86237 | Middle Atlantic | RSH4S1XS | CUS RCKSHLF 1SP TEXT 8 | EA |  | 1 Year (Lifetime) | 164 | 3.5% | 158.26
86238 | Middle Atlantic | RSH4S2M | CUS RACKSHLF2SP SPAT 14DP | EA |  | 1 Year (Lifetime) | 164 | 3.5% | 158.26
86239 | Middle Atlantic | RSH4S2MW | CUS WIDERSH2SP SPAT 14DP | EA |  | 1 Year (Lifetime) | 164 | 3.5% | 158.26
86240 | Middle Atlantic | RSH4S2R | CUS RACKSHLF2SP SPAT 15.5 | EA |  | 1 Year (Lifetime) | 164 | 3.5% | 158.26
86241 | Middle Atlantic | RSH4S2RW | CUS WIDERSH2SP SPAT 15.5D | EA |  | 1 Year (Lifetime) | 164 | 3.5% | 158.26
86242 | Middle Atlantic | RSH4S2S | CUS RACKSHLF2SP SPAT 11.5 | EA |  | 1 Year (Lifetime) | 164 | 3.5% | 158.26
86243 | Middle Atlantic | RSH4S2SW | CUS WIDERSH2SP SPAT 11.5D | EA |  | 1 Year (Lifetime) | 164 | 3.5% | 158.26
86244 | Middle Atlantic | RSH4S2X | CUS RACKSHLF2SP SPAT 17.5 | EA |  | 1 Year (Lifetime) | 164 | 3.5% | 158.26
86245 | Middle Atlantic | RSH4S2XW | CUS WIDERSH2SP SPAT 17.5D | EA |  | 1 Year (Lifetime) | 164 | 3.5% | 158.26
86246 | Middle Atlantic | RSH4S2XX | CUS RACKSHLF2SP SPAT 20.5 | EA |  | 1 Year (Lifetime) | 164 | 3.5% | 158.26
86247 | Middle Atlantic | RSH4S2XXW | CUS WIDERSH2SP SPAT 20.5D | EA |  | 1 Year (Lifetime) | 164 | 3.5% | 158.26
86248 | Middle Atlantic | RSH4S3M | CUS RACKSHLF3SP SPAT 14DP | EA |  | 1 Year (Lifetime) | 164 | 3.5% | 158.26
86249 | Middle Atlantic | RSH4S3MW | CUS WIDERSH3SP SPAT 14DP | EA |  | 1 Year (Lifetime) | 164 | 3.5% | 158.26
86250 | Middle Atlantic | RSH4S3R | CUS RACKSHLF3SP SPAT 15.5 | EA |  | 1 Year (Lifetime) | 164 | 3.5% | 158.26
86251 | Middle Atlantic | RSH4S3R-MC | CUS RACKSHLF3SP SPAT 15.5 | EA |  | 1 Year (Lifetime) | 164 | 3.5% | 158.26
86252 | Middle Atlantic | RSH4S3RW | CUS WIDERSH3SP SPAT 15.5D | EA |  | 1 Year (Lifetime) | 164 | 3.5% | 158.26
86253 | Middle Atlantic | RSH4S3S | CUS RACKSHLF3SP SPAT 11.5 | EA |  | 1 Year (Lifetime) | 164 | 3.5% | 158.26
86254 | Middle Atlantic | RSH4S3SW | CUS WIDERSH3SP SPAT 11.5D | EA |  | 1 Year (Lifetime) | 164 | 3.5% | 158.26
86255 | Middle Atlantic | RSH4S3X | CUS RACKSHLF3SP SPAT 17.5 | EA |  | 1 Year (Lifetime) | 164 | 3.5% | 158.26
86256 | Middle Atlantic | RSH4S3XW | CUS WIDERSH3SP SPAT 17.5D | EA |  | 1 Year (Lifetime) | 164 | 3.5% | 158.26
86257 | Middle Atlantic | RSH4S3XX | CUS RACKSHLF3SP SPAT 20.5 | EA |  | 1 Year (Lifetime) | 164 | 3.5% | 158.26
86258 | Middle Atlantic | RSH4S3XXW | CUS WIDERSH3SP SPAT 20.5D | EA |  | 1 Year (Lifetime) | 164 | 3.5% | 158.26
86259 | Middle Atlantic | RSH4S4M | CUS RACKSHLF4SP SPAT 14DP | EA |  | 1 Year (Lifetime) | 164 | 3.5% | 158.26
86260 | Middle Atlantic | RSH4S4-MS | CUS MP SHELF,4SP,SPAT | EA |  | 1 Year (Lifetime) | 198 | 3.5% | 191.07
86261 | Middle Atlantic | RSH4S4MW | CUS WIDERSH4SP SPAT 14DP | EA |  | 1 Year (Lifetime) | 164 | 3.5% | 158.26
86262 | Middle Atlantic | RSH4S4R | CUS RACKSHLF4SP SPAT 15.5 | EA |  | 1 Year (Lifetime) | 164 | 3.5% | 158.26
86263 | Middle Atlantic | RSH4S4R-MC | CUS RACKSHLF4SP SPAT 15.5 | EA |  | 1 Year (Lifetime) | 164 | 3.5% | 158.26
86264 | Middle Atlantic | RSH4S4RW | CUS WIDERSH4SP SPAT 15.5D | EA |  | 1 Year (Lifetime) | 164 | 3.5% | 158.26
86265 | Middle Atlantic | RSH4S4S | CUS RACKSHLF4SP SPAT 11.5 | EA |  | 1 Year (Lifetime) | 164 | 3.5% | 158.26
86266 | Middle Atlantic | RSH4S4SW | CUS WIDERSH4SP SPAT 11.5D | EA |  | 1 Year (Lifetime) | 164 | 3.5% | 158.26
86267 | Middle Atlantic | RSH4S4X | CUS RACKSHLF4SP SPAT 17.5 | EA |  | 1 Year (Lifetime) | 164 | 3.5% | 158.26
86268 | Middle Atlantic | RSH4S4XW | CUS WIDERSH4SP SPAT 17.5D | EA |  | 1 Year (Lifetime) | 164 | 3.5% | 158.26
86269 | Middle Atlantic | RSH4S4XX | CUS RACKSHLF4SP SPAT 20.5 | EA |  | 1 Year (Lifetime) | 164 | 3.5% | 158.26
86270 | Middle Atlantic | RSH4S4XX-MC | CUS RACKSHLF4SP SPAT 20.5 | EA |  | 1 Year (Lifetime) | 164 | 3.5% | 158.26
86271 | Middle Atlantic | RSH4S4XXW | CUS WIDERSH4SP SPAT 20.5D | EA |  | 1 Year (Lifetime) | 164 | 3.5% | 158.26
86272 | Middle Atlantic | RSH4S5M | CUS RACKSHLF5SP SPAT 14DP | EA |  | 1 Year (Lifetime) | 164 | 3.5% | 158.26
86273 | Middle Atlantic | RSH4S5MW | CUS WIDERSH5SP SPAT 14DP | EA |  | 1 Year (Lifetime) | 164 | 3.5% | 158.26
86274 | Middle Atlantic | RSH4S5R | CUS RACKSHLF5SP SPAT 15.5 | EA |  | 1 Year (Lifetime) | 164 | 3.5% | 158.26
86275 | Middle Atlantic | RSH4S5RW | CUS WIDERSH5SP SPAT 15.5D | EA |  | 1 Year (Lifetime) | 164 | 3.5% | 158.26
86276 | Middle Atlantic | RSH4S5S | CUS RACKSHLF5SP SPAT 11.5 | EA |  | 1 Year (Lifetime) | 164 | 3.5% | 158.26
86277 | Middle Atlantic | RSH4S5X | CUS RACKSHLF5SP SPAT 17.5 | EA |  | 1 Year (Lifetime) | 164 | 3.5% | 158.26
86278 | Middle Atlantic | RSH4S5X-MC | CUS RACKSHLF5SP SPAT 17.5 | EA |  | 1 Year (Lifetime) | 164 | 3.5% | 158.26
86279 | Middle Atlantic | RSH4S5XW | CUS WIDERSH5SP SPAT 17.5D | EA |  | 1 Year (Lifetime) | 164 | 3.5% | 158.26
86280 | Middle Atlantic | RSH4S5XX | CUS RACKSHLF5SP SPAT 20.5 | EA |  | 1 Year (Lifetime) | 164 | 3.5% | 158.26
86281 | Middle Atlantic | RSH4S5XX-MC | CUS RACKSHLF5SP SPAT 20.5 | EA |  | 1 Year (Lifetime) | 164 | 3.5% | 158.26
86282 | Middle Atlantic | RSH4S5XXW | CUS WIDERSH5SP SPAT 20.5D | EA |  | 1 Year (Lifetime) | 164 | 3.5% | 158.26
86283 | Middle Atlantic | RSH4S6M | CUS RACKSHLF6SP SPAT 14DP | EA |  | 1 Year (Lifetime) | 208 | 3.5% | 200.72
86284 | Middle Atlantic | RSH4S6R | CUS RACKSHLF6SP SPAT 15.5 | EA |  | 1 Year (Lifetime) | 208 | 3.5% | 200.72
86285 | Middle Atlantic | RSH4S6S | CUS RACKSHLF6SP SPAT 11.5 | EA |  | 1 Year (Lifetime) | 208 | 3.5% | 200.72
86286 | Middle Atlantic | RSH4S6X-MC | CUS RACKSHLF6SP SPAT 17.5 | EA |  | 1 Year (Lifetime) | 208 | 3.5% | 200.72
86287 | Middle Atlantic | RSH4S6XW | CUS WIDERSH6SP SPAT 17.5D | EA |  | 1 Year (Lifetime) | 208 | 3.5% | 200.72
86288 | Middle Atlantic | RSH4S6XX | CUS RACKSHLF6SP SPAT 20.5 | EA |  | 1 Year (Lifetime) | 208 | 3.5% | 200.72
86289 | Middle Atlantic | RSH4S6XX-MC | CUS RACKSHLF6SP SPAT 20.5 | EA |  | 1 Year (Lifetime) | 208 | 3.5% | 200.72
86290 | Middle Atlantic | RSH4S6XXW | CUS WIDERSH6SP SPAT 20.5" | EA |  | 1 Year (Lifetime) | 208 | 3.5% | 200.72
86291 | Middle Atlantic | RSH4S7-LCD | 7SP TEXTURED LCD MOUNT | EA |  | 1 Year (Lifetime) | 208 | 3.5% | 200.72
86292 | Middle Atlantic | RSH4S7S | CUS RACKSHLF7SP SPAT 11.5 | EA |  | 1 Year (Lifetime) | 208 | 3.5% | 200.72
86293 | Middle Atlantic | RSH4S7XX | CUS RACKSHLF7SP SPAT 20.5 | EA |  | 1 Year (Lifetime) | 208 | 3.5% | 200.72
86294 | Middle Atlantic | RSH4S7XXW | CUS WIDERSH7SP SPAT 20.5D | EA |  | 1 Year (Lifetime) | 208 | 3.5% | 200.72
86295 | Middle Atlantic | RSH4S8-LCD | 8 SPACE TEXTURED LCD MOUN | EA |  | 1 Year (Lifetime) | 208 | 3.5% | 200.72
86296 | Middle Atlantic | RSH4S9-LCD | 9 SPACE TEXTURED LCD MOUN | EA |  | 1 Year (Lifetime) | 208 | 3.5% | 200.72
86297 | Middle Atlantic | RSH4S9R | CUS RACKSHLF9SP SPAT 15.5 | EA |  | 1 Year (Lifetime) | 208 | 3.5% | 200.72
86298 | Middle Atlantic | RSH4S9S | CUS RACKSHLF9SP SPAT 11.5 | EA |  | 1 Year (Lifetime) | 208 | 3.5% | 200.72
86299 | Middle Atlantic | RSH4S9XX | CUS RACKSHLF9SP SPAT 20.5 | EA |  | 1 Year (Lifetime) | 208 | 3.5% | 200.72
86300 | Middle Atlantic | RSHA-SONOS-AMP2 | 2RU SHELF,2 SONOS AMP,BA | EA |  | 1 Year (Lifetime) | 270 | 3.5% | 260.55
86301 | Middle Atlantic | RSHA-SONOS-AMP4 | 4RU SHELF,4 SONOS AMP,BA | EA |  | 1 Year (Lifetime) | 270 | 3.5% | 260.55
86302 | Middle Atlantic | RSHA-SONOS-AMP6 | 5RU SHELF,6 SONOS AMP,BA | EA |  | 1 Year (Lifetime) | 270 | 3.5% | 260.55
86303 | Middle Atlantic | RSHSUB-2D | 2 SPACE SUB CHASSIS, 15.5 | EA |  | 1 Year (Lifetime) | 99 | 3.5% | 95.535
86304 | Middle Atlantic | RSHSUB-2M | 2 SPACE SUB CHASSIS, 14 D | EA |  | 1 Year (Lifetime) | 99 | 3.5% | 95.535
86305 | Middle Atlantic | RSHSUB-2S | 2 SPACE SUB CHASSIS, 11.5 | EA |  | 1 Year (Lifetime) | 99 | 3.5% | 95.535
86306 | Middle Atlantic | RSHSUB-2X | 2 SPACE SUB CHASSIS, 17.5 | EA |  | 1 Year (Lifetime) | 99 | 3.5% | 95.535
86307 | Middle Atlantic | RSHSUB-2XX | 2 SPACE SUB CHASSIS, 20.5 | EA |  | 1 Year (Lifetime) | 99 | 3.5% | 95.535
86308 | Middle Atlantic | RSHSUB-3D | 3 SPACE SUB CHASSIS, 15.5 | EA |  | 1 Year (Lifetime) | 99 | 3.5% | 95.535
86309 | Middle Atlantic | RSHSUB-3M | 3 SPACE SUB CHASSIS, 14 D | EA |  | 1 Year (Lifetime) | 99 | 3.5% | 95.535
86310 | Middle Atlantic | RSHSUB-3S | 3 SPACE SUB CHASSIS, 11.5 | EA |  | 1 Year (Lifetime) | 99 | 3.5% | 95.535
86311 | Middle Atlantic | RSHSUB-3X | 3 SPACE SUB CHASSIS, 17.5 | EA |  | 1 Year (Lifetime) | 99 | 3.5% | 95.535
86312 | Middle Atlantic | RSHSUB-3XX | 3 SPACE SUB CHASSIS, 20.5 | EA |  | 1 Year (Lifetime) | 99 | 3.5% | 95.535
86313 | Middle Atlantic | RSHSUB-4D | 4 SPACE SUB CHASSIS, 15.5 | EA |  | 1 Year (Lifetime) | 99 | 3.5% | 95.535
86314 | Middle Atlantic | RSHSUB-4M | 4 SPACE SUB CHASSIS, 14 D | EA |  | 1 Year (Lifetime) | 99 | 3.5% | 95.535
86315 | Middle Atlantic | RSHSUB-4S | 4 SPACE SUB CHASSIS, 11.5 | EA |  | 1 Year (Lifetime) | 99 | 3.5% | 95.535
86316 | Middle Atlantic | RSHSUB-4X | 4 SPACE SUB CHASSIS, 17.5 | EA |  | 1 Year (Lifetime) | 99 | 3.5% | 95.535
86317 | Middle Atlantic | RSHSUB-4XX | 4 SPACE SUB CHASSIS, 20.5 | EA |  | 1 Year (Lifetime) | 99 | 3.5% | 95.535
86318 | Middle Atlantic | RSHSUB-5D | 5 SPACE SUB CHASSIS, 15.5 | EA |  | 1 Year (Lifetime) | 99 | 3.5% | 95.535
86319 | Middle Atlantic | RSHSUB-5M | 5 SPACE SUB CHASSIS, 14 D | EA |  | 1 Year (Lifetime) | 99 | 3.5% | 95.535
86320 | Middle Atlantic | RSHSUB-5S | 5 SPACE SUB CHASSIS, 11.5 | EA |  | 1 Year (Lifetime) | 99 | 3.5% | 95.535
86321 | Middle Atlantic | RSHSUB-5X | 5 SPACE SUB CHASSIS, 17.5 | EA |  | 1 Year (Lifetime) | 99 | 3.5% | 95.535
86322 | Middle Atlantic | RSHSUB-5XX | 5 SPACE SUB CHASSIS, 20.5 | EA |  | 1 Year (Lifetime) | 99 | 3.5% | 95.535
86323 | Middle Atlantic | RULER | 16 FOOT RACK SPACE RULER | EA |  | 1 Year (Lifetime) | 37 | 3.5% | 35.705
86324 | Middle Atlantic | S1 | 1SP PERFORATED SECURITY C | EA |  | 1 Year (Lifetime) | 43 | 3.5% | 41.495
86325 | Middle Atlantic | S12-DC | SGL BAY OUTBD RK,NO DR,DC | EA |  | 1 Year (Lifetime) | 1766 | 3.5% | 1704.19
86326 | Middle Atlantic | S12D-DC | SGL BAY RK W/PLX DR,DC | EA |  | 1 Year (Lifetime) | 2857 | 3.5% | 2757.005
86327 | Middle Atlantic | S12D-HM | SGL BAY RK W/PLX DR,HM | EA |  | 1 Year (Lifetime) | 2857 | 3.5% | 2757.005
86328 | Middle Atlantic | S12D-PS | SGL BAY RK W/PLX DR,PS | EA |  | 1 Year (Lifetime) | 2857 | 3.5% | 2757.005
86329 | Middle Atlantic | S12-HM | SGL BAY OUTBD RK,NO DR,HM | EA |  | 1 Year (Lifetime) | 1716 | 3.5% | 1655.94
86330 | Middle Atlantic | S12-PS | SGL BAY OUTBD RK,NO DR,PS | EA |  | 1 Year (Lifetime) | 1766 | 3.5% | 1704.19
86331 | Middle Atlantic | S12SD-DC | SGL BAY SQUARE TOP RK,DC | EA |  | 1 Year (Lifetime) | 2857 | 3.5% | 2757.005
86332 | Middle Atlantic | S12SDG | SGL BAY SQUARE TOP RK, GR | EA |  | 1 Year (Lifetime) | 2484 | 3.5% | 2397.06
86333 | Middle Atlantic | S12SD-HM | SGL BAY SQUARE TOP RK,HM | EA |  | 1 Year (Lifetime) | 2857 | 3.5% | 2757.005
86334 | Middle Atlantic | S12SD-PS | SGL BAY SQUARE TOP RK,PS | EA |  | 1 Year (Lifetime) | 2857 | 3.5% | 2757.005
86335 | Middle Atlantic | S2 | 2SP PERFORATED SECURITY C | EA |  | 1 Year (Lifetime) | 48 | 3.5% | 46.32
86336 | Middle Atlantic | S24D-DC | 24SP ROLL RACK,SQ TOP,DC | EA |  | 1 Year (Lifetime) | 3365 | 3.5% | 3247.225
86337 | Middle Atlantic | S24D-HM | 24SP ROLL RACK,SQ TOP,HM | EA |  | 1 Year (Lifetime) | 3365 | 3.5% | 3247.225
86338 | Middle Atlantic | S24D-PS | 24SP ROLL RACK,SQ TOP,PS | EA |  | 1 Year (Lifetime) | 3365 | 3.5% | 3247.225
86339 | Middle Atlantic | S24D-SL | 24SP ROLLING RK,SQ TOP,SL | EA |  | 1 Year (Lifetime) | 2926 | 3.5% | 2823.59
86340 | Middle Atlantic | S3 | 3SP PERFORATED SECURITY C | EA |  | 1 Year (Lifetime) | 51 | 3.5% | 49.215
86341 | Middle Atlantic | S4 | 4SP PERFORATED SECURITY C | EA |  | 1 Year (Lifetime) | 55 | 3.5% | 53.075
86342 | Middle Atlantic | SANGLE24-1-3642 | 1 BAY ANG 24W,36&42"D SNE | EA |  | 1 Year (Lifetime) | 161 | 3.5% | 155.365
86343 | Middle Atlantic | SANGLE24-2-3642 | 2 BAY ANG 24W,36&42"D SNE | EA |  | 1 Year (Lifetime) | 179 | 3.5% | 172.735
86344 | Middle Atlantic | SANGLE24-2-48 | 2 BAY ANGLES 24W,48"D SNE | EA |  | 1 Year (Lifetime) | 175 | 3.5% | 168.875
86345 | Middle Atlantic | SANGLE24-3-3642 | 3 BAY ANG 24W,36&42"D SNE | EA |  | 1 Year (Lifetime) | 193 | 3.5% | 186.245
86346 | Middle Atlantic | SANGLE24-3-48 | 3 BAY ANGLES 24W,48"D SNE | EA |  | 1 Year (Lifetime) | 211 | 3.5% | 203.615
86347 | Middle Atlantic | SANGLE30-1-3642 | 1 BAY ANG 30W,36&42"D SNE | EA |  | 1 Year (Lifetime) | 171 | 3.5% | 165.015
86348 | Middle Atlantic | SB1 | 1SP FLANGED TEXT BLANK PA | EA |  | 1 Year (Lifetime) | 18 | 3.5% | 17.37
86349 | Middle Atlantic | SB1-CP12 | 12PC. SB1 CONTRACT PACK | EA |  | 1 Year (Lifetime) | 210 | 3.5% | 202.65
86350 | Middle Atlantic | SB2 | 2SP FLANGED TEXT BLANK PA | EA |  | 1 Year (Lifetime) | 24 | 3.5% | 23.16
86351 | Middle Atlantic | SB2-CP12 | 12PC. SB2 CONTRACT PACK | EA |  | 1 Year (Lifetime) | 267 | 3.5% | 257.655
86352 | Middle Atlantic | SB3 | 3SP FLANGED TEXT BLANK PA | EA |  | 1 Year (Lifetime) | 30 | 3.5% | 28.95
86353 | Middle Atlantic | SB3-CP6 | 6PC. SB3 CONTRACT PACK | EA |  | 1 Year (Lifetime) | 166 | 3.5% | 160.19
86354 | Middle Atlantic | SB4 | 4SP FLANGED TEXT BLANK PA | EA |  | 1 Year (Lifetime) | 32 | 3.5% | 30.88
86355 | Middle Atlantic | SB4-CP6 | 6PC. SB4 CONTRACT PACK | EA |  | 1 Year (Lifetime) | 173 | 3.5% | 166.945
86356 | Middle Atlantic | SB5 | 5SP FLANGED TEXT BLANK PA | EA |  | 1 Year (Lifetime) | 36 | 3.5% | 34.74
86357 | Middle Atlantic | SB6 | 6SP FLANGED TEXT BLANK PA | EA |  | 1 Year (Lifetime) | 39 | 3.5% | 37.635
86358 | Middle Atlantic | SBIT | SQUARE DRIVER BIT | EA |  | 1 Year (Lifetime) | 4 | 3.5% | 3.86
86359 | Middle Atlantic | SBX-10 | 10SP 17D WALLRACK W/FRONT | EA |  | 1 Year (Lifetime) | 592 | 3.5% | 571.28
86360 | Middle Atlantic | SBX-7 | 7SP WALL MOUNT RACK | EA |  | 1 Year (Lifetime) | 421 | 3.5% | 406.265
86361 | Middle Atlantic | SBX-FAN-K | SLIM FAN W/HRDW,SBX | EA |  | 1 Year (Lifetime) | 80 | 3.5% | 77.2
86362 | Middle Atlantic | SC-1427-1217BK | CONVECTIVE CONSOLE,BLACK | EA |  | 1 Year (Lifetime) | 3398.86 | 3.5% | 3279.8999
86363 | Middle Atlantic | SC-1427-1460BK | CONV CNSL W/60 DEG SLOPE | EA |  | 1 Year (Lifetime) | 3475.56 | 3.5% | 3353.9154
86364 | Middle Atlantic | SC-1427-1460BK-S | 14SP/27D14SP60DEG SL,W/SR | EA |  | 1 Year (Lifetime) | 1999.68 | 3.5% | 1929.6912
86365 | Middle Atlantic | SC-2BK | 2BY CONFIG CONV CNS BK | EA |  | 1 Year (Lifetime) | 6438 | 3.5% | 6212.67
86366 | Middle Atlantic | SC-3BK | 3BY CONFIG CONV CONS BK | EA |  | 1 Year (Lifetime) | 9523 | 3.5% | 9189.695
86367 | Middle Atlantic | SC3T-1427-100061 | CONV MONITOR RACK 17D, BL | EA |  | 1 Year (Lifetime) | 929 | 3.5% | 896.485
86368 | Middle Atlantic | SC3T-1427-100064 | CONV MONITOR RACK STR, BL | EA |  | 1 Year (Lifetime) | 792 | 3.5% | 764.28
86369 | Middle Atlantic | SC3T-1427-100066 | CONV MONITOR RACK STR,LIT | EA |  | 1 Year (Lifetime) | 715 | 3.5% | 689.975
86370 | Middle Atlantic | SC3TW45-14200070 | 45D WEDGE,3T STR RACK, BL | EA |  | 1 Year (Lifetime) | 403 | 3.5% | 388.895
86371 | Middle Atlantic | SC-3W2BK | 3BY W/WG CONFCONVCNSL BK | EA |  | 1 Year (Lifetime) | 11115 | 3.5% | 10725.975
86372 | Middle Atlantic | SC-4BK | 4BY CONFIG CONV CONS BK | EA |  | 1 Year (Lifetime) | 12099 | 3.5% | 11675.535
86373 | Middle Atlantic | SC-4W2BK | 4BY W/WG CONFCONVCNSL BK | EA |  | 1 Year (Lifetime) | 13822 | 3.5% | 13338.23
86374 | Middle Atlantic | SC-5W2-53TBK | 5BY 3TR CONV CONF CNSL BK | EA |  | 1 Year (Lifetime) | 22545 | 3.5% | 21755.925
86375 | Middle Atlantic | SC-CBS-27 | 27DP CONSOLE CASTER BASE, | EA |  | 1 Year (Lifetime) | 286 | 3.5% | 275.99
86376 | Middle Atlantic | SCFD-13BK | 13SP SOLID FRONT DR, BK | EA |  | 1 Year (Lifetime) | 238 | 3.5% | 229.67
86377 | Middle Atlantic | SCFD-14BK | SOLID FR DR,3 PT LATCH, B | EA |  | 1 Year (Lifetime) | 254 | 3.5% | 245.11
86378 | Middle Atlantic | SCPFD-14BK | 14U FRONT DOOR,PLEXI,BK | EA |  | 1 Year (Lifetime) | 543 | 3.5% | 523.995
86379 | Middle Atlantic | SCQ-1427-1217BK | QUIET COOL CONSOLE,BLACK | EA |  | 1 Year (Lifetime) | 2086 | 3.5% | 2012.99
86380 | Middle Atlantic | SCQ-1427-1460BK | QCOOL CNSL W/60 DEG SLOPE | EA |  | 1 Year (Lifetime) | 2360 | 3.5% | 2277.4
86381 | Middle Atlantic | SCQ-2BK | 2BY CONFIG QCOOL CONS BK | EA |  | 1 Year (Lifetime) | 7067 | 3.5% | 6819.655
86382 | Middle Atlantic | SCQ-3BK | 3BY CONFIG QCOOL CONS BK | EA |  | 1 Year (Lifetime) | 10243 | 3.5% | 9884.495
86383 | Middle Atlantic | SCQ3T-1427-00079 | QUIET MONITOR RACK 17D, B | EA |  | 1 Year (Lifetime) | 1009 | 3.5% | 973.685
86384 | Middle Atlantic | SCQ-4BK | 4BY CONFIG QCOOL CONS BK | EA |  | 1 Year (Lifetime) | 12966 | 3.5% | 12512.19
86385 | Middle Atlantic | SCQ-4W2BK | 4BY WDGS QCOOL CONFIG BK | EA |  | 1 Year (Lifetime) | 14120 | 3.5% | 13625.8
86386 | Middle Atlantic | SCRK-1327BK | 13SP/27D,SEC RK, BLACK | EA |  | 1 Year (Lifetime) | 1280 | 3.5% | 1235.2
86387 | Middle Atlantic | SCRK-4427BK | 44SP/27D SEC RK BLACK | EA |  | 1 Year (Lifetime) | 2070 | 3.5% | 1997.55
86388 | Middle Atlantic | SC-RR12 | ADD.12SP RAIL KIT,3T CONS | EA |  | 1 Year (Lifetime) | 74 | 3.5% | 71.41
86389 | Middle Atlantic | SC-RR27 | ADD.27SP RAIL KIT,CONSOLE | EA |  | 1 Year (Lifetime) | 108 | 3.5% | 104.22
86390 | Middle Atlantic | SC-TK | CONSOLE TOE KICK/FOOTREST | EA |  | 1 Year (Lifetime) | 78 | 3.5% | 75.27
86391 | Middle Atlantic | SCW45-1427-00085 | 45D WEDGE, 17D CNSL, BLAC | EA |  | 1 Year (Lifetime) | 887 | 3.5% | 855.955
86392 | Middle Atlantic | SCW45-1427-00089 | 45 DEG WEDGE,60 DEG SLOPE | EA |  | 1 Year (Lifetime) | 132 | 3.5% | 127.38
86393 | Middle Atlantic | SC-Z4 | SEISMIC BRKTS. SC SERIES | EA |  | 1 Year (Lifetime) | 64 | 3.5% | 61.76
86394 | Middle Atlantic | S-DEC | REMOTE SWITCH DECORA | EA |  | 1 Year (Lifetime) | 118 | 3.5% | 113.87
86395 | Middle Atlantic | SECL-2 | 2SP HINGED PLEXI SECURITY | EA |  | 1 Year (Lifetime) | 86 | 3.5% | 82.99
86396 | Middle Atlantic | SECL-3 | 3SP HINGED PLEXI SECURITY | EA |  | 1 Year (Lifetime) | 93 | 3.5% | 89.745
86397 | Middle Atlantic | SECL-4 | 4SP HINGED PLEXI SECURITY | EA |  | 1 Year (Lifetime) | 100 | 3.5% | 96.5
86398 | Middle Atlantic | SECL-8 | 8SP HINGED PLEXI SECURITY | EA |  | 1 Year (Lifetime) | 141 | 3.5% | 136.065
86399 | Middle Atlantic | SF1 | 1SP FINE PERF SECURITY CO | EA |  | 1 Year (Lifetime) | 43 | 3.5% | 41.495
86400 | Middle Atlantic | SF2 | 2SP FINE PERF SECURITY CO | EA |  | 1 Year (Lifetime) | 48 | 3.5% | 46.32
86401 | Middle Atlantic | SF3 | 3SP FINE PERF SECURITY CO | EA |  | 1 Year (Lifetime) | 51 | 3.5% | 49.215
86402 | Middle Atlantic | SF4 | 4SP FINE PERF SECURITY CO | EA |  | 1 Year (Lifetime) | 55 | 3.5% | 53.075
86403 | Middle Atlantic | SFACE1 | 1SP TEXTURED RSH FACE | EA |  | 1 Year (Lifetime) | 98 | 3.5% | 94.57
86404 | Middle Atlantic | SFACE2 | 2SP TEXTURED RSH FACE ONL | EA |  | 1 Year (Lifetime) | 98 | 3.5% | 94.57
86405 | Middle Atlantic | SFACE3 | 3SP TEXTURED RSH FACE ONL | EA |  | 1 Year (Lifetime) | 98 | 3.5% | 94.57
86406 | Middle Atlantic | SFACE4 | 4SP TEXTURED RSH FACE ONL | EA |  | 1 Year (Lifetime) | 98 | 3.5% | 94.57
86407 | Middle Atlantic | SFACE5 | 5SP TEXTURED RSH FACE ONL | EA |  | 1 Year (Lifetime) | 98 | 3.5% | 94.57
86408 | Middle Atlantic | SFACE6 | 6SP TEXTURED RSH FACE ONL | EA |  | 1 Year (Lifetime) | 113 | 3.5% | 109.045
86409 | Middle Atlantic | SFACE7 | 7SP TEXTURED RSH FACE ONL | EA |  | 1 Year (Lifetime) | 113 | 3.5% | 109.045
86410 | Middle Atlantic | SFACE8 | 8SP TEXTURED RSH FACE ONL | EA |  | 1 Year (Lifetime) | 113 | 3.5% | 109.045
86411 | Middle Atlantic | SFD-KEY | KEYS FOR FRONT DOORS(B399 | EA |  | 1 Year (Lifetime) | 5 | 3.5% | 4.825
86412 | Middle Atlantic | SFD-LOCK | FRONT DOOR LOCK SET | EA |  | 1 Year (Lifetime) | 12 | 3.5% | 11.58
86413 | Middle Atlantic | SFD-LOCKPB-BD | FD KEYED POP-BAT W/ F CAM | EA |  | 1 Year (Lifetime) | 74 | 3.5% | 71.41
86414 | Middle Atlantic | SFR-12-12 | 12SP 12D SWING FRAME RACK | EA |  | 1 Year (Lifetime) | 305 | 3.5% | 294.325
86415 | Middle Atlantic | SFR-12-18 | 12SP(21)18D SWING FRAME R | EA |  | 1 Year (Lifetime) | 317 | 3.5% | 305.905
86416 | Middle Atlantic | SFR-12-24 | 12SP/24D SWING FRAME RACK | EA |  | 1 Year (Lifetime) | 364 | 3.5% | 351.26
86417 | Middle Atlantic | SFR-20-12 | 20SP 12D SWING FRAME RACK | EA |  | 1 Year (Lifetime) | 375 | 3.5% | 361.875
86418 | Middle Atlantic | SFR-20-18 | 20SP(35)18D SWING FRAME R | EA |  | 1 Year (Lifetime) | 404 | 3.5% | 389.86
86419 | Middle Atlantic | SFR-20-24 | 20SP/24D SWING FRAME RACK | EA |  | 1 Year (Lifetime) | 471 | 3.5% | 454.515
86420 | Middle Atlantic | SFR-25-18 | 25SP(43.75")18D SWNG FRM | EA |  | 1 Year (Lifetime) | 457 | 3.5% | 441.005
86421 | Middle Atlantic | SFR-25-24 | 25SP/24D SWING FRAME RACK | EA |  | 1 Year (Lifetime) | 531 | 3.5% | 512.415
86422 | Middle Atlantic | SFRD-LOCKPB | FD KEYED POP-BAT W/ R CAM | EA |  | 1 Year (Lifetime) | 33 | 3.5% | 31.845
86423 | Middle Atlantic | SH-5A | 20DP SHELF FOR SLIM5&AXS | EA |  | 1 Year (Lifetime) | 114 | 3.5% | 110.01
86424 | Middle Atlantic | SH-5A-26 | 26"DP SLIM5/AXS SHELF | EA |  | 1 Year (Lifetime) | 125 | 3.5% | 120.625
86425 | Middle Atlantic | SH-BRK | QUICK-POSITION TM SHELF | EA |  | 1 Year (Lifetime) | 72 | 3.5% | 69.48
86426 | Middle Atlantic | SH-BRK-3P | 3PK QUICK-POSITION TM SHF | EA |  | 1 Year (Lifetime) | 189 | 3.5% | 182.385
86427 | Middle Atlantic | SH-DMP-A | PRTBL MDIA PLYR SHF ANOD | EA |  | 1 Year (Lifetime) | 213 | 3.5% | 205.545
86428 | Middle Atlantic | SH-DMP-EXT | MEDIA PLAYER REAR SHELF | EA |  | 1 Year (Lifetime) | 61 | 3.5% | 58.865
86429 | Middle Atlantic | SH-DMP-S | PRTBL MDIA PLYR SHF TEX | EA |  | 1 Year (Lifetime) | 179 | 3.5% | 172.735
86430 | Middle Atlantic | SH-SRSR | 16"DP SHELF FOR SRSR | EA |  | 1 Year (Lifetime) | 113 | 3.5% | 109.045
86431 | Middle Atlantic | SH-WR | SHELF FOR WR SERIES RACK | EA |  | 1 Year (Lifetime) | 115 | 3.5% | 110.975
86432 | Middle Atlantic | SH-WR-34 | 34"DP SHELF FOR WR SERIES | EA |  | 1 Year (Lifetime) | 145 | 3.5% | 139.925
86433 | Middle Atlantic | SIDE-12-20 | PAIR SIDE PANELS 12UX20D | EA |  | 1 Year (Lifetime) | 127 | 3.5% | 122.555
86434 | Middle Atlantic | SIDE-12-24 | PAIR SIDE PANELS 12UX24D | EA |  | 1 Year (Lifetime) | 175 | 3.5% | 168.875
86435 | Middle Atlantic | SIDE-18-20 | PAIR SIDE PANELS 18UX20D | EA |  | 1 Year (Lifetime) | 153 | 3.5% | 147.645
86436 | Middle Atlantic | SIDE-18-24 | PAIR SIDE PANELS 18UX24D | EA |  | 1 Year (Lifetime) | 246 | 3.5% | 237.39
86437 | Middle Atlantic | SIDE-21-20 | PAIR SIDE PANELS 21UX20D | EA |  | 1 Year (Lifetime) | 177 | 3.5% | 170.805
86438 | Middle Atlantic | SIDE-21-24 | PAIR SIDE PANELS 21UX24D | EA |  | 1 Year (Lifetime) | 226 | 3.5% | 218.09
86439 | Middle Atlantic | SIDE-27-20 | PAIR SIDE PANELS 27UX20D | EA |  | 1 Year (Lifetime) | 222 | 3.5% | 214.23
86440 | Middle Atlantic | SIDE-27-24 | PAIR SIDE PANELS 27UX24D | EA |  | 1 Year (Lifetime) | 277 | 3.5% | 267.305
86441 | Middle Atlantic | SIDE-35-20 | PAIR SIDE PANELS 35UX20D | EA |  | 1 Year (Lifetime) | 315 | 3.5% | 303.975
86442 | Middle Atlantic | SIDE-35-24 | PAIR SIDE PANELS 35UX24D | EA |  | 1 Year (Lifetime) | 365 | 3.5% | 352.225
86443 | Middle Atlantic | SIDE-42-20 | PAIR SIDE PANELS 42UX20D | EA |  | 1 Year (Lifetime) | 403 | 3.5% | 388.895
86444 | Middle Atlantic | SIDE-42-24 | PAIR SIDE PANELS 42UX24D | EA |  | 1 Year (Lifetime) | 452 | 3.5% | 436.18
86445 | Middle Atlantic | S-IEC-12X100 | 100-PK,12",STND IEC | EA |  | 1 Year (Lifetime) | 454 | 3.5% | 438.11
86446 | Middle Atlantic | S-IEC-12X20 | 20-PK,12",STND IEC | EA |  | 1 Year (Lifetime) | 104 | 3.5% | 100.36
86447 | Middle Atlantic | S-IEC-12X6 | 6-PK,12",STND IEC | EA |  | 1 Year (Lifetime) | 36 | 3.5% | 34.74
86448 | Middle Atlantic | S-IEC-18X100 | 100-PK,18",STND IEC | EA |  | 1 Year (Lifetime) | 502 | 3.5% | 484.43
86449 | Middle Atlantic | S-IEC-18X20 | 20-PK,18",STND IEC | EA |  | 1 Year (Lifetime) | 115 | 3.5% | 110.975
86450 | Middle Atlantic | S-IEC-18X6 | 6-PK,18",STND IEC | EA |  | 1 Year (Lifetime) | 40 | 3.5% | 38.6
86451 | Middle Atlantic | S-IEC-24X100 | 100-PK,24",STND IEC | EA |  | 1 Year (Lifetime) | 550 | 3.5% | 530.75
86452 | Middle Atlantic | S-IEC-24X20 | 20-PK,24",STND IEC | EA |  | 1 Year (Lifetime) | 126 | 3.5% | 121.59
86453 | Middle Atlantic | S-IEC-24X6 | 6-PK,24",STND IEC | EA |  | 1 Year (Lifetime) | 44 | 3.5% | 42.46
86454 | Middle Atlantic | S-IEC-6X100 | 100-PK,6",STND IEC | EA |  | 1 Year (Lifetime) | 406 | 3.5% | 391.79
86455 | Middle Atlantic | S-IEC-72X100 | 100-PK,72",STND IEC | EA |  | 1 Year (Lifetime) | 924 | 3.5% | 891.66
86456 | Middle Atlantic | SL-1 | 1SP PLEXI SECURITY COVER | EA |  | 1 Year (Lifetime) | 44 | 3.5% | 42.46
86457 | Middle Atlantic | SL-2 | 2SP PLEXI SECURITY COVER | EA |  | 1 Year (Lifetime) | 47 | 3.5% | 45.355
86458 | Middle Atlantic | SL-3 | 3SP PLEXI SECURITY COVER | EA |  | 1 Year (Lifetime) | 51 | 3.5% | 49.215
86459 | Middle Atlantic | SNE24-1032RR24-U | SNE24W,10/32 RR,24U AO | EA |  | 1 Year (Lifetime) | 220.16 | 3.5% | 212.4544
86460 | Middle Atlantic | SNE24-1032-RR42 | SNE24W,10/32RR,42U | EA |  | 1 Year (Lifetime) | 227.48 | 3.5% | 219.5182
86461 | Middle Atlantic | SNE24-1032RR42-U | SNE24W,10/32 RR,42U AO | EA |  | 1 Year (Lifetime) | 268.6 | 3.5% | 259.199
86462 | Middle Atlantic | SNE24-1032-RR45 | SNE24W,10/32RR,45U | EA |  | 1 Year (Lifetime) | 233.36 | 3.5% | 225.1924
86463 | Middle Atlantic | SNE24-1032RR45-U | SNE24W,10/32 RR,45U AO | EA |  | 1 Year (Lifetime) | 273.56 | 3.5% | 263.9854
86464 | Middle Atlantic | SNE24-42421032CA | 24W,42SP,42D SNE 1032 CAN | EA |  | 1 Year (Lifetime) | 3273 | 3.5% | 3158.445
86465 | Middle Atlantic | SNE24-4242PROCA | 24W,42SP,42D SNE PRO CAN | EA |  | 1 Year (Lifetime) | 3123 | 3.5% | 3013.695
86466 | Middle Atlantic | SNE24-6FT-FC-K-U | SNE 24W,660CFM TOPW/FC | EA |  | 1 Year (Lifetime) | 816 | 3.5% | 787.44
86467 | Middle Atlantic | SNE24-BBP-42-U | SNE24"W,BTM PLT,42D AO | EA |  | 1 Year (Lifetime) | 354 | 3.5% | 341.61
86468 | Middle Atlantic | SNE24-BBP-48-U | SNE24"W,BTM PLT,48D AO | EA |  | 1 Year (Lifetime) | 362 | 3.5% | 349.33
86469 | Middle Atlantic | SNE24-CFD-24-U | SNE 24W FAN FD/RD 24U AO | EA |  | 1 Year (Lifetime) | 1398 | 3.5% | 1349.07
86470 | Middle Atlantic | SNE24-CFD-42-U | SNE 24W FAN FD/RD 42U AO | EA |  | 1 Year (Lifetime) | 1444 | 3.5% | 1393.46
86471 | Middle Atlantic | SNE24-CFD-45-U | SNE 24W FAN FD/RD 45U AO | EA |  | 1 Year (Lifetime) | 1503 | 3.5% | 1450.395
86472 | Middle Atlantic | SNE24-CLVD-24-U | SNE24W VENT FD/RD 24U AO | EA |  | 1 Year (Lifetime) | 346 | 3.5% | 333.89
86473 | Middle Atlantic | SNE24-CLVD-42-U | SNE 24W VENT FD/RD 42U AO | EA |  | 1 Year (Lifetime) | 432 | 3.5% | 416.88
86474 | Middle Atlantic | SNE24-CLVD-45 | SNE 24W SPLTVNT FD/RD,45U | EA |  | 1 Year (Lifetime) | 451 | 3.5% | 435.215
86475 | Middle Atlantic | SNE24-CLVD-45-U | SNE 24W VENT FD/RD 45U AO | EA |  | 1 Year (Lifetime) | 469 | 3.5% | 452.585
86476 | Middle Atlantic | SNE24-CSD-24-U | SNE24W SLD,FD/RD 24U AO | EA |  | 1 Year (Lifetime) | 328 | 3.5% | 316.52
86477 | Middle Atlantic | SNE24-CSD-42-U | SNE24W SLD FD/RD 42U AO | EA |  | 1 Year (Lifetime) | 410 | 3.5% | 395.65
86478 | Middle Atlantic | SNE24-CSD-45-U | SNE24W SLD,FD/RD 45U AO | EA |  | 1 Year (Lifetime) | 445 | 3.5% | 429.425
86479 | Middle Atlantic | SNE24D-2436-P1 | 24W,24SP/36D,DIG ENCL | EA |  | 1 Year (Lifetime) | 2559 | 3.5% | 2469.435
86480 | Middle Atlantic | SNE24D-244202011 | 24W,24SP/42D,DIG ENCL,CTM | EA |  | 1 Year (Lifetime) | 1964 | 3.5% | 1895.26
86481 | Middle Atlantic | SNE24D-2442-P1 | 24W,24SP/42D,DIG ENCL | EA |  | 1 Year (Lifetime) | 2713 | 3.5% | 2618.045
86482 | Middle Atlantic | SNE24D-4236-P1 | 24W,42SP/36D,DIG ENCL | EA |  | 1 Year (Lifetime) | 2861 | 3.5% | 2760.865
86483 | Middle Atlantic | SNE24D-4236-P1AB | 24W,42SP/36D,DIG ENCL | EA |  | 1 Year (Lifetime) | 2388 | 3.5% | 2304.42
86484 | Middle Atlantic | SNE24D-4242-P1 | 24W,42SP/42D,DIG ENCL | EA |  | 1 Year (Lifetime) | 3047 | 3.5% | 2940.355
86485 | Middle Atlantic | SNE24D-4242-P1AB | 24W,42SP/42D,DIG ENCL | EA |  | 1 Year (Lifetime) | 2531 | 3.5% | 2442.415
86486 | Middle Atlantic | SNE24D-4242-P2 | 24W,42SP/42D,DIG ENCL | EA |  | 1 Year (Lifetime) | 4045 | 3.5% | 3903.425
86487 | Middle Atlantic | SNE24D-4248-P1 | 24W,42SP/48D,DIG ENCL | EA |  | 1 Year (Lifetime) | 3312 | 3.5% | 3196.08
86488 | Middle Atlantic | SNE24D-4248-P1AB | 24W,42SP/48D,DIG ENCL | EA |  | 1 Year (Lifetime) | 2751 | 3.5% | 2654.715
86489 | Middle Atlantic | SNE24D-4536-P1 | 24W,45SP/36D,DIG ENCL | EA |  | 1 Year (Lifetime) | 3036 | 3.5% | 2929.74
86490 | Middle Atlantic | SNE24D-4536-P1AB | 24W,45SP/36D,DIG ENCL | EA |  | 1 Year (Lifetime) | 2541 | 3.5% | 2452.065
86491 | Middle Atlantic | SNE24D-4542-P1 | 24W,45SP/42D,DIG ENCL | EA |  | 1 Year (Lifetime) | 3232 | 3.5% | 3118.88
86492 | Middle Atlantic | SNE24D-4542-P1AB | 24W,45SP/42D,DIG ENCL | EA |  | 1 Year (Lifetime) | 2776 | 3.5% | 2678.84
86493 | Middle Atlantic | SNE24D-4542-P2 | 24W,45SP/42D,DIG ENCL | EA |  | 1 Year (Lifetime) | 4258 | 3.5% | 4108.97
86494 | Middle Atlantic | SNE24D-4548-P1 | 24W,45SP/48D,DIG ENCL | EA |  | 1 Year (Lifetime) | 3511 | 3.5% | 3388.115
86495 | Middle Atlantic | SNE24D-4548-P1AB | 24W,45SP/48D,DIG ENCL | EA |  | 1 Year (Lifetime) | 2870 | 3.5% | 2769.55
86496 | Middle Atlantic | SNE24F-2436 | SNE24W FR,10/32,24UX36D | EA |  | 1 Year (Lifetime) | 1493 | 3.5% | 1440.745
86497 | Middle Atlantic | SNE24F-2442 | SNE24W FR,10/32,24UX42D | EA |  | 1 Year (Lifetime) | 1548 | 3.5% | 1493.82
86498 | Middle Atlantic | SNE24F-4236 | SNE24W FRAME 42UX36D | EA |  | 1 Year (Lifetime) | 1750 | 3.5% | 1688.75
86499 | Middle Atlantic | SNE24F-4242 | SNE24W FR,10/32,42UX42D | EA |  | 1 Year (Lifetime) | 1818 | 3.5% | 1754.37
86500 | Middle Atlantic | SNE24F-4248 | SNE24W FR,10/32,42UX48D | EA |  | 1 Year (Lifetime) | 1890 | 3.5% | 1823.85
86501 | Middle Atlantic | SNE24F-4536 | SNE24W FR,10/32,45UX36D | EA |  | 1 Year (Lifetime) | 1836 | 3.5% | 1771.74
86502 | Middle Atlantic | SNE24F-4542 | SNE24W FR,10/32,45UX42D | EA |  | 1 Year (Lifetime) | 1836 | 3.5% | 1771.74
86503 | Middle Atlantic | SNE24F-4548 | SNE24W FR,10/32,45UX48D | EA |  | 1 Year (Lifetime) | 1984 | 3.5% | 1914.56
86504 | Middle Atlantic | SNE24F-CN-2436 | SNE24W FR,CN RAIL 24UX36D | EA |  | 1 Year (Lifetime) | 1399 | 3.5% | 1350.035
86505 | Middle Atlantic | SNE24F-CN-2442 | SNE24W FR,CN RAIL,24UX42D | EA |  | 1 Year (Lifetime) | 1454 | 3.5% | 1403.11
86506 | Middle Atlantic | SNE24F-CN-4236 | SNE24W FR,CN RAIL,42UX36D | EA |  | 1 Year (Lifetime) | 1707 | 3.5% | 1647.255
86507 | Middle Atlantic | SNE24F-CN-4242 | SNE24W FR,CN RAIL 42UX42D | EA |  | 1 Year (Lifetime) | 1774 | 3.5% | 1711.91
86508 | Middle Atlantic | SNE24F-CN-4248 | SNE24W FR,CN RAIL 42UX48D | EA |  | 1 Year (Lifetime) | 1847 | 3.5% | 1782.355
86509 | Middle Atlantic | SNE24F-CN-4536 | SNE24W FR,CN RAIL 45UX36D | EA |  | 1 Year (Lifetime) | 1792 | 3.5% | 1729.28
86510 | Middle Atlantic | SNE24F-CN-4542 | SNE24W FR,CN RAIL 45UX42D | EA |  | 1 Year (Lifetime) | 1863 | 3.5% | 1797.795
86511 | Middle Atlantic | SNE24F-CN-4548 | SNE24W FR,CN RAIL 45UX48D | EA |  | 1 Year (Lifetime) | 1939 | 3.5% | 1871.135
86512 | Middle Atlantic | SNE24H-243601934 | 24W,24SP/36D,HYB ENCL | EA |  | 1 Year (Lifetime) | 3685 | 3.5% | 3556.025
86513 | Middle Atlantic | SNE24H-2436-A1 | 24W,24SP/36D,HYB ENCL | EA |  | 1 Year (Lifetime) | 3703 | 3.5% | 3573.395
86514 | Middle Atlantic | SNE24H-2436-A2 | 24W,24SP/36D,HYB ENCL | EA |  | 1 Year (Lifetime) | 3940 | 3.5% | 3802.1
86515 | Middle Atlantic | SNE24H-2442-A1 | 24W,24SP/42D,HYB ENCL | EA |  | 1 Year (Lifetime) | 3671 | 3.5% | 3542.515
86516 | Middle Atlantic | SNE24H-2442-A2 | 24W,24SP/42D,HYB ENCL | EA |  | 1 Year (Lifetime) | 4132 | 3.5% | 3987.38
86517 | Middle Atlantic | SNE24H-4236-A1 | 24W,42SP/36D,HYB ENCL | EA |  | 1 Year (Lifetime) | 4071 | 3.5% | 3928.515
86518 | Middle Atlantic | SNE24H-4236-A2 | 24W,42SP/36D,HYB ENCL | EA |  | 1 Year (Lifetime) | 4308 | 3.5% | 4157.22
86519 | Middle Atlantic | SNE24H-4242-A1 | 24W,42SP/42D,HYB ENCL | EA |  | 1 Year (Lifetime) | 4306 | 3.5% | 4155.29
86520 | Middle Atlantic | SNE24H-4242-A2 | 24W,42SP/42D,HYB ENCL | EA |  | 1 Year (Lifetime) | 4541 | 3.5% | 4382.065
86521 | Middle Atlantic | SNE24H-4536-A1 | 24W,45SP/36D,HYB ENCL | EA |  | 1 Year (Lifetime) | 4290 | 3.5% | 4139.85
86522 | Middle Atlantic | SNE24H-4536-A2 | 24W,45SP/36D,HYB ENCL | EA |  | 1 Year (Lifetime) | 4526 | 3.5% | 4367.59
86523 | Middle Atlantic | SNE24H-4542-A1 | 24W,45SP/42D,HYB ENCL | EA |  | 1 Year (Lifetime) | 4533 | 3.5% | 4374.345
86524 | Middle Atlantic | SNE24H-4542-A2 | 24W,45SP/42D,HYB ENCL | EA |  | 1 Year (Lifetime) | 4770 | 3.5% | 4603.05
86525 | Middle Atlantic | SNE24-LVD-24-U | SNE24W VENT FD/RD 24U AO | EA |  | 1 Year (Lifetime) | 296 | 3.5% | 285.64
86526 | Middle Atlantic | SNE24-LVD-42-U | SNE24W VENT FD/RD 42U AO | EA |  | 1 Year (Lifetime) | 369 | 3.5% | 356.085
86527 | Middle Atlantic | SNE24-LVD-45-U | SNE24W VENT FD/RD 45U AO | EA |  | 1 Year (Lifetime) | 401 | 3.5% | 386.965
86528 | Middle Atlantic | SNE24-PD-24-U | SNE24W PLEXI FD/RD 24U,AO | EA |  | 1 Year (Lifetime) | 460 | 3.5% | 443.9
86529 | Middle Atlantic | SNE24-PD-42-U | SNE24W PLEXI FD/RD 42U,AO | EA |  | 1 Year (Lifetime) | 749 | 3.5% | 722.785
86530 | Middle Atlantic | SNE24-PD-45-U | SNE24W PLEXI FD/RD 45U,AO | EA |  | 1 Year (Lifetime) | 781 | 3.5% | 753.665
86531 | Middle Atlantic | SNE24-PRO-RR24 | SNE24W,PRO RR,24U | EA |  | 1 Year (Lifetime) | 169.34 | 3.5% | 163.4131
86532 | Middle Atlantic | SNE24-PRO-RR24-U | SNE24W,PRO RR,24U AO | EA |  | 1 Year (Lifetime) | 214.84 | 3.5% | 207.3206
86533 | Middle Atlantic | SNE24-PRO-RR42 | SNE24W,PRO RR,42U | EA |  | 1 Year (Lifetime) | 206.96 | 3.5% | 199.7164
86534 | Middle Atlantic | SNE24-PRO-RR42-U | SNE24W,PRO RR,42U AO | EA |  | 1 Year (Lifetime) | 260.06 | 3.5% | 250.9579
86535 | Middle Atlantic | SNE24-PRO-RR45 | SNE24W,PRO RR,45U | EA |  | 1 Year (Lifetime) | 210.96 | 3.5% | 203.5764
86536 | Middle Atlantic | SNE24-PRO-RR45-U | SNE24W,PRO RR,45U AO | EA |  | 1 Year (Lifetime) | 265.04 | 3.5% | 255.7636
86537 | Middle Atlantic | SNE24-ST-U | SNE SERIES 24W SOLID TOP | EA |  | 1 Year (Lifetime) | 72 | 3.5% | 69.48
86538 | Middle Atlantic | SNE24-Z4 | SEISMIC BRKTS 24"W SNE | EA |  | 1 Year (Lifetime) | 249 | 3.5% | 240.285
86539 | Middle Atlantic | SNE27-1032-RR24 | SNE27W,10/32RR,24U | EA |  | 1 Year (Lifetime) | 270.8 | 3.5% | 261.322
86540 | Middle Atlantic | SNE27-1032RR24-U | SNE27W,10/32 RR,24U AO | EA |  | 1 Year (Lifetime) | 275.2 | 3.5% | 265.568
86541 | Middle Atlantic | SNE27-1032RR42-U | SNE27W,10/32 RR,42U AO | EA |  | 1 Year (Lifetime) | 334.88 | 3.5% | 323.1592
86542 | Middle Atlantic | SNE27-1032-RR45 | SNE27W,10/32RR,45U | EA |  | 1 Year (Lifetime) | 291.04 | 3.5% | 280.8536
86543 | Middle Atlantic | SNE27-1032RR45-U | SNE27W,10/32 RR,45U AO | EA |  | 1 Year (Lifetime) | 342.96 | 3.5% | 330.9564
86544 | Middle Atlantic | SNE27-6FT-FC-K-U | SNE 27W,660CFM TOPW/FC | EA |  | 1 Year (Lifetime) | 816 | 3.5% | 787.44
86545 | Middle Atlantic | SNE27-BBP-42-U | SNE27"W,BTM PLT,42D AO | EA |  | 1 Year (Lifetime) | 357 | 3.5% | 344.505
86546 | Middle Atlantic | SNE27-BBP-48-U | SNE27"W,BTM PLT,48D AO | EA |  | 1 Year (Lifetime) | 366 | 3.5% | 353.19
86547 | Middle Atlantic | SNE27-CFD-42-U | SNE 27W FAN FD/RD 42U AO | EA |  | 1 Year (Lifetime) | 1465 | 3.5% | 1413.725
86548 | Middle Atlantic | SNE27-CFD-45-U | SNE 27W FAN FD/RD 45U AO | EA |  | 1 Year (Lifetime) | 1510 | 3.5% | 1457.15
86549 | Middle Atlantic | SNE27-CLVD-42-U | SNE 27W VENT FD/RD 42U AO | EA |  | 1 Year (Lifetime) | 454 | 3.5% | 438.11
86550 | Middle Atlantic | SNE27-CLVD-45-U | SNE 27W VENT FD/RD 45U AO | EA |  | 1 Year (Lifetime) | 494 | 3.5% | 476.71
86551 | Middle Atlantic | SNE27-CSD-42-U | SNE 27W SLD,FD/RD 42U AO | EA |  | 1 Year (Lifetime) | 432 | 3.5% | 416.88
86552 | Middle Atlantic | SNE27-CSD-45-U | SNE 27W SLD,FD/RD 45U AO | EA |  | 1 Year (Lifetime) | 469 | 3.5% | 452.585
86553 | Middle Atlantic | SNE27D-4236-P1 | 27"W,42SP/36"D,DIG ENCL | EA |  | 1 Year (Lifetime) | 3110 | 3.5% | 3001.15
86554 | Middle Atlantic | SNE27D-4242-P1 | 27W,42SP/42D,DIG ENCL | EA |  | 1 Year (Lifetime) | 3308 | 3.5% | 3192.22
86555 | Middle Atlantic | SNE27D-4536-P1 | 27W,45SP/36D,DIG ENCL | EA |  | 1 Year (Lifetime) | 3292 | 3.5% | 3176.78
86556 | Middle Atlantic | SNE27D-4536-P1AB | 27W,45SP/36D,DIG,ENCL | EA |  | 1 Year (Lifetime) | 2616 | 3.5% | 2524.44
86557 | Middle Atlantic | SNE27D-4542-P1 | 27W,45SP/42D,DIG ENCL | EA |  | 1 Year (Lifetime) | 3312 | 3.5% | 3196.08
86558 | Middle Atlantic | SNE27D-4548-P2 | 27W,45SP/48D,DIG ENCL | EA |  | 1 Year (Lifetime) | 4669 | 3.5% | 4505.585
86559 | Middle Atlantic | SNE27F-4236 | SNE27W FR,10/32,42UX36D | EA |  | 1 Year (7 Years) | 1976 | 3.5% | 1906.84
86560 | Middle Atlantic | SNE27F-4242 | SNE27W FR,10/32,42UX42D | EA |  | 1 Year (7 Years) | 2051 | 3.5% | 1979.215
86561 | Middle Atlantic | SNE27F-4248 | SNE27W FR,10/32,42UX48D | EA |  | 1 Year (7 Years) | 2129 | 3.5% | 2054.485
86562 | Middle Atlantic | SNE27F-4536 | SNE27W FR,10/32,45UX36D | EA |  | 1 Year (7 Years) | 2060 | 3.5% | 1987.9
86563 | Middle Atlantic | SNE27F-4542 | SNE27W FR,10/32,45UX42D | EA |  | 1 Year (7 Years) | 2207 | 3.5% | 2129.755
86564 | Middle Atlantic | SNE27F-4548 | SNE27W FR,10/32,45UX48D | EA |  | 1 Year (7 Years) | 2367 | 3.5% | 2284.155
86565 | Middle Atlantic | SNE27-FAD-PM-42 | 27W,42SP,FAN/PM,SNE,PR | EA |  | 1 Year (Lifetime) | 162 | 3.5% | 156.33
86566 | Middle Atlantic | SNE27-FAD-PM-45 | 27W,45SP,FAN/PM,SNE,PR | EA |  | 1 Year (Lifetime) | 170 | 3.5% | 164.05
86567 | Middle Atlantic | SNE27F-CN-4236 | SNE27W FR,CN RAIL,42UX36D | EA |  | 1 Year (7 Years) | 1922 | 3.5% | 1854.73
86568 | Middle Atlantic | SNE27F-CN-4242 | SNE27W FR,CN RAIL 42UX42D | EA |  | 1 Year (7 Years) | 1996 | 3.5% | 1926.14
86569 | Middle Atlantic | SNE27F-CN-4248 | SNE27W FR,CN RAIL 42UX48D | EA |  | 1 Year (7 Years) | 2074 | 3.5% | 2001.41
86570 | Middle Atlantic | SNE27F-CN-4536 | SNE27W FR,CN RAIL 45UX36D | EA |  | 1 Year (7 Years) | 2005 | 3.5% | 1934.825
86571 | Middle Atlantic | SNE27F-CN-4542 | SNE27W FR,CN RAIL 45UX42D | EA |  | 1 Year (7 Years) | 2151 | 3.5% | 2075.715
86572 | Middle Atlantic | SNE27F-CN-4548 | SNE27W FR,CN RAIL 45UX48D | EA |  | 1 Year (7 Years) | 2312 | 3.5% | 2231.08
86573 | Middle Atlantic | SNE27H-4236-A1 | 27W,42SP/36D,HYB ENCL | EA |  | 1 Year (7 Years) | 4202 | 3.5% | 4054.93
86574 | Middle Atlantic | SNE27H-4236-A2 | 27W,42SP/36D,HYB ENCL | EA |  | 1 Year (7 Years) | 4222 | 3.5% | 4074.23
86575 | Middle Atlantic | SNE27H-4242-A1 | 27W,42SP/42D,HYB ENCL | EA |  | 1 Year (7 Years) | 4421 | 3.5% | 4266.265
86576 | Middle Atlantic | SNE27H-4242-A2 | 27W,42SP/42D,HYB ENCL | EA |  | 1 Year (7 Years) | 4657 | 3.5% | 4494.005
86577 | Middle Atlantic | SNE27H-4536-A1 | 27W,45SP/36D,HYB ENCL | EA |  | 1 Year (7 Years) | 4377 | 3.5% | 4223.805
86578 | Middle Atlantic | SNE27H-4536-A2 | 27W,45SP/36D,HYB ENCL | EA |  | 1 Year (7 Years) | 4612 | 3.5% | 4450.58
86579 | Middle Atlantic | SNE27H-4542-A1 | 27W,45SP/42D HYB ENCL | EA |  | 1 Year (7 Years) | 4607 | 3.5% | 4445.755
86580 | Middle Atlantic | SNE27H-4542-A2 | 27W,45SP/42D,HYB ENCL | EA |  | 1 Year (7 Years) | 4843 | 3.5% | 4673.495
86581 | Middle Atlantic | SNE27-LVD-42 | SNE 27W VENTED FD/RD 42U | EA |  | 1 Year (Lifetime) | 375 | 3.5% | 361.875
86582 | Middle Atlantic | SNE27-LVD-42-U | SNE27W VENT FD/RD 42U AO | EA |  | 1 Year (Lifetime) | 390 | 3.5% | 376.35
86583 | Middle Atlantic | SNE27-LVD-45-U | SNE27W VENT FD/RD 45U AO | EA |  | 1 Year (Lifetime) | 424 | 3.5% | 409.16
86584 | Middle Atlantic | SNE27-PD-42-U | SNE27W PLEXI FD/RD 42U,AO | EA |  | 1 Year (Lifetime) | 788 | 3.5% | 760.42
86585 | Middle Atlantic | SNE27-PD-45-U | SNE27W PLEXI FD/RD 45U,AO | EA |  | 1 Year (Lifetime) | 822 | 3.5% | 793.23
86586 | Middle Atlantic | SNE27-PRO-RR24-U | SNE27W,PRO RR,24U AO | EA |  | 1 Year (Lifetime) | 268.12 | 3.5% | 258.7358
86587 | Middle Atlantic | SNE27-PRO-RR42-U | SNE27W,PRO RR,42U AO | EA |  | 1 Year (Lifetime) | 325.62 | 3.5% | 314.2233
86588 | Middle Atlantic | SNE27-PRO-RR45-U | SNE27W,PRO RR,45U AO | EA |  | 1 Year (Lifetime) | 332.64 | 3.5% | 320.9976
86589 | Middle Atlantic | SNE27-ST-U | SNE SERIES 27W SOLID TOP | EA |  | 1 Year (Lifetime) | 75 | 3.5% | 72.375
86590 | Middle Atlantic | SNE27-Z4 | SEISMIC BRKTS 27"W SNE | EA |  | 1 Year (Lifetime) | 259 | 3.5% | 249.935
86591 | Middle Atlantic | SNE30-1032RR24-U | SNE30W,10/32 RR,24U AO | EA |  | 1 Year (7 Years) | 281.2 | 3.5% | 271.358
86592 | Middle Atlantic | SNE30-1032RR42-U | SNE30W,10/32 RR,42U AO | EA |  | 1 Year (7 Years) | 342.96 | 3.5% | 330.9564
86593 | Middle Atlantic | SNE30-1032RR45-U | SNE30W,10/32 RR,45U AO | EA |  | 1 Year (7 Years) | 348.96 | 3.5% | 336.7464
86594 | Middle Atlantic | SNE30-45361032CA | 30W,45SP,36D SNE 1032 CAN | EA |  | 1 Year (7 Years) | 3967 | 3.5% | 3828.155
86595 | Middle Atlantic | SNE30-4536PROCA | 30W,45SP,36D SNE PRO CAN | EA |  | 1 Year (7 Years) | 3665 | 3.5% | 3536.725
86596 | Middle Atlantic | SNE30-6FT-FC-K-U | SNE 30W,660CFM TOPW/FC | EA |  | 1 Year (7 Years) | 816 | 3.5% | 787.44
86597 | Middle Atlantic | SNE30-BBP-42-U | SNE30"W,BTM PLT,42D AO | EA |  | 1 Year (7 Years) | 362 | 3.5% | 349.33
86598 | Middle Atlantic | SNE30-BBP-48-U | SNE30"W,BTM PLT,48D AO | EA |  | 1 Year (7 Years) | 370 | 3.5% | 357.05
86599 | Middle Atlantic | SNE30-CFD-42-U | SNE 30W FAN FD/RD 42U AO | EA |  | 1 Year (3 Years) | 1583 | 3.5% | 1527.595
86600 | Middle Atlantic | SNE30-CFD-45-U | SNE 30W FAN FD/RD 45U AO | EA |  | 1 Year (3 Years) | 1641 | 3.5% | 1583.565
86601 | Middle Atlantic | SNE30-CLVD-42-U | SNE 30W VENT FD/RD 42U AO | EA |  | 1 Year (3 Years) | 478 | 3.5% | 461.27
86602 | Middle Atlantic | SNE30-CLVD-45-U | SNE 30W VENT FD/RD 45U AO | EA |  | 1 Year (3 Years) | 521 | 3.5% | 502.765
86603 | Middle Atlantic | SNE30-CSD-42-U | SNE 30W SLD,FD/RD 42U AO | EA |  | 1 Year (3 Years) | 454 | 3.5% | 438.11
86604 | Middle Atlantic | SNE30-CSD-45-U | SNE 30W SLD,FD/RD 45U AO | EA |  | 1 Year (3 Years) | 494 | 3.5% | 476.71
86605 | Middle Atlantic | SNE30D-4236-P1 | 30W,42SP/36D,DIG ENCL | EA |  | 1 Year (Lifetime) | 3331 | 3.5% | 3214.415
86606 | Middle Atlantic | SNE30D-4242-P1 | 30W,42SP/42D,DIG ENCL | EA |  | 1 Year (Lifetime) | 3518 | 3.5% | 3394.87
86607 | Middle Atlantic | SNE30D-4242-P1AB | 30W,42SP/42D,DIG ENCL | EA |  | 1 Year (Lifetime) | 2791 | 3.5% | 2693.315
86608 | Middle Atlantic | SNE30D-4248-P1 | 30W,42SP/48D,DIG ENCL | EA |  | 1 Year (Lifetime) | 3596 | 3.5% | 3470.14
86609 | Middle Atlantic | SNE30D-4536-P1 | 30W,45SP/36D,DIG ENCL | EA |  | 1 Year (Lifetime) | 3308 | 3.5% | 3192.22
86610 | Middle Atlantic | SNE30D-4536-P1AB | 30W,45SP/36D,DIG ENCL | EA |  | 1 Year (Lifetime) | 2813 | 3.5% | 2714.545
86611 | Middle Atlantic | SNE30D-4542-P1 | 30W,45SP/42D,DIG ENCL | EA |  | 1 Year (Lifetime) | 3750 | 3.5% | 3618.75
86612 | Middle Atlantic | SNE30D-4542-P1AB | 30W,45SP/42D,DIG ENCL | EA |  | 1 Year (Lifetime) | 3047 | 3.5% | 2940.355
86613 | Middle Atlantic | SNE30D-4542-P2 | 30W,45SP/42D,DIG ENCL | EA |  | 1 Year (Lifetime) | 4717 | 3.5% | 4551.905
86614 | Middle Atlantic | SNE30D-4548-P1 | 30W,45SP/48D,DIG ENCL | EA |  | 1 Year (Lifetime) | 4039 | 3.5% | 3897.635
86615 | Middle Atlantic | SNE30D-4548-P1AB | 30W,45SP/48D,DIG ENCL | EA |  | 1 Year (Lifetime) | 3313 | 3.5% | 3197.045
86616 | Middle Atlantic | SNE30F-4236 | SNE30W FR,10/32,42UX36D | EA |  | 1 Year (Lifetime) | 2109 | 3.5% | 2035.185
86617 | Middle Atlantic | SNE30F-4242 | SNE30W FR,10/32,42UX42D | EA |  | 1 Year (Lifetime) | 2259 | 3.5% | 2179.935
86618 | Middle Atlantic | SNE30F-4248 | SNE30W FR,10/32,42UX48D | EA |  | 1 Year (Lifetime) | 2425 | 3.5% | 2340.125
86619 | Middle Atlantic | SNE30F-4536 | SNE30W FR,10/32,45UX36D | EA |  | 1 Year (Lifetime) | 2170 | 3.5% | 2094.05
86620 | Middle Atlantic | SNE30F-4542 | SNE30W FR,10/32,45UX42D | EA |  | 1 Year (Lifetime) | 2326 | 3.5% | 2244.59
86621 | Middle Atlantic | SNE30F-4548 | SNE30W FR,10/32,45UX48D | EA |  | 1 Year (Lifetime) | 2499 | 3.5% | 2411.535
86622 | Middle Atlantic | SNE30-FAD-PM-42 | 30W,42SP,FAN/PM,SNE,PR | EA |  | 1 Year (3 Years) | 166 | 3.5% | 160.19
86623 | Middle Atlantic | SNE30-FAD-PM-45 | 30W,45SP,FAN/PM,SNE,PR | EA |  | 1 Year (3 Years) | 171 | 3.5% | 165.015
86624 | Middle Atlantic | SNE30F-CN-4236 | SNE30W FR,CN RAIL,42UX36D | EA |  | 1 Year (Lifetime) | 2054 | 3.5% | 1982.11
86625 | Middle Atlantic | SNE30F-CN-4242 | SNE30W FR,CN RAIL 42UX42D | EA |  | 1 Year (Lifetime) | 2205 | 3.5% | 2127.825
86626 | Middle Atlantic | SNE30F-CN-4248 | SNE30W FR,CN RAIL 42UX48D | EA |  | 1 Year (Lifetime) | 2370 | 3.5% | 2287.05
86627 | Middle Atlantic | SNE30F-CN-4536 | SNE30W FR,CN RAIL 45UX36D | EA |  | 1 Year (Lifetime) | 2114 | 3.5% | 2040.01
86628 | Middle Atlantic | SNE30F-CN-4542 | SNE30W FR,CN RAIL 45UX42D | EA |  | 1 Year (Lifetime) | 2271 | 3.5% | 2191.515
86629 | Middle Atlantic | SNE30F-CN-4548 | SNE30W FR,CN RAIL 45UX48D | EA |  | 1 Year (Lifetime) | 2442 | 3.5% | 2356.53
86630 | Middle Atlantic | SNE30H-4236-A1 | 30W,42SP/36D,HYB ENCL | EA |  | 1 Year (Lifetime) | 4316 | 3.5% | 4164.94
86631 | Middle Atlantic | SNE30H-4236-A2 | 30W,42SP/36D,HYB ENCL | EA |  | 1 Year (Lifetime) | 4553 | 3.5% | 4393.645
86632 | Middle Atlantic | SNE30H-4242-A1 | 30W,42SP/42D,HYB ENCL | EA |  | 1 Year (Lifetime) | 4565 | 3.5% | 4405.225
86633 | Middle Atlantic | SNE30H-4242-A2 | 30W,42SP/42D,HYB ENCL | EA |  | 1 Year (Lifetime) | 4800 | 3.5% | 4632
86634 | Middle Atlantic | SNE30H-4536-A1 | 30W,45SP/36D,HYB ENCL | EA |  | 1 Year (Lifetime) | 4553 | 3.5% | 4393.645
86635 | Middle Atlantic | SNE30H-4542-A1 | 30W,45SP/42D,HYB ENCL | EA |  | 1 Year (Lifetime) | 4888 | 3.5% | 4716.92
86636 | Middle Atlantic | SNE30-LVD-42 | FULL VENT F/R DR,42U | EA |  | 1 Year (3 Years) | 89 | 3.5% | 85.885
86637 | Middle Atlantic | SNE30-LVD-42-U | SNE30W VENT FD/RD 42U AO | EA |  | 1 Year (3 Years) | 409 | 3.5% | 394.685
86638 | Middle Atlantic | SNE30-LVD-45-U | SNE30W VENT FD/RD 45U AO | EA |  | 1 Year (3 Years) | 445 | 3.5% | 429.425
86639 | Middle Atlantic | SNE30N-4536 | 30W,45SP/36D,NET ENCL | EA |  | 1 Year (Lifetime) | 3130 | 3.5% | 3020.45
86640 | Middle Atlantic | SNE30-PD-42-U | SNE30W PLEXI FD/RD 42U,AO | EA |  | 1 Year (Lifetime) | 829 | 3.5% | 799.985
86641 | Middle Atlantic | SNE30-PD-45-U | SNE30W PLEXI FD/RD 45U,AO | EA |  | 1 Year (Lifetime) | 865 | 3.5% | 834.725
86642 | Middle Atlantic | SNE30-PRO-RR24-U | SNE30W,PRO RR,24U AO | EA |  | 1 Year (Lifetime) | 273.16 | 3.5% | 263.5994
86643 | Middle Atlantic | SNE30-PRO-RR42-U | SNE30W,PRO RR,42U AO | EA |  | 1 Year (Lifetime) | 332.64 | 3.5% | 320.9976
86644 | Middle Atlantic | SNE30-PRO-RR45 | SNE30W,PRO RR,45U | EA |  | 1 Year (Lifetime) | 269.3 | 3.5% | 259.8745
86645 | Middle Atlantic | SNE30-PRO-RR45-U | SNE30W,PRO RR,45U AO | EA |  | 1 Year (Lifetime) | 339.62 | 3.5% | 327.7333
86646 | Middle Atlantic | SNE30-ST-U | SNE SERIES 30W SOLID TOP | EA |  | 1 Year (Lifetime) | 79 | 3.5% | 76.235
86647 | Middle Atlantic | SNE30-VPD-45 | 24WX45SP PLEXI/VENT FD/RD | EA |  | 1 Year (Lifetime) | 996 | 3.5% | 961.14
86648 | Middle Atlantic | SNE30-Z4 | SEISMIC BRKTS 30"W SNE | EA |  | 1 Year (Lifetime) | 270 | 3.5% | 260.55
86649 | Middle Atlantic | SNE-42DUCT-4X6 | SNE 42U INT CBL DUCT,1PC | EA |  | 1 Year (Lifetime) | 436 | 3.5% | 420.74
86650 | Middle Atlantic | SNE-42DUCT-4X6-U | SNE 42U INT CBL DUCT,AO | EA |  | 1 Year (Lifetime) | 419 | 3.5% | 404.335
86651 | Middle Atlantic | SNE-45DUCT-4X6 | SNE 45U INT CBL DUCT,1PC | EA |  | 1 Year (Lifetime) | 284 | 3.5% | 274.06
86652 | Middle Atlantic | SNE-45DUCT-4X6-U | SNE 45U INT CBL DUCT,AO | EA |  | 1 Year (Lifetime) | 273 | 3.5% | 263.445
86653 | Middle Atlantic | SNE-CASTER | SNE SERIES CASTER KIT | EA |  | 1 Year (Lifetime) | 76 | 3.5% | 73.34
86654 | Middle Atlantic | SNE-CC-36LT | 36DP,SOLID CC TOP,LKOS | EA |  | 1 Year (Lifetime) | 83 | 3.5% | 80.095
86655 | Middle Atlantic | SNE-CC-42FB | 42SP CABLE CHASE,FR/BK | EA |  | 1 Year (Lifetime) | 260 | 3.5% | 250.9
86656 | Middle Atlantic | SNE-CC-42LT | 42DP,SOLID CC TOP,LKOS | EA |  | 1 Year (Lifetime) | 94 | 3.5% | 90.71
86657 | Middle Atlantic | SNE-CC-45FB | 45SP CABLE CHASE,FR/BK | EA |  | 1 Year (Lifetime) | 274 | 3.5% | 264.41
86658 | Middle Atlantic | SNE-CC-48LT | 48DP,SOLID CC TOP,LKOS | EA |  | 1 Year (Lifetime) | 105 | 3.5% | 101.325
86659 | Middle Atlantic | SNE-CCE12-4536 | SNE CC END,12"W,45U,36"D | EA |  | 1 Year (Lifetime) | 897 | 3.5% | 865.605
86660 | Middle Atlantic | SNE-CCE12-4542 | SNE CC END,12"W,45U,42"D | EA |  | 1 Year (Lifetime) | 961 | 3.5% | 927.365
86661 | Middle Atlantic | SNE-CCE12-4548 | SNE CC END,12"W,45U,48"D | EA |  | 1 Year (Lifetime) | 1024 | 3.5% | 988.16
86662 | Middle Atlantic | SNE-CN-ADP4 | 4SP CAGE-NUT ADAPTER | EA |  | 1 Year (Lifetime) | 41 | 3.5% | 39.565
86663 | Middle Atlantic | SNE-IVCMF-24 | VERTICAL FINGER,24SP SNE | EA |  | 1 Year (Lifetime) | 103 | 3.5% | 99.395
86664 | Middle Atlantic | SNE-IVCMF-42 | VERTICAL FINGER,42SP SNE | EA |  | 1 Year (Lifetime) | 132 | 3.5% | 127.38
86665 | Middle Atlantic | SNE-IVCMF-45 | VERTICAL FINGER,45SP SNE | EA |  | 1 Year (Lifetime) | 137 | 3.5% | 132.205
86666 | Middle Atlantic | SNE-SPN-2436 | SNE PAIR SP 24UX36"D | EA |  | 1 Year (Lifetime) | 439 | 3.5% | 423.635
86667 | Middle Atlantic | SNE-SPN-2436-U | SNE PR SP AO,24UX36"D | EA |  | 1 Year (Lifetime) | 419 | 3.5% | 404.335
86668 | Middle Atlantic | SNE-SPN-2442 | SNE PAIR SP 24UX42"D | EA |  | 1 Year (Lifetime) | 477 | 3.5% | 460.305
86669 | Middle Atlantic | SNE-SPN-2442-U | SNE PR SP AO,24UX42"D | EA |  | 1 Year (Lifetime) | 477 | 3.5% | 460.305
86670 | Middle Atlantic | SNE-SPN-4236 | SNE PAIR SP 42UX36"D | EA |  | 1 Year (Lifetime) | 536 | 3.5% | 517.24
86671 | Middle Atlantic | SNE-SPN-4236-U | SNE PR SP AO,42UX36"D | EA |  | 1 Year (Lifetime) | 401 | 3.5% | 386.965
86672 | Middle Atlantic | SNE-SPN-4242 | SNE PAIR SP 42UX42"D | EA |  | 1 Year (Lifetime) | 581 | 3.5% | 560.665
86673 | Middle Atlantic | SNE-SPN-4242-U | SNE PR SP AO,42UX42"D | EA |  | 1 Year (Lifetime) | 495 | 3.5% | 477.675
86674 | Middle Atlantic | SNE-SPN-4248-U | SNE PR SP AO,42UX48"D | EA |  | 1 Year (Lifetime) | 539 | 3.5% | 520.135
86675 | Middle Atlantic | SNE-SPN-4536 | SNE PAIR SP 45UX36"D | EA |  | 1 Year (Lifetime) | 581 | 3.5% | 560.665
86676 | Middle Atlantic | SNE-SPN-4536-U | SNE PR SP AO,45UX36"D | EA |  | 1 Year (Lifetime) | 495 | 3.5% | 477.675
86677 | Middle Atlantic | SNE-SPN-4542 | SNE PAIR SP 45UX42"D | EA |  | 1 Year (Lifetime) | 632 | 3.5% | 609.88
86678 | Middle Atlantic | SNE-SPN-4542-U | SNE PR SP AO,45UX42"D | EA |  | 1 Year (Lifetime) | 539 | 3.5% | 520.135
86679 | Middle Atlantic | SNE-SPN-4548 | SNE PAIR SP 45UX48"D | EA |  | 1 Year (Lifetime) | 688 | 3.5% | 663.92
86680 | Middle Atlantic | SNE-SPN-4548-U | SNE PR SP AO,45UX48"D | EA |  | 1 Year (Lifetime) | 584 | 3.5% | 563.56
86681 | Middle Atlantic | SNE-SPNH-2436-U | SNE1/2 PR SP AO,24UX36D | EA |  | 1 Year (Lifetime) | 251 | 3.5% | 242.215
86682 | Middle Atlantic | SNE-SPNH-2442-U | SNE1/2 PR SP AO,24UX42D | EA |  | 1 Year (Lifetime) | 272 | 3.5% | 262.48
86683 | Middle Atlantic | SNE-SPNH-4236-U | SNE1/2 PR SP AO,42U36D | EA |  | 1 Year (Lifetime) | 241 | 3.5% | 232.565
86684 | Middle Atlantic | SNE-SPNH-4242-U | SNE1/2 PR SP AO,42UX42D | EA |  | 1 Year (Lifetime) | 297 | 3.5% | 286.605
86685 | Middle Atlantic | SNE-SPNH-4248-U | SNE1/2 PR SP AO,42UX48D | EA |  | 1 Year (Lifetime) | 322 | 3.5% | 310.73
86686 | Middle Atlantic | SNE-SPNH-4536-U | SNE1/2 PR SP AO,45UX36D | EA |  | 1 Year (Lifetime) | 297 | 3.5% | 286.605
86687 | Middle Atlantic | SNE-SPNH-4542-U | SNE1/2 PR SP AO,45UX42D | EA |  | 1 Year (Lifetime) | 322 | 3.5% | 310.73
86688 | Middle Atlantic | SNE-SPNH-4548-U | SNE1/2 PR SP,45UX48D | EA |  | 1 Year (Lifetime) | 352 | 3.5% | 339.68
86689 | Middle Atlantic | SNE-TCB-36 | TOP OPT BRKT,SNE 36"D | EA |  | 1 Year (Lifetime) | 49 | 3.5% | 47.285
86690 | Middle Atlantic | SNE-TCB-42 | TOP OPT BRKT,SNE 42"D | EA |  | 1 Year (Lifetime) | 52 | 3.5% | 50.18
86691 | Middle Atlantic | SNE-TCB-48 | TOP OPT BRKT,SNE 48"D | EA |  | 1 Year (Lifetime) | 56 | 3.5% | 54.04
86692 | Middle Atlantic | SP-5-14 | SIDE PANELS FOR SLIM 5-14 | EA |  | 1 Year (Lifetime) | 243 | 3.5% | 234.495
86693 | Middle Atlantic | SP-5-14-26 | SIDE PANELS FOR 5-14-26 | EA |  | 1 Year (Lifetime) | 330 | 3.5% | 318.45
86694 | Middle Atlantic | SP-5-21 | SIDE PANELS FOR SLIM 5-21 | EA |  | 1 Year (Lifetime) | 309 | 3.5% | 298.185
86695 | Middle Atlantic | SP-5-21-26 | SIDE PANELS FOR 5-21-26 | EA |  | 1 Year (Lifetime) | 417 | 3.5% | 402.405
86696 | Middle Atlantic | SP-5-29 | SIDE PANELS FOR SLIM 5-29 | EA |  | 1 Year (Lifetime) | 372 | 3.5% | 358.98
86697 | Middle Atlantic | SP-5-29-26 | SIDE PANELS FOR 5-29-26 | EA |  | 1 Year (Lifetime) | 504 | 3.5% | 486.36
86698 | Middle Atlantic | SP-5-37 | SIDE PANELS FOR SLIM 5-37 | EA |  | 1 Year (Lifetime) | 444 | 3.5% | 428.46
86699 | Middle Atlantic | SP-5-37-26 | SIDE PANELS FOR 5-37-26 | EA |  | 1 Year (Lifetime) | 601 | 3.5% | 579.965
86700 | Middle Atlantic | SP-5-43 | SIDE PANELS FOR SLIM 5-43 | EA |  | 1 Year (Lifetime) | 496 | 3.5% | 478.64
86701 | Middle Atlantic | SP-5-43-26 | SIDE PANELS FOR 5-43-26 | EA |  | 1 Year (Lifetime) | 673 | 3.5% | 649.445
86702 | Middle Atlantic | SP-5-8 | SIDE PANELS FOR SLIM 5-8, | EA |  | 1 Year (Lifetime) | 214 | 3.5% | 206.51
86703 | Middle Atlantic | SP-5-8-26 | SIDE PANELS FOR 5-8-26 | EA |  | 1 Year (Lifetime) | 290 | 3.5% | 279.85
86704 | Middle Atlantic | SPBIT | DRIVER BIT,SQUARE W/PIN | EA |  | 1 Year (Lifetime) | 19 | 3.5% | 18.335
86705 | Middle Atlantic | SP-CFR-10-23 | 10SP,23D,SIDE,PNLS,BK,CTM | EA |  | 1 Year (Lifetime) | 2869.4 | 3.5% | 2768.971
86706 | Middle Atlantic | SPM-2 | 2SP SIDEWAYS PANEL MOUNT | EA |  | 1 Year (Lifetime) | 159 | 3.5% | 153.435
86707 | Middle Atlantic | SPM-4 | 4SP SIDEWAYS PANEL MOUNT | EA |  | 1 Year (Lifetime) | 180 | 3.5% | 173.7
86708 | Middle Atlantic | SPN-1427-1217BK | PR SIDES,SC-1427-1217,BLA | EA |  | 1 Year (Lifetime) | 460.9 | 3.5% | 444.7685
86709 | Middle Atlantic | SPN-1427-1217BKL | LEFT SIDE FOR SC-1427-121 | EA |  | 1 Year (Lifetime) | 715.16 | 3.5% | 690.1294
86710 | Middle Atlantic | SPN-1427-1217BKR | RIGHT SIDE FOR SC-1427-12 | EA |  | 1 Year (Lifetime) | 715.16 | 3.5% | 690.1294
86711 | Middle Atlantic | SPN-1427-1460BK | PR SIDES SC-1427-1460BK | EA |  | 1 Year (Lifetime) | 373.1 | 3.5% | 360.0415
86712 | Middle Atlantic | SPN-1427-1460GY | PR SIDES SC-1427-1460GY | EA |  | 1 Year (Lifetime) | 68 | 3.5% | 65.62
86713 | Middle Atlantic | SPN-1427-1460GYL | SC-1427-1460GY LEFT SIDE | EA |  | 1 Year (Lifetime) | 61 | 3.5% | 58.865
86714 | Middle Atlantic | SPN-1427-1460GYR | SC-1427-1460GY RIGHT SIDE | EA |  | 1 Year (Lifetime) | 527 | 3.5% | 508.555
86715 | Middle Atlantic | SPN-24-267 | PR BLK 24SP SDS FOR 26-27 | EA |  | 1 Year (Lifetime) | 501 | 3.5% | 483.465
86716 | Middle Atlantic | SPN-24-267-RGB | PR BLK 24SP SDS FOR 26-27 | EA |  | 1 Year (Lifetime) | 63 | 3.5% | 60.795
86717 | Middle Atlantic | SPN-24-312 | PR BLK 24SP SDS FOR 31-32 | EA |  | 1 Year (Lifetime) | 680 | 3.5% | 656.2
86718 | Middle Atlantic | SPN-24-312-RGB | PR BLK 24SP SDS FOR 31-32 | EA |  | 1 Year (Lifetime) | 58 | 3.5% | 55.97
86719 | Middle Atlantic | SPN-24-36 | PR 24SP,36DP BLK SIDE PNL | EA |  | 1 Year (Lifetime) | 778 | 3.5% | 750.77
86720 | Middle Atlantic | SPN-24-42 | PR BLK 24SP,42D SIDE PNLS | EA |  | 1 Year (Lifetime) | 862 | 3.5% | 831.83
86721 | Middle Atlantic | SPN-37-267 | PR BLK 37SP SDS FOR 26-27 | EA |  | 1 Year (Lifetime) | 599 | 3.5% | 578.035
86722 | Middle Atlantic | SPN-37-267-RGB | PR BLK 37SP SDS FOR 26-27 | EA |  | 1 Year (Lifetime) | 86 | 3.5% | 82.99
86723 | Middle Atlantic | SPN-37-312 | PR BLK 37SP SDS FOR 31-32 | EA |  | 1 Year (Lifetime) | 812 | 3.5% | 783.58
86724 | Middle Atlantic | SPN-37-312-RGB | PR BLK 37SP SDS FOR 31-32 | EA |  | 1 Year (Lifetime) | 84 | 3.5% | 81.06
86725 | Middle Atlantic | SPN3T-1427-00091 | PR SIDES 3T CONV 17D,BLAC | EA |  | 1 Year (Lifetime) | 342 | 3.5% | 330.03
86726 | Middle Atlantic | SPN3T-1427-00100 | PR SIDES 3T CONV STR,BLAC | EA |  | 1 Year (Lifetime) | 333 | 3.5% | 321.345
86727 | Middle Atlantic | SPN-40-267 | PR BLK 40SP SDS FOR 26-27 | EA |  | 1 Year (Lifetime) | 642 | 3.5% | 619.53
86728 | Middle Atlantic | SPN-40-267-RGB | PR BLK 40SP SDS FOR 26-27 | EA |  | 1 Year (Lifetime) | 87 | 3.5% | 83.955
86729 | Middle Atlantic | SPN-40-312 | PR BLK 40SP SDS FOR 31-32 | EA |  | 1 Year (Lifetime) | 877 | 3.5% | 846.305
86730 | Middle Atlantic | SPN-40-312-RGB | PR BLK 40SP SDS FOR 31-32 | EA |  | 1 Year (Lifetime) | 83 | 3.5% | 80.095
86731 | Middle Atlantic | SPN-40-36 | PR BLK 40SP/36D SIDE PNLS | EA |  | 1 Year (Lifetime) | 980 | 3.5% | 945.7
86732 | Middle Atlantic | SPN-40-36-RGB | PR BLK 40SP/36D SIDE PAN | EA |  | 1 Year (Lifetime) | 78 | 3.5% | 75.27
86733 | Middle Atlantic | SPN-44-267 | PR BLK 44SP SDS FOR 26-27 | EA |  | 1 Year (Lifetime) | 680 | 3.5% | 656.2
86734 | Middle Atlantic | SPN-44-267-GT | PR GT 44SP SDS FOR 26-27 | EA |  | 1 Year (Lifetime) | 783 | 3.5% | 755.595
86735 | Middle Atlantic | SPN-44-312 | PR BLK 44SP SDS FOR 31-32 | EA |  | 1 Year (Lifetime) | 907 | 3.5% | 875.255
86736 | Middle Atlantic | SPN-44-312-RGB | PR BLK 44SP SDS FOR 31-32 | EA |  | 1 Year (Lifetime) | 88 | 3.5% | 84.92
86737 | Middle Atlantic | SPN-44-312-WT | PR WHT 44SP SDS FOR 31-32 | EA |  | 1 Year (Lifetime) | 949 | 3.5% | 915.785
86738 | Middle Atlantic | SPN-44-36 | PR BLK 44SP, 36DP SIDE PA | EA |  | 1 Year (Lifetime) | 1010 | 3.5% | 974.65
86739 | Middle Atlantic | SPNG-40-24 | 40SP,24D GRK SIDEPNL(PR) | EA |  | 1 Year (Lifetime) | 617 | 3.5% | 595.405
86740 | Middle Atlantic | SPNG-40-30 | 40SP,30D GRK SIDEPNL(PR) | EA |  | 1 Year (Lifetime) | 820 | 3.5% | 791.3
86741 | Middle Atlantic | SPNG-40-36 | 40SP,36D GRK SIDEPNL(PR) | EA |  | 1 Year (Lifetime) | 903 | 3.5% | 871.395
86742 | Middle Atlantic | SPNG-44-24 | 44SP,24D GRK SIDE PNL(PR) | EA |  | 1 Year (Lifetime) | 649 | 3.5% | 626.285
86743 | Middle Atlantic | SPNG-44-30 | 44SP,30D GRK SIDEPNL(PR) | EA |  | 1 Year (Lifetime) | 863 | 3.5% | 832.795
86744 | Middle Atlantic | SPNG-44-36 | 44SP,36D GRK SIDEPNL(PR) | EA |  | 1 Year (Lifetime) | 951 | 3.5% | 917.715
86745 | Middle Atlantic | SPNG-48-24 | 48SP,24D GRK SIDEPNL(PR) | EA |  | 1 Year (Lifetime) | 656 | 3.5% | 633.04
86746 | Middle Atlantic | SPNG-48-30 | 48SP,30D GRK SIDE PNL(PR) | EA |  | 1 Year (Lifetime) | 908 | 3.5% | 876.22
86747 | Middle Atlantic | SPNG-48-36 | 48SP,36D GRK SIDEPNL(PR) | EA |  | 1 Year (Lifetime) | 919 | 3.5% | 886.835
86748 | Middle Atlantic | SPNH-27-1217BKR | 1/2SIDE R,12U,17DEG SLOPE | EA |  | 1 Year (Lifetime) | 186 | 3.5% | 179.49
86749 | Middle Atlantic | SPNQ-1427-1217BK | PR SIDES,SCQ-1427-1217,BL | EA |  | 1 Year (Lifetime) | 821 | 3.5% | 792.265
86750 | Middle Atlantic | SPNQ3T-142700118 | PR SIDES, 3T QUIET 17D,BL | EA |  | 1 Year (Lifetime) | 435 | 3.5% | 419.775
86751 | Middle Atlantic | SPNQ3T-142700127 | PR SIDES,3T QUIET STR,BLA | EA |  | 1 Year (Lifetime) | 426 | 3.5% | 411.09
86752 | Middle Atlantic | SPX-19 | SOCAPEX 19PIN(1)PORT UCP | EA |  | 1 Year (Lifetime) | 19 | 3.5% | 18.335
86753 | Middle Atlantic | SR28-FK6-32 | SR28,6"FAN,32"D FAN KIT | EA |  | 1 Year (Lifetime) | 286 | 3.5% | 275.99
86754 | Middle Atlantic | SR28-IVCMF-24 | VERTICAL FINGER,24SP,SR28 | EA |  | 1 Year (Lifetime) | 99 | 3.5% | 95.535
86755 | Middle Atlantic | SR28-IVCMF-40 | VERTICAL FINGER,40SP,SR28 | EA |  | 1 Year (Lifetime) | 124 | 3.5% | 119.66
86756 | Middle Atlantic | SR28-IVCMF-46 | VERTICAL FINGER,46SP,SR28 | EA |  | 1 Year (Lifetime) | 140 | 3.5% | 135.1
86757 | Middle Atlantic | SR28-RR24 | 24 SPACE,28W SR RAIL KIT | EA |  | 1 Year (Lifetime) | 157 | 3.5% | 151.505
86758 | Middle Atlantic | SR28-RR40 | 40 SPACE,28W SR RAIL KIT | EA |  | 1 Year (Lifetime) | 186 | 3.5% | 179.49
86759 | Middle Atlantic | SR28-RR46 | 46 SPACE,28W SR RAIL KIT | EA |  | 1 Year (Lifetime) | 262 | 3.5% | 252.83
86760 | Middle Atlantic | SRB-1-BGR-3224 | 1BAY 32D 24H,SEISMIC | EA |  | 1 Year (Lifetime) | 799 | 3.5% | 771.035
86761 | Middle Atlantic | SRB-1-BGR-3824 | 1BAY 38D 24H,SEISMIC | EA |  | 1 Year (Lifetime) | 866 | 3.5% | 835.69
86762 | Middle Atlantic | SRB-1-MRK-2624 | 1BAY,26D 24H SEISMIC BASE | EA |  | 1 Year (Lifetime) | 858 | 3.5% | 827.97
86763 | Middle Atlantic | SRB-1-MRK-3124 | SEISMIC BSE 1BAY 31D 24H | EA |  | 1 Year (Lifetime) | 933 | 3.5% | 900.345
86764 | Middle Atlantic | SRB-1-MRK-3624 | SEISMIC BSE 1BAY 36D 24H | EA |  | 1 Year (Lifetime) | 1011 | 3.5% | 975.615
86765 | Middle Atlantic | SRB-1-MRK-4224 | SEICMICRATED BSE 1BY42X24 | EA |  | 1 Year (Lifetime) | 1093 | 3.5% | 1054.745
86766 | Middle Atlantic | SRB-1-MRK-4824 | SEICMICRATED BSE 1BY48X24 | EA |  | 1 Year (Lifetime) | 1148 | 3.5% | 1107.82
86767 | Middle Atlantic | SRB-1-SNE24-3624 | SEISMIC BASE,1BAY,36D,24H | EA |  | 1 Year (Lifetime) | 861 | 3.5% | 830.865
86768 | Middle Atlantic | SRB-1-WMRK-4224 | SEICMICRATED BSE 1BY42X24 | EA |  | 1 Year (Lifetime) | 1074 | 3.5% | 1036.41
86769 | Middle Atlantic | SRB-1-WRK-2724 | SEISMIC BASE 1BAY 27D 24H | EA |  | 1 Year (Lifetime) | 886 | 3.5% | 854.99
86770 | Middle Atlantic | SRB-1-WRK-3224 | 1BAY SEISMIC RIB,32D/24H | EA |  | 1 Year (Lifetime) | 955 | 3.5% | 921.575
86771 | Middle Atlantic | SRB-2-BGR-3224 | 2BAY 32D 24H,SEISMIC | EA |  | 1 Year (Lifetime) | 1061 | 3.5% | 1023.865
86772 | Middle Atlantic | SRB-2-BGR-3824 | 2BAY 38D 24H,SEISMIC | EA |  | 1 Year (Lifetime) | 1118 | 3.5% | 1078.87
86773 | Middle Atlantic | SRB-2-MRK-2624 | 2BAY,26D 24H SEISMIC BASE | EA |  | 1 Year (Lifetime) | 1142 | 3.5% | 1102.03
86774 | Middle Atlantic | SRB-2-MRK-3124 | SEISMIC BSE 2BAY 31D 24H | EA |  | 1 Year (Lifetime) | 1240 | 3.5% | 1196.6
86775 | Middle Atlantic | SRB-2-MRK-3624 | SEISMIC BSE 2BAY 36D 24H | EA |  | 1 Year (Lifetime) | 1306 | 3.5% | 1260.29
86776 | Middle Atlantic | SRB-2-SNE27-4224 | SEISMIC BASE,2BAY 42D 24H | EA |  | 1 Year (Lifetime) | 1185 | 3.5% | 1143.525
86777 | Middle Atlantic | SRB-2-WMRK-4224 | SEISMICRATED BSE 2BY42X24 | EA |  | 1 Year (Lifetime) | 1235 | 3.5% | 1191.775
86778 | Middle Atlantic | SRB-2-WMRK-4824 | SEISMICRATED BSE 2BY48X24 | EA |  | 1 Year (Lifetime) | 1297 | 3.5% | 1251.605
86779 | Middle Atlantic | SRB-3-MRK-2624 | 3BAY,26D 24H SEISMIC BASE | EA |  | 1 Year (Lifetime) | 1339 | 3.5% | 1292.135
86780 | Middle Atlantic | SRB-3-MRK-3124 | SEISMIC BSE 3BAY 31D 24H | EA |  | 1 Year (Lifetime) | 1453 | 3.5% | 1402.145
86781 | Middle Atlantic | SRB-3-MRK-3624 | SEISMIC BSE 3BAY 36D 24H | EA |  | 1 Year (Lifetime) | 1524 | 3.5% | 1470.66
86782 | Middle Atlantic | SRB-3-WRK-2724 | SEISMIC BASE 3BAY 27D 24H | EA |  | 1 Year (Lifetime) | 1271 | 3.5% | 1226.515
86783 | Middle Atlantic | SRCC | PAIR OF CABLE CARRIERS | EA |  | 1 Year (Lifetime) | 207 | 3.5% | 199.755
86784 | Middle Atlantic | SR-CSBASE-22 | BASE,SR CENTER SUPPORT,22 | EA |  | 1 Year (Lifetime) | 236 | 3.5% | 227.74
86785 | Middle Atlantic | SR-CSBASE-28 | BASE,SR CENTER SUPPORT,28 | EA |  | 1 Year (Lifetime) | 321.16 | 3.5% | 309.9194
86786 | Middle Atlantic | SR-CSBASE-32 | BASE,SR CENTER SUPPORT,32 | EA |  | 1 Year (Lifetime) | 318 | 3.5% | 306.87
86787 | Middle Atlantic | SRD-KEY | KEYS FOR REAR DOORS(B644A | EA |  | 1 Year (Lifetime) | 5 | 3.5% | 4.825
86788 | Middle Atlantic | SRD-LOCK | REAR DOOR LOCK SET | EA |  | 1 Year (Lifetime) | 12 | 3.5% | 11.58
86789 | Middle Atlantic | SRD-LOCKPB | RD KEYED POP-BAY W\R CAM | EA |  | 1 Year (Lifetime) | 34 | 3.5% | 32.81
86790 | Middle Atlantic | SR-SUB | SUB-PLATE MNT KIT FOR SR- | EA |  | 1 Year (Lifetime) | 71 | 3.5% | 68.515
86791 | Middle Atlantic | SR-UPS-BKT | UPS SUPRT BRKT,SR SERIES | EA |  | 1 Year (Lifetime) | 55 | 3.5% | 53.075
86792 | Middle Atlantic | SS | SLIDING SHELF | EA |  | 1 Year (Lifetime) | 215 | 3.5% | 207.475
86793 | Middle Atlantic | SS4-23VTR | 4SP,23"DP VTR SLDING SHLF | EA |  | 1 Year (Lifetime) | 613 | 3.5% | 591.545
86794 | Middle Atlantic | SS5-23VTR | 5SP,23"DP VTR SLDING SHLF | EA |  | 1 Year (Lifetime) | 613 | 3.5% | 591.545
86795 | Middle Atlantic | SSDR-12 | SPLIT SECURITY DOOR 12SP( | EA |  | 1 Year (Lifetime) | 174 | 3.5% | 167.91
86796 | Middle Atlantic | SSDR-15 | SPLIT SECURITY DR 15SP(26 | EA |  | 1 Year (Lifetime) | 189 | 3.5% | 182.385
86797 | Middle Atlantic | SSDR-16 | SPLIT SECURITY DOOR 16SP( | EA |  | 1 Year (Lifetime) | 203 | 3.5% | 195.895
86798 | Middle Atlantic | SSDR-20 | SPLIT SECURITY DOOR 20SP( | EA |  | 1 Year (Lifetime) | 248 | 3.5% | 239.32
86799 | Middle Atlantic | SSDR-21 | SPLIT SECURITY DR 21SP(36 | EA |  | 1 Year (Lifetime) | 263 | 3.5% | 253.795
86800 | Middle Atlantic | SSDR-8 | SPLIT SECURITY DOOR 8SP(1 | EA |  | 1 Year (Lifetime) | 160 | 3.5% | 154.4
86801 | Middle Atlantic | SSHD-28 | 28"D SLIDING SHLF,200LB | EA |  | 1 Year (Lifetime) | 383 | 3.5% | 369.595
86802 | Middle Atlantic | SSL | 1SP LAMINATED SLIDING SHE | EA |  | 1 Year (Lifetime) | 145 | 3.5% | 139.925
86803 | Middle Atlantic | SSPN-44-312 | 44SP,31-32D HALF PNL 2PC | EA |  | 1 Year (Lifetime) | 573 | 3.5% | 552.945
86804 | Middle Atlantic | SS-VTR-CVR4 | 4SP VTR COVER | EA |  | 1 Year (Lifetime) | 71 | 3.5% | 68.515
86805 | Middle Atlantic | SS-VTR-CVR5 | 5SP VTR COVER | EA |  | 1 Year (Lifetime) | 75 | 3.5% | 72.375
86806 | Middle Atlantic | ST1MP | 100PC 1SP SHIM TABS | EA |  | 1 Year (Lifetime) | 93 | 3.5% | 89.745
86807 | Middle Atlantic | ST3MP | 100PC 3SP SHIM TABS | EA |  | 1 Year (Lifetime) | 154 | 3.5% | 148.61
86808 | Middle Atlantic | SW | 100PC SHOULDER WASHERS | EA |  | 1 Year (Lifetime) | 12 | 3.5% | 11.58
86809 | Middle Atlantic | SWR-12-12 | 12SP/12.5D SHLLW WR BLK | EA |  | 1 Year (Lifetime) | 593 | 3.5% | 572.245
86810 | Middle Atlantic | SWR-16-12 | 16SP/12.5D SHLLW WR BLK | EA |  | 1 Year (Lifetime) | 680 | 3.5% | 656.2
86811 | Middle Atlantic | T1P | 1SP PNL W/(1)TEMP-DEC,BK | EA |  | 1 Year (Lifetime) | 208 | 3.5% | 200.72
86812 | Middle Atlantic | T-24X6 | 24 TAILS - 6 PACK | EA |  | 1 Year (Lifetime) | 100 | 3.5% | 96.5
86813 | Middle Atlantic | T5-DCFANKIT-1 | DC,FANKIT,2FAN,80MM,50CFM | EA |  | 1 Year (Lifetime) | 128 | 3.5% | 123.52
86814 | Middle Atlantic | T5KDD1BOV01ZP001 | T5 CON,KLS,8',V,01,PE,ZP | EA |  | 1 Year (Lifetime) | 12749 | 3.5% | 12302.785
86815 | Middle Atlantic | T5KDD1BOV04ZP001 | T5 CON,KLS,8',V,04,PE,ZP | EA |  | 1 Year (Lifetime) | 12749 | 3.5% | 12302.785
86816 | Middle Atlantic | T5KDD1BOV07ZP001 | T5 CON,KLS,8',V,07,PE,ZP | EA |  | 1 Year (Lifetime) | 12748.9 | 3.5% | 12302.6885
86817 | Middle Atlantic | T5-KEELKIT-16 | T5,KIT,KEEL,16FT TABLE | EA |  | 1 Year (Lifetime) | 1326 | 3.5% | 1279.59
86818 | Middle Atlantic | T5KFD1BOV01ZP001 | T5 CON,KLS,12',V,01,PE,ZP | EA |  | 1 Year (Lifetime) | 16071 | 3.5% | 15508.515
86819 | Middle Atlantic | T5KFD1BOV04ZP001 | T5 CON,KLS,12',V,04,PE,ZP | EA |  | 1 Year (Lifetime) | 16071 | 3.5% | 15508.515
86820 | Middle Atlantic | T5KFD1BOV07ZP001 | T5 CON,KLS,12',V,07,PE,ZP | EA |  | 1 Year (Lifetime) | 16071 | 3.5% | 15508.515
86821 | Middle Atlantic | T5KHD1BOV01ZP001 | T5 CON,KLS,16',V,01,PE,ZP | EA |  | 1 Year (Lifetime) | 20949 | 3.5% | 20215.785
86822 | Middle Atlantic | T5KHD1BOV04ZP001 | T5 CON,KLS,16',V,04,PE,ZP | EA |  | 1 Year (Lifetime) | 20949 | 3.5% | 20215.785
86823 | Middle Atlantic | T5KHD1BOV07ZP001 | T5 CON,KLS,16',V,07,PE,ZP | EA |  | 1 Year (Lifetime) | 20949 | 3.5% | 20215.785
86824 | Middle Atlantic | T5-LLOCKBKT-KIT | T5,3PC,LLOCK & BKT KIT | EA |  | 1 Year (Lifetime) | 204 | 3.5% | 196.86
86825 | Middle Atlantic | T5-PS | SLIM-5 THERMO TOP,PEPPER | EA |  | 1 Year (Lifetime) | 750 | 3.5% | 723.75
86826 | Middle Atlantic | T5-RACK-KIT | T5 CON,3RU,SWNG RK,LL KIT | EA |  | 1 Year (Lifetime) | 321 | 3.5% | 309.765
86827 | Middle Atlantic | T5SDC1RSHA0ZP001 | T5 CON,SOT,8'H,A0,SE,ZP | EA |  | 1 Year (Lifetime) | 7409 | 3.5% | 7149.685
86828 | Middle Atlantic | T5SDC1RSHA3ZP001 | T5 CON,SOT,8',H,A3,SE,ZP | EA |  | 1 Year (Lifetime) | 7409 | 3.5% | 7149.685
86829 | Middle Atlantic | T5SDC1RSHB3ZP001 | T5 CON,SOT,8',H,B3,SE,ZP | EA |  | 1 Year (Lifetime) | 7409 | 3.5% | 7149.685
86830 | Middle Atlantic | T5SDC1RSHB9ZP001 | T5 CON,SOT,8'H,B9,SE,ZP | EA |  | 1 Year (Lifetime) | 4621 | 3.5% | 4459.265
86831 | Middle Atlantic | T5SDC1RSV01ZP001 | T5 CON,SOT,8',V,01,SE,ZP | EA |  | 1 Year (Lifetime) | 10660.36 | 3.5% | 10287.2474
86832 | Middle Atlantic | T5SDC1RSV04ZP001 | T5 CON,SOT,8',V,04,SE,ZP | EA |  | 1 Year (Lifetime) | 10666.66 | 3.5% | 10293.3269
86833 | Middle Atlantic | T5SDC1RSV07ZP001 | T5 CON,SOT,8',V,07,SE,ZP | EA |  | 1 Year (Lifetime) | 10660.36 | 3.5% | 10287.2474
86834 | Middle Atlantic | T5SEC1BSHZ0ZP001 | T5 CON,SOT,10',H,Z0,SE,ZP | EA |  | 1 Year (Lifetime) | 5350 | 3.5% | 5162.75
86835 | Middle Atlantic | T5SEC1RSHA0ZP001 | T5 CON,SOT,10',H,A0,SE,ZP | EA |  | 1 Year (Lifetime) | 11738 | 3.5% | 11327.17
86836 | Middle Atlantic | T5SFC1BSHZOZP001 | T5 CON,SOT,12',H,Z0,SE,ZP | EA |  | 1 Year (Lifetime) | 11737.96 | 3.5% | 11327.1314
86837 | Middle Atlantic | T5SFC1RSHA0ZP001 | T5 CON,SOT,12',H,A0,SE,ZP | EA |  | 1 Year (Lifetime) | 11738 | 3.5% | 11327.17
86838 | Middle Atlantic | T5SFC1RSHA3ZP001 | T5 CON,SOT,12',H,A3,SE,ZP | EA |  | 1 Year (Lifetime) | 11738 | 3.5% | 11327.17
86839 | Middle Atlantic | T5SFC1RSHB3ZP001 | T5 CON,SOT,12',H,B3,SE,ZP | EA |  | 1 Year (Lifetime) | 11737.96 | 3.5% | 11327.1314
86840 | Middle Atlantic | T5SFC1RSV01ZP001 | T5 CON,SOT,12',V,01,SE,ZP | EA |  | 1 Year (Lifetime) | 15010.62 | 3.5% | 14485.2483
86841 | Middle Atlantic | T5SFC1RSV04ZP001 | T5 CON,SOT,12',V,04,SE,ZP | EA |  | 1 Year (Lifetime) | 15010.62 | 3.5% | 14485.2483
86842 | Middle Atlantic | T5SFC1RSV07ZP001 | T5 CON,SOT,12',V,07,SE,ZP | EA |  | 1 Year (Lifetime) | 15010.62 | 3.5% | 14485.2483
86843 | Middle Atlantic | T5SHC1RSHA0ZP001 | T5 CON,SOT,16',H,A0,SE,ZP | EA |  | 1 Year (Lifetime) | 13505.6 | 3.5% | 13032.904
86844 | Middle Atlantic | T5SHC1RSHA3ZP001 | T5 CON,SOT,16',H,A3,SE,ZP | EA |  | 1 Year (Lifetime) | 13505.6 | 3.5% | 13032.904
86845 | Middle Atlantic | T5SHC1RSHB3ZP001 | T5 CON,SOT,16',H,B3,SE,ZP | EA |  | 1 Year (Lifetime) | 13505.6 | 3.5% | 13032.904
86846 | Middle Atlantic | T5SHC1RSHC400001 | T5 CON,SOT,16",H,C4,SE,ZP | EA |  | 1 Year (Lifetime) | 13505.6 | 3.5% | 13032.904
86847 | Middle Atlantic | T5SHC1RSV01ZP001 | T5 CON,SOT,16',V,01,SE,ZP | EA |  | 1 Year (Lifetime) | 19706.4 | 3.5% | 19016.676
86848 | Middle Atlantic | T5SHC1RSV04ZP001 | T5 CON,SOT,16',V,04,SE,ZP | EA |  | 1 Year (Lifetime) | 19706.4 | 3.5% | 19016.676
86849 | Middle Atlantic | T5SHC1RSV07ZP001 | T5 CON,SOT,16',V,07,SE,ZP | EA |  | 1 Year (Lifetime) | 19706.4 | 3.5% | 19016.676
86850 | Middle Atlantic | T5SICARSHA3Z0001 | T5 CON,SOT,18',H,A3,SE | EA |  | 1 Year (Lifetime) | 8635.04 | 3.5% | 8332.8136
86851 | Middle Atlantic | T5-TECHKIT12B | T5,RACK,PWR SYS,12 BLK | EA |  | 1 Year (Lifetime) | 2142 | 3.5% | 2067.03
86852 | Middle Atlantic | T5-TECHKIT12S | T5,RACK,PWR SYS,12 SLV | EA |  | 1 Year (Lifetime) | 2142 | 3.5% | 2067.03
86853 | Middle Atlantic | T5-TECHKIT16B | T5,RACK,PWR SYS,16 BLK | EA |  | 1 Year (Lifetime) | 2142 | 3.5% | 2067.03
86854 | Middle Atlantic | T5-TECHKIT16S | T5,RACK,PWR SYS,16 SLV | EA |  | 1 Year (Lifetime) | 2142 | 3.5% | 2067.03
86855 | Middle Atlantic | T5-TECHKIT8B | T5,RACK,PWR SYS,8 BLK | EA |  | 1 Year (Lifetime) | 1542 | 3.5% | 1488.03
86856 | Middle Atlantic | T5-TECHKIT8S | T5,RACK,PWR SYS,8 SLV | EA |  | 1 Year (Lifetime) | 1542 | 3.5% | 1488.03
86857 | Middle Atlantic | T-80X6 | 80 TAILS - 6 PACK | EA |  | 1 Year (Lifetime) | 124 | 3.5% | 119.66
86858 | Middle Atlantic | TA | ANODIZED 45SP TRIM STRIP | EA |  | 1 Year (Lifetime) | 79 | 3.5% | 76.235
86859 | Middle Atlantic | TB672APALMAP001 | ADJ BASE ALUM,MAP TABLE | EA |  | 1 Year (Lifetime) | 520 | 3.5% | 501.8
86860 | Middle Atlantic | TB672APBKMAP001 | ADJ BASE BLACK,MAP TABLE | EA |  | 1 Year (Lifetime) | 500 | 3.5% | 482.5
86861 | Middle Atlantic | TBIT | STAR-POST DRIVER BIT | EA |  | 1 Year (Lifetime) | 19 | 3.5% | 18.335
86862 | Middle Atlantic | TB-QAR-L20 | TOP/BTM,QAR,LRG,20"DEEP | EA |  | 1 Year (Lifetime) | 263 | 3.5% | 253.795
86863 | Middle Atlantic | TB-QAR-L24 | TOP/BTM,QAR,LRG,24"DEEP | EA |  | 1 Year (Lifetime) | 330 | 3.5% | 318.45
86864 | Middle Atlantic | TB-QAR-S20 | TOP/BTM,QAR,SML,20"DEEP | EA |  | 1 Year (Lifetime) | 263 | 3.5% | 253.795
86865 | Middle Atlantic | TB-QAR-S24 | TOP/BTM,QAR,SML,24"DEEP | EA |  | 1 Year (Lifetime) | 330 | 3.5% | 318.45
86866 | Middle Atlantic | TCCH-M-5 | TP CLB CH HINGED MED 5FT | EA |  | 1 Year (Lifetime) | 365 | 3.5% | 352.225
86867 | Middle Atlantic | TCM-C | TOP CABLE MANAGER-CENTER | EA |  | 1 Year (Lifetime) | 129 | 3.5% | 124.485
86868 | Middle Atlantic | TCM-E | TOP CABLE MANAGER-END CAP | EA |  | 1 Year (Lifetime) | 34 | 3.5% | 32.81
86869 | Middle Atlantic | TCM-F | TOP CABLE MANAGER-FILLER | EA |  | 1 Year (Lifetime) | 32 | 3.5% | 30.88
86870 | Middle Atlantic | TD2 | 2SP TEXTURED DRAWER | EA |  | 1 Year (Lifetime) | 217 | 3.5% | 209.405
86871 | Middle Atlantic | TD2LK | 2SP TEXT DRAWER W/LOCK | EA |  | 1 Year (Lifetime) | 275 | 3.5% | 265.375
86872 | Middle Atlantic | TD3 | 3SP TEXTURED DRAWER | EA |  | 1 Year (Lifetime) | 238 | 3.5% | 229.67
86873 | Middle Atlantic | TD3LK | 3SP TEXT DRAWER W/LOCK | EA |  | 1 Year (Lifetime) | 292 | 3.5% | 281.78
86874 | Middle Atlantic | TD4 | 4SP TEXTURED DRAWER | EA |  | 1 Year (Lifetime) | 252 | 3.5% | 243.18
86875 | Middle Atlantic | TD4LK | 4SP TEXT. DRAWER W/LOCK | EA |  | 1 Year (Lifetime) | 304 | 3.5% | 293.36
86876 | Middle Atlantic | TD5 | 5SP TEXTURED DRAWER | EA |  | 1 Year (Lifetime) | 289 | 3.5% | 278.885
86877 | Middle Atlantic | TD5LK | 5SP TEXT. DRAWER W/LOCK | EA |  | 1 Year (Lifetime) | 339 | 3.5% | 327.135
86878 | Middle Atlantic | TD8 | 8SP TEXTURED DRAWER | EA |  | 1 Year (Lifetime) | 328 | 3.5% | 316.52
86879 | Middle Atlantic | TD8FLK | 8SP FILE DRAWER W/LK,TEXT | EA |  | 1 Year (Lifetime) | 498 | 3.5% | 480.57
86880 | Middle Atlantic | TDRIFT | DRIFTPINS, NON-TAPERED PR | EA |  | 1 Year (Lifetime) | 70 | 3.5% | 67.55
86881 | Middle Atlantic | TEMP-DEC | DECORA MOUNT TEMP DISPLAY | EA |  | 1 Year (3 Years) | 171 | 3.5% | 165.015
86882 | Middle Atlantic | TFP1 | TEXTURED FAN PNL FOR 1 FA | EA |  | 1 Year (3 Years) | 48 | 3.5% | 46.32
86883 | Middle Atlantic | TFP2 | TEXTURED FAN PNL FOR 2 FA | EA |  | 1 Year (3 Years) | 51 | 3.5% | 49.215
86884 | Middle Atlantic | TFP3 | TEXTURED FAN PNL FOR 3 FA | EA |  | 1 Year (3 Years) | 54 | 3.5% | 52.11
86885 | Middle Atlantic | THERM-A | DUCT COOL THERM,ANALOG | EA |  | 1 Year (3 Years) | 82 | 3.5% | 79.13
86886 | Middle Atlantic | T-MFR27GE | MFR 27"D TOP,GE | EA |  | 1 Year (Lifetime) | 198.54 | 3.5% | 191.5911
86887 | Middle Atlantic | T-MFR27KM | MFR 27"D TOP,KM | EA |  | 1 Year (Lifetime) | 201 | 3.5% | 193.965
86888 | Middle Atlantic | TOR-2-20RP | 2SP,20"D TIP OUT RK RECMT | EA |  | 1 Year (Lifetime) | 614 | 3.5% | 592.51
86889 | Middle Atlantic | TOR-2-20SP | 2SP,20"D TIP OUT RK SURMT | EA |  | 1 Year (Lifetime) | 568 | 3.5% | 548.12
86890 | Middle Atlantic | TOR-3-20RP | 3SP,20"D TIP OUT RK RECMT | EA |  | 1 Year (Lifetime) | 650 | 3.5% | 627.25
86891 | Middle Atlantic | TOR-3-20SP | 3SP,20"D TIP OUT RK SURMT | EA |  | 1 Year (Lifetime) | 602 | 3.5% | 580.93
86892 | Middle Atlantic | TOR-4-20RP | 4SP,20"D TIP OUT RK RECMT | EA |  | 1 Year (Lifetime) | 683 | 3.5% | 659.095
86893 | Middle Atlantic | TOR-4-20SP | 4SP,20"D TIP OUT RK SURMT | EA |  | 1 Year (Lifetime) | 634 | 3.5% | 611.81
86894 | Middle Atlantic | TOR-4-20SP-BW | 4SP,20"D TIP OUT RK BW | EA |  | 1 Year (Lifetime) | 634 | 3.5% | 611.81
86895 | Middle Atlantic | TOR-PRT | TRIM KIT FOR PARTIAL REC | EA |  | 1 Year (Lifetime) | 83 | 3.5% | 80.095
86896 | Middle Atlantic | TP-CR-BKT | VERT CABLE RETRACTOR BRKT | EA |  | 1 Year (Lifetime) | 38.44 | 3.5% | 37.0946
86897 | Middle Atlantic | TP-F1318 | TECHPED FRAME ONLY 13X18 | EA |  | 1 Year (Lifetime) | 1066 | 3.5% | 1028.69
86898 | Middle Atlantic | TP-F1325 | TECHPED FRAME ONLY 13X25 | EA |  | 1 Year (Lifetime) | 1191 | 3.5% | 1149.315
86899 | Middle Atlantic | TP-F1330 | TECHPED FRAME ONLY 13X30 | EA |  | 1 Year (Lifetime) | 1332 | 3.5% | 1285.38
86900 | Middle Atlantic | TP-K1318 | TP FINISH KIT 13X18 | EA |  | 1 Year (Lifetime) | 883 | 3.5% | 852.095
86901 | Middle Atlantic | TP-K1325 | TP FINISH KIT 13X25,T-LAM | EA |  | 1 Year (Lifetime) | 967 | 3.5% | 933.155
86902 | Middle Atlantic | TP-K1330 | TP FINISH KIT 13X30 | EA |  | 1 Year (Lifetime) | 1066 | 3.5% | 1028.69
86903 | Middle Atlantic | TP-MK1 | TPED MILLWORK KIT,1 PED | EA |  | 1 Year (Lifetime) | 100 | 3.5% | 96.5
86904 | Middle Atlantic | TRACK25 | PR 25"SERVICE TRACKS | EA |  | 1 Year (Lifetime) | 390 | 3.5% | 376.35
86905 | Middle Atlantic | TRACK31 | PR 31"SERVICE TRACKS | EA |  | 1 Year (Lifetime) | 416 | 3.5% | 401.44
86906 | Middle Atlantic | TRACK50 | PR 50"SERVICE TRACKS | EA |  | 1 Year (Lifetime) | 444 | 3.5% | 428.46
86907 | Middle Atlantic | TRACKL | AX-S TRACK LEVELER | EA |  | 1 Year (Lifetime) | 113 | 3.5% | 109.045
86908 | Middle Atlantic | TRSHK | HDWK,TS/TA(O) | EA |  | 1 Year (Lifetime) | 9 | 3.5% | 8.685
86909 | Middle Atlantic | TS | BLACK POWCT 45SP TRIMSTRI | EA |  | 1 Year (Lifetime) | 32 | 3.5% | 30.88
86910 | Middle Atlantic | TS1022 | 10-22 AX-S SERVICE STAND | EA |  | 1 Year (Lifetime) | 480 | 3.5% | 463.2
86911 | Middle Atlantic | T-S12SD-GA | TOP ONLY,S12SD,GREY ASH | EA |  | 1 Year (Lifetime) | 83 | 3.5% | 80.095
86912 | Middle Atlantic | TS1640 | 16-40 AX-S SERVICE STAND | EA |  | 1 Year (Lifetime) | 532 | 3.5% | 513.38
86913 | Middle Atlantic | TS310 | 3-10 AX-S SERVICE STAND | EA |  | 1 Year (Lifetime) | 355 | 3.5% | 342.575
86914 | Middle Atlantic | TS-9 | 9PC EXTRA TIE SADDLES | EA |  | 1 Year (Lifetime) | 5 | 3.5% | 4.825
86915 | Middle Atlantic | TSW-15 | HOOK & LOOP SADDLES,15PC | EA |  | 1 Year (Lifetime) | 28 | 3.5% | 27.02
86916 | Middle Atlantic | TW12 | (12)CABLE/WIRE MGMT STRPS | EA |  | 1 Year (Lifetime) | 19 | 3.5% | 18.335
86917 | Middle Atlantic | TW2B | 2 BLT TWISTLOC(1)PORT UCP | EA |  | 1 Year (Lifetime) | 18 | 3.5% | 17.37
86918 | Middle Atlantic | TW3B | 3 BLT TWISTLOC(1)PORT UCP | EA |  | 1 Year (Lifetime) | 18 | 3.5% | 17.37
86919 | Middle Atlantic | U1 | 1SP RACKSHELF 11DP | EA |  | 1 Year (Lifetime) | 60 | 3.5% | 57.9
86920 | Middle Atlantic | U1MP | 50PC U1 MASTER PACK | EA |  | 1 Year (Lifetime) | 2199 | 3.5% | 2122.035
86921 | Middle Atlantic | U1-RP12 | 12PC. U1 RACKSHELF PACK | EA |  | 1 Year (Lifetime) | 720 | 3.5% | 694.8
86922 | Middle Atlantic | U1V | 1SP VENTED UTILITY SHELF | EA |  | 1 Year (Lifetime) | 61 | 3.5% | 58.865
86923 | Middle Atlantic | U1V-4 | 1SP VENTED SHELF, 4PK | EA |  | 1 Year (Lifetime) | 230 | 3.5% | 221.95
86924 | Middle Atlantic | U2 | 2SP RACKSHELF 14.75DP | EA |  | 1 Year (Lifetime) | 80 | 3.5% | 77.2
86925 | Middle Atlantic | U2MP | 50PC U2 MASTER PACK | EA |  | 1 Year (Lifetime) | 2788 | 3.5% | 2690.42
86926 | Middle Atlantic | U2MS | 2SP MID-MNT RCKSHLF 18DP | EA |  | 1 Year (Lifetime) | 110 | 3.5% | 106.15
86927 | Middle Atlantic | U2-RP6 | 6PC. U2 RACKSHELF PACK | EA |  | 1 Year (Lifetime) | 477 | 3.5% | 460.305
86928 | Middle Atlantic | U2V | 2SP VENTED UTILITY SHELF | EA |  | 1 Year (Lifetime) | 81 | 3.5% | 78.165
86929 | Middle Atlantic | U2V-4 | 2SP VENTED SHELF, 4PK | EA |  | 1 Year (Lifetime) | 306 | 3.5% | 295.29
86930 | Middle Atlantic | U3 | 3SP RACKSHELF 14.75DP | EA |  | 1 Year (Lifetime) | 89 | 3.5% | 85.885
86931 | Middle Atlantic | U317 | 3SP RACKSHELF 17DP | EA |  | 1 Year (Lifetime) | 103 | 3.5% | 99.395
86932 | Middle Atlantic | U3MP | 36PC U3 MASTER PACK | EA |  | 1 Year (Lifetime) | 2259 | 3.5% | 2179.935
86933 | Middle Atlantic | U3V | 3SP VENTED UTILITY SHELF | EA |  | 1 Year (Lifetime) | 91 | 3.5% | 87.815
86934 | Middle Atlantic | U3V-4 | 3SP VENTED SHELF, 4PK | EA |  | 1 Year (Lifetime) | 343 | 3.5% | 330.995
86935 | Middle Atlantic | U4 | 4SP RACKSHELF 15.5DP | EA |  | 1 Year (Lifetime) | 99 | 3.5% | 95.535
86936 | Middle Atlantic | U4V | 4SP VENTED UTILITY SHELF | EA |  | 1 Year (Lifetime) | 100 | 3.5% | 96.5
86937 | Middle Atlantic | U4V-4 | 4SP VENTED SHELF, 4PK | EA |  | 1 Year (Lifetime) | 379 | 3.5% | 365.735
86938 | Middle Atlantic | UCP-ADP | 1900 ELEC BOX UCP ADAPTER | EA |  | 1 Year (Lifetime) | 18 | 3.5% | 17.37
86939 | Middle Atlantic | UCPB1 | SINGLE UCP BLANK PNL | EA |  | 1 Year (Lifetime) | 16 | 3.5% | 15.44
86940 | Middle Atlantic | UCPB2 | DOUBLE UCP BLANK PNL | EA |  | 1 Year (Lifetime) | 33 | 3.5% | 31.845
86941 | Middle Atlantic | UCPB3 | TRIPLE UCP BLANK PNL | EA |  | 1 Year (Lifetime) | 42 | 3.5% | 40.53
86942 | Middle Atlantic | UCP-CH | UCP CHASSIS 9"DEEP W/TOP& | EA |  | 1 Year (Lifetime) | 147 | 3.5% | 141.855
86943 | Middle Atlantic | UCP-CT | UCP CABLE TRAY | EA |  | 1 Year (Lifetime) | 85 | 3.5% | 82.025
86944 | Middle Atlantic | UCP-FAN | UCP FAN MOUNT KIT,INCL | EA |  | 1 Year (Lifetime) | 88 | 3.5% | 84.92
86945 | Middle Atlantic | UCP-SF | 2SP HINGED UCP FRAME KIT | EA |  | 1 Year (Lifetime) | 60 | 3.5% | 57.9
86946 | Middle Atlantic | UCP-VT | SINGLE VENTED UCP PNL | EA |  | 1 Year (Lifetime) | 18 | 3.5% | 17.37
86947 | Middle Atlantic | UD1 | 1SP UTIL.DRAWER,BLACK | EA |  | 1 Year (Lifetime) | 166 | 3.5% | 160.19
86948 | Middle Atlantic | UD2 | 2SP UTIL.DRAWER,BLK | EA |  | 1 Year (Lifetime) | 181 | 3.5% | 174.665
86949 | Middle Atlantic | UD3 | 3SP UTIL. DRAWER.BLK | EA |  | 1 Year (Lifetime) | 193 | 3.5% | 186.245
86950 | Middle Atlantic | UD4 | 4SP UTIL. DRAWER.BLK | EA |  | 1 Year (Lifetime) | 223 | 3.5% | 215.195
86951 | Middle Atlantic | UFA-14.5 | 1SP UNIV FA SHELF,14.5D | EA |  | 1 Year (Lifetime) | 75 | 3.5% | 72.375
86952 | Middle Atlantic | UFA-14.5-4 | 1SP UNIV FA SHF 14.5D,4PK | EA |  | 1 Year (Lifetime) | 278 | 3.5% | 268.27
86953 | Middle Atlantic | UFA-8 | 1SP UNIV FA SHELF,8"DEEP | EA |  | 1 Year (Lifetime) | 56 | 3.5% | 54.04
86954 | Middle Atlantic | UFA-8-4 | 1SP UNIV FA SHLF 8"D,4PK | EA |  | 1 Year (Lifetime) | 213 | 3.5% | 205.545
86955 | Middle Atlantic | UFA-8-F1 | 1SP SHF 8"D W/1U FA,BPC | EA |  | 1 Year (Lifetime) | 68 | 3.5% | 65.62
86956 | Middle Atlantic | UFA-8-F2 | 1SP SHF 8"D W/2U FA,BPC | EA |  | 1 Year (Lifetime) | 72 | 3.5% | 69.48
86957 | Middle Atlantic | UFAF-1 | 1SP PANEL,UFA SERIES BPC | EA |  | 1 Year (Lifetime) | 14 | 3.5% | 13.51
86958 | Middle Atlantic | UFAF-1A | 1SP PANEL,UFA SERIES BBA | EA |  | 1 Year (Lifetime) | 27 | 3.5% | 26.055
86959 | Middle Atlantic | UFAF-2 | 2SP PANEL,UFA SERIES BPC | EA |  | 1 Year (Lifetime) | 18 | 3.5% | 17.37
86960 | Middle Atlantic | UFAF-2A | 2SP PANEL,UFA SERIES BBA | EA |  | 1 Year (Lifetime) | 32 | 3.5% | 30.88
86961 | Middle Atlantic | UFAF-3 | 3SP PANEL,UFA SERIES BPC | EA |  | 1 Year (Lifetime) | 23 | 3.5% | 22.195
86962 | Middle Atlantic | UFAF-3A | 3SP PANEL,UFA SERIES BBA | EA |  | 1 Year (Lifetime) | 38 | 3.5% | 36.67
86963 | Middle Atlantic | UFAF-4 | 4SP PANEL,UFA SERIES BPC | EA |  | 1 Year (Lifetime) | 28 | 3.5% | 27.02
86964 | Middle Atlantic | UFAF-4A | 4SP PANEL,UFA SERIES BBA | EA |  | 1 Year (Lifetime) | 47 | 3.5% | 45.355
86965 | Middle Atlantic | UMS1-11.5 | 1SP UM SHELF,11.5"D | EA |  | 1 Year (Lifetime) | 67 | 3.5% | 64.655
86966 | Middle Atlantic | UMS1-11.5K | 1SP UM SHELF,11.5"D,KIT | EA |  | 1 Year (Lifetime) | 140 | 3.5% | 135.1
86967 | Middle Atlantic | UMS1-3.5 | 1SP UM SHELF,3.5"D | EA |  | 1 Year (Lifetime) | 58 | 3.5% | 55.97
86968 | Middle Atlantic | UMS1-3.5K | 1SP UM SHELF,3.5"D,KIT | EA |  | 1 Year (Lifetime) | 140 | 3.5% | 135.1
86969 | Middle Atlantic | UMS1-5.5 | 1SP UM SHELF,5.5"D | EA |  | 1 Year (Lifetime) | 61 | 3.5% | 58.865
86970 | Middle Atlantic | UMS1-5.5K | 1SP UM SHELF,5.5"D,KIT | EA |  | 1 Year (Lifetime) | 140 | 3.5% | 135.1
86971 | Middle Atlantic | UMSFP1-1/2 | 1/2 RACK FILLER PNL X 1SP | EA |  | 1 Year (Lifetime) | 40 | 3.5% | 38.6
86972 | Middle Atlantic | UMSFP1-1/4 | 1/4 RACK FILLER PNL X 1SP | EA |  | 1 Year (Lifetime) | 29 | 3.5% | 27.985
86973 | Middle Atlantic | UMSFP1-1/8 | 1/8 RACK FILLER PNL X 1SP | EA |  | 1 Year (Lifetime) | 19 | 3.5% | 18.335
86974 | Middle Atlantic | UNI-1 | UNIVERSAL CONNECTOR PANEL | EA |  | 1 Year (Lifetime) | 40 | 3.5% | 38.6
86975 | Middle Atlantic | UNI-1-C | UNIVERSAL CONNECTOR PANEL | EA |  | 1 Year (Lifetime) | 62 | 3.5% | 59.83
86976 | Middle Atlantic | UNI-2 | 2SP UNIVERSAL CONNECTOR P | EA |  | 1 Year (Lifetime) | 58 | 3.5% | 55.97
86977 | Middle Atlantic | UNIV1 | FEMALE XLR(1)PORT UCP PNL | EA |  | 1 Year (Lifetime) | 18 | 3.5% | 17.37
86978 | Middle Atlantic | UNIV2 | FEMALE XLR(2)PORT UCP PNL | EA |  | 1 Year (Lifetime) | 18 | 3.5% | 17.37
86979 | Middle Atlantic | UNIV3 | FEMALE XLR(3)PORT UCP PNL | EA |  | 1 Year (Lifetime) | 18 | 3.5% | 17.37
86980 | Middle Atlantic | UNIV4 | FEMALE XLR(4)PORT UCP PNL | EA |  | 1 Year (Lifetime) | 18 | 3.5% | 17.37
86981 | Middle Atlantic | UNIV6 | FEMALE XLR(6)PORT UCP PNL | EA |  | 1 Year (Lifetime) | 18 | 3.5% | 17.37
86982 | Middle Atlantic | UP1 | 1SP UTILITY PANEL | EA |  | 1 Year (Lifetime) | 19 | 3.5% | 18.335
86983 | Middle Atlantic | UP1P | 10PK,1SP UTILITY PNL 1.75 | EA |  | 1 Year (Lifetime) | 159 | 3.5% | 153.435
86984 | Middle Atlantic | UPS-1000R | 1000VA/750W UPS | EA |  | 1 Year (3 Years) | 1485 | 3.5% | 1433.025
86985 | Middle Atlantic | UPS-1000R-8 | 100VA/750W UPS,IND.OUT | EA |  | 1 Year (3 Years) | 1626 | 3.5% | 1569.09
86986 | Middle Atlantic | UPS-1000R-8IP | 1000VA UPS,IND.OUT W/NIC | EA |  | 1 Year (3 Years) | 1969 | 3.5% | 1900.085
86987 | Middle Atlantic | UPS-1000R-IP | 1000VA/750W UPS W/NIC | EA |  | 1 Year (3 Years) | 1828 | 3.5% | 1764.02
86988 | Middle Atlantic | UPS-2200R | 2200VA/1650W UPS | EA |  | 1 Year (3 Years) | 1973 | 3.5% | 1903.945
86989 | Middle Atlantic | UPS-2200R-8 | 2200VA/1650W UPS,IND.OUT | EA |  | 1 Year (3 Years) | 2222 | 3.5% | 2144.23
86990 | Middle Atlantic | UPS-2200R-8IP | 2200VA UPS,IND.OUT W/NIC | EA |  | 1 Year (3 Years) | 2572 | 3.5% | 2481.98
86991 | Middle Atlantic | UPS-2200R-HH | UPS, H/W IN & OUT, 2200VA | EA |  | 1 Year (3 Years) | 2476 | 3.5% | 2389.34
86992 | Middle Atlantic | UPS-2200R-HHIP | HW UPS,I/P&O/P W/IP | EA |  | 1 Year (3 Years) | 2830 | 3.5% | 2730.95
86993 | Middle Atlantic | UPS-2200R-IP | 2200VA/1650W UPS W/NIC | EA |  | 1 Year (3 Years) | 2320 | 3.5% | 2238.8
86994 | Middle Atlantic | UPS-EBPR | UPS EXPANSION BATTERY PK | EA |  | 1 Year (3 Years) | 1136 | 3.5% | 1096.24
86995 | Middle Atlantic | UPS-IPCARD | UPS NETWK INTERFACE CARD | EA |  | 1 Year (3 Years) | 348 | 3.5% | 335.82
86996 | Middle Atlantic | UPS-LRBP-7AH | REPLACEMENT BAT 7AH | EA |  | 1 Year (3 Years) | 44 | 3.5% | 42.46
86997 | Middle Atlantic | UPS-LRBP-9AH | REPLACEMENT BAT 9AH | EA |  | 1 Year (3 Years) | 54 | 3.5% | 52.11
86998 | Middle Atlantic | UPS-OL1500R | OL UPS 1500VA,120V,60HZ | EA |  | 1 Year (3 Years) | 2642 | 3.5% | 2549.53
86999 | Middle Atlantic | UPS-OL2200R | OL UPS 2200VA,120V,60HZ | EA |  | 1 Year (3 Years) | 3845 | 3.5% | 3710.425
87000 | Middle Atlantic | UPS-OL3000R | OL UPS 3000VA,120V,60HZ | EA |  | 1 Year (3 Years) | 4565 | 3.5% | 4405.225
87001 | Middle Atlantic | UPS-OLEBPR-1 | OL UPS BATT EXP 2200/3000 | EA |  | 1 Year (3 Years) | 1921 | 3.5% | 1853.765
87002 | Middle Atlantic | UPS-OLEBPR-2 | OL UPS BATT EXP 1500 | EA |  | 1 Year (3 Years) | 1527 | 3.5% | 1473.555
87003 | Middle Atlantic | UPS-OLIPCARD | OL UPS NETWORK CARD | EA |  | 1 Year (3 Years) | 483 | 3.5% | 466.095
87004 | Middle Atlantic | UPS-OLRBP-1 | OL UPS BATT REP PACK # 1 | EA |  | 1 Year (3 Years) | 803 | 3.5% | 774.895
87005 | Middle Atlantic | UPS-OLRBP-2 | OL UPS BATT REP PACK # 2 | EA |  | 1 Year (3 Years) | 803 | 3.5% | 774.895
87006 | Middle Atlantic | UPS-OLRBP-3 | OL UPS BATT REP PACK # 3 | EA |  | 1 Year (3 Years) | 401 | 3.5% | 386.965
87007 | Middle Atlantic | UPS-OLRBP-4 | OL UPS BATT REP PACK # 4 | EA |  | 1 Year (3 Years) | 441 | 3.5% | 425.565
87008 | Middle Atlantic | UPS-RBP | UPS REPLACEMENT BATTERY | EA |  | 1 Year (3 Years) | 581 | 3.5% | 560.665
87009 | Middle Atlantic | UPS-RLCARD | UPS RELAY CARD | EA |  | 1 Year (3 Years) | 220 | 3.5% | 212.3
87010 | Middle Atlantic | UPS-S1000R | UPS STD 1000VA | EA |  | 1 Year (3 Years) | 1042 | 3.5% | 1005.53
87011 | Middle Atlantic | UPS-S1500R | UPS STD 1500VA | EA |  | 1 Year (3 Years) | 1211 | 3.5% | 1168.615
87012 | Middle Atlantic | UPS-S2200R | UPS STD 2200VA | EA |  | 1 Year (3 Years) | 1454 | 3.5% | 1403.11
87013 | Middle Atlantic | UPS-S500R | UPS STD 500VA | EA |  | 1 Year (3 Years) | 725 | 3.5% | 699.625
87014 | Middle Atlantic | UPS-SRBP-1000 | UPS BATT 1000VA | EA |  | 1 Year (3 Years) | 366 | 3.5% | 353.19
87015 | Middle Atlantic | UPS-SRBP-1500 | UPS BATT 1500VA | EA |  | 1 Year (3 Years) | 492 | 3.5% | 474.78
87016 | Middle Atlantic | UPS-SRBP-2200 | UPS BATT 2000VA | EA |  | 1 Year (3 Years) | 565 | 3.5% | 545.225
87017 | Middle Atlantic | UPS-SRBP-500 | UPS BATT 500VA | EA |  | 1 Year (3 Years) | 222 | 3.5% | 214.23
87018 | Middle Atlantic | UQFP-2 | ULTRA QFP 2 FAN LED | EA |  | 1 Year (Lifetime) | 450 | 3.5% | 434.25
87019 | Middle Atlantic | UQFP-2D | ULTRA QFP 2 FAN LED DSPLY | EA |  | 1 Year (Lifetime) | 774 | 3.5% | 746.91
87020 | Middle Atlantic | UQFP-4 | ULTRA QFP 4 FAN LED | EA |  | 1 Year (Lifetime) | 508 | 3.5% | 490.22
87021 | Middle Atlantic | UQFP-4D | ULTRA QFP 4 FAN LED DSPLY | EA |  | 1 Year (Lifetime) | 829 | 3.5% | 799.985
87022 | Middle Atlantic | UQFP-4DRA | ULTRA QUT FN PNL W/DSPLY | EA |  | 1 Year (Lifetime) | 844 | 3.5% | 814.46
87023 | Middle Atlantic | UQFP-4RA | ULTRA-QUIET FAN PNL 4FAN | EA |  | 1 Year (Lifetime) | 522 | 3.5% | 503.73
87024 | Middle Atlantic | UQFP-4RA-I/O | UQFP INTAKE/EXHAUST | EA |  | 1 Year (Lifetime) | 1040 | 3.5% | 1003.6
87025 | Middle Atlantic | UQFP-4RA-INT | ULTRA QUIET INTAKE FNPNL | EA |  | 1 Year (Lifetime) | 522 | 3.5% | 503.73
87026 | Middle Atlantic | UQFP-4RIS | UQFP 4FAN INTAKE SLAVE | EA |  | 1 Year (Lifetime) | 518 | 3.5% | 499.87
87027 | Middle Atlantic | UQFP-4RT | ULTRA QFP 4FN REM THRMIST | EA |  | 1 Year (Lifetime) | 329 | 3.5% | 317.485
87028 | Middle Atlantic | USC-6R | RACKMOUNT SEQUENCE CONTRO | EA |  | 1 Year (Lifetime) | 912 | 3.5% | 880.08
87029 | Middle Atlantic | USC-K | REMOTE KEY SWITCH WALLPLT | EA |  | 1 Year (Lifetime) | 120 | 3.5% | 115.8
87030 | Middle Atlantic | USC-KEY | REPLACE KEYS,USC-KL&K-DEC | EA |  | 1 Year (Lifetime) | 5 | 3.5% | 4.825
87031 | Middle Atlantic | USC-KL | REM KEYSWTCH WALL PLT LED | EA |  | 1 Year (Lifetime) | 134 | 3.5% | 129.31
87032 | Middle Atlantic | USC-SW | REMOTE SWITCH WALL PLATE | EA |  | 1 Year (Lifetime) | 120 | 3.5% | 115.8
87033 | Middle Atlantic | USC-SWL | REM SWITCH WALL PLT LED | EA |  | 1 Year (Lifetime) | 134 | 3.5% | 129.31
87034 | Middle Atlantic | UTB-2U-12-679384 | UNDER TBL BOX,2RUX12D,CUS | EA |  | 1 Year (Lifetime) | 516 | 3.5% | 497.94
87035 | Middle Atlantic | UTB-A2-14 | UTB,1-2 SPACE,14"DEEP | EA |  | 1 Year (Lifetime) | 538 | 3.5% | 519.17
87036 | Middle Atlantic | UTB-HR-A2-14 | UTB,HALF-RACK,1-2SP,14"D | EA |  | 1 Year (Lifetime) | 494 | 3.5% | 476.71
87037 | Middle Atlantic | UTR1 | 1SP UNIVERSAL HALF-RACK T | EA |  | 1 Year (Lifetime) | 45 | 3.5% | 43.425
87038 | Middle Atlantic | UTR1MP | 50PC UTR1 MASTER PACK | EA |  | 1 Year (Lifetime) | 1846 | 3.5% | 1781.39
87039 | Middle Atlantic | UTR1-RP12 | 12PC. UTR1 RACKSHELF PACK | EA |  | 1 Year (Lifetime) | 515 | 3.5% | 496.975
87040 | Middle Atlantic | VBK-BGR | BGR VENT BLOCKER | EA |  | 1 Year (Lifetime) | 23 | 3.5% | 22.195
87041 | Middle Atlantic | VBK-BGR-SA | BGR-SA VENT BLOCKER KIT | EA |  | 1 Year (Lifetime) | 26 | 3.5% | 25.09
87042 | Middle Atlantic | VBK-D17 | 17 DP DWR VENT BLOCK KIT | EA |  | 1 Year (Lifetime) | 24 | 3.5% | 23.16
87043 | Middle Atlantic | VBK-DRK | DRK VENT BLOCKER KIT | EA |  | 1 Year (Lifetime) | 28 | 3.5% | 27.02
87044 | Middle Atlantic | VBK-E20 | 20DP ERK VENT BLOCK KIT | EA |  | 1 Year (Lifetime) | 24 | 3.5% | 23.16
87045 | Middle Atlantic | VBK-E25 | 25DP ERK VENT BLOCK KIT | EA |  | 1 Year (Lifetime) | 26 | 3.5% | 25.09
87046 | Middle Atlantic | VBK-E28 | 28"D ERK VENT BLOCK KIT | EA |  | 1 Year (Lifetime) | 26 | 3.5% | 25.09
87047 | Middle Atlantic | VBK-PTRK | VENT BLOCKER KIT,PTRK | EA |  | 1 Year (Lifetime) | 45 | 3.5% | 43.425
87048 | Middle Atlantic | VBK-PTRK26 | VENT BLOCKER KIT,PTRK 26D | EA |  | 1 Year (Lifetime) | 49 | 3.5% | 47.285
87049 | Middle Atlantic | VBK-S28 | 28 DP SR VENT BLOCK KIT | EA |  | 1 Year (Lifetime) | 26 | 3.5% | 25.09
87050 | Middle Atlantic | VBK-S32 | VENT BLOCKER KIT SR-40-32 | EA |  | 1 Year (Lifetime) | 26 | 3.5% | 25.09
87051 | Middle Atlantic | VBK-S42 | 42DP WRK VENT BLOCK KIT | EA |  | 1 Year (Lifetime) | 32 | 3.5% | 30.88
87052 | Middle Atlantic | VBK-SD22 | 22DP SR/35+DWR VENT BLOCK | EA |  | 1 Year (Lifetime) | 26 | 3.5% | 25.09
87053 | Middle Atlantic | VBK-V | VRK VENT BLOCK KIT | EA |  | 1 Year (Lifetime) | 28 | 3.5% | 27.02
87054 | Middle Atlantic | VBK-W27-W32 | 27/32 DP WRK VENT BLOCK K | EA |  | 1 Year (Lifetime) | 28 | 3.5% | 27.02
87055 | Middle Atlantic | VBK-WSA27 | 27 DP WRK-SA VENT BLOCK K | EA |  | 1 Year (Lifetime) | 28 | 3.5% | 27.02
87056 | Middle Atlantic | VBK-WSA32 | 32 DP WRK-SA VENT BLOCK K | EA |  | 1 Year (Lifetime) | 28 | 3.5% | 27.02
87057 | Middle Atlantic | VC-1219-DT34 | VC12W/19D BAY 34 DESKTOP | EA |  | 1 Year (Lifetime) | 1201 | 3.5% | 1158.965
87058 | Middle Atlantic | VC-1219-WS18 | VC 12W/19D BAY 18WS | EA |  | 1 Year (Lifetime) | 1161 | 3.5% | 1120.365
87059 | Middle Atlantic | VC-2418X-12PD | VC 2418 BAY EXT,12SP,PD | EA |  | 1 Year (Lifetime) | 2082 | 3.5% | 2009.13
87060 | Middle Atlantic | VC-2418X-12VD | VC 2418 BAY EXT,12SP,VD | EA |  | 1 Year (Lifetime) | 2082 | 3.5% | 2009.13
87061 | Middle Atlantic | VC-2419-DT34 | VC24W/19D BAY 34 DESKTOP | EA |  | 1 Year (Lifetime) | 3045 | 3.5% | 2938.425
87062 | Middle Atlantic | VC-2419ST | VC 24W/19D SLIDING TRAY | EA |  | 1 Year (Lifetime) | 201 | 3.5% | 193.965
87063 | Middle Atlantic | VC-2419-WS18 | VC 24W/19D BAY 18WS | EA |  | 1 Year (Lifetime) | 2870 | 3.5% | 2769.55
87064 | Middle Atlantic | VC-2424X-12PD | VC 2424 BAY EXT,12SP,PD | EA |  | 1 Year (Lifetime) | 2292 | 3.5% | 2211.78
87065 | Middle Atlantic | VC-2424X-12VD | VC 2424 BAY EXT,12SP,VD | EA |  | 1 Year (Lifetime) | 2292 | 3.5% | 2211.78
87066 | Middle Atlantic | VC-3619-DT34 | VC36W/19D BAY 34 DESKTOP | EA |  | 1 Year (Lifetime) | 4119 | 3.5% | 3974.835
87067 | Middle Atlantic | VC-3619-WS18 | VC 36W/19D BAY 18WS | EA |  | 1 Year (Lifetime) | 3935 | 3.5% | 3797.275
87068 | Middle Atlantic | VC-4819-DT34 | VC48W/19D BAY 34 DESKTOP | EA |  | 1 Year (Lifetime) | 5220 | 3.5% | 5037.3
87069 | Middle Atlantic | VC-4819-WS18 | VC 48W/19D BAY 18WS | EA |  | 1 Year (Lifetime) | 5000 | 3.5% | 4825
87070 | Middle Atlantic | VC-619-DT34 | VC6W/19D BAY 34 DESKTOP | EA |  | 1 Year (Lifetime) | 1084 | 3.5% | 1046.06
87071 | Middle Atlantic | VC-619-WS18 | VC 6W/19D BAY 18WS | EA |  | 1 Year (Lifetime) | 1038 | 3.5% | 1001.67
87072 | Middle Atlantic | VC-7219-DT34 | VC72W/19D BAY 34 DESKTOP | EA |  | 1 Year (Lifetime) | 6544 | 3.5% | 6314.96
87073 | Middle Atlantic | VC-7219-WS18 | VC 72W/19D BAY 18WS | EA |  | 1 Year (Lifetime) | 6251 | 3.5% | 6032.215
87074 | Middle Atlantic | VC-B24-FD | VC BAY FAN DOOR 100CFM | EA |  | 1 Year (Lifetime) | 663 | 3.5% | 639.795
87075 | Middle Atlantic | VC-B24-RR10 | VC BAY RACKRAIL KIT 10SP | EA |  | 1 Year (Lifetime) | 116 | 3.5% | 111.94
87076 | Middle Atlantic | VC-B24-RR12 | VC BAY RACKRAIL KIT 12SP | EA |  | 1 Year (Lifetime) | 93 | 3.5% | 89.745
87077 | Middle Atlantic | VC-BC24 | VC BOOKCASE,24"WIDE | EA |  | 1 Year (Lifetime) | 1459 | 3.5% | 1407.935
87078 | Middle Atlantic | VC-C3624-GD | CAB STORAGE 36W 24D GD | EA |  | 1 Year (Lifetime) | 1548 | 3.5% | 1493.82
87079 | Middle Atlantic | VCD-10-45-SC | 45SP,10"SGL CBL DCT/DRS | EA |  | 1 Year (Lifetime) | 1436 | 3.5% | 1385.74
87080 | Middle Atlantic | VCD-10-51-SC | 51SP,10"SGL CBL DCT W/DR | EA |  | 1 Year (Lifetime) | 1584 | 3.5% | 1528.56
87081 | Middle Atlantic | VCD-6-45-DC | 45SP,6"DUAL CBL DCT W/DRS | EA |  | 1 Year (Lifetime) | 1610 | 3.5% | 1553.65
87082 | Middle Atlantic | VCD-6-45-SC | 45SP,6"SGL CBL DCT W/DR | EA |  | 1 Year (Lifetime) | 1288 | 3.5% | 1242.92
87083 | Middle Atlantic | VCD-6-51-SC | 51SP,6"SGL CBL DCT W/DR | EA |  | 1 Year (Lifetime) | 1416 | 3.5% | 1366.44
87084 | Middle Atlantic | VC-FC-2 | VC FILE CAB,2 DRAWER,BLK | EA |  | 1 Year (Lifetime) | 658 | 3.5% | 634.97
87085 | Middle Atlantic | VC-KBS | VC KEYBOARD SHELF,ARTIC | EA |  | 1 Year (Lifetime) | 379 | 3.5% | 365.735
87086 | Middle Atlantic | VC-KBS-352738 | VC KEYBOARD SHELF,ARTIC | EA |  | 1 Year (Lifetime) | 2761 | 3.5% | 2664.365
87087 | Middle Atlantic | VC-LR1219-DT37 | VC LFTRDY BAY12W19DP DT37 | EA |  | 1 Year (Lifetime) | 1221 | 3.5% | 1178.265
87088 | Middle Atlantic | VC-LRW4519-DT37 | VC LIFT REDY 45 DEG WEDGE | EA |  | 1 Year (Lifetime) | 1121 | 3.5% | 1081.765
87089 | Middle Atlantic | VC-LS3619-DT37 | VC LIFT SYS 36W19D 37 DT | EA |  | 1 Year (Lifetime) | 9504 | 3.5% | 9171.36
87090 | Middle Atlantic | VC-LS4819-DT37 | VC LIFT SYS 48W19D 37 DT | EA |  | 1 Year (Lifetime) | 10360 | 3.5% | 9997.4
87091 | Middle Atlantic | VC-LS7219-DT37 | VC LIFT SYS 72W19D 37 DT | EA |  | 1 Year (Lifetime) | 11073 | 3.5% | 10685.445
87092 | Middle Atlantic | VC-LS-SP219 | VC-LS SP2 19IN S PNL PR | EA |  | 1 Year (Lifetime) | 1006 | 3.5% | 970.79
87093 | Middle Atlantic | VC-MM32X41 | VC MONITOR MOUNT,32-41 | EA |  | 1 Year (Lifetime) | 1548 | 3.5% | 1493.82
87094 | Middle Atlantic | VC-MM42X63 | VC MONITOR MOUNT,42-63 | EA |  | 1 Year (Lifetime) | 1609 | 3.5% | 1552.685
87095 | Middle Atlantic | VC-PEN-3624 | VC PENINSULA 24W36D | EA |  | 1 Year (Lifetime) | 883 | 3.5% | 852.095
87096 | Middle Atlantic | VC-RW1519-WS18 | 15DEG,19D REV WDGE,18WS | EA |  | 1 Year (Lifetime) | 908 | 3.5% | 876.22
87097 | Middle Atlantic | VC-RW3019-DT34 | 30DEG,19D REV WEDGE,34DT | EA |  | 1 Year (Lifetime) | 1137 | 3.5% | 1097.205
87098 | Middle Atlantic | VC-SP1-19 | VC PAIR SIDE PANEL 1,19D | EA |  | 1 Year (Lifetime) | 957 | 3.5% | 923.505
87099 | Middle Atlantic | VC-SP2-19 | VC PAIR SIDE PANEL 2,19D | EA |  | 1 Year (Lifetime) | 1007 | 3.5% | 971.755
87100 | Middle Atlantic | VC-SP3-19 | VC PAIR SIDE PANEL 3,19D | EA |  | 1 Year (Lifetime) | 1070 | 3.5% | 1032.55
87101 | Middle Atlantic | VC-TR2419-4 | VC 2419,4SP TURRET RACK | EA |  | 1 Year (Lifetime) | 423 | 3.5% | 408.195
87102 | Middle Atlantic | VC-TR2419-6 | VC 2419,6SP TURRET RACK | EA |  | 1 Year (Lifetime) | 492 | 3.5% | 474.78
87103 | Middle Atlantic | VC-TR2419-9 | VC 2419,9SP TURRET RACK | EA |  | 1 Year (Lifetime) | 550 | 3.5% | 530.75
87104 | Middle Atlantic | VC-TR3619-4 | VC 3619,4SP TURRET RACK | EA |  | 1 Year (Lifetime) | 478 | 3.5% | 461.27
87105 | Middle Atlantic | VC-TR3619-6 | VC 3619,6SP TURRET RACK | EA |  | 1 Year (Lifetime) | 545 | 3.5% | 525.925
87106 | Middle Atlantic | VC-TR3619-9 | VC 3619,9SP TURRET RACK | EA |  | 1 Year (Lifetime) | 604 | 3.5% | 582.86
87107 | Middle Atlantic | VC-TRK | VC TOP RAIL KIT | EA |  | 1 Year (Lifetime) | 133 | 3.5% | 128.345
87108 | Middle Atlantic | VC-W1519-DT34 | 15DEG,19D WEDGE,34 DSKTOP | EA |  | 1 Year (Lifetime) | 923 | 3.5% | 890.695
87109 | Middle Atlantic | VC-W1519-WS18 | 15DEG,19D WEDGE,18WS | EA |  | 1 Year (Lifetime) | 872 | 3.5% | 841.48
87110 | Middle Atlantic | VC-W2219-DT34 | 22DEG,19D WEDGE,34 DSKTOP | EA |  | 1 Year (Lifetime) | 977 | 3.5% | 942.805
87111 | Middle Atlantic | VC-W2219-WS18 | 22DEG,19D WEDGE,18WS | EA |  | 1 Year (Lifetime) | 902 | 3.5% | 870.43
87112 | Middle Atlantic | VC-W3019-DT34 | 30DEG,19D WEDGE,34 DSKTOP | EA |  | 1 Year (Lifetime) | 1022 | 3.5% | 986.23
87113 | Middle Atlantic | VC-W3019-WS18 | 30DEG,19D WEDGE,18WS | EA |  | 1 Year (Lifetime) | 966 | 3.5% | 932.19
87114 | Middle Atlantic | VC-W4519-DT34 | 45DEG,19D WEDGE,34 DSKTOP | EA |  | 1 Year (Lifetime) | 1075 | 3.5% | 1037.375
87115 | Middle Atlantic | VC-W4519-WS18 | 45DEG,19D WEDGE,18WS | EA |  | 1 Year (Lifetime) | 998 | 3.5% | 963.07
87116 | Middle Atlantic | VC-W9019-DT34 | 90DEG,19D WEDGE,34 DSKTOP | EA |  | 1 Year (Lifetime) | 1205 | 3.5% | 1162.825
87117 | Middle Atlantic | VC-W9019-WS18 | 90DEG,19D WEDGE,18WS | EA |  | 1 Year (Lifetime) | 1106 | 3.5% | 1067.29
87118 | Middle Atlantic | VDM-200-T | VISION MOUNT,200,TILT | EA |  | 1 Year (Lifetime) | 92 | 3.5% | 88.78
87119 | Middle Atlantic | VDM-2X1-B2B-CM | VISION MOUNT,2X1,BB,CM | EA |  | 1 Year (Lifetime) | 1539 | 3.5% | 1485.135
87120 | Middle Atlantic | VDM-2X1-CM | VISION MOUNT,2X1,CM | EA |  | 1 Year (Lifetime) | 815 | 3.5% | 786.475
87121 | Middle Atlantic | VDM-2X1-WM | VISION MOUNT,2X1,WM | EA |  | 1 Year (Lifetime) | 815 | 3.5% | 786.475
87122 | Middle Atlantic | VDM-3X1-B2B-CM | VISION MOUNT,3X1,BB,CM | EA |  | 1 Year (Lifetime) | 2419 | 3.5% | 2334.335
87123 | Middle Atlantic | VDM-3X1-CM | VISION MOUNT,3X1,CM | EA |  | 1 Year (Lifetime) | 1515 | 3.5% | 1461.975
87124 | Middle Atlantic | VDM-3X1-WM | VISION MOUNT,3X1,WM | EA |  | 1 Year (Lifetime) | 1515 | 3.5% | 1461.975
87125 | Middle Atlantic | VDM-400-F | VISION MOUNT,400,F | EA |  | 1 Year (Lifetime) | 139 | 3.5% | 134.135
87126 | Middle Atlantic | VDM-400-F-LP | VISION MOUNT,400,F,LP | EA |  | 1 Year (Lifetime) | 104 | 3.5% | 100.36
87127 | Middle Atlantic | VDM-400-M | VISION MOUNT,400,M | EA |  | 1 Year (Lifetime) | 255 | 3.5% | 246.075
87128 | Middle Atlantic | VDM-400-T | VISION MOUNT,400,T | EA |  | 1 Year (Lifetime) | 162 | 3.5% | 156.33
87129 | Middle Atlantic | VDM-400-T-LP | VISION MOUNT,400,T,LP | EA |  | 1 Year (Lifetime) | 127 | 3.5% | 122.555
87130 | Middle Atlantic | VDM-600-B2B-CM | VISION MOUNT,600,BB,CM | EA |  | 1 Year (Lifetime) | 815 | 3.5% | 786.475
87131 | Middle Atlantic | VDM-600-CM | VISION MOUNT,600,CM | EA |  | 1 Year (Lifetime) | 465 | 3.5% | 448.725
87132 | Middle Atlantic | VDM-600-F | VISION MOUNT,600,F | EA |  | 1 Year (Lifetime) | 162 | 3.5% | 156.33
87133 | Middle Atlantic | VDM-600-F-LP | VISION MOUNT,600,F,LP | EA |  | 1 Year (Lifetime) | 127 | 3.5% | 122.555
87134 | Middle Atlantic | VDM-600-M | VISION MOUNT,600,MOTION | EA |  | 1 Year (Lifetime) | 372 | 3.5% | 358.98
87135 | Middle Atlantic | VDM-600-T | VISION MOUNT,600,T | EA |  | 1 Year (Lifetime) | 186 | 3.5% | 179.49
87136 | Middle Atlantic | VDM-600-T-LP | VISION MOUNT,600,T,LP | EA |  | 1 Year (Lifetime) | 151 | 3.5% | 145.715
87137 | Middle Atlantic | VDM-800-F | VISION MOUNT,800,F | EA |  | 1 Year (Lifetime) | 186 | 3.5% | 179.49
87138 | Middle Atlantic | VDM-800-F-LP | VISION MOUNT,800,F,LP | EA |  | 1 Year (Lifetime) | 151 | 3.5% | 145.715
87139 | Middle Atlantic | VDM-800-M | VISION MOUNT,800,MOTION | EA |  | 1 Year (Lifetime) | 419 | 3.5% | 404.335
87140 | Middle Atlantic | VDM-800-T | VISION MOUNT,800,T | EA |  | 1 Year (Lifetime) | 209 | 3.5% | 201.685
87141 | Middle Atlantic | VDM-800-T-LP | VISION MOUNT,800,T,LP | EA |  | 1 Year (Lifetime) | 174 | 3.5% | 167.91
87142 | Middle Atlantic | VDM-A-120-144-BK | VISION,EXT,120-144,BK | EA |  | 1 Year (Lifetime) | 274 | 3.5% | 264.41
87143 | Middle Atlantic | VDM-A-12-18-BK | VISION,EXT,12-18,BK | EA |  | 1 Year (Lifetime) | 92 | 3.5% | 88.78
87144 | Middle Atlantic | VDM-A-18-24-BK | VISION,EXT,18-24,BK | EA |  | 1 Year (Lifetime) | 116 | 3.5% | 111.94
87145 | Middle Atlantic | VDM-A-24-36-BK | VISION,EXT,24-36,BK | EA |  | 1 Year (Lifetime) | 139 | 3.5% | 134.135
87146 | Middle Atlantic | VDM-A-36-60-BK | VISION,EXT,36-60,BK | EA |  | 1 Year (Lifetime) | 162 | 3.5% | 156.33
87147 | Middle Atlantic | VDM-A-48-72-BK | VISION,EXT,48-72,BK | EA |  | 1 Year (Lifetime) | 186 | 3.5% | 179.49
87148 | Middle Atlantic | VDM-A-72-96-BK | VISION,EXT,72-96,BK | EA |  | 1 Year (Lifetime) | 220 | 3.5% | 212.3
87149 | Middle Atlantic | VDM-A-96-120-BK | VISION,EXT,96-120,BK | EA |  | 1 Year (Lifetime) | 255 | 3.5% | 246.075
87150 | Middle Atlantic | VDM-CA-2J-BK | VISION,CA,2 JOIST,BK | EA |  | 1 Year (Lifetime) | 81 | 3.5% | 78.165
87151 | Middle Atlantic | VDM-CA-4X4-BK | VISION,CA,4X4 PLT,BK | EA |  | 1 Year (Lifetime) | 57 | 3.5% | 55.005
87152 | Middle Atlantic | VDM-CA-8X8-BK | VISION,CA,8X8 PLT,BK | EA |  | 1 Year (Lifetime) | 81 | 3.5% | 78.165
87153 | Middle Atlantic | VDM-CA-8X8-HC-BK | VISION,CA,8X8,HC,BK | EA |  | 1 Year (Lifetime) | 151 | 3.5% | 145.715
87154 | Middle Atlantic | VDM-CA-CATH-BK | VISION,CA,CATHEDRAL,BK | EA |  | 1 Year (Lifetime) | 81 | 3.5% | 78.165
87155 | Middle Atlantic | VDM-CA-COVER-BK | VISION,EXT,COVER,BK | EA |  | 1 Year (Lifetime) | 22 | 3.5% | 21.23
87156 | Middle Atlantic | VDM-CA-IBEAM-BK | VISION,CA,I BEAM,BK | EA |  | 1 Year (Lifetime) | 209 | 3.5% | 201.685
87157 | Middle Atlantic | VDM-CA-TRUSS-BK | VISION,CA,TRUSS,BK | EA |  | 1 Year (Lifetime) | 76 | 3.5% | 73.34
87158 | Middle Atlantic | VDM-CC-BK | VISION,EXT,CC,BK | EA |  | 1 Year (Lifetime) | 23 | 3.5% | 22.195
87159 | Middle Atlantic | VDM-F-12-BK | VISION,EXT,12,BK | EA |  | 1 Year (Lifetime) | 34 | 3.5% | 32.81
87160 | Middle Atlantic | VDM-F-24-BK | VISION,EXT,24,BK | EA |  | 1 Year (Lifetime) | 54 | 3.5% | 52.11
87161 | Middle Atlantic | VDM-F-36-BK | VISION,EXT,36,BK | EA |  | 1 Year (Lifetime) | 76 | 3.5% | 73.34
87162 | Middle Atlantic | VDM-F-48-BK | VISION,EXT,48,BK | EA |  | 1 Year (Lifetime) | 98 | 3.5% | 94.57
87163 | Middle Atlantic | VDM-F-60-BK | VISION,EXT,60,BK | EA |  | 1 Year (Lifetime) | 120 | 3.5% | 115.8
87164 | Middle Atlantic | VDM-F-72-BK | VISION,EXT,72,BK | EA |  | 1 Year (Lifetime) | 142 | 3.5% | 137.03
87165 | Middle Atlantic | VDM-OFC-BK | VISION,EXT,OFC,BK | EA |  | 1 Year (Lifetime) | 28 | 3.5% | 27.02
87166 | Middle Atlantic | VDS | 2SP FRNT&REAR MT SHELF 25 | EA |  | 1 Year (Lifetime) | 171 | 3.5% | 165.015
87167 | Middle Atlantic | VEN-SAMPLE14 | VENEER SAMPLE BOX 2014 | EA |  | 1 Year (Lifetime) | 52 | 3.5% | 50.18
87168 | Middle Atlantic | VFD-10 | 10SP VENT.FR.DOOR,UNIV.BL | EA |  | 1 Year (Lifetime) | 298 | 3.5% | 287.57
87169 | Middle Atlantic | VFD-12 | 12SP VENT.FR.DOOR,UNIV.BL | EA |  | 1 Year (Lifetime) | 312 | 3.5% | 301.08
87170 | Middle Atlantic | VFD-16 | 16SP VENT.FR.DOOR,UNIV.BL | EA |  | 1 Year (Lifetime) | 322 | 3.5% | 310.73
87171 | Middle Atlantic | VFD-18 | 18SP VENT.FR.DOOR,UNIV.BL | EA |  | 1 Year (Lifetime) | 341 | 3.5% | 329.065
87172 | Middle Atlantic | VFD-19A | 19SP,CURVED VENTED FR DR | EA |  | 1 Year (Lifetime) | 376 | 3.5% | 362.84
87173 | Middle Atlantic | VFD-21 | 21SP VENT.FR.DOOR,UNIV.BL | EA |  | 1 Year (Lifetime) | 358 | 3.5% | 345.47
87174 | Middle Atlantic | VFD-24 | 24SP VENT.FR.DOOR,UNIV.BL | EA |  | 1 Year (Lifetime) | 376 | 3.5% | 362.84
87175 | Middle Atlantic | VFD-24GY | 24SP VENT FR.DOOR,UNIV GY | EA |  | 1 Year (Lifetime) | 55 | 3.5% | 53.075
87176 | Middle Atlantic | VFD-25A | 25SP,CURVED VENTED FR DR | EA |  | 1 Year (Lifetime) | 433 | 3.5% | 417.845
87177 | Middle Atlantic | VFD-27 | 27SP VENT.FR.DOOR,UNIV.BL | EA |  | 1 Year (Lifetime) | 394 | 3.5% | 380.21
87178 | Middle Atlantic | VFD-27-PW | 27SP VENT.FR.DOOR,PUTTY | EA |  | 1 Year (Lifetime) | 400 | 3.5% | 386
87179 | Middle Atlantic | VFD-35 | 35SP VENT.FR.DOOR,UNIV.BL | EA |  | 1 Year (Lifetime) | 448 | 3.5% | 432.32
87180 | Middle Atlantic | VFD-37 | 37SP VENT.FR.DOOR,UNIV.BL | EA |  | 1 Year (Lifetime) | 465 | 3.5% | 448.725
87181 | Middle Atlantic | VFD-38A | 38SP,CURVED VENTED FR DR | EA |  | 1 Year (Lifetime) | 578 | 3.5% | 557.77
87182 | Middle Atlantic | VFD-40 | 40SP VENT.FR.DOOR,UNIV.BL | EA |  | 1 Year (Lifetime) | 494 | 3.5% | 476.71
87183 | Middle Atlantic | VFD-41A | 41SP,CURVED VENTED FR DR | EA |  | 1 Year (Lifetime) | 620 | 3.5% | 598.3
87184 | Middle Atlantic | VFD-44 | 44SP VENT.FR.DOOR,UNIV.BL | EA |  | 1 Year (Lifetime) | 538 | 3.5% | 519.17
87185 | Middle Atlantic | VFD-44-LHL-02322 | VENT,FR,DR,44,BLK,CTM | EA |  | 1 Year (Lifetime) | 2873.42 | 3.5% | 2772.8503
87186 | Middle Atlantic | VFD-44-WT | 44SP VENT.FR.DOOR,UNIV. | EA |  | 1 Year (Lifetime) | 563 | 3.5% | 543.295
87187 | Middle Atlantic | VFD-45A | 45SP,CURVED VENTED FR DR | EA |  | 1 Year (Lifetime) | 655 | 3.5% | 632.075
87188 | Middle Atlantic | VFD-45A-PW | 45SP,CURVED VENTED FR DR | EA |  | 1 Year (Lifetime) | 740 | 3.5% | 714.1
87189 | Middle Atlantic | VFD-46 | 46SP VENTED FRONT DOOR | EA |  | 1 Year (Lifetime) | 566 | 3.5% | 546.19
87190 | Middle Atlantic | VFD-54 | VENTED FRONT DOOR FITS VM | EA |  | 1 Year (Lifetime) | 638 | 3.5% | 615.67
87191 | Middle Atlantic | VFEET-1-12 | 1BAY VRK FOOT SET,12 FLOO | EA |  | 1 Year (Lifetime) | 222 | 3.5% | 214.23
87192 | Middle Atlantic | VFEET-1-6-WT | 1 BAY VRK FOOT SET,6 TALL | EA |  | 1 Year (Lifetime) | 255 | 3.5% | 246.075
87193 | Middle Atlantic | VFEET-2-12 | 2BAY VRK FOOT SET,12 FLOO | EA |  | 1 Year (Lifetime) | 325 | 3.5% | 313.625
87194 | Middle Atlantic | VFEET-3-12 | 3BAY VRK FOOT SET,12 FLOO | EA |  | 1 Year (Lifetime) | 425 | 3.5% | 410.125
87195 | Middle Atlantic | VFEET-3-9.5 | 3 BAY VFEET 9.5"FLOOR | EA |  | 1 Year (Lifetime) | 39 | 3.5% | 37.635
87196 | Middle Atlantic | VFEET-4-12 | 4BAY VRK FOOT SET,12 FLOO | EA |  | 1 Year (Lifetime) | 528 | 3.5% | 509.52
87197 | Middle Atlantic | VFEET-5-12 | 5BAY VRK FOOT SET,12 FLOO | EA |  | 1 Year (Lifetime) | 608 | 3.5% | 586.72
87198 | Middle Atlantic | VF-MPV | VF 14"D MULTIMOUNT PANEL | EA |  | 1 Year (Lifetime) | 100 | 3.5% | 96.5
87199 | Middle Atlantic | VF-VPM-3 | VF VERT PANEL MOUNT 3SP | EA |  | 1 Year (Lifetime) | 194 | 3.5% | 187.21
87200 | Middle Atlantic | VLBX | LARGE VTR LOCKBOX W/FAN | EA |  | 1 Year (Lifetime) | 467 | 3.5% | 450.655
87201 | Middle Atlantic | VLBX-5.5 | REGULAR VTR LOCKBOX W/FAN | EA |  | 1 Year (Lifetime) | 441 | 3.5% | 425.565
87202 | Middle Atlantic | VLBX-WM | WALL BRACKETS, PAIR FITS | EA |  | 1 Year (Lifetime) | 101 | 3.5% | 97.465
87203 | Middle Atlantic | VMRK-54 | 54SP/31D MULTIBAY MRK | EA |  | 1 Year (Lifetime) | 3419 | 3.5% | 3299.335
87204 | Middle Atlantic | VMRK-54-36 | 54SP/36D MULTIBAY VMRK | EA |  | 1 Year (Lifetime) | 3941 | 3.5% | 3803.065
87205 | Middle Atlantic | VMRK-54-36LRD | 54SP/36D MULTIBAY RK LRD | EA |  | 1 Year (Lifetime) | 3694 | 3.5% | 3564.71
87206 | Middle Atlantic | VMRK-54LRD | 54SP/31D MULTIBAY RK,LRD | EA |  | 1 Year (Lifetime) | 3188 | 3.5% | 3076.42
87207 | Middle Atlantic | VPANEL-1U-2PK | VENTED PANEL,1U,2PK | EA |  | 1 Year (3 Years) | 30 | 3.5% | 28.95
87208 | Middle Atlantic | VPANEL-1U-C | VENTED PANEL,1U | EA |  | 1 Year (3 Years) | 14 | 3.5% | 13.51
87209 | Middle Atlantic | VPANEL-2U-2PK | VENTED PANEL,2U,P2K | EA |  | 1 Year (3 Years) | 35 | 3.5% | 33.775
87210 | Middle Atlantic | VPANEL-2U-C | VENTED PANEL,2U | EA |  | 1 Year (3 Years) | 16 | 3.5% | 15.44
87211 | Middle Atlantic | VPANEL-3U-2PK | VENTED PANEL,3U,2PK | EA |  | 1 Year (3 Years) | 39 | 3.5% | 37.635
87212 | Middle Atlantic | VPANEL-3U-C | VENTED PANEL,3U | EA |  | 1 Year (3 Years) | 20 | 3.5% | 19.3
87213 | Middle Atlantic | VPM-2 | 2SP VERT PNL MOUNT | EA |  | 1 Year (3 Years) | 113 | 3.5% | 109.045
87214 | Middle Atlantic | VPM-3 | 3SP VERT PNL MOUNT | EA |  | 1 Year (3 Years) | 127 | 3.5% | 122.555
87215 | Middle Atlantic | VPM-4 | 4SP VERT PNL MOUNT | EA |  | 1 Year (3 Years) | 139 | 3.5% | 134.135
87216 | Middle Atlantic | VRK-44-31H | 44SP/31D VIDEORACK HORIZ | EA |  | 1 Year (3 Years) | 2197 | 3.5% | 2120.105
87217 | Middle Atlantic | VRK-44-31HLRD | 44SP/31D VIDEO RACK LRD | EA |  | 1 Year (3 Years) | 2049 | 3.5% | 1977.285
87218 | Middle Atlantic | VRK-44-36H | 44SP/36D VIDEO RACK HORIZ | EA |  | 1 Year (3 Years) | 2520 | 3.5% | 2431.8
87219 | Middle Atlantic | VRK-44-36HLRD | 44SP/36D VIDEO RACK LRD | EA |  | 1 Year (3 Years) | 2373 | 3.5% | 2289.945
87220 | Middle Atlantic | VRK-44-36HPROLRD | 44SP/36D VIDEO RACK LRD | EA |  | 1 Year (3 Years) | 1881 | 3.5% | 1815.165
87221 | Middle Atlantic | VRK-44-42HLRD | 44SP/42D VIDRACK HOR LRD | EA |  | 1 Year (3 Years) | 2416 | 3.5% | 2331.44
87222 | Middle Atlantic | VRK-Z4 | VRK SEISMIC BRACKETS | EA |  | 1 Year (3 Years) | 62 | 3.5% | 59.83
87223 | Middle Atlantic | VRR-54 | ADD'L RAIL,54SP,PR | EA |  | 1 Year (3 Years) | 291 | 3.5% | 280.815
87224 | Middle Atlantic | VRS | VERTICAL RACKMOUNT SYSTEM | EA |  | 1 Year (3 Years) | 251 | 3.5% | 242.215
87225 | Middle Atlantic | VSA-1626 | 16"-26"D TELES.SHLF,1.5H | EA |  | 1 Year (3 Years) | 178 | 3.5% | 171.77
87226 | Middle Atlantic | VSA-2744 | 27"-44"D TELES.SHLF,1.5H | EA |  | 1 Year (3 Years) | 218 | 3.5% | 210.37
87227 | Middle Atlantic | VSDR-10 | 10SP,VNTD,SPLT,SCRTY,CTM | EA |  | 1 Year (3 Years) | 2869.86 | 3.5% | 2769.4149
87228 | Middle Atlantic | VSDR-12 | 12SP VENTED SPLT SECURITY | EA |  | 1 Year (3 Years) | 263 | 3.5% | 253.795
87229 | Middle Atlantic | VSDR-16 | 16SP VENTED SPLT SECURITY | EA |  | 1 Year (3 Years) | 293 | 3.5% | 282.745
87230 | Middle Atlantic | VSDR-20 | 20SP VENTED SPLT SECURITY | EA |  | 1 Year (3 Years) | 357 | 3.5% | 344.505
87231 | Middle Atlantic | VSDR-8 | 8SP VENTED SPLT SECURITY | EA |  | 1 Year (3 Years) | 216 | 3.5% | 208.44
87232 | Middle Atlantic | VT1 | 1SP PERFORATED VENT PANEL | EA |  | 1 Year (3 Years) | 21 | 3.5% | 20.265
87233 | Middle Atlantic | VT1-CP12 | 12PC. VT1 CONTRACT PACK | EA |  | 1 Year (3 Years) | 237 | 3.5% | 228.705
87234 | Middle Atlantic | VT1-RP25 | 25PC VT1 RETAIL PACK | EA |  | 1 Year (3 Years) | 169 | 3.5% | 163.085
87235 | Middle Atlantic | VT2 | 2SP PERFORATED VENT PANEL | EA |  | 1 Year (3 Years) | 26 | 3.5% | 25.09
87236 | Middle Atlantic | VT2-CP12 | 12PC. VT2 CONTRACT PACK | EA |  | 1 Year (3 Years) | 287 | 3.5% | 276.955
87237 | Middle Atlantic | VT2-RP25 | 25PC VT2 RETAIL PACK | EA |  | 1 Year (3 Years) | 340 | 3.5% | 328.1
87238 | Middle Atlantic | VT3 | 3SP PERFORATED VENT PANEL | EA |  | 1 Year (3 Years) | 31 | 3.5% | 29.915
87239 | Middle Atlantic | VT3-CP6 | 6PC. VT3 CONTRACT PACK | EA |  | 1 Year (3 Years) | 177 | 3.5% | 170.805
87240 | Middle Atlantic | VT3-RP15 | 15PC VT3 RETAIL PACK | EA |  | 1 Year (3 Years) | 179 | 3.5% | 172.735
87241 | Middle Atlantic | VT4 | 4SP PERFORATED VENT PANEL | EA |  | 1 Year (3 Years) | 35 | 3.5% | 33.775
87242 | Middle Atlantic | VT4-CP6 | 6PC. VT4 CONTRACT PACK | EA |  | 1 Year (3 Years) | 196 | 3.5% | 189.14
87243 | Middle Atlantic | VT4-RP15 | 15PC VT4 RETAIL PACK | EA |  | 1 Year (3 Years) | 325 | 3.5% | 313.625
87244 | Middle Atlantic | VTB-1 | 1SP LIGHT BLOCKING VENT | EA |  | 1 Year (3 Years) | 34 | 3.5% | 32.81
87245 | Middle Atlantic | VTB-2 | 2SP LIGHT BLOCKING VENT | EA |  | 1 Year (3 Years) | 50 | 3.5% | 48.25
87246 | Middle Atlantic | VTB-3 | 3SP LIGHT BLOCKING VENT | EA |  | 1 Year (3 Years) | 65 | 3.5% | 62.725
87247 | Middle Atlantic | VTC-DWR-5.5 | 5.5"H/7.5"DP VTC DRAWER | EA |  | 1 Year (3 Years) | 245 | 3.5% | 236.425
87248 | Middle Atlantic | VTC-DWR-5.5-BW | 5.5"H/7.5"DP VTC DWR,BK | EA |  | 1 Year (3 Years) | 245 | 3.5% | 236.425
87249 | Middle Atlantic | VTC-SPK-SH11 | 11"H VTC SPEAKER SHELF | EA |  | 1 Year (3 Years) | 285 | 3.5% | 275.025
87250 | Middle Atlantic | VTC-SPK-SH11-BW | 11"H VTC SPKR SHELF,BLK | EA |  | 1 Year (3 Years) | 285 | 3.5% | 275.025
87251 | Middle Atlantic | VTC-SPK-SH5.5 | 5.5"H VTC SPEAKER SHELF | EA |  | 1 Year (3 Years) | 276 | 3.5% | 266.34
87252 | Middle Atlantic | VTC-SPK-SH5.5-BW | 5.5"H VTC SPEAKER SHLF,BK | EA |  | 1 Year (3 Years) | 276 | 3.5% | 266.34
87253 | Middle Atlantic | VTC-WS-32X12SL | 32"W,12"D VTC WS,SLATE | EA |  | 1 Year (3 Years) | 345 | 3.5% | 332.925
87254 | Middle Atlantic | VTF1 | 1SP FINE PERF VENT PANEL | EA |  | 1 Year (3 Years) | 19 | 3.5% | 18.335
87255 | Middle Atlantic | VTF1-CP12 | 12PC. VTF1 CONTRACT PACK | EA |  | 1 Year (3 Years) | 223 | 3.5% | 215.195
87256 | Middle Atlantic | VTF2 | 2SP FINE PERF VENT PANEL | EA |  | 1 Year (3 Years) | 24 | 3.5% | 23.16
87257 | Middle Atlantic | VTF2-CP12 | 12PC. VTF2 CONTRACT PACK | EA |  | 1 Year (3 Years) | 270 | 3.5% | 260.55
87258 | Middle Atlantic | VTF3 | 3SP FINE PERF VENT PANEL | EA |  | 1 Year (3 Years) | 30 | 3.5% | 28.95
87259 | Middle Atlantic | VTF3-CP6 | 6PC. VTF3 CONTRACT PACK | EA |  | 1 Year (3 Years) | 166 | 3.5% | 160.19
87260 | Middle Atlantic | VTF4 | 4SP FINE PERF VENT PANEL | EA |  | 1 Year (3 Years) | 34 | 3.5% | 32.81
87261 | Middle Atlantic | VTF4-CP6 | 6PC. VTF4 CONTRACT PACK | EA |  | 1 Year (3 Years) | 185 | 3.5% | 178.525
87262 | Middle Atlantic | VTP-1 | 1SP ANOD SLOTTED VENT PAN | EA |  | 1 Year (3 Years) | 37 | 3.5% | 35.705
87263 | Middle Atlantic | VTP-2 | 2SP ANOD SLOTTED VENT PAN | EA |  | 1 Year (3 Years) | 40 | 3.5% | 38.6
87264 | Middle Atlantic | VTP-3 | 3SP ANOD SLOTTED VENT PAN | EA |  | 1 Year (3 Years) | 57 | 3.5% | 55.005
87265 | Middle Atlantic | VWM-2-2-36K-PW | HORIZ RACK,2U+2U,36D | EA |  | 1 Year (Lifetime) | 773 | 3.5% | 745.945
87266 | Middle Atlantic | VWM-4-5-36K-PW | HORIZ RACK,4U+5U,36D | EA |  | 1 Year (Lifetime) | 889 | 3.5% | 857.885
87267 | Middle Atlantic | VWM-4-5-42K-PW | HORIZ RACK,4U+5U,42D | EA |  | 1 Year (Lifetime) | 1011 | 3.5% | 975.615
87268 | Middle Atlantic | VWM-6BR-BP | VWM 6" BRUSH FOR BACKPAN | EA |  | 1 Year (Lifetime) | 36 | 3.5% | 34.74
87269 | Middle Atlantic | VWM-BP-3610-BW | VWM BACKPAN,36"H,10"D,BW | EA |  | 1 Year (Lifetime) | 549 | 3.5% | 529.785
87270 | Middle Atlantic | VWM-BP-3610-PW | VWM BACKPAN,36"H,10"D,PW | EA |  | 1 Year (Lifetime) | 549 | 3.5% | 529.785
87271 | Middle Atlantic | VWM-BP-3610-WT | VWM BACKPAN,36"H,10"D,WT | EA |  | 1 Year (Lifetime) | 549 | 3.5% | 529.785
87272 | Middle Atlantic | VWM-BP-3616-BW | VWM BACKPAN,36"H,16"D,BW | EA |  | 1 Year (Lifetime) | 594 | 3.5% | 573.21
87273 | Middle Atlantic | VWM-BP-3616-PW | VWM BACKPAN,36"H,16"D,PW | EA |  | 1 Year (Lifetime) | 571 | 3.5% | 551.015
87274 | Middle Atlantic | VWM-BP-3616-WT | VWM BACKPAN,36"H,16"D,WT | EA |  | 1 Year (Lifetime) | 594 | 3.5% | 573.21
87275 | Middle Atlantic | VWM-BP-4210-BW | VWM BACKPAN,42"H,10"D,BW | EA |  | 1 Year (Lifetime) | 655 | 3.5% | 632.075
87276 | Middle Atlantic | VWM-BP-4210-PW | VWM BACKPAN,42"H,10"D,PW | EA |  | 1 Year (Lifetime) | 655 | 3.5% | 632.075
87277 | Middle Atlantic | VWM-BP-4210-WT | VWM BACKPAN,42"H,10"D,WT | EA |  | 1 Year (Lifetime) | 681 | 3.5% | 657.165
87278 | Middle Atlantic | VWM-BP-4216-BW | VWM BACKPAN,42"H,16"D,BW | EA |  | 1 Year (Lifetime) | 724 | 3.5% | 698.66
87279 | Middle Atlantic | VWM-BP-4216-PW | VWM BACKPAN,42"H,16"D,PW | EA |  | 1 Year (Lifetime) | 724 | 3.5% | 698.66
87280 | Middle Atlantic | VWM-BP-4216-WT | VWM BACKPAN,42"H,16"D,WT | EA |  | 1 Year (Lifetime) | 696 | 3.5% | 671.64
87281 | Middle Atlantic | VWM-BPSD-3610-BW | VWM BP,SPLT DR,36"H,10"D | EA |  | 1 Year (Lifetime) | 439 | 3.5% | 423.635
87282 | Middle Atlantic | VWM-BPSD-3610-PW | VWM BP,SPLT DR,36"H,10"D | EA |  | 1 Year (Lifetime) | 422 | 3.5% | 407.23
87283 | Middle Atlantic | VWM-BPSD-3610-WT | VWM BP,SPLT DR,36"H,10"D | EA |  | 1 Year (Lifetime) | 422 | 3.5% | 407.23
87284 | Middle Atlantic | VWM-BPSD-3616-BW | VWM BP,SPLT DR,36"H,16"D | EA |  | 1 Year (Lifetime) | 465 | 3.5% | 448.725
87285 | Middle Atlantic | VWM-BPSD-3616-PW | VWM BP,SPLT DR,36"H,16"D | EA |  | 1 Year (Lifetime) | 465 | 3.5% | 448.725
87286 | Middle Atlantic | VWM-BPSD-3616-WT | VWM BP,SPLT DR,36"H,16"D | EA |  | 1 Year (Lifetime) | 465 | 3.5% | 448.725
87287 | Middle Atlantic | VWM-BPSD-4210-BW | VWM BP,SPLT DR,42"H,10"D | EA |  | 1 Year (Lifetime) | 571 | 3.5% | 551.015
87288 | Middle Atlantic | VWM-BPSD-4210-PW | VWM BP,SPLT DR,42"H,10"D | EA |  | 1 Year (Lifetime) | 571 | 3.5% | 551.015
87289 | Middle Atlantic | VWM-BPSD-4210-WT | VWM BP,SPLT DR,42"H,10"D | EA |  | 1 Year (Lifetime) | 549 | 3.5% | 529.785
87290 | Middle Atlantic | VWM-BPSD-4216-BW | VWM BP,SPLT DR,42"H,16"D | EA |  | 1 Year (Lifetime) | 591 | 3.5% | 570.315
87291 | Middle Atlantic | VWM-BPSD-4216-PW | VWM BP,SPLT DR,42"H,16"D | EA |  | 1 Year (Lifetime) | 591 | 3.5% | 570.315
87292 | Middle Atlantic | VWM-BPSD-4216-WT | VWM BP,SPLT DR,42"H,16"D | EA |  | 1 Year (Lifetime) | 591 | 3.5% | 570.315
87293 | Middle Atlantic | VWM-PD-4-36K-PW | 4SP VERTICAL,PLX DR,PW | EA |  | 1 Year (Lifetime) | 693 | 3.5% | 668.745
87294 | Middle Atlantic | VWM-PD-6-36K-PW | 6SP VERTICAL,PLX DR,PW | EA |  | 1 Year (Lifetime) | 716 | 3.5% | 690.94
87295 | Middle Atlantic | VWM-PD-8-36K-PW | 8SP VERTICAL,PLX DR,PW | EA |  | 1 Year (Lifetime) | 782 | 3.5% | 754.63
87296 | Middle Atlantic | VWM-RR-2 | VWM 2SP ADJUSTABLE RAIL | EA |  | 1 Year (Lifetime) | 71 | 3.5% | 68.515
87297 | Middle Atlantic | VWM-RR-4 | VWM 4SP ADJUSTABLE RAIL | EA |  | 1 Year (Lifetime) | 75 | 3.5% | 72.375
87298 | Middle Atlantic | VWM-RR-5 | VWM 5SP ADJUSTABLE RAIL | EA |  | 1 Year (Lifetime) | 77 | 3.5% | 74.305
87299 | Middle Atlantic | VWM-RR-6 | VWM 6SP ADJUSTABLE RAIL | EA |  | 1 Year (Lifetime) | 79 | 3.5% | 76.235
87300 | Middle Atlantic | VWM-RR-8 | VWM 8SP ADJUSTABLE RAIL | EA |  | 1 Year (Lifetime) | 83 | 3.5% | 80.095
87301 | Middle Atlantic | VWM-RR-PIV-2 | VWM 2SP PIVOTING RAIL | EA |  | 1 Year (Lifetime) | 81 | 3.5% | 78.165
87302 | Middle Atlantic | VWM-RR-PIV-4 | VWM 4SP PIVOTING RAIL | EA |  | 1 Year (Lifetime) | 87 | 3.5% | 83.955
87303 | Middle Atlantic | VWM-SD-36-BW-U | VWM SLD DOOR,36"H,BW | EA |  | 1 Year (Lifetime) | 219 | 3.5% | 211.335
87304 | Middle Atlantic | VWM-SD-36-PW-U | VWM SLD DOOR,36"H,PW | EA |  | 1 Year (Lifetime) | 219 | 3.5% | 211.335
87305 | Middle Atlantic | VWM-SD-36-WT-U | VWM SLD DOOR,36"H,WT | EA |  | 1 Year (Lifetime) | 219 | 3.5% | 211.335
87306 | Middle Atlantic | VWM-SD-42-BW | VWM SOLID DOOR,42"H,BW | EA |  | 1 Year (Lifetime) | 40.84 | 3.5% | 39.4106
87307 | Middle Atlantic | VWM-SD-42-BW-U | VWM SLD DOOR,42"H,BW | EA |  | 1 Year (Lifetime) | 263 | 3.5% | 253.795
87308 | Middle Atlantic | VWM-SD-42-PW-U | VWM SLD DOOR,42"H,PW | EA |  | 1 Year (Lifetime) | 263 | 3.5% | 253.795
87309 | Middle Atlantic | VWM-SD-42-WT-U | VWM SLD DOOR,42"H,WT | EA |  | 1 Year (Lifetime) | 263 | 3.5% | 253.795
87310 | Middle Atlantic | VWM-SD-4-36K-BW | 4SP VERTICAL,SLD DR,BW | EA |  | 1 Year (Lifetime) | 627 | 3.5% | 605.055
87311 | Middle Atlantic | VWM-SD-6-36K-BW | 6SP VERTICAL,SLD DR,BW | EA |  | 1 Year (Lifetime) | 650 | 3.5% | 627.25
87312 | Middle Atlantic | VWM-SD-8-36K-BW | 8SP VERTICAL,SLD DR,BW | EA |  | 1 Year (Lifetime) | 733 | 3.5% | 707.345
87313 | Middle Atlantic | VWM-SPD-3610BW-U | VWM DR W/PLEXI,36HX10D,BW | EA |  | 1 Year (Lifetime) | 296 | 3.5% | 285.64
87314 | Middle Atlantic | VWM-SPD-3610PW-U | VWM DR W/PLEXI,36HX10D,PW | EA |  | 1 Year (Lifetime) | 296 | 3.5% | 285.64
87315 | Middle Atlantic | VWM-SPD-3610WT-U | VWM DR W/PLEXI,36HX10D,WT | EA |  | 1 Year (Lifetime) | 296 | 3.5% | 285.64
87316 | Middle Atlantic | VWM-SPD-3616BW-U | VWM DR W/PLEXI,36HX16D,BW | EA |  | 1 Year (Lifetime) | 296 | 3.5% | 285.64
87317 | Middle Atlantic | VWM-SPD-3616PW-U | VWM DR W/PLEXI,36HX16D,PW | EA |  | 1 Year (Lifetime) | 296 | 3.5% | 285.64
87318 | Middle Atlantic | VWM-SPD-3616WT-U | VWM DR W/PLEXI,36HX16D,WT | EA |  | 1 Year (Lifetime) | 296 | 3.5% | 285.64
87319 | Middle Atlantic | VWM-SPD-4210BW-U | VWM DR W/PLEXI,42HX10D,BW | EA |  | 1 Year (Lifetime) | 352 | 3.5% | 339.68
87320 | Middle Atlantic | VWM-SPD-4210PW-U | VWM DR W/PLEXI,42HX10D,PW | EA |  | 1 Year (Lifetime) | 338 | 3.5% | 326.17
87321 | Middle Atlantic | VWM-SPD-4210WT-U | VWM DR W/PLEXI,42HX10D,WT | EA |  | 1 Year (Lifetime) | 338 | 3.5% | 326.17
87322 | Middle Atlantic | VWM-SPD-4216BW-U | VWM DR W/PLEXI,42HX16D,BW | EA |  | 1 Year (Lifetime) | 338 | 3.5% | 326.17
87323 | Middle Atlantic | VWM-SPD-4216PW-U | VWM DR W/PLEXI,42HX16D,PW | EA |  | 1 Year (Lifetime) | 338 | 3.5% | 326.17
87324 | Middle Atlantic | VWM-SPD-4216WT-U | VWM DR W/PLEXI,42HX16D,WT | EA |  | 1 Year (Lifetime) | 338 | 3.5% | 326.17
87325 | Middle Atlantic | VWM-SSD-3610BW-U | VWM DR W/SOLID,36HX10D,BW | EA |  | 1 Year (Lifetime) | 253 | 3.5% | 244.145
87326 | Middle Atlantic | VWM-SSD-3610PW-U | VWM DR W/SOLID,36HX10D,PW | EA |  | 1 Year (Lifetime) | 253 | 3.5% | 244.145
87327 | Middle Atlantic | VWM-SSD-3610WT-U | VWM DR W/SOLID,36HX10D,WT | EA |  | 1 Year (Lifetime) | 253 | 3.5% | 244.145
87328 | Middle Atlantic | VWM-SSD-3616BW-U | VWM DR W/SOLID,36HX16D,BW | EA |  | 1 Year (Lifetime) | 253 | 3.5% | 244.145
87329 | Middle Atlantic | VWM-SSD-3616PW-U | VWM DR W/SOLID,36HX16D,PW | EA |  | 1 Year (Lifetime) | 253 | 3.5% | 244.145
87330 | Middle Atlantic | VWM-SSD-3616WT-U | VWM DR W/SOLID,36HX16D,WT | EA |  | 1 Year (Lifetime) | 253 | 3.5% | 244.145
87331 | Middle Atlantic | VWM-SSD-4210BW-U | VWM DR W/SOLID,42HX10D,BW | EA |  | 1 Year (Lifetime) | 296 | 3.5% | 285.64
87332 | Middle Atlantic | VWM-SSD-4210PW-U | VWM DR W/SOLID,42HX10D,PW | EA |  | 1 Year (Lifetime) | 296 | 3.5% | 285.64
87333 | Middle Atlantic | VWM-SSD-4210WT-U | VWM DR W/SOLID,42HX10D,WT | EA |  | 1 Year (Lifetime) | 296 | 3.5% | 285.64
87334 | Middle Atlantic | VWM-SSD-4216BW-U | VWM DR W/SOLID,42HX16D,BW | EA |  | 1 Year (Lifetime) | 296 | 3.5% | 285.64
87335 | Middle Atlantic | VWM-SSD-4216PW-U | VWM DR W/SOLID,42HX16D,PW | EA |  | 1 Year (Lifetime) | 296 | 3.5% | 285.64
87336 | Middle Atlantic | VWM-SSD-4216WT-U | VWM DR W/SOLID,42HX16D,WT | EA |  | 1 Year (Lifetime) | 296 | 3.5% | 285.64
87337 | Middle Atlantic | WANGLE-1 | 1BAY WRK FLOOR ANGLES (PR | EA |  | 1 Year (Lifetime) | 166 | 3.5% | 160.19
87338 | Middle Atlantic | WANGLE-2 | 2BAY WRK FLOOR ANGLES (PR | EA |  | 1 Year (Lifetime) | 189 | 3.5% | 182.385
87339 | Middle Atlantic | WANGLE-3 | 3BAY WRK FLOOR ANGLES (PR | EA |  | 1 Year (Lifetime) | 211 | 3.5% | 203.615
87340 | Middle Atlantic | WANGLE-4 | 4BAY WRK FLOOR ANGLES (PR | EA |  | 1 Year (Lifetime) | 233 | 3.5% | 224.845
87341 | Middle Atlantic | WANGLE-5 | 5BAY WRK FLOOR ANGLES (PR | EA |  | 1 Year (Lifetime) | 255 | 3.5% | 246.075
87342 | Middle Atlantic | WL-60 | MAGNETIC WORK LIGHT | EA |  | 1 Year (Lifetime) | 108 | 3.5% | 104.22
87343 | Middle Atlantic | WMANGLE-3-3642 | 3BAY WMRK FLOOR ANGLES PR | EA |  | 1 Year (Lifetime) | 231 | 3.5% | 222.915
87344 | Middle Atlantic | WMRK-2436 | 24RU,36D FRAME ONLY | EA |  | 1 Year (Lifetime) | 1745 | 3.5% | 1683.925
87345 | Middle Atlantic | WMRK-2436SVR | 24SP/36D CONFIG SERVER RK | EA |  | 1 Year (Lifetime) | 3948 | 3.5% | 3809.82
87346 | Middle Atlantic | WMRK-2436SVR-AB | 24S/36D CNFG SVRRK ADDABY | EA |  | 1 Year (Lifetime) | 3145 | 3.5% | 3034.925
87347 | Middle Atlantic | WMRK-2442 | 24RU,42"DEPTH,FRAME ONLY | EA |  | 1 Year (Lifetime) | 1837 | 3.5% | 1772.705
87348 | Middle Atlantic | WMRK-4236 | 42RU 36D FRAME ONLY | EA |  | 1 Year (Lifetime) | 1939 | 3.5% | 1871.135
87349 | Middle Atlantic | WMRK-4236SVR | 42SP/36D CONFIG SERVER RK | EA |  | 1 Year (Lifetime) | 4412 | 3.5% | 4257.58
87350 | Middle Atlantic | WMRK-4236SVR-AB | 42S/36D CNFG SVRRK ADDABY | EA |  | 1 Year (Lifetime) | 3370 | 3.5% | 3252.05
87351 | Middle Atlantic | WMRK-4242 | 42RU,42D FRAME ONLY | EA |  | 1 Year (Lifetime) | 2222 | 3.5% | 2144.23
87352 | Middle Atlantic | WMRK-4242SVR | 42SP/42D CONFIG SERVER RK | EA |  | 1 Year (Lifetime) | 4701 | 3.5% | 4536.465
87353 | Middle Atlantic | WMRK-4242SVR-AB | 42S/42D CNFG SVRRK ADDABY | EA |  | 1 Year (Lifetime) | 3610 | 3.5% | 3483.65
87354 | Middle Atlantic | WMRK-4242SVR-WT | 42SP/42D CONFIG SERVER RK | EA |  | 1 Year (Lifetime) | 4181 | 3.5% | 4034.665
87355 | Middle Atlantic | WMRK-4248 | 42RU,48"DEPTH,FRAME ONLY | EA |  | 1 Year (Lifetime) | 2407 | 3.5% | 2322.755
87356 | Middle Atlantic | WMRK-4536 | 45RU,36"DEPTH,FRAME ONLY | EA |  | 1 Year (Lifetime) | 2054 | 3.5% | 1982.11
87357 | Middle Atlantic | WMRK-4542 | 45RU,42"DEPTH,FRAME ONLY | EA |  | 1 Year (Lifetime) | 2330 | 3.5% | 2248.45
87358 | Middle Atlantic | WMRK-4548 | 45RU,48"DEPTH,FRAME ONLY | EA |  | 1 Year (Lifetime) | 2515 | 3.5% | 2426.975
87359 | Middle Atlantic | WMRK-Z4 | SEISMIC BRACKETS,WMRK | EA |  | 1 Year (Lifetime) | 63 | 3.5% | 60.795
87360 | Middle Atlantic | WMS-1614DC | 16W/14D WM SHLF DK CHERRY | EA |  | 1 Year (Lifetime) | 194 | 3.5% | 187.21
87361 | Middle Atlantic | WMS-1614GS | 16W/14D WM SHLF GREYSTONE | EA |  | 1 Year (Lifetime) | 194 | 3.5% | 187.21
87362 | Middle Atlantic | WMS-1614MP | 16W/14D WM SHLF MAPLE | EA |  | 1 Year (Lifetime) | 194 | 3.5% | 187.21
87363 | Middle Atlantic | WMS-20 | WALLMOUNT SHELF | EA |  | 1 Year (Lifetime) | 163 | 3.5% | 157.295
87364 | Middle Atlantic | WR-24-32 | 24SP/32D ROLLOUT ROT RACK | EA |  | 1 Year (Lifetime) | 2323 | 3.5% | 2241.695
87365 | Middle Atlantic | WR-37-32 | 37SP/32D ROLL OUT ROT RK | EA |  | 1 Year (Lifetime) | 2495 | 3.5% | 2407.675
87366 | Middle Atlantic | WR-37-42 | 37SP/42D ROLLOUT ROT RACK | EA |  | 1 Year (Lifetime) | 2633 | 3.5% | 2540.845
87367 | Middle Atlantic | WR-44-32 | 44SP/32D ROLLOUT ROT RACK | EA |  | 1 Year (Lifetime) | 2652 | 3.5% | 2559.18
87368 | Middle Atlantic | WR-44-32-WT | 44SP/32D ROLL ROT RK,WT | EA |  | 1 Year (Lifetime) | 3049 | 3.5% | 2942.285
87369 | Middle Atlantic | WR-44-42 | 44SP/42D ROLLOUT ROT RACK | EA |  | 1 Year (Lifetime) | 2732 | 3.5% | 2636.38
87370 | Middle Atlantic | WRFD-24 | 24SP SOLID FRDR FOR WR | EA |  | 1 Year (Lifetime) | 324 | 3.5% | 312.66
87371 | Middle Atlantic | WRFD-37 | 37SP SOLID FRDR FOR WR | EA |  | 1 Year (Lifetime) | 345 | 3.5% | 332.925
87372 | Middle Atlantic | WRFD-44 | 44SP SOLID FRDR FOR WR | EA |  | 1 Year (Lifetime) | 389 | 3.5% | 375.385
87373 | Middle Atlantic | WRINKLE | WRINKLE TOUCH-UP KIT | EA |  | 1 Year (Lifetime) | 31 | 3.5% | 29.915
87374 | Middle Atlantic | WRK-24-27 | 24SP/27D MULTIBAY WRK | EA |  | 1 Year (Lifetime) | 1475 | 3.5% | 1423.375
87375 | Middle Atlantic | WRK-24-27LRD | 24SP/27D MULTIBAY WRK LRD | EA |  | 1 Year (Lifetime) | 1393 | 3.5% | 1344.245
87376 | Middle Atlantic | WRK-24-32 | 24SP/32D MULTIBAY WRK | EA |  | 1 Year (Lifetime) | 1571 | 3.5% | 1516.015
87377 | Middle Atlantic | WRK-24-32LRD | 24SP/32D MULTIBAY WRK LRD | EA |  | 1 Year (Lifetime) | 1488 | 3.5% | 1435.92
87378 | Middle Atlantic | WRK-24MDK | WRK-24SA-32 W/PLEXIDR.&LA | EA |  | 1 Year (Lifetime) | 2720 | 3.5% | 2624.8
87379 | Middle Atlantic | WRK-24SA-27 | 24SP/27D WRK RACK | EA |  | 1 Year (Lifetime) | 1515 | 3.5% | 1461.975
87380 | Middle Atlantic | WRK-24SA-27LRD | 24SP/27D WRK RACK LRD | EA |  | 1 Year (Lifetime) | 1431 | 3.5% | 1380.915
87381 | Middle Atlantic | WRK-24SA-32 | 24SP/32D WRK RACK | EA |  | 1 Year (Lifetime) | 1648 | 3.5% | 1590.32
87382 | Middle Atlantic | WRK-24SA-32LRD | 24SP/32D WRK RACK,LRD | EA |  | 1 Year (Lifetime) | 1565 | 3.5% | 1510.225
87383 | Middle Atlantic | WRK-37-27 | 37SP/27D MULTIBAY WRK | EA |  | 1 Year (Lifetime) | 1668 | 3.5% | 1609.62
87384 | Middle Atlantic | WRK-37-27LRD | 37SP/27D MULTIBAY WRK LRD | EA |  | 1 Year (Lifetime) | 1508 | 3.5% | 1455.22
87385 | Middle Atlantic | WRK-37-32 | 37SP/32D MULTIBAY WRK | EA |  | 1 Year (Lifetime) | 1745 | 3.5% | 1683.925
87386 | Middle Atlantic | WRK-37-32LRD | 37SP/32D MULTIBAY WRK LRD | EA |  | 1 Year (Lifetime) | 1585 | 3.5% | 1529.525
87387 | Middle Atlantic | WRK-37SA-27 | 37SP/27D WRK RACK | EA |  | 1 Year (Lifetime) | 1725 | 3.5% | 1664.625
87388 | Middle Atlantic | WRK-37SA-27LRD | 37SP/27D WRK RACK LRD | EA |  | 1 Year (Lifetime) | 1565 | 3.5% | 1510.225
87389 | Middle Atlantic | WRK-37SA-32 | 37SP/32D WRK RACK | EA |  | 1 Year (Lifetime) | 1840 | 3.5% | 1775.6
87390 | Middle Atlantic | WRK-37SA-32LRD | 37SP/32D WRK RACK LRD | EA |  | 1 Year (Lifetime) | 1680 | 3.5% | 1621.2
87391 | Middle Atlantic | WRK-40-27 | 40SP/27D MULTIBAY WRK | EA |  | 1 Year (Lifetime) | 1783 | 3.5% | 1720.595
87392 | Middle Atlantic | WRK-40-27LRD | 40SP/27D MULTIBAY WRK LRD | EA |  | 1 Year (Lifetime) | 1617 | 3.5% | 1560.405
87393 | Middle Atlantic | WRK-40-32 | 40SP/32D MULTIBAY WRK | EA |  | 1 Year (Lifetime) | 1821 | 3.5% | 1757.265
87394 | Middle Atlantic | WRK-40-32LRD | 40SP/32D MULTIBAY WRK LRD | EA |  | 1 Year (Lifetime) | 1654 | 3.5% | 1596.11
87395 | Middle Atlantic | WRK-40SA-27 | 40SP/27D WRK RACK | EA |  | 1 Year (Lifetime) | 1840 | 3.5% | 1775.6
87396 | Middle Atlantic | WRK-40SA-27LRD | 40SP/27D WRK RACK LRD | EA |  | 1 Year (Lifetime) | 1674 | 3.5% | 1615.41
87397 | Middle Atlantic | WRK-40SA-32 | 40SP/32D WRK RACK | EA |  | 1 Year (Lifetime) | 1879 | 3.5% | 1813.235
87398 | Middle Atlantic | WRK-40SA-32LRD | 40SP/32D WRK RACK LRD | EA |  | 1 Year (Lifetime) | 1714 | 3.5% | 1654.01
87399 | Middle Atlantic | WRK-44-27 | 44SP/27D MULTIBAY WRK | EA |  | 1 Year (Lifetime) | 1840 | 3.5% | 1775.6
87400 | Middle Atlantic | WRK-44-27LRD | 44SP/27D MULTIBAY WRK LRD | EA |  | 1 Year (Lifetime) | 1668 | 3.5% | 1609.62
87401 | Middle Atlantic | WRK-44-32 | 44SP/32D MULTIBAY WRK | EA |  | 1 Year (Lifetime) | 1899 | 3.5% | 1832.535
87402 | Middle Atlantic | WRK-44-32LRD | 44SP/32D MULTIBAY WRK LRD | EA |  | 1 Year (Lifetime) | 1725 | 3.5% | 1664.625
87403 | Middle Atlantic | WRK-44-32-WT | 44SP/32D MULTIBAY WRK | EA |  | 1 Year (Lifetime) | 1466 | 3.5% | 1414.69
87404 | Middle Atlantic | WRK-44SA-27 | 44SP/27D WRK RACK | EA |  | 1 Year (Lifetime) | 1899 | 3.5% | 1832.535
87405 | Middle Atlantic | WRK-44SA-27AXS | 20",41SP AXS WRK-44SA-27 | EA |  | 1 Year (Lifetime) | 2794 | 3.5% | 2696.21
87406 | Middle Atlantic | WRK-44SA-27LRD | 44SP/27D WRK RACK LRD | EA |  | 1 Year (Lifetime) | 1725 | 3.5% | 1664.625
87407 | Middle Atlantic | WRK-44SA-32 | 44SP/32D WRK RACK | EA |  | 1 Year (Lifetime) | 2049 | 3.5% | 1977.285
87408 | Middle Atlantic | WRK-44SA-3200143 | 26",41SP AXS WRK-44SA-32 | EA |  | 1 Year (Lifetime) | 3091 | 3.5% | 2982.815
87409 | Middle Atlantic | WRK-44SA-32LRD | 44SP/32D WRK RACK LRD | EA |  | 1 Year (Lifetime) | 1879 | 3.5% | 1813.235
87410 | Middle Atlantic | WRK-44SA-32P | 44SP/32D WRK RACK,PUTTY | EA |  | 1 Year (Lifetime) | 2193 | 3.5% | 2116.245
87411 | Middle Atlantic | WRK-RR24 | ADD.24SP RAIL KIT | EA |  | 1 Year (Lifetime) | 149 | 3.5% | 143.785
87412 | Middle Atlantic | WRK-RR37 | ADD.37SP RAIL KIT | EA |  | 1 Year (Lifetime) | 164 | 3.5% | 158.26
87413 | Middle Atlantic | WRK-RR40 | ADD.40SP RAIL KIT | EA |  | 1 Year (Lifetime) | 176 | 3.5% | 169.84
87414 | Middle Atlantic | WRK-RR44 | ADD.44SP RAIL KIT | EA |  | 1 Year (Lifetime) | 189 | 3.5% | 182.385
87415 | Middle Atlantic | WRK-TEMP-27 | ROUGH-IN TEMPLATE FOR 27D | EA |  | 1 Year (Lifetime) | 72 | 3.5% | 69.48
87416 | Middle Atlantic | WRK-TEMP-32 | ROUGH-IN TEMPLATE FOR 32D | EA |  | 1 Year (Lifetime) | 81 | 3.5% | 78.165
87417 | Middle Atlantic | WRK-Z4 | WRK SEISMIC BRACKETS | EA |  | 1 Year (Lifetime) | 62 | 3.5% | 59.83
87418 | Middle Atlantic | WRP-4 | 4SP LOWPROF.WLRK.PLEXI TO | EA |  | 1 Year (Lifetime) | 718 | 3.5% | 692.87
87419 | Middle Atlantic | WRP-6 | 6SP LOWPROF.WLRK.PLEXI TO | EA |  | 1 Year (Lifetime) | 741 | 3.5% | 715.065
87420 | Middle Atlantic | WRP-8 | 8SP LOWPROF.WLRK.PLEXI TO | EA |  | 1 Year (Lifetime) | 811 | 3.5% | 782.615
87421 | Middle Atlantic | WRPFD-24 | 24SP PLEXI FRONT DOOR,WR | EA |  | 1 Year (Lifetime) | 699 | 3.5% | 674.535
87422 | Middle Atlantic | WRPFD-37 | 37SP PLEXI FRONT DOOR,WR | EA |  | 1 Year (Lifetime) | 773 | 3.5% | 745.945
87423 | Middle Atlantic | WRPFD-44 | 44SP PLEXI FRONT DOOR,WR | EA |  | 1 Year (Lifetime) | 878 | 3.5% | 847.27
87424 | Middle Atlantic | WRPFD-44-WT | 44SP PLEXI FR DR,WR,WHT | EA |  | 1 Year (Lifetime) | 980 | 3.5% | 945.7
87425 | Middle Atlantic | WR-RAP-24 | 24SP REAR ACCESS PNL,WR | EA |  | 1 Year (Lifetime) | 242 | 3.5% | 233.53
87426 | Middle Atlantic | WR-RAP-37 | 37SP REAR ACCESS PNL,WR | EA |  | 1 Year (Lifetime) | 295 | 3.5% | 284.675
87427 | Middle Atlantic | WR-RAP-44 | 44SP REAR ACCESS PNL,WR | EA |  | 1 Year (Lifetime) | 328 | 3.5% | 316.52
87428 | Middle Atlantic | WR-RR-24 | 24SP ADDL RAIL KIT FOR WR | EA |  | 1 Year (Lifetime) | 110 | 3.5% | 106.15
87429 | Middle Atlantic | WR-RR-37 | 37SP ADD'L RAIL FOR WR | EA |  | 1 Year (Lifetime) | 126 | 3.5% | 121.59
87430 | Middle Atlantic | WR-RR-44 | 44SP ADD'L RAIL FOR WR | EA |  | 1 Year (Lifetime) | 151 | 3.5% | 145.715
87431 | Middle Atlantic | WRS-4 | 4SP LOWPROF.WLRK.SOL TOP, | EA |  | 1 Year (Lifetime) | 649 | 3.5% | 626.285
87432 | Middle Atlantic | WRS-6 | 6SP LOWPROF.WLRK.SOL TOP, | EA |  | 1 Year (Lifetime) | 674 | 3.5% | 650.41
87433 | Middle Atlantic | WRS-8 | 8SP LOWPROF.WLRK.SOL TOP, | EA |  | 1 Year (Lifetime) | 759 | 3.5% | 732.435
87434 | Middle Atlantic | WRS-8-30-569925 | 8SP LOW PROFILE WALL RK C | EA |  | 1 Year (Lifetime) | 1008 | 3.5% | 972.72
87435 | Middle Atlantic | WS1-ISRK-21G | 1 BAY TOP FOR ISRK,GRAPH | EA |  | 1 Year (Lifetime) | 294 | 3.5% | 283.71
87436 | Middle Atlantic | WS1-S18-GBC | 1 BAY CNSL GRAPH WS T-MOL | EA |  | 1 Year (Lifetime) | 406 | 3.5% | 391.79
87437 | Middle Atlantic | WS1-S18-GBF | 1 BAY CNSL GRAPH WS T-MOL | EA |  | 1 Year (Lifetime) | 406 | 3.5% | 391.79
87438 | Middle Atlantic | WS1-S18-GBL | 1 BAY CNSL GRAPH WS T-MOL | EA |  | 1 Year (Lifetime) | 350 | 3.5% | 337.75
87439 | Middle Atlantic | WS1-S18-GBR | 1 BAY CNSL GRAPH WS T-MOL | EA |  | 1 Year (Lifetime) | 406 | 3.5% | 391.79
87440 | Middle Atlantic | WS1-S18-GOC | 1 BAY CONSOLE GRAPH WS,OA | EA |  | 1 Year (Lifetime) | 519 | 3.5% | 500.835
87441 | Middle Atlantic | WS245-S18-GBL | 2 BAY 45D CNSL GRAPH WS,T | EA |  | 1 Year (Lifetime) | 594 | 3.5% | 573.21
87442 | Middle Atlantic | WS245-S18-GBR | 2 BAY 45D CNSL GRAPH WS,T | EA |  | 1 Year (Lifetime) | 594 | 3.5% | 573.21
87443 | Middle Atlantic | WS245-S18-GOL | 2 BAY 45D CNSL GRAPH WS,O | EA |  | 1 Year (Lifetime) | 1430 | 3.5% | 1379.95
87444 | Middle Atlantic | WS245-S18-GOR | 2 BAY 45D CNSL GRAPH WS,O | EA |  | 1 Year (Lifetime) | 1195 | 3.5% | 1153.175
87445 | Middle Atlantic | WS2-S18-GBF | 2 BAY CNSL GRAPH WS T-MOL | EA |  | 1 Year (Lifetime) | 650 | 3.5% | 627.25
87446 | Middle Atlantic | WS2-S18-GBL | 2 BAY CNSL GRAPH WS T-MOL | EA |  | 1 Year (Lifetime) | 650 | 3.5% | 627.25
87447 | Middle Atlantic | WS2-S18-GBR | 2 BAY CNSL GRAPH WS T-MOL | EA |  | 1 Year (Lifetime) | 650 | 3.5% | 627.25
87448 | Middle Atlantic | WS2-S18-GOF | 2 BAY CONSOLE GRAPH WS,OA | EA |  | 1 Year (Lifetime) | 1143 | 3.5% | 1102.995
87449 | Middle Atlantic | WS390-S18-GBC | 3BAY 90D CNSL GRAPHWS,TMC | EA |  | 1 Year (Lifetime) | 840 | 3.5% | 810.6
87450 | Middle Atlantic | WS390-S18-GBF | 3BAY 90D CNSL GRAPHWS,TMF | EA |  | 1 Year (Lifetime) | 840 | 3.5% | 810.6
87451 | Middle Atlantic | WS390-S18-GBL | 3BAY 90D CNSL GRAPHWS,TML | EA |  | 1 Year (Lifetime) | 840 | 3.5% | 810.6
87452 | Middle Atlantic | WS390-S18-GBR | 3BAY 90D CNSL GRAPHWS,TM | EA |  | 1 Year (Lifetime) | 703 | 3.5% | 678.395
87453 | Middle Atlantic | WS3-S18-GBC | 3 BAY CNSL GRAPH WS T-MOL | EA |  | 1 Year (Lifetime) | 1143 | 3.5% | 1102.995
87454 | Middle Atlantic | WS3-S18-GBF | 3 BAY CNSL GRAPH WS T-MOL | EA |  | 1 Year (Lifetime) | 1143 | 3.5% | 1102.995
87455 | Middle Atlantic | WS3-S18-GBL | 3 BAY CNSL GRAPH WS T-MOL | EA |  | 1 Year (Lifetime) | 1143 | 3.5% | 1102.995
87456 | Middle Atlantic | WS3-S18-GOF | 3 BAY CONSOLE GRAPH WS,OA | EA |  | 1 Year (Lifetime) | 1556 | 3.5% | 1501.54
87457 | Middle Atlantic | WS4-S18-GBF | 4 BAY CNSL GRAPH WS T-MOL | EA |  | 1 Year (Lifetime) | 1379 | 3.5% | 1330.735
87458 | Middle Atlantic | WS4-S18-GOF | 4 BAY CONSOLE GRAPH WS,OA | EA |  | 1 Year (Lifetime) | 2066 | 3.5% | 1993.69
87459 | Middle Atlantic | WSB1 | 1SP FLANGED WRINKLE BLANK | EA |  | 1 Year (Lifetime) | 19 | 3.5% | 18.335
87460 | Middle Atlantic | WSB2 | 2SP FLANGED WRINKLE BLANK | EA |  | 1 Year (Lifetime) | 26 | 3.5% | 25.09
87461 | Middle Atlantic | WSB3 | 3SP FLANGED WRINKLE BLANK | EA |  | 1 Year (Lifetime) | 31 | 3.5% | 29.915
87462 | Middle Atlantic | WSB4 | 4P FLANGED WRINKLE BLANK | EA |  | 1 Year (Lifetime) | 33 | 3.5% | 31.845
87463 | Middle Atlantic | WUSS11.5 | WIDE UNIT SHELF SYS 11.5D | EA |  | 1 Year (Lifetime) | 96 | 3.5% | 92.64
87464 | Middle Atlantic | WUSS14 | WIDE UNIT SHELF SYS 14DP | EA |  | 1 Year (Lifetime) | 101 | 3.5% | 97.465
87465 | Middle Atlantic | WUSS15.5 | WIDE UNIT SHELF SYS 15.5D | EA |  | 1 Year (Lifetime) | 103 | 3.5% | 99.395
87466 | Middle Atlantic | WUSS17.5 | WIDE UNIT SHELF SYS 17.5D | EA |  | 1 Year (Lifetime) | 108 | 3.5% | 104.22
87467 | Middle Atlantic | WUSS20.5 | WIDE UNIT SHELF SYS 20.5D | EA |  | 1 Year (Lifetime) | 116 | 3.5% | 111.94
87468 | Middle Atlantic | XLRM6 | MALE XLR (6) PORT UCP PNL | EA |  | 1 Year (Lifetime) | 18 | 3.5% | 17.37
87469 | Multilink | 10-4323 | FRM-1RU-2X-SO Swing Out Tray, Holds 2 panels-BLK | Ea |  | 1 Year | 96.8613 | 6% | 91.0496
87470 | Multilink | 10-4325 | FRM-1RU-2X-SO Swing Out Tray, Holds 2 panels-OW | Ea |  | 1 Year | 96.8613 | 6% | 91.0496
87471 | Multilink | 10-4326 | FRM-2RU-4X-SO Swing Out Tray, Holds 4 panels-OW | Ea |  | 1 Year | 129.7613 | 6% | 121.9756
87472 | Multilink | 10-4327 | FRM-2RU-4X-SO Swing Out Tray, Holds 4 panels-BLK | Ea |  | 1 Year | 129.7613 | 6% | 121.9756
87473 | Multilink | 045-339-10 | FRM-1RU-3X-TS-HD Slide Out Tray, Holds 3 panels - BLK | Ea |  | 1 Year | 252.4793 | 6% | 237.3306
87474 | Multilink | 045-339-11 | FRM-1RU-3X-TS-HD Slide Out Tray, Holds 3 panels - OFF WHITE | Ea |  | 1 Year | 267.2475 | 6% | 251.2126
87475 | Multilink | 045-382-10 | FRM-2RU-6X-TS-HD Slide Out Tray, Holds 6 panels -BlK | Ea |  | 1 Year | 305.2318 | 6% | 286.9179
87476 | Multilink | 045-382-11 | FRM-2RU-6X-TS-HD Slide Out Tray, Holds 6 panels -OW | Ea |  | 1 Year | 313.5839 | 6% | 294.7689
87477 | Multilink | 045-418-10 | FRM-3RU-9X-TS-HD Slide Out Tray, Holds 9 panels-BLK Aluminum | Ea |  | 1 Year | 325.7906 | 6% | 306.2432
87478 | Multilink | 045-903-10 | FRM-E-1RU-3X-TS-S Slide Out Tray, Holds 3 panels - BLK | Ea |  | 1 Year | 143.4351 | 6% | 134.829
87479 | Multilink | 045-903-11 | FRM-E-1RU-3X-TS-S Slide Out Tray, Holds 3 panels - OFF WHITE | Ea |  | 1 Year | 143.4351 | 6% | 134.829
87480 | Multilink | 045-917-10 | FRM-E-2RU-6X-TS-S Slide Out Tray, Holds 6 panels - BLK | Ea |  | 1 Year | 190.6464 | 6% | 179.2076
87481 | Multilink | 045-917-11 | FRM-E-2RU-6X-TS-S Slide Out Tray, Holds 6 panels - OFF WHITE | Ea |  | 1 Year | 190.6464 | 6% | 179.2076
87482 | Multilink | 045-918-10 | FRM-E-3RU-9X-TS-S Slide Out Tray, Holds 9 panels - BLK | Ea |  | 1 Year | 192.2562 | 6% | 180.7208
87483 | Multilink | 045-918-11 | FRM-E-3RU-9X-TS-S Slide Out Tray, Holds 9 panels - OFF WHITE | Ea |  | 1 Year | 192.2562 | 6% | 180.7208
87484 | Multilink | 045-919-10 | FRM-E-4RU-12X-TS-S Slide Out Tray, Holds 12 panels - BLK | Ea |  | 1 Year | 249.286 | 6% | 234.3288
87485 | Multilink | 045-919-11 | FRM-E-4RU-12X-TS-S Slide Out Tray, Holds 12 panels - OFF WHITE | Ea |  | 1 Year | 249.286 | 6% | 234.3288
87486 | Pelco | 13M2.8-12 | Lens 1/3 inch 3 Mega Pixel 2.8-12 MM F/1.4-2.7 | Ea |  | 1 Year | $297.00 | 12% | 261.36
87487 | Pelco | 13M2.8-8 | Lens 1/3 inch 3 Mega Pixel 2.8-8 MM F/1.2-1.9 | Ea |  | 1 Year | $192.00 | 12% | 168.96
87488 | Pelco | 13VA1-3 | Lens 1/3 in. Zm 1.6-3.4mm f1.4-Close | Ea |  | 1 Year | $298.00 | 12% | 262.24
87489 | Pelco | 13VA5-40 | Lens 1/3 in. Zm 5-40mm f1.6-Close | Ea |  | 1 Year | $217.00 | 12% | 190.96
87490 | Pelco | 13VA5-50 | Lens 1/3 in. Zm 5-50mm f1.6-Close | Ea |  | 1 Year | $202.00 | 12% | 177.76
87491 | Pelco | 13VD1-3 | Lens 1/3 in. Zm 1.6-3.4mm f1.4-360 AI DC Drive | Ea |  | 1 Year | $294.00 | 12% | 258.72
87492 | Pelco | 13VD15-50 | Lens 1/3 IN VDCL 15-50MM F1.5 DC AI Camclosure 2 | Ea |  | 1 Year | $151.00 | 12% | 132.88
87493 | Pelco | 13VD2.5-6 | Lens 1/3 in. Zm 2.5-6mm f1.4-360 AI DC Drive | Ea |  | 1 Year | $254.00 | 12% | 223.52
87494 | Pelco | 13VD2.8-12 | Lens 1/3 in. Zm 2.8-12mm f1.4-360 AI | Ea |  | 1 Year | $151.00 | 12% | 132.88
87495 | Pelco | 13VD3-8 | Lens 1/3 in. Zm 3-8mm f1.0-360 AI DC Drive | Ea |  | 1 Year | $88.00 | 12% | 77.44
87496 | Pelco | 13VD5-50 | Lens 1/3 in. Zm 5-50mm f1.6-360 AI DC Drive | Ea |  | 1 Year | $243.00 | 12% | 213.84
87497 | Pelco | 13VDIR2.8-11 | Lens 1/3 in. 2.8-11mm IR corrected AI Direct Drive | Ea |  | 1 Year | $168.00 | 12% | 147.84
87498 | Pelco | 13VDIR3-8.5 | Lens 1/3 in. 3-8.5mm IR corrected AI Direct Drive | Ea |  | 1 Year | $117.00 | 12% | 102.96
87499 | Pelco | 13VDIR7.5-50 | Lens 1/3 in. 7.5-50mm IR corrected AI Direct Drive | Ea |  | 1 Year | $212.00 | 12% | 186.56
87500 | Pelco | 13ZD5.5X30 | Lens 1/3 in. Mzd Zm 30X 5.5-165mm AI DC Drive | Ea |  | 1 Year | $3269.00 | 12% | 2876.72
87501 | Pelco | 13ZD5.5X30P | Lens 1/3 in. Mzd Zm 30X 5.5-165mm AI DC Drive Pre | Ea |  | 1 Year | $2853.00 | 12% | 2510.64
87502 | Pelco | 13ZD5.6X20 | Lens 1/3 in. Mzd Zm 20X 5.6-112mm AI DC Drive | Ea |  | 1 Year | $1658.00 | 12% | 1459.04
87503 | Pelco | 13ZD5.6X20P | Lens 1/3 in. Mzd Zm 20X 5.6-112mm AI DC Drive Pre | Ea |  | 1 Year | $1898.00 | 12% | 1670.24
87504 | Pelco | 13ZD6X10 | Lens 1/3 in. Mzd Zm 10X 6-60mm AI DC Drive | Ea |  | 1 Year | $886.00 | 12% | 779.68
87505 | Pelco | 13ZD6X10P | Lens 1/3 in. Mzd Zm 10X 6-60mm AI DC Drive Pre | Ea |  | 1 Year | $1145.00 | 12% | 1007.6
87506 | Pelco | 13ZD6X15P | Lens 1/3 in. Mzd Zm 15X 6-90mm AI DC Drive Pre | Ea |  | 1 Year | $1369.00 | 12% | 1204.72
87507 | Pelco | 13ZD6X8 | Lens 1/3 in. Mzd Zm 6X 6-48mm AI DC Drive | Ea |  | 1 Year | $803.00 | 12% | 706.64
87508 | Pelco | 2200-6000 | SMR ANODIZE EWM 2-003463 | Ea |  | 1 Year | $50.00 | 12% | 44
87509 | Pelco | 2400-1000 | SMR 1-2L4WYR SPECTRA ENHD H DUTY | Ea |  | 1 Year | $75.00 | 12% | 66
87510 | Pelco | 3DX-600-3DMOUSE | VideoXpert™ Enhanced 3D Mouse with Joy & Jog Stick | Ea |  | 1 Year | $803.00 | 12% | 706.64
87511 | Pelco | A1-KBD-3D-KIT2 | VideoXpert™ Enhanced Keyboard & 3D Mouse Combo | Ea |  | 1 Year | $1431.00 | 12% | 1259.28
87512 | Pelco | A483-005A | SI series enclosure sled sub assebly | Ea |  | 1 Year | $993.00 | 12% | 873.84
87513 | Pelco | A483-007A | LI series enclosure sled sub assebly | Ea |  | 1 Year | $993.00 | 12% | 873.84
87514 | Pelco | A483-009A | LI series enclosure sled sub assebly | Ea |  | 1 Year | $993.00 | 12% | 873.84
87515 | Pelco | AGG-1C | 1 CH Pelco Aggregation | Ea |  | 1 Year | $99.00 | 12% | 87.12
87516 | Pelco | AH2000 | Manual Adjustable Pan/Tilt Head for EH5700 Series | Ea |  | 1 Year | $129.00 | 12% | 113.52
87517 | Pelco | AUD-1 | USB Audio Accessory for IP Cameras | Ea |  | 1 Year | $98.00 | 12% | 86.24
87518 | Pelco | AUS 2-10L | AUS 2-10 DVMS License Fee NTI | Ea |  | 1 Year | $312.00 | 12% | 274.56
87519 | Pelco | AUSVR-SW-1L | Archive Utility SW w/1 DVMS License | Ea |  | 1 Year | $633.00 | 12% | 557.04
87520 | Pelco | AXM200 | Adjustable pan/tilt mount for ExSite Enhanced Fixed models made of 316L stainless steel. | Ea |  | 1 Year | $978.00 | 12% | 860.64
87521 | Pelco | B52-F | Spectra® HD 1080p 20X BB, Flush/In-Ceiling Mt, Blk | Ea |  | 1 Year | $704.00 | 12% | 619.52
87522 | Pelco | B52-PG-E | Spectra® HD 1080p 20X Env Pendant Back Box Gray | Ea |  | 1 Year | $1296.00 | 12% | 1140.48
87523 | Pelco | B5-F | Spectra® HD Backbox, Flush | Ea |  | 1 Year | $633.00 | 12% | 557.04
87524 | Pelco | B6-F | Spectra® Enhanced 1080P BackBox Flush | Ea |  | 1 Year | $736.00 | 12% | 647.68
87525 | Pelco | B6-F-E | Spectra Enhanced 1080P BackBox Environmental Flush | Ea |  | 1 Year | $1152.00 | 12% | 1013.76
87526 | Pelco | B6-PB | Spectra® Enhanced 1080P BackBox Pendant Black | Ea |  | 1 Year | $830.00 | 12% | 730.4
87527 | Pelco | B6-PG | Spectra® Enhanced 1080P BackBox Pendant Gray | Ea |  | 1 Year | $830.00 | 12% | 730.4
87528 | Pelco | B6-PG-E | Spectra® Enhanced 1080P BackBox Env Pendant Gray | Ea |  | 1 Year | $1250.00 | 12% | 1100
87529 | Pelco | B6-PSG-E | Spectra Enhanced 1080P SS BackBox Env Pendant Gray | Ea |  | 1 Year | $1860.00 | 12% | 1636.8
87530 | Pelco | BB4DOORASSY | Spectra® IV SE Back Box Door Assy | Ea |  | 1 Year | $196.00 | 12% | 172.48
87531 | Pelco | BB4E-F | Spectra® IV IP H.264 Backbox Flush | Ea |  | 1 Year | $873.00 | 12% | 768.24
87532 | Pelco | BB4E-PG-E | Spectra® IV IP H.264 Backbox Env Pendant Gray | Ea |  | 1 Year | $1083.00 | 12% | 953.04
87533 | Pelco | BB4-F | Spectra® IV SE Back Box In-ceiling Mt Standard | Ea |  | 1 Year | $361.00 | 12% | 317.68
87534 | Pelco | BB4-F-E | Spectra® IV SE Back Box In-ceiling Mt Env | Ea |  | 1 Year | $514.00 | 12% | 452.32
87535 | Pelco | BB4HD-PG | Spectra® IV SE Back Box Heavy-duty Pend Gray | Ea |  | 1 Year | $578.00 | 12% | 508.64
87536 | Pelco | BB4HD-PG-E | Spectra® IV SE Back Box Heavy-duty Env Pend Gy | Ea |  | 1 Year | $807.00 | 12% | 710.16
87537 | Pelco | BB4-PB | Spectra® IV SE Back Box Pend Mt Blk Std | Ea |  | 1 Year | $450.00 | 12% | 396
87538 | Pelco | BB4-PG | Spectra® IV SE Back Box Pend Mt Gray Std | Ea |  | 1 Year | $545.00 | 12% | 479.6
87539 | Pelco | BB4-PG-E | Spectra® IV SE Back Box Pend Mt Env Gray | Ea |  | 1 Year | $659.00 | 12% | 579.92
87540 | Pelco | BB4-PR-E | Spectra® IV SE Back Box Pend Mt Env Gray Pres | Ea |  | 1 Year | $1978.00 | 12% | 1740.64
87541 | Pelco | BB4-PSG-E | Spectra® IV SE SS Back Box Pend Mt Env Gray | Ea |  | 1 Year | $1588.00 | 12% | 1397.44
87542 | Pelco | BB4-SMW | Spectra® IV SE Back Box Surface Mt White | Ea |  | 1 Year | $253.00 | 12% | 222.64
87543 | Pelco | BB5-PCA-BK | Spectra® II Black Pendant Adapter | Ea |  | 1 Year | $109.00 | 12% | 95.92
87544 | Pelco | BB5-PCA-GY | Spectra® II Gray Pendant Adapter | Ea |  | 1 Year | $132.00 | 12% | 116.16
87545 | Pelco | BK57-2 | Blower Kit for EH5700 Series 24VAC | Ea |  | 1 Year | $153.00 | 12% | 134.64
87546 | Pelco | BK700/24 | Blower Kit for E706 E708 E710 24VAC | Ea |  | 1 Year | $146.00 | 12% | 128.48
87547 | Pelco | BKX4024 | Blower Kit for EHX4E 24VDC | Ea |  | 1 Year | $138.00 | 12% | 121.44
87548 | Pelco | BU4-IRF4-4 | IR Bullet HI RES 12V NTSC 3.6 Lens | Ea |  | 1 Year | $222.00 | 12% | 195.36
87549 | Pelco | BU-ADAPTER | Adapter plate for conduit box for bullet mounting | Ea |  | 1 Year | $51.00 | 12% | 44.88
87550 | Pelco | BX00-0806-1224 | G-BOX,SARIX 2 CAM SYS MASTER | Ea |  | 1 Year | $8.00 | 12% | 7.04
87551 | Pelco | BX00-0806-1225 | G-BOX,IMM SERIES CAMERA SYSTEMS | Ea |  | 1 Year | $8.00 | 12% | 7.04
87552 | Pelco | BX00-1010-0500 | G-BOX,PLAIN WHITE,CC905-20010905 | Ea |  | 1 Year | $1.00 | 12% | 0.88
87553 | Pelco | BX00-1106-0622 | G-BOX,SARIX 2 PRO SYSTEM PACK | Ea |  | 1 Year | $7.00 | 12% | 6.16
87554 | Pelco | BX00-1208-0635C | G-BOX,SPECTRA MINI SYS MASTER PACK | Ea |  | 1 Year | $7.00 | 12% | 6.16
87555 | Pelco | BX00-1808-0607 | G- BOX,PLAIN WHITE,18X8X6 CC6019 | Ea |  | 1 Year | $4.00 | 12% | 3.52
87556 | Pelco | BX00-2010-0600 | G- BOX,PLAIN WHT,CC6380 | Ea |  | 1 Year | $3.00 | 12% | 2.64
87557 | Pelco | BX00-2012-0600 | G-BOX,PLAIN WHT,CC438-20010438 | Ea |  | 1 Year | $8.00 | 12% | 7.04
87558 | Pelco | BX00-2211-1000Y | G-BOX,SPECTRA FLUSH MNT SYS PACK | Ea |  | 1 Year | $2.00 | 12% | 1.76
87559 | Pelco | BX00-2308-0920 | G-BOX,EH8104 PRESSRIZED ENCLSURE | Ea |  | 1 Year | $5.00 | 12% | 4.4
87560 | Pelco | BX00-2610-1120B | G-BOX,SPECTRA IV PEND MNT SYS PACK | Ea |  | 1 Year | $9.00 | 12% | 7.92
87561 | Pelco | BX00-2612-120A | G-BOX,W/GRAPHICS CC6284-20016284 | Ea |  | 1 Year | $13.00 | 12% | 11.44
87562 | Pelco | BX00-2613-1320Y | G-BOX,SPECTRA PRESSURIZED SYS PACK | Ea |  | 1 Year | $11.00 | 12% | 9.68
87563 | Pelco | C10-UM | Universal C10 Series camera mount | Ea |  | 1 Year | $131.00 | 12% | 115.28
87564 | Pelco | C11-UM | UNIVERSAL CAMERA MOUNT C10 SERIES | Ea |  | 1 Year | $135.00 | 12% | 118.8
87565 | Pelco | C20-CH-6 | Box Camera Color HI RES 1/3 IN 12/24V NTSC | Ea |  | 1 Year (3 Years) | $290.00 | 12% | 255.2
87566 | Pelco | C20-DW-6 | CameraPak® 1/3 in. 12/24V WDR Hi Res NTSC | Ea |  | 1 Year (3 Years) | $556.00 | 12% | 489.28
87567 | Pelco | CM1751 | MNT CEIL/PED/WALL LT DTY BL/SW/V GRY | Ea |  | 1 Year | $67.00 | 12% | 58.96
87568 | Pelco | CM400 | Corner Adapter for LWM41 IWM or I4018 | Ea |  | 1 Year | $85.00 | 12% | 74.8
87569 | Pelco | CM9700-SER | Matrix SERCOM-8 Card CM9700 | Ea |  | 1 Year | $1187.00 | 12% | 1044.56
87570 | Pelco | CM9780-RPM | 16 CH Rear Panel for 9780 Monitor Card | Ea |  | 1 Year | $321.00 | 12% | 282.48
87571 | Pelco | CMXM200 | Corner mount adapter for ExSite Enhanced made of 316L stainless steel. | Ea |  | 1 Year | $945.00 | 12% | 831.6
87572 | Pelco | D10U | VX Enhanced Decoder & Accessory Sever Base | Ea |  | 1 Year (3 Years) | $3500.00 | 12% | 3080
87573 | Pelco | D6220 | Spectra® Enhanced 1080P 20X Dome Drive | Ea |  | 1 Year (3 Years) | $2584.00 | 12% | 2273.92
87574 | Pelco | D6220L | SPECTRA ENHANCED 1080P LOW LIGHT 20X DOME DRIVE | Ea |  | 1 Year (3 Years) | $3017.00 | 12% | 2654.96
87575 | Pelco | D6220L-US | SPECTRA ENHANCED 1080P LOW LIGHT 20X DOME DRIVE COO US | Ea |  | 1 Year (3 Years) | $3258.00 | 12% | 2867.04
87576 | Pelco | D6230 | Spectra® Enhanced 1080P 30X Dome Drive | Ea |  | 1 Year (3 Years) | $3195.00 | 12% | 2811.6
87577 | Pelco | D6230L | SPECTRA ENHANCED 1080P LOW LIGHT 30X DOME DRIVE | Ea |  | 1 Year (3 Years) | $3498.00 | 12% | 3078.24
87578 | Pelco | D6230L-US | SPECTRA ENHANCED 1080P LOW LIGHT 30X DOME DRIVE COO US | Ea |  | 1 Year (3 Years) | $3848.00 | 12% | 3386.24
87579 | Pelco | D6230-US | SPECTRA ENHANCED 1080P 30X DOME DRIVE COO US | Ea |  | 1 Year (3 Years) | $3515.00 | 12% | 3093.2
87580 | Pelco | DATAPLUGLENEL | Lenel Data plugin | Ea |  | 1 Year (3 Years) | $895.00 | 12% | 787.6
87581 | Pelco | DD423 | Spectra® IV 23X Day/Night Dome Drive NTSC | Ea |  | 1 Year (3 Years) | $2350.00 | 12% | 2068
87582 | Pelco | DD429 | Spectra® IV 29X Day/Night Dome Drive NTSC | Ea |  | 1 Year (3 Years) | $3494.00 | 12% | 3074.72
87583 | Pelco | DD436 | Spectra® IV SE 36X D/N Dome Drive NTSC | Ea |  | 1 Year (3 Years) | $4377.00 | 12% | 3851.76
87584 | Pelco | DD4-B | Spectra® Mini dome drive Black NTSC | Ea |  | 1 Year (3 Years) | $1593.00 | 12% | 1401.84
87585 | Pelco | DF5-BKT | Mount bracket kit for DF5 dome and pendant dome | Ea |  | 1 Year (3 Years) | $84.00 | 12% | 73.92
87586 | Pelco | DF5-PG-1 | Fixed Mt Indoor Clr Gray Pend No Camera | Ea |  | 1 Year (3 Years) | $381.00 | 12% | 335.28
87587 | Pelco | DS-CPPC | DS Controlpoint with no Power Cord | Ea |  | 1 Year (3 Years) | $4253.00 | 12% | 3742.64
87588 | Pelco | DS-CPPCP | DS Controlpoint, EU UK US Power Cords | Ea |  | 1 Year (3 Years) | $5380.00 | 12% | 4734.4
87589 | Pelco | DS-CPPC-US | DS Control Point withUS Power Cord | Ea |  | 1 Year (3 Years) | $4253.00 | 12% | 3742.64
87590 | Pelco | DS-EN-HDD-4TB | DS/ENDURA 4TB HDD KIT | Ea |  | 1 Year (3 Years) | $963.00 | 12% | 847.44
87591 | Pelco | DS-EN-SSD-120GB | DS/ENDURA SSD 120GB KIT | Ea |  | 1 Year (3 Years) | $718.00 | 12% | 631.84
87592 | Pelco | DSSRV2-040 | DS Server2 4TB No Power Cord | Ea |  | 1 Year (3 Years) | $5029.00 | 12% | 4425.52
87593 | Pelco | DSSRV2-040-D | DS SERVER2, 4TB, - DIACAP | Ea |  | 1 Year (3 Years) | $7539.00 | 12% | 6634.32
87594 | Pelco | DSSRV2-040DV-D | DS SERVER2 W/DVD, 4TB, - DIACAP | Ea |  | 1 Year (3 Years) | $7844.00 | 12% | 6902.72
87595 | Pelco | DSSRV2-040DVP | DS Server2 with DVD 4TB, EU UK US Power Cords | Ea |  | 1 Year (3 Years) | $7814.00 | 12% | 6876.32
87596 | Pelco | DSSRV2-040P | DS Server2 4TB, EU UK US Power Cords | Ea |  | 1 Year (3 Years) | $5784.00 | 12% | 5089.92
87597 | Pelco | DSSRV2-040-US | DS Server2, 4TB, US Power Cord | Ea |  | 1 Year (3 Years) | $5029.00 | 12% | 4425.52
87598 | Pelco | DSSRV2-080-D | DS SERVER2, 8TB, - DIACAP | Ea |  | 1 Year (3 Years) | $11311.00 | 12% | 9953.68
87599 | Pelco | DSSRV2-080DV-D | DS SERVER2 W/DVD, 8TB, - DIACAP | Ea |  | 1 Year (3 Years) | $11616.00 | 12% | 10222.08
87600 | Pelco | DSSRV2-080DVP | DS Server2 with DVD 8TB, EU UK US Power Cords | Ea |  | 1 Year (3 Years) | $9915.00 | 12% | 8725.2
87601 | Pelco | DSSRV2-080P | DS Server2 8TB, EU UK US Power Cords | Ea |  | 1 Year (3 Years) | $9611.00 | 12% | 8457.68
87602 | Pelco | DSSRV2-120-D | DS SERVER2, 12TB, - DIACAP | Ea |  | 1 Year (3 Years) | $13467.00 | 12% | 11850.96
87603 | Pelco | DSSRV2-120DV-D | DS SERVER2 W/DVD, 12TB, - DIACAP | Ea |  | 1 Year (3 Years) | $13827.00 | 12% | 12167.76
87604 | Pelco | DSSRV2-120DVP | DS Server2 with DVD 12TB, EU UK US Power Cords | Ea |  | 1 Year (3 Years) | $12125.00 | 12% | 10670
87605 | Pelco | DSSRV2-120P | DS Server2 12TB, EU UK US Power Cords | Ea |  | 1 Year (3 Years) | $11766.00 | 12% | 10354.08
87606 | Pelco | DSSRV2-120RD-D | DS SERVER2 W/RAID, 12TB, - DIACAP | Ea |  | 1 Year (3 Years) | $16224.00 | 12% | 14277.12
87607 | Pelco | DSSRV2-120RDP | DS Server2 with RAID 12TB, EU UK US Power Cords | Ea |  | 1 Year (3 Years) | $14523.00 | 12% | 12780.24
87608 | Pelco | DSSRV2-160-D | DS SERVER2, 16TB, - DIACAP | Ea |  | 1 Year (3 Years) | $15623.00 | 12% | 13748.24
87609 | Pelco | DSSRV2-160DV-D | DS SERVER2 W/DVD, 16TB, - DIACAP | Ea |  | 1 Year (3 Years) | $15982.00 | 12% | 14064.16
87610 | Pelco | DSSRV2-160DVP | DS Server2 with DVD 16TB, EU UK US Power Cords | Ea |  | 1 Year (3 Years) | $14280.00 | 12% | 12566.4
87611 | Pelco | DSSRV2-160P | DS Server2 16TB, EU UK US Power Cords | Ea |  | 1 Year (3 Years) | $13922.00 | 12% | 12251.36
87612 | Pelco | DSSRV2-160RD-D | DS SERVER2 W/RAID, 16TB, - DIACAP | Ea |  | 1 Year (3 Years) | $18379.00 | 12% | 16173.52
87613 | Pelco | DSSRV2-160RDP | DS Server2 with RAID 16TB, EU UK US Power Cords | Ea |  | 1 Year (3 Years) | $16679.00 | 12% | 14677.52
87614 | Pelco | DSSRV2-200 | DS Server2 20TB No Power Cord | Ea |  | 1 Year (3 Years) | $13980.00 | 12% | 12302.4
87615 | Pelco | DSSRV2-200-D | DS SERVER2, 20TB, - DIACAP | Ea |  | 1 Year (3 Years) | $17958.00 | 12% | 15803.04
87616 | Pelco | DSSRV2-200P | DS Server2 20TB, EU UK US Power Cords | Ea |  | 1 Year (3 Years) | $16077.00 | 12% | 14147.76
87617 | Pelco | DSSRV2-200RD-D | DS SERVER2 W/RAID, 20TB, - DIACAP | Ea |  | 1 Year (3 Years) | $20535.00 | 12% | 18070.8
87618 | Pelco | DSSRV2-200RDP | DS Server2 with RAID 20TB, EU UK US Power Cords | Ea |  | 1 Year (3 Years) | $18834.00 | 12% | 16573.92
87619 | Pelco | DSSRV2-240RD | DS Server2 with RAID 24TB No Power Cord | Ea |  | 1 Year (3 Years) | $18252.00 | 12% | 16061.76
87620 | Pelco | DSSRV2-240RD-D | DS SERVER2 W/RAID, 24TB, - DIACAP | Ea |  | 1 Year (3 Years) | $22691.00 | 12% | 19968.08
87621 | Pelco | DSSRV2-240RDP | DS Server2 with RAID 24TB, EU UK US Power Cords | Ea |  | 1 Year (3 Years) | $20990.00 | 12% | 18471.2
87622 | Pelco | DSSRV2-240RD-US | DS Server2 W/RAID, 24TB, US Power Cord | Ea |  | 1 Year (3 Years) | $18252.00 | 12% | 16061.76
87623 | Pelco | DSSRV2-DIACAPUP | DS-SRV2 DIACAP Upgrade USB Stick | Ea |  | 1 Year (3 Years) | $1702.00 | 12% | 1497.76
87624 | Pelco | DSSRV2-RAID | DS SRV Internal Raid Controller | Ea |  | 1 Year (3 Years) | $1860.00 | 12% | 1636.8
87625 | Pelco | DSSRV2-SCSI | DS SRV SCSI Interface | Ea |  | 1 Year (3 Years) | $1869.00 | 12% | 1644.72
87626 | Pelco | DS-SW-CAM | DS Camera License Fee for IP Cameras | Ea |  | 1 Year (3 Years) | $212.00 | 12% | 186.56
87627 | Pelco | DX8UPWD | INTEL ACCEL. DOCS USE WITH WD-HDD | Ea |  | 1 Year (3 Years) | $14.00 | 12% | 12.32
87628 | Pelco | E1-1C | ENT 1 Camera license for VX Storage | Ea |  | 1 Year (3 Years) | $220.00 | 12% | 193.6
87629 | Pelco | E1-1C-SUP1 | ENT 1 CAMERA SW UP LIC 1 YR | Ea |  | 1 Year (3 Years) | $63.00 | 12% | 55.44
87630 | Pelco | E1-1C-SUP3 | ENT 1 CAMERA SW UP LIC 3 YR | Ea |  | 1 Year (3 Years) | $133.00 | 12% | 117.04
87631 | Pelco | E1-CMG-SVRP | VIDEOXPERT ENT CORE MEDIA GATEWAY SERVER, EU UK US POWER CORDS | Ea |  | 1 Year (3 Years) | $8753.00 | 12% | 7702.64
87632 | Pelco | E1-COR-SW | VideoXpert™ Enterprise Core Server Software Lic | Ea |  | 1 Year (3 Years) | $4686.00 | 12% | 4123.68
87633 | Pelco | E1-DSS-1UP | VideoXpert™ Enterprise DSSRV Migration License | Ea |  | 1 Year (3 Years) | $1242.00 | 12% | 1092.96
87634 | Pelco | E1-MGW-SW | VideoXpert™ Enterprise Media Gatway Software Lic | Ea |  | 1 Year (3 Years) | $3749.00 | 12% | 3299.12
87635 | Pelco | E1-NSM-1UP | VideoXpert™ Enterpirse NSM5200 Migration License | Ea |  | 1 Year (3 Years) | $8025.00 | 12% | 7062
87636 | Pelco | E1-OPS-WKS | VideoXpert™ Enterprise Work Station | Ea |  | 1 Year (3 Years) | $4963.00 | 12% | 4367.44
87637 | Pelco | E1-OPS-WKS6P | VIDEOXPERT ENT ULT WORKSTATION, w/OPS CENTER SW, UP TO 6 MONITORS WITH ENHANCED DECODER, EU UK US POWER CORDS | Ea |  | 1 Year (3 Years) | $5622.00 | 12% | 4947.36
87638 | Pelco | E1-OPS-WKSP | VIDEOXPERT ENT ULT WORKSTATION, w/OPS CENTER SW, UP TO 2 MONITORS, EU UK US POWER CORDS | Ea |  | 1 Year (3 Years) | $4963.00 | 12% | 4367.44
87639 | Pelco | E1-OPS-WKS-US | VideoXpert™ Enterprise Work Station | Ea |  | 1 Year (3 Years) | $4963.00 | 12% | 4367.44
87640 | Pelco | E1-VXS-00-P | VXS E1 RAID STOR SVR 00TB US-EU-UK | Ea |  | 1 Year (3 Years) | $56800.00 | 12% | 49984
87641 | Pelco | E1-VXS-48-P | VXS E1 RAID STOR SVR 48TB US-EU-UK | Ea |  | 1 Year (3 Years) | $60857.00 | 12% | 53554.16
87642 | Pelco | E1-VXS-72 | VideoXpert™ Enterprise VXS 72 TB Capacity | Ea |  | 1 Year (3 Years) | $65929.00 | 12% | 58017.52
87643 | Pelco | E1-VXS-72-P | VXS E1 RAID STOR SVR 72TB US-EU-UK | Ea |  | 1 Year (3 Years) | $65929.00 | 12% | 58017.52
87644 | Pelco | E1-VXS-96 | VideoXpert™ Enterprise VXS 96TB Capacity 2 | Ea |  | 1 Year (3 Years) | $71000.00 | 12% | 62480
87645 | Pelco | E1-VXS-96-P | VXS E1 RAID STOR SVR 96TB US-EU-UK | Ea |  | 1 Year (3 Years) | $71000.00 | 12% | 62480
87646 | Pelco | E1-VXS-SW | ENT VX Storage SW LICENSE, ONE PER VXS INSTANCE | Ea |  | 1 Year (3 Years) | $1099.00 | 12% | 967.12
87647 | Pelco | E706-16S | Enclosure 16 in. Dust-Tight SS | Ea |  | 1 Year (3 Years) | $895.00 | 12% | 787.6
87648 | Pelco | EC-1501C-M | EC L or R 1 Port Coax Ext Pass Thrh 15 Watts PoE | Ea |  | 1 Year (3 Years) | $396.00 | 12% | 348.48
87649 | Pelco | EC-1501U-M | EC L or R 1 Port Cat5 Ext Pass Thrh 15 Watts PoE | Ea |  | 1 Year (3 Years) | $383.00 | 12% | 337.04
87650 | Pelco | EC-1504C-W | EC L or R 4 Port Ext Coax Pass Thrh 15 Watts PoE | Ea |  | 1 Year (3 Years) | $1454.00 | 12% | 1279.52
87651 | Pelco | EC-1504U-W | EC L or R 4 Port Ext Cat5 Pass Thrh 15 Watts PoE | Ea |  | 1 Year (3 Years) | $1484.00 | 12% | 1305.92
87652 | Pelco | EC-1508CL-R | EC L 8 Port Ext Coax Pass Thrh 15 Watts PoE 1 RU | Ea |  | 1 Year (3 Years) | $2232.00 | 12% | 1964.16
87653 | Pelco | EC-1508UL-R | EC L 8 Port Ext Cat5 Pass Thrh 15 Watts PoE 1 RU | Ea |  | 1 Year (3 Years) | $2232.00 | 12% | 1964.16
87654 | Pelco | EC-1516CL-R | EC L 16 Port Ext Coax Pass Thrh 15 Watts PoE 1 RU | Ea |  | 1 Year (3 Years) | $5225.00 | 12% | 4598
87655 | Pelco | EC-1516UL-R | EC L 16 Port Ext Cat5 Pass Thrh 15 Watts PoE 1 RU | Ea |  | 1 Year (3 Years) | $4586.00 | 12% | 4035.68
87656 | Pelco | EC20 | CEILING MOUNT FOR EH20 ENCLOSURES | Ea |  | 1 Year (3 Years) | $342.00 | 12% | 300.96
87657 | Pelco | EC-3001CLPOE-M | EC L 1 Port Ext Coax with True PoE to 30 Watts | Ea |  | 1 Year (3 Years) | $573.00 | 12% | 504.24
87658 | Pelco | EC-3001CRPOE-M | EC R 1 Port Ext Coax with True PoE to 30 Watts | Ea |  | 1 Year (3 Years) | $573.00 | 12% | 504.24
87659 | Pelco | EC-3001ULPOE-M | EC L 1 Port Ext Cat5 with True PoE to 30 Watts | Ea |  | 1 Year (3 Years) | $603.00 | 12% | 530.64
87660 | Pelco | EC-3001URPOE-M | EC R 1 Port Ext Cat5 with True PoE to 30 Watts | Ea |  | 1 Year (3 Years) | $603.00 | 12% | 530.64
87661 | Pelco | EC-3004CLPOE-W | EC L 4 Port Ext Coax withTrue PoE to 30 Watts | Ea |  | 1 Year (3 Years) | $2168.00 | 12% | 1907.84
87662 | Pelco | EC-3004CRPOE-W | EC R 4 Port Ext Coax with True PoE to 30 Watts | Ea |  | 1 Year (3 Years) | $2168.00 | 12% | 1907.84
87663 | Pelco | EC-3004ULPOE-W | EC L 4 Port Ext Cat5 withTrue PoE to 30 Watts | Ea |  | 1 Year (3 Years) | $2237.00 | 12% | 1968.56
87664 | Pelco | EC-3004URPOE-W | EC R 4 Port Ext Cat5 with True PoE to 30 Watts | Ea |  | 1 Year (3 Years) | $2237.00 | 12% | 1968.56
87665 | Pelco | EC-3008CLPOE-R | EC L 8 Port Ext Coax w/True PoE to 30 Watts 1 RU | Ea |  | 1 Year (3 Years) | $3436.00 | 12% | 3023.68
87666 | Pelco | EC-3008ULPOE-R | EC L 8 Port Ext Cat5 w/True PoE to 30 Watts 1 RU | Ea |  | 1 Year (3 Years) | $3468.00 | 12% | 3051.84
87667 | Pelco | EC-3016CLPOE-R | EC L 16 Port Ext Coax w/True PoE to 30 Watts 1 RU | Ea |  | 1 Year (3 Years) | $7242.00 | 12% | 6372.96
87668 | Pelco | EC-3016ULPOE-R | EC L 16 Port Ext Cat5 w/True PoE to 30 Watts 1 RU | Ea |  | 1 Year (3 Years) | $7258.00 | 12% | 6387.04
87669 | Pelco | EC-4BY1SWCPOE-W | EC 4-Port SMS PoE Switch 30 Watts w/Coax Uplink | Ea |  | 1 Year (3 Years) | $1791.00 | 12% | 1576.08
87670 | Pelco | EC-4BY1SWUPOE-W | EC 4-Port SMS PoE Switch 30 Watts w/Cat5 Uplink | Ea |  | 1 Year (3 Years) | $1848.00 | 12% | 1626.24
87671 | Pelco | ECM100 | Corner Mt Adapter for Esprit® | Ea |  | 1 Year (3 Years) | $126.00 | 12% | 110.88
87672 | Pelco | ECM101 | CORNER MT ADAPTER FOR ESPRIT | Ea |  | 1 Year (3 Years) | $122.00 | 12% | 107.36
87673 | Pelco | ECPS07-12VDC-3A | ECONNECT-12VDC-3A-8OR16CH-NONPOEPS | Ea |  | 1 Year (3 Years) | $100.00 | 12% | 88
87674 | Pelco | ECPS-12VDC-0.5A | EC 12VDC 0.5A PS for Non-PoE app | Ea |  | 1 Year (3 Years) | $38.00 | 12% | 33.44
87675 | Pelco | ECPS-48VDC-10A | EC 48VDC 10A PS for 8 or 16 Channel PoE App | Ea |  | 1 Year (3 Years) | $1274.00 | 12% | 1121.12
87676 | Pelco | ECPS-48VDC-5A | EC 48VDC 5A PS for 4 Channel PoE app | Ea |  | 1 Year (3 Years) | $468.00 | 12% | 411.84
87677 | Pelco | EH14 | GP Housing IP66 CE Megapixel Window Wide Tem Range | Ea |  | 1 Year (3 Years) | $68.00 | 12% | 59.84
87678 | Pelco | EH14-2 | GP Housing IP66 CE Megapixel Win 24VAC Wide Temp | Ea |  | 1 Year (3 Years) | $129.00 | 12% | 113.52
87679 | Pelco | EH14-3 | GP Housing IP66 CE Megapixel Win 230VAC Wide Temp | Ea |  | 1 Year (3 Years) | $177.00 | 12% | 155.76
87680 | Pelco | EH16 | GP Housing IP66 UL CE Megapixel Window | Ea |  | 1 Year (3 Years) | $139.00 | 12% | 122.32
87681 | Pelco | EH16-2 | GP Housing IP66 UL CE Megapixel Window 24 VAC Pwr | Ea |  | 1 Year (3 Years) | $180.00 | 12% | 158.4
87682 | Pelco | EH16-2MT | GP Housing IP66 UL CE Megapixel Win 24 VAC Pwr Mnt | Ea |  | 1 Year (3 Years) | $207.00 | 12% | 182.16
87683 | Pelco | EH16-2MTS | GP Housing IP66 UL CE Megapixel Win 24 VAC Pwr MSS | Ea |  | 1 Year (3 Years) | $234.00 | 12% | 205.92
87684 | Pelco | EH16-2P | GP Housing IP66 UL CE Megapixel Win 24 VAC PoE af | Ea |  | 1 Year (3 Years) | $310.00 | 12% | 272.8
87685 | Pelco | EH16-2PMT | GP Housing IP66 UL CE Megapixel Win 24 VAC PoE MT | Ea |  | 1 Year (3 Years) | $337.00 | 12% | 296.56
87686 | Pelco | EH16-2PMTS | GP Housing IP66 UL CE Megapixel Win 24 VAC PoE MTS | Ea |  | 1 Year (3 Years) | $364.00 | 12% | 320.32
87687 | Pelco | EH16-3 | GP Housing IP66 UL CE Megapixel Win 230VAC | Ea |  | 1 Year (3 Years) | $217.00 | 12% | 190.96
87688 | Pelco | EH16-3MT | GP Housing IP66 UL CE Megapixel Win 230VAC MT | Ea |  | 1 Year (3 Years) | $243.00 | 12% | 213.84
87689 | Pelco | EH16-3MTS | GP Housing IP66 UL CE Megapixel Win 230VAC MTSS | Ea |  | 1 Year (3 Years) | $270.00 | 12% | 237.6
87690 | Pelco | EH16-8P | GP Housing IP66 UL CE Megapixel Win PoE at | Ea |  | 1 Year (3 Years) | $354.00 | 12% | 311.52
87691 | Pelco | EH16-8PMT | GP Housing IP66 UL CE Megapixel Win PoE at MT | Ea |  | 1 Year (3 Years) | $379.00 | 12% | 333.52
87692 | Pelco | EH16-8PMTS | GP Housing IP66 UL CE Megapixel Win PoE at MTSS | Ea |  | 1 Year (3 Years) | $408.00 | 12% | 359.04
87693 | Pelco | EH16-MT | GP Housing IP66 UL CE Megapixel Win Mount | Ea |  | 1 Year (3 Years) | $165.00 | 12% | 145.2
87694 | Pelco | EH16-MTS | GP Housing IP66 UL CE Megapixel Win Mount Sun Shld | Ea |  | 1 Year (3 Years) | $207.00 | 12% | 182.16
87695 | Pelco | EH20 | GP HOUSING IP66, NO HTR/BLWR, SUNSHADE, WITHOUT FEEDTHROUGH MOUNT | Ea |  | 1 Year (3 Years) | $175.00 | 12% | 154
87696 | Pelco | EH20-2-H | GP HOUSING IP66, HTR/BLWR, 24VAC, WITH FEEDTHROUGH MOUNT AND SUNSHADE | Ea |  | 1 Year (3 Years) | $286.00 | 12% | 251.68
87697 | Pelco | EH20-3-H | GP HOUSING IP66, HTR/BLWR, POE, WITH FEEDTHROUGH MOUNT AND SUNSHADE | Ea |  | 1 Year (3 Years) | $376.00 | 12% | 330.88
87698 | Pelco | EH20-M | GP HOUSING IP66, NO HTR/BLWR, WITH FEEDTHROUGH MOUNT | Ea |  | 1 Year (3 Years) | $217.00 | 12% | 190.96
87699 | Pelco | EH20-P-H | GP HOUSING IP66, HTR/BLWR, PoE+/ HPoE, WITH FEEDTHROUGH MOUNT AND SUNSHADE | Ea |  | 1 Year (3 Years) | $449.00 | 12% | 395.12
87700 | Pelco | EH2100 | ENCLOSURE DROP CEILING CCD WHITE | Ea |  | 1 Year (3 Years) | $224.00 | 12% | 197.12
87701 | Pelco | EH2100P | Enclosure Indr Low-Profile Wedge for Drop Ceiling | Ea |  | 1 Year (3 Years) | $298.00 | 12% | 262.24
87702 | Pelco | EH3512 | Enclosure 12 in. Rect Alum | Ea |  | 1 Year (3 Years) | $162.00 | 12% | 142.56
87703 | Pelco | EH3512/FMT | Enclosure 12 in. Env Rect Alum & EM3512 Mt | Ea |  | 1 Year (3 Years) | $366.00 | 12% | 322.08
87704 | Pelco | EH3512/MT | Enclosure 12 in. Rect Alum Mt | Ea |  | 1 Year (3 Years) | $198.00 | 12% | 174.24
87705 | Pelco | EH3512/MT-PLT | Pallet Pricing for EH3512/MT | Ea |  | 1 Year (3 Years) | $10632.00 | 12% | 9356.16
87706 | Pelco | EH3512-1HD | Enclosure 12 in. Rect Alum 120VAC Htr&Dfog | Ea |  | 1 Year (3 Years) | $251.00 | 12% | 220.88
87707 | Pelco | EH3512-1HD/MT | Enclosure 12 in. Rect 120VAC Htr&Dfog Mt | Ea |  | 1 Year (3 Years) | $328.00 | 12% | 288.64
87708 | Pelco | EH3512-2 | Enclosure 12 in. Rect Alum 24VAC Htr&Dfog | Ea |  | 1 Year (3 Years) | $324.00 | 12% | 285.12
87709 | Pelco | EH3512-2/FMT | Enclosure 12 in. Rect Alum 24VAC & EM3512 Mt | Ea |  | 1 Year (3 Years) | $528.00 | 12% | 464.64
87710 | Pelco | EH3512-2/MT | Enclosure 12 in. Rect Alum 24VAC Htr&Dfog Mt | Ea |  | 1 Year (3 Years) | $368.00 | 12% | 323.84
87711 | Pelco | EH3512-2HD/MT | Enclosure 12 in. Rect 24VAC Htr&Dfog Mt | Ea |  | 1 Year (3 Years) | $260.00 | 12% | 228.8
87712 | Pelco | EH4718 | Enclosure Env Alum 18 in. | Ea |  | 1 Year (3 Years) | $442.00 | 12% | 388.96
87713 | Pelco | EH4718-2 | Enclosure Env Alum 18 in. 24VAC Htr&Blwr | Ea |  | 1 Year (3 Years) | $611.00 | 12% | 537.68
87714 | Pelco | EH4722-1 | Enclosure Env Alum 22 in. 120VAC Htr&Blwr | Ea |  | 1 Year (3 Years) | $580.00 | 12% | 510.4
87715 | Pelco | EH8000LUBE | Enclosure accessory O-ring lubricant | Ea |  | 1 Year (3 Years) | $43.00 | 12% | 37.84
87716 | Pelco | EH8000RKIT | Dry Nitrogen Recharge Kit-EH8100/EH8106L-No Return | Ea |  | 1 Year (3 Years) | $608.00 | 12% | 535.04
87717 | Pelco | EH8104-1 | Enclosure 4 in Pressurized 120VAC | Ea |  | 1 Year (3 Years) | $987.00 | 12% | 868.56
87718 | Pelco | EHS8000-2-H | HOUSING IP66,SS,HEATER, BLOWER, 24VAC | Ea |  | 1 Year (3 Years) | $2190.00 | 12% | 1927.2
87719 | Pelco | EHS8000-3-H | HOUSING IP66,SS,HEATER, BLOWER, 230VAC | Ea |  | 1 Year (3 Years) | $2765.00 | 12% | 2433.2
87720 | Pelco | EHS8000-P-H | HOUSING IP66,SS,HEATER, BLOWER, HPOE | Ea |  | 1 Year (3 Years) | $2492.00 | 12% | 2192.96
87721 | Pelco | EHX4EORKIT | O-Ring Kit for EHX4E explosion proof enclosure | Ea |  | 1 Year (3 Years) | $38.00 | 12% | 33.44
87722 | Pelco | EHXM31 | Fixed Mount Enclosure with Wiper | Ea |  | 1 Year (3 Years) | $4435.00 | 12% | 3902.8
87723 | Pelco | EM1109 | Medium-Duty Pedestal Mt Adjustable Swivel-Head | Ea |  | 1 Year (3 Years) | $294.00 | 12% | 258.72
87724 | Pelco | EM14 | Mount For EH14 Enclosure Wall Light Duty | Ea |  | 1 Year (3 Years) | $55.00 | 12% | 48.4
87725 | Pelco | EM1450 | Light-Duty Mt for EH3500 Series Enclosure | Ea |  | 1 Year (3 Years) | $51.00 | 12% | 44.88
87726 | Pelco | EM16 | Feed Through Mount for EH16 Housing | Ea |  | 1 Year (3 Years) | $31.00 | 12% | 27.28
87727 | Pelco | EM20 | FEEDTHROUGH MOUNT FOR EH2000 ENCLOSURES - MOUNT ONLY | Ea |  | 1 Year (3 Years) | $57.00 | 12% | 50.16
87728 | Pelco | EM2000 | J-MOUNT W/ADJ HEAD & STRAP SLOTS | Ea |  | 1 Year (3 Years) | $158.00 | 12% | 139.04
87729 | Pelco | EM20JB | WALL MOUNT JUNCTION BOX FOR EM20 | Ea |  | 1 Year (3 Years) | $164.00 | 12% | 144.32
87730 | Pelco | EM22 | Medium-Duty Wall Mt for EH4014 & EH55 | Ea |  | 1 Year (3 Years) | $108.00 | 12% | 95.04
87731 | Pelco | EM2400 | Mt Enclosure with Cable Feedthrough Hole | Ea |  | 1 Year (3 Years) | $145.00 | 12% | 127.6
87732 | Pelco | EM3512 | Wall Mt Feedthrough for EH3512 24VAC | Ea |  | 1 Year (3 Years) | $204.00 | 12% | 179.52
87733 | Pelco | EMS8000 | mount for EHS8000/8500, STAINLESS STEEL | Ea |  | 1 Year (3 Years) | $304.00 | 12% | 267.52
87734 | Pelco | ENC5400-4PORT | 4 Port Host Card | Ea |  | 1 Year (3 Years) | $311.00 | 12% | 273.68
87735 | Pelco | ENC5516 | H.264 Video Server No Power Cord | Ea |  | 1 Year (3 Years) | $2929.00 | 12% | 2577.52
87736 | Pelco | ENC5516-PS | Additional Power Supply for ENC5516 - No Cord | Ea |  | 1 Year (3 Years) | $154.00 | 12% | 135.52
87737 | Pelco | ENC5516-PS-US | Additional Power Supply for ENC5516 with US Cord | Ea |  | 1 Year (3 Years) | $193.00 | 12% | 169.84
87738 | Pelco | ENC5516-US | H.264 Video Server2, US Power Cord | Ea |  | 1 Year (3 Years) | $2929.00 | 12% | 2577.52
87739 | Pelco | EP20 | POLE MOUNT FOR EH2000 ENCLOSURES | Ea |  | 1 Year (3 Years) | $114.00 | 12% | 100.32
87740 | Pelco | EP21 | POLE MOUNT FOR EM20 ENCLOSURE MOUNT | Ea |  | 1 Year (3 Years) | $84.00 | 12% | 73.92
87741 | Pelco | EPM | Esprit® pole adapter mt | Ea |  | 1 Year (3 Years) | $105.00 | 12% | 92.4
87742 | Pelco | EPP | Esprit® pedestal plate | Ea |  | 1 Year (3 Years) | $40.00 | 12% | 35.2
87743 | Pelco | EPP2 | ESPRIT PEDESTAL PLATE | Ea |  | 1 Year (3 Years) | $70.00 | 12% | 61.6
87744 | Pelco | EPS8000 | POLE MOUNT FOR EH8000 & EH8500 ENCLOSURES | Ea |  | 1 Year (3 Years) | $114.00 | 12% | 100.32
87745 | Pelco | ERD97P-AUX | CM9760 receiver alarm/relay board | Ea |  | 1 Year (3 Years) | $199.00 | 12% | 175.12
87746 | Pelco | ES3012-2 | Esprit® Pan Tilt Enclosure Receiver 24VAC | Ea |  | 1 Year (3 Years) | $3727.00 | 12% | 3279.76
87747 | Pelco | ES3012-2N | Esprit® Pan/Tilt Enclosure Receiver Ped 24VAC | Ea |  | 1 Year (3 Years) | $3775.00 | 12% | 3322
87748 | Pelco | ES3012-2W | Esprit® Pan/Tilt Enclosure Receiver Wall Mt 24VAC | Ea |  | 1 Year (3 Years) | $3820.00 | 12% | 3361.6
87749 | Pelco | ES3012-5 | Esprit® Pan/Tilt Enclosure Receiver 115/230VAC | Ea |  | 1 Year (3 Years) | $3727.00 | 12% | 3279.76
87750 | Pelco | ES3012-5N | Esprit® Pan/Tilt Enclosure Receiver Ped 120VAC | Ea |  | 1 Year (3 Years) | $3775.00 | 12% | 3322
87751 | Pelco | ES3012-5W | Esprit® Pan/Tilt Enclosure Receiver Wall Mt 120VAC | Ea |  | 1 Year (3 Years) | $3820.00 | 12% | 3361.6
87752 | Pelco | ES5230-05N | Esprit 1080P 120/230VAC Pedastal | Ea |  | 1 Year (3 Years) | $4605.00 | 12% | 4052.4
87753 | Pelco | ES523L-05N | ESPRIT ENHANCED 1080P LOW LIGHT 120/230V PED MOUNT | Ea |  | 1 Year (3 Years) | $4808.00 | 12% | 4231.04
87754 | Pelco | ES523L-12N | ESPRIT ENHANCED 1080P LOW LIGHT WPR 24V PED MOUNT | Ea |  | 1 Year (3 Years) | $5000.00 | 12% | 4400
87755 | Pelco | ES523L-15NP | ESPRIT ENHANCED 1080P LOW LIGHT WPR PRES 120/230V PED MOUNT | Ea |  | 1 Year (3 Years) | $6151.00 | 12% | 5412.88
87756 | Pelco | ES6230-02 | ESPRIT ENHANCED 2 1080P POE/24V | Ea |  | 1 Year (3 Years) | $4730.00 | 12% | 4162.4
87757 | Pelco | ES6230-02US | ESPRIT ENHANCED 2 1080P POE/24V CoO US | Ea |  | 1 Year (3 Years) | $5203.00 | 12% | 4578.64
87758 | Pelco | ES6230-05 | ESPRIT ENHANCED 2 1080P 85-265V | Ea |  | 1 Year (3 Years) | $4730.00 | 12% | 4162.4
87759 | Pelco | ES6230-05US | ESPRIT ENHANCED 2 85-265V US | Ea |  | 1 Year (3 Years) | $5203.00 | 12% | 4578.64
87760 | Pelco | ES6230-12 | ESPRIT ENHANCED 2 1080P Wiper POE/24V | Ea |  | 1 Year (3 Years) | $4932.00 | 12% | 4340.16
87761 | Pelco | ES6230-12P | ESPRIT ENHANCED 2 1080P Wiper Pressurized POE/24V | Ea |  | 1 Year (3 Years) | $6140.00 | 12% | 5403.2
87762 | Pelco | ES6230-12P-R2 | Esprit Enhanced 1080P Wiper Pressurized 48VDC IR200m | Ea |  | 1 Year (3 Years) | $9290.00 | 12% | 8175.2
87763 | Pelco | ES6230-12P-R2US | Esprit Enhanced 1080P Wiper Pressurized 48VDC IR200m CoO US | Ea |  | 1 Year (3 Years) | $10219.00 | 12% | 8992.72
87764 | Pelco | ES6230-12P-RWUS | ESPRT ENH6 WPR 48VDC PR IR WHT US | Ea |  | 1 Year (3 Years) | $9300.00 | 12% | 8184
87765 | Pelco | ES6230-12PUS | ESPRIT ENHANCED 2 1080P Wiper Pressurized POE/24V CoO US | Ea |  | 1 Year (3 Years) | $6754.00 | 12% | 5943.52
87766 | Pelco | ES6230-12-R2 | Esprit Enhanced 1080P Wiper 48VDC IR200m | Ea |  | 1 Year (3 Years) | $8082.00 | 12% | 7112.16
87767 | Pelco | ES6230-12-R2US | Esprit Enhanced 1080P Wiper 48VDC IR200m CoO US | Ea |  | 1 Year (3 Years) | $8889.00 | 12% | 7822.32
87768 | Pelco | ES6230-12-RWUS | ESPRIT ENH6 WIPR 48VDC IR WHIT US | Ea |  | 1 Year (3 Years) | $8100.00 | 12% | 7128
87769 | Pelco | ES6230-12US | ESPRIT ENHANCED 2 1080P Wiper POE/24V CoO US | Ea |  | 1 Year (3 Years) | $5424.00 | 12% | 4773.12
87770 | Pelco | ES6230-15 | ESPRIT ENHANCED 2 1080P Wiper 85-265V | Ea |  | 1 Year (3 Years) | $4932.00 | 12% | 4340.16
87771 | Pelco | ES6230-15P | ESPRIT ENHANCED 2 1080P Wiper Pressurized 85-265V | Ea |  | 1 Year (3 Years) | $6140.00 | 12% | 5403.2
87772 | Pelco | ES6230-15P-R2 | Esprit Enhanced 1080P Wiper Pressurized 100-240V IR200m | Ea |  | 1 Year (3 Years) | $9290.00 | 12% | 8175.2
87773 | Pelco | ES6230-15P-R2US | Esprit Enhanced 1080P Wiper Pressurized 100-240V IR200m CoO US | Ea |  | 1 Year (3 Years) | $10219.00 | 12% | 8992.72
87774 | Pelco | ES6230-15P-RWUS | ESPRT ENH6 WPR 85-265V PR IR WHT US | Ea |  | 1 Year (3 Years) | $9300.00 | 12% | 8184
87775 | Pelco | ES6230-15PUS | ESPRIT ENHANCED 2 1080P Wiper Pressurized 85-265V CoO US | Ea |  | 1 Year (3 Years) | $6754.00 | 12% | 5943.52
87776 | Pelco | ES6230-15-R2 | Esprit Enhanced 1080P Wiper 100-240V IR200m | Ea |  | 1 Year (3 Years) | $8082.00 | 12% | 7112.16
87777 | Pelco | ES6230-15-R2US | Esprit Enhanced 1080P Wiper 100-240V IR200m CoO US | Ea |  | 1 Year (3 Years) | $8889.00 | 12% | 7822.32
87778 | Pelco | ES6230-15-RWUS | ESPRIT ENH6 WIPR 85-265V IR WHIT US | Ea |  | 1 Year (3 Years) | $8100.00 | 12% | 7128
87779 | Pelco | ES6230-15US | ESPRIT ENHANCED 2 1080P Wiper 85-265V CoO US | Ea |  | 1 Year (3 Years) | $5424.00 | 12% | 4773.12
87780 | Pelco | ES-BLADE-10 | ESPRIT REPL WIPER BLADES 10 PCS | Ea |  | 1 Year (3 Years) | $58.00 | 12% | 51.04
87781 | Pelco | ES-BLADE-2 | ESPRIT REPL WIPER BLADES 2 PCS | Ea |  | 1 Year (3 Years) | $32.00 | 12% | 28.16
87782 | Pelco | ESIOP36 | Esprit® Prsizd Camera Module 36X Hi Res Wiper NTSC | Ea |  | 1 Year (3 Years) | $1727.00 | 12% | 1519.76
87783 | Pelco | ES-MKIT | Esprit® Mt Marine Kit | Ea |  | 1 Year (3 Years) | $42.00 | 12% | 36.96
87784 | Pelco | ES-REPLBLADE-10 | Esprit® Wiper Blade Replacements 10 Pieces | Ea |  | 1 Year (3 Years) | $58.00 | 12% | 51.04
87785 | Pelco | ES-REPLBLADE-2 | Esprit® Wiper Blade Replacements 2 Pieces | Ea |  | 1 Year (3 Years) | $33.00 | 12% | 29.04
87786 | Pelco | ESTX-5 | Esprit® 120/240VAC Power Module | Ea |  | 1 Year (3 Years) | $246.00 | 12% | 216.48
87787 | Pelco | ESTXE-5 | Esprit IP Retrofit 120/240VAC Power Module | Ea |  | 1 Year (3 Years) | $1329.00 | 12% | 1169.52
87788 | Pelco | ESTX-HD-2 | Power Supply 24VAC Esprit5 | Ea |  | 1 Year (3 Years) | $142.00 | 12% | 124.96
87789 | Pelco | ESTX-HD-5 | Power Supply 120/230VAC Esprit5 | Ea |  | 1 Year (3 Years) | $284.00 | 12% | 249.92
87790 | Pelco | EVFANKIT-2U | Endura Replacement Fan Kit 2U | Ea |  | 1 Year (3 Years) | $117.00 | 12% | 102.96
87791 | Pelco | EVFANKIT-3U | Endura Replacement Fan Kit 3U | Ea |  | 1 Year (3 Years) | $213.00 | 12% | 187.44
87792 | Pelco | EVFILTER-2U | Endura Replacement FILTER-2U | Ea |  | 1 Year (3 Years) | $71.00 | 12% | 62.48
87793 | Pelco | EVFILTER-3U | Endura Replacement -3U | Ea |  | 1 Year (3 Years) | $78.00 | 12% | 68.64
87794 | Pelco | EVO-05-LBK | EVOMINI 360 5MP OUTDR PENDNT BLK CDUIT BBOX SNSHLD | Ea |  | 1 Year (3 Years) | $1179.00 | 12% | 1037.52
87795 | Pelco | EVO-05LID | EVO Mini 360 Indoor Surface Mt 5MP IP Camera White | Ea |  | 1 Year (3 Years) | $790.00 | 12% | 695.2
87796 | Pelco | EVO-05LJD | EVO Mini 360 Indoor Surface Mt 5MP IP Camera Black | Ea |  | 1 Year (3 Years) | $790.00 | 12% | 695.2
87797 | Pelco | EVO-05LMD | EVOLUTION MINI 360 5MP ENVIRONMENTAL SURFCE MOUNT WHITE | Ea |  | 1 Year (3 Years) | $958.00 | 12% | 843.04
87798 | Pelco | EVO-05LND | EVOLUTION MINI 360 5MP ENVIRONMENTAL SURFCE MOUNT BLACK | Ea |  | 1 Year (3 Years) | $958.00 | 12% | 843.04
87799 | Pelco | EVO-05LRD | EVOLUTION MINI 360 5MP RECESSED MOUNT WHITE | Ea |  | 1 Year (3 Years) | $874.00 | 12% | 769.12
87800 | Pelco | EVO-05LSD | EVOLUTION MINI 360 5MP RECESSED MOUNT BLACK | Ea |  | 1 Year (3 Years) | $874.00 | 12% | 769.12
87801 | Pelco | EVO-05-LWK | EVOMINI 360 5MP OUTDR PENDNT WHT CDUIT BBOX SNSHLD | Ea |  | 1 Year (3 Years) | $1179.00 | 12% | 1037.52
87802 | Pelco | EVO-05NCD | EVO 360 INDOOR CONCEALED 5MP 360 DEGR IP CAMERA | Ea |  | 1 Year (3 Years) | $1162.00 | 12% | 1022.56
87803 | Pelco | EVO-05NID | EVO 360 INDOOR SURFACE MT 5MP 360 IP CAMERA WHITE | Ea |  | 1 Year (3 Years) | $1162.00 | 12% | 1022.56
87804 | Pelco | EVO-05NJD | EVO 360 INDOOR SURFACE MT 5MP 360 IP CAMERA BLACK | Ea |  | 1 Year (3 Years) | $1162.00 | 12% | 1022.56
87805 | Pelco | EVO-05NMD | EVO 360 OUTDOOR SURFACE MT 5MP 360 IP CAMERA WHTE | Ea |  | 1 Year (3 Years) | $1328.00 | 12% | 1168.64
87806 | Pelco | EVO-05NND | EVO 360 OUTDOOR SURFACE MT 5MP 360 IP CAMERA BLAK | Ea |  | 1 Year (3 Years) | $1328.00 | 12% | 1168.64
87807 | Pelco | EVO-05NRD | EVOLUTION 360 5MP RECESSED PLENUM RATED WHITE | Ea |  | 1 Year (3 Years) | $1292.00 | 12% | 1136.96
87808 | Pelco | EVO-05NSD | EVOLUTION 360 5MP RECESSED PLENUM RATED BLACK | Ea |  | 1 Year (3 Years) | $1292.00 | 12% | 1136.96
87809 | Pelco | EVO-05-PSK | EVOLUTION 360 5MP IP69K PENDANT MOUNT STAINLESS STEEL | Ea |  | 1 Year (3 Years) | $3058.00 | 12% | 2691.04
87810 | Pelco | EVO-05-SSK | EVOLUTION 360 5MP IP69K SURFACE MOUNT STAINLESS STEEL | Ea |  | 1 Year (3 Years) | $3058.00 | 12% | 2691.04
87811 | Pelco | EVO-12NCD | EVO 360 Indoor Concealed 12MP 360 IP Camera | Ea |  | 1 Year (3 Years) | $1671.00 | 12% | 1470.48
87812 | Pelco | EVO-12NID | EVO 360 Indoor Surface MT 12MP 360 IP Camra White | Ea |  | 1 Year (3 Years) | $1671.00 | 12% | 1470.48
87813 | Pelco | EVO-12NJD | EVO 360 Indoor Surface MT 12MP 360 IP Camra Black | Ea |  | 1 Year (3 Years) | $1671.00 | 12% | 1470.48
87814 | Pelco | EVO-12NMD | EVO 360 Outdoor Surface MT 12MP 360 IP Camra Whit | Ea |  | 1 Year (3 Years) | $1823.00 | 12% | 1604.24
87815 | Pelco | EVO-12NND | EVO 360 Outdoor Surface MT 12MP 360 IP Camra Blak | Ea |  | 1 Year (3 Years) | $1823.00 | 12% | 1604.24
87816 | Pelco | EVO-12NRD | EVOLUTION 360 12MP RECESSED PLENUM RATED WHITE | Ea |  | 1 Year (3 Years) | $1834.00 | 12% | 1613.92
87817 | Pelco | EVO-12NSD | EVOLUTION 360 12MP RECESSED PLENUM RATED BLACK | Ea |  | 1 Year (3 Years) | $1834.00 | 12% | 1613.92
87818 | Pelco | EVO-12-PSK | EVOLUTION 360 12MP IP69K PENDANT MOUNT STAINLESS STEEL | Ea |  | 1 Year (3 Years) | $3516.00 | 12% | 3094.08
87819 | Pelco | EVO-12-SSK | EVOLUTION 360 12MP IP69K SURFACE MOUNT STAINLESS STEEL | Ea |  | 1 Year (3 Years) | $3516.00 | 12% | 3094.08
87820 | Pelco | EVO-180-WED-P | EVO 180 OUTDOR SRFCE WALL MT 12MP IP CAMRA WHITE | Ea |  | 1 Year (3 Years) | $2204.00 | 12% | 1939.52
87821 | Pelco | EVO-180-WID-P | EVO 180 INDOOR SRFCE WALL MT 12MP IP CAMRA WHITE | Ea |  | 1 Year (3 Years) | $1772.00 | 12% | 1559.36
87822 | Pelco | EVO-180-WJD-P | EVO 180 INDOOR SRFCE WALL MT 12MP IP CAMRA BLACK | Ea |  | 1 Year (3 Years) | $1854.00 | 12% | 1631.52
87823 | Pelco | EWM | Esprit® Indoor/Outdoor Wall Mt | Ea |  | 1 Year (3 Years) | $86.00 | 12% | 75.68
87824 | Pelco | EXP1230-4N | ExSite Enhanced PTZ, 2MP, 30X, WPR, 48VDC Explosionproof Camera | Ea |  | 1 Year (3 Years) | $27324.00 | 12% | 24045.12
87825 | Pelco | EXP1230-7M | ExSite Enhanced PTZ, 2MP, 30X, WPR, 110/240VAC Explosionproof Camera with IR Illuminator | Ea |  | 1 Year (3 Years) | $34016.00 | 12% | 29934.08
87826 | Pelco | EXP1230-7N | ExSite Enhanced PTZ, 2MP, 30X, WPR, 110/240VAC Explosionproof Camera | Ea |  | 1 Year (3 Years) | $27324.00 | 12% | 24045.12
87827 | Pelco | EXSITESYS-PKG | EXSITE SYSTEM PACK BOX | Ea |  | 1 Year (3 Years) | $21.00 | 12% | 18.48
87828 | Pelco | EXTSYSWAR-2 | Extended Warranty - 1 Year (2 Years) | Ea |  | 1 Year (3 Years) | $0.01 | 12% | 0.0088
87829 | Pelco | EXTSYSWAR-3 | Extended Warranty - 1 Year (3 Years) | Ea |  | 1 Year (3 Years) | $0.01 | 12% | 0.0088
87830 | Pelco | EXTSYSWAR-5 | Extended Warranty - 1 Year (5 Years) | Ea |  | 1 Year (3 Years) | $0.01 | 12% | 0.0088
87831 | Pelco | EXTWAR-1 | Extended Warranty - 1 Year | Ea |  | 1 Year (3 Years) | $0.01 | 12% | 0.0088
87832 | Pelco | FD1-IRF4-4 | Dome Fix Economy Indoor IR 12V NTSC 3.6 Lens | Ea |  | 1 Year (3 Years) | $297.00 | 12% | 261.36
87833 | Pelco | FD1-IRV9-4 | Dome Fix Economy Indoor IR 12V NTSC 3-9 Lens | Ea |  | 1 Year (3 Years) | $312.00 | 12% | 274.56
87834 | Pelco | FD2-DV10-6 | Dome Fix Std Indoor 12/24V D/N NTSC 2.8-10.5 Lens | Ea |  | 1 Year (3 Years) | $451.00 | 12% | 396.88
87835 | Pelco | FD2-DWV10-6 | Dome Fix Std Indoor 12/24V DN W NTSC 2.8-10.5 Lens | Ea |  | 1 Year (3 Years) | $550.00 | 12% | 484
87836 | Pelco | FD2-LD-0 | FD2 Replacement Lower Dome Smoke | Ea |  | 1 Year (3 Years) | $57.00 | 12% | 50.16
87837 | Pelco | FD2-MTKIT | FD2 Indoor Dome Flush, Pendant, Wall Mount Kit | Ea |  | 1 Year (3 Years) | $185.00 | 12% | 162.8
87838 | Pelco | FD2-P | FD2 Indoor Dome Pendant Adapter | Ea |  | 1 Year (3 Years) | $42.00 | 12% | 36.96
87839 | Pelco | FD2-V10-6 | Dome Fix Std Indoor 12/24V NTSC 2.8-10.5 Lens | Ea |  | 1 Year (3 Years) | $306.00 | 12% | 269.28
87840 | Pelco | FD5-DV10-6 | Dome Fix Std Outdoor 12/24V D/N NTSC 2.8-10.5 Lens | Ea |  | 1 Year (3 Years) | $491.00 | 12% | 432.08
87841 | Pelco | FD5-DWV22-6X | Dome Rugged Outdoor, WDR 12/24V PAL 9-22MM | Ea |  | 1 Year (3 Years) | $737.00 | 12% | 648.56
87842 | Pelco | FD5-IRV10-6 | Dome Fix Std Outdoor 12/24V IR NTSC 2.8-10.5 Lens | Ea |  | 1 Year (3 Years) | $523.00 | 12% | 460.24
87843 | Pelco | FD5-LD-0 | FD5 Replacement Lower Dome Smoke | Ea |  | 1 Year (3 Years) | $58.00 | 12% | 51.04
87844 | Pelco | FD5-P | FD5 Outdoor Dome Pendant Adapter | Ea |  | 1 Year (3 Years) | $116.00 | 12% | 102.08
87845 | Pelco | FD5-V9-6 | Dome Fix Std Outdoor 12/24V NTSC 3-9 Lens | Ea |  | 1 Year (3 Years) | $343.20 | 12% | 302.016
87846 | Pelco | FD-AP | FD Electrical Outlet Box Adapter Plate | Ea |  | 1 Year (3 Years) | $40.00 | 12% | 35.2
87847 | Pelco | FD-FK | FD Series Dome Flush Kit | Ea |  | 1 Year (3 Years) | $81.00 | 12% | 71.28
87848 | Pelco | FD-SC | Service cable for Dome 2 PIN to BNC terminal | Ea |  | 1 Year (3 Years) | $51.00 | 12% | 44.88
87849 | Pelco | FD-WM | FD2 Indoor Dome Wall Mount | Ea |  | 1 Year (3 Years) | $70.00 | 12% | 61.6
87850 | Pelco | FEXTPS | Fiber EXT Pwr Sup 100 240VAC 9V2AMP EU US UK Aus | Ea |  | 1 Year (3 Years) | $77.00 | 12% | 67.76
87851 | Pelco | FMCI-AF1MM1ST | Media Cnvrt-A 100M MM 1CH ST | Ea |  | 1 Year (3 Years) | $680.00 | 12% | 598.4
87852 | Pelco | FMCI-AF1MM1STM | Media Cnvrt-A 100M MM 1CH, ST Mini | Ea |  | 1 Year (3 Years) | $586.00 | 12% | 515.68
87853 | Pelco | FMCI-AF1SM1ST | Media CnvrtT-A 100M SM 1CH ST | Ea |  | 1 Year (3 Years) | $677.00 | 12% | 595.76
87854 | Pelco | FMCI-AF1SM1STM | Media Cnvrt-A 100M SM 1CH, ST Mini | Ea |  | 1 Year (3 Years) | $814.00 | 12% | 716.32
87855 | Pelco | FMCI-BF1MM1ST | Media Cnvrt-B 100M MM 1CH ST | Ea |  | 1 Year (3 Years) | $680.00 | 12% | 598.4
87856 | Pelco | FMCI-BF1MM1STM | Media Cnvrt-B 100M MM 1CH, ST Mini | Ea |  | 1 Year (3 Years) | $586.00 | 12% | 515.68
87857 | Pelco | FMCI-BF1SM1ST | Media Cnvrt-B 100M SM 1CH ST | Ea |  | 1 Year (3 Years) | $677.00 | 12% | 595.76
87858 | Pelco | FMCI-BF1SM1STM | Media Cnvrt-B 100M SM 1CH, ST Mini | Ea |  | 1 Year (3 Years) | $814.00 | 12% | 716.32
87859 | Pelco | FMCI-PF1 | Media Cnvrt-SFP 100M 1CH | Ea |  | 1 Year (3 Years) | $680.00 | 12% | 598.4
87860 | Pelco | FMCI-PF1M | Media Cnvrt-SFP 100M 1CH Mini | Ea |  | 1 Year (3 Years) | $680.00 | 12% | 598.4
87861 | Pelco | FMCI-PF1POE | Media Cnvrt-SFP 100M 1CH POE | Ea |  | 1 Year (3 Years) | $814.00 | 12% | 716.32
87862 | Pelco | FMCI-PF2 | Media Cnvrt-SFP 100M 2CH | Ea |  | 1 Year (3 Years) | $958.00 | 12% | 843.04
87863 | Pelco | FMCI-PG1 | Media Cnvrt-SFP 1000M 1CH | Ea |  | 1 Year (3 Years) | $1088.00 | 12% | 957.44
87864 | Pelco | FMCI-PG1M | Media Cnvrt-SFP 1000M 1CH Mini | Ea |  | 1 Year (3 Years) | $1088.00 | 12% | 957.44
87865 | Pelco | FMCI-PG1POE | Media Cnvrt-SFP 1000M 1CH POE | Ea |  | 1 Year (3 Years) | $1307.00 | 12% | 1150.16
87866 | Pelco | FMCI-PG2 | Media Cnvrt-SFP 1000M 2CH | Ea |  | 1 Year (3 Years) | $1585.00 | 12% | 1394.8
87867 | Pelco | FRD1M1ST | 1CH Data Only RX MM ST | Ea |  | 1 Year (3 Years) | $865.00 | 12% | 761.2
87868 | Pelco | FRD1S1FC | 1CH Data Only RX SM FC | Ea |  | 1 Year (3 Years) | $1098.00 | 12% | 966.24
87869 | Pelco | FRD1S1ST | 1CH Data Only RX SM ST | Ea |  | 1 Year (3 Years) | $1098.00 | 12% | 966.24
87870 | Pelco | FRD4M1ST | 4CH Data Bi-Direct RX MM ST | Ea |  | 1 Year (3 Years) | $1196.00 | 12% | 1052.48
87871 | Pelco | FRD4S1FC | 4CH Data Bi-Direct RX SM FC | Ea |  | 1 Year (3 Years) | $1684.00 | 12% | 1481.92
87872 | Pelco | FRD4S1ST | 4CH Data Bi-Direct RX SM ST | Ea |  | 1 Year (3 Years) | $1684.00 | 12% | 1481.92
87873 | Pelco | FRV10D1A2M1ST | 1V, 1D & 2Aud Bi-Dir, 1CC, RX MM ST | Ea |  | 1 Year (3 Years) | $2350.00 | 12% | 2068
87874 | Pelco | FRV10D1A2S1FC | 1V, 1D & 2Aud Bi-Dir,, 1CC, RX SM FC | Ea |  | 1 Year (3 Years) | $2660.00 | 12% | 2340.8
87875 | Pelco | FRV10D1A2S1ST | 1V, 1D & 2Aud Bi-Dir,, 1CC, RX SM ST | Ea |  | 1 Year (3 Years) | $2660.00 | 12% | 2340.8
87876 | Pelco | FRV10D1M1ST | 1CH Vid 1CH Data Bi-Direct T RX MM ST | Ea |  | 1 Year (3 Years) | $966.00 | 12% | 850.08
87877 | Pelco | FRV10D1S1FC | 1CH Vid 1CH Data Bi-Direct RX SM FC | Ea |  | 1 Year (3 Years) | $1595.00 | 12% | 1403.6
87878 | Pelco | FRV10D1S1ST | 1CH Vid 1CH Data Bi-Direct RX SM ST | Ea |  | 1 Year (3 Years) | $1595.00 | 12% | 1403.6
87879 | Pelco | FRV160S1FC | 16CH Video RX SM FC | Ea |  | 1 Year (3 Years) | $12188.00 | 12% | 10725.44
87880 | Pelco | FRV160S1ST | 16CH Video RX SM ST | Ea |  | 1 Year (3 Years) | $12188.00 | 12% | 10725.44
87881 | Pelco | FRV20M2ST | 2CH Video 2 Fiber RX MM ST | Ea |  | 1 Year (3 Years) | $687.00 | 12% | 604.56
87882 | Pelco | FRV20S2FC | 2CH Video 2 Fiber RX SM FC | Ea |  | 1 Year (3 Years) | $1720.00 | 12% | 1513.6
87883 | Pelco | FRV20S2ST | 2CH Video 2 Fiber RX SM ST | Ea |  | 1 Year (3 Years) | $1720.00 | 12% | 1513.6
87884 | Pelco | FRV320S1FC | 32CH Video RX SM FC | Ea |  | 1 Year (3 Years) | $29546.00 | 12% | 26000.48
87885 | Pelco | FRV320S1ST | 32CH Video RX SM ST | Ea |  | 1 Year (3 Years) | $29546.00 | 12% | 26000.48
87886 | Pelco | FRV40D2M1ST | 4CH VID 2CH DATA BI-DIRECT RX MM ST | Ea |  | 1 Year (3 Years) | $3055.00 | 12% | 2688.4
87887 | Pelco | FRV40D2S1FC | 4CH VID 2CH DATA BI-DIRECT RX SM FC | Ea |  | 1 Year (3 Years) | $3714.00 | 12% | 3268.32
87888 | Pelco | FRV40D2S1ST | 4CH VID 2CH DATA BI-DIRECT RX SM ST | Ea |  | 1 Year (3 Years) | $3714.00 | 12% | 3268.32
87889 | Pelco | FRV40M1ST | 4CH Video RX MM ST | Ea |  | 1 Year (3 Years) | $1597.00 | 12% | 1405.36
87890 | Pelco | FRV40S1FC | 4CH Video RX SM FC | Ea |  | 1 Year (3 Years) | $2660.00 | 12% | 2340.8
87891 | Pelco | FRV40S1ST | 4CH Video RX SM ST | Ea |  | 1 Year (3 Years) | $2660.00 | 12% | 2340.8
87892 | Pelco | FRV80D2M1ST | 8CH VID 2CH DATA BI-DIRECT RX MM ST | Ea |  | 1 Year (3 Years) | $4429.00 | 12% | 3897.52
87893 | Pelco | FRV80D2S1FC | 8CH VID 2CH DATA BI-DIRECT RX SM FC | Ea |  | 1 Year (3 Years) | $5639.00 | 12% | 4962.32
87894 | Pelco | FRV80D2S1ST | 8CH VID 2CH DATA BI-DIRECT RX SM ST | Ea |  | 1 Year (3 Years) | $5639.00 | 12% | 4962.32
87895 | Pelco | FRV80M1ST | 8CH Video RX MM ST | Ea |  | 1 Year (3 Years) | $3689.00 | 12% | 3246.32
87896 | Pelco | FRV80S1FC | 8CH Video RX SM FC | Ea |  | 1 Year (3 Years) | $4479.00 | 12% | 3941.52
87897 | Pelco | FRV80S1ST | 8CH Video RX SM ST | Ea |  | 1 Year (3 Years) | $4479.00 | 12% | 3941.52
87898 | Pelco | FS85011AMSTEX | Single Ch Fiber for Exsite - 6 foot fiber cable | Ea |  | 1 Year (3 Years) | $1292.00 | 12% | 1136.96
87899 | Pelco | FSFP-AFMM1SC2 | SFP A 100M 1310NM MM 1FIB SC 2K | Ea |  | 1 Year (3 Years) | $208.00 | 12% | 183.04
87900 | Pelco | FSFP-AFSM1LC20 | SFP A 100M 1310NM SM 1FIB LC 20K | Ea |  | 1 Year (3 Years) | $225.00 | 12% | 198
87901 | Pelco | FSFP-AFSM1LC60 | SFP A 100M 1310NM SM 1FIB LC 60K | Ea |  | 1 Year (3 Years) | $589.00 | 12% | 518.32
87902 | Pelco | FSFP-AFSM1SC20 | SFP A 100M 1310NM SM 1FIB SC 20K | Ea |  | 1 Year (3 Years) | $306.00 | 12% | 269.28
87903 | Pelco | FSFP-AFSM1SC60 | SFP A 100M 1310NM SM 1FIB SC 60K | Ea |  | 1 Year (3 Years) | $600.00 | 12% | 528
87904 | Pelco | FSFP-AGSM1LC20 | SFP A 1000M 1310NM SM 1FIB LC 20K | Ea |  | 1 Year (3 Years) | $350.00 | 12% | 308
87905 | Pelco | FSFP-AGSM1LC60 | SFP A 1000M 1310NM SM 1FIB LC 60K | Ea |  | 1 Year (3 Years) | $589.00 | 12% | 518.32
87906 | Pelco | FSFP-AGSM1SC20 | SFP A 1000M 1310NM SM 1FIB SC 20K | Ea |  | 1 Year (3 Years) | $350.00 | 12% | 308
87907 | Pelco | FSFP-AGSM1SC60 | SFP A 1000M 1310NM SM 1FIB SC 60K | Ea |  | 1 Year (3 Years) | $589.00 | 12% | 518.32
87908 | Pelco | FSFP-BFMM1SC2 | SFP B 100M 1550NM MM 1FIB SC 2K | Ea |  | 1 Year (3 Years) | $208.00 | 12% | 183.04
87909 | Pelco | FSFP-BFSM1LC20 | SFP B 100M 1550NM SM 1FIB LC 20K | Ea |  | 1 Year (3 Years) | $225.00 | 12% | 198
87910 | Pelco | FSFP-BFSM1LC60 | SFP B 100M 1550NM SM 1FIB LC 60K | Ea |  | 1 Year (3 Years) | $600.00 | 12% | 528
87911 | Pelco | FSFP-BFSM1SC20 | SFP B 100M 1550NM SM 1FIB SC 20K | Ea |  | 1 Year (3 Years) | $306.00 | 12% | 269.28
87912 | Pelco | FSFP-BFSM1SC60 | SFP B 100M 1550NM SM 1FIB SC 60K | Ea |  | 1 Year (3 Years) | $600.00 | 12% | 528
87913 | Pelco | FSFP-BGSM1LC20 | SFP B 1000M 1550NM SM 1FIB LC 20K | Ea |  | 1 Year (3 Years) | $350.00 | 12% | 308
87914 | Pelco | FSFP-BGSM1LC60 | SFP B 1000M 1550NM SM 1FIB LC 60K | Ea |  | 1 Year (3 Years) | $589.00 | 12% | 518.32
87915 | Pelco | FSFP-BGSM1SC20 | SFP B 1000M 1550NM SM 1FIB SC 20K | Ea |  | 1 Year (3 Years) | $427.00 | 12% | 375.76
87916 | Pelco | FSFP-BGSM1SC60 | SFP B 1000M 1550NM SM 1FIB SC 60K | Ea |  | 1 Year (3 Years) | $589.00 | 12% | 518.32
87917 | Pelco | FSFP-EFMM2LC2 | SFP EI 100M 1310NM MM 2FIB LC 2K | Ea |  | 1 Year (3 Years) | $140.00 | 12% | 123.2
87918 | Pelco | FSFP-EFSM2LC20 | SFP EI 100M 1310NM SM 2FIB LC 20K | Ea |  | 1 Year (3 Years) | $140.00 | 12% | 123.2
87919 | Pelco | FSFP-EFSM2LC40 | SFP EI 100M 1310NM SM 2FIB LC 40K | Ea |  | 1 Year (3 Years) | $407.00 | 12% | 358.16
87920 | Pelco | FSFP-EFSM2LC80 | SFP EI 100M 1310NM SM 2FIB LC 80K | Ea |  | 1 Year (3 Years) | $525.00 | 12% | 462
87921 | Pelco | FSFP-EGMM2LC.55 | SFP EI 1000M 850NM MM 2FIB LC 0.55K | Ea |  | 1 Year (3 Years) | $140.00 | 12% | 123.2
87922 | Pelco | FSFP-EGRJ45 | SFP EI 1000M RJ45 | Ea |  | 1 Year (3 Years) | $185.00 | 12% | 162.8
87923 | Pelco | FSFP-EGSM2LC120 | SFP EI 1000M 1550NM SM 2FIB LC 120K | Ea |  | 1 Year (3 Years) | $1118.00 | 12% | 983.84
87924 | Pelco | FSFP-EGSM2LC15 | SFP EI 1000M 1310NM SM 2FIB LC 15K | Ea |  | 1 Year (3 Years) | $140.00 | 12% | 123.2
87925 | Pelco | FSFP-EGSM2LC40 | SFP EI 1000M 1310NM SM 2FIB LC 40K | Ea |  | 1 Year (3 Years) | $407.00 | 12% | 358.16
87926 | Pelco | FSFP-EGSM2LC70 | SFP EI 1000M 1550NM SM 2FIB LC 70K | Ea |  | 1 Year (3 Years) | $525.00 | 12% | 462
87927 | Pelco | FSV10D1M1ST | 1Vid 1D Bi-Dir for Spectra TX MM ST | Ea |  | 1 Year (3 Years) | $858.00 | 12% | 755.04
87928 | Pelco | FSV10D1S1FC | 1Vid 1D Bi-Dir for Spectra TX SM FC | Ea |  | 1 Year (3 Years) | $1567.00 | 12% | 1378.96
87929 | Pelco | FSV10D1S1ST | 1Vid 1D Bi-Dir for Spectra TX SM ST | Ea |  | 1 Year (3 Years) | $1567.00 | 12% | 1378.96
87930 | Pelco | FTD1M1ST | 1CH Data Only TX MM ST | Ea |  | 1 Year (3 Years) | $865.00 | 12% | 761.2
87931 | Pelco | FTD1S1FC | 1CH Data Only TX SM FC | Ea |  | 1 Year (3 Years) | $2153.00 | 12% | 1894.64
87932 | Pelco | FTD1S1ST | 1CH Data Only TX SM ST | Ea |  | 1 Year (3 Years) | $2153.00 | 12% | 1894.64
87933 | Pelco | FTD4M1ST | 4CH Data Bi-Direct 4CC TX MM ST | Ea |  | 1 Year (3 Years) | $1196.00 | 12% | 1052.48
87934 | Pelco | FTD4S1FC | 4CH Data Bi-Direct 4CC TX SM FC | Ea |  | 1 Year (3 Years) | $1640.00 | 12% | 1443.2
87935 | Pelco | FTD4S1ST | 4CH Data Bi-Direct 4CC TX SM ST | Ea |  | 1 Year (3 Years) | $1640.00 | 12% | 1443.2
87936 | Pelco | FTV10D1A2M1ST | 1V, 1D & 2AUD Bi-Dir, 1CC, TX MM ST | Ea |  | 1 Year (3 Years) | $2372.00 | 12% | 2087.36
87937 | Pelco | FTV10D1A2S1FC | 1V, 1D & 2AUD Bi-Dir, 1CC, TX SM FC | Ea |  | 1 Year (3 Years) | $2636.00 | 12% | 2319.68
87938 | Pelco | FTV10D1A2S1ST | 1V, 1D & 2AUD Bi-Dir, 1CC, TX SM ST | Ea |  | 1 Year (3 Years) | $2636.00 | 12% | 2319.68
87939 | Pelco | FTV10D1M1ST | 1CH Vid 1CH Data BI-Direct TX MM ST | Ea |  | 1 Year (3 Years) | $966.00 | 12% | 850.08
87940 | Pelco | FTV10D1S1FC | 1CH Vid 1CH Data BI-Direct TX SM FC | Ea |  | 1 Year (3 Years) | $1595.00 | 12% | 1403.6
87941 | Pelco | FTV10D1S1ST | 1CH Vid 1CH Data BI-Direct TX SM ST | Ea |  | 1 Year (3 Years) | $1595.00 | 12% | 1403.6
87942 | Pelco | FTV10M1ST | 1CH Video TX MM ST | Ea |  | 1 Year (3 Years) | $402.00 | 12% | 353.76
87943 | Pelco | FTV10M1STM | Mini 1CH Video TX MM ST | Ea |  | 1 Year (3 Years) | $402.00 | 12% | 353.76
87944 | Pelco | FTV10S1FC | 1CH Video TX SM FC | Ea |  | 1 Year (3 Years) | $868.00 | 12% | 763.84
87945 | Pelco | FTV10S1FCM | Mini 1CH Video TX SM FC | Ea |  | 1 Year (3 Years) | $868.00 | 12% | 763.84
87946 | Pelco | FTV10S1ST | 1CH Video TX SM ST | Ea |  | 1 Year (3 Years) | $868.00 | 12% | 763.84
87947 | Pelco | FTV10S1STM | Mini1CH Video TX SM ST | Ea |  | 1 Year (3 Years) | $868.00 | 12% | 763.84
87948 | Pelco | FTV160S1FC | 16CH Video TX SM FC | Ea |  | 1 Year (3 Years) | $12188.00 | 12% | 10725.44
87949 | Pelco | FTV160S1ST | 16CH Video TX SM ST | Ea |  | 1 Year (3 Years) | $12188.00 | 12% | 10725.44
87950 | Pelco | FTV320S1FC | 32CH Video TX SM FC | Ea |  | 1 Year (3 Years) | $29546.00 | 12% | 26000.48
87951 | Pelco | FTV320S1ST | 32CH Video TX SM ST | Ea |  | 1 Year (3 Years) | $29546.00 | 12% | 26000.48
87952 | Pelco | FTV40D2M1ST | 4CH Vid 2CH Data Bi-Direct TX MM ST | Ea |  | 1 Year (3 Years) | $3055.00 | 12% | 2688.4
87953 | Pelco | FTV40D2S1FC | 4CH Vid 2CH Data Bi-Direct TX SM FC | Ea |  | 1 Year (3 Years) | $3714.00 | 12% | 3268.32
87954 | Pelco | FTV40D2S1ST | 4CH Vid 2CH Data Bi-Direct TX SM ST | Ea |  | 1 Year (3 Years) | $3714.00 | 12% | 3268.32
87955 | Pelco | FTV40M1ST | 4CH Video TX MM ST | Ea |  | 1 Year (3 Years) | $1612.00 | 12% | 1418.56
87956 | Pelco | FTV40S1FC | 4CH Video TX SM FC | Ea |  | 1 Year (3 Years) | $2636.00 | 12% | 2319.68
87957 | Pelco | FTV40S1ST | 4CH Video TX SM ST | Ea |  | 1 Year (3 Years) | $2636.00 | 12% | 2319.68
87958 | Pelco | FTV80D2M1ST | 8CH Vid 2CH Data Bi-Direct TX MM ST | Ea |  | 1 Year (3 Years) | $4429.00 | 12% | 3897.52
87959 | Pelco | FTV80D2S1FC | 8CH Vid 2CH Data Bi-Direct TX SM FC | Ea |  | 1 Year (3 Years) | $5639.00 | 12% | 4962.32
87960 | Pelco | FTV80D2S1ST | 8CH Vid 2CH Data Bi-Direct TX SM ST | Ea |  | 1 Year (3 Years) | $5639.00 | 12% | 4962.32
87961 | Pelco | FTV80M1ST | 8CH Video TX MM ST | Ea |  | 1 Year (3 Years) | $3689.00 | 12% | 3246.32
87962 | Pelco | FTV80S1FC | 8CH Video TX SM FC | Ea |  | 1 Year (3 Years) | $4479.00 | 12% | 3941.52
87963 | Pelco | FTV80S1ST | 8CH Video TX SM ST | Ea |  | 1 Year (3 Years) | $4479.00 | 12% | 3941.52
87964 | Pelco | FUMS-FFX2TX2 | UM Switch 100M, 2SFP 2RJ45 | Ea |  | 1 Year (3 Years) | $748.00 | 12% | 658.24
87965 | Pelco | FUMS-FFX4 | UM Switch 100M, 4SFP | Ea |  | 1 Year (3 Years) | $644.00 | 12% | 566.72
87966 | Pelco | FUMS-FFX4TX4 | UM Switch 100M, 4SFP 4RJ45 | Ea |  | 1 Year (3 Years) | $1092.00 | 12% | 960.96
87967 | Pelco | FUMS-FFX8 | UM Switch 100M, 8SFP | Ea |  | 1 Year (3 Years) | $1278.00 | 12% | 1124.64
87968 | Pelco | FUMS-FTX4 | UM Switch 100M, 4RJ45 | Ea |  | 1 Year (3 Years) | $576.00 | 12% | 506.88
87969 | Pelco | FUMS-FTX8 | UM Switch 100M, 8RJ45 | Ea |  | 1 Year (3 Years) | $1265.00 | 12% | 1113.2
87970 | Pelco | FUMS-GFX4 | UM Switch 1000M, 4SFP | Ea |  | 1 Year (3 Years) | $976.00 | 12% | 858.88
87971 | Pelco | FUMS-GFX8 | UM Switch 1000M, 8SFP | Ea |  | 1 Year (3 Years) | $1355.00 | 12% | 1192.4
87972 | Pelco | HD35-2 | Heater Defroster Kit for EH3508 EH3512 Enc 24VAC | Ea |  | 1 Year (3 Years) | $95.00 | 12% | 83.6
87973 | Pelco | HD5000-1000 | 1000 GB Sata Hard Drive w/carrier | Ea |  | 1 Year (3 Years) | $1640.00 | 12% | 1443.2
87974 | Pelco | HD5200-1000 | Replacement 1TB HDD | Ea |  | 1 Year (3 Years) | $312.00 | 12% | 274.56
87975 | Pelco | HD5200-2T-72K | Replacement 2TB Drive for NSM-B | Ea |  | 1 Year (3 Years) | $313.00 | 12% | 275.44
87976 | Pelco | HD5200TRAY-RP | Replacement for Initial HD5200-Tray | Ea |  | 1 Year (3 Years) | $469.00 | 12% | 412.72
87977 | Pelco | HDDCABLE-SATA | DO NOT SELL-SATA HARD DRIVE CABLE | Ea |  | 1 Year (3 Years) | $142.00 | 12% | 124.96
87978 | Pelco | HD-KEYS | Heavy-Duty Spectra®/DF5 Replacement Keys | Ea |  | 1 Year (3 Years) | $14.00 | 12% | 12.32
87979 | Pelco | HKX4-2 | Heater Kit for EHX4E Enc 24VAC | Ea |  | 1 Year (3 Years) | $138.00 | 12% | 121.44
87980 | Pelco | HKX8/10-2 | Heater Kit for EHX8E & EHX10E Enc 24VAC | Ea |  | 1 Year (3 Years) | $138.00 | 12% | 121.44
87981 | Pelco | HS1500 | Enclosure High Security Indoor Medium Corner Mt | Ea |  | 1 Year (3 Years) | $612.00 | 12% | 538.56
87982 | Pelco | HS1501 | ENCLOSURE CORNER MT MED HI SECURITY | Ea |  | 1 Year (3 Years) | $735.00 | 12% | 646.8
87983 | Pelco | HS2100 | Enclosure High Security Indoor Wedge Style | Ea |  | 1 Year (3 Years) | $523.00 | 12% | 460.24
87984 | Pelco | HS8080 | Enc High-Security Ceiling Mt Lexan Window Aluminum | Ea |  | 1 Year (3 Years) | $602.00 | 12% | 529.76
87985 | Pelco | HS8134 | Enc High-Security Ceiling Mt Lexan Window Steel | Ea |  | 1 Year (3 Years) | $1017.00 | 12% | 894.96
87986 | Pelco | IBD129-1 | SRX RUGGED CORNR +IR POE1224V 1.3MP | Ea |  | 1 Year (3 Years) | $1925.00 | 12% | 1694
87987 | Pelco | IBD329-1 | SRX RUGGED CORNR +IR POE1224V 3MP | Ea |  | 1 Year (3 Years) | $2237.00 | 12% | 1968.56
87988 | Pelco | IBE129-1I | SRX ENH+ IND BULLET IR POE12V24V 1.3MP 3-9MM | Ea |  | 1 Year (3 Years) | $934.00 | 12% | 821.92
87989 | Pelco | IBE129-1R | SRX ENH+ ENV BULLET POE1224V 1.3MP 3-9MM | Ea |  | 1 Year (3 Years) | $991.00 | 12% | 872.08
87990 | Pelco | IBE222-1I | SRX ENH+ IND BULLET POE1224V 2MP 9-22 MM | Ea |  | 1 Year (3 Years) | $1097.00 | 12% | 965.36
87991 | Pelco | IBE222-1R | SRX ENH+ ENV BULLET POE1224V 2MP 9-22 MM | Ea |  | 1 Year (3 Years) | $1207.00 | 12% | 1062.16
87992 | Pelco | IBE229-1I | SRX ENH+ IND BULLET POE1224V 2MP 3-9 MM | Ea |  | 1 Year (3 Years) | $991.00 | 12% | 872.08
87993 | Pelco | IBE229-1R | SRX ENH+ ENV BULLET POE1224V 2MP 3-9MM | Ea |  | 1 Year (3 Years) | $1097.00 | 12% | 965.36
87994 | Pelco | IBE322-1I | SRX ENH+ IND BULLET POE1224V 3MP 9-22 MM | Ea |  | 1 Year (3 Years) | $1218.00 | 12% | 1071.84
87995 | Pelco | IBE322-1R | SRX ENH+ ENV BULLET POE1224V 3MP 9-22MM | Ea |  | 1 Year (3 Years) | $1328.00 | 12% | 1168.64
87996 | Pelco | IBE329-1I | SRX ENH+ IND BULLET POE1224V 3MP 3-9MM | Ea |  | 1 Year (3 Years) | $1119.00 | 12% | 984.72
87997 | Pelco | IBE329-1R | SRX ENH+ ENV BULLET POE1224V 3MP 3-9MM | Ea |  | 1 Year (3 Years) | $1218.00 | 12% | 1071.84
87998 | Pelco | IBEPLMT-E | SRX ENH+ ENV BULLET POLE MOUNT | Ea |  | 1 Year (3 Years) | $111.00 | 12% | 97.68
87999 | Pelco | IBEWLMT-E | SRX ENH+ ENV BULLET WALL MOUNT | Ea |  | 1 Year (3 Years) | $111.00 | 12% | 97.68
88000 | Pelco | IBEWLMT-I | SRX ENH+ IND BULLET WALL MOUNT | Ea |  | 1 Year (3 Years) | $111.00 | 12% | 97.68
88001 | Pelco | IBP121-1I | SRX PRO2 IND BULLET POE24V12V 1MP, 3-10mm lens | Ea |  | 1 Year (3 Years) | $516.00 | 12% | 454.08
88002 | Pelco | IBP121-1R | SRX PRO2 ENV BULLET POE24V12V 1MP, 3-10mm lens | Ea |  | 1 Year (3 Years) | $621.00 | 12% | 546.48
88003 | Pelco | IBP122-1I | SRX PRO2 IND BULLET POE24V12V 1MP, 9-22 mm lens | Ea |  | 1 Year (3 Years) | $559.00 | 12% | 491.92
88004 | Pelco | IBP122-1R | SRX PRO2 ENV BULLET POE24V12V 1MP, 9-22 mm lens | Ea |  | 1 Year (3 Years) | $683.00 | 12% | 601.04
88005 | Pelco | IBP124-1I | SRX PRO2 IND BULLET POE24V12V 1MP, 12-40mm lens | Ea |  | 1 Year (3 Years) | $726.00 | 12% | 638.88
88006 | Pelco | IBP124-1R | SRX PRO2 ENV BULLET POE24V12V 1MP, 12-40mm lens | Ea |  | 1 Year (3 Years) | $726.00 | 12% | 638.88
88007 | Pelco | IBP221-1I | SRX PRO2 IND BULLET POE24V12V 2MP, 3-10mm lens | Ea |  | 1 Year (3 Years) | $693.00 | 12% | 609.84
88008 | Pelco | IBP221-1R | SRX PRO2 ENV BULLET POE24V12V 2MP, 3-10mm lens | Ea |  | 1 Year (3 Years) | $793.00 | 12% | 697.84
88009 | Pelco | IBP222-1I | SRX PRO2 IND BULLET POE24V12V 2MP, 9-22 mm lens | Ea |  | 1 Year (3 Years) | $733.00 | 12% | 645.04
88010 | Pelco | IBP222-1R | SRX PRO2 ENV BULLET POE24V12V 2MP, 9-22 mm lens | Ea |  | 1 Year (3 Years) | $833.00 | 12% | 733.04
88011 | Pelco | IBP224-1I | SRX PRO2 IND BULLET POE24V12V 2MP, 12-40mm lens | Ea |  | 1 Year (3 Years) | $773.00 | 12% | 680.24
88012 | Pelco | IBP224-1R | SRX PRO2 ENV BULLET POE24V12V 2MP, 12-40mm lens | Ea |  | 1 Year (3 Years) | $874.00 | 12% | 769.12
88013 | Pelco | IBP2BBAP-EI | SRX PRO2 ENV BULLET IN-CEILING MOUNT | Ea |  | 1 Year (3 Years) | $66.00 | 12% | 58.08
88014 | Pelco | IBP2BBAP-ES | SRX PRO2 ENV BULLET SURFACE MOUNT | Ea |  | 1 Year (3 Years) | $66.00 | 12% | 58.08
88015 | Pelco | IBP2-PLMT | SRX PRO2 BULLET POLE BRACKET | Ea |  | 1 Year (3 Years) | $85.00 | 12% | 74.8
88016 | Pelco | IBP321-1I | SRX PRO2 IND BULLET POE24V12V 3MP, 3-10mm lens | Ea |  | 1 Year (3 Years) | $813.00 | 12% | 715.44
88017 | Pelco | IBP321-1R | SRX PRO2 ENV BULLET POE24V12V 3MP, 3-10mm lens | Ea |  | 1 Year (3 Years) | $914.00 | 12% | 804.32
88018 | Pelco | IBP322-1I | SRX PRO2 IND BULLET POE24V12V 3MP, 9-22 mm lens | Ea |  | 1 Year (3 Years) | $853.00 | 12% | 750.64
88019 | Pelco | IBP322-1R | SRX PRO2 ENV BULLET POE24V12V 3MP, 9-22 mm lens | Ea |  | 1 Year (3 Years) | $953.00 | 12% | 838.64
88020 | Pelco | IBP324-1I | SRX PRO2 IND BULLET POE24V12V 3MP, 12-40mm lens | Ea |  | 1 Year (3 Years) | $914.00 | 12% | 804.32
88021 | Pelco | IBP324-1R | SRX PRO2 ENV BULLET POE24V12V 3MP, 12-40mm lens | Ea |  | 1 Year (3 Years) | $994.00 | 12% | 874.72
88022 | Pelco | IBP521-1I | SRX PRO2 IND BULLET POE24V12V 5MP, 3-10mm lens | Ea |  | 1 Year (3 Years) | $914.00 | 12% | 804.32
88023 | Pelco | IBP521-1R | SRX PRO2 ENV BULLET POE24V12V 5MP, 3-10mm lens | Ea |  | 1 Year (3 Years) | $1014.00 | 12% | 892.32
88024 | Pelco | IBP831-1ER | SARIX PRO4K ENV BULLET IR | Ea |  | 1 Year (3 Years) | $1799.00 | 12% | 1583.12
88025 | Pelco | IDM4012SS | Wall Arm Mt with Feed Through for Spectra SS | Ea |  | 1 Year (3 Years) | $351.00 | 12% | 308.88
88026 | Pelco | IDM4018 | Wall Arm Mt for Intercept/Spectra® or DF5 | Ea |  | 1 Year (3 Years) | $305.00 | 12% | 268.4
88027 | Pelco | IJP121-1IS | SRX PRO2 IND DOME POE 1MP 2.8MM LEN | Ea |  | 1 Year (3 Years) | $411.00 | 12% | 361.68
88028 | Pelco | IJP221-1IS | SRX PRO2 IND DOME POE 2MP 2.8MM LENS | Ea |  | 1 Year (3 Years) | $472.00 | 12% | 415.36
88029 | Pelco | IME119-1I | IP Sarix™ E InCl POE MDome 1MP 30IPS Surevision WC | Ea |  | 1 Year (3 Years) | $685.00 | 12% | 602.8
88030 | Pelco | IME119-1P | IP Sarix™ E Pend POE MDome 1MP 30IPS Surevision WC | Ea |  | 1 Year (3 Years) | $735.00 | 12% | 646.8
88031 | Pelco | IME119-1S | IP Sarix™ E SfMt POE MDome 1MP 30IPS Surevision WC | Ea |  | 1 Year (3 Years) | $685.00 | 12% | 602.8
88032 | Pelco | IME119-1VP | IP Sarix™ E Vdl Pend POE MDome 1MP 30IPS Svis Cl | Ea |  | 1 Year (3 Years) | $735.00 | 12% | 646.8
88033 | Pelco | IME119-1VS | IP Sarix™ E Vdl SfMt POE MDome 1MP 30IPS Svis Cl | Ea |  | 1 Year (3 Years) | $735.00 | 12% | 646.8
88034 | Pelco | IME11-BASE | Base Modul Srx Enhncd Indor 1 Mpixl 3 To 9Mm Dome | Ea |  | 1 Year (3 Years) | $1211.00 | 12% | 1065.68
88035 | Pelco | IME122-1ES | SRX ENH+ ENV DOME POE1224V 1.3MP 9-22 MM | Ea |  | 1 Year (3 Years) | $982.00 | 12% | 864.16
88036 | Pelco | IME122-1ES/US | SRX ENH2 ENV DOME POE24V12V 1MP 9-22MM D/N LENS, ASSEMBLED IN USA | Ea |  | 1 Year (3 Years) | $981.00 | 12% | 863.28
88037 | Pelco | IME129-1ES | SRX ENH+ ENV MINI DOME POE12V24V 1.3MP 3-9MM | Ea |  | 1 Year (3 Years) | $982.00 | 12% | 864.16
88038 | Pelco | IME129-1ES/US | SRX ENH2 ENV DOME POE24V12V 1MP 3-9MM D/N LENS, ASSEMBLED IN USA | Ea |  | 1 Year (3 Years) | $1066.00 | 12% | 938.08
88039 | Pelco | IME129-1IS | SRX ENH+ IND MINI DOME POE12V24V 1.3MP 3-9MM | Ea |  | 1 Year (3 Years) | $915.00 | 12% | 805.2
88040 | Pelco | IME129-1IS/US | SRX ENH2 IND DOME POE24V12V 1MP 3-9MM D/N LENS, ASSEMBLED IN USA | Ea |  | 1 Year (3 Years) | $993.00 | 12% | 873.84
88041 | Pelco | IME129-1RS | SRX ENH+ ENV+IR MINI DOME POE12V24V 1.3MP 3-9MM | Ea |  | 1 Year (3 Years) | $1065.00 | 12% | 937.2
88042 | Pelco | IME129-1RS/US | SRX ENH2 ENV IR DOME POE24V12V 1MP 3-9MM D/N LENS, ASSEMBLED IN USA | Ea |  | 1 Year (3 Years) | $1189.00 | 12% | 1046.32
88043 | Pelco | IME219-1EI | IP Sarix™ E Envir InCl POE MDome 2MP 30IPS Svis Cl | Ea |  | 1 Year (3 Years) | $870.00 | 12% | 765.6
88044 | Pelco | IME219-1EP | IP Sarix™ E Envir Pend POE MDome 2MP 30IPS Svis Cl | Ea |  | 1 Year (3 Years) | $870.00 | 12% | 765.6
88045 | Pelco | IME219-1ES | IP Sarix™ E Envir SfMt POE MDome 2MP 30IPS Svis Cl | Ea |  | 1 Year (3 Years) | $970.00 | 12% | 853.6
88046 | Pelco | IME219-1I | IP Sarix™ E InCl POE MDome 2MP 30IPS Surevision WC | Ea |  | 1 Year (3 Years) | $769.00 | 12% | 676.72
88047 | Pelco | IME219-1P | IP Sarix™ E Pend POE MDome 2MP 30IPS Surevision WC | Ea |  | 1 Year (3 Years) | $769.00 | 12% | 676.72
88048 | Pelco | IME219-1S | IP Sarix™ E SfMt POE MDome 2MP 30IPS Surevision WC | Ea |  | 1 Year (3 Years) | $769.00 | 12% | 676.72
88049 | Pelco | IME219-1VP | IP Sarix™ E Vdl Pend POE MDome 2MP 30IPS Svis Cl | Ea |  | 1 Year (3 Years) | $820.00 | 12% | 721.6
88050 | Pelco | IME219-1VS | IP Sarix™ E Vdl SfMt POE MDome 2MP 30IPS Svis Cl | Ea |  | 1 Year (3 Years) | $820.00 | 12% | 721.6
88051 | Pelco | IME21-BASE | Base Modul Srx Enhncd Indor 2 Mpixl 3 To 9Mm Dome | Ea |  | 1 Year (3 Years) | $1277.00 | 12% | 1123.76
88052 | Pelco | IME21-E-BASE | Base Modul Srx Enhncd Envir 2 Mpixl 3 To 9Mm Dome | Ea |  | 1 Year (3 Years) | $1490.00 | 12% | 1311.2
88053 | Pelco | IME222-1ES | SRX ENH+ ENV DOME POE1224V 2MP 9-22 MM | Ea |  | 1 Year (3 Years) | $1174.00 | 12% | 1033.12
88054 | Pelco | IME222-1ES/US | SRX ENH2 ENV DOME POE24V12V 2MP 9-22MM D/N LENS, ASSEMBLED IN USA | Ea |  | 1 Year (3 Years) | $1205.00 | 12% | 1060.4
88055 | Pelco | IME222-1IS | SRX ENH+ IND DOME POE1224V 2MP 9-22 MM | Ea |  | 1 Year (3 Years) | $1129.00 | 12% | 993.52
88056 | Pelco | IME222-1IS/US | SRX ENH2 IND DOME POE24V12V 2MP 9-22MM D/N LENS, ASSEMBLED IN USA | Ea |  | 1 Year (3 Years) | $1172.00 | 12% | 1031.36
88057 | Pelco | IME222-1RS | SRX ENH+ ENV+IR DOME POE1224V 2MP 9-22 MM | Ea |  | 1 Year (3 Years) | $1293.00 | 12% | 1137.84
88058 | Pelco | IME222-1RS/US | SRX ENH2 ENV IR DOME POE24V12V 2MP 9-22MM D/N LENS, ASSEMBLED IN USA | Ea |  | 1 Year (3 Years) | $1340.00 | 12% | 1179.2
88059 | Pelco | IME229-1ES | SRX ENH+ ENV MINI DOME POE12V24V 2MP 3-9MM | Ea |  | 1 Year (3 Years) | $1065.00 | 12% | 937.2
88060 | Pelco | IME229-1ES/US | SRX ENH2 ENV DOME POE24V12V 2MP 3-9MM D/N LENS, ASSEMBLED IN USA | Ea |  | 1 Year (3 Years) | $1189.00 | 12% | 1046.32
88061 | Pelco | IME229-1IS | SRX ENH+ IND MINI DOME POE12V24V 2MP 3-9MM | Ea |  | 1 Year (3 Years) | $1008.00 | 12% | 887.04
88062 | Pelco | IME229-1IS/US | SRX ENH2 IND DOME POE24V12V 2MP 3-9MM D/N LENS, ASSEMBLED IN USA | Ea |  | 1 Year (3 Years) | $1115.00 | 12% | 981.2
88063 | Pelco | IME229-1RS | SRX ENH+ ENV+IR MINI DOME POE12V24V 2MP 3-9MM | Ea |  | 1 Year (3 Years) | $1185.00 | 12% | 1042.8
88064 | Pelco | IME229-1RS/US | SRX ENH2 ENV IR DOME POE24V12V 2MP 3-9MM D/N LENS, ASSEMBLED IN USA | Ea |  | 1 Year (3 Years) | $1336.00 | 12% | 1175.68
88065 | Pelco | IME3122-1EI | IP Sarix™ E Env InCl POE TP Dom 3MP 30IPS Svis Cl | Ea |  | 1 Year (3 Years) | $1099.00 | 12% | 967.12
88066 | Pelco | IME3122-1EP | IP Sarix™ E Env Pend POE TP Dom 3MP 30IPS Svis Cl | Ea |  | 1 Year (3 Years) | $1099.00 | 12% | 967.12
88067 | Pelco | IME3122-1ES | IP Sarix™ E Env SfMt POE TP Dom 3MP 30IPS Svis Cl | Ea |  | 1 Year (3 Years) | $1099.00 | 12% | 967.12
88068 | Pelco | IME3122-1VS | IP Sarix™ E Vdl SfMt POE TP Dom 3MP 30IPS Svis C | Ea |  | 1 Year (3 Years) | $999.00 | 12% | 879.12
88069 | Pelco | IME3122-E-BASE | Base Modul Srx Enhncd Envir 3 Mpixl 9To 22Mm Dome | Ea |  | 1 Year (3 Years) | $1703.00 | 12% | 1498.64
88070 | Pelco | IME319-1EI | IP Sarix™ E Envir InCl POE MDome 3MP 30IPS Svis Cl | Ea |  | 1 Year (3 Years) | $1099.00 | 12% | 967.12
88071 | Pelco | IME319-1EP | IP Sarix™ E Envir Pend POE MDome 3MP 30IPS Svis Cl | Ea |  | 1 Year (3 Years) | $1099.00 | 12% | 967.12
88072 | Pelco | IME319-1ES | IP Sarix™ E Envir SfMt POE MDome 3MP 30IPS Svis Cl | Ea |  | 1 Year (3 Years) | $1099.00 | 12% | 967.12
88073 | Pelco | IME319-1I | IP Sarix™ E InCl POE MDome 3MP 30IPS Surevision WC | Ea |  | 1 Year (3 Years) | $870.00 | 12% | 765.6
88074 | Pelco | IME319-1P | IP Sarix™ E Pend POE MDome 3MP 30IPS Surevision WC | Ea |  | 1 Year (3 Years) | $870.00 | 12% | 765.6
88075 | Pelco | IME319-1S | IP Sarix™ E SfMt POE MDome 3MP 30IPS Surevision WC | Ea |  | 1 Year (3 Years) | $870.00 | 12% | 765.6
88076 | Pelco | IME319-1VP | IP Sarix™ E Vdl Pend POE MDome 3MP 30IPS Svis Cl | Ea |  | 1 Year (3 Years) | $921.00 | 12% | 810.48
88077 | Pelco | IME319-1VS | IP Sarix™ E Vdl SfMt POE MDome 3MP 30IPS Svis Cl | Ea |  | 1 Year (3 Years) | $921.00 | 12% | 810.48
88078 | Pelco | IME31-BASE | Base Modul Srx Enhncd Indor 3 Mpixl 3 To 9Mm Dome | Ea |  | 1 Year (3 Years) | $1683.00 | 12% | 1481.04
88079 | Pelco | IME31-E-BASE | Base Modul Srx Enhncd Envir 3 Mpixl 3 To 9Mm Dome | Ea |  | 1 Year (3 Years) | $2792.00 | 12% | 2456.96
88080 | Pelco | IME322-1ES | SRX ENH+ ENV DOME POE1224V 3MP 9-22MM | Ea |  | 1 Year (3 Years) | $1293.00 | 12% | 1137.84
88081 | Pelco | IME322-1ES/US | SRX ENH2 ENV DOME POE24V12V 3MP 9-22MM D/N LENS, ASSEMBLED IN USA | Ea |  | 1 Year (3 Years) | $1380.00 | 12% | 1214.4
88082 | Pelco | IME322-1IS | SRX ENH+ IND DOME POE1224V 3MP 9-22 MM | Ea |  | 1 Year (3 Years) | $1228.00 | 12% | 1080.64
88083 | Pelco | IME322-1IS/US | SRX ENH2 IND DOME POE24V12V 3MP 9-22MM D/N LENS, ASSEMBLED IN USA | Ea |  | 1 Year (3 Years) | $1311.00 | 12% | 1153.68
88084 | Pelco | IME322-1RS | SRX ENH+ ENV+IR DOME POE1224V 3MP 9-22 MM | Ea |  | 1 Year (3 Years) | $1402.00 | 12% | 1233.76
88085 | Pelco | IME322-1RS/US | SRX ENH2 ENV IR DOME POE24V12V 3MP 9-22MM D/N LENS, ASSEMBLED IN USA | Ea |  | 1 Year (3 Years) | $1498.00 | 12% | 1318.24
88086 | Pelco | IME329-1ES | SRX ENH+ ENV MINI DOME POE12V24V 3MP 3-9MM | Ea |  | 1 Year (3 Years) | $1185.00 | 12% | 1042.8
88087 | Pelco | IME329-1ES/US | SRX ENH2 ENV DOME POE24V12V 3MP 3-9MM D/N LENS, ASSEMBLED IN USA | Ea |  | 1 Year (3 Years) | $1297.00 | 12% | 1141.36
88088 | Pelco | IME329-1IS | SRX ENH+ IND MINI DOME POE12V24V 3MP 3-9MM | Ea |  | 1 Year (3 Years) | $1119.00 | 12% | 984.72
88089 | Pelco | IME329-1IS/US | SRX ENH2 IND DOME POE24V12V 3MP 3-9MM D/N LENS, ASSEMBLED IN USA | Ea |  | 1 Year (3 Years) | $1262.00 | 12% | 1110.56
88090 | Pelco | IME329-1RS | SRX ENH+ ENV+IR MINI DOME POE12V24V 3MP 3-9MM | Ea |  | 1 Year (3 Years) | $1293.00 | 12% | 1137.84
88091 | Pelco | IME329-1RS/US | SRX ENH2 ENV IR DOME POE24V12V 3MP 3-9MM D/N LENS, ASSEMBLED IN USA | Ea |  | 1 Year (3 Years) | $1443.00 | 12% | 1269.84
88092 | Pelco | IME329-1RSE/US | SRX ENH2 ENV IRDOME 3MP ASSMINUSA | Ea |  | 1 Year (3 Years) | $1401.00 | 12% | 1232.88
88093 | Pelco | IMEBB-P | Backbox Pendant Mt White Sarx Enhncd Indr Minidom | Ea |  | 1 Year (3 Years) | $55.00 | 12% | 48.4
88094 | Pelco | IMEBB-S | Backbox Surface Mt White Sarx Enhncd Indr Minidom | Ea |  | 1 Year (3 Years) | $27.00 | 12% | 23.76
88095 | Pelco | IMEBB-VI | Backbox Inceiling Mt Sarix Enhncd Vandl Envr Mindm | Ea |  | 1 Year (3 Years) | $84.00 | 12% | 73.92
88096 | Pelco | IMEBB-VP | Backbox Pendant Mt Sarix Enhncd Vandl Envr Mindom | Ea |  | 1 Year (3 Years) | $98.00 | 12% | 86.24
88097 | Pelco | IMEBB-VS | Backbox Surface Mt Sarix Enhncd Vandl Envr Mindom | Ea |  | 1 Year (3 Years) | $84.00 | 12% | 73.92
88098 | Pelco | IMEEBAP-E | SRX ENH+ ENV DOME ELEC BOX ADAPT | Ea |  | 1 Year (3 Years) | $38.00 | 12% | 33.44
88099 | Pelco | IMEEBAP-I | SRX ENH+ IND DOME ELEC BOX ADAPT | Ea |  | 1 Year (3 Years) | $38.00 | 12% | 33.44
88100 | Pelco | IMEICM-E | SRX ENH+ ENV DOME IN-CEILING MOUNT | Ea |  | 1 Year (3 Years) | $121.00 | 12% | 106.48
88101 | Pelco | IMEICM-I | SRX ENH+ IND DOME IN-CEILING MOUNT | Ea |  | 1 Year (3 Years) | $121.00 | 12% | 106.48
88102 | Pelco | IMELBB-I | Backbox Inceiling Mt White Sarix Enhncd Indr Mindm | Ea |  | 1 Year (3 Years) | $58.00 | 12% | 51.04
88103 | Pelco | IMELD1-0V | Smoked Bubble For Vandl Lower Dome Sarx Enhncd | Ea |  | 1 Year (3 Years) | $55.00 | 12% | 48.4
88104 | Pelco | IMELD1-1EI | Clear Lowerdm For Inclng Envir Sarx Enhncd Minidom | Ea |  | 1 Year (3 Years) | $98.00 | 12% | 86.24
88105 | Pelco | IMELD1-1ES | Clear Lowerdm Surf Pend Envir Sarx Enhncd Minidom | Ea |  | 1 Year (3 Years) | $200.00 | 12% | 176
88106 | Pelco | IMELD1-1S | Clear Lowerdm Whit Surfc Indor Srx Enhncd Minidom | Ea |  | 1 Year (3 Years) | $84.00 | 12% | 73.92
88107 | Pelco | IMELD1-1V | Clear Bubble For Vandl Lower Dome Sarx Enhncd | Ea |  | 1 Year (3 Years) | $98.00 | 12% | 86.24
88108 | Pelco | IMELD1-1VS | Clear Lowerdm Vndl Srf Pnd Sarx Enhncd Minidom | Ea |  | 1 Year (3 Years) | $98.00 | 12% | 86.24
88109 | Pelco | IMELD2-0E | SRX ENH+ ENV SMOKE LOWER DOME | Ea |  | 1 Year (3 Years) | $121.00 | 12% | 106.48
88110 | Pelco | IMELD2-0I | SRX ENH+ IND SMOKE LOWER DOME | Ea |  | 1 Year (3 Years) | $91.00 | 12% | 80.08
88111 | Pelco | IMELD2-1E | SRX ENH+ ENV CLEAR LOWER DOME | Ea |  | 1 Year (3 Years) | $121.00 | 12% | 106.48
88112 | Pelco | IMELLD1-0BI | Smokd Lowerdm Blak Inclng Indor Srx Enhncd Minidm | Ea |  | 1 Year (3 Years) | $70.00 | 12% | 61.6
88113 | Pelco | IMELLD1-0I | Smokd Lowerdm Whit Inclng Indor Srx Enhncd Minidm | Ea |  | 1 Year (3 Years) | $70.00 | 12% | 61.6
88114 | Pelco | IMELLD1-1I | Clear Lowerdm Whit Inclng Indor Srx Enhncd Minidm | Ea |  | 1 Year (3 Years) | $70.00 | 12% | 61.6
88115 | Pelco | IMEPMB-I | SRX ENH+ IND DOME WALL MOUNT | Ea |  | 1 Year (3 Years) | $71.00 | 12% | 62.48
88116 | Pelco | IMEPM-E | SRX ENH+ ENV DOME PENDANT MOUNT | Ea |  | 1 Year (3 Years) | $121.00 | 12% | 106.48
88117 | Pelco | IMEPM-I | SRX ENH+ IND DOME PENDANT MOUNT | Ea |  | 1 Year (3 Years) | $121.00 | 12% | 106.48
88118 | Pelco | IMES19-1I | IP Sarix™ E InCl POE MDome Std 30IPS Surevision WC | Ea |  | 1 Year (3 Years) | $650.00 | 12% | 572
88119 | Pelco | IMES19-1P | IP Sarix™ E Pend POE MDome Std 30IPS Surevision WC | Ea |  | 1 Year (3 Years) | $698.00 | 12% | 614.24
88120 | Pelco | IMES19-1S | IP Sarix™ E SfMt POE MDome Std 30IPS Surevision WC | Ea |  | 1 Year (3 Years) | $650.00 | 12% | 572
88121 | Pelco | IMES19-1VP | IP Sarix™ E Val Pend POE MDome Std 30IPS Svis Cl | Ea |  | 1 Year (3 Years) | $698.00 | 12% | 614.24
88122 | Pelco | IMES19-1VS | IP Sarix™ E Vdl SfMt POE MDome Std 30IPS Svis Cl | Ea |  | 1 Year (3 Years) | $698.00 | 12% | 614.24
88123 | Pelco | IMES1-BASE | Base Modul Srx Enhncd Indor Std Def 3 to 9MM dome | Ea |  | 1 Year (3 Years) | $922.00 | 12% | 811.36
88124 | Pelco | IMM12018-1EI | IMM 12MP 180 ENVRMNTL VANDL NCLNG MT MDOM | Ea |  | 1 Year (3 Years) | $2870.00 | 12% | 2525.6
88125 | Pelco | IMM12018-1EIUS | IMM 12MP 180 ENVRMTL NCLNG DOM US | Ea |  | 1 Year (3 Years) | $3206.00 | 12% | 2821.28
88126 | Pelco | IMM12018-1EP | IMM 12MP 180 ENVRMNTL VANDL PEND MT MINDM | Ea |  | 1 Year (3 Years) | $2870.00 | 12% | 2525.6
88127 | Pelco | IMM12018-1EPUS | IMM 12MP 180 ENVRMTL PEND MNDM US | Ea |  | 1 Year (3 Years) | $3206.00 | 12% | 2821.28
88128 | Pelco | IMM12018-1ES | IMM 12MP 180 ENVRMNTL VANDL SURF MT MINDM | Ea |  | 1 Year (3 Years) | $2870.00 | 12% | 2525.6
88129 | Pelco | IMM12018-1ESUS | IMM 12MP 180 ENVRMTL SRF MINDM US | Ea |  | 1 Year (3 Years) | $3206.00 | 12% | 2821.28
88130 | Pelco | IMM12018-1I | IMM 12MP 180 INDOR VANDL NCLNG MT MDOM WHT | Ea |  | 1 Year (3 Years) | $2663.00 | 12% | 2343.44
88131 | Pelco | IMM12018-1IUS | IMM 12MP 180 INDR NCLNG DOM WHT US | Ea |  | 1 Year (3 Years) | $2975.00 | 12% | 2618
88132 | Pelco | IMM12018-1P | IMM 12MP 180 INDOR VANDL PEND MT MINDM WHT | Ea |  | 1 Year (3 Years) | $2663.00 | 12% | 2343.44
88133 | Pelco | IMM12018-1PUS | IMM 12MP 180 INDR PEND MNDM WHT US | Ea |  | 1 Year (3 Years) | $2975.00 | 12% | 2618
88134 | Pelco | IMM12018-1S | IMM 12MP 180 INDOR VANDL SURF MT MINDM WHT | Ea |  | 1 Year (3 Years) | $2663.00 | 12% | 2343.44
88135 | Pelco | IMM12018-1SUS | IMM 12MP 180 INDR SRF MINDM WHT US | Ea |  | 1 Year (3 Years) | $2975.00 | 12% | 2618
88136 | Pelco | IMM12018-B1I | IMM 12MP 180 INDOR VANDL NCLNG MT MDOM BLK | Ea |  | 1 Year (3 Years) | $2663.00 | 12% | 2343.44
88137 | Pelco | IMM12018-B1IUS | IMM 12MP 180 INDR NCLNG DOM BLK US | Ea |  | 1 Year (3 Years) | $2975.00 | 12% | 2618
88138 | Pelco | IMM12018-B1P | IMM 12MP 180 INDOR VANDL PEND MT MINDM BLK | Ea |  | 1 Year (3 Years) | $2663.00 | 12% | 2343.44
88139 | Pelco | IMM12018-B1PUS | IMM 12MP 180 INDR PEND MNDM BLK US | Ea |  | 1 Year (3 Years) | $2975.00 | 12% | 2618
88140 | Pelco | IMM12018-B1S | IMM 12MP 180 INDOR VANDL SURF MT MINDM BLK | Ea |  | 1 Year (3 Years) | $2663.00 | 12% | 2343.44
88141 | Pelco | IMM12018-B1SUS | IMM 12MP 180 INDR SRF MINDM BLK US | Ea |  | 1 Year (3 Years) | $2975.00 | 12% | 2618
88142 | Pelco | IMM12018-BASE | IMM 12MP 180 INDOR BASE MODULE | Ea |  | 1 Year (3 Years) | $2733.00 | 12% | 2405.04
88143 | Pelco | IMM12018-BASEUS | OPTERA 12MP 180 INDR BASE MODULE | Ea |  | 1 Year (3 Years) | $2886.00 | 12% | 2539.68
88144 | Pelco | IMM12018-E-BASE | IMM 12MP 180 ENVRMNTL BASE MODULE | Ea |  | 1 Year (3 Years) | $2927.00 | 12% | 2575.76
88145 | Pelco | IMM12018-EBASUS | OPTERA 12MP 180 INDR BASE MODULE | Ea |  | 1 Year (3 Years) | $3119.00 | 12% | 2744.72
88146 | Pelco | IMM12027-1EI | IMM 12MP 270 ENVRMNTL VANDL NCLNG MT MDOM | Ea |  | 1 Year (3 Years) | $2870.00 | 12% | 2525.6
88147 | Pelco | IMM12027-1EIUS | IMM 12MP 270 ENVRMTL NCLNG DOM US | Ea |  | 1 Year (3 Years) | $3206.00 | 12% | 2821.28
88148 | Pelco | IMM12027-1EP | IMM 12MP 270 ENVRMNTL VANDL PEND MT MINDM | Ea |  | 1 Year (3 Years) | $2870.00 | 12% | 2525.6
88149 | Pelco | IMM12027-1EPUS | IMM 12MP 270 ENVRMTL PEND MNDM US | Ea |  | 1 Year (3 Years) | $3206.00 | 12% | 2821.28
88150 | Pelco | IMM12027-1ES | IMM 12MP 270 ENVRMNTL VANDL SURF MT MINDM | Ea |  | 1 Year (3 Years) | $2870.00 | 12% | 2525.6
88151 | Pelco | IMM12027-1ESUS | IMM 12MP 270 ENVRMTL SRF MINDM US | Ea |  | 1 Year (3 Years) | $3206.00 | 12% | 2821.28
88152 | Pelco | IMM12027-1I | IMM 12MP 270 INDOR VANDL NCLNG MT MDOM WHT | Ea |  | 1 Year (3 Years) | $2663.00 | 12% | 2343.44
88153 | Pelco | IMM12027-1IUS | IMM 12MP 270 INDR NCLNG DOM WHT US | Ea |  | 1 Year (3 Years) | $2975.00 | 12% | 2618
88154 | Pelco | IMM12027-1P | IMM 12MP 270 INDOR VANDL PEND MT MINDM WHT | Ea |  | 1 Year (3 Years) | $2663.00 | 12% | 2343.44
88155 | Pelco | IMM12027-1PUS | IMM 12MP 270 INDR PEND MNDM WHT US | Ea |  | 1 Year (3 Years) | $2975.00 | 12% | 2618
88156 | Pelco | IMM12027-1S | IMM 12MP 270 INDOR VANDL SURF MT MINDM WHT | Ea |  | 1 Year (3 Years) | $2663.00 | 12% | 2343.44
88157 | Pelco | IMM12027-1SUS | IMM 12MP 270 INDR SRF MINDM WHT US | Ea |  | 1 Year (3 Years) | $2975.00 | 12% | 2618
88158 | Pelco | IMM12027-B1I | IMM 12MP 270 INDOR VANDL NCLNG MT MDOM BLK | Ea |  | 1 Year (3 Years) | $2663.00 | 12% | 2343.44
88159 | Pelco | IMM12027-B1IUS | IMM 12MP 270 INDR NCLNG DOM BLK US | Ea |  | 1 Year (3 Years) | $2975.00 | 12% | 2618
88160 | Pelco | IMM12027-B1P | IMM 12MP 270 INDOR VANDL PEND MT MINDM BLK | Ea |  | 1 Year (3 Years) | $2663.00 | 12% | 2343.44
88161 | Pelco | IMM12027-B1PUS | IMM 12MP 270 INDR PEND MNDM BLK US | Ea |  | 1 Year (3 Years) | $2975.00 | 12% | 2618
88162 | Pelco | IMM12027-B1S | IMM 12MP 270 INDOR VANDL SURF MT MINDM BLK | Ea |  | 1 Year (3 Years) | $2663.00 | 12% | 2343.44
88163 | Pelco | IMM12027-B1SUS | IMM 12MP 270 INDR SRF MINDM BLK US | Ea |  | 1 Year (3 Years) | $2975.00 | 12% | 2618
88164 | Pelco | IMM12027-BASE | IMM 12MP 270 INDOR BASE MODULE | Ea |  | 1 Year (3 Years) | $2733.00 | 12% | 2405.04
88165 | Pelco | IMM12027-BASEUS | OPTERA 12MP 270 INDR BASE MODULE | Ea |  | 1 Year (3 Years) | $2886.00 | 12% | 2539.68
88166 | Pelco | IMM12027-E-BASE | IMM 12MP 270 ENVRMNTL BASE MODULE | Ea |  | 1 Year (3 Years) | $2927.00 | 12% | 2575.76
88167 | Pelco | IMM12027-EBASUS | OPTERA 12MP 270 ENVIR BASE MODUL | Ea |  | 1 Year (3 Years) | $3119.00 | 12% | 2744.72
88168 | Pelco | IMM12036-1EI | IMM 12MP 360 ENVRMNTL VANDL NCLNG MT MDOM | Ea |  | 1 Year (3 Years) | $2870.00 | 12% | 2525.6
88169 | Pelco | IMM12036-1EIUS | IMM 12MP 360 ENVRMTL NCLNG DOM US | Ea |  | 1 Year (3 Years) | $3206.00 | 12% | 2821.28
88170 | Pelco | IMM12036-1EP | IMM 12MP 360 ENVRMNTL VANDL PEND MT MINDM | Ea |  | 1 Year (3 Years) | $2870.00 | 12% | 2525.6
88171 | Pelco | IMM12036-1EPUS | IMM 12MP 360 ENVRMTL PEND MNDM US | Ea |  | 1 Year (3 Years) | $3206.00 | 12% | 2821.28
88172 | Pelco | IMM12036-1ES | IMM 12MP 360 ENVRMNTL VANDL SURF MT MINDM | Ea |  | 1 Year (3 Years) | $2870.00 | 12% | 2525.6
88173 | Pelco | IMM12036-1ESUS | IMM 12MP 360 ENVRMTL SRF MINDM US | Ea |  | 1 Year (3 Years) | $3206.00 | 12% | 2821.28
88174 | Pelco | IMM12036-1I | IMM 12MP 360 INDOR VANDL NCLNG MT MDOM WHT | Ea |  | 1 Year (3 Years) | $2663.00 | 12% | 2343.44
88175 | Pelco | IMM12036-1IUS | IMM 12MP 360 INDR NCLNG DOM WHT US | Ea |  | 1 Year (3 Years) | $2975.00 | 12% | 2618
88176 | Pelco | IMM12036-1P | IMM 12MP 360 INDOR VANDL PEND MT MINDM WHT | Ea |  | 1 Year (3 Years) | $2663.00 | 12% | 2343.44
88177 | Pelco | IMM12036-1PUS | IMM 12MP 360 INDR PEND MNDM WHT US | Ea |  | 1 Year (3 Years) | $2975.00 | 12% | 2618
88178 | Pelco | IMM12036-1S | IMM 12MP 360 INDOR VANDL SURF MT MINDM WHT | Ea |  | 1 Year (3 Years) | $2663.00 | 12% | 2343.44
88179 | Pelco | IMM12036-1SUS | IMM 12MP 360 INDR SRF MINDM WHT US | Ea |  | 1 Year (3 Years) | $2975.00 | 12% | 2618
88180 | Pelco | IMM12036-B1I | IMM 12MP 360 INDOR VANDL NCLNG MT MDOM BLK | Ea |  | 1 Year (3 Years) | $2663.00 | 12% | 2343.44
88181 | Pelco | IMM12036-B1IUS | IMM 12MP 360 INDR NCLNG DOM BLK US | Ea |  | 1 Year (3 Years) | $2975.00 | 12% | 2618
88182 | Pelco | IMM12036-B1P | IMM 12MP 360 INDOR VANDL PEND MT MINDM BLK | Ea |  | 1 Year (3 Years) | $2663.00 | 12% | 2343.44
88183 | Pelco | IMM12036-B1PUS | IMM 12MP 360 INDR PEND MNDM BLK US | Ea |  | 1 Year (3 Years) | $2975.00 | 12% | 2618
88184 | Pelco | IMM12036-B1S | IMM 12MP 360 INDOR VANDL SURF MT MINDM BLK | Ea |  | 1 Year (3 Years) | $2663.00 | 12% | 2343.44
88185 | Pelco | IMM12036-B1SUS | IMM 12MP 360 INDR SRF MINDM BLK US | Ea |  | 1 Year (3 Years) | $2975.00 | 12% | 2618
88186 | Pelco | IMM12036-BASE | IMM 12MP 360 INDOR BASE MODULE | Ea |  | 1 Year (3 Years) | $2733.00 | 12% | 2405.04
88187 | Pelco | IMM12036-BASEUS | OPTERA 12MP 360 INDR BASE MODULE | Ea |  | 1 Year (3 Years) | $2886.00 | 12% | 2539.68
88188 | Pelco | IMM12036-E-BASE | IMM 12MP 360 ENVRMNTL BASE MODULE | Ea |  | 1 Year (3 Years) | $2927.00 | 12% | 2575.76
88189 | Pelco | IMM12036-EBASUS | OPTERA 12MP 360 ENVIR BASE MODUL | Ea |  | 1 Year (3 Years) | $3119.00 | 12% | 2744.72
88190 | Pelco | IMMBB0-BI | BACKBOX IMM INDOOR VANDAL INCEILING MOUNT BLACK | Ea |  | 1 Year (3 Years) | $83.00 | 12% | 73.04
88191 | Pelco | IMMBB0-BP | BACKBOX IMM INDOOR VANDAL PENDANT MOUNT BLACK | Ea |  | 1 Year (3 Years) | $83.00 | 12% | 73.04
88192 | Pelco | IMMBB0-BS | BACKBOX IMM INDOOR VANDAL SURFACE MOUNT BLACK | Ea |  | 1 Year (3 Years) | $83.00 | 12% | 73.04
88193 | Pelco | IMMBB0-EI | BACKBOX IMM ENVIRMTL VANDL INCEILNG MOUNT TELEGREY | Ea |  | 1 Year (3 Years) | $83.00 | 12% | 73.04
88194 | Pelco | IMMBB0-EP | BACKBOX IMM ENVIRMTL VANDAL PENDANT MOUNT TELEGREY | Ea |  | 1 Year (3 Years) | $83.00 | 12% | 73.04
88195 | Pelco | IMMBB0-ES | BACKBOX IMM ENVIRMTL VANDAL SURFACE MOUNT TELEGREY | Ea |  | 1 Year (3 Years) | $83.00 | 12% | 73.04
88196 | Pelco | IMMBB0-I | BACKBOX IMM INDOOR VANDAL INCEILING MOUNT WHITE | Ea |  | 1 Year (3 Years) | $83.00 | 12% | 73.04
88197 | Pelco | IMMBB0-P | BACKBOX IMM INDOOR VANDAL PENDANT MOUNT WHITE | Ea |  | 1 Year (3 Years) | $83.00 | 12% | 73.04
88198 | Pelco | IMMBB0-S | BACKBOX IMM INDOOR VANDAL SURFACE MOUNT WHITE | Ea |  | 1 Year (3 Years) | $83.00 | 12% | 73.04
88199 | Pelco | IMM-CM | CORNER MOUNT FOR WMVE-SR, TELEGREY | Ea |  | 1 Year (3 Years) | $159.00 | 12% | 139.92
88200 | Pelco | IMM-DF5 | DF5 KIT FOR IMM SERIES IMM SERIES IP CAMERAS | Ea |  | 1 Year (3 Years) | $126.00 | 12% | 110.88
88201 | Pelco | IMMLD0-0 | LOWER DOME IMM INDOOR VANDAL WHITE SMOKED BUBBLE | Ea |  | 1 Year (3 Years) | $83.00 | 12% | 73.04
88202 | Pelco | IMMLD0-0E | LOWER DOME IMM ENVRMNTAL VANDL BLACK SMOKED BUBBL | Ea |  | 1 Year (3 Years) | $83.00 | 12% | 73.04
88203 | Pelco | IMMLD0-1 | LOWER DOME IMM INDOOR VANDAL WHITE CLEAR BUBBLE | Ea |  | 1 Year (3 Years) | $83.00 | 12% | 73.04
88204 | Pelco | IMMLD0-1E | LOWER DOME IMM ENVRNMNTAL VANDL BLACK CLEAR BUBBL | Ea |  | 1 Year (3 Years) | $83.00 | 12% | 73.04
88205 | Pelco | IMMLD0-B0 | LOWER DOME IMM INDOOR VANDAL BLACK SMOKED BUBBLE | Ea |  | 1 Year (3 Years) | $83.00 | 12% | 73.04
88206 | Pelco | IMMLD0-B1 | LOWER DOME IMM INDOOR VANDAL BLACK CLEAR BUBBLE | Ea |  | 1 Year (3 Years) | $83.00 | 12% | 73.04
88207 | Pelco | IMM-PNL | CEILING PANEL FOR IMM NCEILING MOUNT 2FTX2FT WHITE | Ea |  | 1 Year (3 Years) | $148.00 | 12% | 130.24
88208 | Pelco | IMP121-1ES | SRX PRO2 ENV DOME POE24V 1MP, 3-10mm lens | Ea |  | 1 Year (3 Years) | $601.00 | 12% | 528.88
88209 | Pelco | IMP121-1IS | SRX PRO2 IND DOME POE24V12V 1MP, 3-10mm lens | Ea |  | 1 Year (3 Years) | $512.07 | 12% | 450.6216
88210 | Pelco | IMP121-1RS | SRX PRO2 ENV IR DOME POE24V 1MP, 3-10mm lens | Ea |  | 1 Year (3 Years) | $706.00 | 12% | 621.28
88211 | Pelco | IMP121A-1IS | SRX PRO2 IND DOME POE24V12V 1MP, 3-10mm lens | Ea |  | 1 Year (3 Years) | $538.00 | 12% | 473.44
88212 | Pelco | IMP219-1ER | Do Not Sell | Ea |  | 1 Year (3 Years) | $584.00 | 12% | 513.92
88213 | Pelco | IMP219-1ERP | IP Sarix™ P Env IR Pend POE24V MDome 2MP 30IPS DN | Ea |  | 1 Year (3 Years) | $668.00 | 12% | 587.84
88214 | Pelco | IMP219-1ERS | IP Sarix™ P Env IR SfMt POE24V MDome 2MP 30IPS DN | Ea |  | 1 Year (3 Years) | $668.00 | 12% | 587.84
88215 | Pelco | IMP221-1ES | SRX PRO2 ENV DOME POE24V 2MP, 3-10mm lens | Ea |  | 1 Year (3 Years) | $693.00 | 12% | 609.84
88216 | Pelco | IMP221-1IS | SRX PRO2 IND DOME POE24V12V 2MP, 3-10mm lens | Ea |  | 1 Year (3 Years) | $632.00 | 12% | 556.16
88217 | Pelco | IMP221-1RS | SRX PRO2 ENV IR DOME POE24V 2MP, 3-10mm lens | Ea |  | 1 Year (3 Years) | $793.00 | 12% | 697.84
88218 | Pelco | IMP221A-1IS | SRX PRO2 IND DOME POE24V12V 2MP, 3-10mm lens | Ea |  | 1 Year (3 Years) | $632.00 | 12% | 556.16
88219 | Pelco | IMP319-1 | Do Not Sell | Ea |  | 1 Year (3 Years) | $1064.00 | 12% | 936.32
88220 | Pelco | IMP319-1S | IP Sarix™ P Ind SfMt POE 24V MDome 3MP 20IPS DN WC | Ea |  | 1 Year (3 Years) | $635.00 | 12% | 558.8
88221 | Pelco | IMP321-1ES | SRX PRO2 ENV DOME POE24V 3MP, 3-10mm lens | Ea |  | 1 Year (3 Years) | $813.00 | 12% | 715.44
88222 | Pelco | IMP321-1IS | SRX PRO2 IND DOME POE24V12V 3MP, 3-10mm lens | Ea |  | 1 Year (3 Years) | $753.00 | 12% | 662.64
88223 | Pelco | IMP321-1RS | SRX PRO2 ENV IR DOME POE24V 3MP, 3-10mm lens | Ea |  | 1 Year (3 Years) | $914.00 | 12% | 804.32
88224 | Pelco | IMP321A-1IS | SRX PRO2 IND DOME POE24V12V 3MP | Ea |  | 1 Year (3 Years) | $753.00 | 12% | 662.64
88225 | Pelco | IMP521-1ES | SRX PRO2 ENV DOME POE24V 5MP, 3-10mm lens | Ea |  | 1 Year (3 Years) | $933.00 | 12% | 821.04
88226 | Pelco | IMP521-1IS | SRX PRO2 IND DOME POE24V12V 5MP, 3-10mm lens | Ea |  | 1 Year (3 Years) | $874.00 | 12% | 769.12
88227 | Pelco | IMP521-1RS | SRX PRO2 ENV IR DOME POE24V 5MP, 3-10mm lens | Ea |  | 1 Year (3 Years) | $1034.00 | 12% | 909.92
88228 | Pelco | IMP521A-1IS | SRX PRO2 IND DOME POE24V12V 5MP, 3-10mm lens | Ea |  | 1 Year (3 Years) | $874.00 | 12% | 769.12
88229 | Pelco | IMP831-1ERS | SARIX PRO4K ENV DOME IR MIC | Ea |  | 1 Year (3 Years) | $1899.00 | 12% | 1671.12
88230 | Pelco | IMP831-1RS | SARIX PRO4K DOME IR MIC | Ea |  | 1 Year (3 Years) | $1799.00 | 12% | 1583.12
88231 | Pelco | IMPBB-EP | IP Sarix Pro Back Box Outdoor PM | Ea |  | 1 Year (3 Years) | $70.00 | 12% | 61.6
88232 | Pelco | IMPBB-ES | IP Sarix Pro Back Box Outdoor SM | Ea |  | 1 Year (3 Years) | $70.00 | 12% | 61.6
88233 | Pelco | IMPBB-S | IP Sarix Pro Back Box Indoor SM | Ea |  | 1 Year (3 Years) | $43.00 | 12% | 37.84
88234 | Pelco | IMPEBAP | SRX PRO2 DOME BOX ADAPTER PLATE | Ea |  | 1 Year (3 Years) | $23.00 | 12% | 20.24
88235 | Pelco | IMPICM-1ER | SRX PRO2 ENV DOME IN-CEILING MOUNT | Ea |  | 1 Year (3 Years) | $81.00 | 12% | 71.28
88236 | Pelco | IMPICM-1I | SRX PRO2 IND DOME IN-CEILING MOUNT | Ea |  | 1 Year (3 Years) | $81.00 | 12% | 71.28
88237 | Pelco | IMPLD2-0ER | SRX PRO2 ENV DOME SMK LOWER DOME | Ea |  | 1 Year (3 Years) | $81.00 | 12% | 71.28
88238 | Pelco | IMPLD2-0I | SRX PRO2 IND DOME SMK LOWER DOME | Ea |  | 1 Year (3 Years) | $63.00 | 12% | 55.44
88239 | Pelco | IMPLD2-1ER | SRX PRO2 ENV DOME CLEAR LOWER DOME | Ea |  | 1 Year (3 Years) | $101.00 | 12% | 88.88
88240 | Pelco | IMPLD2-1I | REPLACEMENT SARIX PRO2 LOWER DOME, IND | Ea |  | 1 Year (3 Years) | $95.00 | 12% | 83.6
88241 | Pelco | IMPPM-1ER | SRX PRO2 ENV DOME PENDANT ADAPTER | Ea |  | 1 Year (3 Years) | $81.00 | 12% | 71.28
88242 | Pelco | IMPPM-1I | SRX PRO2 IND DOME PENDANT ADPATER | Ea |  | 1 Year (3 Years) | $81.00 | 12% | 71.28
88243 | Pelco | IMPPMB-1I | SRX PRO2 IND DOME WALL BRACKET | Ea |  | 1 Year (3 Years) | $47.00 | 12% | 41.36
88244 | Pelco | IM-VE4S | 4S Box Mounting Plate for Sarix™ IM-V IM-E | Ea |  | 1 Year (3 Years) | $28.00 | 12% | 24.64
88245 | Pelco | IM-VECM | Corner Mount For Sarix™ IM-V IM-E Light Gray | Ea |  | 1 Year (3 Years) | $142.00 | 12% | 124.96
88246 | Pelco | INMETRO-LABEL | INMETRO Packing Label | Ea |  | 1 Year (3 Years) | $1.00 | 12% | 0.88
88247 | Pelco | INT-CONTINUUM | VX V3.x Continuum (OpsCenter Plugin & Software to receive events) | Ea |  | 1 Year (3 Years) | $1.00 | 12% | 0.88
88248 | Pelco | INT-LNLOG74W-AU | VX V3.x Audio Addition to Lenel OnGuard 7.4 | Ea |  | 1 Year (3 Years) | $18000.00 | 12% | 15840
88249 | Pelco | IOC-30 | 1080P Pressurized Camera Esprit5 | Ea |  | 1 Year (3 Years) | $2698.00 | 12% | 2374.24
88250 | Pelco | IOC-30L | ESPRIT ENHANCED 1080P LL 30X PRES CAMERA/LENS MODULE (IOC) | Ea |  | 1 Year (3 Years) | $2901.00 | 12% | 2552.88
88251 | Pelco | IOP-30 | 1080P Camera Esprit5 | Ea |  | 1 Year (3 Years) | $2556.00 | 12% | 2249.28
88252 | Pelco | IOP-30L | ESPRIT ENHANCED 1080P LL 30X CAMERA/LENS MODULE (IOP) | Ea |  | 1 Year (3 Years) | $2759.00 | 12% | 2427.92
88253 | Pelco | IPSXME-7 | ExSite® IP Power Module 100/240V | Ea |  | 1 Year (3 Years) | $6671.00 | 12% | 5870.48
88254 | Pelco | IPSXMPT31 | ExSite® Pan/Tilt/Enclosure, Wiper | Ea |  | 1 Year (3 Years) | $15241.00 | 12% | 13412.08
88255 | Pelco | IR850L-220 | Semi Covert IR Illuminator with 220m range | Ea |  | 1 Year (3 Years) | $1392.00 | 12% | 1224.96
88256 | Pelco | IR850M-120 | Semi Covert IR Illuminator with 120m range | Ea |  | 1 Year (3 Years) | $810.00 | 12% | 712.8
88257 | Pelco | IR850S-65 | Semi Covert IR Illuminator with 65m range | Ea |  | 1 Year (3 Years) | $529.00 | 12% | 465.52
88258 | Pelco | IR940L-110 | Covert IR Illuminator with 110m range | Ea |  | 1 Year (3 Years) | $1523.00 | 12% | 1340.24
88259 | Pelco | IR940M-60 | Covert IR Illuminator with 60m range | Ea |  | 1 Year (3 Years) | $972.00 | 12% | 855.36
88260 | Pelco | IR940S-30 | Covert IR Illuminator with 30m range | Ea |  | 1 Year (3 Years) | $715.00 | 12% | 629.2
88261 | Pelco | IS110-ENC | Camclosure® IS Env Surface Mount Enclosure Only | Ea |  | 1 Year (3 Years) | $121.00 | 12% | 106.48
88262 | Pelco | IS310-CHV22 | Camclosure® Wall/Ceiling Rugged Bullet Hi Res Col | Ea |  | 1 Year (3 Years) | $486.00 | 12% | 427.68
88263 | Pelco | IWM24-GY | Wall Mt for Spectra®/DF5 or Intercept Gy 24V Out | Ea |  | 1 Year (3 Years) | $362.00 | 12% | 318.56
88264 | Pelco | IWM24-SR | Wall Mount 24 VAC Light Gray for Sarix™ IE | Ea |  | 1 Year (3 Years) | $320.00 | 12% | 281.6
88265 | Pelco | IWM-GY | Wall Mt for Spectra®/DF5 or Intercept Gy | Ea |  | 1 Year (3 Years) | $120.00 | 12% | 105.6
88266 | Pelco | IWM-MKIT | IWM Mt Marine Kit | Ea |  | 1 Year (3 Years) | $43.00 | 12% | 37.84
88267 | Pelco | IWM-SR | Wall Mount Lt Gray for Sarix™ IE P Pnd Lg | Ea |  | 1 Year (3 Years) | $117.00 | 12% | 102.96
88268 | Pelco | IWP121-1ES | SRX PRO2 VANDAL DOME 1MP 2.8MM LENS | Ea |  | 1 Year (3 Years) | $474.00 | 12% | 417.12
88269 | Pelco | IWP221-1ES | SRX PRO2 VANDAL DOME 2MP 2.8MM LENS | Ea |  | 1 Year (3 Years) | $573.00 | 12% | 504.24
88270 | Pelco | IWPWPC | Waterproof RJ45 connector cover Sarix IWP | Ea |  | 1 Year (3 Years) | $11.00 | 12% | 9.68
88271 | Pelco | IXE12 | SRX ENH+ BOX POE1224V 1.3MP | Ea |  | 1 Year (3 Years) | $955.00 | 12% | 840.4
88272 | Pelco | IXE21 | IP Sarix E Fix Box POE Cam 2MP 30IPS Surevision CS | Ea |  | 1 Year (3 Years) | $837.00 | 12% | 736.56
88273 | Pelco | IXE22 | SRX ENH+ BOX POE1224V 2MP | Ea |  | 1 Year (3 Years) | $1076.00 | 12% | 946.88
88274 | Pelco | IXE32 | SRX ENH+ BOX POE1224V 3MP | Ea |  | 1 Year (3 Years) | $1195.00 | 12% | 1051.6
88275 | Pelco | IXP22 | Sarix Pro2 2MP box camera | Ea |  | 1 Year (3 Years) | $1042.00 | 12% | 916.96
88276 | Pelco | KBD100 | Economical switcher control keypad | Ea |  | 1 Year (3 Years) | $457.00 | 12% | 402.16
88277 | Pelco | KBD300A | Desktop pushbutton/joystick control keypad for PTZ | Ea |  | 1 Year (3 Years) | $1116.00 | 12% | 982.08
88278 | Pelco | KBD300USBKIT | KBD300 TO USB KIT-120V | Ea |  | 1 Year (3 Years) | $381.00 | 12% | 335.28
88279 | Pelco | KBD300USBKIT-X | KBD300 TO USB KIT - 220V | Ea |  | 1 Year (3 Years) | $381.00 | 12% | 335.28
88280 | Pelco | KBD300USBONLY | USB PARTS ONLY - USE KBD300USBKIT | Ea |  | 1 Year (3 Years) | $212.00 | 12% | 186.56
88281 | Pelco | KBD5000 | Endura Keyboard with JOG/JOY/KEY | Ea |  | 1 Year (3 Years) | $2787.00 | 12% | 2452.56
88282 | Pelco | KBDKIT | Keyboard Wiring Kit for KBD100 200 300 400 120VAC | Ea |  | 1 Year (3 Years) | $141.00 | 12% | 124.08
88283 | Pelco | KSC-3000U | Direct Mode Fixed/Variable Speed Controller, PTZ, Joystick | Ea |  | 1 Year (3 Years) | $725.00 | 12% | 638
88284 | Pelco | KSC-PSKIT | Power Adapter Kit (12VDC) for KSC-3000U Controller | Ea |  | 1 Year (3 Years) | $30.00 | 12% | 26.4
88285 | Pelco | LBKT-LED | Mount Bracket for ALL IR850 IR940 WLED | Ea |  | 1 Year (3 Years) | $67.00 | 12% | 58.96
88286 | Pelco | LD4B-0 | Spectra® Mini lower dome, Black. Smoked bubble. | Ea |  | 1 Year (3 Years) | $78.00 | 12% | 68.64
88287 | Pelco | LD4B-1 | Spectra® Mini lower dome, Black. Clear bubble. | Ea |  | 1 Year (3 Years) | $78.00 | 12% | 68.64
88288 | Pelco | LD4W-0 | Spectra® Mini Lower Dome Smoked | Ea |  | 1 Year (3 Years) | $78.00 | 12% | 68.64
88289 | Pelco | LD53PR-0 | Spectra III™ Pres Dome Pend Smk | Ea |  | 1 Year (3 Years) | $860.00 | 12% | 756.8
88290 | Pelco | LD53PR-1 | Spectra III™ Pres Dome Pend Clr | Ea |  | 1 Year (3 Years) | $860.00 | 12% | 756.8
88291 | Pelco | LD53PSB-1 | Spectra III™ & SE SS Dome Pend Blk Clr | Ea |  | 1 Year (3 Years) | $849.00 | 12% | 747.12
88292 | Pelco | LD53SMB-0 | Spectra III™ & SE Dome Surface Mt Blk Smk | Ea |  | 1 Year (3 Years) | $216.00 | 12% | 190.08
88293 | Pelco | LD53SMW-0 | Spectra III™ & SE Dome Surface Mt White Smk | Ea |  | 1 Year (3 Years) | $238.00 | 12% | 209.44
88294 | Pelco | LD53SMW-1 | Spectra III™ & SE Dome Surface Mt Wht Clr | Ea |  | 1 Year (3 Years) | $238.00 | 12% | 209.44
88295 | Pelco | LD5B-0 | Spectra® Mini Smoked Black Lower Dome | Ea |  | 1 Year (3 Years) | $94.00 | 12% | 82.72
88296 | Pelco | LD5B-1 | Spectra® Mini Clear Black Lower Dome | Ea |  | 1 Year (3 Years) | $94.00 | 12% | 82.72
88297 | Pelco | LD5W-0 | Spectra® Mini Smoked White Lower Dome | Ea |  | 1 Year (3 Years) | $94.00 | 12% | 82.72
88298 | Pelco | LD5W-1 | Spectra® Mini Clear White Lower Dome | Ea |  | 1 Year (3 Years) | $94.00 | 12% | 82.72
88299 | Pelco | LD6F-0 | SPECTRA ENHANCED 1080P LOWER DOME FLUSH SMK IK10 | Ea |  | 1 Year (3 Years) | $214.00 | 12% | 188.32
88300 | Pelco | LD6F-1 | SPECTRA ENHANCED 1080P LOWER DOME FLUSH CLR IK10 | Ea |  | 1 Year (3 Years) | $214.00 | 12% | 188.32
88301 | Pelco | LD6PB-0 | SPECTRA ENHANCED 1080P LOWER DOME PENDANT SMK IK10 | Ea |  | 1 Year (3 Years) | $246.00 | 12% | 216.48
88302 | Pelco | LD6PB-1 | SPECTRA ENHANCED 1080P LOWER DOME PENDANT CLR IK10 | Ea |  | 1 Year (3 Years) | $246.00 | 12% | 216.48
88303 | Pelco | LD6SS-0 | SPECTRA ENHANCED 1080P STEEL LWR DOME PND SMK IK10 | Ea |  | 1 Year (3 Years) | $595.00 | 12% | 523.6
88304 | Pelco | LD6SS-1 | SPECTRA ENHANCED 1080P STEEL LWR DOME PND CLR IK10 | Ea |  | 1 Year (3 Years) | $595.00 | 12% | 523.6
88305 | Pelco | LDHDF-0 | Spectra® HD Lower Dome Flush Smoked | Ea |  | 1 Year (3 Years) | $196.00 | 12% | 172.48
88306 | Pelco | LDHDF-1 | Spectra® HD Lower Dome Flush Clear | Ea |  | 1 Year (3 Years) | $196.00 | 12% | 172.48
88307 | Pelco | LDHDPB-1 | Spectra® HD Lower Dome Black Pendant Clear | Ea |  | 1 Year (3 Years) | $234.00 | 12% | 205.92
88308 | Pelco | LDHQF-0 | Spectra High Quality Lower Dome Flush Mt Smoked | Ea |  | 1 Year (3 Years) | $261.00 | 12% | 229.68
88309 | Pelco | LDHQPB-0 | Spectra High Quality Lower Dome Black Pend Smoke | Ea |  | 1 Year (3 Years) | $309.00 | 12% | 271.92
88310 | Pelco | LDHQPB-1 | Spectra High Quality Lower Dome Black Pend Clear | Ea |  | 1 Year (3 Years) | $309.00 | 12% | 271.92
88311 | Pelco | LDIMVE-0 | Lower Dome Smoked For Sarix™ IM-V IM-E | Ea |  | 1 Year (3 Years) | $57.00 | 12% | 50.16
88312 | Pelco | LDP-ESR-0 | Lower Dome Pro Environmental Pendant SR Grey Smoke | Ea |  | 1 Year (3 Years) | $178.00 | 12% | 156.64
88313 | Pelco | LDP-ESR-1 | Lower Dome Pro Environmental Pendant SR Grey Clear | Ea |  | 1 Year (3 Years) | $178.00 | 12% | 156.64
88314 | Pelco | LDP-FWH-0 | Lower Dome Pro Flush White Smoke | Ea |  | 1 Year (3 Years) | $135.00 | 12% | 118.8
88315 | Pelco | LDP-FWH-1 | Lower Dome Pro Flush White Clear | Ea |  | 1 Year (3 Years) | $135.00 | 12% | 118.8
88316 | Pelco | LDP-PWH-0 | Lower Dome Pro Pendant White Smoke | Ea |  | 1 Year (3 Years) | $135.00 | 12% | 118.8
88317 | Pelco | LDP-PWH-1 | Lower Dome Pro Pendant White Clear | Ea |  | 1 Year (3 Years) | $135.00 | 12% | 118.8
88318 | Pelco | LDP-YSR-0 | Lower Dome Pro Environmental Flush SR Grey Smoke | Ea |  | 1 Year (3 Years) | $178.00 | 12% | 156.64
88319 | Pelco | LDP-YSR-1 | Lower Dome Pro Environmental Flush SR Grey Clear | Ea |  | 1 Year (3 Years) | $178.00 | 12% | 156.64
88320 | Pelco | LENSPKL-LED | Wide Angle Lens Pk IR850L-220 IR940L-110 WLEDL-150 | Ea |  | 1 Year (3 Years) | $108.00 | 12% | 95.04
88321 | Pelco | LENSPKM-LED | Wide Angle Lens Pack IR850M-120 IR940M-60 WLEDM-90 | Ea |  | 1 Year (3 Years) | $92.00 | 12% | 80.96
88322 | Pelco | LENSPKS-LED | Wide Angle Lens Pack IR850S-65 IR940S-30 WLEDS-50 | Ea |  | 1 Year (3 Years) | $79.00 | 12% | 69.52
88323 | Pelco | MCS16-10 | Power Supply Camera 10Amp 16 Out | Ea |  | 1 Year (3 Years) | $555.00 | 12% | 488.4
88324 | Pelco | MCS16-10SB | Power Supply Camera 10Amp 16 Out Switch Brk | Ea |  | 1 Year (3 Years) | $513.00 | 12% | 451.44
88325 | Pelco | MCS16-20 | Power Supply Camera 20Amp 16 Out | Ea |  | 1 Year (3 Years) | $584.00 | 12% | 513.92
88326 | Pelco | MCS16-20SB | Power Supply Camera 20Amp 16 Out Switch Brk | Ea |  | 1 Year (3 Years) | $541.00 | 12% | 476.08
88327 | Pelco | MCS4-2B | Power Supply Camera 2Amp 4 Out Breaker | Ea |  | 1 Year (3 Years) | $405.00 | 12% | 356.4
88328 | Pelco | MCS8-5B | Power Supply Camera 5Amp 8 Out Breaker | Ea |  | 1 Year (3 Years) | $458.00 | 12% | 403.04
88329 | Pelco | MRCA | Ceiling Adapter for Domes & MRU Series | Ea |  | 1 Year (3 Years) | $49.00 | 12% | 43.12
88330 | Pelco | NET5402R-HD | 2 monitor network decoder base unit | Ea |  | 1 Year (3 Years) | $3817.00 | 12% | 3358.96
88331 | Pelco | NET5402R-HD-US | 2 Monitor Net Decoder, US PWR CRD | Ea |  | 1 Year (3 Years) | $3671.00 | 12% | 3230.48
88332 | Pelco | NET5500-XPWR-AU | Extended Temp Encoder AU Power Supply | Ea |  | 1 Year (3 Years) | $38.00 | 12% | 33.44
88333 | Pelco | NET5500-XPWR-US | Extended Temp Encoder US Power Supply | Ea |  | 1 Year (3 Years) | $38.00 | 12% | 33.44
88334 | Pelco | NET5501-I | Single-channel Inline Encoder | Ea |  | 1 Year (3 Years) | $465.00 | 12% | 409.2
88335 | Pelco | NET5501-US | Single channel rack mount Encoder US power cord | Ea |  | 1 Year (3 Years) | $656.00 | 12% | 577.28
88336 | Pelco | NET5501-XT | Single channel temperature-hardened encoder | Ea |  | 1 Year (3 Years) | $1014.00 | 12% | 892.32
88337 | Pelco | NET5501-XT-US | Single channel temp-hardened encoder US power cord | Ea |  | 1 Year (3 Years) | $995.00 | 12% | 875.6
88338 | Pelco | NET5504 | 4-channel rack mount Encoder | Ea |  | 1 Year (3 Years) | $673.00 | 12% | 592.24
88339 | Pelco | NET5504-US | 4 channel rack mount Encoder US power cord | Ea |  | 1 Year (3 Years) | $789.00 | 12% | 694.32
88340 | Pelco | NET5508-US | 8 channel rack mount Encoder US power cord | Ea |  | 1 Year (3 Years) | $1494.00 | 12% | 1314.72
88341 | Pelco | NET5516 | 16-channel rack mount Encoder | Ea |  | 1 Year (3 Years) | $2034.00 | 12% | 1789.92
88342 | Pelco | NET5516-US | 16 channel rack mount Encoder US power cord | Ea |  | 1 Year (3 Years) | $2470.00 | 12% | 2173.6
88343 | Pelco | NSM5200-00 | Network Storage Manager 0TB No Power Cord | Ea |  | 1 Year (3 Years) | $20306.00 | 12% | 17869.28
88344 | Pelco | NSM5200-00-US | Network Storage Manager 48TB US Power Cord No HDD | Ea |  | 1 Year (3 Years) | $20306.00 | 12% | 17869.28
88345 | Pelco | NSM5200-24B | Network Storage Manager 24TB No Power Cord | Ea |  | 1 Year (3 Years) | $36160.00 | 12% | 31820.8
88346 | Pelco | NSM5200-24B-US | Ntwrk Strg Mgr, 24TB 72K US | Ea |  | 1 Year (3 Years) | $36160.00 | 12% | 31820.8
88347 | Pelco | NSM5200-48 | NTWRK STRG MGR 48TB NO PWR CRD | Ea |  | 1 Year (3 Years) | $54670.00 | 12% | 48109.6
88348 | Pelco | NSM5200-48-US | Network Storage Manager 48TB US Power Cord | Ea |  | 1 Year (3 Years) | $54670.00 | 12% | 48109.6
88349 | Pelco | NSM5200-FAN | NSM5200 Replacement Mid Fan | Ea |  | 1 Year (3 Years) | $78.00 | 12% | 68.64
88350 | Pelco | NSM5300-00 | E31S, GEN 2 ENDURA NSM NETWORK STORAGE MANAGER 0TB EU UK US POWER CORD INCLUDED | Ea |  | 1 Year (3 Years) | $25383.00 | 12% | 22337.04
88351 | Pelco | NSM5300-24 | E31S, GEN 2 ENDURA NSM NETWORK STORAGE MANAGER 24TB EU UK US POWER CORD INCLUDED | Ea |  | 1 Year (3 Years) | $43393.00 | 12% | 38185.84
88352 | Pelco | NSM5300-48 | E31S, GEN 2 ENDURA NSM NETWORK STORAGE MANAGER 48TB EU UK US POWER CORD INCLUDED | Ea |  | 1 Year (3 Years) | $60137.00 | 12% | 52920.56
88353 | Pelco | NSM5300-72 | E31S, GEN 2 ENDURA NSM NETWORK STORAGE MANAGER 72TB EU UK US POWER CORD INCLUDED | Ea |  | 1 Year (3 Years) | $65990.00 | 12% | 58071.2
88354 | Pelco | OBE-01-IBA | INDOOR PENDANT BLACK FOR EVOLUTION 5MP 360 CAMERA | Ea |  | 1 Year (3 Years) | $91.00 | 12% | 80.08
88355 | Pelco | OBE-01-IWA | INDOOR PENDANT WHITE FOR EVOLUTN 5MP 360 CAMERA | Ea |  | 1 Year (3 Years) | $92.00 | 12% | 80.96
88356 | Pelco | OBE-01-OBA | OUTDOOR PENDANT BLACK FOR EVOLUTN 360 5MP CAMERA | Ea |  | 1 Year (3 Years) | $99.00 | 12% | 87.12
88357 | Pelco | OBE-01-OWA | OUTDOOR PENDANT WHITE FOR EVOLUTN 360 5MP CAMERA | Ea |  | 1 Year (3 Years) | $99.00 | 12% | 87.12
88358 | Pelco | OBE-02-OBA | OUTDOOR SUNSHIELD BLACK EVOLUTN 360 CAM PENDANT | Ea |  | 1 Year (3 Years) | $99.00 | 12% | 87.12
88359 | Pelco | OBE-02-OWA | OUTDOOR SUNSHIELD WHITE EVOLUTN 360 CAM PENDANT | Ea |  | 1 Year (3 Years) | $99.00 | 12% | 87.12
88360 | Pelco | OBE-03-OBA | OUTDOOR POLEMOUNT BLACK FR EVOLUTN 5M 360 CAMERA | Ea |  | 1 Year (3 Years) | $208.00 | 12% | 183.04
88361 | Pelco | OBE-03-OWA | OUTDOOR POLEMOUNT WHITE FR EVOLUTN 5M 360 CAMERA | Ea |  | 1 Year (3 Years) | $208.00 | 12% | 183.04
88362 | Pelco | OBE-04-OBA | OUTDOOR WALLMOUNT BLACK FR EVOLUTN 5MP 360 CAMERA | Ea |  | 1 Year (3 Years) | $208.00 | 12% | 183.04
88363 | Pelco | OBE-04-OWA | OUTDOOR WALLMOUNT WHITE FR EVOLUTN 5MP 360 CAMERA | Ea |  | 1 Year (3 Years) | $208.00 | 12% | 183.04
88364 | Pelco | OBE-05-OBA | OUTDOOR CORNERMOUNT BLACK FOR EVOLUTN 360 CAMERA | Ea |  | 1 Year (3 Years) | $215.00 | 12% | 189.2
88365 | Pelco | OBE-05-OWA | OUTDOOR CORNERMOUNT WHITE FOR EVOLUTN 360 CAMERA | Ea |  | 1 Year (3 Years) | $215.00 | 12% | 189.2
88366 | Pelco | OBE-11-IBA | EVO MINI INDOOR VANDAL COVER BLACK | Ea |  | 1 Year (3 Years) | $92.00 | 12% | 80.96
88367 | Pelco | OBE-11-IWA | Vandal Lower Dome Surface Mount For EVO Mini Indr | Ea |  | 1 Year (3 Years) | $52.00 | 12% | 45.76
88368 | Pelco | OBE-13-IBA | Adapter For Pendant Mount For EVO Mini 360 IP Cam | Ea |  | 1 Year (3 Years) | $84.00 | 12% | 73.92
88369 | Pelco | OBE-14-OBA | Outdoor Sunshield Black 12MP EVO 360 Cam Pendant | Ea |  | 1 Year (3 Years) | $109.00 | 12% | 95.92
88370 | Pelco | OBE-14-OWA | Outdoor Sunshield White 12MP EVO 360 Cam Pendant | Ea |  | 1 Year (3 Years) | $109.00 | 12% | 95.92
88371 | Pelco | OBE-16-OBA | EVO MINI ENVIRONMENTAL CONDUIT BACKBOX BLACK | Ea |  | 1 Year (3 Years) | $92.00 | 12% | 80.96
88372 | Pelco | OBE-16-OWA | EVO MINI ENVIRONMENTAL CONDUIT BACKBOX WHITE | Ea |  | 1 Year (3 Years) | $92.00 | 12% | 80.96
88373 | Pelco | OCCPLUGAGENTVI | Agent Vi Ops Center plugin | Ea |  | 1 Year (3 Years) | $1789.00 | 12% | 1574.32
88374 | Pelco | OCCPLUGARHOL | ARH ops center overlay plugin | Ea |  | 1 Year (3 Years) | $895.00 | 12% | 787.6
88375 | Pelco | OCCPLUGAXPERT | Entitles 1 Ops Center Client to run the AccessXpert OCC Plugin | Ea |  | 1 Year (3 Years) | $1.00 | 12% | 0.88
88376 | Pelco | OCCPLUGECON | eConnect Ops Ctr Plugin | Ea |  | 1 Year (3 Years) | $1789.00 | 12% | 1574.32
88377 | Pelco | OCCPLUGITRAKOV | iTrak ops center overlay plugin | Ea |  | 1 Year (3 Years) | $895.00 | 12% | 787.6
88378 | Pelco | OCCPLUGPLATEAV | Platesmart alert viewer ops center plugin | Ea |  | 1 Year (3 Years) | $895.00 | 12% | 787.6
88379 | Pelco | OCCPLUGPLATEOL | Platesmart ops center overlay plugin | Ea |  | 1 Year (3 Years) | $895.00 | 12% | 787.6
88380 | Pelco | OCCPLUGPLATEPV | Platesmart plate viewer ops center plugin | Ea |  | 1 Year (3 Years) | $895.00 | 12% | 787.6
88381 | Pelco | P1220-ESR0 | Spectra® Pro 1080P 20X Env Pendant SR Grey Smoke | Ea |  | 1 Year (3 Years) | $2237.00 | 12% | 1968.56
88382 | Pelco | P1220-ESR1 | Spectra® Pro 1080P 20X Env Pendant SR Grey Clear | Ea |  | 1 Year (3 Years) | $2237.00 | 12% | 1968.56
88383 | Pelco | P1220-FWH0 | Spectra® Pro 1080P 20X Flush White Smoke | Ea |  | 1 Year (3 Years) | $1995.00 | 12% | 1755.6
88384 | Pelco | P1220-FWH1 | Spectra® Pro 1080P 20X Flush White Clear | Ea |  | 1 Year (3 Years) | $1995.00 | 12% | 1755.6
88385 | Pelco | P1220-PWH0 | Spectra® Pro 1080P 20X Pendant White Smoke | Ea |  | 1 Year (3 Years) | $2087.00 | 12% | 1836.56
88386 | Pelco | P1220-PWH1 | Spectra® Pro 1080P 20X Pendant White Clear | Ea |  | 1 Year (3 Years) | $2087.00 | 12% | 1836.56
88387 | Pelco | P1220-YSR0 | Spectra® Pro 1080P 20X Enviro Flush SR Grey Smoke | Ea |  | 1 Year (3 Years) | $2227.00 | 12% | 1959.76
88388 | Pelco | P1220-YSR1 | Spectra® Pro 1080P 20X Enviro Flush SR Grey Clear | Ea |  | 1 Year (3 Years) | $2227.00 | 12% | 1959.76
88389 | Pelco | P2230-ESR | Spectra Pro 2M 1080p 30X IR 150m h.265 Environmental Pendant SR-Grey7047 | Ea |  | 1 Year (3 Years) | $2400.00 | 12% | 2112
88390 | Pelco | P2820-ESR | SP PRO 4K 20X IR ENV PDNT SR GRY | Ea |  | 1 Year (3 Years) | $4999.00 | 12% | 4399.12
88391 | Pelco | PA100 | Mt Pole Adapter for CM1400 & EM22 Wall Mt | Ea |  | 1 Year (3 Years) | $51.00 | 12% | 44.88
88392 | Pelco | PA101 | Mt Pole Adapter for EM1400 PM14 mm100 Mt | Ea |  | 1 Year (3 Years) | $82.00 | 12% | 72.16
88393 | Pelco | PA102 | Mt pole adapter for WM2000 Mt | Ea |  | 1 Year (3 Years) | $93.00 | 12% | 81.84
88394 | Pelco | PA2000 | Medium-Duty Pan/Tilt & Scanner Adapter | Ea |  | 1 Year (3 Years) | $23.00 | 12% | 20.24
88395 | Pelco | PA3512 | Pole Mt Adapter for EM3512 Mt | Ea |  | 1 Year (3 Years) | $78.00 | 12% | 68.64
88396 | Pelco | PA402 | Pole Adapter for LWM41 or IWM Mt | Ea |  | 1 Year (3 Years) | $97.00 | 12% | 85.36
88397 | Pelco | PAXM100 | ExSite® Pole Mt Adapter | Ea |  | 1 Year (3 Years) | $859.00 | 12% | 755.92
88398 | Pelco | PAXM200 | Pole mount adapter for ExSite Enhanced made of 316L stainless steel. | Ea |  | 1 Year (3 Years) | $945.00 | 12% | 831.6
88399 | Pelco | PD9601G/AC-EUK | HIGH POWER PoE MIDSPAN INJECTOR, 95W FOR EH20 ENCLOSURES, EUR/UK power cord | Ea |  | 1 Year (3 Years) | $300.00 | 12% | 264
88400 | Pelco | PD9601G/AC-US | HIGH POWER PoE MIDSPAN INJECTOR, 95W FOR EH20 ENCLOSURES, USA power cord | Ea |  | 1 Year (3 Years) | $300.00 | 12% | 264
88401 | Pelco | PHSUP-1ADDCAM | 1 additional channel of support for unlimited packages. | Ea |  | 1 Year (3 Years) | $8.00 | 12% | 7.04
88402 | Pelco | PHSUP-1AUTHUSR | 1 additional authorized user for unlimited packages. | Ea |  | 1 Year (3 Years) | $1500.00 | 12% | 1320
88403 | Pelco | PHSUP-1-INCID | 1 support incident escalated to our Advanced Technical Support Team. | Ea |  | 1 Year (3 Years) | $195.00 | 12% | 171.6
88404 | Pelco | PHSUP-5-INCID | 5 support incidents escalated to our Advanced Technical Support Team. | Ea |  | 1 Year (3 Years) | $780.00 | 12% | 686.4
88405 | Pelco | PHSUP-ADV | 1 Year of unlimited Advanced Support escalations triaged through the Basic Support team. Up to 5 authoized users and systems up to 1500 cameras. | Ea |  | 1 Year (3 Years) | $13500.00 | 12% | 11880
88406 | Pelco | PHSUP-ADV-PLUS | 1 Year of unlimited direct Advanced Support team access. Up to 5 authoized users and systems up to 1500 cameras. | Ea |  | 1 Year (3 Years) | $29500.00 | 12% | 25960
88407 | Pelco | PHSUP-EH-24IN | 1 Year of after-hours and weekend access to our Advanced Technical Support Team for up to 24 incidents. | Ea |  | 1 Year (3 Years) | $7500.00 | 12% | 6600
88408 | Pelco | PM2000 | Heavy-Duty Ceiling/Ped Mt up to 125lb 24 in. High | Ea |  | 1 Year (3 Years) | $209.00 | 12% | 183.92
88409 | Pelco | PM2010 | Heavy-Duty Ceiling/Ped Mt up to 125lb 10 in. High | Ea |  | 1 Year (3 Years) | $130.00 | 12% | 114.4
88410 | Pelco | PMCL2-CM | MONITOR MOUNT, CELING MOUNT AND VESA HEAD FOR LCD MONITORS | Ea |  | 1 Year (3 Years) | $240.00 | 12% | 211.2
88411 | Pelco | PMCL2-CMPL | CEILING MOUNT AND TELESCOPING POLE - 34-56" | Ea |  | 1 Year (3 Years) | $699.00 | 12% | 615.12
88412 | Pelco | PMCL2-CMPS | CEILING MOUNT AND TELESCOPING POLE - 23-31" | Ea |  | 1 Year (3 Years) | $699.00 | 12% | 615.12
88413 | Pelco | PMCL2-WM | VESA WALL MOUNT FOR LCD UP TO 50 LB | Ea |  | 1 Year (3 Years) | $102.00 | 12% | 89.76
88414 | Pelco | PMCL2-WM1A | 1 ARM WALL MOUNT - TILT/SWIVEL HEAD | Ea |  | 1 Year (3 Years) | $329.00 | 12% | 289.52
88415 | Pelco | PMCL2-WMT | WALL MOUNT WITH TILT/SWIVEL HEAD | Ea |  | 1 Year (3 Years) | $169.00 | 12% | 148.72
88416 | Pelco | PMCL622 | 21.5" LED Backlit 1080p Resolution Security Display | Ea |  | 1 Year (3 Years) | $638.00 | 12% | 561.44
88417 | Pelco | PMCL624 | 24" LED Backlit 1080p Resolution Security Display | Ea |  | 1 Year (3 Years) | $747.00 | 12% | 657.36
88418 | Pelco | PMCL632 | 32" LED Backlit 1080p Resolution Security Display | Ea |  | 1 Year (3 Years) | $1080.00 | 12% | 950.4
88419 | Pelco | PMCL643 | 43" LED Backlit 1080p Resolution Security Display | Ea |  | 1 Year (3 Years) | $2183.00 | 12% | 1921.04
88420 | Pelco | PMCL650 | 50" LED Backlit 1080p Resolution Security Display | Ea |  | 1 Year (3 Years) | $2573.00 | 12% | 2264.24
88421 | Pelco | PMCL655 | 55" LED Backlit 1080p Resolution Security Display | Ea |  | 1 Year (3 Years) | $2823.00 | 12% | 2484.24
88422 | Pelco | PMCLNBWMF | Flat wall mount for narrow Bezel LCD | Ea |  | 1 Year (3 Years) | $224.00 | 12% | 197.12
88423 | Pelco | PMCLNBWMS | Swing out arm mount for narrow Bezel LCD | Ea |  | 1 Year (3 Years) | $810.00 | 12% | 712.8
88424 | Pelco | PMCLNBWMT | Tilt wall mount for narrow Bezel LCD | Ea |  | 1 Year (3 Years) | $294.00 | 12% | 258.72
88425 | Pelco | POE16ATN-US | IEEE802.3at compliant PoE 16 channel midspan | Ea |  | 1 Year (3 Years) | $2388.00 | 12% | 2101.44
88426 | Pelco | POE1AT-US | IEEE802.3at compliant PoE 1 channel midspan 30W | Ea |  | 1 Year (3 Years) | $162.00 | 12% | 142.56
88427 | Pelco | POE1XT | IEEE802.3at single port PoE 100 meter extender | Ea |  | 1 Year (3 Years) | $381.00 | 12% | 335.28
88428 | Pelco | POE21U1AF-NC | Single Port POE Injector, No Power Cord, 19.6W max | Ea |  | 1 Year (3 Years) | $131.00 | 12% | 115.28
88429 | Pelco | POE21U1AF-US | Single Port POE Injector with US Power Cord | Ea |  | 1 Year (3 Years) | $133.00 | 12% | 117.04
88430 | Pelco | POE4ATN-US | IEEE802.3at compliant PoE 4 channel midspan | Ea |  | 1 Year (3 Years) | $762.00 | 12% | 670.56
88431 | Pelco | POE4RMA | Rack mount adapter for POE4ATN 4 channel midspan | Ea |  | 1 Year (3 Years) | $123.00 | 12% | 108.24
88432 | Pelco | POE75U-1UP-US | 75W HPOE Single Port Injector US Pwr Cord Included | Ea |  | 1 Year (3 Years) | $212.00 | 12% | 186.56
88433 | Pelco | POE8ATN-US | IEEE802.3at compliant PoE 8 channel midspan | Ea |  | 1 Year (3 Years) | $1874.00 | 12% | 1649.12
88434 | Pelco | POE90U1BT | HPOE 802.3BT SNGL PORT INJ NO CORD | Ea |  | 1 Year (3 Years) | $315.00 | 12% | 277.2
88435 | Pelco | POE90U1BT-EUK | HPOE 802.3BT SNGL PORT INJ EU & UK | Ea |  | 1 Year (3 Years) | $315.00 | 12% | 277.2
88436 | Pelco | POE90U1BT-US | HPOE 802.3BT SNGL PORT INJ US | Ea |  | 1 Year (3 Years) | $315.00 | 12% | 277.2
88437 | Pelco | PP350 | Parapet Wall Mt for Spectra®/DF5 Outdoor Pend | Ea |  | 1 Year (3 Years) | $546.00 | 12% | 480.48
88438 | Pelco | PP351 | Rooftooop Parapet Mt for Spectra®/DF5 Outdoor Pend | Ea |  | 1 Year (3 Years) | $649.00 | 12% | 571.12
88439 | Pelco | PP450 | Parapet Mt Adapter for Intercept or Spectra®/DF5 | Ea |  | 1 Year (3 Years) | $604.00 | 12% | 531.52
88440 | Pelco | PP451 | Rooftop Parapet Mt Adapter -Intercept Spectra®/DF5 | Ea |  | 1 Year (3 Years) | $700.00 | 12% | 616
88441 | Pelco | PROSRV-VXP-1CH | Remote config of 1CH VideoXpert Professional | Ea |  | 1 Year (3 Years) | $35.00 | 12% | 30.8
88442 | Pelco | PV140 | Converter RS-232/RS-422 | Ea |  | 1 Year (3 Years) | $279.00 | 12% | 245.52
88443 | Pelco | PWRCRD-R-US | Power Cord Round for United States | Ea |  | 1 Year (3 Years) | $32.00 | 12% | 28.16
88444 | Pelco | PWRCRD-S-US | Power Cord Standard for United States | Ea |  | 1 Year (3 Years) | $32.00 | 12% | 28.16
88445 | Pelco | PXM100 | ExSite® SS Ped Mt, IPS And XM Products | Ea |  | 1 Year (3 Years) | $178.00 | 12% | 156.64
88446 | Pelco | PXM200 | Pedestal mount for ExSite Enhanced made of 316L stainless steel. | Ea |  | 1 Year (3 Years) | $186.00 | 12% | 163.68
88447 | Pelco | RACK1B | 1 Slot Blank Filler Plate | Ea |  | 1 Year (3 Years) | $36.00 | 12% | 31.68
88448 | Pelco | RC-LED | Remote Control for Pelco LED Illuminators | Ea |  | 1 Year (3 Years) | $70.00 | 12% | 61.6
88449 | Pelco | RK-UDI5000 | Rack Mount for UDI5200 | Ea |  | 1 Year (3 Years) | $429.00 | 12% | 377.52
88450 | Pelco | S6220-EGL0 | SPECTRA ENH 1080P LOW LIGHT 20X ENV PEND GRAY SMK | Ea |  | 1 Year (3 Years) | $4269.00 | 12% | 3756.72
88451 | Pelco | S6220-EGL0US | SPECTRA ENHANCED 1080P 20X LOW LIGHT ENVIRONMENTAL PENDANT GRAY BACKBOX AND SMOKED LOWER DOME BUBBLE COO USA | Ea |  | 1 Year (3 Years) | $4695.00 | 12% | 4131.6
88452 | Pelco | S6220-EGL1 | SPECTRA ENH 1080P LOW LIGHT 20X ENV PEND GRAY CLR | Ea |  | 1 Year (3 Years) | $4269.00 | 12% | 3756.72
88453 | Pelco | S6220-EGL1US | SPECTRA ENHANCED 1080P 20X LOW LIGHT ENVIRONMENTAL PENDANT GRAY BACKBOX AND CLEAR LOWER DOME BUBBLE COO USA | Ea |  | 1 Year (3 Years) | $4695.00 | 12% | 4131.6
88454 | Pelco | S6220-ESG1 | Spectra® Enhanced 1080P 20X SS Env Pnd Gray Clear | Ea |  | 1 Year (3 Years) | $4770.00 | 12% | 4197.6
88455 | Pelco | S6220-ESGL0US | SPECTRA ENHANCED 1080P 20X LOW LIGHT ENVIRONMENTAL PENDANT STAINLESS STEEL BACKBOX AND SMOKED LOWER DOME BUBBLE COO USA | Ea |  | 1 Year (3 Years) | $5630.00 | 12% | 4954.4
88456 | Pelco | S6220-ESGL1US | SPECTRA ENHANCED 1080P 20X LOW LIGHT ENVIRONMENTAL PENDANT STAINLESS STEEL BACKBOX AND CLEAR LOWER DOME BUBBLE COO USA | Ea |  | 1 Year (3 Years) | $5630.00 | 12% | 4954.4
88457 | Pelco | S6220-FWL0US | SPECTRA ENHANCED 1080P 20X LOW LIGHT INDOOR INCEILING WHITE BACKBOX AND SMOKED LOWER DOME BUBBLE COO USA | Ea |  | 1 Year (3 Years) | $4126.00 | 12% | 3630.88
88458 | Pelco | S6220-FWL1 | SPECTRA ENHANCED 1080P 20X LOWLIGHT INDOOR INCEILING WHITE BACKBOX AND CLEAR LOWER DOME BUBBLE | Ea |  | 1 Year (3 Years) | $3750.00 | 12% | 3300
88459 | Pelco | S6220-FWL1US | SPECTRA ENHANCED 1080P 20X LOW LIGHT INDOOR INCEILING WHITE BACKBOX AND CLEAR LOWER DOME BUBBLE COO USA | Ea |  | 1 Year (3 Years) | $4126.00 | 12% | 3630.88
88460 | Pelco | S6220-PBL0 | SPECTRA ENHANCED 1080P 20X LOWLIGHT INDOOR PENDANT BLACK BACKBOX AND SMOKED LOWER DOME BUBBLE | Ea |  | 1 Year (3 Years) | $3886.00 | 12% | 3419.68
88461 | Pelco | S6220-PBL0US | SPECTRA ENHANCED 1080P 20X LOW LIGHT INDOOR PENDANT BLACK BACKBOX AND SMOKED LOWER DOME BUBBLE COO USA | Ea |  | 1 Year (3 Years) | $4357.00 | 12% | 3834.16
88462 | Pelco | S6220-PBL1US | SPECTRA ENHANCED 1080P 20X LOW LIGHT INDOOR PENDANT BLACK BACKBOX AND CLEAR LOWER DOME BUBBLE COO USA | Ea |  | 1 Year (3 Years) | $4357.00 | 12% | 3834.16
88463 | Pelco | S6220-PGL0US | SPECTRA ENHANCED 1080P 20X LOW LIGHT INDOOR PENDANT GRAY BACKBOX AND SMOKED LOWER DOME BUBBLE COO USA | Ea |  | 1 Year (3 Years) | $4357.00 | 12% | 3834.16
88464 | Pelco | S6220-PGL1US | SPECTRA ENHANCED 1080P 20X LOW LIGHT INDOOR PENDANT GRAY BACKBOX AND CLEAR LOWER DOME BUBBLE COO USA | Ea |  | 1 Year (3 Years) | $4357.00 | 12% | 3834.16
88465 | Pelco | S6220-YBL0US | SPECTRA ENHANCED 1080P 20X LOW LIGHT ENVIRONMENTAL INCEILING BLACK BACKBOX AND SMOKED LOWER DOME BUBBLE COO USA | Ea |  | 1 Year (3 Years) | $4562.00 | 12% | 4014.56
88466 | Pelco | S6220-YBL1US | SPECTRA ENHANCED 1080P 20X LOW LIGHT ENVIRONMENTAL INCEILING BLACK BACKBOX AND CLEAR LOWER DOME BUBBLE COO USA | Ea |  | 1 Year (3 Years) | $4562.00 | 12% | 4014.56
88467 | Pelco | S6230-EG0US | SPECTRA ENHANCED 1080P 30X ENVIRONMENTAL PENDANT GRAY BACKBOX AND SMOKED LOWER DOME BUBBLE COO USA | Ea |  | 1 Year (3 Years) | $5028.00 | 12% | 4424.64
88468 | Pelco | S6230-EGL0 | SPECTRA ENH 1080P LOW LIGHT 30X ENV PND GRY SMK | Ea |  | 1 Year (3 Years) | $4909.00 | 12% | 4319.92
88469 | Pelco | S6230-EGL0US | SPECTRA ENHANCED 1080P 30X LOW LIGHT ENVIRONMENTAL PENDANT GRAY BACKBOX AND SMOKED LOWER DOME BUBBLE COO USA | Ea |  | 1 Year (3 Years) | $5400.00 | 12% | 4752
88470 | Pelco | S6230-EGL1 | SPECTRA ENH 1080P LOW LIGHT 30X ENV PND GRY CLR | Ea |  | 1 Year (3 Years) | $4909.00 | 12% | 4319.92
88471 | Pelco | S6230-EGL1US | SPECTRA ENHANCED 1080P 30X LOW LIGHT ENVIRONMENTAL PENDANT GRAY BACKBOX AND CLEAR LOWER DOME BUBBLE COO USA | Ea |  | 1 Year (3 Years) | $5400.00 | 12% | 4752
88472 | Pelco | S6230-ESGL0 | SPECTRA ENH 1080P LOW LIGHT 30X SS ENV PND GRY SMK | Ea |  | 1 Year (3 Years) | $5790.00 | 12% | 5095.2
88473 | Pelco | S6230-ESGL0US | SPECTRA ENHANCED 1080P 30X LOW LIGHT ENVIRONMENTAL PENDANT STAINLESS STEEL BACKBOX AND SMOKED LOWER DOME BUBBLE COO USA | Ea |  | 1 Year (3 Years) | $6369.00 | 12% | 5604.72
88474 | Pelco | S6230-ESGL1 | SPECTRA ENHANCED 1080P LOW LIGHT 30X DOME DRIVE | Ea |  | 1 Year (3 Years) | $5790.00 | 12% | 5095.2
88475 | Pelco | S6230-ESGL1US | SPECTRA ENHANCED 1080P 30X LOW LIGHT ENVIRONMENTAL PENDANT STAINLESS STEEL BACKBOX AND CLEAR LOWER DOME BUBBLE COO USA | Ea |  | 1 Year (3 Years) | $6369.00 | 12% | 5604.72
88476 | Pelco | S6230-FWL0 | SPECTRA ENHANCED 1080P 30X LOWLIGHT INDOOR INCEILING WHITE BACKBOX AND SMOKED LOWER DOME BUBBLE | Ea |  | 1 Year (3 Years) | $4368.00 | 12% | 3843.84
88477 | Pelco | S6230-FWL0US | SPECTRA ENHANCED 1080P 30X LOW LIGHT INDOOR INCEILING WHITE BACKBOX AND SMOKED LOWER DOME BUBBLE COO USA | Ea |  | 1 Year (3 Years) | $4758.00 | 12% | 4187.04
88478 | Pelco | S6230-FWL1 | SPECTRA ENHANCED 1080P 30X LOWLIGHT INDOOR INCEILING WHITE BACKBOX AND CLEAR LOWER DOME BUBBLE | Ea |  | 1 Year (3 Years) | $4368.00 | 12% | 3843.84
88479 | Pelco | S6230-FWL1US | SPECTRA ENHANCED 1080P 30X LOW LIGHT INDOOR INCEILING WHITE BACKBOX AND CLEAR LOWER DOME BUBBLE COO USA | Ea |  | 1 Year (3 Years) | $4758.00 | 12% | 4187.04
88480 | Pelco | S6230-PBL0 | SPECTRA ENHANCED 1080P 30X LOWLIGHT INDOOR PENDANT BLACK BACKBOX AND SMOKED LOWER DOME BUBBLE | Ea |  | 1 Year (3 Years) | $4518.00 | 12% | 3975.84
88481 | Pelco | S6230-PBL0US | SPECTRA ENHANCED 1080P 30X LOW LIGHT INDOOR PENDANT BLACK BACKBOX AND SMOKED LOWER DOME BUBBLE COO USA | Ea |  | 1 Year (3 Years) | $4970.00 | 12% | 4373.6
88482 | Pelco | S6230-PBL1 | SPECTRA ENHANCED 1080P 30X LOWLIGHT INDOOR PENDANT BLACK BACKBOX AND CLEAR LOWER DOME BUBBLE | Ea |  | 1 Year (3 Years) | $4518.00 | 12% | 3975.84
88483 | Pelco | S6230-PBL1US | SPECTRA ENHANCED 1080P 30X LOW LIGHT INDOOR PENDANT BLACK BACKBOX AND CLEAR LOWER DOME BUBBLE COO USA | Ea |  | 1 Year (3 Years) | $4970.00 | 12% | 4373.6
88484 | Pelco | S6230-PG0US | SPECTRA ENHANCED 1080P 30X INDOOR PENDANT GRAY BACKBOX AND SMOKED LOWER DOME BUBBLE COO USA | Ea |  | 1 Year (3 Years) | $4575.00 | 12% | 4026
88485 | Pelco | S6230-PGL0 | SPECTRA ENHANCED 1080P 30X LOWLIGHT INDOOR PENDANT GRAY BACKBOX AND SMOKED LOWER DOME BUBBLE | Ea |  | 1 Year (3 Years) | $4518.00 | 12% | 3975.84
88486 | Pelco | S6230-PGL0US | SPECTRA ENHANCED 1080P 30X LOW LIGHT INDOOR PENDANT GRAY BACKBOX AND SMOKED LOWER DOME BUBBLE COO USA | Ea |  | 1 Year (3 Years) | $4970.00 | 12% | 4373.6
88487 | Pelco | S6230-PGL1 | SPECTRA ENHANCED 1080P 30X LOWLIGHT INDOOR PENDANT GRAY BACKBOX AND CLEAR LOWER DOME BUBBLE | Ea |  | 1 Year (3 Years) | $4518.00 | 12% | 3975.84
88488 | Pelco | S6230-PGL1US | SPECTRA ENHANCED 1080P 30X LOW LIGHT INDOOR PENDANT GRAY BACKBOX AND CLEAR LOWER DOME BUBBLE COO USA | Ea |  | 1 Year (3 Years) | $4970.00 | 12% | 4373.6
88489 | Pelco | S6230-YBL0 | SPECTRA ENHANCED 1080P 30X LOWLIGHT ENVIRONMENTAL INCEILING BLACK BACKBOX AND SMOKED LOWER DOME BUBBLE | Ea |  | 1 Year (3 Years) | $4788.00 | 12% | 4213.44
88490 | Pelco | S6230-YBL0US | SPECTRA ENHANCED 1080P 30X LOW LIGHT ENVIRONMENTAL INCEILING BLACK BACKBOX AND SMOKED LOWER DOME BUBBLE COO USA | Ea |  | 1 Year (3 Years) | $5267.00 | 12% | 4634.96
88491 | Pelco | S6230-YBL1 | SPECTRA ENHANCED 1080P 30X LOWLIGHT ENVIRONMENTAL INCEILING BLACK BACKBOX AND CLEAR LOWER DOME BUBBLE | Ea |  | 1 Year (3 Years) | $4788.00 | 12% | 4213.44
88492 | Pelco | S6230-YBL1US | SPECTRA ENHANCED 1080P 30X LOW LIGHT ENVIRONMENTAL INCEILING BLACK BACKBOX AND CLEAR LOWER DOME BUBBLE COO USA | Ea |  | 1 Year (3 Years) | $5267.00 | 12% | 4634.96
88493 | Pelco | S-B6-PG-E-P | SMR PAINT SP ENH 1080 BACKBOX ENV PNDT GRAY | Ea |  | 1 Year (3 Years) | $1260.00 | 12% | 1108.8
88494 | Pelco | S-B6-PSG-E-S | SMR BRUSHED SST ENH BB 1-2MLNM1 | Ea |  | 1 Year (3 Years) | $1060.00 | 12% | 932.8
88495 | Pelco | S-BB4-PG-E-P | SMR SPECIAL PAINT BB4-PG-E | Ea |  | 1 Year (3 Years) | $760.00 | 12% | 668.8
88496 | Pelco | SCA1 | Ceiling Mt reinforcement rails for BB5-F | Ea |  | 1 Year (3 Years) | $134.00 | 12% | 117.92
88497 | Pelco | SCM100 | Corner Adapter Support Strut Use with ST1 | Ea |  | 1 Year (3 Years) | $78.00 | 12% | 68.64
88498 | Pelco | S-CM400-P | SMR MNT CRNR FOR LWM41/IWM/IDM4018 | Ea |  | 1 Year (3 Years) | $83.00 | 12% | 73.04
88499 | Pelco | SD423-F0 | Spectra® IV SL 23X Flush White Smoke NTSC | Ea |  | 1 Year (3 Years) | $2752.00 | 12% | 2421.76
88500 | Pelco | SD423-F-E0 | Spectra® IV SL 23X Flush Environ Black Smoke NTSC | Ea |  | 1 Year (3 Years) | $2190.00 | 12% | 1927.2
88501 | Pelco | SD423-F-E1 | Spectra® IV SL 23X Flush Environ Black Clear NTSC | Ea |  | 1 Year (3 Years) | $2190.00 | 12% | 1927.2
88502 | Pelco | SD423-PB-0 | Spectra® IV SL 23X Pendant Black Smoke NTSC | Ea |  | 1 Year (3 Years) | $2340.00 | 12% | 2059.2
88503 | Pelco | SD423-PB-1 | Spectra® IV SL 23X Pendant Black Clear NTSC | Ea |  | 1 Year (3 Years) | $2340.00 | 12% | 2059.2
88504 | Pelco | SD423-PG-0 | Spectra® IV SL 23X Pendant Grey Smoke NTSC | Ea |  | 1 Year (3 Years) | $2831.00 | 12% | 2491.28
88505 | Pelco | SD423-PG-1 | Spectra® IV SL 23X Pendant Grey Clear NTSC | Ea |  | 1 Year (3 Years) | $2831.00 | 12% | 2491.28
88506 | Pelco | SD423-PG-E0 | Spectra® IV SL 23X Environ Pendant Grey Smoke NTSC | Ea |  | 1 Year (3 Years) | $2915.00 | 12% | 2565.2
88507 | Pelco | SD423-PG-E1 | Spectra® IV SL 23X Environ Pendant Grey Clear NTSC | Ea |  | 1 Year (3 Years) | $2915.00 | 12% | 2565.2
88508 | Pelco | SD423-SMW-0 | Spectra® IV SL 23X Surface Mount White Smoke NTSC | Ea |  | 1 Year (3 Years) | $2059.00 | 12% | 1811.92
88509 | Pelco | SD423-SMW-1 | Spectra® IV SL 23X Surface Mount White Clear NTSC | Ea |  | 1 Year (3 Years) | $2059.00 | 12% | 1811.92
88510 | Pelco | SD429-F0 | Spectra® IV SE 29X Flush White Smoke NTSC | Ea |  | 1 Year (3 Years) | $4164.00 | 12% | 3664.32
88511 | Pelco | SD429-F-E0 | Spectra® IV SE 29X Flush Environ Black Smoke NTSC | Ea |  | 1 Year (3 Years) | $3412.00 | 12% | 3002.56
88512 | Pelco | SD429-F-E1 | Spectra® IV SE 29X Flush Environ Black Clear NTSC | Ea |  | 1 Year (3 Years) | $3412.00 | 12% | 3002.56
88513 | Pelco | SD429-PB-0 | Spectra® IV SE 29X Pendant Black Smoke NTSC | Ea |  | 1 Year (3 Years) | $3640.00 | 12% | 3203.2
88514 | Pelco | SD429-PB-1 | Spectra® IV SE 29X Pendant Black Clear NTSC | Ea |  | 1 Year (3 Years) | $3640.00 | 12% | 3203.2
88515 | Pelco | SD429-PG-0 | Spectra® IV SE 29X Pendant Grey Smoke NTSC | Ea |  | 1 Year (3 Years) | $4404.00 | 12% | 3875.52
88516 | Pelco | SD429-PG-1 | Spectra® IV SE 29X Pendant Grey Clear NTSC | Ea |  | 1 Year (3 Years) | $4404.00 | 12% | 3875.52
88517 | Pelco | SD429-PG-E0 | Spectra® IV SE 29X Environ Pendant Grey Smoke NTSC | Ea |  | 1 Year (3 Years) | $4542.00 | 12% | 3996.96
88518 | Pelco | SD429-PG-E1 | Spectra® IV SE 29X Environ Pendant Grey Clear NTSC | Ea |  | 1 Year (3 Years) | $4542.00 | 12% | 3996.96
88519 | Pelco | SD429-PRE0 | Spectra® IV SE 29X Pressurized Grey SmokeD NTSC | Ea |  | 1 Year (3 Years) | $6460.00 | 12% | 5684.8
88520 | Pelco | SD429-PRE1 | Spectra® IV SE 29X Pressurized Grey Clear NTSC | Ea |  | 1 Year (3 Years) | $6460.00 | 12% | 5684.8
88521 | Pelco | SD429-PSGE1 | SP IV SE 29X Stainless Steel Env Pendant Clr NTSC | Ea |  | 1 Year (3 Years) | $6097.00 | 12% | 5365.36
88522 | Pelco | SD429-SMW-0 | Spectra® IV SE 29X Surface Mount White Smoke NTSC | Ea |  | 1 Year (3 Years) | $3268.00 | 12% | 2875.84
88523 | Pelco | SD429-SMW-1 | Spectra® IV SE 29X Surface Mount White Clear NTSC | Ea |  | 1 Year (3 Years) | $3268.00 | 12% | 2875.84
88524 | Pelco | SD436-F0 | Spectra® IV SE 36X Flush White Smoke NTSC | Ea |  | 1 Year (3 Years) | $5198.00 | 12% | 4574.24
88525 | Pelco | SD436-F-E0 | Spectra® IV SE 36X Flush Environ Black Smoke NTSC | Ea |  | 1 Year (3 Years) | $4189.00 | 12% | 3686.32
88526 | Pelco | SD436-F-E1 | Spectra® IV SE 36X Flush Environ Black Clear NTSC | Ea |  | 1 Year (3 Years) | $4189.00 | 12% | 3686.32
88527 | Pelco | SD436-PB-0 | Spectra® IV SE 36X Pendant Black Smoke NTSC | Ea |  | 1 Year (3 Years) | $4492.00 | 12% | 3952.96
88528 | Pelco | SD436-PB-1 | Spectra® IV SE 36X Pendant Black Clear NTSC | Ea |  | 1 Year (3 Years) | $4492.00 | 12% | 3952.96
88529 | Pelco | SD436-PG-0 | Spectra® IV SE 36X Pendant Grey Smoke NTSC | Ea |  | 1 Year (3 Years) | $5238.00 | 12% | 4609.44
88530 | Pelco | SD436-PG-1 | Spectra® IV SE 36X Pendant Grey Clear NTSC | Ea |  | 1 Year (3 Years) | $5238.00 | 12% | 4609.44
88531 | Pelco | SD436-PG-E0 | Spectra® IV SE 36X Environ Pendant Grey Smoke NTSC | Ea |  | 1 Year (3 Years) | $5576.00 | 12% | 4906.88
88532 | Pelco | SD436-PG-E1 | Spectra® IV SE 36X Environ Pendant Grey Clear NTSC | Ea |  | 1 Year (3 Years) | $5576.00 | 12% | 4906.88
88533 | Pelco | SD436-PRE0 | Spectra® IV SE 36X Pressurized Grey SmokeD NTSC | Ea |  | 1 Year (3 Years) | $7262.00 | 12% | 6390.56
88534 | Pelco | SD436-PRE1 | Spectra® IV SE 36X Pressurized Grey Clear NTSC | Ea |  | 1 Year (3 Years) | $7262.00 | 12% | 6390.56
88535 | Pelco | SD436-PSGE1 | SP IV SE 36X Stainless Steel Env Pendant Clr NTSC | Ea |  | 1 Year (3 Years) | $6989.00 | 12% | 6150.32
88536 | Pelco | SD436-SMW-0 | Spectra® IV SE 36X Surface Mount White Smoke NTSC | Ea |  | 1 Year (3 Years) | $3941.00 | 12% | 3468.08
88537 | Pelco | SD436-SMW-1 | Spectra® IV SE 36X Surface Mount White Clear NTSC | Ea |  | 1 Year (3 Years) | $3941.00 | 12% | 3468.08
88538 | Pelco | SD4-B0 | Spectra® Mini Smoked Dome Black NTSC | Ea |  | 1 Year (3 Years) | $1508.00 | 12% | 1327.04
88539 | Pelco | SD4-B1 | Spectra® Mini Clear Dome Black NTSC | Ea |  | 1 Year (3 Years) | $1508.00 | 12% | 1327.04
88540 | Pelco | SD4E23-F0 | SP IV IP H.264 SL 23X Flush White Smoke NTSC | Ea |  | 1 Year (3 Years) | $2173.00 | 12% | 1912.24
88541 | Pelco | SD4E23-PG-E0 | SP IV IP H.264 SL 23X ENV Pendant Grey Smoke NTSC | Ea |  | 1 Year (3 Years) | $2322.00 | 12% | 2043.36
88542 | Pelco | SD4E23-PG-E1 | SP IV IP H.264 SL 23X ENV Pendant Grey Clear NTSC | Ea |  | 1 Year (3 Years) | $2322.00 | 12% | 2043.36
88543 | Pelco | SD4E29-F0 | SP IV IP H.264 SE 29X Flush White Smoke NTSC | Ea |  | 1 Year (3 Years) | $3367.00 | 12% | 2962.96
88544 | Pelco | SD4E29-PG-E0 | SP IV IP H.264 SE 29X ENV Pendant Grey Smoke NTSC | Ea |  | 1 Year (3 Years) | $3615.00 | 12% | 3181.2
88545 | Pelco | SD4E29-PG-E1 | SP IV IP H.264 SE 29X ENV Pendant Grey Clear NTSC | Ea |  | 1 Year (3 Years) | $3615.00 | 12% | 3181.2
88546 | Pelco | SD4E36-F0 | SP IV IP H.264 SE 36X Flush White Smoke NTSC | Ea |  | 1 Year (3 Years) | $4044.00 | 12% | 3558.72
88547 | Pelco | SD4E36-PG-E0 | SP IV IP H.264 SE 36X ENV Pendant Grey Smoke NTSC | Ea |  | 1 Year (3 Years) | $4293.00 | 12% | 3777.84
88548 | Pelco | SD4E36-PG-E1 | SP IV IP H.264 SE 36X ENV Pendant Grey Clear NTSC | Ea |  | 1 Year (3 Years) | $4293.00 | 12% | 3777.84
88549 | Pelco | SD4-W1 | Spectra® Mini Clear Dome White NTSC | Ea |  | 1 Year (3 Years) | $1508.00 | 12% | 1327.04
88550 | Pelco | SD5-B0 | Spectra® Mini Smoked Black Dome NTSC | Ea |  | 1 Year (3 Years) | $1810.00 | 12% | 1592.8
88551 | Pelco | SD5-B0-X | Spectra® Mini Smoked Black Dome PAL | Ea |  | 1 Year (3 Years) | $1810.00 | 12% | 1592.8
88552 | Pelco | SD5-B1 | Spectra® Mini Clear Black Dome NTSC | Ea |  | 1 Year (3 Years) | $1810.00 | 12% | 1592.8
88553 | Pelco | SD5-B1-X | Spectra® Mini Clear Black Dome PAL | Ea |  | 1 Year (3 Years) | $1810.00 | 12% | 1592.8
88554 | Pelco | SD5-P | 2X2-foot Ceiling Panel for Spectra® or DF5 | Ea |  | 1 Year (3 Years) | $100.00 | 12% | 88
88555 | Pelco | SD5-W0 | Spectra® Mini Smoked White Dome NTSC | Ea |  | 1 Year (3 Years) | $1810.00 | 12% | 1592.8
88556 | Pelco | SD5-W0-X | Spectra® Mini Smoked White Dome PAL | Ea |  | 1 Year (3 Years) | $1810.00 | 12% | 1592.8
88557 | Pelco | SD5-W1 | Spectra® Mini Clear White Dome NTSC | Ea |  | 1 Year (3 Years) | $1810.00 | 12% | 1592.8
88558 | Pelco | SD5-W1-X | Spectra® Mini Clear White Dome PAL | Ea |  | 1 Year (3 Years) | $1810.00 | 12% | 1592.8
88559 | Pelco | S-EC20-P | SMR PAINT EC20 | Ea |  | 1 Year (3 Years) | $291.00 | 12% | 256.08
88560 | Pelco | S-EEP2-P | SMR EPP2 SPECIAL PAINT | Ea |  | 1 Year (3 Years) | $120.00 | 12% | 105.6
88561 | Pelco | S-EH20-2-H-P | SMR PAINT EH20-2-H | Ea |  | 1 Year (3 Years) | $605.00 | 12% | 532.4
88562 | Pelco | S-EH20-3-H-P | SMR PAINT EH20-3-H | Ea |  | 1 Year (3 Years) | $695.00 | 12% | 611.6
88563 | Pelco | S-EH20-P | SMR PAINT EH20 | Ea |  | 1 Year (3 Years) | $500.00 | 12% | 440
88564 | Pelco | S-EH20-P-H-P | SMR PAINT EH20-P-H | Ea |  | 1 Year (3 Years) | $780.00 | 12% | 686.4
88565 | Pelco | S-EM2000-P | SMR PAINT EM2000 | Ea |  | 1 Year (3 Years) | $253.00 | 12% | 222.64
88566 | Pelco | S-EM20JB-P | SMR PAINT EM20JB | Ea |  | 1 Year (3 Years) | $237.00 | 12% | 208.56
88567 | Pelco | S-EM20-P | SMR PAINT EM20 | Ea |  | 1 Year (3 Years) | $201.00 | 12% | 176.88
88568 | Pelco | S-EP20-P | SMR PAINT EP20 | Ea |  | 1 Year (3 Years) | $255.00 | 12% | 224.4
88569 | Pelco | S-EP21-P | SMR PAINT EP21 | Ea |  | 1 Year (3 Years) | $184.00 | 12% | 161.92
88570 | Pelco | S-EPP2-P | SMR EPP2 PAINT | Ea |  | 1 Year (3 Years) | $120.00 | 12% | 105.6
88571 | Pelco | S-ES623015-R2-P | SMR ES6230-15-R2 SPECIAL PAINT | Ea |  | 1 Year (3 Years) | $9074.00 | 12% | 7985.12
88572 | Pelco | S-EVO-05NCD-I | SMR IP CONFIG EVO-05NCD 1-26H1AP | Ea |  | 1 Year (3 Years) | $1225.00 | 12% | 1078
88573 | Pelco | S-EVO-05NJD-P | SMR PAINT EVO-05NJD | Ea |  | 1 Year (3 Years) | $1751.00 | 12% | 1540.88
88574 | Pelco | S-EVO-12NJD-P | SMR EVO-12NJD SPECIAL PAINT | Ea |  | 1 Year (3 Years) | $1860.00 | 12% | 1636.8
88575 | Pelco | S-IBE222-1I-P | SMR PAINT SRX ENH+ IND BULLET 2MP | Ea |  | 1 Year (3 Years) | $1363.00 | 12% | 1199.44
88576 | Pelco | S-IBE222-1R-P | SMR PAINT SRX ENH+ ENV BULLET POE1224V 2MP | Ea |  | 1 Year (3 Years) | $1500.00 | 12% | 1320
88577 | Pelco | S-IBE229-1I-P | SMR PAINT SRX ENH+ IND BULLET 2MP | Ea |  | 1 Year (3 Years) | $1231.00 | 12% | 1083.28
88578 | Pelco | S-IBE229-1R-P | SMR PAINT IBE229-1R | Ea |  | 1 Year (3 Years) | $1363.00 | 12% | 1199.44
88579 | Pelco | S-IBE322-1I-P | SMR PAINT SRX ENH+ IND BULLET 3MP | Ea |  | 1 Year (3 Years) | $1514.00 | 12% | 1332.32
88580 | Pelco | S-IBE329-1I-P | SMR PAINT SRX ENH+ IND BULLET 3MP | Ea |  | 1 Year (3 Years) | $1390.00 | 12% | 1223.2
88581 | Pelco | S-IBE329-1R-P | SMR PAINT IBE329-1R | Ea |  | 1 Year (3 Years) | $1514.00 | 12% | 1332.32
88582 | Pelco | S-IBEPLMT-E-P | SMR PAINT IBEPLMT-E | Ea |  | 1 Year (3 Years) | $194.00 | 12% | 170.72
88583 | Pelco | S-IBEWLMT-E-P | SMR PAINT SRX ENH+ ENV BULLET WALL MOUNT | Ea |  | 1 Year (3 Years) | $138.00 | 12% | 121.44
88584 | Pelco | S-IBEWLMT-I-P | SMR PAINT SRX ENH+ IND BUL WALL MNT | Ea |  | 1 Year (3 Years) | $227.00 | 12% | 199.76
88585 | Pelco | S-IBP221-1R-P | SMR PAINT SRX PRO2 ENV BULLET POE24V12V 2MP | Ea |  | 1 Year (3 Years) | $8723.00 | 12% | 7676.24
88586 | Pelco | S-IBP2BBAP-ES-P | SMR PAINT SRX PRO2 ENV BULLET SURFACE MOUNT | Ea |  | 1 Year (3 Years) | $704.00 | 12% | 619.52
88587 | Pelco | S-IBP2-PLMT-P | SMR PAINT SRX PRO2 BULLET POLE BRACKET | Ea |  | 1 Year (3 Years) | $935.00 | 12% | 822.8
88588 | Pelco | S-IBP322-1I-I | SMR IP CONFIG IBP322-1I 1-26H1AP | Ea |  | 1 Year (3 Years) | $916.00 | 12% | 806.08
88589 | Pelco | S-IBP521-1R-P | SMR PAINT IBP521-1R | Ea |  | 1 Year (3 Years) | $11154.00 | 12% | 9815.52
88590 | Pelco | S-IJP221-1IS-P | SMR SRX PRO2 IND DO POE 2MP | Ea |  | 1 Year (3 Years) | $926.00 | 12% | 814.88
88591 | Pelco | S-IME129-1ES-M | SMR SRX ENH+ ENV DOME 1.3MP | Ea |  | 1 Year (3 Years) | $1172.00 | 12% | 1031.36
88592 | Pelco | S-IME129-1IS-P | SMR PAINT SRX ENH+ IND DOME 1.3MP | Ea |  | 1 Year (3 Years) | $1092.00 | 12% | 960.96
88593 | Pelco | S-IME222-1IS-P | SMR PAINT SRX ENH+ IND DOME 2MP | Ea |  | 1 Year (3 Years) | $1348.00 | 12% | 1186.24
88594 | Pelco | S-IME229-1ES-P | SMR SRX ENH+ ENV MINI DOME 2M | Ea |  | 1 Year (3 Years) | $1272.00 | 12% | 1119.36
88595 | Pelco | S-IME229-1IS-P | SMR PAINT SRX ENH+ IND DOME 2MP | Ea |  | 1 Year (3 Years) | $1204.00 | 12% | 1059.52
88596 | Pelco | S-IME229-1RS-M | SMR SRX ENH2 ENV+IR POE24V 2-003551 | Ea |  | 1 Year (3 Years) | $1415.00 | 12% | 1245.2
88597 | Pelco | S-IME229-1RS-P | SMR SRX ENH+ ENV MINI DOME 2M | Ea |  | 1 Year (3 Years) | $1750.00 | 12% | 1540
88598 | Pelco | S-IME322-1ES-P | SMR PAINT IME322-1ES | Ea |  | 1 Year (3 Years) | $1544.00 | 12% | 1358.72
88599 | Pelco | S-IME322-1IS-P | 0 | Ea |  | 1 Year (3 Years) | $1466.00 | 12% | 1290.08
88600 | Pelco | S-IME322-1RS-P | SMR PAINT IME322-1RS | Ea |  | 1 Year (3 Years) | $1674.00 | 12% | 1473.12
88601 | Pelco | S-IME329-1ES-I | SMR IP CONFIG IME329-1ES 1-26H1AP | Ea |  | 1 Year (3 Years) | $1213.00 | 12% | 1067.44
88602 | Pelco | S-IME329-1ES-P | SMR PAINT IME329-1ES | Ea |  | 1 Year (3 Years) | $1415.00 | 12% | 1245.2
88603 | Pelco | S-IME329-1IS-P | SMR PAINT SRX ENH+ IND DOME 3MP | Ea |  | 1 Year (3 Years) | $1547.00 | 12% | 1361.36
88604 | Pelco | S-IME329-1RS-I | SMR IP CONFIG IME329-1RS 1-26H1AP | Ea |  | 1 Year (3 Years) | $1318.00 | 12% | 1159.84
88605 | Pelco | S-IME329-1RS-P | SMR PAINT ME329-1RS | Ea |  | 1 Year (3 Years) | $1544.00 | 12% | 1358.72
88606 | Pelco | S-IMEICM-I-P | 0 | Ea |  | 1 Year (3 Years) | $144.00 | 12% | 126.72
88607 | Pelco | S-IMELD2-0E-P | SMR PAINT SRX ENH+ SMOKE LOWER DOME | Ea |  | 1 Year (3 Years) | $131.00 | 12% | 115.28
88608 | Pelco | S-IMEPM-E-P | SMR SRX ENH+ ENV DOME PENDANT MOUNT | Ea |  | 1 Year (3 Years) | $144.00 | 12% | 126.72
88609 | Pelco | S-IMEPM-I-P | SMR PAINT SRX ENH+ ENV DO PEND MNT | Ea |  | 1 Year (3 Years) | $347.00 | 12% | 305.36
88610 | Pelco | S-IMM120181EP-I | SMR IPCONFG IMM-12018-1EP 1-26H1AP | Ea |  | 1 Year (3 Years) | $3009.00 | 12% | 2647.92
88611 | Pelco | S-IMM120181EP-P | IMM 12MP 180 ENVRMTL PEND MNDM | Ea |  | 1 Year (3 Years) | $3009.00 | 12% | 2647.92
88612 | Pelco | S-IMM120271EP-I | SMR IPCONFG IMM-12027-1EP 1-26H1AP | Ea |  | 1 Year (3 Years) | $3077.00 | 12% | 2707.76
88613 | Pelco | S-IMM120271EP-P | SMR IMM 12MP 270 ENVRMTL PEND MNDM | Ea |  | 1 Year (3 Years) | $3009.00 | 12% | 2647.92
88614 | Pelco | S-IMM12027-1EPP | SMR PAINT IMM 12MP 270 ENVRMTL PEND MNDM | Ea |  | 1 Year (3 Years) | $3009.00 | 12% | 2647.92
88615 | Pelco | S-IMM12036-1I-I | SMR IP CONFIG IMM12036-1I 1-26H1AP | Ea |  | 1 Year (3 Years) | $2648.00 | 12% | 2330.24
88616 | Pelco | S-IMM-CM-P | SMR PAINT CORNER MOUNT IMM VANDAL | Ea |  | 1 Year (3 Years) | $200.00 | 12% | 176
88617 | Pelco | S-IMP121-1ES-A | SMR SRX PRO2 ENV POE24V 1MP ANODIZE | Ea |  | 1 Year (3 Years) | $1132.00 | 12% | 996.16
88618 | Pelco | S-IMP121-1ES-I | SMR IP CONFIG IMP121-1ES 1-26H1AP | Ea |  | 1 Year (3 Years) | $631.00 | 12% | 555.28
88619 | Pelco | S-IMP121-1ES-P | SMR PAINT SRX PRO2 ENV DOME POE24V 1MP | Ea |  | 1 Year (3 Years) | $1013.00 | 12% | 891.44
88620 | Pelco | S-IMP121-1IS-P | SMR SRX PRO2 IND DOME POE24V12V 1MP | Ea |  | 1 Year (3 Years) | $507.00 | 12% | 446.16
88621 | Pelco | S-IMP121A-1IS-I | SMR IP CONFIG IMP121A-1IS 1-26H1AP | Ea |  | 1 Year (3 Years) | $565.00 | 12% | 497.2
88622 | Pelco | S-IMP121A-1IS-P | SMR PAINT IMP121A-1IS | Ea |  | 1 Year (3 Years) | $691.00 | 12% | 608.08
88623 | Pelco | S-IMP221-1ES-P | SMR PAINT SRX PRO2 ENV DOME POE24V 2MP | Ea |  | 1 Year (3 Years) | $1097.00 | 12% | 965.36
88624 | Pelco | S-IMP221-1RS-P | SMR PAINT SRX PRO2 ENV IR DOME 2MP | Ea |  | 1 Year (3 Years) | $1185.00 | 12% | 1042.8
88625 | Pelco | S-IMP221A-1IS-I | SMR IP CONFIG IMP221A-1IS 1-26H1AP | Ea |  | 1 Year (3 Years) | $695.00 | 12% | 611.6
88626 | Pelco | S-IMP221A-1IS-P | SMR PAINT IMP221A-1IS | Ea |  | 1 Year (3 Years) | $853.00 | 12% | 750.64
88627 | Pelco | S-IMP221RS-9003 | SMR RAL9003 PNT IMP221-1RS 2-003955 | Ea |  | 1 Year (3 Years) | $801.00 | 12% | 704.88
88628 | Pelco | S-IMP321-1RS-P | SMR PAINT SRX PRO2 ENV IR DOME 3MP | Ea |  | 1 Year (3 Years) | $1310.00 | 12% | 1152.8
88629 | Pelco | S-IMP521-1RS-P | SMR PAINT SRX PRO2 ENV IR DOME 5MP | Ea |  | 1 Year (3 Years) | $1418.00 | 12% | 1247.84
88630 | Pelco | S-IMPICM-1I-P | SMR PAINT SRX PRO2 IND DOME IN-CEILING MOUNT | Ea |  | 1 Year (3 Years) | $167.00 | 12% | 146.96
88631 | Pelco | S-IMPICMER-9003 | SMR RAL9003 PNT IMPICM-1ER 2-003955 | Ea |  | 1 Year (3 Years) | $82.00 | 12% | 72.16
88632 | Pelco | S-IMPPM-1ER-A | SMR ANODIZE IMPPM-1ER | Ea |  | 1 Year (3 Years) | $362.00 | 12% | 318.56
88633 | Pelco | S-IMPPM-1ER-P | SMR PAINT SRX PRO2 ENV DOME PENDANT ADAPTER | Ea |  | 1 Year (3 Years) | $109.00 | 12% | 95.92
88634 | Pelco | S-IMPPMB-1I-P | SMR PAINT IMPPMB-1I | Ea |  | 1 Year (3 Years) | $63.00 | 12% | 55.44
88635 | Pelco | S-IWM24GY-A | SMR ANODIZE MNT DM WALL GRY P/SUP | Ea |  | 1 Year (3 Years) | $769.00 | 12% | 676.72
88636 | Pelco | S-IWM24GY-P | SMR MNT DOME WALL SPECTRA24V | Ea |  | 1 Year (3 Years) | $459.00 | 12% | 403.92
88637 | Pelco | S-IWM-A | SMR ANODIZE MNT DM WALL GRY | Ea |  | 1 Year (3 Years) | $288.00 | 12% | 253.44
88638 | Pelco | S-IWM-P | SMR PAINT IWM WALL MOUNT, DOME | Ea |  | 1 Year (3 Years) | $231.00 | 12% | 203.28
88639 | Pelco | S-IWP121-1ES-I | SMR IP CONFIG IWP121-1ES 1-26H1AP | Ea |  | 1 Year (3 Years) | $537.00 | 12% | 472.56
88640 | Pelco | S-IWP121-1ES-P | SMR SRX PRO2 VANDAL DO 1MP 2.8MM | Ea |  | 1 Year (3 Years) | $692.00 | 12% | 608.96
88641 | Pelco | S-IWP221-1ES-I | SMR IP CONFIG IWP221-1ES 1-26H1AP | Ea |  | 1 Year (3 Years) | $636.00 | 12% | 559.68
88642 | Pelco | S-IWP221-1ES-P | SMR SRX PRO2 VANDAL DO 2MP 2.8MM | Ea |  | 1 Year (3 Years) | $837.00 | 12% | 736.56
88643 | Pelco | S-LD6SS-0-S | SMR LD SP ENH SS PND SMK 1-2MLNM1 | Ea |  | 1 Year (3 Years) | $795.00 | 12% | 699.6
88644 | Pelco | S-LD6SS-1-S | SMR LD SP ENH SS PND CLR 1-2MLNM1 | Ea |  | 1 Year (3 Years) | $795.00 | 12% | 699.6
88645 | Pelco | SM-02025-3278 | SMR SM 02-025 FLT ROOF MNT 2-003278 | Ea |  | 1 Year (3 Years) | $900.00 | 12% | 792
88646 | Pelco | SM-02025-3547 | SMR CUSTOM SP02-025 2-003547 | Ea |  | 1 Year (3 Years) | $616.00 | 12% | 542.08
88647 | Pelco | SM-1260-1RMT4N | SMR PT1260 SMR 1-1RMT4N | Ea |  | 1 Year (3 Years) | $10200.00 | 12% | 8976
88648 | Pelco | SM-1260-4JZ2T | SMR PT1260 SMR 1-4JZ2T | Ea |  | 1 Year (3 Years) | $10200.00 | 12% | 8976
88649 | Pelco | SM-1260P-1RMT4N | SMR PT1260/PP SMR 1-1RMT4N | Ea |  | 1 Year (3 Years) | $10200.00 | 12% | 8976
88650 | Pelco | SM-1260P-4JZ2T | SMR PT1260/PP SMR 1-4JZ2T | Ea |  | 1 Year (3 Years) | $10200.00 | 12% | 8976
88651 | Pelco | SM-168PMTS-3285 | SMR EH16-8PMTS CAMERA BRKT 2-003285 | Ea |  | 1 Year (3 Years) | $374.00 | 12% | 329.12
88652 | Pelco | SM-3BBBRKT-3867 | SMR LD RET BRK SP-6000-3BB 2-003867 | Ea |  | 1 Year (3 Years) | $30.00 | 12% | 26.4
88653 | Pelco | SM-4012S-5Z9DD | SMR BRUSHED STAINLESS ARM 1-5Z9DD | Ea |  | 1 Year (3 Years) | $2250.00 | 12% | 1980
88654 | Pelco | SM-4018-2B3YS | SMR 36 INCH IDM4018 1-2B3YS | Ea |  | 1 Year (3 Years) | $1335.00 | 12% | 1174.8
88655 | Pelco | SM-4018-3363 | SMR SPECIAL IDM4018 7 INCH 2-003363 | Ea |  | 1 Year (3 Years) | $304.00 | 12% | 267.52
88656 | Pelco | SM-47WIND-2351 | SMR EH4700 GLASS WINDOW | Ea |  | 1 Year (3 Years) | $89.00 | 12% | 78.32
88657 | Pelco | SM5200-04P | ENDURA SYSTEM MANAGER, 4TB, EU UK US POWER CORDS | Ea |  | 1 Year (3 Years) | $9684.00 | 12% | 8521.92
88658 | Pelco | SM5200-16P | ENDURA SYSTEM MANAGER, 16TB, EU UK US POWER CORDS | Ea |  | 1 Year (3 Years) | $15308.00 | 12% | 13471.04
88659 | Pelco | SM5200-LIT-KIT | SM5200 SW - Do Not Sell | Ea |  | 1 Year | $9684.00 | 12% | 8521.92
88660 | Pelco | SM5200-SSD-40GB | Replacement 40GB SSD | Ea |  | 1 Year (3 Years) | $770.00 | 12% | 677.6
88661 | Pelco | SM-8106-1T9P1V | SMR 1-1T9P1V EH8106-1 | Ea |  | 1 Year (3 Years) | $2382.00 | 12% | 2096.16
88662 | Pelco | SM-81HSG-1T9P1V | SMR 1-1T9P1V EH8106-1 HOUSING | Ea |  | 1 Year (3 Years) | $1318.00 | 12% | 1159.84
88663 | Pelco | SM-B4PRE-2P888R | SMR SPECTRA ENHANCED PRESSURIZED | Ea |  | 1 Year (3 Years) | $6314.00 | 12% | 5556.32
88664 | Pelco | SM-B6HDP-2L4WYR | SMR SPECTRA ENHD HD BKBX ENV PNDGRY | Ea |  | 1 Year (3 Years) | $767.00 | 12% | 674.96
88665 | Pelco | SM-B6PSG-2PXBZL | SMR SP ENH STAINLESS BB IMP & IME | Ea |  | 1 Year (3 Years) | $1755.00 | 12% | 1544.4
88666 | Pelco | SM-BB4PG-3999 | SMR BB4-PG MULTISITE ENCL 2-003999 | Ea |  | 1 Year (3 Years) | $250.00 | 12% | 220
88667 | Pelco | SM-BB4PR-1548 | SMR CABLE 28 FT BB4-PR-E 2-001548 | Ea |  | 1 Year (3 Years) | $1052.00 | 12% | 925.76
88668 | Pelco | SM-BB4-PRE-2418 | SMR BB4-PR-E FOR IME CAM 2-002418 | Ea |  | 1 Year (3 Years) | $1440.00 | 12% | 1267.2
88669 | Pelco | SM-BB5-PCA-3291 | SMR CODUIT BOX W ADPTR PLT 2-003291 | Ea |  | 1 Year (3 Years) | $394.00 | 12% | 346.72
88670 | Pelco | SM-BB5PCA-3991 | SMR BB5-PCA-GY CONDBOX NIP 2-003991 | Ea |  | 1 Year (3 Years) | $336.00 | 12% | 295.68
88671 | Pelco | SM-BPSG- 2OCDY1 | SMR SS OPTERA/SPECTRA BB 1-2OCDY1 | Ea |  | 1 Year (3 Years) | $18744.00 | 12% | 16494.72
88672 | Pelco | SM-BPSG-2OCDY1 | SMR SS OPTERA/SPECTRA BB 1-2OCDY1 | Ea |  | 1 Year (3 Years) | $1704.00 | 12% | 1499.52
88673 | Pelco | SM-CAMBRK-3324 | SMR IMP & IME DF5 CAMERA BRACKET KIT | Ea |  | 1 Year (3 Years) | $205.00 | 12% | 180.4
88674 | Pelco | SM-CAMSCRW-3551 | DYNACOLOR CAMMNT SCREW 5706PM300024 | Ea |  | 1 Year (3 Years) | $1.00 | 12% | 0.88
88675 | Pelco | SM-DBLB-41H8S | DOUBLE MOUNT TWO DOMES 1.5 INCH | Ea |  | 1 Year (3 Years) | $178.00 | 12% | 156.64
88676 | Pelco | SM-DF8SMK-3943 | SMR HD BUBBLE SMOKE DF8 2-003943 | Ea |  | 1 Year (3 Years) | $102.00 | 12% | 89.76
88677 | Pelco | SM-EA4348-3923 | SMR STD EA4348 2-002896 | Ea |  | 1 Year (3 Years) | $80.00 | 12% | 70.4
88678 | Pelco | SM-EC20-3806 | SMR EC20 ANODIZED 2-003806 | Ea |  | 1 Year (3 Years) | $358.00 | 12% | 315.04
88679 | Pelco | SM-EH202H-3835 | 0 | Ea |  | 1 Year (3 Years) | $394.00 | 12% | 346.72
88680 | Pelco | SM-EH20-3835 | SMR EH20 24VDC & PAINT 2-003835 | Ea |  | 1 Year (3 Years) | $196.00 | 12% | 172.48
88681 | Pelco | SM-EH20MBR-3954 | SMR EH20 MEDIA BRACKET 2-003954 | Ea |  | 1 Year (3 Years) | $66.00 | 12% | 58.08
88682 | Pelco | SM-EH20PH-3806 | SMR EH20-P-H ANODIZED 2-003806 | Ea |  | 1 Year (3 Years) | $784.00 | 12% | 689.92
88683 | Pelco | SM-EHS802-3952 | SMR EHS8000-2-H EMPTY HSG 2-003952 | Ea |  | 1 Year (3 Years) | $2361.00 | 12% | 2077.68
88684 | Pelco | SM-EHX8-2269 | SMR HEAVY DUTY ENCL EHX8 2-002269 | Ea |  | 1 Year (3 Years) | $7046.00 | 12% | 6200.48
88685 | Pelco | SM-EM1109-2200 | SMR HORIZONTAL PA ESPRIT 1-2ILW2X | Ea |  | 1 Year (3 Years) | $216.00 | 12% | 190.08
88686 | Pelco | SM-EM16-3960 | SMR ANODIZE EM16 2-003960 | Ea |  | 1 Year (3 Years) | $199.00 | 12% | 175.12
88687 | Pelco | SM-EM2000-3859 | SMR SPECIAL EM2000 2-003859 | Ea |  | 1 Year (3 Years) | $1042.00 | 12% | 916.96
88688 | Pelco | SM-EM2000-3862 | SMR SPECIAL EM2000 2-003862 | Ea |  | 1 Year (3 Years) | $1502.00 | 12% | 1321.76
88689 | Pelco | SM-EM20-3593 | SMR EM20 SWIVEL TRAF MOUNT 2-003593 | Ea |  | 1 Year (3 Years) | $380.00 | 12% | 334.4
88690 | Pelco | SM-EM20-3627 | SMR EM20 LAMP MOUNT 2-003627 | Ea |  | 1 Year (3 Years) | $95.00 | 12% | 83.6
88691 | Pelco | SM-EM20-3806 | SMR EM20 ANODIZED 2-003806 | Ea |  | 1 Year (3 Years) | $470.00 | 12% | 413.6
88692 | Pelco | SM-EM20-3835 | SMR EM20 DESIGN & PAINT 2-003835 | Ea |  | 1 Year (3 Years) | $842.00 | 12% | 740.96
88693 | Pelco | SM-EM20HD-3967 | SMR HEAVY DUTY EM20 2-003967 | Ea |  | 1 Year (3 Years) | $55.00 | 12% | 48.4
88694 | Pelco | SM-EM20JB-3806 | SMR EM20JB ANODIZED 2-003806 | Ea |  | 1 Year (3 Years) | $358.00 | 12% | 315.04
88695 | Pelco | SM-EM20JB-3967 | SMR EM20JB SM-EM20-3967 2-003967 | Ea |  | 1 Year (3 Years) | $159.00 | 12% | 139.92
88696 | Pelco | SM-EM2200-3413 | EM2200 designed to mount a PT570 and EH4718 | Ea |  | 1 Year (3 Years) | $1992.00 | 12% | 1752.96
88697 | Pelco | SM-EM2200-3611 | SMR CUSTOM EM2200 2-003611 | Ea |  | 1 Year (3 Years) | $900.00 | 12% | 792
88698 | Pelco | SM-EM2400-3588 | SMR EM2400 6 INCH LENGTH | Ea |  | 1 Year (3 Years) | $357.00 | 12% | 314.16
88699 | Pelco | SM-EP20-3806 | SMR EP20 ANODIZED 2-003806 | Ea |  | 1 Year (3 Years) | $313.00 | 12% | 275.44
88700 | Pelco | SM-EP20-3967 | SMR EP20 COMP SM-EM20-3967 2-003967 | Ea |  | 1 Year (3 Years) | $111.00 | 12% | 97.68
88701 | Pelco | SM-EP21-3806 | SMR EP21 ANODIZED 2-003806 | Ea |  | 1 Year (3 Years) | $269.00 | 12% | 236.72
88702 | Pelco | SM-EP21-3967 | SMR EP21 COMP SM-EM20-3967 2-003967 | Ea |  | 1 Year (3 Years) | $82.00 | 12% | 72.16
88703 | Pelco | SM-EPP183-3961 | SMR ESPRIT ADP PLT UK EPP2 2-003961 | Ea |  | 1 Year (3 Years) | $100.00 | 12% | 88
88704 | Pelco | SM-EPP2-2870 | SMR EPP2 SPECIAL 2-002870 | Ea |  | 1 Year (3 Years) | $224.00 | 12% | 197.12
88705 | Pelco | SM-EPP-3481 | SMR ESPRIT PEDISTAL PLATE SMR 2-003481 | Ea |  | 1 Year (3 Years) | $1341.00 | 12% | 1180.08
88706 | Pelco | SM-EPP-3899 | SMR EPP CAP NO HOLES 2-003899 | Ea |  | 1 Year (3 Years) | $120.00 | 12% | 105.6
88707 | Pelco | SM-ES612P-3926 | SMR ANODIZE ES6230-12P 2-003926 | Ea |  | 1 Year (3 Years) | $6350.00 | 12% | 5588
88708 | Pelco | SM-ES612PR-3926 | STANDARD ES6230-12P-R2 PLUS $200.00 | Ea |  | 1 Year (3 Years) | $9500.00 | 12% | 8360
88709 | Pelco | SM-ES615P-3926 | SMR ANODIZE ES6230-15P 2-003926 | Ea |  | 1 Year (3 Years) | $6350.00 | 12% | 5588
88710 | Pelco | SM-ES615PR-3926 | SMR ANODIZE ES6230-15P-R2 2-003926 | Ea |  | 1 Year (3 Years) | $9500.00 | 12% | 8360
88711 | Pelco | SM-ESTX-2-1896 | SMR ESTX-5 24VDC 1-2089I9 | Ea |  | 1 Year (3 Years) | $447.00 | 12% | 393.36
88712 | Pelco | SM-ESTX-5-3910 | SMR ESTX-5 EXT CABLE 8 FT 2-003910 | Ea |  | 1 Year (3 Years) | $447.00 | 12% | 393.36
88713 | Pelco | SM-EWM-3463 | SMR ANODIZED EWM 2-003463 | Ea |  | 1 Year (3 Years) | $220.00 | 12% | 193.6
88714 | Pelco | SM-EWMAPT-3959 | SMR SWING ADAPTER PLT EWM 2-003959 | Ea |  | 1 Year (3 Years) | $672.00 | 12% | 591.36
88715 | Pelco | SM-FHE250F-3432 | SMR FORTIFIE HI TEMP IXE 2M 50MM FO | Ea |  | 1 Year (3 Years) | $4800.00 | 12% | 4224
88716 | Pelco | SM-FHE28F-3432 | SMR FORTIFD HI TEMP IXE22 2M 8MM FO | Ea |  | 1 Year (3 Years) | $4800.00 | 12% | 4224
88717 | Pelco | SM-FHE350F-3432 | SMR FORTIFIE HI TEMP IXE 3M 50MM FO | Ea |  | 1 Year (3 Years) | $4800.00 | 12% | 4224
88718 | Pelco | SM-FHLE12-3998 | SMR FORTIFD LOW TEMP IXE22 12MM | Ea |  | 1 Year (3 Years) | $3550.00 | 12% | 3124
88719 | Pelco | SM-FHXE250-3432 | SMR FH HI TMP IXE 2M 50 FO 2-003432 | Ea |  | 1 Year (3 Years) | $4400.00 | 12% | 3872
88720 | Pelco | SM-FHXE350-3432 | SMR FORTIFIED HI TEMP XE 3M 50MM | Ea |  | 1 Year (3 Years) | $4400.00 | 12% | 3872
88721 | Pelco | SM-FTPLT-1T9P1V | SMR 8106 FRONT PLATE 1-1T9P1V | Ea |  | 1 Year (3 Years) | $172.00 | 12% | 151.36
88722 | Pelco | SM-ICM-3950 | SMR IN CEILING REROFIT KIT 2-003950 | Ea |  | 1 Year (3 Years) | $186.00 | 12% | 163.68
88723 | Pelco | SM-IDM4018-3526 | SMR CEILING MOUNT ARM 18" LENGTH 1 1/2 NPT | Ea |  | 1 Year (3 Years) | $667.00 | 12% | 586.96
88724 | Pelco | SM-IDM4018-3908 | SMR IDM CEILING MNT ROTATE 2-003908 | Ea |  | 1 Year (3 Years) | $1395.00 | 12% | 1227.6
88725 | Pelco | SM-IDM4018-3993 | SMR IDM4018 EXT TO 72 IN 2-003993 | Ea |  | 1 Year (3 Years) | $831.00 | 12% | 731.28
88726 | Pelco | SM-IDMBFSS-3234 | SMR STAINLESS MOUNT ARM 2-003234 | Ea |  | 1 Year (3 Years) | $3680.00 | 12% | 3238.4
88727 | Pelco | SM-IMBPG0-3324 | SMR IME/IMP SPECTRA PEND BB SMK LD | Ea |  | 1 Year (3 Years) | $700.00 | 12% | 616
88728 | Pelco | SM-IMBPG1-3324 | SMR IME/IMP SPECTRA PEND BB CLR LD | Ea |  | 1 Year (3 Years) | $700.00 | 12% | 616
88729 | Pelco | SM-IMEAL-3995 | SMR IME ANTI LIG COLLAR 2-003995 | Ea |  | 1 Year (3 Years) | $500.00 | 12% | 440
88730 | Pelco | SM-IMEBB-3551 | DYNACOLOR BACK BOX 52B0FXXPUD20 | Ea |  | 1 Year (3 Years) | $10.00 | 12% | 8.8
88731 | Pelco | SM-IMEICMI-3614 | SMR TAMPER PROOF IMEICM-I | Ea |  | 1 Year (3 Years) | $168.00 | 12% | 147.84
88732 | Pelco | SM-IMEORNG-3551 | DYNACOLOR O RING 51B0FXXZZD30 | Ea |  | 1 Year (3 Years) | $1.00 | 12% | 0.88
88733 | Pelco | SM-IMEPLUG-3551 | DYNACOLOR CONDUIT PLUG 52B02XXZZN20 | Ea |  | 1 Year (3 Years) | $2.00 | 12% | 1.76
88734 | Pelco | SM-IMMAL-3963 | SMR IMM ANTI LIG COLLAR 2-003963 | Ea |  | 1 Year (3 Years) | $500.00 | 12% | 440
88735 | Pelco | SM-IMMBPG0-3882 | SMR IMM SPECTRA PEND BB SMK LD | Ea |  | 1 Year (3 Years) | $350.00 | 12% | 308
88736 | Pelco | SM-IMMBPG1-3882 | SMR IMM SPECTRA PEND BB CLR LD | Ea |  | 1 Year (3 Years) | $350.00 | 12% | 308
88737 | Pelco | SM-IMMCAMO-3974 | SMR IMM CAMO 2-003974 | Ea |  | 1 Year (3 Years) | $835.00 | 12% | 734.8
88738 | Pelco | SM-IMMDF5-3937 | SMR IMM-DF5 STD KIT IMM 2-003937 | Ea |  | 1 Year (3 Years) | $240.00 | 12% | 211.2
88739 | Pelco | SM-IMPICM-3644 | VANDAL PROOF RING IMP IN CEIL MNT | Ea |  | 1 Year (3 Years) | $120.00 | 12% | 105.6
88740 | Pelco | SM-IMPICME-3644 | SMR VANDAL RNG IMPICM-1ER 2-003644 | Ea |  | 1 Year (3 Years) | $120.00 | 12% | 105.6
88741 | Pelco | SM-IMVECM-3479 | Corner mount wedge mount for IMPS110-1ES | Ea |  | 1 Year (3 Years) | $344.00 | 12% | 302.72
88742 | Pelco | SM-IWM24GY-2111 | SMR IWM24-GY SST MNT ARM 2-002111 | Ea |  | 1 Year (3 Years) | $971.00 | 12% | 854.48
88743 | Pelco | SM-LDHC0-2L4WYR | SMR HEAVY DUTY LD PEND SMOKE CAGE | Ea |  | 1 Year (3 Years) | $4400.00 | 12% | 3872
88744 | Pelco | SM-LDHC1-2L4WYR | SMR HEAVY DUTY LD PEND CLEAR CAGE | Ea |  | 1 Year (3 Years) | $4400.00 | 12% | 3872
88745 | Pelco | SM-LDSCREW-3551 | DYNACOLOR LD SCREW 5726PM400010 | Ea |  | 1 Year (3 Years) | $1.00 | 12% | 0.88
88746 | Pelco | SM-MRCA-3941 | SMR MRCA FLANGE EXT NIPPLE 2-003941 | Ea |  | 1 Year (3 Years) | $160.00 | 12% | 140.8
88747 | Pelco | SM-PA2000-3935 | SMR STD PA2000 2-003935 | Ea |  | 1 Year (3 Years) | $84.00 | 12% | 73.92
88748 | Pelco | SM-PA3512-3940 | SMR PA3512 STD DESIGN 2-003940 | Ea |  | 1 Year (3 Years) | $88.00 | 12% | 77.44
88749 | Pelco | SM-PA3512-NRT9 | SMR HORZ POLE MNT ADJ ANG 1 1/2 NPT | Ea |  | 1 Year (3 Years) | $2200.00 | 12% | 1936
88750 | Pelco | SM-PA402-2115 | SMR PA402 STAINLESS 2-002115 | Ea |  | 1 Year (3 Years) | $400.00 | 12% | 352
88751 | Pelco | SM-PA402-2389 | SMR CUSTOM PA402 2-002389 | Ea |  | 1 Year (3 Years) | $420.00 | 12% | 369.6
88752 | Pelco | SM-PM2010-1312 | SMR PM2010 W/TWO 6 IN FLNG 2-002896 | Ea |  | 1 Year (3 Years) | $700.00 | 12% | 616
88753 | Pelco | SM-PM2010-1378 | SMR PM2010 ESPRIT PED MNT 1-1A3JIS | Ea |  | 1 Year (3 Years) | $718.00 | 12% | 631.84
88754 | Pelco | SM-PM2010-3101 | SMR PM2010 6 INCH FLANGES 2-003101 | Ea |  | 1 Year (3 Years) | $400.00 | 12% | 352
88755 | Pelco | SM-PM2010-K6U6 | SMR PM2010 MNT,PED, 10IN 1-K6U6 | Ea |  | 1 Year (3 Years) | $231.00 | 12% | 203.28
88756 | Pelco | SM-PP45-0078 | SMR PP45X ARM ONLY B=60 2-000078 | Ea |  | 1 Year (3 Years) | $882.00 | 12% | 776.16
88757 | Pelco | SM-PP450-2QPX69 | SMR PP450 60" DOUBLE MNT 1-2QPX69 | Ea |  | 1 Year (3 Years) | $393.00 | 12% | 345.84
88758 | Pelco | SM-PP450-3323 | SMR SPECIAL PP450 A=78 2-003323 | Ea |  | 1 Year (3 Years) | $900.00 | 12% | 792
88759 | Pelco | SM-PP450-3956 | SMR SPECIAL PEND POLE MNT 2-003956 | Ea |  | 1 Year (3 Years) | $944.00 | 12% | 830.72
88760 | Pelco | SM-PP450-N9LN | SMR DBL NIP PP450 ARM ONLY 1-N9LN | Ea |  | 1 Year (3 Years) | $781.00 | 12% | 687.28
88761 | Pelco | SM-PP45-1YXT53 | SMR PP45X CSTARM ONLY A=72 1-1YXT53 | Ea |  | 1 Year (3 Years) | $400.00 | 12% | 352
88762 | Pelco | SM-PP50-3810 | SMR PPX50 STD PARAPETWALL MNT ONLY | Ea |  | 1 Year (3 Years) | $540.00 | 12% | 475.2
88763 | Pelco | SM-PP51-3810 | SMR PPX51 STD ROOF TOP MNT ONLY | Ea |  | 1 Year (3 Years) | $570.00 | 12% | 501.6
88764 | Pelco | SM-SDEMO-23PAJW | SMR SPECTRA ENHANCED DEMO 2-23PAJW | Ea |  | 1 Year (3 Years) | $1000.00 | 12% | 880
88765 | Pelco | SM-SP007-26PBNB | SMR SP00-007 2 METER DEMO STAND | Ea |  | 1 Year (3 Years) | $1400.00 | 12% | 1232
88766 | Pelco | SM-SP0146B-3933 | SMR SP01-146B 16 INCH 2-003933 | Ea |  | 1 Year (3 Years) | $240.00 | 12% | 211.2
88767 | Pelco | SM-SP02025-3615 | SMR CUSTOM SP02-025 2-003615 | Ea |  | 1 Year (3 Years) | $1310.00 | 12% | 1152.8
88768 | Pelco | SM-SS8006-1777 | SMR MODIFIED SUN SHROUD SS8006 | Ea |  | 1 Year (3 Years) | $346.00 | 12% | 304.48
88769 | Pelco | SM-SWMADP-3965 | SMR ANODIZE EWM 2-003463 | Ea |  | 1 Year (3 Years) | $61.00 | 12% | 53.68
88770 | Pelco | SM-SWMBK-3936 | SMR IWM-BK STANDARD 2-003936 | Ea |  | 1 Year (3 Years) | $150.00 | 12% | 132
88771 | Pelco | SM-SWM-CA-3975 | SMR VER SWM-CA RAL 7047 2-003959 | Ea |  | 1 Year (3 Years) | $718.00 | 12% | 631.84
88772 | Pelco | SM-SWMPAGY-3862 | SMR HORZ PA 1.5 NPT 2-001706 | Ea |  | 1 Year (3 Years) | $190.00 | 12% | 167.2
88773 | Pelco | SM-TETHER-3551 | DYNACOLOR TETHER 5Z0C82XAW000 | Ea |  | 1 Year (3 Years) | $2.00 | 12% | 1.76
88774 | Pelco | SM-TRLB-2BTOT0 | TRIPLE MOUNT THREE DOMES 1.5 INCH | Ea |  | 1 Year (3 Years) | $351.00 | 12% | 308.88
88775 | Pelco | SM-WM2000-1515 | SMR WM2000 60 INCH LENGTH 1-1EQ16S | Ea |  | 1 Year (3 Years) | $418.00 | 12% | 367.84
88776 | Pelco | SM-WM2000-1748 | SMR WM2000 48 INCH 1-1PLZ5F | Ea |  | 1 Year (3 Years) | $707.00 | 12% | 622.16
88777 | Pelco | SM-WM2000-2276 | SMR WM2000 24 INCH LENGTH 1-2N2VHG | Ea |  | 1 Year (3 Years) | $880.00 | 12% | 774.4
88778 | Pelco | SM-WM2000-2410 | SMR WM2000 36 INCH 1-2S4UKH | Ea |  | 1 Year (3 Years) | $522.00 | 12% | 459.36
88779 | Pelco | SM-WM2000-2844 | SMR WM2000 30 INCH 1-D611D | Ea |  | 1 Year (3 Years) | $441.00 | 12% | 388.08
88780 | Pelco | SM-WM2000-2932 | SMR WM2000 24 INCH LENGTH 2-002932 | Ea |  | 1 Year (3 Years) | $238.00 | 12% | 209.44
88781 | Pelco | SM-WM2000-3968 | SMR WM2000 20 INCH LENGTH 2-003968 | Ea |  | 1 Year (3 Years) | $225.00 | 12% | 198
88782 | Pelco | SM-WM2000-3969 | SMR WM2000 72 INCH LENGTH 2-003969 | Ea |  | 1 Year (3 Years) | $478.00 | 12% | 420.64
88783 | Pelco | SM-WM3026-3180 | SMR WM3026 2-003180 | Ea |  | 1 Year (3 Years) | $900.00 | 12% | 792
88784 | Pelco | SM-WM326-2RVV6T | SMR WM3026 W/ EPP STUD PAT 1-2RVV6T | Ea |  | 1 Year (3 Years) | $810.00 | 12% | 712.8
88785 | Pelco | SM-WMVESR-2409 | SMR WMVE-SR 1 GNG WL PLT 2-002409 | Ea |  | 1 Year (3 Years) | $110.00 | 12% | 96.8
88786 | Pelco | SM-WMVESW-3556 | SMR WMVE-SW 25 MM HOLE TOP SURFACE | Ea |  | 1 Year (3 Years) | $124.00 | 12% | 109.12
88787 | Pelco | SP00-007 | MOUNT, SPECTRA DEMO | Ea |  | 1 Year (3 Years) | $478.00 | 12% | 420.64
88788 | Pelco | SP00-183 | ESPRIT ADAPTER PLATE, UK, SMR00-183 | Ea |  | 1 Year (3 Years) | $64.00 | 12% | 56.32
88789 | Pelco | SP01-001 | POLE TOP MT FOR SPECTRA,UK | Ea |  | 1 Year (3 Years) | $146.00 | 12% | 128.48
88790 | Pelco | SP01-002 | SPECTRA III ANTI-VIBRATION MOUNT | Ea |  | 1 Year (3 Years) | $427.00 | 12% | 375.76
88791 | Pelco | SP01-003 | Spectra IV Pressurized anti-vibration mount | Ea |  | 1 Year (3 Years) | $1575.00 | 12% | 1386
88792 | Pelco | SP01-146A | 1.5-INCH NPT EXTENSION, 300mm | Ea |  | 1 Year (3 Years) | $105.00 | 12% | 92.4
88793 | Pelco | SP01-146B | 1.5-INCH NPT EXTENSION, 1 METER | Ea |  | 1 Year (3 Years) | $215.00 | 12% | 189.2
88794 | Pelco | SP02-025 | PARAPET MOUNT FOR DOME ENCLOSURES | Ea |  | 1 Year (3 Years) | $969.00 | 12% | 852.72
88795 | Pelco | SP-1153-192A | G-MOD ASSY,SMALL LAMP i2 BRKT | Ea |  | 1 Year (3 Years) | $120.00 | 12% | 105.6
88796 | Pelco | SP-1153-220A | G-MOD ASSY,LG i8 BKT | Ea |  | 1 Year (3 Years) | $120.00 | 12% | 105.6
88797 | Pelco | S-P1220-ESR0-A | SMR ANODIZE P1220-ESR0 2-003613 | Ea |  | 1 Year (3 Years) | $2662.00 | 12% | 2342.56
88798 | Pelco | S-P1220-ESR0-P | SMR SP PRO 20X ENV PDNT SMK | Ea |  | 1 Year (3 Years) | $2597.00 | 12% | 2285.36
88799 | Pelco | S-P1220-ESR1-A | SMR ANODIZE P1220-ESR1 2-003612 | Ea |  | 1 Year (3 Years) | $2662.00 | 12% | 2342.56
88800 | Pelco | S-P1220-ESR1-I | SMR IP CONFIG P1220-ESR1 1-26H1AP | Ea |  | 1 Year (3 Years) | $2349.00 | 12% | 2067.12
88801 | Pelco | S-P1220-ESR1-P | SMR SP PRO 20X ENV PDNT CLR | Ea |  | 1 Year (3 Years) | $2597.00 | 12% | 2285.36
88802 | Pelco | S-P1220-PWH0-I | SMR IP CONFIG P1220-PWH0 1-26H1AP | Ea |  | 1 Year (3 Years) | $2191.00 | 12% | 1928.08
88803 | Pelco | S-P1220-PWH0-P | SMR SP PRO 20X PNDT SMOKE | Ea |  | 1 Year (3 Years) | $2435.00 | 12% | 2142.8
88804 | Pelco | S-P1220-PWH1-P | SMR SP PRO 20X PNDT CLEAR | Ea |  | 1 Year (3 Years) | $2435.00 | 12% | 2142.8
88805 | Pelco | S-P2230-ESR-P | SMR SPECIAL PAINT P2230-ESR | Ea |  | 1 Year (3 Years) | $2694.00 | 12% | 2370.72
88806 | Pelco | SP-6000 | SP6000 Env Encl for a Max of 4 IX Cam & 1 Spectra | Ea |  | 1 Year (3 Years) | $1897.00 | 12% | 1669.36
88807 | Pelco | SP-6000-1 | SP-6000-1 Bracket For IX Series Camera | Ea |  | 1 Year (3 Years) | $119.00 | 12% | 104.72
88808 | Pelco | SP-6000-2 | SP-6000-2 Modified Spectra Back Box | Ea |  | 1 Year (3 Years) | $248.00 | 12% | 218.24
88809 | Pelco | SP-6000-3 | SP-6000-3 Modified Spectra Back Box | Ea |  | 1 Year (3 Years) | $4889.00 | 12% | 4302.32
88810 | Pelco | SP-6000-3BB | SP-6000-3BB Modified Spectra Back Box | Ea |  | 1 Year (3 Years) | $1083.00 | 12% | 953.04
88811 | Pelco | SP99-321 | 4-8 FT TELESCOPING POLE, SMR99-321 | Ea |  | 1 Year (3 Years) | $259.00 | 12% | 227.92
88812 | Pelco | S-PA101-A | SMR ANODIZE PA101 2-003461 | Ea |  | 1 Year (3 Years) | $191.00 | 12% | 168.08
88813 | Pelco | S-PA101-P | SMR PAINT ADAPTER,POLE MOUNT FOR PM16 | Ea |  | 1 Year (3 Years) | $134.00 | 12% | 117.92
88814 | Pelco | SPA102 | Pole adapter for ST1 strut | Ea |  | 1 Year (3 Years) | $118.00 | 12% | 103.84
88815 | Pelco | S-PA402-A | SMR ANODIZE PA402 | Ea |  | 1 Year (3 Years) | $400.00 | 12% | 352
88816 | Pelco | S-PA402-P | SMR PA402 POLE MOUNT | Ea |  | 1 Year (3 Years) | $97.00 | 12% | 85.36
88817 | Pelco | SP-DSSRV2-4-TRN | DSSRV2 POE 4TB TRANSPORTATION SMR 2-003525 | Ea |  | 1 Year (3 Years) | $6792.00 | 12% | 5976.96
88818 | Pelco | SP-ESTX-2A | ANODIZED ESPRIT 24 VAC POWER MODULE | Ea |  | 1 Year | $223.00 | 12% | 196.24
88819 | Pelco | SP-ESTX-HD-2A | ANODIZED PWR SUP 24VAC ESPRIT 5 | Ea |  | 1 Year | $142.00 | 12% | 124.96
88820 | Pelco | SP-ESTX-HD-2L | LARGE IR PWR SUP 24VAC ESPRIT5 | Ea |  | 1 Year | $142.00 | 12% | 124.96
88821 | Pelco | SP-EWM-A | ANODIZED ESPRIT WALL MOUNT | Ea |  | 1 Year (3 Years) | $142.00 | 12% | 124.96
88822 | Pelco | SP-IME129-1RS-P | SMR SRX ENH+ ENV DOME IR1.3MP PAINT | Ea |  | 1 Year (3 Years) | $1187.00 | 12% | 1044.56
88823 | Pelco | SP-IMP319-1I | KIT IMP 219 Cam/Clr LdHDf/Bkt/Lnr | Ea |  | 1 Year (3 Years) | $1064.00 | 12% | 936.32
88824 | Pelco | SP-IMP319-1P | KIT IMP 319 Cam/Clr LdHDPB/Bkt/Lnr | Ea |  | 1 Year (3 Years) | $1064.00 | 12% | 936.32
88825 | Pelco | SPM5-B | Spectra® Mini Black Pendant Mount | Ea |  | 1 Year (3 Years) | $44.00 | 12% | 38.72
88826 | Pelco | SPM5-W | Spectra® Mini White Pendant Mount | Ea |  | 1 Year (3 Years) | $44.00 | 12% | 38.72
88827 | Pelco | SP-MRCA-3108 | MRCA with 8" SQ Flange and 3" NPT coupler | Ea |  | 1 Year (3 Years) | $190.00 | 12% | 167.2
88828 | Pelco | SP-P1220-ESR1-P | SMR SP PRO 20X ENV PDNT SR GRY CLR | Ea |  | 1 Year (3 Years) | $2300.00 | 12% | 2024
88829 | Pelco | SP-P1220-FWH0-P | SMR SP PRO 20X FLUSH SMOKE PAINT | Ea |  | 1 Year (3 Years) | $1994.00 | 12% | 1754.72
88830 | Pelco | SP-P1220-FWH1-B | SP PRO 1080 20X FLUSH BLACK CLEAR | Ea |  | 1 Year (3 Years) | $2069.00 | 12% | 1820.72
88831 | Pelco | SP-P1220-FWH1-P | SMR SP PRO 20X FLUSH CLEAR PAINT | Ea |  | 1 Year (3 Years) | $1994.00 | 12% | 1754.72
88832 | Pelco | S-PP350-P | SMR MNT PARAPT WALL SPECTRA | Ea |  | 1 Year (3 Years) | $689.00 | 12% | 606.32
88833 | Pelco | S-PP450-P | SMR MOUNT,PARAPET WALL 2 1/2" TUBE | Ea |  | 1 Year (3 Years) | $776.00 | 12% | 682.88
88834 | Pelco | SP-TM314 | Sarix TM 384x288 Fixed Camera w/14mm Lens IP/NTSC | Ea |  | 1 Year (3 Years) | $18460.00 | 12% | 16244.8
88835 | Pelco | SP-TM350 | Sarix TM 384x288 Fixed Camera w/50mm Lens IP/NTSC | Ea |  | 1 Year (3 Years) | $21300.00 | 12% | 18744
88836 | Pelco | SP-VXDEMOCASE2 | 0 | Ea |  | 1 Year (3 Years) | $4970.00 | 12% | 4373.6
88837 | Pelco | SS16 | Sunshield for EH16 Housing | Ea |  | 1 Year (3 Years) | $31.00 | 12% | 27.28
88838 | Pelco | SS2508 | Sun Shield for EH2508 Series Only | Ea |  | 1 Year (3 Years) | $68.00 | 12% | 59.84
88839 | Pelco | SS2512 | Sun Shield for EH2512 Series Only | Ea |  | 1 Year (3 Years) | $45.00 | 12% | 39.6
88840 | Pelco | SS3508 | Sun Shield for EH3508 Series Only | Ea |  | 1 Year (3 Years) | $38.00 | 12% | 33.44
88841 | Pelco | SS3512 | Sun Shield for EH3512 & EH3512L Series Only | Ea |  | 1 Year (3 Years) | $38.00 | 12% | 33.44
88842 | Pelco | SS4718 | Sun Shield for EH4718 & EH4718L Series Only | Ea |  | 1 Year (3 Years) | $68.00 | 12% | 59.84
88843 | Pelco | SS4722 | Sun Shield for EH4722 & EH4722L Series Only | Ea |  | 1 Year (3 Years) | $78.00 | 12% | 68.64
88844 | Pelco | S-S6230-EG0-P | SMR PAINT SP ENH 30X ENV PNDT SMK | Ea |  | 1 Year (3 Years) | $5302.00 | 12% | 4665.76
88845 | Pelco | S-S6230-EG1-P | SMR PAINT SP ENH 30X ENV PNDT CLR | Ea |  | 1 Year (3 Years) | $4937.00 | 12% | 4344.56
88846 | Pelco | S-S6230-EGL0-A | SMR ANODIZE SP EN ENV 30X P GRY SMK | Ea |  | 1 Year (3 Years) | $5302.00 | 12% | 4665.76
88847 | Pelco | S-S6230-EGL0-P | SMR PAINT SP ENH LL 30X ENV P SMK | Ea |  | 1 Year (3 Years) | $5302.00 | 12% | 4665.76
88848 | Pelco | S-S6230-EGL1-A | SMR ANODIZED SP ENH ENV P GRY CLR | Ea |  | 1 Year (3 Years) | $5302.00 | 12% | 4665.76
88849 | Pelco | S-S6230-EGL1-P | SMR SP ENH LL 30X ENV P GRY CLEAR | Ea |  | 1 Year (3 Years) | $5302.00 | 12% | 4665.76
88850 | Pelco | S-S62ESGL0US-P | SMR PAINT S6230-ESGL0US | Ea |  | 1 Year (3 Years) | $6549.00 | 12% | 5763.12
88851 | Pelco | S-S62ESGL1US-P | SMR PAINT S6230-ESGL1US | Ea |  | 1 Year (3 Years) | $6549.00 | 12% | 5763.12
88852 | Pelco | SS8004 | Sun Shield for EH8104 Only | Ea |  | 1 Year (3 Years) | $129.00 | 12% | 113.52
88853 | Pelco | S-SD5-P-P | SMR SD5-P SPECIAL PAINT | Ea |  | 1 Year (3 Years) | $234.00 | 12% | 205.92
88854 | Pelco | SSEHX6E-16 | Sun Shield for EHX6E Only | Ea |  | 1 Year (3 Years) | $145.00 | 12% | 127.6
88855 | Pelco | S-SP01-001-P | SMR PAINT SP01-001 | Ea |  | 1 Year (3 Years) | $260.00 | 12% | 228.8
88856 | Pelco | S-SWM-CA-P | SMR PAINT SWM-CA | Ea |  | 1 Year (3 Years) | $718.00 | 12% | 631.84
88857 | Pelco | S-SWM-GY-P | SMR PAINT SPECTRA MNT WALL GY | Ea |  | 1 Year (3 Years) | $157.00 | 12% | 138.16
88858 | Pelco | S-SWM-PA-GY-P | SMR PAINT SPECTRA MNT POLE ADAPTER | Ea |  | 1 Year (3 Years) | $94.00 | 12% | 82.72
88859 | Pelco | S-SWM-SW-P | SMR PAINT SWM SE WHITE 2-003868 | Ea |  | 1 Year (3 Years) | $103.00 | 12% | 90.64
88860 | Pelco | ST1 | Optional Support Strut for PM2000 in High Wind | Ea |  | 1 Year (3 Years) | $150.00 | 12% | 132
88861 | Pelco | SWM5-B | Spectra® Mini Black Wall Mount | Ea |  | 1 Year (3 Years) | $78.00 | 12% | 68.64
88862 | Pelco | SWM5-W | Spectra® Mini White Wall Mount | Ea |  | 1 Year (3 Years) | $78.00 | 12% | 68.64
88863 | Pelco | SWM-BK | Blk Wall Mt for Intercept/Spectra®/DF5 series | Ea |  | 1 Year (3 Years) | $77.00 | 12% | 67.76
88864 | Pelco | SWM-GY | Gray Wall Mt for Intercept/Spectra®/DF5 series | Ea |  | 1 Year (3 Years) | $70.00 | 12% | 61.6
88865 | Pelco | SWM-PA-BK | Blk Pole Adapter for SWM-BK for Spectra®/DF5 | Ea |  | 1 Year (3 Years) | $50.00 | 12% | 44
88866 | Pelco | SWM-PA-GY | Spectra® Mt Pole adapter for SWM-GY | Ea |  | 1 Year (3 Years) | $42.00 | 12% | 36.96
88867 | Pelco | SWM-SR | Wall Mount Lt Gray for Sarix™ IE Pend Sh | Ea |  | 1 Year (3 Years) | $70.00 | 12% | 61.6
88868 | Pelco | S-WMVE-SR-A | SMR ANODIZE WMVE-SR | Ea |  | 1 Year (3 Years) | $228.00 | 12% | 200.64
88869 | Pelco | S-WMVE-SR-P | SMR PAINT WALL MOUNT VANDAL 1.5IN NPT LT GRAY | Ea |  | 1 Year (3 Years) | $209.00 | 12% | 183.92
88870 | Pelco | SWM-WT | WALL Mount White for Sarix ™ ID Pendant | Ea |  | 1 Year (3 Years) | $67.00 | 12% | 58.96
88871 | Pelco | S-WS5080-27PCDJ | THERMOGRAPHY WEATHER STATION | Ea |  | 1 Year (3 Years) | $5514.00 | 12% | 4852.32
88872 | Pelco | TB1751 | MOUNT,LIGHT DUTY,W/T-BAR CLIP | Ea |  | 1 Year (3 Years) | $70.00 | 12% | 61.6
88873 | Pelco | TF2000 | Power Transformer for 24VAC Camera 20VA | Ea |  | 1 Year | $39.00 | 12% | 34.32
88874 | Pelco | TF9000 | Power Transformer for 24VAC Camera 50VA | Ea |  | 1 Year | $52.00 | 12% | 45.76
88875 | Pelco | TI314 | Sarix TI 384x288 w/14mm Lens IP/NTSC | Ea |  | 1 Year (3 Years) | $6105.00 | 12% | 5372.4
88876 | Pelco | TI335 | Sarix TI 384x288 w/35mm Lens IP/NTSC | Ea |  | 1 Year (3 Years) | $7525.00 | 12% | 6622
88877 | Pelco | TI350 | Sarix TI 384x288 w/50mm Lens IP/NTSC | Ea |  | 1 Year (3 Years) | $9655.00 | 12% | 8496.4
88878 | Pelco | TRNF-CUSTOM | CUSTOM IN FLD CLASS 1 PERSON | Ea |  | 1 Year | $1000.00 | 12% | 880
88879 | Pelco | TRNF-DSCERT | DS CERT 2 DAY IN FLD 8 PPL | Ea |  | 1 Year | $3000.00 | 12% | 2640
88880 | Pelco | TRNF-ENDCERT | ENDURA CERT 3 DAY IN FLD 8 PPL | Ea |  | 1 Year | $3750.00 | 12% | 3300
88881 | Pelco | TRNF-VXCSS | VX CERT 3 DAY IN FLD 8 PEOPLE | Ea |  | 1 Year | $3750.00 | 12% | 3300
88882 | Pelco | TRNF-VXOPR | VX OPERATIONS ONLY IN FLD 8 PPL | Ea |  | 1 Year | $1250.00 | 12% | 1100
88883 | Pelco | TRNF-VXPRO | VX PRO INST,ADM,OP IN FLD 8 PPL | Ea |  | 1 Year | $2500.00 | 12% | 2200
88884 | Pelco | TRNIH-DSCERT | DS CERT 2 DAY IN HOUSE 1 PERSON | Ea |  | 1 Year | $250.00 | 12% | 220
88885 | Pelco | TRNIH-ENDCERT | ENDURA CERT 3 DAY IN HOUSE 1 PERSON | Ea |  | 1 Year | $350.00 | 12% | 308
88886 | Pelco | TRNIH-NETFUN | NET FUN 2 DAY 1 PERSON | Ea |  | 1 Year | $295.00 | 12% | 259.6
88887 | Pelco | TRNIH-VXCSS | VX CERT 3 DAY IN HOUSE 1 PERSON | Ea |  | 1 Year | $150.00 | 12% | 132
88888 | Pelco | TRNIH-VXEIAO | VX ENT INST,ADMIN,OP 2 DAY 1 PERSON | Ea |  | 1 Year | $150.00 | 12% | 132
88889 | Pelco | TRNIH-VXOPR | VX OPERATIONS ONLY | Ea |  | 1 Year | $100.00 | 12% | 88
88890 | Pelco | TRNIH-VXPRO | VX PRO INST,OP,ADMIN 2 DAY IN HOUSE | Ea |  | 1 Year | $100.00 | 12% | 88
88891 | Pelco | TRNIH-VXPROIAO | VX PRO INST,ADMIN,OP 1 DAY 1 PERSON | Ea |  | 1 Year | $100.00 | 12% | 88
88892 | Pelco | TRNV-DSCERT | DS CERT VTRL 4 HALF DAYS 1 PPL | Ea |  | 1 Year | $250.00 | 12% | 220
88893 | Pelco | TRNV-NETFUN | NET FUN VTRL TRN 4 HALF DAYS 1 PPL | Ea |  | 1 Year | $295.00 | 12% | 259.6
88894 | Pelco | TRNV-NETSWITCH | SW CFG VTRL TRN 4 DAYS 1 PPL | Ea |  | 1 Year | $795.00 | 12% | 699.6
88895 | Pelco | TRNV-VXPRO | VX PRO VTRL TRN 3 HALF DAYS 1 PPL | Ea |  | 1 Year | $100.00 | 12% | 88
88896 | Pelco | TS-GOLD-AH10 | 10 hrs of After Hours Tech Support | Ea |  | 1 Year | $4104.00 | 12% | 3611.52
88897 | Pelco | TS-GOLD-AH25 | 25 hrs of After Hours Tech Support | Ea |  | 1 Year | $9810.00 | 12% | 8632.8
88898 | Pelco | TXB-IP-F | IP Translator Board For In-Ceiling | Ea |  | 1 Year (3 Years) | $1048.00 | 12% | 922.24
88899 | Pelco | TXB-V | Dome Pan/Tilt Translator for Vicon | Ea |  | 1 Year (3 Years) | $124.00 | 12% | 109.12
88900 | Pelco | U1-AGG-1C | VideoXpert™ Enterprise to VxE Ultimate Aggregate Software License, 1 channel | Ea |  | 1 Year (3 Years) | $109.00 | 12% | 95.92
88901 | Pelco | U1-AGG-1P | VideoXpert™ Professional to VxE Ultimate Aggregate Software License, 1 channel | Ea |  | 1 Year (3 Years) | $250.00 | 12% | 220
88902 | Pelco | U1-COR-SVRP | VIDEOXPERT ULT CORE SERVER, EU UK US POWER CORDS | Ea |  | 1 Year (3 Years) | $7519.00 | 12% | 6616.72
88903 | Pelco | U1-MGW-SVRP | VIDEOXPERT ULT MEDIA GATEWAY SERVER, EU UK US POWER CORDS | Ea |  | 1 Year (3 Years) | $6546.00 | 12% | 5760.48
88904 | Pelco | U1-NSM-1UP | VideoXpert™ Ultimate NSM5200 Migration License | Ea |  | 1 Year (3 Years) | $8005.00 | 12% | 7044.4
88905 | Pelco | U1-OPS-WKS6 | VideoXpert™ Ultimate Work Station with 6 Monitors | Ea |  | 1 Year (3 Years) | $6332.00 | 12% | 5572.16
88906 | Pelco | U1-OPS-WKS6-US | VideoXpert™ Ultimate Work Station W/6 Monitors | Ea |  | 1 Year (3 Years) | $6332.00 | 12% | 5572.16
88907 | Pelco | UDI5000-MTRX | Endura® UDI5000-MTRX Universal Device Interface | Ea |  | 1 Year (3 Years) | $3280.00 | 12% | 2886.4
88908 | Pelco | UDI5000-MTRX-US | Endura® UDI5000-MTRX Universal Device Interface | Ea |  | 1 Year (3 Years) | $3280.00 | 12% | 2886.4
88909 | Pelco | USB-ACCSVR-D10U | VX ACC SVR USB for D10U | Ea |  | 1 Year (3 Years) | $70.00 | 12% | 61.6
88910 | Pelco | USB-DS2 | USB Drive for DSSRV2 | Ea |  | 1 Year (3 Years) | $94.00 | 12% | 82.72
88911 | Pelco | USB-ENHDEC-D10U | VX ENH DEC USB for D10U | Ea |  | 1 Year (3 Years) | $70.00 | 12% | 61.6
88912 | Pelco | USRACK | Card Cage for US | Ea |  | 1 Year (3 Years) | $1059.00 | 12% | 931.92
88913 | Pelco | VX-A3-ACC | D10U, VX ACCESSORY SERVER, EU UK US POWER CORD | Ea |  | 1 Year (3 Years) | $3543.00 | 12% | 3117.84
88914 | Pelco | VX-A3-DEC | D10U, VX ENHANCED DECODER WITH VESA Mount, EU UK US POWER CORD | Ea |  | 1 Year (3 Years) | $2840.00 | 12% | 2499.2
88915 | Pelco | VX-A3-SDD | D10U, VX SHARED DISPLAY DECODER, EU UK US POWER CORD | Ea |  | 1 Year (3 Years) | $3421.00 | 12% | 3010.48
88916 | Pelco | VXP-1C | 1 CHANNEL LICENSE | Ea |  | 1 Year (3 Years) | $138.00 | 12% | 121.44
88917 | Pelco | VXP-BASE | 4 CHANNEL BASE LICENSE | Ea |  | 1 Year (3 Years) | $490.00 | 12% | 431.2
88918 | Pelco | VXP-E-0-J-S | VXP ECO, NO STORAGE,E36S | Ea |  | 1 Year (3 Years) | $3715.00 | 12% | 3269.2
88919 | Pelco | VXP-E-12-J-S | VXP ECO,4TBHD,12TB,JBOD,E36S | Ea |  | 1 Year (3 Years) | $4915.00 | 12% | 4325.2
88920 | Pelco | VXP-E-4-J-S | VXP ECO,4TBHD,4TB,JBOD,E36S | Ea |  | 1 Year (3 Years) | $3915.00 | 12% | 3445.2
88921 | Pelco | VXP-E-8-J-S | VXP ECO,4TBHD,8TB,JBOD,E36S | Ea |  | 1 Year (3 Years) | $4415.00 | 12% | 3885.2
88922 | Pelco | VXP-F-0-J-S | VXP FLEX,NO STORAGE,E35S | Ea |  | 1 Year (3 Years) | $5315.00 | 12% | 4677.2
88923 | Pelco | VXP-F-12-J-S | VXP FLEX,4TBHD,12TB,JBOD,E35S | Ea |  | 1 Year (3 Years) | $6615.00 | 12% | 5821.2
88924 | Pelco | VXP-F-20-5-S | VXP FLEX,4TBHD,20TB,RAID5,E35S | Ea |  | 1 Year (3 Years) | $7615.00 | 12% | 6701.2
88925 | Pelco | VXP-F-20-5-S-32 | VXP FLEX,4TBHD,20TB,RAID5,32C,E35S | Ea |  | 1 Year (3 Years) | $12655.00 | 12% | 11136.4
88926 | Pelco | VXP-F-20-J-S | VXP FLEX,4TBHD,20TB,JBOD,E35S | Ea |  | 1 Year (3 Years) | $7615.00 | 12% | 6701.2
88927 | Pelco | VXP-F-28-5-S | VXP FLEX,4TBHD,28TB,RAID5,E35S | Ea |  | 1 Year (3 Years) | $9515.00 | 12% | 8373.2
88928 | Pelco | VXP-F-28-6-S | VXP FLEX,4TBHD,28TB,RAID6,E35S | Ea |  | 1 Year (3 Years) | $9515.00 | 12% | 8373.2
88929 | Pelco | VXP-F-28-J-S | VXP FLEX,4TBHD,28TB,JBOD,E35S | Ea |  | 1 Year (3 Years) | $9515.00 | 12% | 8373.2
88930 | Pelco | VXP-F-28-J-S-32 | VXP FLEX,4TBHD,28TB,JBOD,32C,E35S | Ea |  | 1 Year (3 Years) | $14555.00 | 12% | 12808.4
88931 | Pelco | VXP-F-4-J-S | VXP FLEX,4TBHD,4TB,JBOD,E35S | Ea |  | 1 Year (3 Years) | $5515.00 | 12% | 4853.2
88932 | Pelco | VXP-F-8-J-S | VXP FLEX,4TBHD,8TB,JBOD,E35S | Ea |  | 1 Year (3 Years) | $6115.00 | 12% | 5381.2
88933 | Pelco | VXP-KIT-4TB | VXP 4TB HDD KIT | Ea |  | 1 Year (3 Years) | $877.00 | 12% | 771.76
88934 | Pelco | VXP-KIT-8TB | VXP PWR2 8TB HDD KIT | Ea |  | 1 Year (3 Years) | $1300.00 | 12% | 1144
88935 | Pelco | VXP-KIT-P2-PSU | VXP PWR2 HOT SWAPPABLE PSU 750W | Ea |  | 1 Year (3 Years) | $600.00 | 12% | 528
88936 | Pelco | VXP-P-0-6-D | VXP Power,NO STORAGE,RAID6,2PS,E29S | Ea |  | 1 Year (3 Years) | $8615.00 | 12% | 7581.2
88937 | Pelco | VXP-P-0-J-S | VXP Power,NO STORAGE,E29S | Ea |  | 1 Year (3 Years) | $8115.00 | 12% | 7141.2
88938 | Pelco | VXP-P-20-5-S | VXP Power,4TBHD,20TB,RAID5,E29S | Ea |  | 1 Year (3 Years) | $11315.00 | 12% | 9957.2
88939 | Pelco | VXP-P-20-J-S | VXP Power,4TBHD,20TB,JBOD,E29S | Ea |  | 1 Year (3 Years) | $11315.00 | 12% | 9957.2
88940 | Pelco | VXP-P-20-J-S-32 | VXP Power,4TBHD,20TB,JBOD,32C,E29S | Ea |  | 1 Year (3 Years) | $16355.00 | 12% | 14392.4
88941 | Pelco | VXP-P2-0-X-D | VXP 2nd Gen Power Series No HDD Unconfigured RAID Mirrrored OS | Ea |  | 1 Year (3 Years) | $9900.00 | 12% | 8712
88942 | Pelco | VXP-P2-24-5-D | VXP 2nd Gen Power Series 24TB (3x8TB HDD) RAID5 Mirrored OS | Ea |  | 1 Year (3 Years) | $13200.00 | 12% | 11616
88943 | Pelco | VXP-P2-24-J-D | VXP 2nd Gen Power Series 24TB (3x8TB HDD) JBOD Mirrored OS | Ea |  | 1 Year (3 Years) | $12900.00 | 12% | 11352
88944 | Pelco | VXP-P2-48-5-D | VXP 2nd Gen Power Series 48TB (6x8TB HDD) RAID5 Mirrored OS | Ea |  | 1 Year (3 Years) | $16700.00 | 12% | 14696
88945 | Pelco | VXP-P2-48-6-D | VXP 2nd Gen Power Series 48TB (6x8TB HDD) RAID6 Mirrored OS | Ea |  | 1 Year (3 Years) | $16700.00 | 12% | 14696
88946 | Pelco | VXP-P2-48-J-D | VXP 2nd Gen Power Series 48TB (6x8TB HDD) JBOD Mirrored OS | Ea |  | 1 Year (3 Years) | $16700.00 | 12% | 14696
88947 | Pelco | VXP-P2-72-5-D | VXP 2nd Gen Power Series 72TB (9x8TB HDD) RAID5 Mirrored OS | Ea |  | 1 Year (3 Years) | $19700.00 | 12% | 17336
88948 | Pelco | VXP-P2-72-6-D | VXP 2nd Gen Power Series 72TB (9x8TB HDD) RAID6 Mirrored OS | Ea |  | 1 Year (3 Years) | $19700.00 | 12% | 17336
88949 | Pelco | VXP-P2-72-J-D | VXP 2nd Gen Power Series 72TB (9x8TB HDD) JBOD Mirrored OS | Ea |  | 1 Year (3 Years) | $19700.00 | 12% | 17336
88950 | Pelco | VXP-P-28-5-D | VXP Power,4TBHD,28TB,RAID5,2PS,E29S | Ea |  | 1 Year (3 Years) | $13815.00 | 12% | 12157.2
88951 | Pelco | VXP-P-28-5-S | VXP Power,4TBHD,28TB,RAID5,E29S | Ea |  | 1 Year (3 Years) | $13315.00 | 12% | 11717.2
88952 | Pelco | VXP-P-28-6-D | VXP Power,4TBHD,28TB,RAID6,2PS,E29S | Ea |  | 1 Year (3 Years) | $13815.00 | 12% | 12157.2
88953 | Pelco | VXP-P-28-6-S | VXP Power,4TBHD,28TB,RAID6,E29S | Ea |  | 1 Year (3 Years) | $13315.00 | 12% | 11717.2
88954 | Pelco | VXP-P-28-J-S | VXP Power,4TBHD,28TB,JBOD,E29S | Ea |  | 1 Year (3 Years) | $13315.00 | 12% | 11717.2
88955 | Pelco | VXP-P2-96-5-D | VXP 2nd Gen Power Series 96TB (12x8TB HDD) RAID5 Mirrored OS | Ea |  | 1 Year (3 Years) | $22700.00 | 12% | 19976
88956 | Pelco | VXP-P2-96-6-D | VXP 2nd Gen Power Series 96TB (12x8TB HDD) RAID6 Mirrored OS | Ea |  | 1 Year (3 Years) | $22700.00 | 12% | 19976
88957 | Pelco | VXP-P2-96-J-D | VXP 2nd Gen Power Series 96TB (12x8TB HDD) JBOD Mirrored OS | Ea |  | 1 Year (3 Years) | $22700.00 | 12% | 19976
88958 | Pelco | VXP-P-8-J-S | VXP Power,4TBHD,8TB,JBOD,E29S | Ea |  | 1 Year (3 Years) | $8315.00 | 12% | 7317.2
88959 | Pelco | VXP-P-8-J-S-16 | VXP Power,4TBHD,8TB,JBOD,16C,E29S | Ea |  | 1 Year (3 Years) | $10931.00 | 12% | 9619.28
88960 | Pelco | VXP-P-8-J-S-64 | VXP Power,4TBHD,8TB,JBOD,64C,E29S | Ea |  | 1 Year (3 Years) | $18123.00 | 12% | 15948.24
88961 | Pelco | VXP-RK-FLEX | VXP Flex Series Tower to Rack Conversion Kit | Ea |  | 1 Year (3 Years) | $290.00 | 12% | 255.2
88962 | Pelco | VXP-SUP-1D | 1 DAY SOFTWARE UPGRADE PLAN, 1CH | Ea |  | 1 Year (3 Years) | $0.08 | 12% | 0.0704
88963 | Pelco | VXP-SUP-1Y | 1 Year SOFTWARE UPGRADE PLAN, 1CH | Ea |  | 1 Year (3 Years) | $28.00 | 12% | 24.64
88964 | Pelco | VXP-SUP-3Y | 3 YEAR SOFTWARE UPGRADE PLAN, 1CH | Ea |  | 1 Year (3 Years) | $61.00 | 12% | 53.68
88965 | Pelco | VXP-WKS | VXP WORKSTATION,D11S | Ea |  | 1 Year (3 Years) | $3515.00 | 12% | 3093.2
88966 | Pelco | VXS-FAN-MID | VXS 80MM MID AXIAL FAN | Ea |  | 1 Year (3 Years) | $92.00 | 12% | 80.96
88967 | Pelco | VXS-FAN-REAR | VXS 80MM EXHAUST AXIAL FAN REAR | Ea |  | 1 Year (3 Years) | $193.00 | 12% | 169.84
88968 | Pelco | VXS-HDD-6TB | VXS 6TB Replacement Drive | Ea |  | 1 Year (3 Years) | $1554.00 | 12% | 1367.52
88969 | Pelco | VXS-PSU | VXS HIGH EFFICIENCY POWER SUPPLY | Ea |  | 1 Year | $1263.00 | 12% | 1111.44
88970 | Pelco | VXS-RAID | VXS LOW PROFILE INT RAID ADAPTER | Ea |  | 1 Year (3 Years) | $3765.00 | 12% | 3313.2
88971 | Pelco | VXS-RAID-16 | VXS LOW PROFILE RAID ADAPTER VER 2 | Ea |  | 1 Year (3 Years) | $3765.00 | 12% | 3313.2
88972 | Pelco | VXS-RAID-BATT | RAID BATTERY, CONSUMABLE | Ea |  | 1 Year | $1033.00 | 12% | 909.04
88973 | Pelco | VXS-RAIL-KIT | VXS Rail Kit | Ea |  | 1 Year (3 Years) | $303.00 | 12% | 266.64
88974 | Pelco | VXS-RAM | RAM FOR VXS STORAGE | Ea |  | 1 Year (3 Years) | $330.00 | 12% | 290.4
88975 | Pelco | VXS-SSD-240GB | VXS OS 240GB 2.5" SSD | Ea |  | 1 Year (3 Years) | $814.00 | 12% | 716.32
88976 | Pelco | WCS1-4 | Camera Power Supply 4Amp 1 Output | Ea |  | 1 Year | $244.00 | 12% | 214.72
88977 | Pelco | WCS4-20B | Camera Power Supply 12Amp 4 Output Breaker | Ea |  | 1 Year | $767.00 | 12% | 674.96
88978 | Pelco | WLEDL-150 | White Light LED Illuminator with 150m range | Ea |  | 1 Year (3 Years) | $1457.00 | 12% | 1282.16
88979 | Pelco | WLEDM-90 | White Light LED Illuminator with 90m range | Ea |  | 1 Year (3 Years) | $833.00 | 12% | 733.04
88980 | Pelco | WLEDS-50 | White Light LED Illuminator with 50m range | Ea |  | 1 Year (3 Years) | $529.00 | 12% | 465.52
88981 | Pelco | WM2000 | Wall Arm Mt for PA2000 & PA2010 up to 75lb | Ea |  | 1 Year (3 Years) | $305.00 | 12% | 268.4
88982 | Pelco | WMVE-BK | Wall Mount Black Vandal Resistant For Sarx IP Cam | Ea |  | 1 Year (3 Years) | $97.00 | 12% | 85.36
88983 | Pelco | WMVE-SR | Wall Mount Vandal Resist 1.5 Inch NPT Light Gray | Ea |  | 1 Year (3 Years) | $69.00 | 12% | 60.72
88984 | Pelco | WMVE-SW | Wall Mount .75/1.5 inch NPT Sarix Pro/Enhanc SE WT | Ea |  | 1 Year (3 Years) | $69.00 | 12% | 60.72
88985 | Pelco | WMVE-WT | Wall Mount Vandal Resistant 1.5 Inch NPT White | Ea |  | 1 Year (3 Years) | $67.00 | 12% | 58.96
88986 | Pelco | WS5080 | Workstation With WS5200 SW, No Power Cord | Ea |  | 1 Year (3 Years) | $5623.00 | 12% | 4948.24
88987 | Pelco | WS5080P | ENDURA WORKSTATION W/WS5200 SW, EU UK US PWR CRD | Ea |  | 1 Year (3 Years) | $6185.00 | 12% | 5442.8
88988 | Pelco | WS5080-US | Workstation W/WS5200 SW, US Power Cord | Ea |  | 1 Year (3 Years) | $5623.00 | 12% | 4948.24
88989 | Pelco | WS5200-1 | 2ND GEN WS5000 SW,1 SEAT LIC | Ea |  | 1 Year (3 Years) | $2217.00 | 12% | 1950.96
88990 | Pelco | WS5200-10 | 2ND GEN WS5000 SW,10 SEAT LIC | Ea |  | 1 Year (3 Years) | $10410.00 | 12% | 9160.8
88991 | Pelco | WS5200-25 | 2ND GEN WS5000 SW,25 SEAT LIC | Ea |  | 1 Year (3 Years) | $13273.00 | 12% | 11680.24
88992 | Pelco | WS5200-5 | 2ND GEN WS5000 SW,5 SEAT LIC | Ea |  | 1 Year (3 Years) | $8533.00 | 12% | 7509.04
88993 | Pelco | WS5200-MAP | 2ND GEN MAPPING SW,SITE LIC | Ea |  | 1 Year (3 Years) | $1484.00 | 12% | 1305.92
88994 | Pelco | WS5200-SITE | 2ND GEN WS5000 SW,SITE LIC | Ea |  | 1 Year (3 Years) | $16459.00 | 12% | 14483.92
88995 | Pelco | WS5220-UPG | 2ND GEN WS5000 SW UGRADE | Ea |  | 1 Year (3 Years) | $780.00 | 12% | 686.4
88996 | Pelco | WS5220-UPGSITE | 2ND GEN WS5000 SW UPGRADE SITE LIC | Ea |  | 1 Year (3 Years) | $5795.00 | 12% | 5099.6
88997 | Pelco | WXM100 | ExSite® SS Wall Mt, IPS And XM Products | Ea |  | 1 Year (3 Years) | $1402.00 | 12% | 1233.76
88998 | Pelco | WXM200 | Wall mount for ExSite Enhanced made of 316L stainless steel. | Ea |  | 1 Year (3 Years) | $1385.00 | 12% | 1218.8
88999 | Pelco | Y-U0023-G910KBD | VX Enhanced Keyboard Next Generation | Ea |  | 1 Year | $673.00 | 12% | 592.24
89000 | Pelco | YV2.7X2.2SR4A | 1/3" or 1/2.7" CS mount 2.2-6mm, DC auto iris, F1.3 | Ea |  | 1 Year (3 Years) | $336.00 | 12% | 295.68
89001 | Pelco | YV2.8X2.8SR4A | 1/3" or 1/2.7" CS mount 2.8-8mm, DC auto iris, F1.3 | Ea |  | 1 Year (3 Years) | $270.00 | 12% | 237.6
89002 | Pelco | YV3.3X15SR4A | 1/3" or 1/2.7" CS mount 15-50mm, DC auto iris, F1.5 | Ea |  | 1 Year (3 Years) | $461.00 | 12% | 405.68
89003 | Pelco | ZSPIXE20C | OE - Sarix Processor/Optics SKU | Ea |  | 1 Year (3 Years) | $512.00 | 12% | 450.56
89004 | Pelco | ZSPIXE20DN | OE - Sarix Processor/Optics SKU | Ea |  | 1 Year (3 Years) | $512.00 | 12% | 450.56
89005 | Primeview | PRV23WRCLED | 23” FHD IPS LED Display - 24/7 rated | EA |  | 1 Year (5 Years) | 1500 | 5% | 1425
89006 | Primeview | PRV32PCT | 32" FHD PCT Monitor - 12 Points of Touch | EA |  | 1 Year (5 Years) | 2128 | 5% | 2021.6
89007 | Primeview | PRV32WRCLED | 32” FHD IPS LED Display - 24/7 rated | EA |  | 1 Year (5 Years) | 1495 | 5% | 1420.25
89008 | Primeview | PRV42PCT | 42" FHD PCT Monitor - 12 Points of Touch | EA |  | 1 Year (5 Years) | 3401 | 5% | 3230.95
89009 | Primeview | PRV43WRCLED | 43” FHD IPS LED Display - 24/7 rated | EA |  | 1 Year (5 Years) | 1723 | 5% | 1636.85
89010 | Primeview | PRV46PCT | 46" FHD PCT Monitor - 12 Points of Touch | EA |  | 1 Year (5 Years) | 4092 | 5% | 3887.4
89011 | Primeview | PRV49SNGUR | 49" IPS Panel with 3.5mm Total Bezel Gap - DP/HDMI - Native HDR | EA |  | 1 Year (5 Years) | 3144 | 5% | 2986.8
89012 | Primeview | PRV49SNGURHDBT | 49" IPS Panel with 3.5mm Total Bezel Gap+ HDBASET RX TX natively embedded | EA |  | 1 Year (5 Years) | 3701 | 5% | 3515.95
89013 | Primeview | PRV49SNGURSDI | 49" IPS Panel with 3.5mm Total Bezel Gap+ 3G HD - SDI natively embedded | EA |  | 1 Year (5 Years) | 3353 | 5% | 3185.35
89014 | Primeview | PRV49WRCLED | 49” FHD IPS LED Display - 24/7 rated | EA |  | 1 Year (5 Years) | 1849 | 5% | 1756.55
89015 | Primeview | PRV554KPCT | 55" 4K PCT Monitor - 12 Points of Touch | EA |  | 1 Year (5 Years) | 5752 | 5% | 5464.4
89016 | Primeview | PRV55SNG01UR | 55" IPS Panel with 3.5mm Total Bezel Gap - DP/HDMI - Native HDR | EA |  | 1 Year (5 Years) | 3869 | 5% | 3675.55
89017 | Primeview | PRV55SNG01URHDBT | 55" IPS Panel with 3.5mm Total Bezel Gap+ HDBASET RX TX natively embedded | EA |  | 1 Year (5 Years) | 4426 | 5% | 4204.7
89018 | Primeview | PRV55SNG01URSDI | 55" IPS Panel with 3.5mm Total Bezel Gap+ 3G HD - SDI natively embedded | EA |  | 1 Year (5 Years) | 4078 | 5% | 3874.1
89019 | Primeview | PRV55SNGHB | 55" IPS Panel with 3.5mm Total Bezel Gap - 1,500 Nits | EA |  | 1 Year (5 Years) | 9304 | 5% | 8838.8
89020 | Primeview | PRV55SNLUR | 55" IPS Panel with 1.8mm Total Bezel Gap - DP/HDMI - Native HDR | EA |  | 1 Year (5 Years) | 5681 | 5% | 5396.95
89021 | Primeview | PRV55SNLURHDBT | 55" IPS Panel with 1.8mm Total Bezel Gap + HDBASET RX TX natively embedded | EA |  | 1 Year (5 Years) | 6461 | 5% | 6137.95
89022 | Primeview | PRV55SNLURSDI | 55" IPS Panel with 1.8mm Total Bezel Gap + 3G HD - SDI natively embedded | EA |  | 1 Year (5 Years) | 6113 | 5% | 5807.35
89023 | Primeview | PRV55WRCLED | 55” FHD IPS LED Display - 24/7 rated | EA |  | 1 Year (5 Years) | 2253 | 5% | 2140.35
89024 | Primeview | PRV654KPCT | 65" 4K PCT Monitor - 12 Points of Touch | EA |  | 1 Year (5 Years) | 7965 | 5% | 7566.75
89025 | Primeview | PRV65SNG4K | 65" 4k LED DID panel multidisplay solution with 3.5mm total bezel | EA |  | 1 Year (5 Years) | 10697 | 5% | 10162.15
89026 | Primeview | PRV864KPCT | 86" 4K PCT Monitor - 40 Points of Touch | EA |  | 1 Year (5 Years) | 24287 | 5% | 23072.65
89027 | Primeview | PRVC2S122 | Video & Data Wall Controller with 2 in / 2 out high density capture cards, Matrix Intelligence Software to support IP/RTSP video streaming and decoding | EA |  | 1 Year (3 Years) | 8333.3333 | 5% | 7916.6667
89028 | Primeview | PRVC2S720FHD12IN8OU | Video & Data Wall Controller with 12 in / 8 out high density FHD capture cards capable of supporting 8 web based feeds, 16 IP Streams at FHD/60hz and Matrix Intelligence Software to support IP/RTSP video streaming and decoding | EA |  | 1 Year (3 Years) | 46000 | 5% | 43700
89029 | Primeview | PRVC2S720FHD16IN12OU | Video & Data Wall Controller with 16 in / 12 out high density FHD capture cards capable of supporting 12 web based feeds, 32 IP Streams at FHD/60hz and Matrix Intelligence Software to support IP/RTSP video streaming and decoding | EA |  | 1 Year (3 Years) | 49666.6667 | 5% | 47183.3333
89030 | Primeview | PRVC2S720FHD4IN2OU | Video & Data Wall Controller with 4 in / 2 out high density FHD capture cards capable of supporting 2 web based feeds, 6 IP Streams at FHD/60hz and Matrix Intelligence Software to support IP/RTSP video streaming and decoding | EA |  | 1 Year (3 Years) | 22666.6667 | 5% | 21533.3333
89031 | Primeview | PRVC2S720FHD8IN4OU | Video & Data Wall Controller with 8 in / 4 out high density FHD capture cards capable of supporting 4 web based feeds, 8 IP Streams at FHD/60hz and Matrix Intelligence Software to support IP/RTSP video streaming and decoding | EA |  | 1 Year (3 Years) | 26333.3333 | 5% | 25016.6667
89032 | Primeview | PRVC2S720UHD12IN8OU | Video & Data Wall Controller with 12 in / 8 out high density UHD capture cards capable of supporting 8 web based feeds, 16 IP Streams at FHD/60hz and Matrix Intelligence Software to support IP/RTSP video streaming and decoding | EA |  | 1 Year (3 Years) | 50000 | 5% | 47500
89033 | Primeview | PRVC2S720UHD16IN12OU | Video & Data Wall Controller with 16 in / 12 out high density UHD capture cards capable of supporting 12 web based feeds, 32 IP Streams at FHD/60hz and Matrix Intelligence Software to support IP/RTSP video streaming and decoding | EA |  | 1 Year (3 Years) | 58333.3333 | 5% | 55416.6667
89034 | Primeview | PRVC2S720UHD4IN2OU | Video & Data Wall Controller with 4 in / 2 out high density UHD capture cards capable of supporting 2 web based feeds, 6 IP Streams at FHD/60hz and Matrix Intelligence Software to support IP/RTSP video streaming and decoding | EA |  | 1 Year (3 Years) | 24000 | 5% | 22800
89035 | Primeview | PRVC2S720UHD8IN4OU | Video & Data Wall Controller with 8 in / 4 out high density UHD capture cards capable of supporting 4 web based feeds, 8 IP Streams at FHD/60hz and Matrix Intelligence Software to support IP/RTSP video streaming and decoding | EA |  | 1 Year (3 Years) | 29000 | 5% | 27550
89036 | Primeview | PRVC2SOSUL | Primeview Additional C2S Operating System User License(s) | EA |  | 1 Year (3 Years) | 998.3333 | 5% | 948.4167
89037 | Primeview | PRVCAT6USNP1000FT | Cat 6 Unshielded Non-Plenum - 1000 Ft Spool | EA |  | 1 Year (3 Years) | 681 | 5% | 646.95
89038 | Primeview | PRVCAT6USP1000FT | Cat 6 Unshielded Plenum - 1000 Ft Spool | EA |  | 1 Year (3 Years) | 1560 | 5% | 1482
89039 | Primeview | PRVDP100FTPR | DisplayPort M-M Cable Plenum Rated - 100 Ft. | EA |  | 1 Year (3 Years) | 1230 | 5% | 1168.5
89040 | Primeview | PRVDP10FT | DisplayPort M-M Cable - 10 Ft. | EA |  | 1 Year (3 Years) | 52 | 5% | 49.4
89041 | Primeview | PRVDP15FT | DisplayPort M-M Cable - 15 Ft. | EA |  | 1 Year (3 Years) | 71 | 5% | 67.45
89042 | Primeview | PRVDP25FT | DisplayPort M-M Cable - 25 Ft. | EA |  | 1 Year (3 Years) | 128 | 5% | 121.6
89043 | Primeview | PRVDP25FTPR | DisplayPort M-M Cable Plenum Rated - 25 Ft. | EA |  | 1 Year (3 Years) | 850 | 5% | 807.5
89044 | Primeview | PRVDP3FT | DisplayPort M-M Cable - 3 Ft. | EA |  | 1 Year (3 Years) | 38 | 5% | 36.1
89045 | Primeview | PRVDP50FTPR | DisplayPort M-M Cable Plenum Rated - 50 Ft. | EA |  | 1 Year (3 Years) | 1100 | 5% | 1045
89046 | Primeview | PRVDP6FT | DisplayPort M-M Cable - 6 Ft. | EA |  | 1 Year (3 Years) | 42 | 5% | 39.9
89047 | Primeview | PRVDP75FTPR | DisplayPort M-M Cable Plenum Rated - 75 Ft. | EA |  | 1 Year (3 Years) | 1200 | 5% | 1140
89048 | Primeview | PRVHDBT1RURMS | HDBT 1RU Rack Mount Shelves | EA |  | 1 Year (3 Years) | 183.3333 | 5% | 174.1667
89049 | Primeview | PRVHDBT4KTRKIT | 4K/UHD HDMI Over HDBaseT Transmitter & Receiver with USB, Control, and PoE SET | EA |  | 1 Year (3 Years) | 1662.5 | 5% | 1579.375
89050 | Primeview | PRVHDM25FTPR | HDMI M-M Cable Plenum Rated - 25 Ft. | EA |  | 1 Year (3 Years) | 296 | 5% | 281.2
89051 | Primeview | PRVHDMI10FT | HDMI M-M Cable - 10 Ft. | EA |  | 1 Year (3 Years) | 34 | 5% | 32.3
89052 | Primeview | PRVHDMI15FTCL3 | HDMI M-M Cable CL3 Rated - 15 Ft. | EA |  | 1 Year (3 Years) | 146 | 5% | 138.7
89053 | Primeview | PRVHDMI25FT | HDMI M-M Cable - 25 Ft. | EA |  | 1 Year (3 Years) | 210 | 5% | 199.5
89054 | Primeview | PRVHDMI25FTCL3 | HDMI M-M Cable CL3 Rated - 25 Ft. | EA |  | 1 Year (3 Years) | 188 | 5% | 178.6
89055 | Primeview | PRVHDMI3FT | HDMI M-M Cable - 3 Ft. | EA |  | 1 Year (3 Years) | 21 | 5% | 19.95
89056 | Primeview | PRVHDMI5FT | HDMI M-M Cable - 15 Ft. | EA |  | 1 Year (3 Years) | 50 | 5% | 47.5
89057 | Primeview | PRVHDMI5FTPR | HDMI M-M Cable Plenum Rated - 15 Ft. | EA |  | 1 Year (3 Years) | 254 | 5% | 241.3
89058 | Primeview | PRVHDMI6FT | HDMI M-M Cable - 6 Ft. | EA |  | 1 Year (3 Years) | 24 | 5% | 22.8
89059 | Primeview | PRVLEDFSNM110 | 110” Slim LED TV comprised of 1.2mm Front Serviceable wireless LED Cabinets | EA |  | 1 Year (5 Years) | 86597 | 5% | 82267.15
89060 | Primeview | PRVLEDFSNM110PM | FusionMAX 110" Pedestal Mount | EA |  | 1 Year (3 Years) | 2550 | 5% | 2422.5
89061 | Primeview | PRVLEDFSNM110WM | FusionMAX 110" Wall Mount | EA |  | 1 Year (3 Years) | 3716.6667 | 5% | 3530.8333
89062 | Primeview | PRVLEDFSNM138 | 138” Slim LED TV comprised of 1.5mm Front Serviceable wireless LED Cabinets | EA |  | 1 Year (5 Years) | 88287 | 5% | 83872.65
89063 | Primeview | PRVLEDFSNM138PM | FusionMAX 138" Pedestal Mount | EA |  | 1 Year (3 Years) | 3183.3333 | 5% | 3024.1667
89064 | Primeview | PRVLEDFSNM138WM | FusionMAX 138" Wall Mount | EA |  | 1 Year (3 Years) | 5750 | 5% | 5462.5
89065 | Primeview | PRVLEDFSNM165 | 165” Slim LED TV comprised of 1.9mm Front Serviceable wireless LED Cabinets | EA |  | 1 Year (5 Years) | 64863 | 5% | 61619.85
89066 | Primeview | PRVLEDFSNM165PM | FusionMAX 165" Pedestal Mount | EA |  | 1 Year (3 Years) | 4455 | 5% | 4232.25
89067 | Primeview | PRVLEDFSNM165WM | FusionMAX 165" Wall Mount | EA |  | 1 Year (3 Years) | 8273.3333 | 5% | 7859.6667
89068 | Primeview | PRVLEDFSNM220 | 220” Slim LED TV comprised of 2.5mm Front Serviceable wireless LED Cabinets | EA |  | 1 Year (5 Years) | 88190 | 5% | 83780.5
89069 | Primeview | PRVLEDFSNM220WM | FusionMAX 220" Wall Mount | EA |  | 1 Year (3 Years) | 14955 | 5% | 14207.25
89070 | Primeview | PRVLTM1U-C | Large LCD Wall Mount (Compatible on 65-75" Displays) | EA |  | 1 Year (3 Years) | 916.6667 | 5% | 870.8333
89071 | Primeview | PRVMTM1U-C | Medium LCD Wall Mount (Compatible on 46-55" Displays) | EA |  | 1 Year (3 Years) | 583.3333 | 5% | 554.1667
89072 | Primeview | PRVNS24PG | 24 Port Gigabit Network Switch | EA |  | 1 Year (3 Years) | 750 | 5% | 712.5
89073 | Primeview | PRVNS48PG | 48 Port Gigabit Network Switch | EA |  | 1 Year (3 Years) | 916.6667 | 5% | 870.8333
89074 | Primeview | PRVPMFBL2X2-C | 2x2 Pedestal Mount- Floor Bolted | EA |  | 1 Year (3 Years) | 5833.3333 | 5% | 5541.6667
89075 | Primeview | PRVPMFBL3X3-C | 3x3 Pedestal Mount- Floor Bolted | EA |  | 1 Year (3 Years) | 6666.6667 | 5% | 6333.3333
89076 | Primeview | PRVSTM1U-C | Small LCD Wall Mount (Compatible on 24-32" Displays) | EA |  | 1 Year (3 Years) | 305 | 5% | 289.75
89077 | Primeview | PRVUSB2EXTKIT4P | USB 2.0 4-Port USB Extender Kit ( Tx/Rx) | EA |  | 1 Year (3 Years) | 1250 | 5% | 1187.5
89078 | Primeview | RRM-L | LCD Landscape Video Wall Mount | EA |  | 1 Year (3 Years) | 333.3333 | 5% | 316.6667
89079 | Primeview | RRM-P | LCD Portrait Video Wall Mount | EA |  | 1 Year (3 Years) | 583.3333 | 5% | 554.1667
89080 | Proxim | L1-EW-SP-1 | 1-Year Warranty ServPak (LVL-1) | Ea |  | 1 Year | 12 | 7% | 11.16
89081 | SECURITECH | 4840A-TTBG-37 | 4-Point auxiliary lock for inswinging (square deadbolts) doors up to 36” wide & 84” tall with a thumbturn and “Best” guard. | Ea |  | 1 Year (3 Years) | 830 | 7% | 771.9
89082 | SECURITECH | 4840A-TTHG-37 | 4-Point auxiliary lock for inswinging (square deadbolts) doors up to 36” wide & 84” tall with a thumbturn and hard guard. | Ea |  | 1 Year (3 Years) | 805 | 7% | 748.65
89083 | SECURITECH | 4840B-TTBG-37 | 4-Point auxiliary lock for outswinging (round deadbolts) doors up to 36” wide & 84” tall with a thumbturn and “Best” guard. | Ea |  | 1 Year (3 Years) | 830 | 7% | 771.9
89084 | SECURITECH | 4840B-TTHG-37 | 4-Point auxiliary lock for outswinging (round deadbolts) doors up to 36” wide & 84” tall with a thumbturn and hard guard. | Ea |  | 1 Year (3 Years) | 805 | 7% | 748.65
89085 | SECURITECH | 6300-AL | Standard unit with two keys; aluminum | Ea |  | 1 Year | 235 | 7% | 218.55
89086 | SECURITECH | 6300-JB | Standard unit with two keys; jet black | Ea |  | 1 Year | 235 | 7% | 218.55
89087 | SECURITECH | 6305-AL | Standard unit with adapter plate for use with “Best” or other raised face removable core cylinders; aluminum | Ea |  | 1 Year | 275 | 7% | 255.75
89088 | SECURITECH | 6305-JB | Standard unit with adapter plate for use with “Best” or other raised face removable core cylinders; jet black | Ea |  | 1 Year | 275 | 7% | 255.75
89089 | SECURITECH | 63Key | Additional Key | Ea |  | 1 Year | 27 | 7% | 25.11
89090 | SECURITECH | 71T46-GLD1-630-LHR | Mortise Exit Device with integrated deadbolt and Lockdown, LHR | Ea |  | 1 Year | 3238 | 7% | 3011.34
89091 | SECURITECH | 71T46-GLD1-630-RHR | Mortise Exit Device with integrated deadbolt and Lockdown, RHR | Ea |  | 1 Year | 3238 | 7% | 3011.34
89092 | SECURITECH | CLS-G20-D21-630 | Complete control trim package for cylindrical lock opening; including fire-rated deadlatch, DC Release, Request-To-Exit | Ea |  | 1 Year (2 Years) | 1300 | 7% | 1209
89093 | SECURITECH | CLS-G20-D24-630 | Complete control trim package for cylindrical lock opening; including fire-rated deadlatch, DC Release, Request-To-Exit, Key Usage Switch, Latch Position Switch | Ea |  | 1 Year (2 Years) | 1645 | 7% | 1529.85
89094 | SECURITECH | DC1-18-A | 18" Power transfer cord | Ea |  | 1 Year | 85 | 7% | 79.05
89095 | SECURITECH | DCLD-18-A | 18" Power Transfer Cord & LED Enclosure | Ea |  | 1 Year | 318 | 7% | 295.74
89096 | SECURITECH | EDR-G20-D21-AI-630 | Complete control trim package with rim exit device for 30” to 36” wide doors, DC Release, Request-To-Exit | Ea |  | 1 Year (2 Years) | 2315 | 7% | 2152.95
89097 | SECURITECH | EDR-G20-D24-AI-630 | Complete control trim package with rim exit device for 30” to 36” wide doors, DC Release, Request-To-Exit, Key Usage Switch, Latch Position Switch, Internal Wiring | Ea |  | 1 Year (2 Years) | 2700 | 7% | 2511
89098 | SECURITECH | EDR-G20-R21-AI-630 | Complete control trim package with rim exit device for 30” to 36” wide doors, Re-Entry, Request-to-Exit | Ea |  | 1 Year (2 Years) | 2365 | 7% | 2199.45
89099 | SECURITECH | EDR-G20-R24-AI-630 | Complete control trim package with rim exit device for 30” to 36” wide doors, Re-Entry, Request-To-Exit, Key Usage Switch, Latch Position Switch, Internal Wiring | Ea |  | 1 Year (2 Years) | 2765 | 7% | 2571.45
89100 | SECURITECH | EDT-G20-D11-D4G2-630 | Electric release trim for Doromatic concealed vertical rod exit devices. | Ea |  | 1 Year (2 Years) | 990 | 7% | 920.7
89101 | SECURITECH | EDT-G20-D11-J2F1-630 | Electric release trim for Jackson concealed vertical rod exit devices. | Ea |  | 1 Year (2 Years) | 990 | 7% | 920.7
89102 | SECURITECH | EDT-G20-D11-V1A1-630 | Electric release trim for Von Duprin rim exit devices. | Ea |  | 1 Year (2 Years) | 955 | 7% | 888.15
89103 | SECURITECH | EDT-G20-D11-Y1A1-630 | Electric release trim for Yale exit devices. | Ea |  | 1 Year (2 Years) | 910 | 7% | 846.3
89104 | SECURITECH | EDT-G20-D13-D4G2-630 | Electric release trim for Doromatic concealed vertical rod exit devices. | Ea |  | 1 Year (2 Years) | 1195 | 7% | 1111.35
89105 | SECURITECH | EDT-G20-D13-J2F1-630 | Electric release trim for Jackson concealed vertical rod exit devices. | Ea |  | 1 Year (2 Years) | 1195 | 7% | 1111.35
89106 | SECURITECH | EDT-G20-D13-V1A1-630 | Electric release trim for Von Duprin rim exit devices. | Ea |  | 1 Year (2 Years) | 1160 | 7% | 1078.8
89107 | SECURITECH | EDT-G20-D13-Y1A1-630 | Electric release trim for Yale exit devices. | Ea |  | 1 Year (2 Years) | 1115 | 7% | 1036.95
89108 | SECURITECH | ELDS-1 | Wall-mounted Lockdown station | Ea |  | 1 Year | 315 | 7% | 292.95
89109 | SECURITECH | ELDS-DM1 | Desk Mounted Emergency Lockdown Station | Ea |  | 1 Year | 409 | 7% | 380.37
89110 | SECURITECH | ELDS-ENC1 | Surface mount enclosure for ELDS-1 | Ea |  | 1 Year | 92 | 7% | 85.56
89111 | SECURITECH | ELT-G20-D13-S1D8-630 | LEXI Lockdown Trim - for use with Sargent 80 Series Exit Devices | Ea |  | 1 Year (2 Years) | 1195 | 7% | 1111.35
89112 | SECURITECH | ELT-G20-D13-U1A1-630-LHR | LEXI Lockdown Trim - for use with various manufacturers exit devices | Ea |  | 1 Year (2 Years) | 1160 | 7% | 1078.8
89113 | SECURITECH | ELT-G20-D13-V1A1-630-LHR | LEXI Lockdown Trim - for use with Von Duprin 99 Exit Devices | Ea |  | 1 Year (2 Years) | 1160 | 7% | 1078.8
89114 | SECURITECH | FDR-G20-D21-AI-630 | Complete fire-rated control trim package with rim exit device for 30” to 36” wide doors, DC Release, Request-To-Exit | Ea |  | 1 Year (2 Years) | 2460 | 7% | 2287.8
89115 | SECURITECH | FDR-G20-R21-AI-630 | Complete fire-rated control trim package with rim exit device for 30” to 36” wide doors, Re-Entry, Request-to-Exit | Ea |  | 1 Year (2 Years) | 2510 | 7% | 2334.3
89116 | SECURITECH | FDR-G20-R24-AI-630 | Complete fire-rated control trim package with rim exit device for 30” to 36” wide doors, Re-Entry, Request-To-Exit, Key Usage Switch, Latch Position Switch, Internal Wiring | Ea |  | 1 Year (2 Years) | 2910 | 7% | 2706.3
89117 | SECURITECH | MLA-G20-D11-630 | Complete control trim package with fire-rated mortise deadlatch lockset, DC Release | Ea |  | 1 Year (2 Years) | 1285 | 7% | 1195.05
89118 | SECURITECH | MLA-G20-D21-630 | Complete control trim package with fire-rated mortise deadlatch lockset, DC Release, Request-To-Exit | Ea |  | 1 Year (2 Years) | 1375 | 7% | 1278.75
89119 | SECURITECH | MLA-G20-D24-630 | Complete control trim package with fire-rated mortise deadlatch lockset, DC Release, Request-To-Exit, Key Usage Switch, Latch Position Switch | Ea |  | 1 Year (2 Years) | 1720 | 7% | 1599.6
89120 | SECURITECH | MLA-G20-R11-630 | Complete control trim package with fire-rated mortise deadlatch lockset, Re-Entry | Ea |  | 1 Year (2 Years) | 1355 | 7% | 1260.15
89121 | SECURITECH | MLA-G20-R21-630 | Complete control trim package with fire-rated mortise deadlatch lockset, Re-Entry, Request-to-Exit | Ea |  | 1 Year (2 Years) | 1445 | 7% | 1343.85
89122 | SECURITECH | MLA-G20-R24-630 | Complete control trim package with fire-rated mortise deadlatch lockset | Ea |  | 1 Year (2 Years) | 1785 | 7% | 1660.05
89123 | SECURITECH | MLN-G20-D21-630 | Complete control trim package with mortise lock for narrow stile aluminum door or gate, DC Release, Request-To-Exit | Ea |  | 1 Year (2 Years) | 1375 | 7% | 1278.75
89124 | SECURITECH | PD-D141 | 24vDC Release with Programmable Timer | Ea |  | 1 Year | 1060 | 7% | 985.8
89125 | SECURITECH | PE2-LD2-1B | Wireless pendant | Ea |  | 1 Year | 71 | 7% | 66.03
89126 | SECURITECH | PE2-RCVR-1 | Wireless receiver | Ea |  | 1 Year | 434 | 7% | 403.62
89127 | SECURITECH | PS-A111 | 24vAC Release, for use with intercom systems | Ea |  | 1 Year | 480 | 7% | 446.4
89128 | SECURITECH | PS-A111-E | 24vAC Release & Maglock Release for use with intercom systems | Ea |  | 1 Year | 685 | 7% | 637.05
89129 | SECURITECH | PS-D111 | 24vDC Release, for use with access control systems | Ea |  | 1 Year | 480 | 7% | 446.4
89130 | SECURITECH | PS-LD1-RR | 4 Door LEXI LOCKDOWN Power Supply & Controller | Ea |  | 1 Year | 737 | 7% | 685.41
89131 | SECURITECH | PS-LD2-RR | 8 Door LEXI LOCKDOWN Power Supply & Controller | Ea |  | 1 Year | 912 | 7% | 848.16
89132 | SECURITECH | PS-R111 | 24vDC Release, for use with Re-Entry (Fail-Safe) models | Ea |  | 1 Year | 480 | 7% | 446.4
89133 | SECURITECH | QID-C40-KIK-630 | Classroom Instant Deadbolt Cylindrical and Tubular Deadbolt Lockset; double cylinder, lever prepped for KIK cylinder | Ea |  | 1 Year (2 Years) | 841 | 7% | 782.13
89134 | SECURITECH | QID-C40-SFIC-630 | Classroom Instant Deadbolt Cylindrical and Tubular Deadbolt Lockset; double cylinder, lever prepped for IC cylinder | Ea |  | 1 Year (2 Years) | 841 | 7% | 782.13
89135 | SECURITECH | QID-C41-KIK-630 | Classroom Instant Deadbolt Cylindrical and Tubular Deadbolt Lockset; single cylinder, lever prepped for KIK cylinder | Ea |  | 1 Year (2 Years) | 841 | 7% | 782.13
89136 | SECURITECH | QID-C41-SFIC-630 | Classroom Instant Deadbolt Cylindrical and Tubular Deadbolt Lockset; single cylinder, lever prepped for IC cylinder | Ea |  | 1 Year (2 Years) | 841 | 7% | 782.13
89137 | SECURITECH | QID-CN24-1 | 24 Door Console. Displays individual door status for up to 24 doors. Includes System Lockdown & Release | Ea |  | 1 Year (2 Years) | 2020 | 7% | 1878.6
89138 | SECURITECH | QID-CT24-1 | 24 Door Controller. Accommodates up to 24 Doors For Group Locking | Ea |  | 1 Year (2 Years) | 3166 | 7% | 2944.38
89139 | SECURITECH | QID-EM10-630 | Electrified Classroom Instant Deadbolt Mortise Deadbolt Lockset; double cylinder, lever remains locked upon exiting | Ea |  | 1 Year (2 Years) | 1310 | 7% | 1218.3
89140 | SECURITECH | QID-EM11-630 | Electrified Classroom Instant Deadbolt Mortise Deadbolt Lockset; single cylinder, lever remains locked upon exiting | Ea |  | 1 Year (2 Years) | 1310 | 7% | 1218.3
89141 | SECURITECH | QID-MN1-630 | Classroom Instant Deadbolt Mortise Deadbolt Lockset; single cylinder k-12 (lever remains locked upon exiting) | Ea |  | 1 Year (2 Years) | 841 | 7% | 782.13
89142 | SECURITECH | QID-MN2-630 | Classroom Instant Deadbolt Mortise Deadbolt Lockset; double cylinder k-12 (lever remains locked upon exiting) | Ea |  | 1 Year (2 Years) | 841 | 7% | 782.13
89143 | SECURITECH | QID-MU1-630 | Classroom Instant Deadbolt Mortise Deadbolt Lockset; single cylinder Higher-Ed (lever unlocks upon exiting) | Ea |  | 1 Year (2 Years) | 841 | 7% | 782.13
89144 | SECURITECH | QID-MU2-630 | Classroom Instant Deadbolt Mortise Deadbolt Lockset; double cylinder Higher-Ed (lever unlocks upon exiting) | Ea |  | 1 Year (2 Years) | 841 | 7% | 782.13
89145 | SECURITECH | QID-PB1 | Pushbutton Station, Single Pushbutton | Ea |  | 1 Year (2 Years) | 196 | 7% | 182.28
89146 | SECURITECH | QID-PB12 | Pushbutton Station, Includes Push/Pull | Ea |  | 1 Year | 350 | 7% | 325.5
89147 | SECURITECH | QID-PE1 | Pendant, Min. 1 Per Reciever. | Ea |  | 1 Year (2 Years) | 104 | 7% | 96.72
89148 | SECURITECH | QID-PS1 | Power Supply for QID-EM11 or EM10. Requires 110v power. | Ea |  | 1 Year | 683 | 7% | 635.19
89149 | SECURITECH | QID-RE1 | Receiver for Wireless Pendant (Programmable for 1 or more doors) | Ea |  | 1 Year (2 Years) | 164 | 7% | 152.52
89150 | SECURITECH | SB175-LC | Instant button activated lockdown lock for use over cylindrical locksets | Ea |  | 1 Year | 414 | 7% | 385.02
89151 | SECURITECH | SB175-LC-BPS | Instant button activated lockdown lock for use over cylindrical locksets, with Bolt Position Switch | Ea |  | 1 Year | 515 | 7% | 478.95
89152 | SECURITECH | SBTMPL1 | Reusable steel marking template | Ea |  | 1 Year | 30 | 7% | 27.9
89153 | SECURITECH | STA-G10-PTB-EO | Pair of trims with Thru-Bolts; “A” series mortise lock | Ea |  | 1 Year (2 Years) | 1025 | 7% | 953.25
89154 | SECURITECH | STL-G10-SJN-EO | Single Trim with Jack-Nuts; No lock control | Ea |  | 1 Year (2 Years) | 640 | 7% | 595.2
89155 | Seneca | CORP-PED-P1 | XVIEW CORP PED, Xeon W2145, 16GB, 2TB, P1000, Win 10 | Ea |  | 1 Year (5 Years) | 7195 | 11% | 6403.55
89156 | Seneca | CORP-PED-P1x2 | XVIEW CORP PED, Xeon W2145, 16GB, 2TB, P1000x2, Win 10 | Ea |  | 1 Year (5 Years) | 8050 | 11% | 7164.5
89157 | Seneca | CORP-PED-P2 | XVIEW CORP PED, Xeon W2145, 16GB, 2TB, P2000, Win 10 | Ea |  | 1 Year (5 Years) | 7265 | 11% | 6465.85
89158 | Seneca | CORP-PED-P2x2 | XVIEW CORP PED, Xeon W2145, 16GB, 2TB, P2000x2, Win 10 | Ea |  | 1 Year (5 Years) | 8195 | 11% | 7293.55
89159 | Seneca | CORP-PED-P4 | XVIEW CORP PED, Xeon W2145, 16GB, 2TB, P4000, Win 10 | Ea |  | 1 Year (5 Years) | 8155 | 11% | 7257.95
89160 | Seneca | CORP-PED-P4x2 | XVIEW CORP PED, Xeon W2145, 16GB, 2TB, P4000x2, Win 10 | Ea |  | 1 Year (5 Years) | 9970 | 11% | 8873.3
89161 | Seneca | ASC-110T-W10 | Assurance 2RU 110TB, 95.4TB R5, Win 10 | Ea |  | 1 Year (5 Years) | 20295 | 11% | 18062.55
89162 | Seneca | ASC-110T-WS16 | Assurance 2RU 110TB, 95.4TB R5, Ser16 | Ea |  | 1 Year (5 Years) | 21855 | 11% | 19450.95
89163 | Seneca | ASC-120T-4L-W10 | Assurance 2RU 120TB, 104.9TB R5, 4 SAS, Win 10 | Ea |  | 1 Year (5 Years) | 25300 | 11% | 22517
89164 | Seneca | ASC-120T-4L-WS16 | Assurance 2RU 120TB, 104.9TB R5, 4 SAS, Ser16 | Ea |  | 1 Year (5 Years) | 26855 | 11% | 23900.95
89165 | Seneca | ASC-120T-W10 | Assurance 2RU 120TB, 104.9TB R5, Win 10 | Ea |  | 1 Year (5 Years) | 21265 | 11% | 18925.85
89166 | Seneca | ASC-120T-WS16 | Assurance 2RU 120TB, 104.9TB R5, Ser16 | Ea |  | 1 Year (5 Years) | 22820 | 11% | 20309.8
89167 | Seneca | ASC-132T-W10 | Assurance 2RU 132TB, 114.4TB R5, Win 10 | Ea |  | 1 Year (5 Years) | 22145 | 11% | 19709.05
89168 | Seneca | ASC-132T-WS16 | Assurance 2RU 132TB, 114.4TB R5, Ser16 | Ea |  | 1 Year (5 Years) | 23700 | 11% | 21093
89169 | Seneca | ASC-144T-W10 | Assurance 2RU 144TB, 125.9TB, R5, Win 10 | Ea |  | 1 Year (5 Years) | 23280 | 11% | 20719.2
89170 | Seneca | ASC-144T-WS16 | Assurance 2RU 144TB, 125.9TB, R5, Ser16 | Ea |  | 1 Year (5 Years) | 24835 | 11% | 22103.15
89171 | Seneca | ASC-156T-W10 | Assurance 2RU 156TB, 137.3TB R5, Win 10 | Ea |  | 1 Year (5 Years) | 25770 | 11% | 22935.3
89172 | Seneca | ASC-156T-WS16 | Assurance 2RU 156TB, 137.3TB R5, Ser16 | Ea |  | 1 Year (5 Years) | 27325 | 11% | 24319.25
89173 | Seneca | ASC-168T-4L-W10 | Assurance 2x2RU 168TB, 148.7TB R5, 4 SAS, Win 10 | Ea |  | 1 Year (5 Years) | 40950 | 11% | 36445.5
89174 | Seneca | ASC-168T-4L-WS16 | Assurance 2x2RU 168TB, 148.7TB R5, 4 SAS, Ser16 | Ea |  | 1 Year (5 Years) | 42505 | 11% | 37829.45
89175 | Seneca | ASC-168T-W10 | Assurance 2RU 168TB, 148.7TB R5, Win 10 | Ea |  | 1 Year (5 Years) | 26900 | 11% | 23941
89176 | Seneca | ASC-168T-WS16 | Assurance 2RU 168TB, 148.7TB R5, Ser16 | Ea |  | 1 Year (5 Years) | 28460 | 11% | 25329.4
89177 | Seneca | ASC-182T-W10 | Assurance 2x2RU 182TB, 156.8TB R5, Win 10 | Ea |  | 1 Year (5 Years) | 39520 | 11% | 35172.8
89178 | Seneca | ASC-182T-WS16 | Assurance 2x2RU 182TB, 156.8TB R5, Ser16 | Ea |  | 1 Year (5 Years) | 41075 | 11% | 36556.75
89179 | Seneca | ASC-192T-4L-W10 | Assurance 2x2RU 192TB, 171.6TB R5, 4 SAS, Win 10 | Ea |  | 1 Year (5 Years) | 44885 | 11% | 39947.65
89180 | Seneca | ASC-192T-4L-WS16 | Assurance 2x2RU 192TB, 171.6TB R5, 4 SAS, Ser16 | Ea |  | 1 Year (5 Years) | 46440 | 11% | 41331.6
89181 | Seneca | ASC-216T-W10 | Assurance 2x2RU 216TB, 187.3TB R5, Win 10 | Ea |  | 1 Year (5 Years) | 42500 | 11% | 37825
89182 | Seneca | ASC-216T-WS16 | Assurance 2x2RU 216TB, 187.3TB R5, Ser16 | Ea |  | 1 Year (5 Years) | 44060 | 11% | 39213.4
89183 | Seneca | ASC-240T-4L-W10 | Assurance 3x2RU 240TB, 207.8TB R5, 4 SAS, Win 10 | Ea |  | 1 Year (5 Years) | 58660 | 11% | 52207.4
89184 | Seneca | ASC-240T-4L-WS16 | Assurance 3x2RU 240TB, 207.8TB R5, 4 SAS, Ser16 | Ea |  | 1 Year (5 Years) | 60215 | 11% | 53591.35
89185 | Seneca | ASC-240T-W10 | Assurance 2x2RU 240TB, 207.8TB R5, Win 10 | Ea |  | 1 Year (5 Years) | 46440 | 11% | 41331.6
89186 | Seneca | ASC-240T-WS16 | Assurance 2x2RU 240TB, 207.8TB R5, Ser16 | Ea |  | 1 Year (5 Years) | 47995 | 11% | 42715.55
89187 | Seneca | ASC-24T-2L-W10 | Assurance 2RU 24TB, 15.3TB R5, 2 SAS, Win 10 | Ea |  | 1 Year (5 Years) | 13265 | 11% | 11805.85
89188 | Seneca | ASC-24T-2L-WS16 | Assurance 2RU 24TB, 15.3TB R5, 2 SAS, Ser16 | Ea |  | 1 Year (5 Years) | 14820 | 11% | 13189.8
89189 | Seneca | ASC-24T-4L-W10 | Assurance 2RU 24TB, 15.3TB R5, 4 SAS, Win 10 | Ea |  | 1 Year (5 Years) | 15465 | 11% | 13763.85
89190 | Seneca | ASC-24T-4L-WS16 | Assurance 2RU 24TB, 15.3TB R5, 4 SAS, Ser16 | Ea |  | 1 Year (5 Years) | 17020 | 11% | 15147.8
89191 | Seneca | ASC-24T-W10 | Assurance 2RU 24TB, 15.3TB R5, Win 10 | Ea |  | 1 Year (5 Years) | 11775 | 11% | 10479.75
89192 | Seneca | ASC-24T-WS16 | Assurance 2RU 24TB, 15.3TB R5, Ser16 | Ea |  | 1 Year (5 Years) | 13330 | 11% | 11863.7
89193 | Seneca | ASC-288T-4L-W10 | Assurance 3x2RU 288TB, 256TB R5, 4 SAS, Win 10 | Ea |  | 1 Year (5 Years) | 66535 | 11% | 59216.15
89194 | Seneca | ASC-288T-4L-WS16 | Assurance 3x2RU 288TB, 256TB R5, 4 SAS, Ser16 | Ea |  | 1 Year (5 Years) | 68095 | 11% | 60604.55
89195 | Seneca | ASC-288T-W10 | Assurance 3x2RU 288TB, 248.8TB R5, Win 10 | Ea |  | 1 Year (5 Years) | 60215 | 11% | 53591.35
89196 | Seneca | ASC-288T-WS16 | Assurance 3x2RU 288TB, 248.8TB R5, Ser16 | Ea |  | 1 Year (5 Years) | 61770 | 11% | 54975.3
89197 | Seneca | ASC-312T-4L-W10 | Assurance 4x2RU 312TB, 276.5TB R5, 4 SAS, Win 10 | Ea |  | 1 Year (5 Years) | 76375 | 11% | 67973.75
89198 | Seneca | ASC-312T-4L-WS16 | Assurance 4x2RU 312TB, 276.5TB R5, 4 SAS, Ser16 | Ea |  | 1 Year (5 Years) | 77930 | 11% | 69357.7
89199 | Seneca | ASC-32T-2L-W10 | Assurance 2RU 32TB, 22.8TB R5, 2 SAS, Win 10 | Ea |  | 1 Year (5 Years) | 13965 | 11% | 12428.85
89200 | Seneca | ASC-32T-2L-WS16 | Assurance 2RU 32TB, 22.8TB R5, 2 SAS, Ser16 | Ea |  | 1 Year (5 Years) | 15520 | 11% | 13812.8
89201 | Seneca | ASC-32T-4L-W10 | Assurance 2RU 32TB, 22.8TB R5, 4 SAS, Win 10 | Ea |  | 1 Year (5 Years) | 15455 | 11% | 13754.95
89202 | Seneca | ASC-32T-4L-WS16 | Assurance 2RU 32TB, 22.8TB R5, 4 SAS, Ser16 | Ea |  | 1 Year (5 Years) | 17010 | 11% | 15138.9
89203 | Seneca | ASC-32T-W10 | Assurance 2RU 32TB, 22.8TB R5, Win 10 | Ea |  | 1 Year (5 Years) | 12475 | 11% | 11102.75
89204 | Seneca | ASC-32T-WS16 | Assurance 2RU 32TB, 22.8TB R5, Ser16 | Ea |  | 1 Year (5 Years) | 14030 | 11% | 12486.7
89205 | Seneca | ASC-336T-W10 | Assurance 3x2RU 336TB, 289.7TB R5, Win 10 | Ea |  | 1 Year (5 Years) | 68090 | 11% | 60600.1
89206 | Seneca | ASC-336T-WS16 | Assurance 3x2RU 336TB, 289.7TB R5, Ser16 | Ea |  | 1 Year (5 Years) | 69645 | 11% | 61984.05
89207 | Seneca | ASC-360T-W10 | Assurance 4x2RU 360TB, 3310.3TB R5, Win 10 | Ea |  | 1 Year (5 Years) | 77930 | 11% | 69357.7
89208 | Seneca | ASC-360T-WS16 | Assurance 4x2RU 360TB, 331.3TB R5, Ser16 | Ea |  | 1 Year (5 Years) | 79485 | 11% | 70741.65
89209 | Seneca | ASC-384T-4L-W10 | Assurance 4x2RU 384TB, 337.9TB R5, 4 SAS, Win 10 | Ea |  | 1 Year (5 Years) | 88190 | 11% | 78489.1
89210 | Seneca | ASC-384T-4L-WS16 | Assurance 4x2RU 384TB, 337.9TB R5, 4 SAS, Ser16 | Ea |  | 1 Year (5 Years) | 89745 | 11% | 79873.05
89211 | Seneca | ASC-40T-2L-W10 | Assurance 2RU 40TB, 30.5TB R5, 2 SAS, Win 10 | Ea |  | 1 Year (5 Years) | 14665 | 11% | 13051.85
89212 | Seneca | ASC-40T-2L-WS16 | Assurance 2RU 40TB, 30.5TB R5, 2 SAS, Ser16 | Ea |  | 1 Year (5 Years) | 16220 | 11% | 14435.8
89213 | Seneca | ASC-40T-4L-W10 | Assurance 2RU 40TB, 30.5TB R5, 4 SAS, Win 10 | Ea |  | 1 Year (5 Years) | 16155 | 11% | 14377.95
89214 | Seneca | ASC-40T-4L-WS16 | Assurance 2RU 40TB, 30.5TB R5, 4 SAS, Ser16 | Ea |  | 1 Year (5 Years) | 17710 | 11% | 15761.9
89215 | Seneca | ASC-40T-W10 | Assurance 2RU 40TB, 30.5TB R5, Win 10 | Ea |  | 1 Year (5 Years) | 13175 | 11% | 11725.75
89216 | Seneca | ASC-40T-WS16 | Assurance 2RU 40TB, 30.5TB R5, Ser16 | Ea |  | 1 Year (5 Years) | 14730 | 11% | 13109.7
89217 | Seneca | ASC-432T-W10 | Assurance 4x2RU 432TB, 371.7TB R5, Win 10 | Ea |  | 1 Year (5 Years) | 89745 | 11% | 79873.05
89218 | Seneca | ASC-432T-WS16 | Assurance 4x2RU 432TB, 371.7TB R5, Ser16 | Ea |  | 1 Year (5 Years) | 91300 | 11% | 81257
89219 | Seneca | ASC-480T-4L-W10 | Assurance 5x2RU 480TB, 422.4TB R5, 4 SAS, Win 10 | Ea |  | 1 Year (5 Years) | 109840 | 11% | 97757.6
89220 | Seneca | ASC-480T-4L-WS16 | Assurance 5x2RU 480TB, 422.4TB R5, 4 SAS, Ser16 | Ea |  | 1 Year (5 Years) | 111395 | 11% | 99141.55
89221 | Seneca | ASC-48T-2L-W10 | Assurance 2RU 48TB, 38.1TB R5, 2 SAS, Win 10 | Ea |  | 1 Year (5 Years) | 15365 | 11% | 13674.85
89222 | Seneca | ASC-48T-2L-WS16 | Assurance 2RU 48TB, 38.1TB R5, 2 SAS, Ser16 | Ea |  | 1 Year (5 Years) | 16920 | 11% | 15058.8
89223 | Seneca | ASC-48T-4L-W10 | Assurance 2RU 48TB, 38.1TB R5, 4 SAS, Win 10 | Ea |  | 1 Year (5 Years) | 16855 | 11% | 15000.95
89224 | Seneca | ASC-48T-4L-WS16 | Assurance 2RU 48TB, 38.1TB R5, 4 SAS, Ser16 | Ea |  | 1 Year (5 Years) | 18410 | 11% | 16384.9
89225 | Seneca | ASC-48T-W10 | Assurance 2RU 48TB, 38.1TB R5, Win 10 | Ea |  | 1 Year (5 Years) | 13875 | 11% | 12348.75
89226 | Seneca | ASC-48T-WS16 | Assurance 2RU 48TB, 38.1TB R5, Ser16 | Ea |  | 1 Year (5 Years) | 15430 | 11% | 13732.7
89227 | Seneca | ASC-528T-W10 | Assurance 5x2RU 528TB, 453.7TB R5, Win 10 | Ea |  | 1 Year (5 Years) | 111395 | 11% | 99141.55
89228 | Seneca | ASC-528T-WS16 | Assurance 5x2RU 528TB, 453.7TB R5, Ser16 | Ea |  | 1 Year (5 Years) | 112950 | 11% | 100525.5
89229 | Seneca | ASC-56T-2L-W10 | Assurance 2RU 56TB, 45.7TB R5, 2 SAS, Win 10 | Ea |  | 1 Year (5 Years) | 16065 | 11% | 14297.85
89230 | Seneca | ASC-56T-2L-WS16 | Assurance 2RU 56TB, 45.7TB R5, 2 SAS, Ser16 | Ea |  | 1 Year (5 Years) | 17620 | 11% | 15681.8
89231 | Seneca | ASC-56T-4L-W10 | Assurance 2RU 56TB, 45.7TB R5, 4 SAS, Win 10 | Ea |  | 1 Year (5 Years) | 17555 | 11% | 15623.95
89232 | Seneca | ASC-56T-4L-WS16 | Assurance 2RU 56TB, 45.7TB R5, 4 SAS, Ser16 | Ea |  | 1 Year (5 Years) | 19110 | 11% | 17007.9
89233 | Seneca | ASC-56T-W10 | Assurance 2RU 56TB, 45.7TB R5, Win 10 | Ea |  | 1 Year (5 Years) | 14575 | 11% | 12971.75
89234 | Seneca | ASC-56T-WS16 | Assurance 2RU 56TB, 45.7TB R5, Ser16 | Ea |  | 1 Year (5 Years) | 16130 | 11% | 14355.7
89235 | Seneca | ASC-64T-2L-W10 | Assurance 2RU 64TB, 53.4TB R5, 2 SAS, Win 10 | Ea |  | 1 Year (5 Years) | 16765 | 11% | 14920.85
89236 | Seneca | ASC-64T-2L-WS16 | Assurance 2RU 64TB, 53.4TB R5, 2 SAS, Ser16 | Ea |  | 1 Year (5 Years) | 18320 | 11% | 16304.8
89237 | Seneca | ASC-64T-4L-W10 | Assurance 2RU 64TB, 53.4TB R5, 4 SAS, Win 10 | Ea |  | 1 Year (5 Years) | 18255 | 11% | 16246.95
89238 | Seneca | ASC-64T-4L-WS16 | Assurance 2RU 64TB, 53.4TB R5, 4 SAS, Ser16 | Ea |  | 1 Year (5 Years) | 19810 | 11% | 17630.9
89239 | Seneca | ASC-64T-W10 | Assurance 2RU 64TB, 53.4TB R5, Win 10 | Ea |  | 1 Year (5 Years) | 15275 | 11% | 13594.75
89240 | Seneca | ASC-64T-WS16 | Assurance 2RU 64TB, 53.4TB R5, Ser16 | Ea |  | 1 Year (5 Years) | 16830 | 11% | 14978.7
89241 | Seneca | ASC-72T-W10 | Assurance 2RU 72TB, 61TB R5, Win 10 | Ea |  | 1 Year (5 Years) | 15975 | 11% | 14217.75
89242 | Seneca | ASC-72T-WS16 | Assurance 2RU 72TB, 61TB R5, Ser16 | Ea |  | 1 Year (5 Years) | 17530 | 11% | 15601.7
89243 | Seneca | ASC-80T-4L-W10 | Assurance 2RU 80TB, 68.6TB R5, 4 SAS, Win 10 | Ea |  | 1 Year (5 Years) | 20380 | 11% | 18138.2
89244 | Seneca | ASC-80T-4L-WS16 | Assurance 2RU 80TB, 68.6TB R5, 4 SAS, Ser16 | Ea |  | 1 Year (5 Years) | 21935 | 11% | 19522.15
89245 | Seneca | ASC-80T-W10 | Assurance 2RU 80TB, 68.6TB R5, Win 10 | Ea |  | 1 Year (5 Years) | 16675 | 11% | 14840.75
89246 | Seneca | ASC-80T-WS16 | Assurance 2RU 80TB, 68.6TB R5, Ser16 | Ea |  | 1 Year (5 Years) | 18230 | 11% | 16224.7
89247 | Seneca | ASC-88T-W10 | Assurance 2RU 88TB, 76.3TB R5, Win 10 | Ea |  | 1 Year (5 Years) | 17370 | 11% | 15459.3
89248 | Seneca | ASC-88T-WS16 | Assurance 2RU 88TB, 76.3TB R5, Ser16 | Ea |  | 1 Year (5 Years) | 18930 | 11% | 16847.7
89249 | Seneca | ASC-96T-4L-W10 | Assurance 2RU 96TB, 83.9TB R5, 4 SAS, Win 10 | Ea |  | 1 Year (5 Years) | 21725 | 11% | 19335.25
89250 | Seneca | ASC-96T-4L-WS16 | Assurance 2RU 96TB, 83.9TB R5, 4 SAS, Ser16 | Ea |  | 1 Year (5 Years) | 23280 | 11% | 20719.2
89251 | Seneca | ASC-96T-W10 | Assurance 2RU 96TB, 83.9TB R5, Win 10 | Ea |  | 1 Year (5 Years) | 18070 | 11% | 16082.3
89252 | Seneca | ASC-96T-WS16 | Assurance 2RU 96TB, 83.9TB R5, Ser16 | Ea |  | 1 Year (5 Years) | 19630 | 11% | 17470.7
89253 | Seneca | CEL-COR-32T-W10 | xCelerate Corp, 32TB, Win10 | Ea |  | 1 Year (5 Years) | 39310 | 11% | 34985.9
89254 | Seneca | CEL-COR-32T-W16 | xCelerate Corp, 32TB, Ser16 | Ea |  | 1 Year (5 Years) | 40755 | 11% | 36271.95
89255 | Seneca | CEL-ENT-48T-W10 | xCelerate Ent, 48T, 4xP4, Win10 | Ea |  | 1 Year (5 Years) | 61525 | 11% | 54757.25
89256 | Seneca | CEL-ENT-48T-W16 | xCelerate Ent, 48T, 4xP4, Ser16 | Ea |  | 1 Year (5 Years) | 62970 | 11% | 56043.3
89257 | Seneca | CEL-PRO-8T-W10 | xCelerate Pro, 8TB, Win10 | Ea |  | 1 Year (5 Years) | 23075 | 11% | 20536.75
89258 | Seneca | CEL-PRO-8T-W16 | xCelerate Pro, 8TB, Ser16 | Ea |  | 1 Year (5 Years) | 24525 | 11% | 21827.25
89259 | Seneca | CFD-R-16T-W10 | Confidence Rack mount 16TB, 14.9TB useable, Win 10 | Ea |  | 1 Year (3 Years) | 4850 | 11% | 4316.5
89260 | Seneca | CFD-R-16T-W10-2 | Confidence Rack mount 16TB, Dual OS, 14.9TB useable, Win 10 | Ea |  | 1 Year (3 Years) | 5080 | 11% | 4521.2
89261 | Seneca | CFD-R-16T-WS16 | Confidence Rack mount 16TB, 14.9TB useable, WS 16 | Ea |  | 1 Year (3 Years) | 6300 | 11% | 5607
89262 | Seneca | CFD-R-16T-WS16-2 | Confidence Rack mount 16TB, Dual OS, 14.9TB useable, WS 16 | Ea |  | 1 Year (3 Years) | 6525 | 11% | 5807.25
89263 | Seneca | CFD-R-8T-W10 | Confidence Rack mount 8TB, 7.5TB useable, Win 10 | Ea |  | 1 Year (3 Years) | 4280 | 11% | 3809.2
89264 | Seneca | CFD-R-8T-W10-2 | Confidence Rack mount 8TB, Dual OS, 7.5TB useable, Win 10 | Ea |  | 1 Year (3 Years) | 4510 | 11% | 4013.9
89265 | Seneca | CFD-R-8T-WS16 | Confidence Rack mount 8TB, 7.5TB useable, WS 16 | Ea |  | 1 Year (3 Years) | 5730 | 11% | 5099.7
89266 | Seneca | CFD-R-8T-WS16-2 | Confidence Rack mount 8TB, Dual OS, 7.5TB useable, WS 16 | Ea |  | 1 Year (3 Years) | 5955 | 11% | 5299.95
89267 | Seneca | CFDSQD-12T-W10 | Confidence SQ DT 12TB, Win 10 | Ea |  | 1 Year (3 Years) | 2790 | 11% | 2483.1
89268 | Seneca | CFDSQD-16T-W10 | Confidence SQ DT 16TB, Win 10 | Ea |  | 1 Year (3 Years) | 2900 | 11% | 2581
89269 | Seneca | CFDSQD-20T-W10 | Confidence SQ DT 20TB, Win 10 | Ea |  | 1 Year (3 Years) | 3320 | 11% | 2954.8
89270 | Seneca | CFDSQD-24T-W10 | Confidence SQ DT 24TB, Win 10 | Ea |  | 1 Year (3 Years) | 3860 | 11% | 3435.4
89271 | Seneca | CFDSQD-4T-W10 | Confidence SQ DT 4TB, Win 10 | Ea |  | 1 Year (3 Years) | 2070 | 11% | 1842.3
89272 | Seneca | CFDSQD-8T-W10 | Confidence SQ DT 8TB, Win 10 | Ea |  | 1 Year (3 Years) | 2350 | 11% | 2091.5
89273 | Seneca | CFDSQR-12T-W10 | Confidence SQ Rack 12TB, Win 10 | Ea |  | 1 Year (3 Years) | 2990 | 11% | 2661.1
89274 | Seneca | CFDSQR-16T-W10 | Confidence SQ Rack 16TB, Win 10 | Ea |  | 1 Year (3 Years) | 3095 | 11% | 2754.55
89275 | Seneca | CFDSQR-20T-W10 | Confidence SQ Rack 20TB, Win 10 | Ea |  | 1 Year (3 Years) | 3520 | 11% | 3132.8
89276 | Seneca | CFDSQR-24T-W10 | Confidence SQ Rack 24TB, Win 10 | Ea |  | 1 Year (3 Years) | 4055 | 11% | 3608.95
89277 | Seneca | CFDSQR-4T-W10 | Confidence SQ Rack 4TB, Win 10 | Ea |  | 1 Year (3 Years) | 2265 | 11% | 2015.85
89278 | Seneca | CFDSQR-8T-W10 | Confidence SQ Rack 8TB, Win 10 | Ea |  | 1 Year (3 Years) | 2545 | 11% | 2265.05
89279 | Seneca | Corp-280T | Corporate DC 280TB Storage base | Ea |  | 1 Year (5 Years) | 101900 | 11% | 90691
89280 | Seneca | Corp-420T | Corporate DC 420TB Storage base | Ea |  | 1 Year (5 Years) | 126250 | 11% | 112362.5
89281 | Seneca | Corp-560T | Corporate DC 560TB Storage base | Ea |  | 1 Year (5 Years) | 150500 | 11% | 133945
89282 | Seneca | Corp-700T | Corporate DC 700TB Storage base | Ea |  | 1 Year (5 Years) | 174900 | 11% | 155661
89283 | Seneca | Corp-840T | Corporate DC 840TB Storage base | Ea |  | 1 Year (5 Years) | 199250 | 11% | 177332.5
89284 | Seneca | CTY-110T-6L-W10 | Certainty 2RU 110TB, 95.4TB R5, 6 SAS, Win 10 | Ea |  | 1 Year (5 Years) | 30960 | 11% | 27554.4
89285 | Seneca | CTY-110T-6L-WS16 | Certainty 2RU 110TB, 95.4TB R5, 6 SAS, Ser16 | Ea |  | 1 Year (5 Years) | 32515 | 11% | 28938.35
89286 | Seneca | CTY-110T-W10 | Certainty 2RU 110TB, 95.4TB R5, Win 10 | Ea |  | 1 Year (5 Years) | 25665 | 11% | 22841.85
89287 | Seneca | CTY-110T-WS16 | Certainty 2RU 110TB, 95.4TB R5, Ser16 | Ea |  | 1 Year (5 Years) | 27220 | 11% | 24225.8
89288 | Seneca | CTY-120T-6L-W10 | Certainty 2RU 120TB, 104.9TB R5, 6 SAS, Win 10 | Ea |  | 1 Year (5 Years) | 31925 | 11% | 28413.25
89289 | Seneca | CTY-120T-6L-WS16 | Certainty 2RU 120TB, 104.9TB R5, 6 SAS, Ser16 | Ea |  | 1 Year (5 Years) | 33480 | 11% | 29797.2
89290 | Seneca | CTY-120T-W10 | Certainty 2RU 120TB, 104.9TB R5, Win 10 | Ea |  | 1 Year (5 Years) | 26630 | 11% | 23700.7
89291 | Seneca | CTY-120T-WS16 | Certainty 2RU 120TB, 104.9TB R5, Ser16 | Ea |  | 1 Year (5 Years) | 28185 | 11% | 25084.65
89292 | Seneca | CTY-132T-6L-W10 | Certainty 2RU 132TB, 114.8TB R5, 6 SAS, Win 10 | Ea |  | 1 Year (5 Years) | 32975 | 11% | 29347.75
89293 | Seneca | CTY-132T-6L-WS16 | Certainty 2RU 132TB, 114.8TB R5, 6 SAS, Ser16 | Ea |  | 1 Year (5 Years) | 34530 | 11% | 30731.7
89294 | Seneca | CTY-144T-6L-W10 | Certainty 2RU 144TB, 125.9TB R5, 6 SAS, Win 10 | Ea |  | 1 Year (5 Years) | 34165 | 11% | 30406.85
89295 | Seneca | CTY-144T-6L-WS16 | Certainty 2RU 144TB, 125.9TB R5, 6 SAS, Ser16 | Ea |  | 1 Year (5 Years) | 35720 | 11% | 31790.8
89296 | Seneca | CTY-144T-W10 | Certainty 2RU 144TB, 125.9TB R5, Win 10 | Ea |  | 1 Year (5 Years) | 28645 | 11% | 25494.05
89297 | Seneca | CTY-144T-WS16 | Certainty 2RU 144TB, 125.9TB R5, Ser16 | Ea |  | 1 Year (5 Years) | 30200 | 11% | 26878
89298 | Seneca | CTY-150T-W10 | Certainty 2RU 150TB, 133.5TB R5, Win 10 | Ea |  | 1 Year (5 Years) | 31565 | 11% | 28092.85
89299 | Seneca | CTY-150T-WS16 | Certainty 2RU 150TB, 133.5TB R5, Ser16 | Ea |  | 1 Year (5 Years) | 33125 | 11% | 29481.25
89300 | Seneca | CTY-160T-W10 | Certainty 2RU 160TB, 143.1TB R5, Win 10 | Ea |  | 1 Year (5 Years) | 32535 | 11% | 28956.15
89301 | Seneca | CTY-160T-WS16 | Certainty 2RU 160TB, 143.1TB R5, Ser16 | Ea |  | 1 Year (5 Years) | 34090 | 11% | 30340.1
89302 | Seneca | CTY-168T-8L-W10 | Certainty 2x2RU 168TB, 148.7TB R5, 8 SAS, Win 10 | Ea |  | 1 Year (5 Years) | 50235 | 11% | 44709.15
89303 | Seneca | CTY-168T-8L-WS16 | Certainty 2x2RU 168TB, 148.7TB R5, 8 SAS, Ser16 | Ea |  | 1 Year (5 Years) | 51790 | 11% | 46093.1
89304 | Seneca | CTY-170T-W10 | Certainty 2RU 170TB, 152.6TB R5, Win 10 | Ea |  | 1 Year (5 Years) | 33500 | 11% | 29815
89305 | Seneca | CTY-170T-WS16 | Certainty 2RU 170TB, 152.6TB R5, Ser16 | Ea |  | 1 Year (5 Years) | 35055 | 11% | 31198.95
89306 | Seneca | CTY-180T-W10 | Certainty 2RU 180TB, 162.1TB R5, Win 10 | Ea |  | 1 Year (5 Years) | 34465 | 11% | 30673.85
89307 | Seneca | CTY-180T-WS16 | Certainty 2RU 180TB, 162.1TB R5, Ser16 | Ea |  | 1 Year (5 Years) | 36020 | 11% | 32057.8
89308 | Seneca | CTY-192T-8L-W10 | Certainty 2x2RU 192TB, 171.6TB R5, 8 SAS, Win 10 | Ea |  | 1 Year (5 Years) | 54170 | 11% | 48211.3
89309 | Seneca | CTY-192T-8L-WS16 | Certainty 2x2RU 192TB, 171.6TB R5, 8 SAS, Ser16 | Ea |  | 1 Year (5 Years) | 55725 | 11% | 49595.25
89310 | Seneca | CTY-192T-W10 | Certainty 2RU 192TB, 171.6TB R5, Win 10 | Ea |  | 1 Year (5 Years) | 35330 | 11% | 31443.7
89311 | Seneca | CTY-192T-WS16 | Certainty 2RU 192TB, 171.6TB R5, Ser16 | Ea |  | 1 Year (5 Years) | 36885 | 11% | 32827.65
89312 | Seneca | CTY-204T-W10 | Certainty 2RU 204TB, 183.1TB R5, Win 10 | Ea |  | 1 Year (5 Years) | 36520 | 11% | 32502.8
89313 | Seneca | CTY-204T-WS16 | Certainty 2RU 204TB, 183.1TB R5, Ser16 | Ea |  | 1 Year (5 Years) | 38075 | 11% | 33886.75
89314 | Seneca | CTY-216T-W10 | Certainty 2RU 216TB, 194.5TB R5, Win 10 | Ea |  | 1 Year (5 Years) | 37710 | 11% | 33561.9
89315 | Seneca | CTY-216T-WS16 | Certainty 2RU 216TB, 194.5TB R5, Ser16 | Ea |  | 1 Year (5 Years) | 39265 | 11% | 34945.85
89316 | Seneca | CTY-240T-8L-W10 | Certainty 3x2RU 240TB, 207.8TB R5, 8 SAS, Win 10 | Ea |  | 1 Year (5 Years) | 67945 | 11% | 60471.05
89317 | Seneca | CTY-240T-8L-WS16 | Certainty 3x2RU 240TB, 207.8TB R5, 8 SAS, Ser16 | Ea |  | 1 Year (5 Years) | 69505 | 11% | 61859.45
89318 | Seneca | CTY-24T-4L-W10 | Certainty 2RU 24TB, 15.3TB R5, 4 SAS, Win 10 | Ea |  | 1 Year (5 Years) | 18910 | 11% | 16829.9
89319 | Seneca | CTY-24T-4L-WS16 | Certainty 2RU 24TB, 15.3TB R5, 4 SAS, Ser16 | Ea |  | 1 Year (5 Years) | 20470 | 11% | 18218.3
89320 | Seneca | CTY-24T-W10 | Certainty 2RU 24TB, 15.3TB R5, Win 10 | Ea |  | 1 Year (5 Years) | 17155 | 11% | 15267.95
89321 | Seneca | CTY-24T-WS16 | Certainty 2RU 24TB, 15.3TB R5, Ser16 | Ea |  | 1 Year (5 Years) | 18715 | 11% | 16656.35
89322 | Seneca | CTY-252T-W10 | Certainty 2x2RU 252TB, 223.6TB R5, Win 10 | Ea |  | 1 Year (5 Years) | 54585 | 11% | 48580.65
89323 | Seneca | CTY-252T-WS16 | Certainty 2x2RU 252TB, 223.6TB R5, Ser16 | Ea |  | 1 Year (5 Years) | 56140 | 11% | 49964.6
89324 | Seneca | CTY-288T-8L-W10 | Certainty 3x2RU 288TB, 256TB r5, 8 SAS, Win 10 | Ea |  | 1 Year (5 Years) | 75825 | 11% | 67484.25
89325 | Seneca | CTY-288T-8L-WS16 | Certainty 3x2RU 288TB, 256TB r5, 8 SAS, Ser16 | Ea |  | 1 Year (5 Years) | 77380 | 11% | 68868.2
89326 | Seneca | CTY-288T-W10 | Certainty 2x2RU 288TB, 256TB R5, Win 10 | Ea |  | 1 Year (5 Years) | 56935 | 11% | 50672.15
89327 | Seneca | CTY-288T-WS16 | Certainty 2x2RU 288TB, 256TB R5, Ser16 | Ea |  | 1 Year (5 Years) | 58490 | 11% | 52056.1
89328 | Seneca | CTY-312T-8L-W10 | Certainty 4x2RU 312TB, 276.5TB r5, 8 SAS, Win 10 | Ea |  | 1 Year (5 Years) | 85660 | 11% | 76237.4
89329 | Seneca | CTY-312T-8L-WS16 | Certainty 4x2RU 312TB, 276.5TB r5, 8 SAS, Ser16 | Ea |  | 1 Year (5 Years) | 87215 | 11% | 77621.35
89330 | Seneca | CTY-312T-W10 | Certainty 2x2RU 312TB, 276.5TB R5, Win 10 | Ea |  | 1 Year (5 Years) | 60875 | 11% | 54178.75
89331 | Seneca | CTY-312T-WS16 | Certainty 2x2RU 312TB, 276.5TB R5, Ser16 | Ea |  | 1 Year (5 Years) | 62430 | 11% | 55562.7
89332 | Seneca | CTY-32T-4L-W10 | Certainty 2RU 32TB, 22.8TB R5, 4 SAS, Win 10 | Ea |  | 1 Year (5 Years) | 19610 | 11% | 17452.9
89333 | Seneca | CTY-32T-4L-WS16 | Certainty 2RU 32TB, 22.8TB R5, 4 SAS, Ser16 | Ea |  | 1 Year (5 Years) | 21165 | 11% | 18836.85
89334 | Seneca | CTY-32T-W10 | Certainty 2RU 32TB, 22.8TB R5, Win 10 | Ea |  | 1 Year (5 Years) | 17845 | 11% | 15882.05
89335 | Seneca | CTY-32T-WS16 | Certainty 2RU 32TB, 22.8TB R5, Ser16 | Ea |  | 1 Year (5 Years) | 19400 | 11% | 17266
89336 | Seneca | CTY-360T-W10 | Certainty 3x2RU 360TB, 317.5TB R5, Win 10 | Ea |  | 1 Year (5 Years) | 74650 | 11% | 66438.5
89337 | Seneca | CTY-360T-WS16 | Certainty 3x2RU 360TB, 317.5TB R5, Ser16 | Ea |  | 1 Year (5 Years) | 76205 | 11% | 67822.45
89338 | Seneca | CTY-384T-8L-W10 | Certainty 4x2RU 384TB, 337.9TB R5, 8 SAS, Win 10 | Ea |  | 1 Year (5 Years) | 97475 | 11% | 86752.75
89339 | Seneca | CTY-384T-8L-WS16 | Certainty 4x2RU 384TB, 337.9TB R5, 8 SAS, Ser16 | Ea |  | 1 Year (5 Years) | 99030 | 11% | 88136.7
89340 | Seneca | CTY-408T-W10 | Certainty 3x2RU 408TB, 358.4TB R5, Win 10 | Ea |  | 1 Year (5 Years) | 82525 | 11% | 73447.25
89341 | Seneca | CTY-408T-WS16 | Certainty 3x2RU 408TB, 358.4TB R5, Ser16 | Ea |  | 1 Year (5 Years) | 84080 | 11% | 74831.2
89342 | Seneca | CTY-40T-4L-W10 | Certainty 2RU 40TB, 30.5TB R5, 4 SAS, Win 10 | Ea |  | 1 Year (5 Years) | 20310 | 11% | 18075.9
89343 | Seneca | CTY-40T-4L-WS16 | Certainty 2RU 40TB, 30.5TB R5, 4 SAS, Ser16 | Ea |  | 1 Year (5 Years) | 21865 | 11% | 19459.85
89344 | Seneca | CTY-40T-W10 | Certainty 2RU 40TB, 30.5TB R5, Win 10 | Ea |  | 1 Year (5 Years) | 18545 | 11% | 16505.05
89345 | Seneca | CTY-40T-WS16 | Certainty 2RU 40TB, 30.5TB R5, Ser16 | Ea |  | 1 Year (5 Years) | 20100 | 11% | 17889
89346 | Seneca | CTY-432T-W10 | Certainty 4x2RU 432TB, 379TB R5, Win 10 | Ea |  | 1 Year (5 Years) | 92360 | 11% | 82200.4
89347 | Seneca | CTY-432T-WS16 | Certainty 4x2RU 432TB, 379TB R5, Ser16 | Ea |  | 1 Year (5 Years) | 93915 | 11% | 83584.35
89348 | Seneca | CTY-480T-8L-W10 | Certainty 5x2RU 480TB, 422.4TB R5, 8 SAS, Win 10 | Ea |  | 1 Year (5 Years) | 119125 | 11% | 106021.25
89349 | Seneca | CTY-480T-8L-WS16 | Certainty 5x2RU 480TB, 422.4TB R5, 8 SAS, Ser16 | Ea |  | 1 Year (5 Years) | 120680 | 11% | 107405.2
89350 | Seneca | CTY-48T-4L-W10 | Certainty 2RU 48TB, 38.1TB R5, 4 SAS, Win 10 | Ea |  | 1 Year (5 Years) | 21010 | 11% | 18698.9
89351 | Seneca | CTY-48T-4L-WS16 | Certainty 2RU 48TB, 38.1TB R5, 4 SAS, Ser16 | Ea |  | 1 Year (5 Years) | 22565 | 11% | 20082.85
89352 | Seneca | CTY-48T-6L-W10 | Certainty 2RU 48TB, 38.1TB R5, 6 SAS, Win 10 | Ea |  | 1 Year (5 Years) | 22500 | 11% | 20025
89353 | Seneca | CTY-48T-6L-WS16 | Certainty 2RU 48TB, 38.1TB R5, 6 SAS, Ser16 | Ea |  | 1 Year (5 Years) | 24055 | 11% | 21408.95
89354 | Seneca | CTY-48T-W10 | Certainty 2RU 48TB, 38.1TB R5, Win 10 | Ea |  | 1 Year (5 Years) | 19240 | 11% | 17123.6
89355 | Seneca | CTY-48T-WS16 | Certainty 2RU 48TB, 38.1TB R5, Ser16 | Ea |  | 1 Year (5 Years) | 20800 | 11% | 18512
89356 | Seneca | CTY-504T-W10 | Certainty 4x2RU 504TB, 440.4TB R5, Win 10 | Ea |  | 1 Year (5 Years) | 104175 | 11% | 92715.75
89357 | Seneca | CTY-504T-WS16 | Certainty 4x2RU 504TB, 440.4TB R5, Ser16 | Ea |  | 1 Year (5 Years) | 105730 | 11% | 94099.7
89358 | Seneca | CTY-56T-4L-W10 | Certainty 2RU 56TB, 45.7TB R5, 4 SAS, Win 10 | Ea |  | 1 Year (5 Years) | 21710 | 11% | 19321.9
89359 | Seneca | CTY-56T-4L-WS16 | Certainty 2RU 56TB, 45.7TB R5, 4 SAS, Ser16 | Ea |  | 1 Year (5 Years) | 23265 | 11% | 20705.85
89360 | Seneca | CTY-56T-W10 | Certainty 2RU 56TB, 45.7TB R5, Win 10 | Ea |  | 1 Year (5 Years) | 19940 | 11% | 17746.6
89361 | Seneca | CTY-56T-WS16 | Certainty 2RU 56TB, 45.7TB R5, Ser16 | Ea |  | 1 Year (5 Years) | 21495 | 11% | 19130.55
89362 | Seneca | CTY-600T-W10 | Certainty 5x2RU 600TB, 522.3TB R5, Win 10 | Ea |  | 1 Year (5 Years) | 125825 | 11% | 111984.25
89363 | Seneca | CTY-600T-WS16 | Certainty 5x2RU 600TB, 522.3TB R5, Ser16 | Ea |  | 1 Year (5 Years) | 127380 | 11% | 113368.2
89364 | Seneca | CTY-64T-4L-W10 | Certainty 2RU 64TB, 53.4TB R5, 4 SAS, Win 10 | Ea |  | 1 Year (5 Years) | 22410 | 11% | 19944.9
89365 | Seneca | CTY-64T-4L-WS16 | Certainty 2RU 64TB, 53.4TB R5, 4 SAS, Ser16 | Ea |  | 1 Year (5 Years) | 23965 | 11% | 21328.85
89366 | Seneca | CTY-64T-W10 | Certainty 2RU 64TB, 53.4TB R5, Win 10 | Ea |  | 1 Year (5 Years) | 20640 | 11% | 18369.6
89367 | Seneca | CTY-64T-WS16 | Certainty 2RU 64TB, 53.4TB R5, Ser16 | Ea |  | 1 Year (5 Years) | 22195 | 11% | 19753.55
89368 | Seneca | CTY-72T-4L-W10 | Certainty 2RU 72TB, 61TB R5, 4 SAS, Win 10 | Ea |  | 1 Year (5 Years) | 23615 | 11% | 21017.35
89369 | Seneca | CTY-72T-4L-WS16 | Certainty 2RU 72TB, 61TB R5, 4 SAS, Ser16 | Ea |  | 1 Year (5 Years) | 25170 | 11% | 22401.3
89370 | Seneca | CTY-72T-W10 | Certainty 2RU 72TB, 61TB R5, Win 10 | Ea |  | 1 Year (5 Years) | 21340 | 11% | 18992.6
89371 | Seneca | CTY-72T-WS16 | Certainty 2RU 72TB, 61TB R5, Ser16 | Ea |  | 1 Year (5 Years) | 22895 | 11% | 20376.55
89372 | Seneca | CTY-80T-4L-W10 | Certainty 2RU 80TB, 68.6TB R5, 4 SAS, Win 10 | Ea |  | 1 Year (5 Years) | 24540 | 11% | 21840.6
89373 | Seneca | CTY-80T-4L-WS16 | Certainty 2RU 80TB, 68.6TB R5, 4 SAS, Ser16 | Ea |  | 1 Year (5 Years) | 26095 | 11% | 23224.55
89374 | Seneca | CTY-80T-W10 | Certainty 2RU 80TB, 68.6TB R5, Win 10 | Ea |  | 1 Year (5 Years) | 22040 | 11% | 19615.6
89375 | Seneca | CTY-80T-WS16 | Certainty 2RU 80TB, 68.6TB R5, Ser16 | Ea |  | 1 Year (5 Years) | 23595 | 11% | 20999.55
89376 | Seneca | CTY-84T-4L-W10 | Certainty 2RU 84TB, 72.2TB R5, 4 SAS, Win 10 | Ea |  | 1 Year (5 Years) | 24750 | 11% | 22027.5
89377 | Seneca | CTY-84T-4L-WS16 | Certainty 2RU 84TB, 72.2TB R5, 4 SAS, Ser16 | Ea |  | 1 Year (5 Years) | 26305 | 11% | 23411.45
89378 | Seneca | CTY-88T-W10 | Certainty 2RU 88TB, 76.3TB R5,Win 10 | Ea |  | 1 Year (5 Years) | 22740 | 11% | 20238.6
89379 | Seneca | CTY-88T-WS16 | Certainty 2RU 88TB, 76.3TB R5,Ser16 | Ea |  | 1 Year (5 Years) | 24295 | 11% | 21622.55
89380 | Seneca | CTY-96T-4L-W10 | Certainty 2RU 96TB, 83.9TB R5, 4 SAS, Win 10 | Ea |  | 1 Year (5 Years) | 25880 | 11% | 23033.2
89381 | Seneca | CTY-96T-4L-WS16 | Certainty 2RU 96TB, 83.9TB R5, 4 SAS, Ser16 | Ea |  | 1 Year (5 Years) | 27435 | 11% | 24417.15
89382 | Seneca | CTY-96T-6L-W10 | Certainty 2RU 96TB, 83.9TB R5, 6 SAS, Win 10 | Ea |  | 1 Year (5 Years) | 28735 | 11% | 25574.15
89383 | Seneca | CTY-96T-6L-WS16 | Certainty 2RU 96TB, 83.9TB R5, 6 SAS, Ser16 | Ea |  | 1 Year (5 Years) | 30290 | 11% | 26958.1
89384 | Seneca | CTY-96T-8L-W10 | Certainty 2RU 96TB, 83.9TB R5, 8 SAS, Win 10 | Ea |  | 1 Year (5 Years) | 28630 | 11% | 25480.7
89385 | Seneca | CTY-96T-8L-WS16 | Certainty 2RU 96TB, 83.9TB R5, 8 SAS, Ser16 | Ea |  | 1 Year (5 Years) | 30185 | 11% | 26864.65
89386 | Seneca | CTY-96T-W10 | Certainty 2RU 96TB, 83.9TB R5, Win 10 | Ea |  | 1 Year (5 Years) | 23440 | 11% | 20861.6
89387 | Seneca | CTY-96T-WS16 | Certainty 2RU 96TB, 83.9TB R5, Ser16 | Ea |  | 1 Year (5 Years) | 24995 | 11% | 22245.55
89388 | Seneca | E | External Expansion ready upgrade kit | Ea |  | 1 Year (5 Years) | 1300 | 11% | 1157
89389 | Seneca | E | External Expansion ready upgrade kit | Ea |  | 1 Year (5 Years) | 1300 | 11% | 1157
89390 | Seneca | E | External Expansion ready upgrade kit | Ea |  | 1 Year (5 Years) | 1300 | 11% | 1157
89391 | Seneca | E | External Expansion ready upgrade kit | Ea |  | 1 Year (5 Years) | 1300 | 11% | 1157
89392 | Seneca | ENT-2U-P1 | XVIEW ENT 2U, Xeon 2x4114, 16GB, 2TB, P1000, Win 10 | Ea |  | 1 Year (5 Years) | 10915 | 11% | 9714.35
89393 | Seneca | ENT-2U-P1x2 | XVIEW ENT 2U, Xeon 2x4114, 16GB, 2TB, P1000x2, Win 10 | Ea |  | 1 Year (5 Years) | 11770 | 11% | 10475.3
89394 | Seneca | ENT-2U-P2 | XVIEW ENT 2U, Xeon 2x4114, 16GB, 2TB, P2000, Win 10 | Ea |  | 1 Year (5 Years) | 10985 | 11% | 9776.65
89395 | Seneca | ENT-2U-P2x2 | XVIEW ENT 2U, Xeon 2x4114, 16GB, 2TB, P2000x2, Win 10 | Ea |  | 1 Year (5 Years) | 11910 | 11% | 10599.9
89396 | Seneca | ENT-2U-P4 | XVIEW ENT 2U, Xeon 2x4114, 16GB, 2TB, P4000, Win 10 | Ea |  | 1 Year (5 Years) | 11875 | 11% | 10568.75
89397 | Seneca | ENT-2U-P4x2 | XVIEW ENT 2U, Xeon 2x4114, 16GB, 2TB, P4000x2, Win 10 | Ea |  | 1 Year (5 Years) | 13690 | 11% | 12184.1
89398 | Seneca | ENT-PED-P1 | XVIEW ENT PED, Xeon 2x4114, 16GB, 2TB, P1000, Win 10 | Ea |  | 1 Year (5 Years) | 9580 | 11% | 8526.2
89399 | Seneca | ENT-PED-P1x2 | XVIEW ENT PED, Xeon 2x4114, 16GB, 2TB, P1000x2, Win 10 | Ea |  | 1 Year (5 Years) | 10435 | 11% | 9287.15
89400 | Seneca | ENT-PED-P2 | XVIEW ENT PED, Xeon 2x4114, 16GB, 2TB, P2000, Win 10 | Ea |  | 1 Year (5 Years) | 9650 | 11% | 8588.5
89401 | Seneca | ENT-PED-P2x2 | XVIEW ENT PED, Xeon 2x4114, 16GB, 2TB, P2000x2, Win 10 | Ea |  | 1 Year (5 Years) | 10575 | 11% | 9411.75
89402 | Seneca | ENT-PED-P4 | XVIEW ENT PED, Xeon 2x4114, 16GB, 2TB, P4000, Win 10 | Ea |  | 1 Year (5 Years) | 10540 | 11% | 9380.6
89403 | Seneca | ENT-PED-P4x2 | XVIEW ENT PED, Xeon 2x4114, 16GB, 2TB, P4000x2, Win 10 | Ea |  | 1 Year (5 Years) | 12355 | 11% | 10995.95
89404 | Seneca | FQC-08930 | NYC DOT Specialized Semi-Rugged w/fan | Ea |  | 1 Year (5 Years) | 2000 | 11% | 1780
89405 | Seneca | G | GPU video adapter | Ea |  | 1 Year (5 Years) | 210 | 11% | 186.9
89406 | Seneca | G1 | GPU graphic card added - P1000 | Ea |  | 1 Year (5 Years) | 900 | 11% | 801
89407 | Seneca | G1 | GPU graphic card added - P1000 | Ea |  | 1 Year (5 Years) | 900 | 11% | 801
89408 | Seneca | G1 | GPU graphic card added - P1000 | Ea |  | 1 Year (5 Years) | 900 | 11% | 801
89409 | Seneca | G1 | GPU graphic card added - P1000 | Ea |  | 1 Year (5 Years) | 900 | 11% | 801
89410 | Seneca | G1 | GPU upgrade kit - P1000 - Add to Quad Price | Ea |  | 1 Year (5 Years) | 375 | 11% | 333.75
89411 | Seneca | G2 | GPU graphic card added - P2000 | Ea |  | 1 Year (5 Years) | 1050 | 11% | 934.5
89412 | Seneca | G2 | GPU graphic card added - P2000 | Ea |  | 1 Year (5 Years) | 1050 | 11% | 934.5
89413 | Seneca | G2 | GPU graphic card added - P2000 | Ea |  | 1 Year (5 Years) | 1050 | 11% | 934.5
89414 | Seneca | G2 | GPU graphic card added - P2000 | Ea |  | 1 Year (5 Years) | 1050 | 11% | 934.5
89415 | Seneca | GE1 | P1000 additional card | Ea |  | 1 Year (5 Years) | 925 | 11% | 823.25
89416 | Seneca | GE2 | P2000 additional card | Ea |  | 1 Year (5 Years) | 1000 | 11% | 890
89417 | Seneca | GE4 | P4000 additional card | Ea |  | 1 Year (5 Years) | 1960 | 11% | 1744.4
89418 | Seneca | GP1 | GPU upgrade kit - P1000 - Add to Quad Price | Ea |  | 1 Year (5 Years) | 375 | 11% | 333.75
89419 | Seneca | J280T | 84 Bay JBOD w/28x 10TB NLSAS | Ea |  | 1 Year (5 Years) | 81833.8108 | 11% | 72832.0916
89420 | Seneca | J420T | 84 Bay JBOD w/42x 10TB NLSAS | Ea |  | 1 Year (5 Years) | 106170.3973 | 11% | 94491.6536
89421 | Seneca | J560T | 84 Bay JBOD w/56x 10TB NLSAS | Ea |  | 1 Year (5 Years) | 130507.1351 | 11% | 116151.3503
89422 | Seneca | J700T | 84 Bay JBOD w/70x 10TB NLSAS | Ea |  | 1 Year (5 Years) | 154843.7838 | 11% | 137810.9676
89423 | Seneca | J840T | 84 Bay JBOD w/84x 10TB NLSAS | Ea |  | 1 Year (5 Years) | 179180.4595 | 11% | 159470.6089
89424 | Seneca | M | Memory upgrade - POE | Ea |  | 1 Year (5 Years) | 65 | 11% | 57.85
89425 | Seneca | M2 | Memory upgrade - 32GB | Ea |  | 1 Year (5 Years) | 625 | 11% | 556.25
89426 | Seneca | MA | Memory upgrade - Assurance | Ea |  | 1 Year (5 Years) | 725 | 11% | 645.25
89427 | Seneca | MA | Memory upgrade - Assurance | Ea |  | 1 Year (5 Years) | 725 | 11% | 645.25
89428 | Seneca | MC | 8GB Memory upgrade | Ea |  | 1 Year (5 Years) | 200 | 11% | 178
89429 | Seneca | MC | Memory upgrade - Certainty | Ea |  | 1 Year (5 Years) | 1450 | 11% | 1290.5
89430 | Seneca | MC | Memory upgrade - Certainty | Ea |  | 1 Year (5 Years) | 1450 | 11% | 1290.5
89431 | Seneca | MC1 | Memory upgrade - Corporate - 32GB | Ea |  | 1 Year (5 Years) | 725 | 11% | 645.25
89432 | Seneca | MC2 | Memory upgrade - Corporate - 64GB | Ea |  | 1 Year (5 Years) | 2170 | 11% | 1931.3
89433 | Seneca | ME1 | Memory upgrade - Enterprise - 32GB | Ea |  | 1 Year (5 Years) | 725 | 11% | 645.25
89434 | Seneca | ME2 | Memory upgrade - Enterprise - 64GB | Ea |  | 1 Year (5 Years) | 2170 | 11% | 1931.3
89435 | Seneca | ME3 | Memory upgrade - Enterprise - 96GB | Ea |  | 1 Year (5 Years) | 3620 | 11% | 3221.8
89436 | Seneca | MR | Memory upgrade - Reliance | Ea |  | 1 Year (5 Years) | 580 | 11% | 516.2
89437 | Seneca | NA | Network 10G upgrade kit | Ea |  | 1 Year (5 Years) | 1140 | 11% | 1014.6
89438 | Seneca | NA | Network 10G upgrade kit | Ea |  | 1 Year (5 Years) | 1140 | 11% | 1014.6
89439 | Seneca | NC | Network 10G upgrade kit | Ea |  | 1 Year (5 Years) | 825 | 11% | 734.25
89440 | Seneca | NC | Network 10G upgrade kit | Ea |  | 1 Year (5 Years) | 825 | 11% | 734.25
89441 | Seneca | O | Dual OS drive upgrade | Ea |  | 1 Year (3 Years) | 300 | 11% | 267
89442 | Seneca | P | i5 Processor Upgrade | Ea |  | 1 Year (3 Years) | 200 | 11% | 178
89443 | Seneca | P5 | Processor upgrade kit - i5 | Ea |  | 1 Year (3 Years) | 175 | 11% | 155.75
89444 | Seneca | P7 | Processor upgrade kit - i7 | Ea |  | 1 Year (3 Years) | 650 | 11% | 578.5
89445 | Seneca | POE16-DT-12T | xNVR POE series, 16 port, desktop, 12TB, Win 10 | Ea |  | 1 Year (3 Years) | 5200 | 11% | 4628
89446 | Seneca | POE16-DT-16T | xNVR POE series, 16 port, desktop, 16TB, Win 10 | Ea |  | 1 Year (3 Years) | 5440 | 11% | 4841.6
89447 | Seneca | POE16-DT-24T | xNVR POE series, 16 port, desktop, 24TB, Win 10 | Ea |  | 1 Year (3 Years) | 6085 | 11% | 5415.65
89448 | Seneca | POE16-DT-32T | xNVR POE series, 16 port, desktop, 32TB, Win 10 | Ea |  | 1 Year (3 Years) | 6635 | 11% | 5905.15
89449 | Seneca | POE16-DT-4T | xNVR POE series, 16 port, desktop, 4TB, Win 10 | Ea |  | 1 Year (3 Years) | 4795 | 11% | 4267.55
89450 | Seneca | POE16-DT-8T | xNVR POE series, 16 port, desktop, 8TB, Win 10 | Ea |  | 1 Year (3 Years) | 4990 | 11% | 4441.1
89451 | Seneca | POE16-R2-12T | xNVR POE series, 16 port, rackmount, 12TB, Win 10 | Ea |  | 1 Year (3 Years) | 5370 | 11% | 4779.3
89452 | Seneca | POE16-R2-16T | xNVR POE series, 16 port, rackmount, 16TB, Win 10 | Ea |  | 1 Year (3 Years) | 5605 | 11% | 4988.45
89453 | Seneca | POE16-R2-24T | xNVR POE series, 16 port, rackmount, 24TB, Win 10 | Ea |  | 1 Year (3 Years) | 6255 | 11% | 5566.95
89454 | Seneca | POE16-R2-32T | xNVR POE series, 16 port, rackmount, 32TB, Win 10 | Ea |  | 1 Year (3 Years) | 6805 | 11% | 6056.45
89455 | Seneca | POE16-R2-4T | xNVR POE series, 16 port, rackmount, 4TB, Win 10 | Ea |  | 1 Year (3 Years) | 4960 | 11% | 4414.4
89456 | Seneca | POE16-R2-8T | xNVR POE series, 16 port, rackmount, 8TB, Win 10 | Ea |  | 1 Year (3 Years) | 5155 | 11% | 4587.95
89457 | Seneca | POE8-DT-12T | xNVR POE series, 8 port, desktop, 12TB, Win 10 | Ea |  | 1 Year (3 Years) | 4885 | 11% | 4347.65
89458 | Seneca | POE8-DT-16T | xNVR POE series, 8 port, desktop, 16TB, Win 10 | Ea |  | 1 Year (3 Years) | 5120 | 11% | 4556.8
89459 | Seneca | POE8-DT-24T | xNVR POE series, 8 port, desktop, 24TB, Win 10 | Ea |  | 1 Year (3 Years) | 5765 | 11% | 5130.85
89460 | Seneca | POE8-DT-32T | xNVR POE series, 8 port, desktop, 32TB, Win 10 | Ea |  | 1 Year (3 Years) | 6320 | 11% | 5624.8
89461 | Seneca | POE8-DT-4T | xNVR POE series, 8 port, desktop, 4TB, Win 10 | Ea |  | 1 Year (3 Years) | 4330 | 11% | 3853.7
89462 | Seneca | POE8-DT-8T | xNVR POE series, 8 port, desktop, 8TB, Win 10 | Ea |  | 1 Year (3 Years) | 4670 | 11% | 4156.3
89463 | Seneca | POE8-R2-12T | xNVR POE series, 8 port, rackmount, 12TB, Win 10 | Ea |  | 1 Year (3 Years) | 5040 | 11% | 4485.6
89464 | Seneca | POE8-R2-16T | xNVR POE series, 8 port, rackmount, 16TB, Win 10 | Ea |  | 1 Year (3 Years) | 5275 | 11% | 4694.75
89465 | Seneca | POE8-R2-24T | xNVR POE series, 8 port, rackmount, 24TB, Win 10 | Ea |  | 1 Year (3 Years) | 5925 | 11% | 5273.25
89466 | Seneca | POE8-R2-32T | xNVR POE series, 8 port, rackmount, 32TB, Win 10 | Ea |  | 1 Year (3 Years) | 6475 | 11% | 5762.75
89467 | Seneca | POE8-R2-4T | xNVR POE series, 8 port, rackmount, 4TB, Win 10 | Ea |  | 1 Year (3 Years) | 4635 | 11% | 4125.15
89468 | Seneca | POE8-R2-8T | xNVR POE series, 8 port, rackmount, 8TB, Win 10 | Ea |  | 1 Year (3 Years) | 4825 | 11% | 4294.25
89469 | Seneca | POEPREM-DT-12T | xNVR POE series, 16 port Premium, desktop, 12TB, Win 10 | Ea |  | 1 Year (3 Years) | 6945 | 11% | 6181.05
89470 | Seneca | POEPREM-DT-16T | xNVR POE series, 16 port Premium, desktop, 16TB, Win 10 | Ea |  | 1 Year (3 Years) | 7180 | 11% | 6390.2
89471 | Seneca | POEPREM-DT-24T | xNVR POE series, 16 port Premium, desktop, 24TB, Win 10 | Ea |  | 1 Year (3 Years) | 7825 | 11% | 6964.25
89472 | Seneca | POEPREM-DT-32T | xNVR POE series, 16 port Premium, desktop, 32TB, Win 10 | Ea |  | 1 Year (3 Years) | 8380 | 11% | 7458.2
89473 | Seneca | POEPREM-DT-8T | xNVR POE series, 16 port Premium, desktop, 8TB, Win 10 | Ea |  | 1 Year (3 Years) | 6730 | 11% | 5989.7
89474 | Seneca | POEPREM-R2-12T | xNVR POE series, 16 port Premium, rackmount, 12TB, Win 10 | Ea |  | 1 Year (3 Years) | 7110 | 11% | 6327.9
89475 | Seneca | POEPREM-R2-16T | xNVR POE series, 16 port Premium, rackmount, 16TB, Win 10 | Ea |  | 1 Year (3 Years) | 7350 | 11% | 6541.5
89476 | Seneca | POEPREM-R2-24T | xNVR POE series, 16 port Premium, rackmount, 24TB, Win 10 | Ea |  | 1 Year (3 Years) | 7995 | 11% | 7115.55
89477 | Seneca | POEPREM-R2-32T | xNVR POE series, 16 port Premium, rackmount, 32TB, Win 10 | Ea |  | 1 Year (3 Years) | 8545 | 11% | 7605.05
89478 | Seneca | POEPREM-R2-8T | xNVR POE series, 16 port Premium, rackmount, 8TB, Win 10 | Ea |  | 1 Year (3 Years) | 6895 | 11% | 6136.55
89479 | Seneca | PRO+1U-DUAL | XVIEW PRO Plus 1U, i7 8700, 16GB, 2TB, Win 10 | Ea |  | 1 Year (5 Years) | 4820 | 11% | 4289.8
89480 | Seneca | PRO+1U-QUAD | XVIEW PRO Plus 1U, i7 8700, 16GB, 2TB, P620, Win 10 | Ea |  | 1 Year (5 Years) | 5225 | 11% | 4650.25
89481 | Seneca | PRO+1U-QUADx2 | XVIEW PRO Plus 1U, i7 8700, 16GB, 2TB, P620x2, Win 10 | Ea |  | 1 Year (5 Years) | 5675 | 11% | 5050.75
89482 | Seneca | PRO+PED-DUAL | XVIEW PRO Plus PED, i7 8700, 16GB, 2TB, Win 10 | Ea |  | 1 Year (5 Years) | 3455 | 11% | 3074.95
89483 | Seneca | PRO+PED-QUAD | XVIEW PRO Plus PED, i7 8700, 16GB, 2TB, P620, Win 10 | Ea |  | 1 Year (5 Years) | 3910 | 11% | 3479.9
89484 | Seneca | PRO+PED-QUADx2 | XVIEW PRO Plus PED, i7 8700, 16GB, 2TB, P620x2, Win 10 | Ea |  | 1 Year (5 Years) | 4360 | 11% | 3880.4
89485 | Seneca | Pro-120T | Professional DC 120TB Storage | Ea |  | 1 Year (5 Years) | 39900 | 11% | 35511
89486 | Seneca | Pro-240T | Professional DC 240TB Storage | Ea |  | 1 Year (5 Years) | 70250 | 11% | 62522.5
89487 | Seneca | Pro-360T | Professional DC 360TB Storage | Ea |  | 1 Year (5 Years) | 100500 | 11% | 89445
89488 | Seneca | Pro-480T | Professional DC 480TB Storage | Ea |  | 1 Year (5 Years) | 130900 | 11% | 116501
89489 | Seneca | PROV1-PED-DUAL | XVIEW PROV1, i5, 16GB, Win 10, Desktop | Ea |  | 1 Year (5 Years) | 2425 | 11% | 2158.25
89490 | Seneca | PROV1-PED-QUAD | XVIEW PROV1, i5, 16GB, P620, Win 10, Desktop | Ea |  | 1 Year (5 Years) | 2875 | 11% | 2558.75
89491 | Seneca | R | RAID controller kit - RAID 5 | Ea |  | 1 Year (5 Years) | 1320 | 11% | 1174.8
89492 | Seneca | RLC-16T-W10 | Reliance 1RU 16TB, 11TB R5, Win 10 | Ea |  | 1 Year (5 Years) | 6555 | 11% | 5833.95
89493 | Seneca | RLC-16T-W10-2 | Reliance 1RU 16TB Dual OS, 11TB R5, Win 10 | Ea |  | 1 Year (5 Years) | 7275 | 11% | 6474.75
89494 | Seneca | RLC-16T-WS16 | Reliance 1RU 16TB, 11TB R5, WS16 | Ea |  | 1 Year (5 Years) | 8000 | 11% | 7120
89495 | Seneca | RLC-16T-WS16-2 | Reliance 1RU 16TB Dual OS, 11TB R5, WS16 | Ea |  | 1 Year (5 Years) | 8720 | 11% | 7760.8
89496 | Seneca | RLC-32T-W10 | Reliance 1RU 32TB, 22TB R5, Win 10 | Ea |  | 1 Year (5 Years) | 8510 | 11% | 7573.9
89497 | Seneca | RLC-32T-W10-2 | Reliance 1RU 32TB Dual OS, 22TB R5, Win 10 | Ea |  | 1 Year (5 Years) | 9230 | 11% | 8214.7
89498 | Seneca | RLC-32T-WS16 | Reliance 1RU 32TB, 22TB R5, Ser16 | Ea |  | 1 Year (5 Years) | 9955 | 11% | 8859.95
89499 | Seneca | RLC-32T-WS16-2 | Reliance 1RU 32TB Dual OS, 22TB R5, Ser16 | Ea |  | 1 Year (5 Years) | 10675 | 11% | 9500.75
89500 | Seneca | STD-SFF-DUAL | XVIEW STANDARD, i5 8500, 500GB, Win10 | Ea |  | 1 Year (3 Years) | 1750 | 11% | 1557.5
89501 | Seneca | SW2x12 | Seneca 12-port switch bundle for up to 4 NVR | Ea |  | 1 Year (3 Years) | 13700 | 11% | 12193
89502 | Seneca | SW2x28 | Seneca 28-port switch bundle for up to 8 NVR | Ea |  | 1 Year (3 Years) | 18400 | 11% | 16376
89503 | Seneca | SW2x48 | Seneca 48-port switch bundle for up to 8 NVR | Ea |  | 1 Year (3 Years) | 31000 | 11% | 27590
89504 | Seneca | X1000-DT-2TB | X1000 series, Desktop, 2TB | Ea |  | 1 Year (3 Years) | 2010 | 11% | 1788.9
89505 | Seneca | X1000-R2-2TB | X1000 series, Rack mount, 2TB | Ea |  | 1 Year (3 Years) | 2350 | 11% | 2091.5
89506 | Seneca | X1000-TW-2TB | X1000 series, Tower, 2TB | Ea |  | 1 Year (3 Years) | 2065 | 11% | 1837.85
89507 | Seneca | X3000-RPS-1TB-W10 | X3000 Server, Redundant Pwr, 1x1TB, Win 10 | Ea |  | 1 Year (3 Years) | 5545 | 11% | 4935.05
89508 | Seneca | X3000-RPS-1TB-WS16 | X3000 Server, Redundant Pwr, 1x1TB, WS2016 | Ea |  | 1 Year (3 Years) | 6990 | 11% | 6221.1
89509 | Seneca | X3000-SPS-1TB-W10 | X3000 Server, Single Pwr, 1x1TB, Win 10 | Ea |  | 1 Year (3 Years) | 4940 | 11% | 4396.6
89510 | Seneca | X3000-SPS-1TB-WS16 | X3000 Server, Single Pwr, 1x1TB, WS2016 | Ea |  | 1 Year (3 Years) | 6385 | 11% | 5682.65
89511 | Seneca | XACCESS-SH1-W10-V1 | xAccess T-130 i3, 16GB, 2x 1TB HDD, W10 | Ea |  | 1 Year (3 Years) | 3455 | 11% | 3074.95
89512 | Seneca | XACCESS-SH2-WS16-V1 | xAccess R330,E3-1270V6, 32GB, 2x 960GB SSD, WS16 | Ea |  | 1 Year (3 Years) | 9885 | 11% | 8797.65
89513 | Seneca | XACCESS-SH3-WS16-V1 | xAccess R440,4114, 64GB, 2x 1.920TB SSD, WS16 | Ea |  | 1 Year (3 Years) | 16145 | 11% | 14369.05
89514 | Seneca | XC18-DEVICE10-1YR | xConnect 10 Device License (1 Year) | Ea |  | 1 Year | 75 | 11% | 66.75
89515 | Seneca | XC18-DEVICE10-3M | xConnect 2018 10 Device License (3 Months) | Ea |  | 1 Year | 20 | 11% | 17.8
89516 | Seneca | XC18-DEVICE10-6M | xConnect 2018 10 Device License (6 Months) | Ea |  | 1 Year | 36 | 11% | 32.04
89517 | Seneca | XC18-DEVICE10-9M | xConnect 2018 10 Device License (9 Months) | Ea |  | 1 Year | 55 | 11% | 48.95
89518 | Seneca | XC18-GATEWAY-01 | xConnect Physical Gateway (Supports up to 10 Servers) | Ea |  | 1 Year (3 Years) | 800 | 11% | 712
89519 | Seneca | XC18-SERVER-1YR | xConnect Single Server License (1 Year) + 20 Device | Ea |  | 1 Year | 310 | 11% | 275.9
89520 | Seneca | XC18-SERVER-3M | xConnect 2018 Single Server License (3 Months) | Ea |  | 1 Year | 75 | 11% | 66.75
89521 | Seneca | XC18-SERVER-6M | xConnect 2018 Single Server License (6 Months) | Ea |  | 1 Year | 155 | 11% | 137.95
89522 | Seneca | XC18-SERVER-9M | xConnect 2018 Single Server License (9 Months) | Ea |  | 1 Year | 230 | 11% | 204.7
89523 | Sony | ADT-NONH-G3QM33 | 1.5-INCH NPT MALE TO TO G3/4-INCH AND M33 MALE THREAD ADAPTER; ALLOWS AUTODOME IP 4000 HD AND 5000 HD MOUNTING TO THIRD PARTY MOUNTS WITH 1.5 INCH NPT INTERNAL (FEMALE) THREADS | Ea |  | 1 Year (5 Years) | 22.2 | 8% | 20.424
89524 | Sony | ALTV2416ULX3 | POWER SUPPLY, 16 CHANNEL, 120VAC INPUT, 24-28VAC OUTPUT, 7 A TOTAL OUTPUT | Ea |  | 1 Year (5 Years) | 239 | 8% | 219.88
89525 | Sony | ALTV244UL | POWER SUPPLY, 4 CHANNEL, 120VAC INPUT, 24-28VAC OUTPUT, 3.5 A TOTAL OUTPUT | Ea |  | 1 Year (5 Years) | 120 | 8% | 110.4
89526 | Sony | ALTV248UL3 | POWER SUPPLY, 8 CHANNEL, 120VAC INPUT, 24-28VAC OUTPUT, 3.5 A TOTAL OUTPUT | Ea |  | 1 Year (5 Years) | 128 | 8% | 117.76
89527 | Sony | BUB-CLR-FDI | CLEAR BUBBLE FLEXIDOME IP4000 & IP5000 INDOOR | Ea |  | 1 Year (5 Years) | 31 | 8% | 28.52
89528 | Sony | BUB-CLR-FDO | CLEAR BUBBLE FLEXIDOME IP4000 & IP5000 OUTDOOR | Ea |  | 1 Year (5 Years) | 16.65 | 8% | 15.318
89529 | Sony | BUB-TIN-FDI | TINTED BUBBLE FLEXIDOME IP4000 & IP5000 INDOOR | Ea |  | 1 Year (5 Years) | 31 | 8% | 28.52
89530 | Sony | BUB-TIN-FDO | TINTED BUBBLE FLEXIDOME IP4000 & IP5000 OUTDOOR | Ea |  | 1 Year (5 Years) | 16.65 | 8% | 15.318
89531 | Sony | BVC-ESIP01A | 1 IP CHANNEL BVC LICENSE | Ea |  | 1 Year (5 Years) | 67.8 | 8% | 62.376
89532 | Sony | BVC-ESIP08A | 8 CHANNEL BVC EXPANSION LICENSE | Ea |  | 1 Year | 538 | 8% | 494.96
89533 | Sony | BVC-ESIP112A | 112 IP CHANNEL BVC LICENSE | Ea |  | 1 Year | 7540 | 8% | 6936.8
89534 | Sony | BVC-ESIP16A | 16 CHANNEL EXPANSION LICENSE | Ea |  | 1 Year | 1077 | 8% | 990.84
89535 | Sony | BVC-ESIP32A | 32 IP CHANNEL BVC LICENSE | Ea |  | 1 Year | 2154 | 8% | 1981.68
89536 | Sony | BVC-ESIP48A | 48 IP CHANNEL BVC LICENSE | Ea |  | 1 Year | 3231 | 8% | 2972.52
89537 | Sony | BVC-ESIP64A | 64 IP CHANNEL BVC LICENSE | Ea |  | 1 Year | 4309 | 8% | 3964.28
89538 | Sony | BVC-ESIP80A | 80 IP CHANNEL BVC LICENSE | Ea |  | 1 Year | 5386 | 8% | 4955.12
89539 | Sony | BVC-ESIP96A | 96 IP CHANNEL BVC LICENSE | Ea |  | 1 Year | 6463 | 8% | 5945.96
89540 | Sony | C1-BP | BLANK PANEL FOR C1 RACK, 1 SLOT WIDTH | Ea |  | 1 Year (5 Years) | 41.6 | 8% | 38.272
89541 | Sony | C1-IN | EIA 19 IN RACK FOR CNFE2MC MEDIA CONVERTER UNIT, 120-230VAC | Ea |  | 1 Year (5 Years) | 1263 | 8% | 1161.96
89542 | Sony | CBS-CNNCT-CAM | IP Camera Remote Connect (Annual License) - one per camera | Ea |  | 1 Year (5 Years) | 22.6 | 8% | 20.792
89543 | Sony | CBS-CTRRPT-CAM | IP Camera Counter Report (Annual License) - one per camera | Ea |  | 1 Year (5 Years) | 316 | 8% | 290.72
89544 | Sony | CBS-INSA-COMBOL | Yearly Combination License (merchandising and operations) - one per camera | Ea |  | 1 Year (5 Years) | 205 | 8% | 188.6
89545 | Sony | CBS-INSA-MERCHL | Yearly Merchandising Module License - one per camera | Ea |  | 1 Year (5 Years) | 190 | 8% | 174.8
89546 | Sony | CBS-INSA-OPERAL | Yearly Operations Module License - one per camera | Ea |  | 1 Year (5 Years) | 190 | 8% | 174.8
89547 | Sony | CBS-INSA-SETUPL | One time Site Setup Fee | Ea |  | 1 Year (5 Years) | 2563 | 8% | 2357.96
89548 | Sony | CNFE2MC/IN | MEDIA CONVERTER W/SFP SOCKET, 120-230VAC, 50/60HZ, SURFACE/RACK MOUNT ENCLOSURE | Ea |  | 1 Year (5 Years) | 906 | 8% | 833.52
89549 | Sony | DDH-3532-112D00 | DIVAR HYBRID 3000 RECORDERS 16 CH AN / 16 CH IP, 1x2TB HDD, DVD | Ea |  | 1 Year (5 Years) | 1174 | 8% | 1080.08
89550 | Sony | DDH-3532-200N00 | DIVAR HYBRID 3000 RECORDER 16 CH AN / 16 CH IP, NO HDD, NO DVD, DESKTOP UNIT | Ea |  | 1 Year (5 Years) | 805 | 8% | 740.6
89551 | Sony | DDH-3532-212N00 | DIVAR HYBRID 3000 RECORDERS 16 CH AN / 16 CH IP, 1x2TB HDD | Ea |  | 1 Year (5 Years) | 1038 | 8% | 954.96
89552 | Sony | DDN-2516-112D00 | DIVAR NETWORK 2000 RECORDER 16 CH, 1x2TB HDD, DVD | Ea |  | 1 Year (5 Years) | 842 | 8% | 774.64
89553 | Sony | DDN-2516-112D08 | DIVAR NETWORK 2000 RECORDER 16 CH, 1x2TB HDD, 8 PoE, DVD | Ea |  | 1 Year (5 Years) | 973 | 8% | 895.16
89554 | Sony | DDN-2516-112D16 | DIVAR NETWORK 2000 RECORDER 16 CH, 1x2TB HDD, 16 PoE, DVD | Ea |  | 1 Year (5 Years) | 1214 | 8% | 1116.88
89555 | Sony | DDN-2516-200N00 | DIVAR NETWORK 2000 RECORDER 16 CH IP, NO HDD, NO DVD | Ea |  | 1 Year (5 Years) | 474 | 8% | 436.08
89556 | Sony | DDN-2516-200N08 | DIVAR NETWORK 2000 RECORDER 16 CH IP, 8 PoE, NO HDD, NO DVD | Ea |  | 1 Year (5 Years) | 604 | 8% | 555.68
89557 | Sony | DDN-2516-200N16 | DIVAR NETWORK 2000 RECORDER 16 CH IP, 16 PoE, NO HDD, NO DVD | Ea |  | 1 Year (5 Years) | 846 | 8% | 778.32
89558 | Sony | DDN-2516-212N00 | DIVAR NETWORK 2000 RECORDER 16 CH, 1x2TB HDD | Ea |  | 1 Year (5 Years) | 706 | 8% | 649.52
89559 | Sony | DDN-2516-212N08 | DIVAR NETWORK 2000 RECORDER 16 CH, 1x2TB HDD, 8 PoE | Ea |  | 1 Year (5 Years) | 837 | 8% | 770.04
89560 | Sony | DDN-2516-212N16 | DIVAR NETWORK 2000 RECORDER 16 CH, 1x2TB HDD, 16 PoE | Ea |  | 1 Year (5 Years) | 1078 | 8% | 991.76
89561 | Sony | DDN-3532-112D00 | DIVAR NETWORK 3000 RECORDER 32 CH, 1x2TB, DVD | Ea |  | 1 Year (5 Years) | 1032 | 8% | 949.44
89562 | Sony | DDN-3532-112D16 | DIVAR NETWORK 3000 RECORDER 32 CH, 1x2TB, 16 PoE, DVD | Ea |  | 1 Year (5 Years) | 1476 | 8% | 1357.92
89563 | Sony | DDN-3532-200N00 | DIVAR NETWORK 3000 RECORDER 32 CH IP, NO HDD, NO DVD | Ea |  | 1 Year (5 Years) | 663 | 8% | 609.96
89564 | Sony | DDN-3532-200N16 | DIVAR NETWORK 3000 RECORDER 32 CH IP, 16 PoE, NO HDD, NO DVD | Ea |  | 1 Year (5 Years) | 1107 | 8% | 1018.44
89565 | Sony | DDN-3532-212N00 | DIVAR NETWORK 3000 RECORDER 32 CH, 1x2TB | Ea |  | 1 Year (5 Years) | 897 | 8% | 825.24
89566 | Sony | DDN-3532-212N16 | DIVAR NETWORK 3000 RECORDER 32 CH, 1x2TB, 16 PoE | Ea |  | 1 Year (5 Years) | 1340 | 8% | 1232.8
89567 | Sony | DIP-2302-HDD | 2TB EXPANSION DRIVE FOR DIVAR IP 2000 AND 3000 APPLIANCES | Ea |  | 1 Year (5 Years) | 296 | 8% | 272.32
89568 | Sony | DIP-5042EZ-1HD | DIVAR IP 5000 VIDEO STORAGE APPLIANCE, MICRO TOWER (4-BAY), JBOD , 1 x 2TB FRONT-SWAPPABLE HDD; INCLUDES 32 CHANNEL VRM LICENSE (NON-EXPANDABLE) AND BUILT-IN UHD DYNAMIC TRANSCODER. TPM MODULE INCLUDED. | Ea |  | 1 Year (5 Years) | 1603 | 8% | 1474.76
89569 | Sony | DIP-5042EZ-2HD | DIVAR IP 5000 VIDEO STORAGE APPLIANCE, MICRO TOWER (4-BAY), JBOD , 2 x 2TB FRONT-SWAPPABLE HDD; INCLUDES 32 CHANNEL VRM LICENSE (NON-EXPANDABLE) AND BUILT-IN UHD DYNAMIC TRANSCODER. TPM MODULE INCLUDED. | Ea |  | 1 Year (5 Years) | 1911 | 8% | 1758.12
89570 | Sony | DIP-5042EZ-4HD | DIVAR IP 5000 VIDEO STORAGE APPLIANCE, MICRO TOWER (4-BAY), JBOD , 4 x 2TB FRONT-SWAPPABLE HDD; INCLUDES 32 CHANNEL VRM LICENSE (NON-EXPANDABLE) AND BUILT-IN UHD DYNAMIC TRANSCODER. TPM MODULE INCLUDED. | Ea |  | 1 Year (5 Years) | 2577 | 8% | 2370.84
89571 | Sony | DIP-5044EZ-1HD | DIVAR IP 5000 VIDEO STORAGE APPLIANCE, MICRO TOWER (4-BAY), JBOD , 1 x 4TB FRONT-SWAPPABLE HDD; INCLUDES 32 CHANNEL VRM LICENSE (NON-EXPANDABLE) AND BUILT-IN UHD DYNAMIC TRANSCODER. TPM MODULE INCLUDED. | Ea |  | 1 Year (5 Years) | 1896 | 8% | 1744.32
89572 | Sony | DIP-5044EZ-2HD | DIVAR IP 5000 VIDEO STORAGE APPLIANCE, MICRO TOWER (4-BAY), JBOD , 2 x 4TB FRONT-SWAPPABLE HDD; INCLUDES 32 CHANNEL VRM LICENSE (NON-EXPANDABLE) AND BUILT-IN UHD DYNAMIC TRANSCODER. TPM MODULE INCLUDED. | Ea |  | 1 Year (5 Years) | 2372 | 8% | 2182.24
89573 | Sony | DIP-5044EZ-4HD | DIVAR IP 5000 VIDEO STORAGE APPLIANCE, MICRO TOWER (4-BAY), JBOD , 4 x 4TB FRONT-SWAPPABLE HDD; INCLUDES 32 CHANNEL VRM LICENSE (NON-EXPANDABLE) AND BUILT-IN UHD DYNAMIC TRANSCODER. TPM MODULE INCLUDED. | Ea |  | 1 Year (5 Years) | 3561 | 8% | 3276.12
89574 | Sony | DIP-6180-00N | DIVAR IP 6000 2U, W/O HDD RECORDING MANAGEMENT SOLUTION FOR NETWORK SURVEILLANCE SYSTEMS OF UP TO 128 CHANNELS, VRM SOFTWARE NOT PRE-INSTALLED, W/O HDD. ORDER NUMBER DIP-6180-00N | Ea |  | 1 Year (5 Years) | 8306 | 8% | 7641.52
89575 | Sony | DIP-6180S0N-POS | DIP-6180-00N WARRANTY EXTENSION; 12 MONTHS ADD'L SERVICE; MUST BE PURCHASED WITH THE HARDWARE; CAN ADD ADDITIONAL 1 Year (2 Years) (MAXIMUM 1 Year (5 Years)) | Ea |  | 1 Year (5 Years) | 183 | 8% | 168.36
89576 | Sony | DIP-6183-4HD | DIVAR IP 6000 2U, 4 X 3 TB HDD RECORDING MANAGEMENT SOLUTION FOR NETWORK SURVEILLANCE SYSTEMS OF UP TO 128 CHANNELS, VRM SOFTWARE NOT PRE-INSTALLED (AVAILABLE ONLINE), 4 X 3 TB STORAGE CAPACITY. 64 CHANNEL VRM RECORDING APPLICATION LICENSE FROM BOSCH WHICH WILL BE ACTIVATED ONCE VRM IS INSTALLED. THE RAID CONFIGURATION FEATURES HIGHLY ENERGY-EFFICIENT HOTSWAP REDUNDANT POWER SUPPLIES, AS WELL AS HOT-SWAP SATA-3 HARD DRIVES PROVIDING UP TO 12 TB OF GROSS STORAGE CAPACITY. ORDER NUMBER DIP-6183-4HD | Ea |  | 1 Year (5 Years) | 9321 | 8% | 8575.32
89577 | Sony | DIP-6183-8HD | DIVAR IP 6000 2U, 8 X 3 TB HDD RECORDING MANAGEMENT SOLUTION FOR NETWORK SURVEILLANCE SYSTEMS OF UP TO 128 CHANNELS, VRM SOFTWARE NOT PRE-INSTALLED (AVAILABLE ONLINE), 8 X 3 TB STORAGE CAPACITY. 64 CHANNEL VRM RECORDING APPLICATION LICENSE FROM BOSCH WHICH WILL BE ACTIVATED ONCE VRM IS INSTALLED . FEATURES HIGHLY ENERGY-EFFICIENT HOTSWAP REDUNDANT POWER SUPPLIES, AS WELL AS HOT-SWAP SATA-3 HARD DRIVES PROVIDING UP TO 24 TB OF GROSS STORAGE CAPACITY. ORDER NUMBER DIP-6183-8HD | Ea |  | 1 Year (5 Years) | 12486 | 8% | 11487.12
89578 | Sony | DIP-6183S4H-POS | DIP-6183-4HD 12 MONTHS ADD'L SERVICE; MUST BE PURCHASED WITH THE HARDWARE; CAN ADD ADDITIONAL 1 Year (2 Years) (MAXIMUM 1 Year (5 Years)) | Ea |  | 1 Year (5 Years) | 205 | 8% | 188.6
89579 | Sony | DIP-6183S8H-POS | DIP-6183-8HD 12 MONTHS ADD'L SERVICE; MUST BE PURCHASED WITH THE HARDWARE; CAN ADD ADDITIONAL 1 Year (2 Years) (MAXIMUM 1 Year (5 Years)) | Ea |  | 1 Year (5 Years) | 275 | 8% | 253
89580 | Sony | DIP-6184-4HD | DIVAR IP 6000 2U, 4 X 4 TB HDD RECORDING MANAGEMENT SOLUTION FOR NETWORK SURVEILLANCE SYSTEMS OF UP TO 128 CHANNELS, VRM SOFTWARE NOT PRE-INSTALLED, (AVAILABLE ONLINE) 4 X 4 TB STORAGE CAPACITY, 64 CHANNEL VRM RECORDING APPLICATION LICENSE FROM BOSCH WHICH WILL BE ACTIVATED ONCE VRM IS INSTALLED BY THE USER. FEATURES HIGHLY ENERGY-EFFICIENT HOTSWAP REDUNDANT POWER SUPPLIES, AS WELL AS HOT-SWAP SATA-3 HARD DRIVES PROVIDING UP TO 16 TB OF GROSS STORAGE CAPACITY. EXPANDABLE UP TO 6 X 4 TB MAX. | Ea |  | 1 Year (5 Years) | 9747 | 8% | 8967.24
89581 | Sony | DIP-6184-8HD | DIVAR IP 6000 2U, 8 X 4 TB HDD RECORDING MANAGEMENT SOLUTION FOR NETWORK SURVEILLANCE SYSTEMS OF UP TO 128 CHANNELS, VRM SOFTWARE NOT PRE-INSTALLED (AVAILABLE ONLINE), 8 X 4 TB STORAGE CAPACITY. 64 CHANNEL VRM RECORDING APPLICATION LICENSE FROM BOSCH WHICH WILL BE ACTIVATED ONCE VRM IS INSTALLED. FEATURES HIGHLY ENERGY-EFFICIENT HOTSWAP REDUNDANT POWER SUPPLIES, AS WELL AS HOT-SWAP SATA-3 HARD DRIVES PROVIDING UP TO 32 TB OF GROSS STORAGE CAPACITY. ORDER NUMBER DIP-6184-8HD | Ea |  | 1 Year (5 Years) | 13206 | 8% | 12149.52
89582 | Sony | DIP-6184S4H-POS | DIP-6184-4HD 12 MONTHS ADD'L SERVICE; MUST BE PURCHASED WITH THE HARDWARE; CAN ADD ADDITIONAL 1 Year (2 Years) (MAXIMUM 1 Year (5 Years)) | Ea |  | 1 Year (5 Years) | 214 | 8% | 196.88
89583 | Sony | DIP-6184S8H-POS | DIP-6184-8HD 12 MONTHS ADD'L SERVICE; MUST BE PURCHASED WITH THE HARDWARE; CAN ADD ADDITIONAL 1 Year (2 Years) (MAXIMUM 1 Year (5 Years)) | Ea |  | 1 Year (5 Years) | 290 | 8% | 266.8
89584 | Sony | DIP-6186-8HD | DIVAR IP 6000 2U, 8 X 6 TB HDD RECORDING MANAGEMENT SOLUTION FOR NETWORK SURVEILLANCE SYSTEMS OF UP TO 128 CHANNELS, VRM SOFTWARE NOT PRE-INSTALLED (AVAILABLE ONLINE), 8 X 6 TB STORAGE CAPACITY. 64 CHANNEL VRM RECORDING APPLICATION LICENSE FROM BOSCH WHICH WILL BE ACTIVATED ONCE VRM IS INSTALLED. FEATURES HIGHLY ENERGY-EFFICIENT HOTSWAP REDUNDANT POWER SUPPLIES, AS WELL AS HOT-SWAP SATA-3 HARD DRIVES PROVIDING UP TO 48 TB OF GROSS STORAGE CAPACITY. ORDER NUMBER DIP-6186-8HD | Ea |  | 1 Year (5 Years) | 13872 | 8% | 12762.24
89585 | Sony | DIP-6186S8H-POS | DIP-6186-8HD 12 MONTHS ADD'L SERVICE; MUST BE PURCHASED WITH THE HARDWARE; CAN ADD ADDITIONAL 1 Year (2 Years) (MAXIMUM 1 Year (5 Years)) | Ea |  | 1 Year (5 Years) | 294 | 8% | 270.48
89586 | Sony | DIP-6188-8HD | DIVAR IP 6000 2U, 8 X 8 TB HDD RECORDING MANAGEMENT SOLUTION FOR NETWORK SURVEILLANCE SYSTEMS OF UP TO 128 CHANNELS, VRM SOFTWARE NOT PRE-INSTALLED (AVAILABLE ONLINE), 8 X 8 TB STORAGE CAPACITY. 64 CHANNEL VRM RECORDING APPLICATION LICENSE FROM BOSCH WHICH WILL BE ACTIVATED ONCE VRM IS INSTALLED. FEATURES HIGHLY ENERGY-EFFICIENT HOTSWAP REDUNDANT POWER SUPPLIES, AS WELL AS HOT-SWAP SATA-3 HARD DRIVES PROVIDING UP TO 64 TB OF GROSS STORAGE CAPACITY. ORDER NUMBER DIP-6186-8HD | Ea |  | 1 Year (5 Years) | 15731 | 8% | 14472.52
89587 | Sony | DIP-6188-8HD | DIVAR IP 6000 2U, 8 X 8 TB HDD RECORDING MANAGEMENT SOLUTION FOR NETWORK SURVEILLANCE SYSTEMS OF UP TO 128 CHANNELS, VRM SOFTWARE NOT PRE-INSTALLED (AVAILABLE ONLINE), 8 X 8 TB STORAGE CAPACITY. 64 CHANNEL VRM RECORDING APPLICATION LICENSE FROM BOSCH WHICH WILL BE ACTIVATED ONCE VRM IS INSTALLED. FEATURES HIGHLY ENERGY-EFFICIENT HOTSWAP REDUNDANT POWER SUPPLIES, AS WELL AS HOT-SWAP SATA-3 HARD DRIVES PROVIDING UP TO 64 TB OF GROSS STORAGE CAPACITY. ORDER NUMBER DIP-6188-8HD | Ea |  | 1 Year (5 Years) | 15731 | 8% | 14472.52
89588 | Sony | DIP-6188S8H-POS | DIP-6188-8HD 12 MONTHS ADD'L SERVICE; MUST BE PURCHASED WITH THE HARDWARE; CAN ADD ADDITIONAL 1 Year (2 Years) (MAXIMUM 1 Year (5 Years)) | Ea |  | 1 Year (5 Years) | 333 | 8% | 306.36
89589 | Sony | DIP-61F0-00N | DIVAR IP 6000 SERIES IP VIDEO STORAGE APPLIANCE 3U, WITHOUT HDD RECORDING MANAGEMENT SOLUTION FOR NETWORK SURVEILLANCE SYSTEMS OF UP TO 128 CHANNELS, VRM SOFTWARE NOT PRE-INSTALLED, W/O HDD. DIVAR IP 6000 WITHOUT PRE-INSTALLED HARD DRIVES: THE RAID CONFIGURATION FEATURES HIGHLY ENERGY-EFFICIENT HOTSWAP REDUNDANT POWER SUPPLIES. ORDER NUMBER DIP-61F0-00N. | Ea |  | 1 Year (5 Years) | 10806 | 8% | 9941.52
89590 | Sony | DIP-61F0S0N-POS | DIP-61F0-00N 12 MONTHS ADD'L SERVICE; MUST BE PURCHASED WITH THE HARDWARE; CAN ADD ADDITIONAL 1 Year (2 Years) (MAXIMUM 1 Year (5 Years)) | Ea |  | 1 Year (5 Years) | 238 | 8% | 218.96
89591 | Sony | DIP-61F3-16HD | DIVAR IP 6000 SERIES IP VIDEO STORAGE APPLIANCE RECORDING MANAGEMENT SOLUTION FOR NETWORK SURVEILLANCE SYSTEMS OF UP TO 128 CHANNELS, VRM SOFTWARE NOT PRE-INSTALLED (AVAILABLE ONLINE), 16 X 3 TB STORAGE CAPACITY. FEATURES HIGHLY ENERGY-EFFICIENT HOTSWAP REDUNDANT POWER SUPPLIES, AS WELL AS HOT-SWAP SATA-3 HARD DRIVES PROVIDING UP TO 48 TB OF GROSS STORAGE CAPACITY. ORDER NUMBER DIP-61F3-16HD | Ea |  | 1 Year (5 Years) | 18912 | 8% | 17399.04
89592 | Sony | DIP-61F3SFH-POS | DIP-61F3-16HD 12 MONTHS ADD'L SERVICE; MUST BE PURCHASED WITH THE HARDWARE; CAN ADD ADDITIONAL 1 Year (2 Years) (MAXIMUM 1 Year (5 Years)) | Ea |  | 1 Year (5 Years) | 416 | 8% | 382.72
89593 | Sony | DIP-61F4-16HD | DIVAR IP 6000 3U, 16 X 4 TB HDD RECORDING MANAGEMENT SOLUTION FOR NETWORK SURVEILLANCE SYSTEMS OF UP TO 128 CHANNELS, VRM SOFTWARE NOT PRE-INSTALLED (AVAILABLE ONLINE), 16 X 4 TB STORAGE CAPACITY DIVAR IP 6000 WITHOUT PRE-INSTALLED HARD DRIVES: THE RAID CONFIGURATION. FEATURES HIGHLY ENERGY-EFFICIENT HOTSWAP REDUNDANT POWER SUPPLIES, AS WELL AS HOT-SWAP SATA-3 HARD DRIVES PROVIDING UP TO 64 TB OF GROSS STORAGE CAPACITY. ORDER NUMBER DIP-61F4-16HD | Ea |  | 1 Year (5 Years) | 20043 | 8% | 18439.56
89594 | Sony | DIP-61F4SFH-POS | DIP-61F4-16HD 12 MONTHS ADD'L SERVICE; MUST BE PURCHASED WITH THE HARDWARE; CAN ADD ADDITIONAL 1 Year (2 Years) (MAXIMUM 1 Year (5 Years)) | Ea |  | 1 Year (5 Years) | 441 | 8% | 405.72
89595 | Sony | DIP-61F6-16HD | DIVAR IP 6000 3U, 16 X 6 TB HDD RECORDING MANAGEMENT SOLUTION FOR NETWORK SURVEILLANCE SYSTEMS OF UP TO 128 CHANNELS, VRM SOFTWARE NOT PRE-INSTALLED (AVAILABLE ONLINE), 16 X 6 TB STORAGE CAPACITY DIVAR IP 6000 WITHOUT PRE-INSTALLED HARD DRIVES: THE RAID CONFIGURATION. FEATURES HIGHLY ENERGY-EFFICIENT HOTSWAP REDUNDANT POWER SUPPLIES, AS WELL AS HOT-SWAP SATA-3 HARD DRIVES PROVIDING UP TO 96 TB OF GROSS STORAGE CAPACITY. ORDER NUMBER DIP-61F6-16HD | Ea |  | 1 Year (5 Years) | 21778 | 8% | 20035.76
89596 | Sony | DIP-61F6SFH-POS | DIP-61F6-16HD 12 MONTHS ADD'L SERVICE; MUST BE PURCHASED WITH THE HARDWARE; CAN ADD ADDITIONAL 1 Year (2 Years) (MAXIMUM 1 Year (5 Years)) | Ea |  | 1 Year (5 Years) | 461 | 8% | 424.12
89597 | Sony | DIP-61F8-16HD | DIVAR IP 6000 3U, 16 X 8 TB HDD RECORDING MANAGEMENT SOLUTION FOR NETWORK SURVEILLANCE SYSTEMS OF UP TO 128 CHANNELS, VRM SOFTWARE NOT PRE-INSTALLED (AVAILABLE ONLINE), 16 X 8 TB STORAGE CAPACITY DIVAR IP 6000 WITHOUT PRE-INSTALLED HARD DRIVES: THE RAID CONFIGURATION. FEATURES HIGHLY ENERGY-EFFICIENT HOTSWAP REDUNDANT POWER SUPPLIES, AS WELL AS HOT-SWAP SATA-3 HARD DRIVES PROVIDING UP TO 128 TB OF GROSS STORAGE CAPACITY. ORDER NUMBER DIP-61F8-16HD | Ea |  | 1 Year (5 Years) | 25497 | 8% | 23457.24
89598 | Sony | DIP-61F8SFH-POS | DIP-61F8-16HD 12 MONTHS ADD'L SERVICE; MUST BE PURCHASED WITH THE HARDWARE; CAN ADD ADDITIONAL 1 Year (2 Years) (MAXIMUM 1 Year (5 Years)) | Ea |  | 1 Year (5 Years) | 540 | 8% | 496.8
89599 | Sony | DIP-6703-HDD | 3TB EXPANSION DRIVE. COMPATIBLE WITH DIVAR IP 6000 AND 7000 APPLIANCES | Ea |  | 1 Year (5 Years) | 624 | 8% | 574.08
89600 | Sony | DIP-6704-HDD | STORAGE EXPANSION FOR DIVAR IP 6000/7000. 4 TB DRIVE | Ea |  | 1 Year (5 Years) | 706 | 8% | 649.52
89601 | Sony | DIP-6706-HDD | STORAGE EXPANSION FOR DIVAR IP 6000/7000. 6 TB DRIVE | Ea |  | 1 Year (5 Years) | 690 | 8% | 634.8
89602 | Sony | DIP-6708-HDD | STORAGE EXPANSION FOR DIVAR IP 6000/7000. 8 TB DRIVE | Ea |  | 1 Year (5 Years) | 899 | 8% | 827.08
89603 | Sony | DIP-7180-00N | DIVAR IP 7000 VIDEO MANAGEMENT APPLIANCE, 2U RACKMOUNT (8-BAY), RAID-5 0TB (NO HDD), HOT-SWAPPABLE HDD; INCLUDES BVMS SERVER/CLIENT/VRM/VSG, 4 MINI DP MONITOR OUTPUT, INCL 32 CHANNELS (EXPANDABLE TO 128 CHANNELS), 5 WKSTN, 5 FORENSIC SEARCH, 1 KBD I/F, 1 DVR I/F, 1 MVS I/F AND BUILT-IN DYNAMIC TRANSCODER; WINDOWS STORAGE SERVER 2012 R2 | Ea |  | 1 Year (5 Years) | 8949 | 8% | 8233.08
89604 | Sony | DIP-7180S0N-POS | DIP-7180-00N WARRANTY EXTENSION; 12 MONTHS ADD'L SERVICE; MUST BE PURCHASED WITH THE HARDWARE; CAN ADD ADDITIONAL 1 Year (2 Years) (MAXIMUM 1 Year (5 Years)) | Ea |  | 1 Year (5 Years) | 189 | 8% | 173.88
89605 | Sony | DIP-7183-4HD | DIVAR IP 7000 VIDEO MANAGEMENT APPLIANCE, 2U RACKMOUNT (8-BAY), RAID-5 12TB (4x3TB), HOT-SWAPPABLE HDD; INCLUDES BVMS SERVER/CLIENT/VRM/VSG, 4 MINI DP MONITOR OUTPUT, INCL 32 CHANNELS (EXPANDABLE TO 128 CHANNELS), 5 WKSTN, 5 FORENSIC SEARCH, 1 KBD I/F, 1 DVR I/F, 1 MVS I/F AND BUILT-IN DYNAMIC TRANSCODER; WINDOWS STORAGE SERVER 2012 R2 | Ea |  | 1 Year (5 Years) | 10015 | 8% | 9213.8
89606 | Sony | DIP-7183-8HD | DIVAR IP 7000 VIDEO MANAGEMENT APPLIANCE, 2U RACKMOUNT (8-BAY), RAID-5 24TB (8x3TB), HOT-SWAPPABLE HDD; INCLUDES BVMS SERVER/CLIENT/VRM/VSG, 4 MINI DP MONITOR OUTPUT, INCL 32 CHANNELS (EXPANDABLE TO 128 CHANNELS), 5 WKSTN, 5 FORENSIC SEARCH, 1 KBD I/F, 1 DVR I/F, 1 MVS I/F AND BUILT-IN DYNAMIC TRANSCODER; WINDOWS STORAGE SERVER 2012 R2 | Ea |  | 1 Year (5 Years) | 13027 | 8% | 11984.84
89607 | Sony | DIP-7183S4H-POS | DIP-7183-4HD WARRANTY EXTENSION; 12 MONTHS ADD'L SERVICE; MUST BE PURCHASED WITH THE HARDWARE; CAN ADD ADDITIONAL 1 Year (2 Years) (MAXIMUM 1 Year (5 Years)) | Ea |  | 1 Year (5 Years) | 211 | 8% | 194.12
89608 | Sony | DIP-7183S8H-POS | DIP-7183-8HD WARRANTY EXTENSION; 12 MONTHS ADD'L SERVICE; MUST BE PURCHASED WITH THE HARDWARE; CAN ADD ADDITIONAL 1 Year (2 Years) (MAXIMUM 1 Year (5 Years)) | Ea |  | 1 Year (5 Years) | 277 | 8% | 254.84
89609 | Sony | DIP-7184-4HD | DIVAR IP 7000 VIDEO MANAGEMENT APPLIANCE, 2U RACKMOUNT (8-BAY), RAID-5 16TB (4x4TB), HOT-SWAPPABLE HDD; INCLUDES BVMS SERVER/CLIENT/VRM/VSG, 4 MINI DP MONITOR OUTPUT, INCL 32 CHANNELS (EXPANDABLE TO 128 CHANNELS), 5 WKSTN, 5 FORENSIC SEARCH, 1 KBD I/F, 1 DVR I/F, 1 MVS I/F AND BUILT-IN DYNAMIC TRANSCODER; WINDOWS STORAGE SERVER 2012 R2 | Ea |  | 1 Year (5 Years) | 10427 | 8% | 9592.84
89610 | Sony | DIP-7184-8HD | DIVAR IP 7000 VIDEO MANAGEMENT APPLIANCE, 2U RACKMOUNT (8-BAY), RAID-5 32TB (8x4TB), HOT-SWAPPABLE HDD; INCLUDES BVMS SERVER/CLIENT/VRM/VSG, 4 MINI DP MONITOR OUTPUT, INCL 32 CHANNELS (EXPANDABLE TO 128 CHANNELS), 5 WKSTN, 5 FORENSIC SEARCH, 1 KBD I/F, 1 DVR I/F, 1 MVS I/F AND BUILT-IN DYNAMIC TRANSCODER; WINDOWS STORAGE SERVER 2012 R2 | Ea |  | 1 Year (5 Years) | 13779 | 8% | 12676.68
89611 | Sony | DIP-7184S4H-POS | DIP-7184-4HD WARRANTY EXTENSION; 12 MONTHS ADD'L SERVICE; MUST BE PURCHASED WITH THE HARDWARE; CAN ADD ADDITIONAL 1 Year (2 Years) (MAXIMUM 1 Year (5 Years)) | Ea |  | 1 Year (5 Years) | 221 | 8% | 203.32
89612 | Sony | DIP-7184S8H-POS | DIP-7184-8HD WARRANTY EXTENSION; 12 MONTHS ADD'L SERVICE; MUST BE PURCHASED WITH THE HARDWARE; CAN ADD ADDITIONAL 1 Year (2 Years) (MAXIMUM 1 Year (5 Years)) | Ea |  | 1 Year (5 Years) | 294 | 8% | 270.48
89613 | Sony | DIP-7186-8HD | DIVAR IP 7000 VIDEO MANAGEMENT APPLIANCE, 2U RACKMOUNT (8-BAY), RAID-5 48TB (8x6TB), HOT-SWAPPABLE HDD; INCLUDES BVMS SERVER/CLIENT/VRM/VSG, 4 MINI DP MONITOR OUTPUT, INCL 32 CHANNELS (EXPANDABLE TO 128 CHANNELS), 5 WKSTN, 5 FORENSIC SEARCH, 1 KBD I/F, 1 DVR I/F, 1 MVS I/F AND BUILT-IN DYNAMIC TRANSCODER; WINDOWS STORAGE SERVER 2012 R2 | Ea |  | 1 Year (5 Years) | 14972 | 8% | 13774.24
89614 | Sony | DIP-7186S8H-POS | DIP-7186-8HD WARRANTY EXTENSION; 12 MONTHS ADD'L SERVICE; MUST BE PURCHASED WITH THE HARDWARE; CAN ADD ADDITIONAL 1 Year (2 Years) (MAXIMUM 1 Year (5 Years)) | Ea |  | 1 Year (5 Years) | 317 | 8% | 291.64
89615 | Sony | DIP-7188-8HD | DIVAR IP 7000 VIDEO MANAGEMENT APPLIANCE, 2U RACKMOUNT (8-BAY), RAID-5 64TB (8x8TB), HOT-SWAPPABLE HDD; INCLUDES BVMS SERVER/CLIENT/VRM/VSG, 4 MINI DP MONITOR OUTPUT, INCL 32 CHANNELS (EXPANDABLE TO 128 CHANNELS), 5 WKSTN, 5 FORENSIC SEARCH, 1 KBD I/F, 1 DVR I/F, 1 MVS I/F AND BUILT-IN DYNAMIC TRANSCODER; WINDOWS STORAGE SERVER 2012 R2 | Ea |  | 1 Year (5 Years) | 16833 | 8% | 15486.36
89616 | Sony | DIP-7188S8H-POS | DIP-7188-8HD WARRANTY EXTENSION; 12 MONTHS ADD'L SERVICE; MUST BE PURCHASED WITH THE HARDWARE; CAN ADD ADDITIONAL 1 Year (2 Years) (MAXIMUM 1 Year (5 Years)) | Ea |  | 1 Year (5 Years) | 357 | 8% | 328.44
89617 | Sony | DIP-71F0-00N | DIVAR IP 7000 VIDEO MANAGEMENT APPLIANCE, 3U RACKMOUNT (16-BAY), RAID-5 0TB (NO HDD), HOT-SWAPPABLE HDD; INCLUDES BVMS SERVER/CLIENT/VRM/VSG, 4 MINI DP MONITOR OUTPUT, INCL 32 CHANNELS (EXPANDABLE TO 128 CHANNELS), 5 WKSTN, 5 FORENSIC SEARCH, 1 KBD I/F, 1 DVR I/F, 1 MVS I/F AND BUILT-IN DYNAMIC TRANSCODER; WINDOWS STORAGE SERVER 2012 R2 | Ea |  | 1 Year (5 Years) | 12004 | 8% | 11043.68
89618 | Sony | DIP-71F0S0N-POS | DIP-71F0-00N WARRANTY EXTENSION; 12 MONTHS ADD'L SERVICE; MUST BE PURCHASED WITH THE HARDWARE; CAN ADD ADDITIONAL 1 Year (2 Years) (MAXIMUM 1 Year (5 Years)) | Ea |  | 1 Year (5 Years) | 253 | 8% | 232.76
89619 | Sony | DIP-71F3-16HD | DIVAR IP 7000 VIDEO MANAGEMENT APPLIANCE, 3U RACKMOUNT (16-BAY), RAID-5 48TB (16x3TB), HOT-SWAPPABLE HDD; INCLUDES BVMS SERVER/CLIENT/VRM/VSG, 4 MINI DP MONITOR OUTPUT, INCL 32 CHANNELS (EXPANDABLE TO 128 CHANNELS), 5 WKSTN, 5 FORENSIC SEARCH, 1 KBD I/F, 1 DVR I/F, 1 MVS I/F AND BUILT-IN DYNAMIC TRANSCODER; WINDOWS STORAGE SERVER 2012 R2 | Ea |  | 1 Year (5 Years) | 20099 | 8% | 18491.08
89620 | Sony | DIP-71F3SFH-POS | DIP-71F3-16HD WARRANTY EXTENSION; 12 MONTHS ADD'L SERVICE; MUST BE PURCHASED WITH THE HARDWARE; CAN ADD ADDITIONAL 1 Year (2 Years) (MAXIMUM 1 Year (5 Years)) | Ea |  | 1 Year (5 Years) | 425 | 8% | 391
89621 | Sony | DIP-71F4-16HD | DIVAR IP 7000 VIDEO MANAGEMENT APPLIANCE, 3U RACKMOUNT (16-BAY), RAID-5 64TB (16x4TB), HOT-SWAPPABLE HDD; INCLUDES BVMS SERVER/CLIENT/VRM/VSG, 4 MINI DP MONITOR OUTPUT, INCL 32 CHANNELS (EXPANDABLE TO 128 CHANNELS), 5 WKSTN, 5 FORENSIC SEARCH, 1 KBD I/F, 1 DVR I/F, 1 MVS I/F AND BUILT-IN DYNAMIC TRANSCODER; WINDOWS STORAGE SERVER 2012 R2 | Ea |  | 1 Year (5 Years) | 21633 | 8% | 19902.36
89622 | Sony | DIP-71F4SFH-POS | DIP-71F4-16HD WARRANTY EXTENSION; 12 MONTHS ADD'L SERVICE; MUST BE PURCHASED WITH THE HARDWARE; CAN ADD ADDITIONAL 1 Year (2 Years) (MAXIMUM 1 Year (5 Years)) | Ea |  | 1 Year (5 Years) | 459 | 8% | 422.28
89623 | Sony | DIP-71F6-16HD | DIVAR IP 7000 VIDEO MANAGEMENT APPLIANCE, 3U RACKMOUNT (16-BAY), RAID-5 96TB (16x6TB), HOT-SWAPPABLE HDD; INCLUDES BVMS SERVER/CLIENT/VRM/VSG, 4 MINI DP MONITOR OUTPUT, INCL 32 CHANNELS (EXPANDABLE TO 128 CHANNELS), 5 WKSTN, 5 FORENSIC SEARCH, 1 KBD I/F, 1 DVR I/F, 1 MVS I/F AND BUILT-IN DYNAMIC TRANSCODER; WINDOWS STORAGE SERVER 2012 R2 | Ea |  | 1 Year (5 Years) | 22862 | 8% | 21033.04
89624 | Sony | DIP-71F6SFH-POS | DIP-71F6-16HD WARRANTY EXTENSION; 12 MONTHS ADD'L SERVICE; MUST BE PURCHASED WITH THE HARDWARE; CAN ADD ADDITIONAL 1 Year (2 Years) (MAXIMUM 1 Year (5 Years)) | Ea |  | 1 Year (5 Years) | 484 | 8% | 445.28
89625 | Sony | DIP-71F8-16HD | DIVAR IP 7000 VIDEO MANAGEMENT APPLIANCE, 3U RACKMOUNT (16-BAY), RAID-5 128TB (16x8TB), HOT-SWAPPABLE HDD; INCLUDES BVMS SERVER/CLIENT/VRM/VSG, 4 MINI DP MONITOR OUTPUT, INCL 32 CHANNELS (EXPANDABLE TO 128 CHANNELS), 5 WKSTN, 5 FORENSIC SEARCH, 1 KBD I/F, 1 DVR I/F, 1 MVS I/F AND BUILT-IN DYNAMIC TRANSCODER; WINDOWS STORAGE SERVER 2012 R2 | Ea |  | 1 Year (5 Years) | 26587 | 8% | 24460.04
89626 | Sony | DIP-71F8SFH-POS | DIP-71F8-16HD WARRANTY EXTENSION; 12 MONTHS ADD'L SERVICE; MUST BE PURCHASED WITH THE HARDWARE; CAN ADD ADDITIONAL 1 Year (2 Years) (MAXIMUM 1 Year (5 Years)) | Ea |  | 1 Year (5 Years) | 563 | 8% | 517.96
89627 | Sony | DLA-LDTK-200A | 2TB EXPANSION DRIVE. COMPATIBLE WITH DIVAR IP 6000 AND 7000 APPLIANCES, BRS RACKMOUNT APPLIANCES, AND DLA 1400 SERIES | Ea |  | 1 Year (5 Years) | 493 | 8% | 453.56
89628 | Sony | DLA-XVRM-032 | DLA SERIES VIDEO RECORDING MANAGER - ONE TIME 32 CAMERA UPGRADE LICENSE FOR DLA 1200 SERIES STORAGE APPLIANCES ONLY(E-LICENSE) | Ea |  | 1 Year (5 Years) | 3447 | 8% | 3171.24
89629 | Sony | DLA-XVRM-064 | DLA SERIES VIDEO RECORDING MANAGER - ONE TIME 64 CAMERA UPGRADE LICENSE FOR DLA 1400 SERIES STORAGE APPLIANCES ONLY (E-LICENSE) | Ea |  | 1 Year (5 Years) | 6463 | 8% | 5945.96
89630 | Sony | DRH-5532-214D00 | DIVAR HYBRID 5000 RECORDERS 16 CH AN / 16 CH IP, 1x4TB HDD, DVD, 1.5U | Ea |  | 1 Year (5 Years) | 1800 | 8% | 1656
89631 | Sony | DRH-5532-400N00 | DIVAR HYBRID 5000 RECORDER 16 CH AN / 16 CH IP, NO HDD, NO DVD, 1.5U | Ea |  | 1 Year (5 Years) | 1278 | 8% | 1175.76
89632 | Sony | DRH-5532-414N00 | DIVAR HYBRID 5000 RECORDERS 16 CH AN / 16 CH IP, 1x4TB HDD, 1.5U | Ea |  | 1 Year (5 Years) | 1665 | 8% | 1531.8
89633 | Sony | DRN-5532-214D00 | DIVAR NETWORK 5000 RECORDER 32 CH, 1.5U, 1x4TB, DVD | Ea |  | 1 Year (5 Years) | 1680 | 8% | 1545.6
89634 | Sony | DRN-5532-214D16 | DIVAR NETWORK 5000 RECORDER 32 CH, 1.5U, 1x4TB, 16 PoE, DVD | Ea |  | 1 Year (5 Years) | 1982 | 8% | 1823.44
89635 | Sony | DRN-5532-400N00 | DIVAR NETWORK 5000 RECORDER 32 CH IP, NO HDD, NO DVD | Ea |  | 1 Year (5 Years) | 1158 | 8% | 1065.36
89636 | Sony | DRN-5532-400N16 | DIVAR NETWORK 5000 RECORDER 32 CH IP, 16 PoE, NO HDD, NO DVD | Ea |  | 1 Year (5 Years) | 1460 | 8% | 1343.2
89637 | Sony | DRN-5532-414N00 | DIVAR NETWORK 5000 RECORDER 32 CH, 1.5U, 1x4TB | Ea |  | 1 Year (5 Years) | 1545 | 8% | 1421.4
89638 | Sony | DRN-5532-414N16 | DIVAR NETWORK 5000 RECORDER 32 CH, 1.5U, 1x4TB, 16 PoE | Ea |  | 1 Year (5 Years) | 1846 | 8% | 1698.32
89639 | Sony | DSA-EDTK8-12TB | BOSCH-NETAPP E2800 12TB HDD for 12bay | Ea |  | 1 Year (5 Years) | 1927 | 8% | 1772.84
89640 | Sony | DSA-EDTK8-4TB | BOSCH-NETAPP E2800 4TB HDD for 12bay | Ea |  | 1 Year (5 Years) | 936 | 8% | 861.12
89641 | Sony | DSA-EDTK8-8TB | BOSCH-NETAPP E2800 8TB HDD for 12bay | Ea |  | 1 Year (5 Years) | 1402 | 8% | 1289.84
89642 | Sony | DSA-N2C8X4-12AT | BOSCH-NETAPP DSA E2800 BASE DUAL CONTROLLER UNIT 12X4TB; SUPPORTS RAID-5 AND RAID-6); INCLUDES NETAPP SUPPORT EDGE STANDARD SUPPORT ONSITE NEXT BUSINESS DAY PARTS REPLACEMENT | Ea |  | 1 Year (5 Years) | 21879 | 8% | 20128.68
89643 | Sony | DSA-N2C8X8-12AT | BOSCH-NETAPP DSA E2800 BASE DUAL CONTROLLER UNIT 12X8TB; SUPPORTS RAID-5 AND RAID-6); INCLUDES NETAPP SUPPORT EDGE STANDARD SUPPORT ONSITE NEXT BUSINESS DAY PARTS REPLACEMENT | Ea |  | 1 Year (5 Years) | 29864 | 8% | 27474.88
89644 | Sony | DSA-N2C8XC-12AT | BOSCH-NETAPP DSA E2800 BASE DUAL CONTROLLER UNIT 12X12TB; SUPPORTS RAID-5 AND RAID-6); INCLUDES NETAPP SUPPORT EDGE STANDARD SUPPORT ONSITE NEXT BUSINESS DAY PARTS REPLACEMENT | Ea |  | 1 Year (5 Years) | 32087 | 8% | 29520.04
89645 | Sony | DSA-N2E8X4-12AT | BOSCH-NETAPP DSA E2800 SERIES BASE UNIT 12X4TB; SUPPORTS RAID-5 AND RAID-6; INCLUDES NETAPP SUPPORT EDGE STANDARD SUPPORT ONSITE NEXT BUSINESS DAY PARTS REPLACEMENT | Ea |  | 1 Year (5 Years) | 17300 | 8% | 15916
89646 | Sony | DSA-N2E8X8-12AT | BOSCH-NETAPP DSA E2800 SERIES BASE UNIT 12X8TB; SUPPORTS RAID-5 AND RAID-6; INCLUDES NETAPP SUPPORT EDGE STANDARD SUPPORT ONSITE NEXT BUSINESS DAY PARTS REPLACEMENT | Ea |  | 1 Year (5 Years) | 24217 | 8% | 22279.64
89647 | Sony | DSA-N2E8XC-12AT | BOSCH-NETAPP DSA E2800 SERIES BASE UNIT 12X12TB; SUPPORTS RAID-5 AND RAID-6; INCLUDES NETAPP SUPPORT EDGE STANDARD SUPPORT ONSITE NEXT BUSINESS DAY PARTS REPLACEMENT | Ea |  | 1 Year (5 Years) | 27185 | 8% | 25010.2
89648 | Sony | DSA-N6C8X4-60AT | BOSCH-NETAPP DSA E2800 BASE DUAL CONTROLLER UNIT 60X4TB; SUPPORTS RAID-5 AND RAID-6); INCLUDES NETAPP SUPPORT EDGE STANDARD SUPPORT ONSITE NEXT BUSINESS DAY PARTS REPLACEMENT | Ea |  | 1 Year (5 Years) | 95239 | 8% | 87619.88
89649 | Sony | DSA-N6C8X8-60AT | BOSCH-NETAPP DSA E2800 BASE DUAL CONTROLLER UNIT 60X8TB; SUPPORTS RAID-5 AND RAID-6); INCLUDES NETAPP SUPPORT EDGE STANDARD SUPPORT ONSITE NEXT BUSINESS DAY PARTS REPLACEMENT | Ea |  | 1 Year (5 Years) | 127401 | 8% | 117208.92
89650 | Sony | DSA-N6C8XC-60AT | BOSCH-NETAPP DSA E2800 BASE DUAL CONTROLLER UNIT 60X12TB; SUPPORTS RAID-5 AND RAID-6); INCLUDES NETAPP SUPPORT EDGE STANDARD SUPPORT ONSITE NEXT BUSINESS DAY PARTS REPLACEMENT | Ea |  | 1 Year (5 Years) | 137218 | 8% | 126240.56
89651 | Sony | DSA-S2E8X48-4PR | 12 MONTHS SERVICE UPLIFT TO NETAPP SUPPORT EDGE STANDARD 4 HOURS PARTS REPLACEMENT FOR 4-8TB BASED 12-BAY CONTROLLER OR EXPANSION UNITS AVAILABLE FOR IN-WARRANTY SYSTEMS ONLY | Ea |  | 1 Year (5 Years) | 273 | 8% | 251.16
89652 | Sony | DSA-S2E8X48-NRD | 12 MONTHS NON-RETURNABLE DISK OPTION FOR 4-8TB 12 BAY-CONTROLLER OR EXPANSION UNITS AVAILABLE FOR IN-WARRANTY SYSTEMS ONLY (CUSTOMER DOES NOT HAVE TO RETURN REPLACED HARD DRIVES IN CASE OF FAILURE) | Ea |  | 1 Year (5 Years) | 549 | 8% | 505.08
89653 | Sony | DSA-S2E8X48-SLP | 12 MONTHS EXTENSION OF NETAPP SUPPORT EDGE STANDARD NEXT BUSINESS DAY FOR 4-8TB BASED 12-BAY CONTROLLER OR EXPANSION UNITS; CAN ADD ADDITIONAL 1 Year (2 Years) MAXIMUM | Ea |  | 1 Year (5 Years) | 2593 | 8% | 2385.56
89654 | Sony | DSA-S2E8XAC-4PR | 12 MONTHS SERVICE UPLIFT TO NETAPP SUPPORT EDGE STANDARD 4 HOURS PARTS REPLACEMENT FOR 10-12TB BASED 12-BAY CONTROLLER OR EXPANSION UNITS AVAILABLE FOR IN-WARRANTY SYSTEMS ONLY | Ea |  | 1 Year (5 Years) | 318 | 8% | 292.56
89655 | Sony | DSA-S2E8XAC-NRD | 12 MONTHS NON-RETURNABLE DISK OPTION FOR 10-12TB 12 BAY-CONTROLLER OR EXPANSION UNITS AVAILABLE FOR IN-WARRANTY SYSTEMS ONLY (CUSTOMER DOES NOT HAVE TO RETURN REPLACED HARD DRIVES IN CASE OF FAILURE) | Ea |  | 1 Year (5 Years) | 731 | 8% | 672.52
89656 | Sony | DSA-S2E8XAC-SLP | 12 MONTHS EXTENSION OF NETAPP SUPPORT EDGE STANDARD NEXT BUSINESS DAY FOR 10-12TB BASED 12-BAY CONTROLLER OR EXPANSION UNITS; CAN ADD ADDITIONAL 1 Year (2 Years) MAXIMUM | Ea |  | 1 Year (5 Years) | 3291 | 8% | 3027.72
89657 | Sony | DSA-S6D8X48-4PR | 12 MONTHS SERVICE UPLIFT TO NETAPP SUPPORT EDGE STANDARD 4 HOURS PARTS REPLACEMENT FOR 4-8TB BASED 60-BAY CONTROLLER OR EXPANSION UNITS AVAILABLE FOR IN-WARRANTY SYSTEMS ONLY | Ea |  | 1 Year (5 Years) | 961 | 8% | 884.12
89658 | Sony | DSA-S6D8X48-NRD | 12 MONTHS NON-RETURNABLE DISK OPTION FOR 4-8TB BASED 60-BAY CONTROLLER OR EXPANSION UNITS AVAILABLE FOR IN-WARRANTY SYSTEMS ONLY (CUSTOMER DOES NOT HAVE TO RETURN REPLACED HARD DRIVES IN CASE OF FAILURE) | Ea |  | 1 Year (5 Years) | 2749 | 8% | 2529.08
89659 | Sony | DSA-S6D8X48-SLP | 12 MONTHS EXTENSION OF NETAPP SUPPORT EDGE STANDARD NEXT BUSINESS DAY FOR 4-8TB BASED 60-BAY CONTROLLER OR EXPANSION UNITS; CAN ADD ADDITIONAL 1 Year (2 Years) MAXIMUM | Ea |  | 1 Year (5 Years) | 9558 | 8% | 8793.36
89660 | Sony | DSA-S6D8XAC-4PR | 12 MONTHS SERVICE UPLIFT TO NETAPP SUPPORT EDGE STANDARD 4 HOURS PARTS REPLACEMENT FOR 10-12TB BASED 60-BAY CONTROLLER OR EXPANSION UNITS AVAILABLE FOR IN-WARRANTY SYSTEMS ONLY | Ea |  | 1 Year (5 Years) | 1183 | 8% | 1088.36
89661 | Sony | DSA-S6D8XAC-NRD | 12 MONTHS NON-RETURNABLE DISK OPTION FOR 10-12TB BASED 60-BAY CONTROLLER OR EXPANSION UNITS AVAILABLE FOR IN-WARRANTY SYSTEMS ONLY (CUSTOMER DOES NOT HAVE TO RETURN REPLACED HARD DRIVES IN CASE OF FAILURE) | Ea |  | 1 Year (5 Years) | 3656 | 8% | 3363.52
89662 | Sony | DSA-S6D8XAC-SLP | 12 MONTHS EXTENSION OF NETAPP SUPPORT EDGE STANDARD NEXT BUSINESS DAY FOR 10-12TB BASED 60-BAY CONTROLLER OR EXPANSION UNITS; CAN ADD ADDITIONAL 1 Year (2 Years) MAXIMUM | Ea |  | 1 Year (5 Years) | 12762 | 8% | 11741.04
89663 | Sony | DSX-N1D8X4-12AT | BOSCH-NETAPP DSX E-SERIES E2800 EXPANSION UNIT 12X4TB; SUPPORTS RAID-5 AND RAID-6; INCLUDES NETAPP SUPPORT EDGE STANDARD SUPPORT ONSITE NEXT BUSINESS DAY PARTS REPLACEMENT | Ea |  | 1 Year (5 Years) | 15952 | 8% | 14675.84
89664 | Sony | DSX-N1D8X8-12AT | BOSCH-NETAPP DSX E-SERIES E2800 EXPANSION UNIT 12X8TB; SUPPORTS RAID-5 AND RAID-6; INCLUDES NETAPP SUPPORT EDGE STANDARD SUPPORT ONSITE NEXT BUSINESS DAY PARTS REPLACEMENT | Ea |  | 1 Year (5 Years) | 21043 | 8% | 19359.56
89665 | Sony | DSX-N1D8XC-12AT | BOSCH-NETAPP DSX E-SERIES E2800 EXPANSION UNIT 12X12TB; SUPPORTS RAID-5 AND RAID-6; INCLUDES NETAPP SUPPORT EDGE STANDARD SUPPORT ONSITE NEXT BUSINESS DAY PARTS REPLACEMENT | Ea |  | 1 Year (5 Years) | 24536 | 8% | 22573.12
89666 | Sony | DSX-N6D8X4-60AT | BOSCH-NETAPP DSX E-SERIES E2800 EXPANSION UNIT 60X4TB; SUPPORTS RAID-5 AND RAID-6; INCLUDES NETAPP SUPPORT EDGE STANDARD SUPPORT ONSITE NEXT BUSINESS DAY PARTS REPLACEMENT | Ea |  | 1 Year (5 Years) | 77995 | 8% | 71755.4
89667 | Sony | DSX-N6D8X8-60AT | BOSCH-NETAPP DSX E-SERIES E2800 EXPANSION UNIT 60X8TB; SUPPORTS RAID-5 AND RAID-6; INCLUDES NETAPP SUPPORT EDGE STANDARD SUPPORT ONSITE NEXT BUSINESS DAY PARTS REPLACEMENT | Ea |  | 1 Year (5 Years) | 112853 | 8% | 103824.76
89668 | Sony | DSX-N6D8XC-60AT | BOSCH-NETAPP DSX E-SERIES E2800 EXPANSION UNIT 60X12TB; SUPPORTS RAID-5 AND RAID-6; INCLUDES NETAPP SUPPORT EDGE STANDARD SUPPORT ONSITE NEXT BUSINESS DAY PARTS REPLACEMENT | Ea |  | 1 Year (5 Years) | 124736 | 8% | 114757.12
89669 | Sony | DSX-NRCK40-INT8 | DSA E2800 EMPTY RACK 40U | Ea |  | 1 Year (5 Years) | 14823 | 8% | 13637.16
89670 | Sony | DSX-WDTK8-12TB | BOSCH-NETAPP E2800 12TB HDD for 60bay | Ea |  | 1 Year (5 Years) | 1927 | 8% | 1772.84
89671 | Sony | DSX-WDTK8-4TB | BOSCHNETPAPP E2800 4TB HDD for 60bay | Ea |  | 1 Year (5 Years) | 936 | 8% | 861.12
89672 | Sony | DSX-WDTK8-8TB | BOSCH-NETAPP E2800 8TB HDD for 60bay | Ea |  | 1 Year (5 Years) | 1402 | 8% | 1289.84
89673 | Sony | DVR-XS100-A | DVR STORAGE EXPANSION 1TB | Ea |  | 1 Year (5 Years) | 146 | 8% | 134.32
89674 | Sony | DVR-XS200-A | DVR STORAGE EXPANSION 2TB | Ea |  | 1 Year (5 Years) | 196 | 8% | 180.32
89675 | Sony | DVR-XS300-A | DVR STORAGE EXPANSION 3TB | Ea |  | 1 Year (5 Years) | 265 | 8% | 243.8
89676 | Sony | DVR-XS400-A | DVR STORAGE EXPANSION 4TB | Ea |  | 1 Year (5 Years) | 350 | 8% | 322
89677 | Sony | DVR-XS600-A | 24/7 SURVEILLANCE HDD EXPANSION 6TB | Ea |  | 1 Year (5 Years) | 584 | 8% | 537.28
89678 | Sony | DVR-XS-DVD-B | DVD WRITER EXPANSION KIT B (FOR NVR AND HYBRID) | Ea |  | 1 Year (5 Years) | 135 | 8% | 124.2
89679 | Sony | HAC-EXT001 | EXTENDER FOR HAC-PIPE; CONNECTS 2 HAC-PIPE SECTIONS | Ea |  | 1 Year (5 Years) | 23.8 | 8% | 21.896
89680 | Sony | HAC-IPCCC | IP CAMERA COOLING CASE | Ea |  | 1 Year (5 Years) | 40.4 | 8% | 37.168
89681 | Sony | HAC-PIPE125 | EXTENSION PIPE FOR LTC9453W (125CM/49IN) | Ea |  | 1 Year (5 Years) | 70.1 | 8% | 64.492
89682 | Sony | HAC-PIPE30 | EXTENSION PIPE FOR LTC9453W (30CM/12IN) | Ea |  | 1 Year (5 Years) | 33.3 | 8% | 30.636
89683 | Sony | HAC-PIPE50 | EXTENSION PIPE FOR LTC9453W (50CM/20IN) | Ea |  | 1 Year (5 Years) | 46.3 | 8% | 42.596
89684 | Sony | HAC-PIPE80 | EXTENSION PIPE FOR LTC9453W (80CM/32IN) | Ea |  | 1 Year (5 Years) | 54.7 | 8% | 50.324
89685 | Sony | HAC-TAMP01 | TAMPER SWITCH KIT FOR HSG AND UHO SERIES HOUSINGS | Ea |  | 1 Year (5 Years) | 22.6 | 8% | 20.792
89686 | Sony | IIR-50850-LR | IR ILLUMINATOR 850NM LONG RANGE | Ea |  | 1 Year (5 Years) | 778 | 8% | 715.76
89687 | Sony | IIR-50850-MR | IR ILLUMINATOR 850NM MEDIUM RANGE | Ea |  | 1 Year (5 Years) | 547 | 8% | 503.24
89688 | Sony | IIR-50850-SR | IR ILLUMINATOR 850NM SHORT RANGE WITH ADJUSTABLE DIFFUSER | Ea |  | 1 Year (5 Years) | 325 | 8% | 299
89689 | Sony | IIR-50850-XR | IR ILLUMINATOR 850NM EXTRA RANGE | Ea |  | 1 Year (5 Years) | 916 | 8% | 842.72
89690 | Sony | IIR-50940-LR | IR ILLUMINATOR 940NM LONG RANGE | Ea |  | 1 Year (5 Years) | 778 | 8% | 715.76
89691 | Sony | IIR-50940-MR | IR ILLUMINATOR 940NM MEDIUM RANGE | Ea |  | 1 Year (5 Years) | 547 | 8% | 503.24
89692 | Sony | IIR-50940-SR | IR ILLUMINATOR 940NM SHORT RANGE WITH ADJUSTABLE DIFFUSER | Ea |  | 1 Year (5 Years) | 325 | 8% | 299
89693 | Sony | IIR-50940-XR | IR ILLUMINATOR 940NM EXTRA RANGE | Ea |  | 1 Year (5 Years) | 916 | 8% | 842.72
89694 | Sony | IIR-MNT-DLB | DOUBLE L-BRACKET FOR MOUNTING 2 ILLUMIINATORS SIDE-BY-SIDE (FOR USE ONLY WITH NEW ILLUMINATORS SHOWN ABOVE) | Ea |  | 1 Year (5 Years) | 96.4 | 8% | 88.688
89695 | Sony | IIR-MNT-PMB | POLE MOUNT BRACKET FOR ABOVE BRACKETS (FOR USE ONLY WITH NEW ILLUMINATORS SHOWN ABOVE) | Ea |  | 1 Year (5 Years) | 69 | 8% | 63.48
89696 | Sony | IIR-MNT-SLB | SINGLE L-BRACKET FOR MOUNTING 1 ILLUMIINATOR (FOR USE ONLY WITH NEW ILLUMINATORS SHOWN ABOVE) | Ea |  | 1 Year (5 Years) | 38 | 8% | 34.96
89697 | Sony | IIR-MNT-TLB | TRIPPLE L-BRACKET FOR MOUNTING 3 ILLUMIINATORS SIDE-BY-SIDE (FOR USE ONLY WITH NEW ILLUMINATORS SHOWN ABOVE) | Ea |  | 1 Year (5 Years) | 185 | 8% | 170.2
89698 | Sony | KBD-120PS | POWER SUPPLY FOR INTUIKEY KBDS,120VAC | Ea |  | 1 Year (5 Years) | 114 | 8% | 104.88
89699 | Sony | KBD-DIGITAL | INTUIKEY DIGITAL KEYBOARD W/ LCD FOR USE WITH DIVAR RECORDERS | Ea |  | 1 Year (5 Years) | 802 | 8% | 737.84
89700 | Sony | KBD-UXF | USB CCTV KEYBOARD FOR USE WITH BOSCH VIDEO MANAGEMENT SYSTEM OR DIVAR IP SYSTEMS | Ea |  | 1 Year (5 Years) | 1116 | 8% | 1026.72
89701 | Sony | LFF-8012C-D35 | 12MP, 35MM FIXED TELEPHOTO MP LENS MANUAL IRIS, IR, IR-CORRECTED, F1.8 | Ea |  | 1 Year (5 Years) | 749 | 8% | 689.08
89702 | Sony | LFF-8012C-D50 | 12MP, 50MM FIXED TELEPHOTO MP LENS MANUAL IRIS, IR, IR-CORRECTED, F2.0 | Ea |  | 1 Year (5 Years) | 749 | 8% | 689.08
89703 | Sony | LFF-8012C-D75 | 12MP, 75MM FIXED TELEPHOTO MP LENS, MANUAL IRIS, F1.8 | Ea |  | 1 Year (5 Years) | 952 | 8% | 875.84
89704 | Sony | LTC 0630/21 | CAMERA, HIGH PERFORMANCE, DAY/NIGHT, WDR, 1/2-INCH, 540 TVL COLOR, 12VDC/24VAC, 60HZ | Ea |  | 1 Year (5 Years) | 938 | 8% | 862.96
89705 | Sony | LTC 0630/61 | CAMERA, HIGH PERFORMANCE, DAY/NIGHT, WDR, 1/2-INCH, 540 TVL COLOR, 110VAC, 60HZ | Ea |  | 1 Year (5 Years) | 938 | 8% | 862.96
89706 | Sony | LTC 3293/30 | C LENS, 1/2-INCH, 8 TO 120MM (15X), AUTO IRIS, PP, MAN. IRIS OVERRIDE, 4 PIN | Ea |  | 1 Year (5 Years) | 1531 | 8% | 1408.52
89707 | Sony | LTC 4629/60 | 850NM FOM, BI-DIRECTIONAL: RECEIVES VIDEO, TRANSMITS DATA, 120-230VAC, 60HZ | Ea |  | 1 Year (5 Years) | 1465 | 8% | 1347.8
89708 | Sony | LTC 4637/60 | RACK & POWER SUPPLY FOR FIBER OPTIC MODULES, 120VAC, 60HZ | Ea |  | 1 Year (5 Years) | 915 | 8% | 841.8
89709 | Sony | LTC 4641/60 | 850NM FOM, TRANSMITTER, VIDEO SIGNALS, 120-230VAC, 60HZ | Ea |  | 1 Year (5 Years) | 438 | 8% | 402.96
89710 | Sony | LTC 4642/60 | 850NM FOM, RECEIVER, VIDEO SIGNALS, 120-230VAC, 60HZ | Ea |  | 1 Year (5 Years) | 696 | 8% | 640.32
89711 | Sony | LTC 4651/60 | 850NM FOM, TRANSMITTER/RECEIVER, BIPHASE OR RS-232 DATA, 120-230VAC, 60HZ | Ea |  | 1 Year (5 Years) | 485 | 8% | 446.2
89712 | Sony | LTC 4671/00 | 850NM FOM, TRANSMITTER/RECEIVER, RS-485 DATA, USE WITH LTC 4637 SERIES RACK | Ea |  | 1 Year (5 Years) | 883 | 8% | 812.36
89713 | Sony | LTC 4671/60 | 850NM FOM, TRANSMITTER/RECEIVER, RS-485 DATA, 120-230VAC, 60HZ | Ea |  | 1 Year (5 Years) | 883 | 8% | 812.36
89714 | Sony | LTC 4744/00 | 1310NM FOM, TRANSMITTER, 4 CHANNEL, VIDEO SIGNALS, USE WITH LTC 4637 SERIES RACK | Ea |  | 1 Year (5 Years) | 2678 | 8% | 2463.76
89715 | Sony | LTC 4744/60 | 1310NM FOM, TRANSMITTER, 4 CHANNEL, VIDEO SIGNALS, 120-230VAC, 50/60HZ | Ea |  | 1 Year (5 Years) | 2678 | 8% | 2463.76
89716 | Sony | LTC 4745/00 | 1310NM FOM, RECEIVER, 4 CHANNEL, VIDEO SIGNALS, USE WITH LTC 4637 SERIES RACK | Ea |  | 1 Year (5 Years) | 2678 | 8% | 2463.76
89717 | Sony | LTC 4745/60 | 1310NM FOM, RECEIVER, 4 CHANNEL, VIDEO SIGNALS, 120-230VAC, 50/60HZ | Ea |  | 1 Year (5 Years) | 2678 | 8% | 2463.76
89718 | Sony | LTC 5136/61 | CONTROLLER, W/ 16 OUTPUTS FOR AUTODOMES OR ALLEGIANT R/D UNITS, 120VAC, 50/60HZ | Ea |  | 1 Year (5 Years) | 1258 | 8% | 1157.36
89719 | Sony | LTC 5231/90 | VIDEO DISTRIBUTION AMPLIFIER, SINGLE CHANNEL WITH FOUR OUTPUTS, 120-240VAC, 50/60HZ | Ea |  | 1 Year (5 Years) | 324 | 8% | 298.08
89720 | Sony | LTC 5234/90 | VIDEO DISTRIBUTION AMPLIFIER, FOUR CHANNEL WITH THREE OUTPUTS PER CHANNEL, 120-240VAC, 50/60HZ | Ea |  | 1 Year (5 Years) | 752 | 8% | 691.84
89721 | Sony | LTC 8557/60 | HOOK-UP KIT FOR REMOTE KEYBOARD UP TO 5000 FT, 120VAC, 60HZ | Ea |  | 1 Year (5 Years) | 318 | 8% | 292.56
89722 | Sony | LTC 8558/00 | OPTIONAL KEYBOARD CABLE, 100 FT | Ea |  | 1 Year (5 Years) | 199 | 8% | 183.08
89723 | Sony | LTC 8786/60 | RS-232 TO BIPHASE DATA CONVERTER UNIT WITH 16 BIPHASE OUTPUTS, 120VAC, 50/60HZ | Ea |  | 1 Year (5 Years) | 634 | 8% | 583.28
89724 | Sony | LTC 9210/00 | COLUMN MOUNT, 8-IN (20 CM), 20 LB (9 KG) MAX LOAD, LT GRAY | Ea |  | 1 Year (5 Years) | 52.8 | 8% | 48.576
89725 | Sony | LTC 9210/01 | COLUMN MOUNT FEED-THRU FOR UHI/UHO HOUSINGS, 8-IN (20 CM), 11 LB (5 KG) MAX LOAD, LT GRAY, FOR INDOOR USE | Ea |  | 1 Year (5 Years) | 40.4 | 8% | 37.168
89726 | Sony | LTC 9212/00 | WALL MOUNT, CABLE FEED-THRU FOR UHI/UHO HOUSING, 12-IN (30 CM), FOR IN/OUTDOOR USE | Ea |  | 1 Year (5 Years) | 87.9 | 8% | 80.868
89727 | Sony | LTC 9213/01 | POLE MOUNT ADAPTOR WITH STAINLESS STEEL STRAPS FOR WALL MOUNTS (SUGGEST USING TC9311PM3T BANDING TOOL) | Ea |  | 1 Year (5 Years) | 91.5 | 8% | 84.18
89728 | Sony | LTC 9215/00 | WALL MOUNT, CABLE FEED-THRU FOR UHI/UHO HOUSING, 12-IN (30 CM), FOR OUTDOOR USE | Ea |  | 1 Year (5 Years) | 33.3 | 8% | 30.636
89729 | Sony | LTC 9215/00S | WALL MOUNT, CABLE FEED-THRU FOR UHI/UHO HOUSING, 7-IN (18 CM), FOR INDOOR USE | Ea |  | 1 Year (5 Years) | 31 | 8% | 28.52
89730 | Sony | LTC 9216/00 | MOUNT, INDOOR/OUTDOOR, 16-INCH, 100 LB MAX LOAD | Ea |  | 1 Year (5 Years) | 98.7 | 8% | 90.804
89731 | Sony | LTC 9219/01 | J-MOUNT, FEED-THROUGH, 15-IN (40 CM), FOR INDOOR USE | Ea |  | 1 Year (5 Years) | 40.4 | 8% | 37.168
89732 | Sony | LTC 9223/01 | COLUMN MOUNT, 24-IN (61 CM), 11 LB (5 KG) MAX LOAD, LT GRAY, FOR INDOOR USE | Ea |  | 1 Year (5 Years) | 60.7 | 8% | 55.844
89733 | Sony | LTC 9225/00 | POLE MOUNT ADAPTER WITH STAINLESS STEEL STRAPS, FOR LTC 9216 & LTC 9222 | Ea |  | 1 Year (5 Years) | 119 | 8% | 109.48
89734 | Sony | LTC 9230/01 | FLAT ROOF MOUNT ADAPTER, FOR ROOF PARAPET MOUNT VGA-ROOF-MOUNT | Ea |  | 1 Year (5 Years) | 151 | 8% | 138.92
89735 | Sony | LVF-4000C-D0550 | 960H 1/3-INCH, 5 TO 50MM, DC-IRIS, CS-MOUNT, F1.4, IR-CORRECTED | Ea |  | 1 Year (5 Years) | 147 | 8% | 135.24
89736 | Sony | LVF-4000C-D2812 | 960H 1/3-INCH, 2.8 TO 12MM, DC-IRIS, CS-MOUNT, F1.3, IR-CORRECTED | Ea |  | 1 Year (5 Years) | 124 | 8% | 114.08
89737 | Sony | LVF-5000C-D0550 | 960H 1/3-INCH, 5 TO 50MM, DC-IRIS, CS-MOUNT, F1.6, IR-CORRECTED | Ea |  | 1 Year (5 Years) | 202 | 8% | 185.84
89738 | Sony | LVF-5000C-D2811 | 960H 1/3-INCH, 2.8 TO 11MM, DC-IRIS, CS-MOUNT, F1.4, IR-CORRECTED | Ea |  | 1 Year (5 Years) | 179 | 8% | 164.68
89739 | Sony | LVF-5003N-S3813 | 3MP 1/2-INCH C LENS, Varifocal 3.8-13MM F1.4-F8, SR-IRIS | Ea |  | 1 Year (5 Years) | 131 | 8% | 120.52
89740 | Sony | LVF-5005C-S0940 | 5 MP 1/2.5-Inch CS LENS, Varifocal 9-40MM F1.5-F8, IR-CORRECTED, SR-IRIS | Ea |  | 1 Year (5 Years) | 268 | 8% | 246.56
89741 | Sony | LVF-5005C-S1803 | 5MP CS LENS 1/3.5-INCH, 1.8-3MM, IR-CORRECTED, SR-IRIS, F1.8-8 | Ea |  | 1 Year (5 Years) | 268 | 8% | 246.56
89742 | Sony | LVF-5005C-S4109 | 5 MP 1/1.8-INCH CS LENS, Varifocal 4.1-9MM, F1.6-F8, IR-CORRECTED, SR-IRIS (FOR USE WITH DINION IP starlight 5MP - NBN-80052-BA) | Ea |  | 1 Year (5 Years) | 185 | 8% | 170.2
89743 | Sony | LVF-5005N-S1250 | 5 MP 1/1.8-INCH C-MOUNT LENS, Varifocal 12-50MM F1.6-360, IR CORRECTED, SR-IRIS (FOR USE WITH DINION IP starlight 5MP - NBN-80052-BA) | Ea |  | 1 Year (5 Years) | 314 | 8% | 288.88
89744 | Sony | LVF-8008C-P0413 | 12MP 4-13mm UHD Varifocal P-Iris Lens, IR corrected, 1/1.8" CS-Mount | Ea |  | 1 Year (5 Years) | 333 | 8% | 306.36
89745 | Sony | MBE-15W | MBE-15W WHITE POLE MOUNT ADAPTER PLATE (WHITE ADAPTER PLATE USED TO ATTACH AN MBE-27 OR MBE-28) | Ea |  | 1 Year (5 Years) | 117 | 8% | 107.64
89746 | Sony | MBE-27B | BLACK MOUNTING BRACKET FOR USE WITH LPR CAMERAS | Ea |  | 1 Year (5 Years) | 31 | 8% | 28.52
89747 | Sony | MBE-27W | WHITE WALL MOUNT BRACKET FOR USE WITH LPR CAMERAS | Ea |  | 1 Year (5 Years) | 31 | 8% | 28.52
89748 | Sony | MBE-28B | BLACK WALL MOUNT BRACKET FOR USE WITH LPR CAMERAS | Ea |  | 1 Year (5 Years) | 33.3 | 8% | 30.636
89749 | Sony | MBV-1STCH-90 | LICENSE STITCHING CHANNEL EXPANSION | Ea |  | 1 Year (5 Years) | 582 | 8% | 535.44
89750 | Sony | MBV-1STCH-DIP | LICENSE STITCHING CHANNEL EXPANSION | Ea |  | 1 Year (5 Years) | 582 | 8% | 535.44
89751 | Sony | MBV-1STCHPLU-90 | LICENSE STITCHING CHANNEL EXPANSION | Ea |  | 1 Year (5 Years) | 582 | 8% | 535.44
89752 | Sony | MBV-5AGR-90 | LICENSE AUGMENTED REALITY EXPANSION | Ea |  | 1 Year (5 Years) | 296 | 8% | 272.32
89753 | Sony | MBV-5AGR-DIP | LICENSE AUGMENTED REALITY EXPANSION | Ea |  | 1 Year (5 Years) | 296 | 8% | 272.32
89754 | Sony | MBV-5AGRPLU-90 | LICENSE AUGMENTED REALITY EXPANSION | Ea |  | 1 Year (5 Years) | 296 | 8% | 272.32
89755 | Sony | MBV-BDEM-80 | BVMS DEMO 8.0 BASE | Ea |  | 1 Year (5 Years) | 205 | 8% | 188.6
89756 | Sony | MBV-BDEM-90 | LICENSE DEMO | Ea |  | 1 Year (5 Years) | 205 | 8% | 188.6
89757 | Sony | MBV-BENT-80 | BVMS ENTERPRISE 8.0 BASE | Ea |  | 1 Year (5 Years) | 8656 | 8% | 7963.52
89758 | Sony | MBV-BENT-90 | LICENSE ENTERPRISE BASE | Ea |  | 1 Year (5 Years) | 8656 | 8% | 7963.52
89759 | Sony | MBV-BLIT32-80 | BVMS LITE32 8.0 BASE | Ea |  | 1 Year (5 Years) | 3462 | 8% | 3185.04
89760 | Sony | MBV-BLIT32-90 | LICENSE LITE32 BASE | Ea |  | 1 Year (5 Years) | 3462 | 8% | 3185.04
89761 | Sony | MBV-BLIT64-80 | BVMS LITE64 8.0 BASE | Ea |  | 1 Year (5 Years) | 7309 | 8% | 6724.28
89762 | Sony | MBV-BLIT64-90 | LICENSE LITE64 BASE | Ea |  | 1 Year (5 Years) | 7309 | 8% | 6724.28
89763 | Sony | MBV-BPLU-90 | LICENSE PLUS BASE | Ea |  | 1 Year (5 Years) | 2306 | 8% | 2121.52
89764 | Sony | MBV-BPRO-80 | BVMS PROFESSIONAL 8.0 BASE | Ea |  | 1 Year (5 Years) | 6368 | 8% | 5858.56
89765 | Sony | MBV-BPRO-90 | LICENSE PROFESSIONAL BASE | Ea |  | 1 Year (5 Years) | 6368 | 8% | 5858.56
89766 | Sony | MBV-BVWR-80 | LICENSE VIEWER BASE | Ea |  | 1 Year (5 Years) | 1.19 | 8% | 1.0948
89767 | Sony | MBV-BVWR-90 | LICENSE VIEWER BASE | Ea |  | 1 Year (5 Years) | 1 | 8% | 0.92
89768 | Sony | MBV-BXPAN-DIP | DIVAR IP PROFESSIONAL EDITION; ALLOWS CHANNEL EXPANSION FROM 65 TO 128 CHANNELS. (DIVAR IP 7000 ONLY); ALSO REQUIRES ADDITIONAL MBV-XCHAN-DIP LICENSES | Ea |  | 1 Year (5 Years) | 3543 | 8% | 3259.56
89769 | Sony | MBV-FALG-80 | BVMS PROFESSIONAL 8.0 ALLIGIANT FEATURE | Ea |  | 1 Year (5 Years) | 915 | 8% | 841.8
89770 | Sony | MBV-FALG-90 | LICENSE ALLEGIANT FEATURE | Ea |  | 1 Year (5 Years) | 915 | 8% | 841.8
89771 | Sony | MBV-FALG-DIP | DIVAR IP 3000/7000 ALLEGIANT INTERFACE LICENSE | Ea |  | 1 Year (5 Years) | 915 | 8% | 841.8
89772 | Sony | MBV-FATM-80 | BVMS PROFESSIONAL 8.0 ATM/POS FEATURE | Ea |  | 1 Year (5 Years) | 915 | 8% | 841.8
89773 | Sony | MBV-FATM-90 | LICENSE ATM/POS FEATURE | Ea |  | 1 Year (5 Years) | 915 | 8% | 841.8
89774 | Sony | MBV-FATM-DIP | DIVAR IP 3000/7000 POS/ATM INTERFACE LICENSE | Ea |  | 1 Year (5 Years) | 915 | 8% | 841.8
89775 | Sony | MBV-FEUP-80 | BVMS PROFESSIONAL 8.0 PROFESSIONAL TO ENTERPRISE | Ea |  | 1 Year (5 Years) | 409 | 8% | 376.28
89776 | Sony | MBV-FEUP-90 | LICENSE PROFESSIONAL TO ENTERPRISE | Ea |  | 1 Year (5 Years) | 409 | 8% | 376.28
89777 | Sony | MBV-FOPC-80 | BVMS PROFESSIONAL 8.0 OPC FEATURE | Ea |  | 1 Year (5 Years) | 1.19 | 8% | 1.0948
89778 | Sony | MBV-FOPC-90 | LICENSE OPC FEATURE | Ea |  | 1 Year (5 Years) | 1.03 | 8% | 0.9476
89779 | Sony | MBV-FOPC-DIP | DIVAR IP OPC SERVER CONNECTION FOR BIS | Ea |  | 1 Year (5 Years) | 1.19 | 8% | 1.0948
89780 | Sony | MBV-MAGR | BVMS SMA Video Stitching Contextual overlay expansion 1yr | Ea |  | 1 Year (5 Years) | 53.5 | 8% | 49.22
89781 | Sony | MBV-MAGR-3YR | BVMS SMA Video Stitching Contextual overlay expansion 3yr | Ea |  | 1 Year (5 Years) | 133 | 8% | 122.36
89782 | Sony | MBV-MAGRPLU | LICENSE FOR MBV-1AGRPLU-*, 1YR | Ea |  | 1 Year (5 Years) | 53.3 | 8% | 49.036
89783 | Sony | MBV-MAGRPLU-3YR | LICENSE FOR MBV-1AGRPLU-*, 3YR | Ea |  | 1 Year (5 Years) | 133 | 8% | 122.36
89784 | Sony | MBV-MALG | BOSCH VMS ALLEGIANT 1YR SMA MAINTENANCE EXTENSION | Ea |  | 1 Year (5 Years) | 165 | 8% | 151.8
89785 | Sony | MBV-MALG-3YR | BVMS ALLEGIANT SMA EXT 3YRS | Ea |  | 1 Year (5 Years) | 413 | 8% | 379.96
89786 | Sony | MBV-MATM | BOSCH VMS ATM 1YR SMA MAINTENANCE EXTENSION | Ea |  | 1 Year (5 Years) | 165 | 8% | 151.8
89787 | Sony | MBV-MATM-3YR | BVMS ATM FEATURE SMA EXT 3YRS | Ea |  | 1 Year (5 Years) | 413 | 8% | 379.96
89788 | Sony | MBV-MCHAN | BOSCH VMS CHANNEL EXPANSION 1YR SMA MAINTENANCE EXTENSION | Ea |  | 1 Year (5 Years) | 40.4 | 8% | 37.168
89789 | Sony | MBV-MCHAN-3YR | BVMS CHANNEL EXP SMA EXT 3YRS | Ea |  | 1 Year (5 Years) | 101 | 8% | 92.92
89790 | Sony | MBV-MCHANPLU | LICENSE FOR MBV-XCHANPLU-*, 1YR | Ea |  | 1 Year (5 Years) | 29.7 | 8% | 27.324
89791 | Sony | MBV-MCHANPLU-3YR | LICENSE FOR MBV-XCHANPLU-*, 3YR | Ea |  | 1 Year (5 Years) | 74.8 | 8% | 68.816
89792 | Sony | MBV-MDUR | BVMS DUAL R. VRM EXP (1CH) SMA EXT 1YR | Ea |  | 1 Year (5 Years) | 31 | 8% | 28.52
89793 | Sony | MBV-MDUR-3YR | BVMS DUAL R. VRM EXP (1CH) SMA EXT 3YRS | Ea |  | 1 Year (5 Years) | 76.1 | 8% | 70.012
89794 | Sony | MBV-MDURPLU | LICENSE FOR MBV-XDURPLU-*, 1YR | Ea |  | 1 Year (5 Years) | 22.6 | 8% | 20.792
89795 | Sony | MBV-MDURPLU-3YR | LICENSE FOR MBV-XDURPLU-*, 3YR | Ea |  | 1 Year (5 Years) | 56.4 | 8% | 51.888
89796 | Sony | MBV-MDVR | BOSCH VMS DVR DEMO SMA 1YR SMA MAINTENANCE EXTENSION | Ea |  | 1 Year (5 Years) | 148 | 8% | 136.16
89797 | Sony | MBV-MDVR-3YR | BVMS DVR EXP SMA EXT 3YRS | Ea |  | 1 Year (5 Years) | 367 | 8% | 337.64
89798 | Sony | MBV-MDVRPLU | LICENSE FOR MBV-XDVRPLU-*, 1YR | Ea |  | 1 Year (5 Years) | 148 | 8% | 136.16
89799 | Sony | MBV-MDVRPLU-3YR | LICENSE FOR MBV-XDVRPLU-*, 3YR | Ea |  | 1 Year (5 Years) | 367 | 8% | 337.64
89800 | Sony | MBV-MENT | MAINTENANCE BVMS ENTERPRISE EDITION | Ea |  | 1 Year (5 Years) | 1559 | 8% | 1434.28
89801 | Sony | MBV-MENT-3YR | BVMS ENTERPRISE EDITION SMA EXT 3YRS | Ea |  | 1 Year (5 Years) | 3895 | 8% | 3583.4
89802 | Sony | MBV-MEUP | MAINTENANCE ENTERPRISE UPGRADE FOR PRO | Ea |  | 1 Year (5 Years) | 73.7 | 8% | 67.804
89803 | Sony | MBV-MEUP-3YR | BVMS ENTERPR. UPGR. FOR PRO SMA EXT 3YRS | Ea |  | 1 Year (5 Years) | 185 | 8% | 170.2
89804 | Sony | MBV-MFOREN | BOSCH VMS FORENSIC EXPANSION 1YR SMA MAINTENANCE EXTENSION | Ea |  | 1 Year (5 Years) | 201 | 8% | 184.92
89805 | Sony | MBV-MFOREN-3YR | BVMS FORENS. SMA EXT 3YRS | Ea |  | 1 Year (5 Years) | 502 | 8% | 461.84
89806 | Sony | MBV-MFOV | BVMS FAILOVER VRM EXP (1CH) SMA EXT 1YR | Ea |  | 1 Year (5 Years) | 20.2 | 8% | 18.584
89807 | Sony | MBV-MFOV-3YR | BVMS FAILOV. VRM EXP (1CH) SMA EXT 3YRS | Ea |  | 1 Year (5 Years) | 51.1 | 8% | 47.012
89808 | Sony | MBV-MFOVPLU | LICENSE FOR MBV-XFOVPLU-*, 1YR | Ea |  | 1 Year (5 Years) | 6 | 8% | 5.52
89809 | Sony | MBV-MFOVPLU-3YR | LICENSE FOR MBV-XFOVPLU-*, 3YR | Ea |  | 1 Year (5 Years) | 10.25 | 8% | 9.43
89810 | Sony | MBV-MINT | 1 Year OF MAINTENANCE COVER FOR AN INTRUSION PANEL EXPANSION LICENSE | Ea |  | 1 Year (5 Years) | 82 | 8% | 75.44
89811 | Sony | MBV-MINT-3YR | 1 Year (3 Years) OF MAINTENANCE COVER FOR AN INTRUSION PANEL EXPANSION LICENSE | Ea |  | 1 Year (5 Years) | 206 | 8% | 189.52
89812 | Sony | MBV-MINTPLU | LICENSE FOR MBV-XINTPLU-*, 1YR | Ea |  | 1 Year (5 Years) | 82 | 8% | 75.44
89813 | Sony | MBV-MINTPLU-3YR | LICENSE FOR MBV-XINTPLU-*, 3YR | Ea |  | 1 Year (5 Years) | 206 | 8% | 189.52
89814 | Sony | MBV-MKBD | BVMS CCTV KEYBOARD EXPANSION 1YR SMA MAINTENANCE EXTENSION | Ea |  | 1 Year (5 Years) | 45.2 | 8% | 41.584
89815 | Sony | MBV-MKBD-3YR | BVMS CCTV KEYBOARD EXP SMA EXT 3YRS | Ea |  | 1 Year (5 Years) | 112 | 8% | 103.04
89816 | Sony | MBV-MKBDPLU | LICENSE FOR MBV-XKBDPLU-*, 1YR | Ea |  | 1 Year (5 Years) | 45.1 | 8% | 41.492
89817 | Sony | MBV-MKBDPLU-3YR | LICENSE FOR MBV-XKBDPLU-*, 3YR | Ea |  | 1 Year (5 Years) | 112 | 8% | 103.04
89818 | Sony | MBV-MLIT32 | BOSCH VMS LITE-32 1YR SMA MAINTENANCE EXTENSION | Ea |  | 1 Year (5 Years) | 624 | 8% | 574.08
89819 | Sony | MBV-MLIT32-3YR | BVMS LITE 32 EDIT. SMA EXT 3YRS | Ea |  | 1 Year (5 Years) | 1559 | 8% | 1434.28
89820 | Sony | MBV-MLIT64 | BOSCH VMS LITE-64 1YR SMA MAINTENANCE EXTENSION | Ea |  | 1 Year (5 Years) | 1316 | 8% | 1210.72
89821 | Sony | MBV-MLIT64-3YR | BVMS LITE 64 EDIT. SMA EXT 3YRS | Ea |  | 1 Year (5 Years) | 3289 | 8% | 3025.88
89822 | Sony | MBV-MMVS | MAINTENANCE BVMS MOBILE VIDEO SERVICE | Ea |  | 1 Year (5 Years) | 73.7 | 8% | 67.804
89823 | Sony | MBV-MMVS-3YR | BVMS MOBILE VIDEO SERVICE SMA EXT 3YRS | Ea |  | 1 Year (5 Years) | 185 | 8% | 170.2
89824 | Sony | MBV-MMVSPLU | LICENSE FOR MBV-XMVSPLU-*, 1YR | Ea |  | 1 Year (5 Years) | 73.8 | 8% | 67.896
89825 | Sony | MBV-MMVSPLU-3YR | LICENSE FOR MBV-XMVSPLU-*, 3YR | Ea |  | 1 Year (5 Years) | 185 | 8% | 170.2
89826 | Sony | MBV-MOPC | BVMS OPC SERVER LICENSE 1YR SMA MAINTENANCE EXTENSION | Ea |  | 1 Year (5 Years) | 1.19 | 8% | 1.0948
89827 | Sony | MBV-MOPC-3YR | BVMS OPC FEATURE SMA EXT 3YRS | Ea |  | 1 Year (5 Years) | 1.19 | 8% | 1.0948
89828 | Sony | MBV-MPLU | LICENSE FOR MBV-BPLU-*, 1YR | Ea |  | 1 Year (5 Years) | 415 | 8% | 381.8
89829 | Sony | MBV-MPLU-3YR | LICENSE FOR MBV-BPLU-*, 3YR | Ea |  | 1 Year (5 Years) | 1038 | 8% | 954.96
89830 | Sony | MBV-MPRO | BOSCH VMS PROFESSIONAL EDITION 1YR SMA MAINTENANCE EXTENSION | Ea |  | 1 Year (5 Years) | 1147 | 8% | 1055.24
89831 | Sony | MBV-MPRO-3YR | BVMS PROF. EDITION SMA EXT 3YRS | Ea |  | 1 Year (5 Years) | 2867 | 8% | 2637.64
89832 | Sony | MBV-MSITE | 1 Year SMA FOR 1 UNMANAGED SITE | Ea |  | 1 Year (5 Years) | 73.7 | 8% | 67.804
89833 | Sony | MBV-MSITE-3YR | 1 Year (3 Years) SMA FOR 1 UNMANAGED SITE | Ea |  | 1 Year (5 Years) | 185 | 8% | 170.2
89834 | Sony | MBV-MSTCH | BVMS SMA Video Stitching channel expansion 1yr | Ea |  | 1 Year (5 Years) | 105 | 8% | 96.6
89835 | Sony | MBV-MSTCH-3YR | BVMS SMA Video Stitching channel expansion 3yr | Ea |  | 1 Year (5 Years) | 261 | 8% | 240.12
89836 | Sony | MBV-MSTCHPLU | LICENSE FOR MBV-1STCHPLU-*, 1YR | Ea |  | 1 Year (5 Years) | 106 | 8% | 97.52
89837 | Sony | MBV-MSTCHPLU-3YR | LICENSE FOR MBV-1STCHPLU-*, 3YR | Ea |  | 1 Year (5 Years) | 262 | 8% | 241.04
89838 | Sony | MBV-MSUB | MAINTENANCE ENTERPRISE SUBSYS. EXPANSION | Ea |  | 1 Year (5 Years) | 223 | 8% | 205.16
89839 | Sony | MBV-MSUB-3YR | BVMS SUBSYSTEM SMA EXT 3YRS | Ea |  | 1 Year (5 Years) | 557 | 8% | 512.44
89840 | Sony | MBV-MWST | BOSCH VMS WORKSTATION EXPANSION 1YR SMA MAINTENANCE EXTENSION | Ea |  | 1 Year (5 Years) | 73.7 | 8% | 67.804
89841 | Sony | MBV-MWST-3YR | BVMS WORKSTATION EXP SMA EXT 3YRS | Ea |  | 1 Year (5 Years) | 185 | 8% | 170.2
89842 | Sony | MBV-MWSTPLU | LICENSE FOR MBV-XWSTPLU-*, 1YR | Ea |  | 1 Year (5 Years) | 73.8 | 8% | 67.896
89843 | Sony | MBV-MWSTPLU-3YR | LICENSE FOR MBV-XWSTPLU-*, 3YR | Ea |  | 1 Year (5 Years) | 185 | 8% | 170.2
89844 | Sony | MBV-XAGR-80 | BVMS License Video Stitching Contextual overlay expansion | Ea |  | 1 Year (5 Years) | 296 | 8% | 272.32
89845 | Sony | MBV-XCHAN-80 | BVMS PROFESSIONAL 8.0 CAMERA/DECODER EXPANSION | Ea |  | 1 Year (5 Years) | 223 | 8% | 205.16
89846 | Sony | MBV-XCHAN-90 | LICENSE CAMERA/DECODER EXPANSION | Ea |  | 1 Year (5 Years) | 223 | 8% | 205.16
89847 | Sony | MBV-XCHAN-DIP | DIVAR IP 8-CHANNEL EXPANSION LICENSE (ADDS 8 IP CHANNELS; 7000 FAMILY ONLY) | Ea |  | 1 Year (5 Years) | 1149 | 8% | 1057.08
89848 | Sony | MBV-XCHANPLU-90 | LICENSE CAMERA/DECODER EXPANSION | Ea |  | 1 Year (5 Years) | 166 | 8% | 152.72
89849 | Sony | MBV-XCHAN-VWR | BVMS VIEWER CAMERA/DECODER EXPANSION | Ea |  | 1 Year (5 Years) | 76.9 | 8% | 70.748
89850 | Sony | MBV-XDUR-80 | BVMS PROFESSIONAL 8.0 CAMERA DUAL RECORDING EXPANSION | Ea |  | 1 Year (5 Years) | 168 | 8% | 154.56
89851 | Sony | MBV-XDUR-90 | LICENSE CAMERA DUAL RECORDING EXPANSION | Ea |  | 1 Year (5 Years) | 168 | 8% | 154.56
89852 | Sony | MBV-XDURPLU-90 | LICENSE CAMERA DUAL RECORDING EXPANSION | Ea |  | 1 Year (5 Years) | 125 | 8% | 115
89853 | Sony | MBV-XDVR-80 | BVMS PROFESSIONAL 8.0 DVR EXPANSION | Ea |  | 1 Year (5 Years) | 817 | 8% | 751.64
89854 | Sony | MBV-XDVR-90 | LICENSE DVR EXPANSION | Ea |  | 1 Year (5 Years) | 817 | 8% | 751.64
89855 | Sony | MBV-XDVR-DIP | DIVAR 3000/7000 DVR EXPANSION (ADDS 1 DVR) | Ea |  | 1 Year (5 Years) | 817 | 8% | 751.64
89856 | Sony | MBV-XDVRPLU-90 | LICENSE DVR EXPANSION | Ea |  | 1 Year (5 Years) | 817 | 8% | 751.64
89857 | Sony | MBV-XDVR-VWR | BVMS VIEWER DVR EXPANSION | Ea |  | 1 Year (5 Years) | 404 | 8% | 371.68
89858 | Sony | MBV-XFOV-80 | BVMS PROFESSIONAL 8.0 VRM FAILOVER CHANNEL EXPANSION | Ea |  | 1 Year (5 Years) | 33.5 | 8% | 30.82
89859 | Sony | MBV-XFOV-90 | LICENSE VRM FAILOVER CHANNEL EXPANSION | Ea |  | 1 Year (5 Years) | 32.8 | 8% | 30.176
89860 | Sony | MBV-XFOVPLU-90 | LICENSE VRM FAILOVER CHANNEL EXPANSION | Ea |  | 1 Year (5 Years) | 24.6 | 8% | 22.632
89861 | Sony | MBV-XINT-80 | BVMS PROFESSIONAL 8.0 INTRUSION PANEL EXPANSION | Ea |  | 1 Year (5 Years) | 458 | 8% | 421.36
89862 | Sony | MBV-XINT-90 | LICENSE INTRUSION PANEL EXPANSION | Ea |  | 1 Year (5 Years) | 458 | 8% | 421.36
89863 | Sony | MBV-XINT-DIP | EXPANSION LICENSE TO INTEGRATE INTRUSION PANEL DEVICES ON DIVAR IP. | Ea |  | 1 Year (5 Years) | 458 | 8% | 421.36
89864 | Sony | MBV-XINTPLU-90 | LICENSE INTRUSION PANEL EXPANSION | Ea |  | 1 Year (5 Years) | 458 | 8% | 421.36
89865 | Sony | MBV-XKBD-80 | BVMS PROFESSIONAL 8.0 KEYBOARD EXPANSION | Ea |  | 1 Year (5 Years) | 247 | 8% | 227.24
89866 | Sony | MBV-XKBD-90 | LICENSE KEYBOARD EXPANSION | Ea |  | 1 Year (5 Years) | 247 | 8% | 227.24
89867 | Sony | MBV-XKBD-DIP | DIVAR 3000/7000 CCTV KEYBOARD EXPANSION (ADDS 1 KEYBOARD) | Ea |  | 1 Year (5 Years) | 247 | 8% | 227.24
89868 | Sony | MBV-XKBDPLU-90 | LICENSE KEYBOARD EXPANSION | Ea |  | 1 Year (5 Years) | 247 | 8% | 227.24
89869 | Sony | MBV-XMVS-80 | BVMS PROFESSIONAL 8.0 MOBILE VIDEO SERVICE EXPANSION | Ea |  | 1 Year (5 Years) | 409 | 8% | 376.28
89870 | Sony | MBV-XMVS-90 | LICENSE MOBILE VIDEO SERVICE EXPANSION | Ea |  | 1 Year (5 Years) | 409 | 8% | 376.28
89871 | Sony | MBV-XMVS-DIP | DIVAR IP 3000/7000 MOBILE VIDEO SERVICE EXPANSION | Ea |  | 1 Year (5 Years) | 409 | 8% | 376.28
89872 | Sony | MBV-XMVSPLU-90 | LICENSE MOBILE VIDEO SERVICE EXPANSION | Ea |  | 1 Year (5 Years) | 409 | 8% | 376.28
89873 | Sony | MBV-XSITE-80 | BVMS PROFESSIONAL 8.0 SITE EXPANSION | Ea |  | 1 Year (5 Years) | 409 | 8% | 376.28
89874 | Sony | MBV-XSITE-90 | LICENSE SITE EXPANSION | Ea |  | 1 Year (5 Years) | 409 | 8% | 376.28
89875 | Sony | MBV-XSITE-VWR | BVMS VIEWER SITE EXPANSION | Ea |  | 1 Year (5 Years) | 202 | 8% | 185.84
89876 | Sony | MBV-XSTCH-80 | BVMS License Video Stitching channel expansion | Ea |  | 1 Year (5 Years) | 582 | 8% | 535.44
89877 | Sony | MBV-XSUB-80 | BVMS PROFESSIONAL 8.0 ENTERPRISE SUBSYSTEM EXPANSION | Ea |  | 1 Year (5 Years) | 1236 | 8% | 1137.12
89878 | Sony | MBV-XSUB-90 | LICENSE ENTERPRISE SUBSYSTEM EXPANSION | Ea |  | 1 Year (5 Years) | 1236 | 8% | 1137.12
89879 | Sony | MBV-XWST-80 | BVMS PROFESSIONAL 8.0 WORKSTATION EXPANSION | Ea |  | 1 Year (5 Years) | 409 | 8% | 376.28
89880 | Sony | MBV-XWST-90 | LICENSE WORKSTATION EXPANSION | Ea |  | 1 Year (5 Years) | 409 | 8% | 376.28
89881 | Sony | MBV-XWST-DIP | DIVAR IP 3000/7000 WORKSTATION EXPANSION (ADDS 1 WORKSTATION) | Ea |  | 1 Year (5 Years) | 409 | 8% | 376.28
89882 | Sony | MBV-XWSTPLU-90 | LICENSE WORKSTATION EXPANSION | Ea |  | 1 Year (5 Years) | 409 | 8% | 376.28
89883 | Sony | MHW-ASCP-3Y4H | HP HW SUPPORT, 4 HR RESPONSE, 24x7, 1 Year (3 Years) (NOT REQD FOR MHW-SL5M4-US) | Ea |  | 1 Year (5 Years) | 2051 | 8% | 1886.92
89884 | Sony | MHW-AWGC-P2000 | 1024 CUDA CORES, 5GB GDDR5 MEMORY, 3.0 TFLOPS FP32 PERFORMANCE, PCI EXPRESS 3.0 X 16, 4 DISPLAY PORT 1.4 OUTPUTS | Ea |  | 1 Year (5 Years) | 918 | 8% | 844.56
89885 | Sony | MHW-AWGC-P4000 | 1792 CUDA CORES, 8GB GDDR5 MEMORY, 5.3 TFLOPS FP32 PERFORMANCE, PCI EXPRESS 3.0 X16, 4 DISPLAY PORT OUTPUTS | Ea |  | 1 Year (5 Years) | 1789 | 8% | 1645.88
89886 | Sony | MHW-S380RA-SC | BOSCH STANDARD APPLICATION SERVER (US) | Ea |  | 1 Year (5 Years) | 7708 | 8% | 7091.36
89887 | Sony | MHW-WZ4G4-HEN2 | HIGH PERFORMANCE WORKSTATION, 1X INTEL XEON W-2123 3.6GHZ QUAD CORE CPU, 8GB ECC RAM, 1X500GB SATA HDD, DVD-RW, NVIDIA QUADRO P2000 5GB GRAPHICS WITH 4 DISPLAY PORT 1.4 OUTPUT (SUPPORTS GPU DECODING), SERIAL PORT ADAPTER., MS WINDOWS 10, HP 3-YEAR NEXT DAY SUPPORT | Ea |  | 1 Year (5 Years) | 4003 | 8% | 3682.76
89888 | Sony | MHW-WZ4G4-HEN4 | HIGH PERFORMANCE WORKSTATION, 1X INTEL XEON W-2123 3.6GHZ QUAD CORE CPU, 8GB ECC RAM, 1X500GB SATA HDD, DVD-RW, NVIDIA QUADRO P4000 8GB GRAPHICS WITH 4 DISPLAY PORT 1.4 OUTPUT (SUPPORTS GPU DECODING), SERIAL PORT ADAPTER., MS WINDOWS 10, HP 3-YEAR NEXT DAY SUPPORT | Ea |  | 1 Year (5 Years) | 4688 | 8% | 4312.96
89889 | Sony | MHW-WZ4R4-HEUS | HIGH PERFORMANCE WORKSTATION, 1X INTEL XEON E5-1620 3.5GHZ QUAD CORE CPU, 8GB ECC RAM, 1X500GB SATA HDD, DVD-RW, NVIDIA QUADRO P4000 8GB GRAPHICS WITH 4 DISPLAY PORT 1.4 OUTPUT (SUPPORTS GPU DECODING), SERIAL PORT ADAPTER., MS WINDOWS 10, HP 3-YEAR NEXT DAY SUPPORT | Ea |  | 1 Year (5 Years) | 5097 | 8% | 4689.24
89890 | Sony | MIC-500-RWAB | MIC550/500 REPLACEMENT SILICONE WIPER ASSEMBLY, BLACK | Ea |  | 1 Year (5 Years) | 63 | 8% | 57.96
89891 | Sony | MIC-550ALB28N | MIC550 ALUMINUM 28X, DAY/NIGHT, PTZ, BLACK, NTSC | Ea |  | 1 Year (5 Years) | 2416 | 8% | 2222.72
89892 | Sony | MIC-550ALB36N | MIC550 ALUMINUM 36X, DAY/NIGHT, PTZ, BLACK, NTSC | Ea |  | 1 Year (5 Years) | 2416 | 8% | 2222.72
89893 | Sony | MIC-550ALW28N | MIC550 ALUMINUM 28X, DAY/NIGHT, PTZ, WHITE, NTSC | Ea |  | 1 Year (5 Years) | 2416 | 8% | 2222.72
89894 | Sony | MIC-550ALW36N | MIC550 ALUMINUM 36X, DAY/NIGHT, PTZ, WHITE, NTSC | Ea |  | 1 Year (5 Years) | 2416 | 8% | 2222.72
89895 | Sony | MIC-550IRB28N | MIC550 IR 28X, DAY/NIGHT, PTZ, BLACK, NTSC | Ea |  | 1 Year (5 Years) | 2669 | 8% | 2455.48
89896 | Sony | MIC-550IRB36N | MIC550 IR 36X, DAY/NIGHT, PTZ, BLACK, NTSC | Ea |  | 1 Year (5 Years) | 2669 | 8% | 2455.48
89897 | Sony | MIC-67SUNSHLD | SUNSHIELD FOR MIC7000, WHITE | Ea |  | 1 Year (5 Years) | 124 | 8% | 114.08
89898 | Sony | MIC-7502-Z30B | MIC 7000I PTZ STARLIGHT CAMERA2MP HDR 30X, IP68 BLACK; USES 60W HPOE; OPTIONAL ILLUMINATOR (SOLD SEPARATELY REQUIRES 95W HPOE) | Ea |  | 1 Year (5 Years) | 6898 | 8% | 6346.16
89899 | Sony | MIC-7502-Z30G | MIC 7000I PTZ STARLIGHT CAMERA2MP HDR 30X, IP68 GRAY; USES 60W HPOE; OPTIONAL ILLUMINATOR (SOLD SEPARATELY REQUIRES 95W HPOE) | Ea |  | 1 Year (5 Years) | 6898 | 8% | 6346.16
89900 | Sony | MIC-7502-Z30W | MIC 7000I PTZ STARLIGHT CAMERA2MP HDR 30X, IP68 WHITE; USES 60W HPOE; OPTIONAL ILLUMINATOR (SOLD SEPARATELY REQUIRES 95W HPOE) | Ea |  | 1 Year (5 Years) | 6898 | 8% | 6346.16
89901 | Sony | MIC-9502-Z30BQS | MIC IP 9000I PTZ THERMAL QVGA 19MM 2MP 30X 9HZ, BLACK; REQUIRES 95W HPOE | Ea |  | 1 Year (5 Years) | 24612 | 8% | 22643.04
89902 | Sony | MIC-9502-Z30BVF | MIC 9000I PTZ THERMAL VGA 50MM 2MP 30X 30HZ, BLACK; REQUIRES 95W HPOE | Ea |  | 1 Year (5 Years) | 36918 | 8% | 33964.56
89903 | Sony | MIC-9502-Z30BVS | MIC IP 9000I PTZ THERMAL VGA 50MM 2MP 30X 9HZ, BLACK; REQUIRES 95W HPOE | Ea |  | 1 Year (5 Years) | 34778 | 8% | 31995.76
89904 | Sony | MIC-9502-Z30GQS | MIC IP 9000I PTZ THERMAL QVGA 19MM 2MP 30X 9HZ, GRAY; REQUIRES 95W HPOE | Ea |  | 1 Year (5 Years) | 24612 | 8% | 22643.04
89905 | Sony | MIC-9502-Z30GVF | MIC 9000I PTZ THERMAL VGA 50MM 2MP 30X 30HZ, GRAY; REQUIRES 95W HPOE | Ea |  | 1 Year (5 Years) | 36918 | 8% | 33964.56
89906 | Sony | MIC-9502-Z30GVS | MIC 9000I PTZ THERMAL VGA 50MM 2MP 30X 9HZ, GRAY; REQUIRES 95W HPOE | Ea |  | 1 Year (5 Years) | 34778 | 8% | 31995.76
89907 | Sony | MIC-9502-Z30WQS | MIC IP 9000I PTZ THERMAL QVGA 19MM 2MP 30X 9HZ, WHITE; REQUIRES 95W HPOE | Ea |  | 1 Year (5 Years) | 24612 | 8% | 22643.04
89908 | Sony | MIC-9502-Z30WVF | MIC 9000I PTZ THERMAL VGA 50MM 2MP 30X 30HZ, WHITE; REQUIRES 95W HPOE | Ea |  | 1 Year (5 Years) | 36918 | 8% | 33964.56
89909 | Sony | MIC-9502-Z30WVS | MIC 9000I PTZ THERMAL VGA 50MM 2MP 30X 9HZ, WHITE; REQUIRES 95W HPOE | Ea |  | 1 Year (5 Years) | 34778 | 8% | 31995.76
89910 | Sony | MIC-9K-IP67-5PK | MIC9000 IP67 CONNECTOR KIT, 5 PK (ONLY REQUIRED IF NOT USING A MIC-DCA OR MIC-WMB MOUNT) | Ea |  | 1 Year (5 Years) | 428 | 8% | 393.76
89911 | Sony | MIC-9K-SNSHLD-W | SUNSHIELD FOR MIC9000, WHITE | Ea |  | 1 Year (5 Years) | 315 | 8% | 289.8
89912 | Sony | MIC-ALM | 8 INPUT ALARM AND WASHER PUMP CARD FOR MIC400 PSU (NON IR VERSIONS) | Ea |  | 1 Year (5 Years) | 238 | 8% | 218.96
89913 | Sony | MIC-ALM-WAS-24 | MIC7000 ALARM-WASHER INTERFACE, 24VAC | Ea |  | 1 Year (5 Years) | 310 | 8% | 285.2
89914 | Sony | MIC-BP4 | BI-PHASE CONVERTER FOR MIC400 PSU | Ea |  | 1 Year (5 Years) | 205 | 8% | 188.6
89915 | Sony | MIC-CMB-BD | MIC550/612/7000/9000 CORNER MOUNT BRACKET BLACK | Ea |  | 1 Year (5 Years) | 239 | 8% | 219.88
89916 | Sony | MIC-CMB-MG | MIC550/612/7000/9000 CORNER MOUNT BRACKET, GREY | Ea |  | 1 Year (5 Years) | 199 | 8% | 183.08
89917 | Sony | MIC-CMB-WD | MIC550/612/7000/9000 CORNER MOUNT BRACKET WHITE | Ea |  | 1 Year (5 Years) | 239 | 8% | 219.88
89918 | Sony | MIC-DCA-HB | MIC HINGED DCA, BLACK | Ea |  | 1 Year (5 Years) | 179 | 8% | 164.68
89919 | Sony | MIC-DCA-HBA | MIC HINGED DCA, BLACK; INCLUDES STAINLESS STEEL CONDUIT ADAPTER (MALE M25 TO FEMALE 3/4-INCH NPT) | Ea |  | 1 Year (5 Years) | 270 | 8% | 248.4
89920 | Sony | MIC-DCA-HG | MIC HINGED DCA, GRAY | Ea |  | 1 Year (5 Years) | 179 | 8% | 164.68
89921 | Sony | MIC-DCA-HGA | MIC HINGED DCA, GRAY; INCLUDES STAINLESS STEEL CONDUIT ADAPTER (MALE M25 TO FEMALE 3/4-INCH NPT) | Ea |  | 1 Year (5 Years) | 270 | 8% | 248.4
89922 | Sony | MIC-DCA-HW | MIC HINGED DCA, WHITE | Ea |  | 1 Year (5 Years) | 179 | 8% | 164.68
89923 | Sony | MIC-DCA-HWA | MIC HINGED DCA, WHITE; INCLUDES STAINLESS STEEL CONDUIT ADAPTER (MALE M25 TO FEMALE 3/4-INCH NPT) | Ea |  | 1 Year (5 Years) | 270 | 8% | 248.4
89924 | Sony | MIC-ILB-300 | ILLUM IR-WT COMBO, MIC7000 (BLACK); COMBINATION OF IR (850/940 NM) AND WHITE LIGHT (6700K); COMPATIBLE WITH MIC 7000I SERIES ONLY; REQUIRES 95W HPOE | Ea |  | 1 Year (5 Years) | 1014 | 8% | 932.88
89925 | Sony | MIC-ILG-300 | ILLUM IR-WT COMBO, MIC7000 (GRAY); COMBINATION OF IR (850/940 NM) AND WHITE LIGHT (6700K); COMPATIBLE WITH MIC 7000I SERIES ONLY; REQUIRES 95W HPOE | Ea |  | 1 Year (5 Years) | 1014 | 8% | 932.88
89926 | Sony | MIC-ILW-300 | ILLUM IR-WT COMBO, MIC7000 (WHITE); COMBINATION OF IR (850/940 NM) AND WHITE LIGHT (6700K); COMPATIBLE WITH MIC 7000I SERIES ONLY; REQUIRES 95W HPOE | Ea |  | 1 Year (5 Years) | 1014 | 8% | 932.88
89927 | Sony | MIC-IP67-5PK | MIC7000 IP67 CONNECTOR KIT, 5 PK (ONLY REQUIRED IF NOT USING A MIC-DCA OR MIC-WMB MOUNT) | Ea |  | 1 Year (5 Years) | 207 | 8% | 190.44
89928 | Sony | MIC-M25XNPT34 | STAINLESS STEEL CONDUIT ADAPTER (MALE M25 TO FEMALE 3/4-INCH NPT) | Ea |  | 1 Year (5 Years) | 80.9 | 8% | 74.428
89929 | Sony | MIC-PMB | MIC550/612/7000/9000 POLE MOUNT BRACKET | Ea |  | 1 Year (5 Years) | 280 | 8% | 257.6
89930 | Sony | MIC-SCA-BD | MIC550/612/7000/9000 SHALLOW CONDUIT ADAPTER BLACK | Ea |  | 1 Year (5 Years) | 146 | 8% | 134.32
89931 | Sony | MIC-SCA-MG | MIC550/612/7000/9000 SHALLOW CONDUIT ADAPTER GREY | Ea |  | 1 Year (5 Years) | 146 | 8% | 134.32
89932 | Sony | MIC-SCA-WD | MIC550/612/7000/9000 SHALLOW CONDUIT ADAPTER WHITE | Ea |  | 1 Year (5 Years) | 146 | 8% | 134.32
89933 | Sony | MIC-SPR-BD | MIC550/612/7000/9000 WALL MOUNT SPREADER PLATE BLACK | Ea |  | 1 Year (5 Years) | 132 | 8% | 121.44
89934 | Sony | MIC-SPR-MG | MIC550/612/7000/9000 WALL MOUNT SPREADER PLATE, GREY | Ea |  | 1 Year (5 Years) | 132 | 8% | 121.44
89935 | Sony | MIC-SPR-WD | MIC550/612/7000/9000 WALL MOUNT SPREADER PLATE WHITE | Ea |  | 1 Year (5 Years) | 132 | 8% | 121.44
89936 | Sony | MIC-WKT-IR | WASHER NOZZLE AND MOUNTING BRACKETS FOR ANALOG INFRARED AND MIC IP 7000 CAMERA MODELS ONLY | Ea |  | 1 Year (5 Years) | 107 | 8% | 98.44
89937 | Sony | MIC-WMB-BD | MIC550/612/7000/9000 WALL MOUNT BRACKET BLACK | Ea |  | 1 Year (5 Years) | 413 | 8% | 379.96
89938 | Sony | MIC-WMB-MG | MIC550/612/7000/9000 WALL MOUNT BRACKET, GREY | Ea |  | 1 Year (5 Years) | 413 | 8% | 379.96
89939 | Sony | MIC-WMB-WD | MIC550/612/7000/9000 WALL MOUNT BRACKET WHITE | Ea |  | 1 Year (5 Years) | 413 | 8% | 379.96
89940 | Sony | MNT-ICP-ADC | SUSPENSION CEILING SUPPORT KIT FOR AUTODOME IP 4000/5000/7000 AND VG5-100/600 SERIES IN-CEILING CAMERAS | Ea |  | 1 Year (5 Years) | 29 | 8% | 26.68
89941 | Sony | MNT-ICP-FDC | SUSPENSION CEILING SUPPORT KIT FOR FLEXIDOME IP 2000/4000/5000/7000 (EXCEPT RD SERIES) AND PANORAMIC 5000/7000 SERIES CAMERAS | Ea |  | 1 Year (5 Years) | 30.8 | 8% | 28.336
89942 | Sony | MNT-RIS-FDC | OPEN WEB STEEL JOIST (RED IRON) CEILING SUPPORT KIT FOR ALL FLEXIDOME IP SERIES CAMERAS; DESIGNED FOR 2-INCH and 4-INCH JOIST | Ea |  | 1 Year (5 Years) | 4.27 | 8% | 3.9284
89943 | Sony | MVC-FAPEX | ARCHIVE PLAYER EXPORT LICENSE (E-LICENSE) | Ea |  | 1 Year (5 Years) | 264 | 8% | 242.88
89944 | Sony | MVC-FAPEX-D | VIDOS ARCHIVE PLAYER LICENSE FOR EXPORT TOOL PER PC 10-PACK (E-LICENSE) | Ea |  | 1 Year (5 Years) | 1320 | 8% | 1214.4
89945 | Sony | MVC-FIPM | BVIP IP MATRIX LICENSE, SUPPORTS UP TO 32 CHANNELS X 10 MONITORS, REQUIRES 1 LICENSE PER VIDEO JET DECODER 3000 (E-LICENSE); COMPATIBLE WITH VJD-3000 ONLY | Ea |  | 1 Year (5 Years) | 313 | 8% | 287.96
89946 | Sony | MVC-FIVA4-CAM | IVA 4.0 FOR IP CAMERA | Ea |  | 1 Year (5 Years) | 282 | 8% | 259.44
89947 | Sony | MVC-FIVA4-ENC1 | IVA 4.0 FOR SINGLE CHANNEL ENCODER | Ea |  | 1 Year (5 Years) | 282 | 8% | 259.44
89948 | Sony | MVC-FIVA4-ENC2 | IVA 4.0 FOR DUAL CHANNEL ENCODER | Ea |  | 1 Year (5 Years) | 452 | 8% | 415.84
89949 | Sony | MVC-FIVA4-ENC4 | IVA 4.0 FOR QUAD CHANNEL ENCODER | Ea |  | 1 Year (5 Years) | 566 | 8% | 520.72
89950 | Sony | MVM-BVRM-016 | VRM SOFTWARE LICENSE, BASE SYSTEM WITH 16CH | Ea |  | 1 Year (5 Years) | 2989 | 8% | 2749.88
89951 | Sony | MVM-SVRM-BAK | VRM SOFTWARE LICENSE, SECONDARY SERVER (BACKUP) | Ea |  | 1 Year (5 Years) | 1010 | 8% | 929.2
89952 | Sony | MVM-XVRM-016 | VRM SOFTWARE LICENSE, 16CH EXPANSION (E-LICENSE) | Ea |  | 1 Year (5 Years) | 1723 | 8% | 1585.16
89953 | Sony | MVM-XVRM-032 | VRM SOFTWARE LICENSE, 32CH EXPANSION (E-LICENSE) | Ea |  | 1 Year (5 Years) | 3447 | 8% | 3171.24
89954 | Sony | MVM-XVRM-064 | VRM SOFTWARE LICENSE, 64CH EXPANSION (E-LICENSE) | Ea |  | 1 Year (5 Years) | 6463 | 8% | 5945.96
89955 | Sony | MVM-XVRM-1024 | VRM SOFTWARE LICENSE, 1024CH EXPANSION (E-LICENSE) | Ea |  | 1 Year (5 Years) | 89614 | 8% | 82444.88
89956 | Sony | MVM-XVRM-128 | VRM SOFTWARE LICENSE, 128CH EXPANSION (E-LICENSE) | Ea |  | 1 Year (5 Years) | 12925 | 8% | 11891
89957 | Sony | MVM-XVRM-2048 | VRM SOFTWARE LICENSE, 2048CH EXPANSION (E-LICENSE) | Ea |  | 1 Year (5 Years) | 179228 | 8% | 164889.76
89958 | Sony | MVM-XVRM-256 | VRM SOFTWARE LICENSE, 256CH EXPANSION (E-LICENSE) | Ea |  | 1 Year (5 Years) | 24126 | 8% | 22195.92
89959 | Sony | MVM-XVRM-512 | VRM SOFTWARE LICENSE, 512CH EXPANSION (E-LICENSE) | Ea |  | 1 Year (5 Years) | 48254 | 8% | 44393.68
89960 | Sony | MVS-MW | MONITOR WALL SOFTWARE (E-LICENSE) | Ea |  | 1 Year (5 Years) | 1346 | 8% | 1238.32
89961 | Sony | NAI-90022-AAA | IP IR CAMERA, 2 MP / HD 1080p, TDN, 10 to 23MM AF LENS, H.264, AUDIO/MOTION, POE, 850NM, IP66/NEMA4X, VANDAL IK10, SDHC/SDXC CARD SLOT, IVA INSTALLED | Ea |  | 1 Year (5 Years) | 3995 | 8% | 3675.4
89962 | Sony | NBE-4502-AL | DINION IP 4000i BULLET 2MP 2.8-12mm AVF H.265 IP67 IK10 | Ea |  | 1 Year (5 Years) | 737 | 8% | 678.04
89963 | Sony | NBE-5503-AL | DINION IP 5000i BULLET 5MP HDR 2.7-12mm AVF H.265 IP67 IK10 | Ea |  | 1 Year (5 Years) | 908 | 8% | 835.36
89964 | Sony | NBE-6502-AL | DINION IP 6000i BULLET 2MP HDR STARLIGHT 2.8-12mm AVF H.265 IP67 IK10 | Ea |  | 1 Year (5 Years) | 951 | 8% | 874.92
89965 | Sony | NBN-40012-C | HD 720p, TDN, H.264, AUDIO, 12 VDC / POE, SDXC CARD SLOT | Ea |  | 1 Year (5 Years) | 383 | 8% | 352.36
89966 | Sony | NBN-40012-V3 | HD 720p, TDN, 3.3 to 12MM LENS, H.264, AUDIO, 12 VDC / POE, SDXC CARD SLOT | Ea |  | 1 Year (5 Years) | 549 | 8% | 505.08
89967 | Sony | NBN-498-22IP | IP CAMERA, 1/3-INCH, 2X, DAY/NIGHT, WDR, H.264, NTSC, POE, IVA FACTORY INSTALLED, SD CARD SLOT | Ea |  | 1 Year (5 Years) | 280 | 8% | 257.6
89968 | Sony | NBN-50022-C | DINION IP 5000 2MP / 1080P H.264 POE | Ea |  | 1 Year (5 Years) | 295 | 8% | 271.4
89969 | Sony | NBN-50022-V3 | DINION IP 5000 2MP / 1080P 3.3 to 12MM H.264 POE | Ea |  | 1 Year (5 Years) | 406 | 8% | 373.52
89970 | Sony | NBN-50051-C | DINION IP 5000 5MP H.264 iDNR POE | Ea |  | 1 Year (5 Years) | 466 | 8% | 428.72
89971 | Sony | NBN-50051-V3 | DINION IP 5000 5MP 3.3 to 12mm H.264 iDNR POE | Ea |  | 1 Year (5 Years) | 647 | 8% | 595.24
89972 | Sony | NBN-63013-B | DINION IP starlight 6000 720p ESSENTIAL ANALYTICS | Ea |  | 1 Year (5 Years) | 761 | 8% | 700.12
89973 | Sony | NBN-63023-B | DINION IP starlight 6000 1080p ESSENTIAL ANALYTICS | Ea |  | 1 Year (5 Years) | 886 | 8% | 815.12
89974 | Sony | NBN-73013-BA | DINION IP starlight 7000 720p INTELLIGENT ANALYTICS | Ea |  | 1 Year (5 Years) | 1028 | 8% | 945.76
89975 | Sony | NBN-73023-BA | DINION IP starlight 7000 1080p INTELLIGENT ANALYTICS | Ea |  | 1 Year (5 Years) | 1153 | 8% | 1060.76
89976 | Sony | NBN-80052-BA | 5 MP DINION IP STARLIGHT, DAY/NIGHT, iDNR, MICRO SDXC SLOT, 12VDC/POE, IVA | Ea |  | 1 Year (5 Years) | 1499 | 8% | 1379.08
89977 | Sony | NBN-80122-CA | 12 MP / UHD DAY/NIGHT MBF H.264 E-PTZ, IAE, IDNR, ROI, 12VDC / POE, IVA (NO LENS) | Ea |  | 1 Year (5 Years) | 1784 | 8% | 1641.28
89978 | Sony | NBN-MCSMB-03M | ANALOG MONITOR CABLE SMB (FEMALE) TO BNC (FEMALE) 0.3 METER | Ea |  | 1 Year (5 Years) | 25 | 8% | 23
89979 | Sony | NBN-MCSMB-30M | ANALOG MONITOR CABLE SMB (FEMALE) TO BNC (MALE) 3.0 METER | Ea |  | 1 Year (5 Years) | 25 | 8% | 23
89980 | Sony | NCA-CMT-GF | FLEXIDOME CORNER 9000 GREY FACEPLATE | Ea |  | 1 Year (5 Years) | 114 | 8% | 104.88
89981 | Sony | NCN-90022-F1 | 1.5 MP / 1080p CORNER MOUNT DOME CAMERA, NO GRIP, 2.0mm, VANDAL-RESISTANT, 940nm IR 30 FT, IP65, PoE, 12 VDC/24 VAC | Ea |  | 1 Year (5 Years) | 1348 | 8% | 1240.16
89982 | Sony | NDA-3050-PIP | PENDANT INTERFACE PLATE for PANORAMIC 5000, OUTDOOR, IP66 | Ea |  | 1 Year (5 Years) | 53.5 | 8% | 49.22
89983 | Sony | NDA-4020-PIP | PENDANT INTERFACE PLATE FOR AUTODOME 4000; FOR USE WITH NDA-U-WMT AND NDA-U-PMT | Ea |  | 1 Year (5 Years) | 22.6 | 8% | 20.792
89984 | Sony | NDA-4020-PLEN | PTZ DOME IN-CEILING JUNCTION BOX FOR PLENUMS | Ea |  | 1 Year (5 Years) | 80.3 | 8% | 73.876
89985 | Sony | NDA-4020-PLEN | PTZ DOME IN-CEILING JUNCTION BOX FOR PLENUMS | Ea |  | 1 Year (5 Years) | 80.3 | 8% | 73.876
89986 | Sony | NDA-4020-PTBL | AUTODOME 4000i PENDANT TINTED BUBBLE | Ea |  | 1 Year (5 Years) | 59.5 | 8% | 54.74
89987 | Sony | NDA-5020-PTBL | AUTODOME 5000i PENDANT TINTED BUBBLE | Ea |  | 1 Year (5 Years) | 59.5 | 8% | 54.74
89988 | Sony | NDA-5030-PIP | PENDANT INTERFACE PLATE, NDE-4/5000 | Ea |  | 1 Year (5 Years) | 22.6 | 8% | 20.792
89989 | Sony | NDA-5031-PIP | PENDANT INTERFACE PLATE, NDI-4/5000 | Ea |  | 1 Year (5 Years) | 11.89 | 8% | 10.9388
89990 | Sony | NDA-7010-PIP | PENDANT INTERFACE PLATE, FLEXIDOME 7000 | Ea |  | 1 Year (5 Years) | 22.6 | 8% | 20.792
89991 | Sony | NDA-ADPTR-NPTMET | AUTODOME 5000 METRIC TO NPT CONVERTER (MALE M33 TO FEMALE 1.5-INCH NPT); FOR USE WITH VGA-ROOF-MOUNT | Ea |  | 1 Year (5 Years) | 20.2 | 8% | 18.584
89992 | Sony | NDA-ADT4S-MINDOME | 4S ELECTRICAL BOX MOUNT FOR FLEXIDOME IP INDOOR / OUTDOOR 4000 / 5000 DOMES | Ea |  | 1 Year (5 Years) | 14.27 | 8% | 13.1284
89993 | Sony | NDA-ADTVEZ-DOME | ADAPTOR TO MATE WITH SPECIFIED WALL & PIPE MOUNTS; ADAPTOR TO MATE TO ELECTRICAL BOX | Ea |  | 1 Year (5 Years) | 10.7 | 8% | 9.844
89994 | Sony | NDA-FMT-DOME | FLUSH MOUNT KIT FOR FLEXIDOME IP INDOOR/OUTDOOR 4000 AND 5000 SERIES CAMERAS | Ea |  | 1 Year (5 Years) | 44 | 8% | 40.48
89995 | Sony | NDA-FMT-MICDOME | IN-CEILING FLUSH MOUNTING KIT FOR MICRODOME CAMERAS | Ea |  | 1 Year (5 Years) | 71.3 | 8% | 65.596
89996 | Sony | NDA-LWMT-DOME | L-SHAPED WALL BRACKET COMPATIBLE WITH FLEXIDOME IP MICRO 2000 / 5000 & FLEXIDOME IP INDOOR/OUTDOOR 4000 AND 5000 DOME CAMERAS | Ea |  | 1 Year (5 Years) | 16.65 | 8% | 15.318
89997 | Sony | NDA-MBR-DOME | ELECTRICAL BOX MOUNT FOR FLEXIDOME IP micro 2000 | Ea |  | 1 Year (5 Years) | 7.13 | 8% | 6.5596
89998 | Sony | NDA-PMT-MICDOME | MICRODOME PIPE MOUNT FOR NUC-510xx, NUC-210xx, AND ANALOG VUC-1065 | Ea |  | 1 Year (5 Years) | 40.4 | 8% | 37.168
89999 | Sony | NDA-SMB-CMT | CORNER MOUNT SURFACE MOUNT BOX FOR FLEXIDOME CORNER 9000, ALUMINUM, WHITE | Ea |  | 1 Year (5 Years) | 65.4 | 8% | 60.168
90000 | Sony | NDA-SMB-MICSMB | SURFACE MOUNT FOR FLEXIDOME IP micro 2000 / 5000 | Ea |  | 1 Year (5 Years) | 51.1 | 8% | 47.012
90001 | Sony | NDA-SMB-MINISMB | SURFACE MOUNT FOR FLEXIDOME IP 4000 / 5000 DOME CAMERAS | Ea |  | 1 Year (5 Years) | 59.5 | 8% | 54.74
90002 | Sony | NDA-U-CMT | CORNER MOUNT ADAPTER | Ea |  | 1 Year (5 Years) | 93.9 | 8% | 86.388
90003 | Sony | NDA-U-PA0 | SURVEILLANCE CABINET; JUNCTION BOX (NO TRANSFORMER) | Ea |  | 1 Year (5 Years) | 189 | 8% | 173.88
90004 | Sony | NDA-U-PA1 | SURVEILLANCE CABINET; JUNCTION BOX (120VAC TRANSFORMER) | Ea |  | 1 Year (5 Years) | 224 | 8% | 206.08
90005 | Sony | NDA-U-PMAL | POLE MOUNT ADAPTER LARGE (REQUIRES SURVEILLANCE CABINET) | Ea |  | 1 Year (5 Years) | 93.9 | 8% | 86.388
90006 | Sony | NDA-U-PMAS | POLE MOUNT ADAPTER, SMALL | Ea |  | 1 Year (5 Years) | 82 | 8% | 75.44
90007 | Sony | NDA-U-PMT | PENDANT PIPE MOUNT 12" (31cm) | Ea |  | 1 Year (5 Years) | 46.3 | 8% | 42.596
90008 | Sony | NDA-U-PMTE | PENDANT PIPE EXTENSION 20" (50cm) | Ea |  | 1 Year (5 Years) | 34.4 | 8% | 31.648
90009 | Sony | NDA-U-PSMB | SURFACE MOUNT BOX WALL OR CEILING | Ea |  | 1 Year (5 Years) | 29.7 | 8% | 27.324
90010 | Sony | NDA-U-RMT | PENDANT PARAPET ROOF MOUNT | Ea |  | 1 Year (5 Years) | 415 | 8% | 381.8
90011 | Sony | NDA-U-WMP | WALL MOUNT PLATE | Ea |  | 1 Year (5 Years) | 165 | 8% | 151.8
90012 | Sony | NDA-U-WMT | PENDANT WALL MOUNT | Ea |  | 1 Year (5 Years) | 53.5 | 8% | 49.22
90013 | Sony | NDA-WMT4S-MICDOME | 4S ELECTRICAL BOX MOUNT FOR FLEXIDOME micro 1000 / 2000 / 5000 | Ea |  | 1 Year (5 Years) | 34.1 | 8% | 31.372
90014 | Sony | NDA-WMT-MICDOME | MICRODOME PENDANT WALL MOUNT FOR NUC-510xx, NUC-210xx, AND ANALOG VUC-1065 | Ea |  | 1 Year (5 Years) | 34.4 | 8% | 31.648
90015 | Sony | NDE-4502-A | FLEXIDOME IP 4000i 2MP 3-10mm AVF H.265 VANDAL IP66 ESSENTIAL ANALYTICS | Ea |  | 1 Year (5 Years) | 687 | 8% | 632.04
90016 | Sony | NDE-4502-AL | FLEXIDOME IP 4000i 2MP 3-10mm AVF H.265 VANDAL IP66 IR ESSENTIAL ANALYTICS | Ea |  | 1 Year (5 Years) | 759 | 8% | 698.28
90017 | Sony | NDE-5503-A | FLEXIDOME IP 5000i 5MP HDR 3-10mm AVF H.265 VANDAL IP66 ESSENTIAL ANALYTICS | Ea |  | 1 Year (5 Years) | 984 | 8% | 905.28
90018 | Sony | NDE-5503-AL | FLEXIDOME IP 5000i 5MP HDR 3-10mm AVF H.265 VANDAL IP66 IR ESSENTIAL ANALYTICS | Ea |  | 1 Year (5 Years) | 1056 | 8% | 971.52
90019 | Sony | NDI-4502-A | FLEXIDOME IP 4000i 2MP 3-10mm AVF H.265 INDOOR ESSENTIAL ANALYTICS | Ea |  | 1 Year (5 Years) | 623 | 8% | 573.16
90020 | Sony | NDI-4502-AL | FLEXIDOME IP 4000i 2MP 3-10mm AVF H.265 INDOOR IR ESSENTIAL ANALYTICS | Ea |  | 1 Year (5 Years) | 683 | 8% | 628.36
90021 | Sony | NDI-50022-A3 | FLEXIDOME IP 5000 1080P 3-10MM AVF H.264 VANDAL IP66 IR | Ea |  | 1 Year (5 Years) | 638 | 8% | 586.96
90022 | Sony | NDI-5503-A | FLEXIDOME IP 5000i 5MP HDR 3-10mm AVF H.265 INDOOR ESSENTIAL ANALYTICS | Ea |  | 1 Year (5 Years) | 913 | 8% | 839.96
90023 | Sony | NDI-5503-AL | FLEXIDOME IP 5000i 5MP HDR 3-10mm AVF H.265 INDOOR IR ESSENTIAL ANALYTICS | Ea |  | 1 Year (5 Years) | 980 | 8% | 901.6
90024 | Sony | NDN-50022-A3 | FLEXIDOME IP 5000 1080P 3-10MM AVF H.264 VANDAL IP66 | Ea |  | 1 Year (5 Years) | 575 | 8% | 529
90025 | Sony | NDN-733V02-IP | FLEXIDOME RD 1.3 MP / HD 720p60 STARLIGHT 1.8-3MM H.264 ESSENTIAL ANALYTICS | Ea |  | 1 Year (5 Years) | 1417 | 8% | 1303.64
90026 | Sony | NDN-733V02-P | FLEXIDOME RD 1.3 MP / HD 720p60 STARLIGHT 1.8-3MM H.264 | Ea |  | 1 Year (5 Years) | 1180 | 8% | 1085.6
90027 | Sony | NDN-733V03-P | FLEXIDOME RD 1.3 MP / HD 720p60 STARLIGHT 3.8-13MM H.264 | Ea |  | 1 Year (5 Years) | 1068 | 8% | 982.56
90028 | Sony | NDN-733V09-IP | FLEXIDOME RD 1.3 MP / HD 720p60 STARLIGHT 9-40MM H.264 ESSENTIAL ANALYTICS | Ea |  | 1 Year (5 Years) | 1417 | 8% | 1303.64
90029 | Sony | NDN-733V09-P | FLEXIDOME RD 1.3 MP / HD 720p60 STARLIGHT 9-40MM H.264 | Ea |  | 1 Year (5 Years) | 1180 | 8% | 1085.6
90030 | Sony | NDN-832V02-IP | FLEXIDOME IP 1080p 1.8-3MM H.264, ESSENTIAL ANALYTICS | Ea |  | 1 Year (5 Years) | 1629 | 8% | 1498.68
90031 | Sony | NDN-832V03-IP | FLEXIDOME IP 1080p 3.8-13MM H.264 ESSENTIAL ANALYTICS | Ea |  | 1 Year (5 Years) | 1517 | 8% | 1395.64
90032 | Sony | NDN-832V03-P | FLEXIDOME IP 1080p 3.8-13MM H.264 MOTION+ | Ea |  | 1 Year (5 Years) | 1280 | 8% | 1177.6
90033 | Sony | NDN-832V09-P | FLEXIDOME IP 1080p 9-40MM H.264 MOTION+ | Ea |  | 1 Year (5 Years) | 1394 | 8% | 1282.48
90034 | Sony | NDN-932V02-IP | IP FLEXIDOME, 2 MP / HD 1080p, DAY/NIGHT, HDR, 1.8-3MM, H.264, AUDIO, POE, IVA INSTALLED, SDXC CARD SLOT | Ea |  | 1 Year (5 Years) | 1741 | 8% | 1601.72
90035 | Sony | NDN-932V03-IP | IP FLEXIDOME, 2 MP / HD 1080p, DAY/NIGHT, HDR, 3.8-13MM, H.264, AUDIO, POE, IVA INSTALLED, SDXC CARD SLOT | Ea |  | 1 Year (5 Years) | 1629 | 8% | 1498.68
90036 | Sony | NDN-932V09-IP | IP FLEXIDOME, 2 MP / HD 1080p, DAY/NIGHT, HDR, 9-40MM, H.264, AUDIO, POE, IVA INSTALLED, SDXC CARD SLOT | Ea |  | 1 Year (5 Years) | 1741 | 8% | 1601.72
90037 | Sony | NDN-IOC-30M | FLEXIDOME IP 4000/5000 OUTD IO CABLE | Ea |  | 1 Year (5 Years) | 58.2 | 8% | 53.544
90038 | Sony | NDP-4502-Z12 | AUTODOME IP 4000i 1080P 12X, PENDANT, INDOOR, CLEAR BUBBLE | Ea |  | 1 Year (5 Years) | 1047 | 8% | 963.24
90039 | Sony | NDP-4502-Z12C | AUTODOME IP 4000i 1080P 12X, IN-CEILING, INDOOR, CLEAR BUBBLE | Ea |  | 1 Year (5 Years) | 1094 | 8% | 1006.48
90040 | Sony | NDP-5502-Z30 | AUTODOME IP 5000i 1080P 30X, PENDANT, INDOOR/ OUTDOOR, CLEAR BUBBLE | Ea |  | 1 Year (5 Years) | 1712 | 8% | 1575.04
90041 | Sony | NDP-5502-Z30C | AUTODOME IP 5000i 1080P 30X, IN-CEILING, INDOOR, CLEAR BUBBLE | Ea |  | 1 Year (5 Years) | 1712 | 8% | 1575.04
90042 | Sony | NDP-5502-Z30L | AUTODOME IP 5000i IR 1080P 30X, PENDANT, INDOOR/ OUTDOOR | Ea |  | 1 Year (5 Years) | 1962 | 8% | 1805.04
90043 | Sony | NDP-5512-Z30 | AUTODOME IP STARLIGHT 5000I 1080P 30X, ULTRA LOW LIGHT PENDANT, IP66 INDOOR/ OUTDOOR, CLEAR BUBBLE | Ea |  | 1 Year (5 Years) | 2226 | 8% | 2047.92
90044 | Sony | NDP-5512-Z30C | AUTODOME IP STARLIGHT 5000I 1080P 30X, ULTRA LOW LIGHT IN-CEILING, IP51 INDOOR, CLEAR BUBBLE | Ea |  | 1 Year (5 Years) | 2226 | 8% | 2047.92
90045 | Sony | NDP-5512-Z30L | AUTODOME IP STARLIGHT 5000I IR 1080P 30X, ULTRA LOW LIGHT PENDANT, IP66 INDOOR/ OUTDOOR | Ea |  | 1 Year (5 Years) | 2475 | 8% | 2277
90046 | Sony | NER-L2R1-2 | DINION CAPTURE 5000 IP LICENSE PLATE READER WITH LED CAMERA, 12.5-21FT CAPTURE RANGE, NTSC, W/BRACKET | Ea |  | 1 Year (5 Years) | 2366 | 8% | 2176.72
90047 | Sony | NER-L2R2-2 | DINION CAPTURE 5000 IP LICENSE PLATE READER WITH LED CAMERA, 18-30FT CAPTURE RANGE, NTSC, W/BRACKET | Ea |  | 1 Year (5 Years) | 2366 | 8% | 2176.72
90048 | Sony | NER-L2R3-2 | DINION CAPTURE 5000 IP LICENSE PLATE READER WITH LED CAMERA, 26-45FT CAPTURE RANGE, NTSC, W/BRACKET | Ea |  | 1 Year (5 Years) | 2366 | 8% | 2176.72
90049 | Sony | NER-L2R4-2 | DINION CAPTURE 5000 IP LICENSE PLATE READER WITH LED CAMERA, 37-64FT CAPTURE RANGE, NTSC, W/BRACKET | Ea |  | 1 Year (5 Years) | 2366 | 8% | 2176.72
90050 | Sony | NER-L2R5-2 | DINION CAPTURE 5000 IP LICENSE PLATE READER WITH LED CAMERA, 54-92FT CAPTURE RANGE, NTSC, W/BRACKET | Ea |  | 1 Year (5 Years) | 2366 | 8% | 2176.72
90051 | Sony | NEZ-5130-IRCW4 | AUTODOME IP 5000 HD, 720P30 30X DAY/NIGHT 50/60HZ CAMERA, INTEGRATED LONG-RANGE VARIABLE IR ILLUMINATION, OUTDOOR IP 66 PENDANT MOUNT HOUSING WITH SUNSHIELD, CLEAR BUBBLE, POE+ OR 24VAC | Ea |  | 1 Year (5 Years) | 854 | 8% | 785.68
90052 | Sony | NEZ-5130-PPCW4 | AUTODOME IP 5000 HD, 720P30 30X DAY/NIGHT 50/60HZ CAMERA, INDOOR PENDANT MOUNT HOUSING, CLEAR BUBBLE, POE+ OR 24VAC | Ea |  | 1 Year (5 Years) | 683 | 8% | 628.36
90053 | Sony | NEZ-5230-IRCW4 | AUTODOME IP 5000 HD, 1080P30 30X DAY/NIGHT 50/60HZ CAMERA, INTEGRATED LONG-RANGE VARIABLE IR ILLUMINATION, OUTDOOR IP 66 PENDANT MOUNT HOUSING WITH SUNSHIELD, CLEAR BUBBLE, POE+ OR 24VAC | Ea |  | 1 Year (5 Years) | 1962 | 8% | 1805.04
90054 | Sony | NEZ-A4-BUB-CTIP | TINTED BUBBLE FOR AUTODOME IP 4000 HD IN-CEILING MODEL CAMERAS | Ea |  | 1 Year (5 Years) | 59.5 | 8% | 54.74
90055 | Sony | NEZ-A4-BUB-PTIP | TINTED BUBBLE FOR AUTODOME IP 4000 HD PENDANT MODEL CAMERAS | Ea |  | 1 Year (5 Years) | 59.5 | 8% | 54.74
90056 | Sony | NEZ-A4-PW | PIPE MOUNT KIT FOR AUTODOME CAMERAS; WHITE | Ea |  | 1 Year (5 Years) | 77.3 | 8% | 71.116
90057 | Sony | NEZ-A4-SMB | SURFACE MOUNT KIT FOR AUTODOME IP 4000 HD; WHITE | Ea |  | 1 Year (5 Years) | 33.3 | 8% | 30.636
90058 | Sony | NEZ-A5-BUB-CTIP | TINTED BUBBLE FOR AUTODOME IP 5000 HD IN-CEILING MODEL CAMERAS | Ea |  | 1 Year (5 Years) | 59.5 | 8% | 54.74
90059 | Sony | NFN-60122-F0 | FLEXIDOME IP PANORAMIC IN-CEILING 12MP SENSOR, 360° LENS, EDGE & CLIENT DEWARPING, ESSENTIAL ANALYTICS | Ea |  | 1 Year (5 Years) | 1486 | 8% | 1367.12
90060 | Sony | NFN-60122-F1 | FLEXIDOME IP PANORAMIC IN-CEILING 12MP SENSOR, 180° LENS, EDGE & CLIENT DEWARPING, ESSENTIAL ANALYTICS | Ea |  | 1 Year (5 Years) | 1486 | 8% | 1367.12
90061 | Sony | NFN-70122-F0A | FLEXIDOME IP PANORAMIC IN-CEILING 12MP SENSOR, 360° LENS, EDGE & CLIENT DEWARPING, INTELLIGENT ANALYTICS | Ea |  | 1 Year (5 Years) | 1730 | 8% | 1591.6
90062 | Sony | NFN-70122-F1A | FLEXIDOME IP PANORAMIC IN-CEILING 12MP SENSOR, 180° LENS, EDGE & CLIENT DEWARPING, INTELLIGENT ANALYTICS | Ea |  | 1 Year (5 Years) | 1730 | 8% | 1591.6
90063 | Sony | NHA-U-WMT | DINION IP thermal 8000 CAMERA WALL MOUNT BRACKET FOR WHITE NHT THERMAL CAMERA HOUSING | Ea |  | 1 Year (5 Years) | 92.8 | 8% | 85.376
90064 | Sony | NHT-8000-F07QF | DINION IP thermal 8000 320x240 (QVGA), 7MM LENS, H.264, 60FPS, IVA 6.X ENABLED, SD CARD SLOT, EXPORT CONTROLLED | Ea |  | 1 Year (5 Years) | 4575 | 8% | 4209
90065 | Sony | NHT-8000-F07QS | DINION IP thermal 8000 320x240 (QVGA), 7MM LENS, H.264, 9FPS, IVA 6.X ENABLED, SD CARD SLOT, | Ea |  | 1 Year (5 Years) | 4575 | 8% | 4209
90066 | Sony | NHT-8000-F19QF | DINION IP thermal 8000 320x240 (QVGA), 19MM LENS, H.264, 60FPS, IVA 6.X ENABLED, SD CARD SLOT, EXPORT CONTROLLED | Ea |  | 1 Year (5 Years) | 4575 | 8% | 4209
90067 | Sony | NHT-8000-F19QS | DINION IP thermal 8000 320x240 (QVGA), 19MM LENS, H.264, 9FPS, IVA 6.X ENABLED, SD CARD SLOT, | Ea |  | 1 Year (5 Years) | 4575 | 8% | 4209
90068 | Sony | NHT-8001-F09VF | DINION IP thermal 8000 640x480 (VGA), 9MM LENS, H.264, 30FPS, IVA 6.X ENABLED, SD CARD SLOT, EXPORT CONTROLLED | Ea |  | 1 Year (5 Years) | 7889 | 8% | 7257.88
90069 | Sony | NHT-8001-F09VS | DINION IP thermal 8000 640x480 (VGA), 9MM LENS, H.264, 9FPS, IVA 6.X ENABLED, SD CARD SLOT | Ea |  | 1 Year (5 Years) | 7889 | 8% | 7257.88
90070 | Sony | NHT-8001-F17VF | DINION IP thermal 8000 640x480 (VGA), 16.7MM LENS, H.264, 30FPS, IVA 6.X ENABLED, SD CARD SLOT, EXPORT CONTROLLED | Ea |  | 1 Year (5 Years) | 7889 | 8% | 7257.88
90071 | Sony | NHT-8001-F17VS | DINION IP thermal 8000 640x480 (VGA), 16.7MM LENS, H.264, 9FPS, IVA 6.X ENABLED, SD CARD SLOT | Ea |  | 1 Year (5 Years) | 7889 | 8% | 7257.88
90072 | Sony | NHT-8001-F35VF | DINION IP thermal 8000 640x480 (VGA), 35MM LENS, H.264, 30FPS, IVA 6.X ENABLED, SD CARD SLOT, EXPORT CONTROLLED | Ea |  | 1 Year (5 Years) | 9396 | 8% | 8644.32
90073 | Sony | NHT-8001-F35VS | DINION IP thermal 8000 640x480 (VGA), 35MM LENS, H.264, 9FPS, IVA 6.X ENABLED, SD CARD SLOT | Ea |  | 1 Year (5 Years) | 9396 | 8% | 8644.32
90074 | Sony | NHT-8001-F65VF | DINION IP thermal 8000 640x480 (VGA), 65MM LENS, H.264, 30FPS, IVA 6.X ENABLED, SD CARD SLOT, EXPORT CONTROLLED | Ea |  | 1 Year (5 Years) | 11657 | 8% | 10724.44
90075 | Sony | NHT-8001-F65VS | DINION IP thermal 8000 640x480 (VGA), 65MM LENS, H.264, 9FPS, IVA 6.X ENABLED, SD CARD SLOT | Ea |  | 1 Year (5 Years) | 11657 | 8% | 10724.44
90076 | Sony | NII-50022-A3 | FLEXIDOME IP 5000 1080P 3-10MM AVF H.264 INDOOR IR | Ea |  | 1 Year (5 Years) | 573 | 8% | 527.16
90077 | Sony | NII-51022-V3 | FLEXIDOME IP 5000 1080P 3-10MM H.264 INDOOR IR | Ea |  | 1 Year (5 Years) | 433 | 8% | 398.36
90078 | Sony | NIN-50022-A3 | FLEXIDOME IP 5000 1080P 3-10MM AVF H.264 INDOOR | Ea |  | 1 Year (5 Years) | 521 | 8% | 479.32
90079 | Sony | NIN-51022-V3 | FLEXIDOME IP 50001080P 3-10MM H.264 INDOOR | Ea |  | 1 Year (5 Years) | 380 | 8% | 349.6
90080 | Sony | NIN-63013-A3 | FLEXIDOME IP starlight 6000 VR 720p 3-9mm ESSENTIAL ANALYTICS | Ea |  | 1 Year (5 Years) | 993 | 8% | 913.56
90081 | Sony | NIN-63013-A3S | FLEXIDOME IP starlight 6000 VR 720p 3-9mm ESSENTIAL ANALYTICS,SMB | Ea |  | 1 Year (5 Years) | 1034 | 8% | 951.28
90082 | Sony | NIN-63023-A3 | FLEXIDOME IP starlight 6000 VR 1080p 3-9mm ESSENTIAL ANALYTICS | Ea |  | 1 Year (5 Years) | 1117 | 8% | 1027.64
90083 | Sony | NIN-63023-A3S | FLEXIDOME IP starlight 6000 VR 1080p 3-9mm ESSENTIAL ANALYTICS, SMB | Ea |  | 1 Year (5 Years) | 1159 | 8% | 1066.28
90084 | Sony | NIN-70122-F0 | FLEXIDOME IP PANORAMIC 12MP SENSOR, 360° LENS, EDGE & CLIENT DEWARPING, ESSENTIAL ANALYTICS | Ea |  | 1 Year (5 Years) | 1486 | 8% | 1367.12
90085 | Sony | NIN-70122-F0A | FLEXIDOME IP PANORAMIC 12MP SENSOR, 360° LENS, EDGE & CLIENT DEWARPING, INTELLIGENT ANALYTICS | Ea |  | 1 Year (5 Years) | 1730 | 8% | 1591.6
90086 | Sony | NIN-70122-F0AS | FLEXIDOME IP PANORAMIC 12MP SENSOR, 360° LENS, EDGE & CLIENT DEWARPING, INTELLIGENT ANALYTICS, SMB | Ea |  | 1 Year (5 Years) | 1777 | 8% | 1634.84
90087 | Sony | NIN-70122-F0S | FLEXIDOME IP PANORAMIC 12MP SENSOR, 360° LENS, EDGE & CLIENT DEWARPING, ESSENTIAL ANALYTICS, SMB | Ea |  | 1 Year (5 Years) | 1533 | 8% | 1410.36
90088 | Sony | NIN-70122-F1 | FLEXIDOME IP PANORAMIC 12MP SENSOR, 180° LENS, EDGE & CLIENT DEWARPING, ESSENTIAL ANALYTICS | Ea |  | 1 Year (5 Years) | 1486 | 8% | 1367.12
90089 | Sony | NIN-70122-F1A | FLEXIDOME IP PANORAMIC 12MP SENSOR, 180° LENS, EDGE & CLIENT DEWARPING, INTELLIGENT ANALYTICS | Ea |  | 1 Year (5 Years) | 1730 | 8% | 1591.6
90090 | Sony | NIN-70122-F1AS | FLEXIDOME IP PANORAMIC 12MP SENSOR, 180° LENS, EDGE & CLIENT DEWARPING, INTELLIGENT ANALYTICS, SMB | Ea |  | 1 Year (5 Years) | 1777 | 8% | 1634.84
90091 | Sony | NIN-70122-F1S | FLEXIDOME IP PANORAMIC 2MP SENSOR, 180° LENS, EDGE & CLIENT DEWARPING, ESSENTIAL ANALYTICS, SMB | Ea |  | 1 Year (5 Years) | 1533 | 8% | 1410.36
90092 | Sony | NIN-73013-A10A | FLEXIDOME IP starlight 7000 VR 720p 10-23mm INTELLIGENT ANALYTICS | Ea |  | 1 Year (5 Years) | 1261 | 8% | 1160.12
90093 | Sony | NIN-73013-A10AS | FLEXIDOME IP starlight 7000 VR 720p 10-23mm INTELLIGENT ANALYTICS, SMB | Ea |  | 1 Year (5 Years) | 1302 | 8% | 1197.84
90094 | Sony | NIN-73013-A3A | FLEXIDOME IP starlight 7000 VR 720p 3-9mm INTELLIGENT ANALYTICS | Ea |  | 1 Year (5 Years) | 1261 | 8% | 1160.12
90095 | Sony | NIN-73013-A3AS | FLEXIDOME IP starlight 7000 VR 720p 3-9mm INTELLIGENT ANALYTICS, SMB | Ea |  | 1 Year (5 Years) | 1302 | 8% | 1197.84
90096 | Sony | NIN-73023-A10A | FLEXIDOME IP starlight 7000 VR 1080p 10-23mm INTELLIGENT ANALYTICS | Ea |  | 1 Year (5 Years) | 1385 | 8% | 1274.2
90097 | Sony | NIN-73023-A10AS | FLEXIDOME IP starlight 7000 VR 1080p 10-23 INTELLIGENT ANALYTICS, SMB | Ea |  | 1 Year (5 Years) | 1427 | 8% | 1312.84
90098 | Sony | NIN-73023-A3A | FLEXIDOME IP starlight 7000 VR 1080p 3-9mm INTELLIGENT ANALYTICS | Ea |  | 1 Year (5 Years) | 1385 | 8% | 1274.2
90099 | Sony | NIN-73023-A3AS | FLEXIDOME IP starlight 7000 VR 1080p 3-9mm INTELLIGENT ANALYTICS, SMB | Ea |  | 1 Year (5 Years) | 1427 | 8% | 1312.84
90100 | Sony | NIN-DMY | FLEXIDOME VR DUMMY CAMERA FLUSH MOUNT (USE VDA-455SMB-IP FOR SURFACE MOUNT) | Ea |  | 1 Year (5 Years) | 60 | 8% | 55.2
90101 | Sony | NIR-50850-MRP | IR ILLUMINATOR 850NM MEDIUM RANGE, PoE+ | Ea |  | 1 Year (5 Years) | 823 | 8% | 757.16
90102 | Sony | NIR-50940-MRP | IR ILLUMINATOR 940NM MEDIUM RANGE, PoE+ | Ea |  | 1 Year (5 Years) | 823 | 8% | 757.16
90103 | Sony | NPC-20002-F2 | INDOOR VGA IP MICROBOX, ELECTRONIC DAY/NIGHT, 2.5MM FIXED LENS, AUDIO, MOTION+, MICRO SDXC SLOT, BLACK, +5 VDC (PSU INCLUDED) | Ea |  | 1 Year (5 Years) | 54 | 8% | 49.68
90104 | Sony | NPC-20012-F2 | INDOOR 720p IP MICROBOX, ELECTRONIC DAY/NIGHT, 2.5MM FIXED LENS, AUDIO, MOTION+, MICRO SDXC SLOT, BLACK, PoE OR +5 VDC (PSU INCLUDED) | Ea |  | 1 Year (5 Years) | 276 | 8% | 253.92
90105 | Sony | NPC-20012-F2L | INDOOR 720p IP MICROBOX, PIR SENSOR, WHITE-LED, iDNR, ELECTRONIC DAY/NIGHT, 2.5mm FIXED LENS, AUDIO, MOTION+, MICRO HDXC SLOT, PoE, BLACK | Ea |  | 1 Year (5 Years) | 310 | 8% | 285.2
90106 | Sony | NPC-20012-F2L-W | INDOOR 720p IP MICROBOX, PIR SENSOR, WHITE-LED, iDNR, ELECTRONIC DAY/NIGHT, 2.5mm FIXED LENS, AUDIO, MOTION+, MICRO HDXC SLOT, PoE, WHITE | Ea |  | 1 Year (5 Years) | 310 | 8% | 285.2
90107 | Sony | NPC-20012-F2WL | INDOOR 720p IP MICROBOX, WIRELESS, PIR SENSOR, WHITE-LED, iDNR, ELECTRONIC DAY/NIGHT, 2.5mm FIXED LENS, AUDIO, MOTION+, BLACK | Ea |  | 1 Year (5 Years) | 310 | 8% | 285.2
90108 | Sony | NPC-20012-F2WL-W | INDOOR 720p IP MICROBOX, WIRELESS, PIR SENSOR, WHITE-LED, iDNR, ELECTRONIC DAY/NIGHT, 2.5mm FIXED LENS, AUDIO, MOTION+, WHITE | Ea |  | 1 Year (5 Years) | 310 | 8% | 285.2
90109 | Sony | NPD-3001-WAP | PORTABLE CAMERA INSTALLATION TOOL | Ea |  | 1 Year (5 Years) | 296 | 8% | 272.32
90110 | Sony | NPD-5001-POE | PoE SINGLE PORT MIDSPAN 15.4W 110/240 AC IN | Ea |  | 1 Year (5 Years) | 82 | 8% | 75.44
90111 | Sony | NPD-5004-POE | PoE FOUR-PORT MIDSPAN 15.4W 110/240 AC IN | Ea |  | 1 Year (5 Years) | 291 | 8% | 267.72
90112 | Sony | NPD-6001B | MIDSPAN, SINGLE PORT, 60W, AC IN WITH SURGE SUPPRESSION | Ea |  | 1 Year (5 Years) | 220 | 8% | 202.4
90113 | Sony | NPD-9501A | HIGH POWER, 95 W SINGLE PORT PoE MIDSPAN WITH AC IN; REQUIRED WHEN USING MIC ILLUMINATOR MODULE | Ea |  | 1 Year (5 Years) | 460 | 8% | 423.2
90114 | Sony | NTI-51022-A3S | BULLET 2MP 2.8-12MM AUTO IP66 SMB | Ea |  | 1 Year (5 Years) | 573 | 8% | 527.16
90115 | Sony | NUC-51022-F2 | IP MICRODOME, 1080p, ELECTRONIC DAY/NIGHT, 2.5MM, IDNR, AUDIO/MOTION/TAMPER DETECTION, IP66, IK10, 12VDC/24VAC/POE | Ea |  | 1 Year (5 Years) | 378 | 8% | 347.76
90116 | Sony | NUC-51022-F4 | IP MICRODOME, 1080p, ELECTRONIC DAY/NIGHT, 3.6MM, IDNR, AUDIO/MOTION/TAMPER DETECTION, IP66, IK10, 12VDC/24VAC/POE | Ea |  | 1 Year (5 Years) | 378 | 8% | 347.76
90117 | Sony | NUC-51051-F2 | IP MICRODOME, 5MP, ELECTRONIC DAY/NIGHT, 2.5MM, IDNR, AUDIO/MOTION/TAMPER DETECTION, IP66, IK10, 12VDC/24VAC/POE | Ea |  | 1 Year (5 Years) | 454 | 8% | 417.68
90118 | Sony | NUC-51051-F4 | IP MICRODOME, 5MP, ELECTRONIC DAY/NIGHT, 3.6MM, IDNR, AUDIO/MOTION/TAMPER DETECTION, IP66, IK10, 12VDC/24VAC/POE | Ea |  | 1 Year (5 Years) | 454 | 8% | 417.68
90119 | Sony | NUC-52051-F0 | FLEXIDOME IP PANORAMIC 5 MP SENSOR, 360° LENS, INDOOR, CLIENT-SIDE DEWARPING, IDNR, POE | Ea |  | 1 Year (5 Years) | 552 | 8% | 507.84
90120 | Sony | NUC-52051-F0E | FLEXIDOME IP PANORAMIC 5 MP SENSOR, 360° LENS, OUTDOOR, IP66, CLIENT-SIDE DEWARPING, IDNR, POE | Ea |  | 1 Year (5 Years) | 743 | 8% | 683.56
90121 | Sony | PSU-IIR-100 | POWER SUPPLY, 100W, 100-240VAC IN, 24VDC 4.2A OUT | Ea |  | 1 Year (5 Years) | 178 | 8% | 163.76
90122 | Sony | PSU-IIR-35 | POWER SUPPLY, 36W 100-240VAC IN, 24VDC 1.25A OUT | Ea |  | 1 Year (5 Years) | 69 | 8% | 63.48
90123 | Sony | PSU-IIR-60 | POWER SUPPLY, 60W, 100-240VAC IN, 24VDC 2.5A OUT | Ea |  | 1 Year (5 Years) | 129 | 8% | 118.68
90124 | Sony | S1385 | GUI CONTROL CABLE FOR SYSTEM4 | Ea |  | 1 Year (5 Years) | 57.1 | 8% | 52.532
90125 | Sony | S1460 | 1-METER SERVICE/MONITOR CABLE FOR FLEXIDOME VF, XT+, XF AND DN SERIES | Ea |  | 1 Year (5 Years) | 33.3 | 8% | 30.636
90126 | Sony | SFP-2 | SFP FIBER MODULE, MULTI-MODE, 1310NM, 2KM DISTANCE, 2LC FIBER CONNECTORS | Ea |  | 1 Year (5 Years) | 198 | 8% | 182.16
90127 | Sony | SFP-25 | SFP FIBER MODULE, MULTI-MODE, 1310/1550NM, 2KM DISTANCE, 1SC FIBER CONNECTOR | Ea |  | 1 Year (5 Years) | 280 | 8% | 257.6
90128 | Sony | SFP-26 | SFP FIBER MODULE, MM, 1550/1310NM, 2KM DISTANCE, 1SC FIBER CONNECTOR | Ea |  | 1 Year (5 Years) | 280 | 8% | 257.6
90129 | Sony | SFP-3 | SFP FIBER MODULE, SINGLE MODE, 1310NM, 20KM DISTANCE, 2LC FIBER CONNECTORS | Ea |  | 1 Year (5 Years) | 198 | 8% | 182.16
90130 | Sony | SR-32VMA | SONY IP SECURITY MICRO SD CARD 32GB | Ea |  | 1 Year (5 Years) | 58.4 | 8% | 53.728
90131 | Sony | SR-64VMA | SONY IP SECURITY MICRO SD CARD 64GB | Ea |  | 1 Year (5 Years) | 106 | 8% | 97.52
90132 | Sony | SR-G1VMA | SONY IP SECURITY MICRO SD CARD 128GB | Ea |  | 1 Year (5 Years) | 303 | 8% | 278.76
90133 | Sony | ST650 | MOUNT, LCD 32-INCH TO 60-INCH, WALL, TILT, BLACK | Ea |  | 1 Year (5 Years) | 270 | 8% | 248.4
90134 | Sony | TC8235GIT | GROUND LOOP ISOLATION TRANSFORMER | Ea |  | 1 Year (5 Years) | 170 | 8% | 156.4
90135 | Sony | TC9208 | MOUNT, INDOOR, 8-INCH, 9 LB MAX LOAD, ALUMINUM FINISH | Ea |  | 1 Year (5 Years) | 22.6 | 8% | 20.792
90136 | Sony | TC9210U | MOUNT, INDOOR, UNIVERSAL WALL/CEILING GRID, 10 LB MAX LOAD, OFF-WHITE FINISH | Ea |  | 1 Year (5 Years) | 20.2 | 8% | 18.584
90137 | Sony | TC9210US | MOUNT, INDOOR, UNIVERSAL WALL/CEILING GRID, 10 LB MAX LOAD, ALUMINUM FINISH | Ea |  | 1 Year (5 Years) | 18.79 | 8% | 17.2868
90138 | Sony | TC9212 | MOUNT, INDOOR, 9.6-INCH TO 16.3-INCH, 22 LB MAX LOAD, ALUMINUM/BLACK FINISH | Ea |  | 1 Year (5 Years) | 49.9 | 8% | 45.908
90139 | Sony | TC9311PM3T | INSTALLATION TOOL FOR TC9311PM3, LTC 9213 & LTC 9225 POLE MOUNT ADAPTERS | Ea |  | 1 Year (5 Years) | 350 | 8% | 322
90140 | Sony | UHI-OG-0 | HOUSING, INDOOR, FOR CAMERA/LENS TO 12.5-INCH | Ea |  | 1 Year (5 Years) | 125 | 8% | 115
90141 | Sony | UHI-OGS-0 | HOUSING, INDOOR, SUNSHIELD INCLUDED | Ea |  | 1 Year (5 Years) | 133 | 8% | 122.36
90142 | Sony | UHI-SBG-0 | HOUSING, INDOOR, INCLUDES MOUNT | Ea |  | 1 Year (5 Years) | 101 | 8% | 92.92
90143 | Sony | UHO-HBGS-11 | OUTDOOR HOUSING, 24VAC NOMINAL (50/60Hz), LENS UP TO 10.3-IN, HEATER BLOWER SUNSHIELD FEED-THRU CABLING, IP67 NEMA-4X | Ea |  | 1 Year (5 Years) | 200 | 8% | 184
90144 | Sony | UHO-HBGS-61 | OUTDOOR HOUSING, 120 VAC NOMINAL (60 Hz) LENS UP TO 10.3-IN HEATER BLOWER SUNSHIELD, FEED-THRU CABLING, IP67 NEMA-4X | Ea |  | 1 Year (5 Years) | 229 | 8% | 210.68
90145 | Sony | UHO-HBPS-11 | OUTDOOR HOUSING, 24 VAC NOMINAL (50/60Hz) LENS UP TO 10.3-IN HEATER BLOWER SUNSHIELD, EXTERNAL BNC AND POWER CONNECTORS, IP67 NEMA-4X | Ea |  | 1 Year (5 Years) | 230 | 8% | 211.6
90146 | Sony | UHO-HGS-11 | OUTDOOR HOUSING, 24 VAC NOMINAL (50/60Hz), LENS UP TO 10.3-IN, HEATER SUNSHIELD FEED-THRU CABLING, IP67 NEMA-4X | Ea |  | 1 Year (5 Years) | 168 | 8% | 154.56
90147 | Sony | UHO-POE-10 | OUTDOOR HOUSING PoE INPUT, 48 VDC NOMINAL or 12 VDC (switchable), LENS UP TO 10.6-IN LENGTH, HEATER DEFROSTER SUNSHIELD FEED-THRU CABLING, IP67 NEMA 4X | Ea |  | 1 Year (5 Years) | 248 | 8% | 228.16
90148 | Sony | UML-193-90 | 18.5-INCH HD COLOR LED MONITOR, 1366x768 RESOLUTION, HDMI, DVI, VGA INPUTS, AUDIO, 120/230VAC, 50/60 HZ | Ea |  | 1 Year (5 Years) | 520 | 8% | 478.4
90149 | Sony | UML-223-90 | 21.5-INCH FULL HD COLOR LED MONITOR, 1920x1080 RESOLUTION, HDMI, DVI, VGA INPUTS, AUDIO, 120/230VAC, 50/60 HZ | Ea |  | 1 Year (5 Years) | 604 | 8% | 555.68
90150 | Sony | UML-273-90 | 27-INCH FULL HD COLOR LED MONITOR, 1920 x 1080 RESOLUTION, VGA, DVI, HDMI, CVBS, AUDIO, 120/230VAC, 50/60 HZ, INCLUDES DESK STAND | Ea |  | 1 Year (5 Years) | 1681 | 8% | 1546.52
90151 | Sony | UML-274-90 | 27-INCH LED MONITOR, 1920 X 1080 RESOLUTION, 16:9, DP, HDMI, DVI, VGA INPUTS, AUDIO, REMOTE, DESKTOP STAND INCLUDED | Ea |  | 1 Year (5 Years) | 1681 | 8% | 1546.52
90152 | Sony | UML-323-90 | 32-INCH FULL HD COLOR LED MONITOR, 1920 x 1080 RESOLUTION, VGA, DVI, HDMI, CVBS, AUDIO, 120/230VAC, 50/60 HZ, STAND SOLD SEPARATE | Ea |  | 1 Year (5 Years) | 1992 | 8% | 1832.64
90153 | Sony | UML-324-90 | 32-INCH LED MONITOR, 1920 X 1080 RESOLUTION, 16:9, DP, HDMI, DVI, VGA INPUTS, AUDIO, REMOTE, DESKTOP STAND INCLUDED | Ea |  | 1 Year (5 Years) | 1837 | 8% | 1690.04
90154 | Sony | UML-434-90 | 43-INCH LED MONITOR, 1920 X 1080 RESOLUTION, 16:9, DP, HDMI, DVI, VGA INPUTS, AUDIO, REMOTE, DESKTOP STAND INCLUDED | Ea |  | 1 Year (5 Years) | 2569 | 8% | 2363.48
90155 | Sony | UML-554-90 | 55-INCH UHD (4K) LED MONITOR, 3840 x 2160 RESOLUTION, DP, HDMI, DVI, VGA INPUTS, AUDIO, REMOTE, DESKTOP STAND INCLUDED | Ea |  | 1 Year (5 Years) | 4179 | 8% | 3844.68
90156 | Sony | UMM-LCDUB-RM | RACK MOUNT BRACKET, SUPPORTS DUAL 8.4-INCH AND SINGLE 8.4 TO 19-INCH | Ea |  | 1 Year (5 Years) | 107 | 8% | 98.44
90157 | Sony | UMM-LED27-SD | DESK STAND FOR 27 INCH MONITOR | Ea |  | 1 Year (5 Years) | 119 | 8% | 109.48
90158 | Sony | UMM-LED46-SD | TABLE STAND FOR UML-463, 553 AND 423 MONITOR | Ea |  | 1 Year (5 Years) | 138 | 8% | 126.96
90159 | Sony | UMM-LW-20B | MONITOR MOUNT, WALL, FIXED, FOR LCD MONITORS UP TO 26-INCHES, SUPPORT UP TO 26.5 LBS (12kg) | Ea |  | 1 Year (5 Years) | 90.4 | 8% | 83.168
90160 | Sony | UMM-LW-30B | MONITOR MOUNT, WALL, TILT/SWIVEL, FOR LCD MONITORS 26-INCHES, SUPPORT UP TO 26.5 LBS (12kg) | Ea |  | 1 Year (5 Years) | 150 | 8% | 138
90161 | Sony | UMM-WMT-32 | TILT WALL MOUNT FOR UML-323 32" LED MONITOR, BLACK | Ea |  | 1 Year (5 Years) | 121 | 8% | 111.32
90162 | Sony | UPA-1220-60 | POWER SUPPLY, 120VAC 60Hz, 12VDC 1A OUTPUT | Ea |  | 1 Year (5 Years) | 22.9 | 8% | 21.068
90163 | Sony | UPA-2430-60 | POWER SUPPLY, 120VAC, 60HZ INPUT, 24VAC, 60HZ, 30VA OUTPUT | Ea |  | 1 Year (5 Years) | 27.4 | 8% | 25.208
90164 | Sony | UPA-2450-60 | POWER SUPPLY, 120VAC 60Hz INPUT, 24VAC 50VA OUTPUT | Ea |  | 1 Year (5 Years) | 35.2 | 8% | 32.384
90165 | Sony | VBN-5085-C21 | DINION 1/3" 960H TRUE D/N, WDR, NTSC LV | Ea |  | 1 Year (5 Years) | 454 | 8% | 417.68
90166 | Sony | VCN-9095-F121 | ANALOG 960H CORNER MOUNT DOME CAMERA, NTSC, NO GRIP, 2.0mm, VANDAL-RESISTANT, 940nm IR 30 FT, IP65, 12 VDC/24 VAC | Ea |  | 1 Year (5 Years) | 1310 | 8% | 1205.2
90167 | Sony | VDA-445DMY-S | FLEXIDOME DUMMY CAMERA, INDOOR, SURFACE MOUNTED | Ea |  | 1 Year (5 Years) | 63 | 8% | 57.96
90168 | Sony | VDA-445SMB | SURFACE MOUNT BOX FOR FLEXIDOME-ANALOG VF MODELS | Ea |  | 1 Year (5 Years) | 31 | 8% | 28.52
90169 | Sony | VDA-455CBL | CLEAR DOME, FOR FLEXIDOME SERIES | Ea |  | 1 Year (5 Years) | 33.3 | 8% | 30.636
90170 | Sony | VDA-455SMB | SURFACE MOUNT BOX FOR FLEXIDOME-ANALOG VANDAL MODELS | Ea |  | 1 Year (5 Years) | 44 | 8% | 40.48
90171 | Sony | VDA-455SMB-IP | SURFACE MOUNT BOX FOR FLEXIDOME-IP MODELS | Ea |  | 1 Year (5 Years) | 53.5 | 8% | 49.22
90172 | Sony | VDA-455TBL | TINTED DOME, FOR FLEXIDOME SERIES | Ea |  | 1 Year (5 Years) | 33.3 | 8% | 30.636
90173 | Sony | VDA-455UTP | BNC TO UTP TRANSCEIVER MODULE | Ea |  | 1 Year (5 Years) | 60.7 | 8% | 55.844
90174 | Sony | VDA-70112-PMT | PENDANT PIPE MOUNT BRACKET for FLEXIDOME IP PANORAMIC 7000 MP | Ea |  | 1 Year (5 Years) | 59.5 | 8% | 54.74
90175 | Sony | VDA-70112-SMB | SURFACE MOUNT BOX for FLEXIDOME IP PANORAMIC 7000 MP | Ea |  | 1 Year (5 Years) | 53.5 | 8% | 49.22
90176 | Sony | VDA-832FHD-PMT | PENDANT PIPE MOUNT FOR FLEXIDOME IP 7000 RD | Ea |  | 1 Year (5 Years) | 66.6 | 8% | 61.272
90177 | Sony | VDA-832FHD-WMT | WALL MOUNT FOR FLEXIDOME IP 7000 RD | Ea |  | 1 Year (5 Years) | 66.6 | 8% | 61.272
90178 | Sony | VDA-AD-JNB | JUNCTION BOX WITHOUT POWER SUPPLY AUTODOME IP 5000 HD AND AUTODOME IP 5000 IR CAMERAS | Ea |  | 1 Year (5 Years) | 97.5 | 8% | 89.7
90179 | Sony | VDA-CMT-DOME | CORNER MOUNT FOR FLEXIDOME, CONCAVE | Ea |  | 1 Year (5 Years) | 104 | 8% | 95.68
90180 | Sony | VDA-CMT-PTZDOME | AUTODOME 5000 CORNER MOUNT BRACKET (ALSO REQUIRES VEZ-A5-WL PENDANT ARM) | Ea |  | 1 Year (5 Years) | 131 | 8% | 120.52
90181 | Sony | VDA-KIT-1 | INDOOR FLEXIDOME KIT, RETRO-FIT INTO PELCO DF5 HOUSING | Ea |  | 1 Year (5 Years) | 94 | 8% | 86.48
90182 | Sony | VDA-KIT-2 | INDOOR FLEXIDOME KIT RETRO-FIT VG4-VG5 | Ea |  | 1 Year (5 Years) | 84.6 | 8% | 77.832
90183 | Sony | VDA-PLEN-DOME | PLENUM-RATED IN-CEILING MOUNT KIT FOR IP FLEXIDOMES NDC-455, NDN-498, NDN-921, AND NIN SERIES; INCL ANALOG FLEXIDOMES VDC-455, VDC-485, VDN-498 SERIES | Ea |  | 1 Year (5 Years) | 91.5 | 8% | 84.18
90184 | Sony | VDA-PMT-AIDOME | INDOOR PIPE MOUNT FOR SELECTED FLEXIDOME ANALOG CAMERAS | Ea |  | 1 Year (5 Years) | 49.2 | 8% | 45.264
90185 | Sony | VDA-PMT-AODOME | OUTDOOR PIPE MOUNT FOR SELECTED FLEXIDOME CAMERAS | Ea |  | 1 Year (5 Years) | 53 | 8% | 48.76
90186 | Sony | VDA-PMTC-DOME | PENDANT PIPE CAP ONLY FOR FLEXIDOME | Ea |  | 1 Year (5 Years) | 42.7 | 8% | 39.284
90187 | Sony | VDA-PMT-DOME | PENDANT PIPE MOUNT FOR FLEXIDOME | Ea |  | 1 Year (5 Years) | 61.6 | 8% | 56.672
90188 | Sony | VDA-POMT-PTZDOME | AUTODOME 5000 POLE MOUNT BRACKET (ALSO REQUIRES VEZ-A5-WL PENDANT ARM) | Ea |  | 1 Year (5 Years) | 106 | 8% | 97.52
90189 | Sony | VDA-WMT-AIDOME | INDOOR WALL MOUNT FOR SELECTED FLEXIDOME ANALOG CAMERAS (MUST USE NDA-ADTVEZ-DOME ADAPTOR) | Ea |  | 1 Year (5 Years) | 44 | 8% | 40.48
90190 | Sony | VDA-WMT-AODOME | OUTDOOR WALL MOUNT FOR SELECTED FLEXIDOME CAMERAS | Ea |  | 1 Year (5 Years) | 47.6 | 8% | 43.792
90191 | Sony | VDA-WMT-DOME | WALL MOUNT FOR FLEXIDOME | Ea |  | 1 Year (5 Years) | 71.8 | 8% | 66.056
90192 | Sony | VDN-5085-V321 | FLEXIDOME 960H TRUE D/N WDR 2.8-10.5MM NTSC | Ea |  | 1 Year (5 Years) | 522 | 8% | 480.24
90193 | Sony | VDN-5085-V321S | FLEXIDOME 960H TRUE D/N WDR 2.8-10.5MM NTSC+SMB | Ea |  | 1 Year (5 Years) | 574 | 8% | 528.08
90194 | Sony | VDN-5085-V921 | FLEXIDOME 960H TRUE D/N WDR 9-22MM NTSC | Ea |  | 1 Year (5 Years) | 533 | 8% | 490.36
90195 | Sony | VDN-5085-V921S | FLEXIDOME 960H TRUE D/N WDR 9-22MM NTSC+SMB | Ea |  | 1 Year (5 Years) | 585 | 8% | 538.2
90196 | Sony | VDN-5085-VA21 | FLEXIDOME 960H TRUE D/N WDR 18-50MM NTSC | Ea |  | 1 Year (5 Years) | 657 | 8% | 604.44
90197 | Sony | VDN-5085-VA21S | FLEXIDOME 960H TRUE D/N WDR 18-50MM NTSC+SMB | Ea |  | 1 Year (5 Years) | 710 | 8% | 653.2
90198 | Sony | VER-L2R1-2 | DINION CAPTURE 5000 LICENSE PLATE READER WITH LED CAMERA, 12.5-21FT CAPTURE RANGE, NTSC, W/BRACKET | Ea |  | 1 Year (5 Years) | 1888 | 8% | 1736.96
90199 | Sony | VER-L2R2-2 | DINION CAPTURE 5000 LICENSE PLATE READER WITH LED CAMERA, 18-30FT CAPTURE RANGE, NTSC, W/BRACKET | Ea |  | 1 Year (5 Years) | 1888 | 8% | 1736.96
90200 | Sony | VER-L2R3-2 | DINION CAPTURE 5000 LICENSE PLATE READER WITH LED CAMERA, 26-45FT CAPTURE RANGE, NTSC, W/BRACKET | Ea |  | 1 Year (5 Years) | 1888 | 8% | 1736.96
90201 | Sony | VER-L2R4-2 | DINION CAPTURE 5000 LICENSE PLATE READER WITH LED CAMERA, 37-64FT CAPTURE RANGE, NTSC, W/BRACKET | Ea |  | 1 Year (5 Years) | 1888 | 8% | 1736.96
90202 | Sony | VER-L2R5-2 | DINION CAPTURE 5000 LICENSE PLATE READER WITH LED CAMERA, 54-92FT CAPTURE RANGE, NTSC, W/BRACKET | Ea |  | 1 Year (5 Years) | 1888 | 8% | 1736.96
90203 | Sony | VEZ-423-ECCS | AUTODOME 4000 MINI PTZ DOME 30X TRUE D/N, 960H, 720TVL SENSOR RESOLUTION, NTSC, INDOOR/OUTDOOR, CHARCOAL, ANALOG, CLEAR POLYCARBONATE BUBBLE; IP66; (PSU NOT INCLUDED; RECOMMENDED: UPA-2430-60 WITHOUT HEATER; VG4-A-PSU1 WITH HEATER; FOR COMPATIBLE MOUNTS SEE MOUNT MATRIX TAB) | Ea |  | 1 Year (5 Years) | 1012 | 8% | 931.04
90204 | Sony | VEZ-423-ECTS | AUTODOME 4000 MINI PTZ DOME 30X TRUE D/N, 960H, 720TVL SENSOR RESOLUTION, NTSC, INDOOR/OUTDOOR, CHARCOAL, ANALOG, TINTED POLYCARBONATE BUBBLE; IP66; (PSU NOT INCLUDED; RECOMMENDED: UPA-2430-60 WITHOUT HEATER; VG4-A-PSU1 WITH HEATER; FOR COMPATIBLE MOUNTS SEE MOUNT MATRIX TAB) | Ea |  | 1 Year (5 Years) | 1012 | 8% | 931.04
90205 | Sony | VEZ-423-EWCS | AUTODOME 4000 MINI PTZ DOME 30X TRUE D/N, 960H, 720TVL SENSOR RESOLUTION, NTSC, INDOOR/OUTDOOR, WHITE, ANALOG, CLEAR POLYCARBONATE BUBBLE; IP66; (PSU NOT INCLUDED; RECOMMENDED: UPA-2430-60 WITHOUT HEATER; VG4-A-PSU1 WITH HEATER; FOR COMPATIBLE MOUNTS SEE MOUNT MATRIX TAB) | Ea |  | 1 Year (5 Years) | 1012 | 8% | 931.04
90206 | Sony | VEZ-A2-JC | AUTODOME EASY II SURFACE MOUNT ADAPTER, CHARCOAL | Ea |  | 1 Year (5 Years) | 44 | 8% | 40.48
90207 | Sony | VEZ-A2-JW | AUTODOME EASY II SURFACE MOUNT ADAPTER, WHITE | Ea |  | 1 Year (5 Years) | 44 | 8% | 40.48
90208 | Sony | VEZ-A2-PC | AUTODOME EASY II PIPE MOUNT, CHARCOAL | Ea |  | 1 Year (5 Years) | 77.3 | 8% | 71.116
90209 | Sony | VEZ-A2-PW | INDOOR PIPE MOUNT FLEXIDOME IP indoor 4000 / 5000 (MUST USE NDA-ADTVEZ-DOME ADAPTOR), WHITE | Ea |  | 1 Year (5 Years) | 77.3 | 8% | 71.116
90210 | Sony | VEZ-A2-WC | AUTODOME EASY II WALL MOUNT, CHARCOAL | Ea |  | 1 Year (5 Years) | 100 | 8% | 92
90211 | Sony | VEZ-A2-WW | INDOOR WALL MOUNT FLEXIDOME IP indoor 4000 / 5000 (MUST USE NDA-ADTVEZ-DOME ADAPTOR), WHITE | Ea |  | 1 Year (5 Years) | 100 | 8% | 92
90212 | Sony | VEZ-A4-IC | IN-CEILING MOUNT FOR VEZ-400 | Ea |  | 1 Year (5 Years) | 82 | 8% | 75.44
90213 | Sony | VEZ-A4-PW | PENDANT PIPE MOUNT (MUST USE NDA-ADTVEZ-DOME ADAPTOR) AND VEZ-400, WHITE | Ea |  | 1 Year (5 Years) | 56.4 | 8% | 51.888
90214 | Sony | VEZ-A4-WC | WALL MOUNT FOR VEZ-400, CHARCOAL | Ea |  | 1 Year (5 Years) | 72.6 | 8% | 66.792
90215 | Sony | VEZ-A4-WW | PENDANT WALL MOUNT (MUST USE NDA-ADTVEZ-DOME ADAPTOR) AND VEZ-400, WHITE | Ea |  | 1 Year (5 Years) | 72.6 | 8% | 66.792
90216 | Sony | VG4-A-9541 | POLE MOUNT ADAPTER FOR AN AUTODOME IP 5000/7000 PENDAND ARM OR A DINION IMAGER; REQUIRES VDA-AD-JNB FOR USE WITH AUTODOME IP 5000; DESIGNED FOR POLES WITH A DIAMETER OF 100‑380 MM (4‑15 IN.); WHITE | Ea |  | 1 Year (5 Years) | 95.1 | 8% | 87.492
90217 | Sony | VG4-A-9542 | CORNER MOUNT ADAPTER FOR AUTODOME IP 5000/7000 PENDANT ARM OR A DINION IMAGER; REQUIRES VDA-AD-JNB FOR USE WITH AUTODOME IP 5000 | Ea |  | 1 Year (5 Years) | 95.1 | 8% | 87.492
90218 | Sony | VG4-A-9543 | AUTODOME PIPE MOUNT, WHITE | Ea |  | 1 Year (5 Years) | 93.9 | 8% | 86.388
90219 | Sony | VG4-A-PA0 | AUTODOME PENDANT ARM, 24 VAC (NO TRANSFORMER), WHITE | Ea |  | 1 Year (5 Years) | 176 | 8% | 161.92
90220 | Sony | VG4-A-PA1 | AUTODOME PENDANT ARM, 120 VAC, WHITE | Ea |  | 1 Year (5 Years) | 264 | 8% | 242.88
90221 | Sony | VG4-A-PSU0 | AUTODOME MODULAR (G5) REMOTE POWER UNIT, 24 VAC, NEMA, WHITE | Ea |  | 1 Year (5 Years) | 128 | 8% | 117.76
90222 | Sony | VG4-A-PSU1 | AUTODOME REMOTE POWER UNIT, 120 VAC (100W), NEMA, WHITE | Ea |  | 1 Year (5 Years) | 189 | 8% | 173.88
90223 | Sony | VG4-SFPSCKT | ETHERNET TO SFP INTERFACE KIT FOR AUTODOME IP AND MIC IP SERIES | Ea |  | 1 Year (5 Years) | 906 | 8% | 833.52
90224 | Sony | VG5-163-CT0 | 100 SERIES FIXED 5-50MM/COLOR, NTSC, IN-CEILING, ANALOG, POLYCARBONATE TINTED BUBBLE | Ea |  | 1 Year (5 Years) | 879 | 8% | 808.68
90225 | Sony | VG5-164-EC0 | 100 SERIES FIXED 5-50MM/DAY/NIGHT, NTSC, OUTDOOR PENDANT, ANALOG, CLEAR ACRYLIC BUBBLE | Ea |  | 1 Year (5 Years) | 364 | 8% | 334.88
90226 | Sony | VG5-624-ECS | 600 SERIES PTZ 36X DAY/NIGHT, NTSC, STD INDOOR/OUTDOOR PENDANT, ANALOG, CLEAR ACRYLIC BUBBLE | Ea |  | 1 Year (5 Years) | 2914 | 8% | 2680.88
90227 | Sony | VG5-7028-C2PT4 | AUTODOME 7000 IP 28X DAY/NIGHT IN-CEILING NTSC, TINTED ACRYLIC BUBBLE, HIGH PoE or 24VAC | Ea |  | 1 Year (5 Years) | 1118 | 8% | 1028.56
90228 | Sony | VG5-7130-CPT4 | AUTODOME IP STARLIGHT 7000 HD 720P 30X DAY/NIGHT IN-CEILING 50/60HZ, TINTED ACRYLIC BUBBLE, HIGH PoE or 24VAC | Ea |  | 1 Year (5 Years) | 1348 | 8% | 1240.16
90229 | Sony | VG5-7230-CPT5 | AUTODOME IP STARLIGHT 7000 HD 1080P 30X ULTRA LOW-LIGHT DAY/NIGHT IN-CEILING 50/60HZ, TINTED ACRYLIC BUBBLE, HIGH PoE or 24VAC | Ea |  | 1 Year (5 Years) | 3473 | 8% | 3195.16
90230 | Sony | VG5-7230-EPC5 | AUTODOME IP STARLIGHT 7000 HD 1080P 30X ULTRA LOW-LIGHT DAY/NIGHT INDOOR/OUTDOOR PENDANT 50/60HZ, CLEAR ACRYLIC BUBBLE, HIGH PoE or 24VAC | Ea |  | 1 Year (5 Years) | 3678 | 8% | 3383.76
90231 | Sony | VG5-7230-EPR5 | AUTODOME IP STARLIGHT 7000 HD 1080P 30X ULTRA LOW-LIGHT DAY/NIGHT INDOOR/OUTDOOR PENDANT 50/60HZ, CLEAR IK 10 BUBBLE, HIGH PoE or 24VAC | Ea |  | 1 Year (5 Years) | 3754 | 8% | 3453.68
90232 | Sony | VGA-BUBBLE-CCLA | AUTODOME IP IN-CEILING HIGH RES BUBBLE, CLEAR | Ea |  | 1 Year (5 Years) | 63 | 8% | 57.96
90233 | Sony | VGA-BUBBLE-CCLR | AUTODOME INCEIL CLEAR RUGGED POLYCARBONATE BUBBLE | Ea |  | 1 Year (5 Years) | 73.7 | 8% | 67.804
90234 | Sony | VGA-BUBBLE-CTIA | AUTODOME IP IN-CEILING HIGH RES BUBBLE, TINTED | Ea |  | 1 Year (5 Years) | 63 | 8% | 57.96
90235 | Sony | VGA-BUBBLE-CTIR | AUTODOME INCEIL TINTED RUGGED POLYCARBONATE BUBBLE | Ea |  | 1 Year (5 Years) | 73.7 | 8% | 67.804
90236 | Sony | VGA-BUBBLE-IK10 | AUTODOME PEND CLEAR HIGHRES IK10 RUGGED BUBBLE | Ea |  | 1 Year (5 Years) | 76.1 | 8% | 70.012
90237 | Sony | VGA-BUBBLE-PCLA | AUTODOME PEND CLEAR HIGHRES ACRYLIC BUBBLE | Ea |  | 1 Year (5 Years) | 73.7 | 8% | 67.804
90238 | Sony | VGA-BUBBLE-PCLR | AUTODOME PEND CLEAR RUGGED POLYCARBONATE BUBBLE | Ea |  | 1 Year (5 Years) | 73.7 | 8% | 67.804
90239 | Sony | VGA-BUBBLE-PTIA | AUTODOME PEND TINTED HIGHRES ACRYLIC BUBBLE | Ea |  | 1 Year (5 Years) | 73.7 | 8% | 67.804
90240 | Sony | VGA-BUBBLE-PTIR | AUTODOME PEND TINTED RUGGED POLYCARBONATE BUBBLE | Ea |  | 1 Year (5 Years) | 73.7 | 8% | 67.804
90241 | Sony | VGA-BUBHD-CCLA | AUTODOME HD IN-CEILING HIGH RES BUBBLE, CLEAR | Ea |  | 1 Year (5 Years) | 96.4 | 8% | 88.688
90242 | Sony | VGA-BUBHD-CTIA | AUTODOME HD IN-CEILING HIGH RES BUBBLE, TINTED | Ea |  | 1 Year (5 Years) | 96.4 | 8% | 88.688
90243 | Sony | VGA-BUBLRG-CCLA | AUTODOME LARGE IN-CEILING CAN HIGH RES BUBBLE, CLEAR | Ea |  | 1 Year (5 Years) | 63 | 8% | 57.96
90244 | Sony | VGA-BUBLRG-CTIA | AUTODOME LARGE IN-CEILING CAN HIGH RES BUBBLE, TINTED | Ea |  | 1 Year (5 Years) | 63 | 8% | 57.96
90245 | Sony | VGA-FIBER-AN | AUTODOME ANALOG MULTIMODE FIBER KIT | Ea |  | 1 Year (5 Years) | 1945 | 8% | 1789.4
90246 | Sony | VGA-IC-SP | SUSPENSION CEILING SUPPORT KIT- 7 IN. DI | Ea |  | 1 Year (5 Years) | 55.9 | 8% | 51.428
90247 | Sony | VGA-IP54K-IC | AUTODOME IN-CEILING IP54 RATING KIT | Ea |  | 1 Year (5 Years) | 40.4 | 8% | 37.168
90248 | Sony | VGA-PEND-ARM | AUTODOME PENDANT ARM WITH WIRING | Ea |  | 1 Year (5 Years) | 289 | 8% | 265.88
90249 | Sony | VGA-PEND-WPLATE | AUTODOME PENDANT ARM WALL PLATE 24VAC | Ea |  | 1 Year (5 Years) | 91.5 | 8% | 84.18
90250 | Sony | VGA-ROOF-MOUNT | AUTODOME ROOF PARAPET MOUNT | Ea |  | 1 Year (5 Years) | 283 | 8% | 260.36
90251 | Sony | VGA-SBOX-COVER | AUTODOME POWER SUPPLY BOX COVER | Ea |  | 1 Year (5 Years) | 54.7 | 8% | 50.324
90252 | Sony | VIP-VJTXF-RMK | RACK-MOUNT KIT 5X VIP-X1XF OR 3X VJT-XF | Ea |  | 1 Year (5 Years) | 100 | 8% | 92
90253 | Sony | VJC-7000-90 | VIDEOJET CONNECT 7000 NETWORK POWER SUPPLY; INCL (1) HPOE NETWORK CONNECTION, (2) STANDARD NETWORK INTERFACES FOR CONNECTIONS TO ADDITIONAL IP DEVICES, (1) SLOT FOR A COMPACTFLASH (CF) MEMORY CARD, (2) SLOTS FOR USE WITH SFP-BASED FIBER OPTIC MODULES, ALARM/WASHER CONTROL INTERFACES, AND AUDIO I/O | Ea |  | 1 Year (5 Years) | 1770 | 8% | 1628.4
90254 | Sony | VJD-3000 | VIDEO JET 3000, SINGLE OUTPUT HD/SD H.264 DECODER; BI-DIRECTIONAL AUDIO; HDMI OR COMPOSITE VIDEO OUTPUT; SUPPORTS INTUIKEY KEYBOARD AND IP MATRIX (MVC-FIPM); INCL. PSU | Ea |  | 1 Year (5 Years) | 954 | 8% | 877.68
90255 | Sony | VJD-8000 | VIDEO JET 8000, HIGH PERFORMANCE WITH DUAL MINI DISPLAY-PORT OUTPUT; HD, 4K, UHD AND MP, H.264 DECODER BI-DIRECTIONAL AUDIO; INCL. EMBEDDED MONITOR WALL SOFTWARE AND PSU | Ea |  | 1 Year (5 Years) | 2319 | 8% | 2133.48
90256 | Sony | VJM-4016-US | HIGH-PERFORMANCE 16 CHANNEL ENCODER, H.264 HIGH PROFILE; DUAL STREAMING@30IPS; AUDIO; MOTION+; ISCSI RECORDING; US POWER CORD WITH IEC LOCK; 2 AUDIO IN, 1 AUDIO OUT; 4 ALARM INPUT, 1 RELAY OUT | Ea |  | 1 Year (5 Years) | 1520 | 8% | 1398.4
90257 | Sony | VKN-5085V4-20 | OUTDOOR PREPACKAGED CAMERA, DINION 960H, TRUE D/N, DWDR, 2.8 to 11MM, HSG w/HTR, BLWR, SS, 24VAC, 50/60Hz | Ea |  | 1 Year (5 Years) | 820 | 8% | 754.4
90258 | Sony | VP-CFGSFT | CONFIGURATION SOFTWARE FOR DOMES/CAMERAS USING BILINX INCLUDES VP-USB ADAPTOR | Ea |  | 1 Year (5 Years) | 440 | 8% | 404.8
90259 | Sony | VP-USB | BILINX TO USB ADAPTOR FOR USE WITH CONFIGURATION TOOL FOR DOMES/CAMERAS | Ea |  | 1 Year (5 Years) | 121 | 8% | 111.32
90260 | Sony | VTA-ADPO-2075 | CIRCULAR GANG BOX ADAPTOR PLATE FOR USE WITH 960H BULLET CAMERAS (VT*-407* AND VLR-4075) | Ea |  | 1 Year (5 Years) | 37.6 | 8% | 34.592
90261 | Sony | VTI-2075-F321 | OUTDOOR DAY/NIGHT IR BULLET CAMERA, 3.6MM, 960H, 720TVL SENSOR, NTSC, 12VDC, IP66 | Ea |  | 1 Year (5 Years) | 181 | 8% | 166.52
90262 | Southern MFG | CHARGER-KEY-USB-CABLE-94-0290 | Key Charger | Ea |  | 1 Year (7 Years) | 74.09 | 2% | 72.6082
90264 | Southern MFG | KEY-PROG-USB-S-EA-100109 | Key Programmer | Ea |  | 1 Year (7 Years) | 241.8 | 2% | 236.964
90265 | Southern MFG | KEY-S-EA-100156 | Electroinc Key | Ea |  | 1 Year (7 Years) | 103 | 2% | 100.94
90267 | Southern MFG | LOCK-DB-EA-100221 | Electroinc Cabinet Lock | Ea |  | 1 Year (7 Years) | 325 | 2% | 318.5
90269 | Southern MFG | SOUH-1RU8126MS-001 | ITS Commander Remote Power Manager | Ea |  | 1 Year (7 Years) | 1095 | 2% | 1073.1
90270 | Southern MFG | SOUH-NY-CE-01 | NY Custom Enclosure-1 | Ea |  | 1 Year (7 Years) | 1000 | 2% | 980
90271 | Southern MFG | SOUH-NY-CE-02 | NY Custom Enclosure-2 | Ea |  | 1 Year (7 Years) | 2000 | 2% | 1960
90272 | Southern MFG | SOUH-NY-CE-03 | NY Custom Enclosure-3 | Ea |  | 1 Year (7 Years) | 3000 | 2% | 2940
90273 | Southern MFG | SOUH-NY-CE-04 | NY Custom Enclosure-4 | Ea |  | 1 Year (7 Years) | 4000 | 2% | 3920
90274 | Southern MFG | SOUH-NY-CE-05 | NY Custom Enclosure-5 | Ea |  | 1 Year (7 Years) | 5000 | 2% | 4900
90275 | Southern MFG | SOUH-NY-CE-06 | NY Custom Enclosure-6 | Ea |  | 1 Year (7 Years) | 6000 | 2% | 5880
90276 | Southern MFG | SOUH-NY-CE-07 | NY Custom Enclosure-7 | Ea |  | 1 Year (7 Years) | 7000 | 2% | 6860
90277 | Southern MFG | SOUH-NY-CE-08 | NY Custom Enclosure-8 | Ea |  | 1 Year (7 Years) | 8000 | 2% | 7840
90278 | Southern MFG | SOUH-NY-CE-09 | NY Custom Enclosure-9 | Ea |  | 1 Year (7 Years) | 9000 | 2% | 8820
90279 | Southern MFG | SOUH-NY-CE-10 | NY Custom Enclosure-10 | Ea |  | 1 Year (7 Years) | 10000 | 2% | 9800
90280 | Southern MFG | SOUH-NY-CE-11 | NY Custom Enclosure-11 | Ea |  | 1 Year (7 Years) | 11000 | 2% | 10780
90281 | Southern MFG | SOUH-NY-CE-12 | NY Custom Enclosure-12 | Ea |  | 1 Year (7 Years) | 12000 | 2% | 11760
90282 | Southern MFG | SOUH-NY-CE-13 | NY Custom Enclosure-13 | Ea |  | 1 Year (7 Years) | 13000 | 2% | 12740
90283 | Southern MFG | SOUH-NY-CE-14 | NY Custom Enclosure-14 | Ea |  | 1 Year (7 Years) | 14000 | 2% | 13720
90284 | Southern MFG | SOUH-NY-CE-15 | NY Custom Enclosure-15 | Ea |  | 1 Year (7 Years) | 15000 | 2% | 14700
90285 | Southern MFG | SOUH-NY-CE-16 | NY Custom Enclosure-16 | Ea |  | 1 Year (7 Years) | 16000 | 2% | 15680
90286 | Southern MFG | SOUH-NY-CE-17 | NY Custom Enclosure-17 | Ea |  | 1 Year (7 Years) | 17000 | 2% | 16660
90287 | Southern MFG | SOUH-NY-CE-18 | NY Custom Enclosure-18 | Ea |  | 1 Year (7 Years) | 18000 | 2% | 17640
90288 | Southern MFG | SW-500301-3 | Access Control Software (Cloud Based) | Ea |  | 1 Year (7 Years) | 1976 | 2% | 1936.48
90289 | Southern MFG | SW-600901 | Access Control Software (User Hosted) | Ea |  | 1 Year (7 Years) | 16220 | 2% | 15895.6
90290 | TransCore | 4800 | Encompass 4 and 4800 (part number 30-0021-005) | Each |  | 1 Year | 750 | 5% | 712.5
90291 | TransCore | 5800 | Encompass 5 and 5800 (part number 30-0021-005) | Each |  | 1 Year | 3000 | 5% | 2850
90292 | TransCore | 10-4002-001 | Encompass 4, Super eGo (SeGo) protocol, RS232 (Not for sale, use, or distribution in the state of Florida) | Each |  | 1 Year | 5200 | 5% | 4940
90293 | TransCore | 10-4002-002 | Encompass 4, Super eGo (SeGo)/ATA protocols, RS232 (Not for sale, use, or distribution in the state of Florida) | Each |  | 1 Year | 5300 | 5% | 5035
90294 | TransCore | 10-4002-003 | Encompass 4, Super eGo (SeGo)/eGo protocols, RS232 (Not for sale, use, or distribution in the state of Florida) | Each |  | 1 Year | 5300 | 5% | 5035
90295 | TransCore | 10-4002-004 | Encompass 4, Super eGo (SeGo)/IAG protocols, RS232 (Not for sale, use, or distribution in the state of Florida) | Each |  | 1 Year | 5300 | 5% | 5035
90296 | TransCore | 10-4002-008 | SmartPass 4, ATA protocol, RS232 | Each |  | 1 Year | 5200 | 5% | 4940
90297 | TransCore | 10-4002-009 | Encompass 4, eGo/ATA protocols, RS232 | Each |  | 1 Year | 5300 | 5% | 5035
90298 | TransCore | 10-4002-010 | Encompass 4, ATA/IAG protocols, RS232 | Each |  | 1 Year | 5300 | 5% | 5035
90299 | TransCore | 10-4002-019 | Encompass 4, IAG protocol, RS232 | Each |  | 1 Year | 5200 | 5% | 4940
90300 | TransCore | 10-4004-001 | Encompass 4, Super eGo (SeGo) protocol, RS422 (Not for sale, use, or distribution in the state of Florida) | Each |  | 1 Year | 5200 | 5% | 4940
90301 | TransCore | 10-4004-002 | Encompass 4, Super eGo (SeGo)/ATA protocols, RS422 (Not for sale, use, or distribution in the state of Florida) | Each |  | 1 Year | 5300 | 5% | 5035
90302 | TransCore | 10-4004-003 | Encompass 4, Super eGo (SeGo)/eGo protocols, RS422 (Not for sale, use, or distribution in the state of Florida) | Each |  | 1 Year | 5300 | 5% | 5035
90303 | TransCore | 10-4004-004 | Encompass 4, Super eGo (SeGo)/IAG protocols, RS422 (Not for sale, use, or distribution in the state of Florida) | Each |  | 1 Year | 5300 | 5% | 5035
90304 | TransCore | 10-4004-008 | SmartPass 4, ATA protocol, RS422 | Each |  | 1 Year | 5200 | 5% | 4940
90305 | TransCore | 10-4004-009 | Encompass 4, eGo/ATA protocols, RS422 | Each |  | 1 Year | 5300 | 5% | 5035
90306 | TransCore | 10-4004-010 | Encompass 4, ATA/IAG protocols, RS422 | Each |  | 1 Year | 5300 | 5% | 5035
90307 | TransCore | 10-4004-019 | Encompass 4, IAG protocol, RS422 | Each |  | 1 Year | 5200 | 5% | 4940
90308 | TransCore | 10-4012-001 | Encompass 4, Super eGo (SeGo) protocol, RS232 (Not for sale, use, or distribution in the state of Florida) | Each |  | 1 Year | 5100 | 5% | 4845
90309 | TransCore | 10-4012-002 | Encompass 4, Super eGo (SeGo)/ATA protocol, RS232 (Not for sale, use, or distribution in the state of Florida) | Each |  | 1 Year | 5200 | 5% | 4940
90310 | TransCore | 10-4012-003 | Encompass 4, Super eGo (SeGo)/eGo protocols, RS232 (Not for sale, use, or distribution in the state of Florida) | Each |  | 1 Year | 5200 | 5% | 4940
90311 | TransCore | 10-4012-004 | Encompass 4, Super eGo (SeGo)/IAG protocols, RS232 (Not for sale, use, or distribution in the state of Florida) | Each |  | 1 Year | 5200 | 5% | 4940
90312 | TransCore | 10-4012-008 | SmartPass 4, ATA protocol, RS232 | Each |  | 1 Year | 5100 | 5% | 4845
90313 | TransCore | 10-4012-009 | Encompass 4, eGo/ATA protocols, RS232 | Each |  | 1 Year | 5200 | 5% | 4940
90314 | TransCore | 10-4012-010 | Encompass 4, ATA/IAG protocols, RS232 | Each |  | 1 Year | 5200 | 5% | 4940
90315 | TransCore | 10-4012-019 | Encompass 4, IAG protocol, RS232 | Each |  | 1 Year | 5100 | 5% | 4845
90316 | TransCore | 10-4014-001 | Encompass 4, Super eGo (SeGo) protocol, RS422 (Not for sale, use, or distribution in the state of Florida) | Each |  | 1 Year | 5100 | 5% | 4845
90317 | TransCore | 10-4014-002 | Encompass 4, Super eGo (SeGo)/ATA protocol, RS422 (Not for sale, use, or distribution in the state of Florida) | Each |  | 1 Year | 5200 | 5% | 4940
90318 | TransCore | 10-4014-003 | Encompass 4, Super eGo (SeGo)/eGo protocols, RS422 (Not for sale, use, or distribution in the state of Florida) | Each |  | 1 Year | 5200 | 5% | 4940
90319 | TransCore | 10-4014-004 | Encompass 4, Super eGo (SeGo)/IAG protocols, RS422 (Not for sale, use, or distribution in the state of Florida) | Each |  | 1 Year | 5200 | 5% | 4940
90320 | TransCore | 10-4014-008 | SmartPass 4, ATA protocol, RS422 | Each |  | 1 Year | 5100 | 5% | 4845
90321 | TransCore | 10-4014-009 | Encompass 4, eGo/ATA protocols, RS422 | Each |  | 1 Year | 5200 | 5% | 4940
90322 | TransCore | 10-4014-010 | Encompass 4, ATA/IAG protocols, RS422 | Each |  | 1 Year | 5200 | 5% | 4940
90323 | TransCore | 10-4014-019 | Encompass 4, IAG protocol, RS422 | Each |  | 1 Year | 5100 | 5% | 4845
90324 | TransCore | 10-5001-YYY | Encompass 5, NEMA enclosure, two protocols | Each |  | 1 Year | 15000 | 5% | 14250
90325 | TransCore | 10-5001-YYY | Encompass 5, NEMA enclosure, one protocol | Each |  | 1 Year | 14000 | 5% | 13300
90326 | TransCore | 10-5002-YYY | Encompass 5, No NEMA enclosure, two protocols | Each |  | 1 Year | 13400 | 5% | 12730
90327 | TransCore | 10-5002-YYY | Encompass 5, No NEMA enclosure, one protocol | Each |  | 1 Year | 12400 | 5% | 11780
90328 | TransCore | 12-3100-001 | Antenna, Yagi 915 MHz without checktag | Each |  | 1 Year | 354.6 | 5% | 336.87
90329 | TransCore | 12-3100-001 | Antenna, Yagi 915 MHz without checktag | Each |  | 1 Year | 265 | 5% | 251.75
90330 | TransCore | 12-3110-002/101 | Antenna, Parapanel 915 MHz without checktag | Each |  | 1 Year | 1800 | 5% | 1710
90331 | TransCore | 12-3110-002/101 | Antenna, Parapanel 915 MHz without checktag | Each |  | 1 Year | 1800 | 5% | 1710
90332 | TransCore | 12-3140-001 | Antenna, PCB Log Periodic 915 MHz without checktag | Each |  | 1 Year | 385 | 5% | 365.75
90333 | TransCore | 12-3140-001 | Antenna, PCB Log Periodic 915 MHz without checktag | Each |  | 1 Year | 385 | 5% | 365.75
90334 | TransCore | 12-3152-004 | Antenna, Universal Toll antenna without checktag | Each |  | 1 Year | 1200 | 5% | 1140
90335 | TransCore | 12-3152-004 | Antenna, Universal Toll antenna without checktag | Each |  | 1 Year | 1200 | 5% | 1140
90336 | TransCore | 12-3152-004 | Universal Toll Antenna (UTA) | Each |  | 1 Year | 1200 | 5% | 1140
90337 | TransCore | 12-3153-001 | Antenna, Beacon 915 MHz, without checktag | Each |  | 1 Year | 1275 | 5% | 1211.25
90338 | TransCore | 13-0711-902 | eGo Plus License Plate Tag (LPT) Full-frame, 915 MHz, beam, black only. For use in access control applications only. | Each |  | 1 Year | 30 | 5% | 28.5
90339 | TransCore | 13-0711-951 | eGo Plus Access Control License Plate Tag (LPT) Half-frame, 915 MHz, beam, black only. For use in access control applications only. | Each |  | 1 Year | 28 | 5% | 26.6
90340 | TransCore | 13-3250-001 | eGo Plus Micro Mini Windshield Sticker Tag (WST) Half-frame, white only, includes standard labeling, bar code, and programming. Labeling includes date of manufacture and allows customers to specify control numbers, tag IDs, and customer names printed on the tag in a standard font. For use in access control applications only. | Each |  | 1 Year | 12.5 | 5% | 11.875
90341 | TransCore | 13-3290-001 | eGo Plus Micro MiniWindshield Sticker Tag (WST) Full-frame, white only, includes standard labeling, bar code, and programming. Labeling includes date of manufacture and allows customers to specify control numbers, tag IDs, and customer names printed on the tag in a standard font. For use in access control applications only. | Each |  | 1 Year | 12.5 | 5% | 11.875
90342 | TransCore | 13-5402-XXX | Access Control Tag Half-frame, factory programmed, 915 MHz, beam powered, interior vehicle window mounting, beige. Supports SeGo read/write protocol and read only ATA and eGo protocols. Specify Wiegand or ASCII factory programming, | Each |  | 1 Year | 29 | 5% | 27.55
90343 | TransCore | 13-5406-XXX | Access Control Tag Half-frame, factory programmed, dual band (915 MHz and 2450 MHz), 8 year battery, interior vehicle window mounting, light gray. Supports SeGo read/write protocol and read only ATA and eGo protocols. Specify Wiegand or ASCII factory programming. | Each |  | 1 Year | 42.9 | 5% | 40.755
90344 | TransCore | 13-5412-XXX | Transportation Tag Half frame, factory programmed, 915 MHz beam, metal mount, gray. Supports SeGo read/write protocol and read only ATA protocol. Specify Wiegand or ASCII factory programming. | Each |  | 1 Year | 40.2 | 5% | 38.19
90345 | TransCore | 13-5414-XXX | Transportation Tag - Programmed Half-frame, 915 MHz, Battery powered 8yr, metal mount, standard color gray. Supports SeGo read/write protocol and read only ATA protocol | Each |  | 1 Year | 56.2 | 5% | 53.39
90346 | TransCore | 13-5415-001 | Hardened Rail Tag - Half-Framed programmed, 915 MHz, beam powered, factory sealed hardened packaged(foam), metal mount surface, standard grey. Supports SeGo read/write protocol and read only ATA protocol. | Each |  | 1 Year | 53.25 | 5% | 50.5875
90347 | TransCore | 13-6000-001 | Check tag | Each |  | 1 Year | 700 | 5% | 665
90348 | TransCore | 13-6000-002 | Check tag standard | Each |  | 1 Year | 700 | 5% | 665
90349 | TransCore | 14-6000-001 | Antenna multiplexing | Each |  | 1 Year | 1000 | 5% | 950
90350 | TransCore | 15-0700-00X | Application Programming Interface (API)/Software Development Kit (SDK) and Tag Reader Demonstration Software - for CN3x Series mobile computers not purchased from TransCore. | Each |  | 1 Year | 525 | 5% | 498.75
90351 | TransCore | 20-2100-000 | Mobile Computer Accessory Kit, includes single dock/charger station, Ethernet module for dock/charger, power supply, power cord and Quick Start Guide (QSG). | Each |  | 1 Year | 327 | 5% | 310.65
90352 | TransCore | 20-2200-004 | Encompass 1i ATA Read Only RFID Scan Handle Kit, includes RFID scan handle, battery charger, battery with boot accessory, power supply, and power cord. Does not include API/SDK and tag reader demonstration software. | Each |  | 1 Year | 4634 | 5% | 4402.3
90353 | TransCore | 20-2200-136 | Encompass 1i SeGo/eGo®/ATA Read Only RFID Scan Handle Kit, includes RFID scan handle, battery charger, battery with booth accessory, power supply, and power cord. Does not include API/SDK and tag reader demonstration software. | Each |  | 1 Year | 5264 | 5% | 5000.8
90354 | TransCore | 20-5X16-004 | Encompass 1i ATA Read Only Handheld Reader Kit - includes: (1) Intermec CN3F mobile computer with 10-key numeric keypad or phone style numeric keypad or alphanumeric keypad, 1D/2D area imager (bar code reader), 802.11d world wide LAN; Bluetooth, and Windows Mobile (WM) 6.1 World Wide Edition (WWE) operating system. Must specify keypad required. (2) Preloaded Applications Programming Interface (API) and tag/reader demonstration software. (3) Software Development Kit (SDK), if required, is included but must be ordered separately. Each Encompass 1i requires one each of the following items listed below but must be ordered separately: (1) 20-2100-000 Mobile Computer Accessory Kit (2) 20-2200-004 ATA Read Only RFID Scan Handle Kit | Each |  | 1 Year | 4258 | 5% | 4045.1
90355 | TransCore | 20-5X16-136 | Encompass 1i SeGo/eGo®/ATA Read Only Handheld Reader Kit - includes: (1) Intermec CN3F mobile computer with 10-key numeric keypad or phone style numeric keypad or alphanumeric keypad, 1D/2D area imager (bar code reader), 802.11d world wide LAN; Bluetooth; and Windows Mobile (WM) 6.1 World Wide Edition (WWE) operating system. Must specify keypad required. (2) Preloaded Applications Programming Interface (API) and tag/reader demonstration software. (3) Software Development Kit (SDK), if required, is included but must be ordered separately. Each Encompass 1i requires one each of the following items listed below but must be ordered separately: (1) 20-2100-000 Mobile Computer Accessory Kit (2) 20-2200-136 SeGo/eGo/ATA Read Only RFID Scan Handle Kit | Each |  | 1 Year | 4990 | 5% | 4740.5
90356 | TransCore | 23-5000-001 | GPS (E5 only) | Each |  | 1 Year | 1250 | 5% | 1187.5
90357 | TransCore | 30-0021-001 | Silver Medallion Service (SLVD1) - Includes CN3F Mobile Computer and RFID Scan Handle above. 1 Year term. Depot level repair. Two business days turnaround time. Any keypad. Excludes WWAN configurations. Must be selected at time of purchase. | Each |  | 1 Year | 261 | 5% | 247.95
90358 | TransCore | 30-0021-002 | Silver Medallion Complete Service (SLVDC3) - Includes CN3F Mobile Computer and RFID Scan Handle above. Three year term. Depot level repair. Two business days turnaround time. Any keypad. Excludes WWAN configurations. No charge repair for any physical damage. Must be selected at time of purchase. | Each |  | 1 Year | 729 | 5% | 692.55
90359 | TransCore | 30-0021-005 | Extended Equipment Services is an optional feature that, if purchased, becomes effective immediately upon expiration of TransCore's standard, one (1) year factory warranty and covers years two (2) through five (5). Election must be made at the time of reader purchase. After the reader has been shipped or installed, Extended Equipment Services is no longer are available. | Each |  | 1 Year | 750 | 5% | 712.5
90360 | TransCore | 54-1620-001 | Wall mount bracket kit | Each |  | 1 Year | 80 | 5% | 76
90361 | TransCore | 58-1620-001 | Interface Cable, 5 foot, with connector | Each |  | 1 Year | 130 | 5% | 123.5
90362 | TransCore | 58-1620-002 | Interface Cable, 20 foot, with connector | Each |  | 1 Year | 200 | 5% | 190
90363 | TransCore | 58-1620-006 | Interface Cable, 35 foot, with connector | Each |  | 1 Year | 266 | 5% | 252.7
90364 | TransCore | 68-6000-001 | NEMA Enclosure (if ordered separately) | Each |  | 1 Year | 1600 | 5% | 1520
90365 | TransCore | 73-0001-003 | Double-Sided Tape for TollTags (material only) | Each |  | 1 Year | 1 | 5% | 0.95
90366 | TransCore | 73-0009-000 | Hook and Loop for TollTags (material only) | Each |  | 1 Year | 1 | 5% | 0.95
90367 | TransCore | 76-1620-005 | Transformer, 110VAC - 18VAC | Each |  | 1 Year | 27 | 5% | 25.65
90368 | TransCore | 76-1620-006 | Transformer, 12VAC to 18 VAC | Each |  | 1 Year | 27 | 5% | 25.65
90369 | TransCore | 76-1620-008 | Transformer, 220VAC to 18 VAC | Each |  | 1 Year | 150 | 5% | 142.5
90370 | TransCore | 77-6000-001 | Digital I/O | Each |  | 1 Year | 150 | 5% | 142.5
90371 | TransCore | 87001-01 | Hook and loop, factory applied | Each |  | 1 Year | 2 | 5% | 1.9
90372 | TransCore | 87012-02 | Double-sided tape, factory applied | Each |  | 1 Year | 2 | 5% | 1.9
90373 | Tripplite | 602 | Relocateable Power Taps, 5 outlets, 6' cord, Metal-Receptacle Series, no switch. Blue/Gray Color w/tabs | EA |  | 1 Year (Limited Lifetime) | 33.3 | 5% | 31.635
90374 | Tripplite | 0DT23010 | Tripp Lite Minicom Mini KVM Console Switch Extender USB Kit TAA GSA | EA |  | 1 Year (3 Years) | 208 | 5% | 197.6
90375 | Tripplite | 0DT60001 | Tripp Lite Minicom KVM Extender USB local port + 2-Port KVM TAA GSA | EA |  | 1 Year (3 Years) | 352 | 5% | 334.4
90376 | Tripplite | 0DT60001-AC-INT | External Power Supply Kit for Minicom 0DT60001 KVM Extender Kit | EA |  | 1 Year (3 Years) | 25.6 | 5% | 24.32
90377 | Tripplite | 0DT60002 | Tripp Lite Minicom PS2 to USB Converter for KVM Switch & Extender TAA GSA | EA |  | 1 Year (3 Years) | 113.6 | 5% | 107.92
90378 | Tripplite | 0SU22182 | Tripp Lite Minicom SMART 116 SPU 16-Port Cat5 KVM Switch PS/2 1URM TAA GSA | EA |  | 1 Year (3 Years) | 765.18 | 5% | 726.921
90379 | Tripplite | 0SU51011 | Minicom USB Remote Unit for Phantom Specter KVM Switch TAA GSA | EA |  | 1 Year (3 Years) | 317.01 | 5% | 301.1595
90380 | Tripplite | 0SU51012 | Minicom PS/2 Remote Unit for Phantom Specter KVM Switch TAA GSA | EA |  | 1 Year (3 Years) | 205.5 | 5% | 195.225
90381 | Tripplite | 0SU51068 | Tripp Lite Minicom SMART IP Access 2-Port Remote KVM Over IP NIC TAA GSA | EA |  | 1 Year (3 Years) | 720 | 5% | 684
90382 | Tripplite | 2-9USTAND | Tripp Lite Upright Tower Conversion Kit for 2URM to 9URM Rackmount UPS | EA |  | 1 Year (2 Years) | 99.5 | 5% | 94.525
90383 | Tripplite | 2POSTRMKITHD | Tripp Lite 2-Post RM Kit for 3U and Larger UPS, Transformer, Battery Pack | EA |  | 1 Year (Limited Lifetime) | 150 | 5% | 142.5
90384 | Tripplite | 2POSTRMKITWM | Tripp Lite 2-Post Rackmount / Wallmount Installation Kit Select UPS | EA |  | 1 Year (Limited Lifetime) | 105 | 5% | 99.75
90385 | Tripplite | 3SP | Tripp Lite Waber Power Strip Metal 5-15R 3 Outlet 5-15P 6ft Cord | EA |  | 1 Year (Limited Lifetime) | 29.7 | 5% | 28.215
90386 | Tripplite | 3SP9 | Waber Industrial Power Strip Metal 5-15R 3 Outlet 5-15P 9' Cord | EA |  | 1 Year (Limited Lifetime) | 36 | 5% | 34.2
90387 | Tripplite | 48VDCSPLITTER | Y Splitter Cable for Battery Packs Blue 175A DC 1ft | EA |  | 1 Year | 162 | 5% | 153.9
90388 | Tripplite | 4POSTRAILKIT | Tripp Lite 4-Post Rackmount Installation Kit Select Rackmount UPS | EA |  | 1 Year (5 Years) | 95.4 | 5% | 90.63
90389 | Tripplite | 4POSTRAILKIT1U | Universal Adjustable Rack Enclosure Server Cabinet Shelf Kit 1U | EA |  | 1 Year (5 Years) | 75.6 | 5% | 71.82
90390 | Tripplite | 4POSTRAILKITHD | Universal Heavy Duty Rack Enclosure Server Cabinet Shelf Kit | EA |  | 1 Year (5 Years) | 133.2 | 5% | 126.54
90391 | Tripplite | 4POSTRAILKITWM | 4-Post Rack-Mount Shelf Kit Universal for Wallmount Racks 1U | EA |  | 1 Year (5 Years) | 63 | 5% | 59.85
90392 | Tripplite | 4POSTRAILSM | 4-Post Rack Server Cabinet Installation Kit For Rack Mount UPS | EA |  | 1 Year (5 Years) | 57.6 | 5% | 54.72
90393 | Tripplite | 4SPDX | Relocateable Power Taps, 4 outlets, 6' cord, Metal-Duplex Series, master switch pilot light. Beige Color w/o tabs | EA |  | 1 Year (Limited Lifetime) | 32.4 | 5% | 30.78
90394 | Tripplite | 602-15 | Tripp Lite Waber Power Strip Metal 5-15R 5 Outlet 5-15P 15ft Cord | EA |  | 1 Year (Limited Lifetime) | 43.2 | 5% | 41.04
90395 | Tripplite | 6NX-6 | Relocateable Power Taps, 6 outlets, 6' cord, Metal-Duplex Series, master on/off switch. Beige Color w/o tabs | EA |  | 1 Year (Limited Lifetime) | 27 | 5% | 25.65
90396 | Tripplite | 6SP | Tripp Lite Waber Power Strip Metal 5-15R 6 Outlet 5-15P 6ft Cord | EA |  | 1 Year (Limited Lifetime) | 42.3 | 5% | 40.185
90397 | Tripplite | 6SPDX | Tripp Lite Waber Power Strip Metal 5-15R 6 Outlet 5-15P 6ft Cord | EA |  | 1 Year (Limited Lifetime) | 34.2 | 5% | 32.49
90398 | Tripplite | 6SPDX-15 | Tripp Lite Waber Power Strip Metal 5-15R 6 Outlet 5-15P 15ft Cord | EA |  | 1 Year (Limited Lifetime) | 43.2 | 5% | 41.04
90399 | Tripplite | 98-121 | Tripp Lite 12V 75 AH Sealed Maintenance-Free Battery for Inverter / Charger | EA |  | 1 Year | 711 | 5% | 675.45
90400 | Tripplite | A008-000-KJ | Tripp Lite Component Video Keystone Snap-In Module Kit Red, Green, Blue | EA |  | 1 Year (Limited Lifetime) | 15.17 | 5% | 14.4115
90401 | Tripplite | A008-006 | Tripp Lite 6ft Home Theater Component Video Gold Coax Cable 3 x RCA M/M 6' | EA |  | 1 Year (Limited Lifetime) | 16.56 | 5% | 15.732
90402 | Tripplite | A020-000-KJ | Tripp Lite Composite Video and Red/White/Yellow Audio Keystone Snap-in Kit | EA |  | 1 Year (Limited Lifetime) | 15.17 | 5% | 14.4115
90403 | Tripplite | A050-000-KJ | Tripp Lite 2 Piece Audio Keystone Snap-In Module Wallplate Kit Red, White | EA |  | 1 Year (Limited Lifetime) | 10.21 | 5% | 9.6995
90404 | Tripplite | A050-000-ST-KJ | RCA Female Audio to Screw Terminal Keystone Jack Kit Red/White | EA |  | 1 Year (Limited Lifetime) | 11.03 | 5% | 10.4785
90405 | Tripplite | A060-006 | Tripp Lite 6ft Home Theater RF Digital Coax Gold Audio Cable RCA M/M 6' | EA |  | 1 Year (Limited Lifetime) | 6.07 | 5% | 5.7665
90406 | Tripplite | A060-012 | Tripp Lite 12ft Home Theater RF Digital Coax Gold Audio Cable RCA M/M 12' | EA |  | 1 Year (Limited Lifetime) | 9.66 | 5% | 9.177
90407 | Tripplite | A102-01M | Tripp Lite 1M Home Theater 3' Toslink Digital Optical Audio Cable 3ft | EA |  | 1 Year (Limited Lifetime) | 7.72 | 5% | 7.334
90408 | Tripplite | A102-02M | Tripp Lite 2M Home Theater 6' Toslink Digital Optical Audio Cable 6ft | EA |  | 1 Year (Limited Lifetime) | 9.66 | 5% | 9.177
90409 | Tripplite | A102-02M-THIN | Ultra Thin Toslink Digital Optical SPDIF Audio Cable M/M 2M 6ft | EA |  | 1 Year (Limited Lifetime) | 8.28 | 5% | 7.866
90410 | Tripplite | A102-03M | Tripp Lite 3M Home Theater 9' Toslink Digital Optical Audio Cable 9ft | EA |  | 1 Year (Limited Lifetime) | 11.03 | 5% | 10.4785
90411 | Tripplite | A102-03M-THIN | Ultra Thin Toslink Digital Optical SPDIF Audio Cable M/M 3M 10ft | EA |  | 1 Year (Limited Lifetime) | 11.03 | 5% | 10.4785
90412 | Tripplite | A102-04M | Digital Optical Audio Cable, 2x Toslink, 12' | EA |  | 1 Year (Limited Lifetime) | 13.79 | 5% | 13.1005
90413 | Tripplite | A104-02M | Ultra Thin Toslink to Mini Toslink Digital SPDIF Audio Cable 2M | EA |  | 1 Year (Limited Lifetime) | 11.03 | 5% | 10.4785
90414 | Tripplite | A104-03M | Ultra Thin Toslink to Mini Toslink Digital SPDIF Audio Cable 3M | EA |  | 1 Year (Limited Lifetime) | 13.79 | 5% | 13.1005
90415 | Tripplite | A200-006 | Tripp Lite 6ft Home Theater RG59 Coax Cable with F-Type Connectors 6' | EA |  | 1 Year (Limited Lifetime) | 6.9 | 5% | 6.555
90416 | Tripplite | A200-012 | Tripp Lite 12ft Home Theater RG59 Coax Cable with F-Type Connectors 12' | EA |  | 1 Year (Limited Lifetime) | 10.48 | 5% | 9.956
90417 | Tripplite | A224-01K-BK | 1000ft RG6/U Quad Shield CMR Rated Coaxial Cable Black 1000' | EA |  | 1 Year (Limited Lifetime) | 262.07 | 5% | 248.9665
90418 | Tripplite | A224-01K-WH | 1000ft RG6/U Quad Shield CMR Rated Coaxial Cable White 1000' | EA |  | 1 Year (Limited Lifetime) | 262.07 | 5% | 248.9665
90419 | Tripplite | A230-001-KP | BNC Keystone Panel Mount Coupler All-in-One Coaxial F/F 75 Ohms | EA |  | 1 Year (Limited Lifetime) | 11.04 | 5% | 10.488
90420 | Tripplite | APS INT2012 | 2000 continuous watts 3000 overpower watts 4000 doubleboost watts Hardwired 2000VA, 12V DC, RJ45 remote port. 60/15-amp (selectable) regulated charger. | EA |  | 1 Year | 1149.5 | 5% | 1092.025
90421 | Tripplite | APS INT2424 | 2400 continuous watts 3600 overpower watts 4800 doubleboost watts Hardwired 2400VA, 24V DC, RJ45 remote port. 30/7.5-amp (selectable) regulated charger. | EA |  | 1 Year | 1292 | 5% | 1227.4
90422 | Tripplite | APS1012SW | 1000W 12V Inverter / Charger Pure Sine Wave 120V 4A/40A Hardwire | EA |  | 1 Year | 756 | 5% | 718.2
90423 | Tripplite | APS1250 | Tripp Lite Inverter / Charger 1250W 12V DC to 120V AC 30A 5-15R 2 Outlet | EA |  | 1 Year | 741.6 | 5% | 704.52
90424 | Tripplite | APS2012 | Tripp Lite Inverter / Charger 2000W 12V DC to 120V AC 25A/100A Hardwire | EA |  | 1 Year | 1089 | 5% | 1034.55
90425 | Tripplite | APS2012SW | 2000W 12V Inverter / Charger Pure Sine Wave 120V 8A/80A Hardwire | EA |  | 1 Year | 1098 | 5% | 1043.1
90426 | Tripplite | APS2424 | Tripp Lite Inverter / Charger 2400W 24V DC to 120V AC 14A / 55A Hardwire | EA |  | 1 Year | 1224 | 5% | 1162.8
90427 | Tripplite | APS2448UL | Tripp Lite Inverter / Charger 2400W 48V DC to 120V AC 15A Hardwire UL rated | EA |  | 1 Year | 1261.8 | 5% | 1198.71
90428 | Tripplite | APS3636VR | 36V DC to AC Inverter with Automatic Line-to-Battery 30amp Charger 3600 continuous wattage 5400 overpower wattage 7200 doubleboost wattage Hardwired | EA |  | 1 Year | 1531.8 | 5% | 1455.21
90429 | Tripplite | APS700HF | 12V DC to AC Compact Inverter with Automatic Line-to-Battery 20amp Charger 700 continuous wattage 1050 overpower wattage 1400 doubleboost wattage 1 ac outlets | EA |  | 1 Year | 324 | 5% | 307.8
90430 | Tripplite | APS750 | Tripp Lite Inverter / Charger 750W 12V DC to 120V AC 20A 5-15R 2 Outlet | EA |  | 1 Year | 538.2 | 5% | 511.29
90431 | Tripplite | APSINT3636VR | Tripp Lite International Inverter/Charger 3600W AVR 36VDC to 230VAC 30A HW | EA |  | 1 Year | 1616.9 | 5% | 1536.055
90432 | Tripplite | APSRM4 | Tripp Lite Remote Control for Inverter / Charger APS / PV models w/ RJ45 | EA |  | 1 Year | 178 | 5% | 169.1
90433 | Tripplite | APSRMSW | Remote Control for Sine Wave Inverter / Chargers | EA |  | 1 Year | 178 | 5% | 169.1
90434 | Tripplite | APSX1012SW | 1000W 12V International Inverter / Charger Pure Sine Wave 230V 4A/40A Hardwire | EA |  | 1 Year | 1421.2 | 5% | 1350.14
90435 | Tripplite | APSX1250 | 1250 continuous watts 1875 overpower watts 2500 doubleboost watts 2 ac outlets 1250VA, 12V DC, RJ45 remote port. 30/7.5-amp (selectable) regulated charger. | EA |  | 1 Year | 782.8 | 5% | 743.66
90436 | Tripplite | APSX2012SW | 2000W 12V International Inverter / Charger Pure Sine Wave 230V 8A/80A Hardwire | EA |  | 1 Year | 1596 | 5% | 1516.2
90437 | Tripplite | APSX3024SW | International Inverter / Charger 3000W 24V DC 230V AC 23/90A Hardwire | EA |  | 1 Year | 1881 | 5% | 1786.95
90438 | Tripplite | APSX4048SW | 4000W 48V Inverter Charger ATS Sine Wave 220V/230V/240V 1A/70A | EA |  | 1 Year | 4180 | 5% | 3971
90439 | Tripplite | APSX6048VRNET | International Inverter / Charger 6000W 48V DC 208V/230V AC 23/90A Hardwire | EA |  | 1 Year | 2861.4 | 5% | 2718.33
90440 | Tripplite | APSX750 | Tripp Lite 750W International Inverter / Charger 12VDC to 230VAC 5/20A C13 | EA |  | 1 Year | 528.2 | 5% | 501.79
90441 | Tripplite | AV2FP | Home Theater Isobar Flat Panel Surge w/ Coax & Network 2 outlets 5100 Joules | EA |  | 1 Year (Limited Lifetime) | 208 | 5% | 197.6
90442 | Tripplite | AV3500PC | Home Theater Isobar 1U RM Console Surge w/ Coax & DSL 8 outlets 5700 Joules | EA |  | 1 Year (Limited Lifetime) | 260.8 | 5% | 247.76
90443 | Tripplite | AV550SC | 550VA UPS Home Theater for Structured Wiring Enclosures 4 outlets | EA |  | 1 Year (Limited Lifetime) | 333 | 5% | 316.35
90444 | Tripplite | AV88SATG | Eco Green A/V Surge Protector RJ11 RJ45 Coax 8 Outlet 8ft Cord | EA |  | 1 Year (Limited Lifetime) | 51.2 | 5% | 48.64
90445 | Tripplite | AVR550U | Tripp Lite 550VA 300W UPS Desktop Battery Back Up AVR Compact 120V USB RJ11 | EA |  | 1 Year (3 Years) | 113.4 | 5% | 107.73
90446 | Tripplite | AVR650UM | 650VA 325W UPS Desktop Battery Back Up AVR 120V USB Muted Alarm | EA |  | 1 Year (3 Years) | 126 | 5% | 119.7
90447 | Tripplite | AVR700U | Tripp Lite 700VA 350W UPS Desktop Battery Back Up AVR Compact 120V USB RJ11 | EA |  | 1 Year (3 Years) | 120.6 | 5% | 114.57
90448 | Tripplite | AVR700UXRM | 700VA 350W UPS Desktop Battery Back Up AVR 120V USB Muted Alarm | EA |  | 1 Year (3 Years) | 127.8 | 5% | 121.41
90449 | Tripplite | AVR750U | Tripp Lite 750VA 450W UPS Desktop Battery Back Up AVR Compact 120V USB RJ11 | EA |  | 1 Year (3 Years) | 153.9 | 5% | 146.205
90450 | Tripplite | AVR750UTAA | 750VA 450W UPS Desktop Battery Back Up AVR 120V USB RJ11 TAA GSA | EA |  | 1 Year (3 Years) | 165.6 | 5% | 157.32
90451 | Tripplite | AVR900U | Tripp Lite 900VA 480W UPS Desktop Battery Back Up AVR Compact 120V USB RJ11 | EA |  | 1 Year (3 Years) | 163.8 | 5% | 155.61
90452 | Tripplite | AVRX550U | Tripp Lite 550VA 300W UPS International Battery Back Up AVR 230V RJ11 C13 | EA |  | 1 Year (2 Years) | 157.7 | 5% | 149.815
90453 | Tripplite | AVRX750U | 750VA International UPS System Low Profile Line-Interactive AVR 230V 6 Outlet - 750 VA 1 USB, Modem/Fax Protection | EA |  | 1 Year (2 Years) | 239.4 | 5% | 227.43
90454 | Tripplite | AVS30D | Automatic Voltage Switch Surge 230V International Hardwire | EA |  | 1 Year (7 Years) | 99.5 | 5% | 94.525
90455 | Tripplite | AVS5D | Automatic Volt Switch Surge Wallmount 230V International BS 1363 | EA |  | 1 Year | 37.5 | 5% | 35.625
90456 | Tripplite | B002-DUA4 | 4-Port Secure KVM Switch DVI / USB Audio NIAP EAL2 TAA GSA | EA |  | 1 Year (3 Years) | 779.2 | 5% | 740.24
90457 | Tripplite | B004-2DUA2-K | 2-Port Dual Monitor DVI KVM Switch Audio, USB 2.0 Hub, Cable TAA | EA |  | 1 Year (3 Years) | 560 | 5% | 532
90458 | Tripplite | B004-2DUA4-K | 4-Port Dual Monitor DVI KVM Switch Audio, USB 2.0 Hub, Cable TAA | EA |  | 1 Year (3 Years) | 880 | 5% | 836
90459 | Tripplite | B004-DP2UA2-K | 2-Port DisplayPort 1.2 KVM Switch USB Sharing 4K x2K 3840 x 2160 | EA |  | 1 Year (3 Years) | 272 | 5% | 258.4
90460 | Tripplite | B004-DPUA2-K | 2-port DisplayPort KVM Switch w Audio, Cables & USB 3.0 Hub | EA |  | 1 Year (3 Years) | 256 | 5% | 243.2
90461 | Tripplite | B004-DPUA4-K | 4-port DisplayPort KVM Switch w Audio, Cables & USB 3.0 Hub | EA |  | 1 Year (3 Years) | 512 | 5% | 486.4
90462 | Tripplite | B004-DUA2-HR-K | 2-Port DVI Dual-Link / USB KVM Switch w/ Audio & 2x 6ft Cables | EA |  | 1 Year (3 Years) | 336 | 5% | 319.2
90463 | Tripplite | B004-DUA2-K-R | 2 Port KVM Switch (DVI/USB), Desktop with Audio & Cables | EA |  | 1 Year (3 Years) | 164.8 | 5% | 156.56
90464 | Tripplite | B004-DUA4-HR-K | 4-Port DVI Dual-Link / USB KVM Switch w/ Audio & 4x 6ft Cables | EA |  | 1 Year (3 Years) | 496 | 5% | 471.2
90465 | Tripplite | B004-DUA4-K-R | 4-Port Compact KVM Switch DVI / USB w/ Audio & Cables | EA |  | 1 Year (3 Years) | 336 | 5% | 319.2
90466 | Tripplite | B004-VUA2-K-R | 2 Port KVM Switch (USB), Desktop with Audio & Cables | EA |  | 1 Year (3 Years) | 51.2 | 5% | 48.64
90467 | Tripplite | B006-VU4-R | 4-Port Desktop KVM Switch (USB) | EA |  | 1 Year (3 Years) | 136 | 5% | 129.2
90468 | Tripplite | B006-VUA4-K-R | 4-Port KVM Switch w Audio, 2-Port USB2.0 Hub, Included Cables | EA |  | 1 Year (3 Years) | 312 | 5% | 296.4
90469 | Tripplite | B007-008 | 8 Port KVM Switch, (w/On-Screen Display, PS/2) 1U Rackmount | EA |  | 1 Year (3 Years) | 320 | 5% | 304
90470 | Tripplite | B013-330 | Cat5 Console (PS/2 or USB) Extender - 330ft Range | EA |  | 1 Year (3 Years) | 288 | 5% | 273.6
90471 | Tripplite | B015-000 | Tripp Lite Compact USB to PS/2 Adapter Plug and Play Notebook / Desktop | EA |  | 1 Year (3 Years) | 15.2 | 5% | 14.44
90472 | Tripplite | B018-000-1P5 | Rackmount Rack Extension Bracket for Console KVM Switch 1U 1.5in | EA |  | 1 Year (3 Years) | 32 | 5% | 30.4
90473 | Tripplite | B019-000 | Two-Post Rackmount Bracket for B021 and B020 Series KVM Switch Consoles | EA |  | 1 Year (3 Years) | 102.4 | 5% | 97.28
90474 | Tripplite | B020-008-17 | 8 Port KVM Switch, 17 Inch Console (with built-in slide out keyboard and tilt-up console) 1U Rackmount | EA |  | 1 Year | 2100.8 | 5% | 1995.76
90475 | Tripplite | B020-016-17 | 16 Port KVM Switch, 17 Inch Console (with built-in slide out keyboard and tilt-up console) 1U Rackmount | EA |  | 1 Year | 2520 | 5% | 2394
90476 | Tripplite | B020-016-17-IP | NetDirector 17" Console KVM Switch w/IP - 16Port | EA |  | 1 Year | 4800 | 5% | 4560
90477 | Tripplite | B020-U08-19-IP | 8-Port Console IP KVM Switch 1U RM w/ 19" LCD | EA |  | 1 Year | 3680 | 5% | 3496
90478 | Tripplite | B020-U08-19-K | NetDirector 19in Console KVM with 8 USB/PS2 Combo Cable Kits - 8Port | EA |  | 1 Year | 2160 | 5% | 2052
90479 | Tripplite | B020-U08-19KTAA | 8-Port Rack Console KVM Switch 19" LCD PS2/USB Cable 1U TAA GSA | EA |  | 1 Year | 2240 | 5% | 2128
90480 | Tripplite | B020-U16-19-IP | Tripp Lite 16-Port KVM Switch Rack-Mount Console IP 1U w/ 19" LCD | EA |  | 1 Year | 3680 | 5% | 3496
90481 | Tripplite | B020-U16-19-K | NetDirector 19in Console KVM with 8 USB/PS2 Combo Cable Kits - 16Port | EA |  | 1 Year | 2720 | 5% | 2584
90482 | Tripplite | B021-000-17 | 1U Rackmount Console (with built-in slide-out keyboard/touch pad and tilt-up 17-inch LCD monitor.) | EA |  | 1 Year | 1072 | 5% | 1018.4
90483 | Tripplite | B021-000-19 | Rackmount Console with 19" LCD | EA |  | 1 Year | 1120 | 5% | 1064
90484 | Tripplite | B021-000-19-HD | Rackmount Console w/ 19" LCD & DVI or VGA Adapter 1URM TAA GSA | EA |  | 1 Year | 1392 | 5% | 1322.4
90485 | Tripplite | B021-000-19-HD2 | Rack Console 1URM DVI, VGA for KVM Switch, 19" LCD 1080p TAA | EA |  | 1 Year | 1440 | 5% | 1368
90486 | Tripplite | B021-000-19-SH | Short-Body Rackmount Console (1U) w 19" LCD | EA |  | 1 Year | 1600 | 5% | 1520
90487 | Tripplite | B022-002-KT-R | 2 Port KVM Switch, Desktop with two cables - PS/2 | EA |  | 1 Year | 68 | 5% | 64.6
90488 | Tripplite | B022-004-R | 4 Port KVM Switch - PS/2 | EA |  | 1 Year | 72 | 5% | 68.4
90489 | Tripplite | B022-U08 | 8-Port Rackmount KVM Switch w/ On Screen Display Steel 1U | EA |  | 1 Year | 512 | 5% | 486.4
90490 | Tripplite | B022-U08-IP | 8-Port Rackmount IP KVM Switch w/ On-Screen Display Steel 1URM | EA |  | 1 Year | 1152 | 5% | 1094.4
90491 | Tripplite | B022-U16-IP | 16-Port Rackmount IP KVM Switch w/ On-Screen Display Steel 1URM | EA |  | 1 Year | 1392 | 5% | 1322.4
90492 | Tripplite | B024-DUA8-DL | 8-Port KVM Switch DVI USB w/ Audio & USB Peripheral Sharing 1URM | EA |  | 1 Year | 1008 | 5% | 957.6
90493 | Tripplite | B024-DUA8-SL | 8-Port KVM Switch DVI/USB w Audio & Peripheral Sharing 1U 1080p | EA |  | 1 Year | 912 | 5% | 866.4
90494 | Tripplite | B030-008-17-IP | 8Port Rackmount Console HDMI KVM Switch 17" LCD IP Remote Access | EA |  | 1 Year | 4000 | 5% | 3800
90495 | Tripplite | B032-DUA2 | 2-Port USB / DVI KVM Switch Cable w/ Audio & Peripheral Sharing | EA |  | 1 Year (3 Years) | 128 | 5% | 121.6
90496 | Tripplite | B032-HUA2 | 2-Port KVM Switch w/ HDMI USB Audio Cables Peripheral Sharing | EA |  | 1 Year (3 Years) | 104 | 5% | 98.8
90497 | Tripplite | B032-VU1 | KVM Console to USB 2.0 Portable Laptop Crash Cart Adapter 1080p | EA |  | 1 Year (3 Years) | 536 | 5% | 509.2
90498 | Tripplite | B032-VU2 | 2-Port USB / VGA KVM Switch Cable w/ Audio & Peripheral Sharing | EA |  | 1 Year (3 Years) | 33.6 | 5% | 31.92
90499 | Tripplite | B032-VUA2 | 2-Port USB/VGA Cable KVM Switch w/Audio & USB Peripheral Sharing | EA |  | 1 Year (3 Years) | 48 | 5% | 45.6
90500 | Tripplite | B040-008-19 | NetController Console KVM with 19" LCD Console - 8 port | EA |  | 1 Year | 1688 | 5% | 1603.6
90501 | Tripplite | B040-016-19 | NetController Console KVM with 19" LCD Console - 16 port | EA |  | 1 Year | 2016 | 5% | 1915.2
90502 | Tripplite | B042-004 | NetController KVM Switch - 4 Port | EA |  | 1 Year (3 Years) | 400 | 5% | 380
90503 | Tripplite | B042-008 | NetController KVM Switch - 8 Port | EA |  | 1 Year (3 Years) | 432 | 5% | 410.4
90504 | Tripplite | B042-016 | NetController KVM Switch - 16 Port | EA |  | 1 Year (3 Years) | 736 | 5% | 699.2
90505 | Tripplite | B043-DUA8-SL | 8-Port Rackmount DVI USB KVM Switch w/ Audio 2-Port USB Hub 1URM | EA |  | 1 Year (3 Years) | 960 | 5% | 912
90506 | Tripplite | B051-000 | IP Remote Access Unit (KVM over IP) | EA |  | 1 Year (3 Years) | 928 | 5% | 881.6
90507 | Tripplite | B055-001-PS2 | PS/2 Server Interface Module for B064- Series KVM Switches (Add 1 per Server: Use w/ Cat5/5e/6) | EA |  | 1 Year (3 Years) | 176 | 5% | 167.2
90508 | Tripplite | B055-001-SER | Serial Server Interface Module for B064- Series KVM Switches (Add 1 per Server: Use w/ Cat5/5e/6) | EA |  | 1 Year (3 Years) | 176 | 5% | 167.2
90509 | Tripplite | B055-001-UDP | DisplayPort USB Server Interface w/Virtual Media & CAC B064 KVMs | EA |  | 1 Year (3 Years) | 224 | 5% | 212.8
90510 | Tripplite | B055-001-UDV | DVI USB Server Interface w/ Virtual Media & CAC for B064 KVMs | EA |  | 1 Year (3 Years) | 224 | 5% | 212.8
90511 | Tripplite | B055-001-UHD | HDMI USB Server Interface w/Virtual Media & CAC for B064 KVMs | EA |  | 1 Year (3 Years) | 224 | 5% | 212.8
90512 | Tripplite | B055-001-USB | USB Server Interface Module for B064- Series KVM Switches (Add 1 per Server: Use w/ Cat5/5e/6) | EA |  | 1 Year (3 Years) | 184 | 5% | 174.8
90513 | Tripplite | B055-001-USB-V2 | USB Server Interface Module for B064 -IPG KVM Switches TAA GSA | EA |  | 1 Year (3 Years) | 216 | 5% | 205.2
90514 | Tripplite | B055-001-USB-VA | USB Server Interface Unit for B064 KVMs w/ Virtual Media & Audio | EA |  | 1 Year (3 Years) | 248 | 5% | 235.6
90515 | Tripplite | B055-001-UV2CAC | USB Server Interface Unit Virtual Media & CAC B064 Cat5 KVM TAA | EA |  | 1 Year (3 Years) | 230.4 | 5% | 218.88
90516 | Tripplite | B062-002-PS2 | PS/2 Console Interface Module | EA |  | 1 Year | 660 | 5% | 627
90517 | Tripplite | B062-002-USB | Console Interface Module for B060-Series KVMs - USB | EA |  | 1 Year | 660 | 5% | 627
90518 | Tripplite | B064-016-02-IPG | 16-Port KVM Switch Cat5 IP 2+1 User Virtual Media TAA GSA | EA |  | 1 Year (3 Years) | 4820.8 | 5% | 4579.76
90519 | Tripplite | B064-032-02-IPG | 32-Port Cat5 KVM Over IP Switch 2 Remote User TAA GSA | EA |  | 1 Year (3 Years) | 6400 | 5% | 6080
90520 | Tripplite | B064-032-04-IPG | 32-Port Cat5 KVM Over IP Switch 4 Remote User TAA GSA | EA |  | 1 Year (3 Years) | 9400 | 5% | 8930
90521 | Tripplite | B070-008-19 | 8-Port Rack VGA Console Cat5 KVM Switch 1U RM 19" Mon/Kybd/Tchpd | EA |  | 1 Year | 1640 | 5% | 1558
90522 | Tripplite | B070-008-19-IP | 8-Port 1+1 User Cat5 IP Rack Console KVM Switch 19" LCD 1URM | EA |  | 1 Year | 2064 | 5% | 1960.8
90523 | Tripplite | B070-016-19 | NetCommander Cat5 Console KVM - 16 Port | EA |  | 1 Year | 2024 | 5% | 1922.8
90524 | Tripplite | B070-016-19-IP | NetCommander Cat5 Console KVM w/IP - 16 Port | EA |  | 1 Year | 2328 | 5% | 2211.6
90525 | Tripplite | B070-016-19-IP2 | 16-Port 1U Rack Console IP KVM Switch 2+1 Users w/ 19in. Screen | EA |  | 1 Year | 3360 | 5% | 3192
90526 | Tripplite | B072-008-1 | NetCommander Cat5 KVM - 8 Port | EA |  | 1 Year (3 Years) | 408 | 5% | 387.6
90527 | Tripplite | B072-008-1A | 8-Port Rackmount Cat5 KVM Switch PS2 to USB Input Adapter 1URM | EA |  | 1 Year (3 Years) | 472 | 5% | 448.4
90528 | Tripplite | B072-008-1-IP | 8-Port Compact 1+1 User Rackmount Cat5 IP KVM Switch | EA |  | 1 Year (3 Years) | 1008 | 5% | 957.6
90529 | Tripplite | B072-016-1 | NetCommander Cat5 KVM - 16 Port | EA |  | 1 Year (3 Years) | 448 | 5% | 425.6
90530 | Tripplite | B072-016-1A | 16-Port Rackmount Cat5 KVM Switch PS2 to USB Input Adapter 1URM | EA |  | 1 Year (3 Years) | 480 | 5% | 456
90531 | Tripplite | B072-016-1-IP | 16-Port NetCommander Cat5 KVM Switch with IP Remote Access | EA |  | 1 Year (3 Years) | 1136 | 5% | 1079.2
90532 | Tripplite | B072-016-IP2 | 16-Port Cat5 KVM Over IP Switch 1 Local 2 Remote User 1URM | EA |  | 1 Year (3 Years) | 2000 | 5% | 1900
90533 | Tripplite | B072-016-IP4 | 16-Port Cat5 KVM Over IP Switch 1 Local 4 Remote User 1URM | EA |  | 1 Year (3 Years) | 3680 | 5% | 3496
90534 | Tripplite | B072-032-IP2 | 32-Port Cat5 KVM Over IP Switch 1 Local 2 Remote User 1URM | EA |  | 1 Year (3 Years) | 3520 | 5% | 3344
90535 | Tripplite | B072-032-IP2-K | 32-Port Cat5 KVM Over IP Switch 1 Local 2 Remote 16 USB Dongles | EA |  | 1 Year (3 Years) | 5040 | 5% | 4788
90536 | Tripplite | B072-032-IP4 | 32-Port Cat5 KVM Over IP Switch 1 Local 4 Remote User 1URM | EA |  | 1 Year (3 Years) | 5184 | 5% | 4924.8
90537 | Tripplite | B072-032-IP4-K | 32-Port Cat5 KVM Over IP Switch 1 Local 4 Remote 16 USB Dongles | EA |  | 1 Year (3 Years) | 6080 | 5% | 5776
90538 | Tripplite | B078-101-PS2 | PS/2 Server Interface Unit SIU B070/B072 KVM Switches RJ45 HD15 | EA |  | 1 Year (3 Years) | 88 | 5% | 83.6
90539 | Tripplite | B078-101-USB-1 | KVM Switch USB Server Interface Unit Virtual Media HD15 USB RJ45 | EA |  | 1 Year (3 Years) | 104 | 5% | 98.8
90540 | Tripplite | B078-101-USB2 | KVM Switch USB Server Interface Unit Virtual Media HD15 USB RJ45 | EA |  | 1 Year (3 Years) | 132.8 | 5% | 126.16
90541 | Tripplite | B078-101-USB-8 | KVM Switch USB Server Interface Unit HD15 USB RJ45 8 Pack | EA |  | 1 Year (3 Years) | 720 | 5% | 684
90542 | Tripplite | B090-A9F | Tripp Lite DB9F - RJ45 Modular Serial Adapter Ethernet to Console Server | EA |  | 1 Year (Limited Lifetime) | 8.8 | 5% | 8.36
90543 | Tripplite | B090-A9F-X | Tripp Lite DB9F - RJ45 Crossover Modular Serial Adapter Ethernet to Console | EA |  | 1 Year (Limited Lifetime) | 9.6 | 5% | 9.12
90544 | Tripplite | B090-A9M | Tripp Lite DB9M - RJ45 Modular Serial Adapter Ethernet to Console Server | EA |  | 1 Year (Limited Lifetime) | 9.6 | 5% | 9.12
90545 | Tripplite | B093-004-2E4U | 4-Port Console Server with Dual GB NIC, 4G, Flash & 4 USB Ports | EA |  | 1 Year (4 Years) | 896 | 5% | 851.2
90546 | Tripplite | B093-004-2E4U-V | 4-Port Console Server Cellular Gateway Dual GB NIC & SIM, 4G LTE | EA |  | 1 Year (4 Years) | 1632 | 5% | 1550.4
90547 | Tripplite | B093-008-2E4U | 8-Port Console Server with Dual GB NIC, 4G, Flash & 4 USB Ports | EA |  | 1 Year (4 Years) | 1152 | 5% | 1094.4
90548 | Tripplite | B093-008-2E4U-M | 8-Port Console Server Built-In Modem Dual GbE NIC Flash Dual SIM | EA |  | 1 Year (4 Years) | 1408 | 5% | 1337.6
90549 | Tripplite | B093-008-2E4U-V | 8-Port Console Server Cellular Gateway Dual GB NIC & SIM, 4G LTE | EA |  | 1 Year (4 Years) | 2176 | 5% | 2067.2
90550 | Tripplite | B095-003-1E-M | 3-Port IP Serial Console / Terminal Server w/ Built-in Modem | EA |  | 1 Year (4 Years) | 912 | 5% | 866.4
90551 | Tripplite | B096-016 | 16-Port Serial Console Server Management Switch | EA |  | 1 Year (4 Years) | 2928 | 5% | 2781.6
90552 | Tripplite | B096-032 | 32-Port Serial Console Terminal Server Management Switch TAA GSA | EA |  | 1 Year (4 Years) | 3888 | 5% | 3693.6
90553 | Tripplite | B096-048 | 48-Port Serial Console Server Management Switch | EA |  | 1 Year (4 Years) | 4848 | 5% | 4605.6
90554 | Tripplite | B097-016 | Serial Console Server 16-Port 2 USB Ports Dual GbE 4 Gb Flash 1U | EA |  | 1 Year (4 Years) | 3200 | 5% | 3040
90555 | Tripplite | B097-048 | Serial Console Server 48-Port 2 USB Ports Dual GbE 4 Gb Flash 1U | EA |  | 1 Year (4 Years) | 5440 | 5% | 5168
90556 | Tripplite | B098-016 | Serial Console Server 16-Port 2 USB Ports Dual GbE 16Gb Flash 1U | EA |  | 1 Year (4 Years) | 4400 | 5% | 4180
90557 | Tripplite | B098-016-V | Serial Console Server 16-Port 2 USB Dual GbE 16 Gb Flash 4G LTE | EA |  | 1 Year (4 Years) | 5920 | 5% | 5624
90558 | Tripplite | B098-048 | Serial Console Server 48-Port 2 USB Ports Dual GbE 16Gb Flash 1U | EA |  | 1 Year (4 Years) | 6400 | 5% | 6080
90559 | Tripplite | B110-DIN-01 | DIN Rail-Mounting Bracket for Digital Signage 41 mm Distance | EA |  | 1 Year (Limited Lifetime) | 12 | 5% | 11.4
90560 | Tripplite | B110-DIN-02 | DIN Rail-Mounting Bracket for Digital Signage 65 mm Distance | EA |  | 1 Year (Limited Lifetime) | 13.6 | 5% | 12.92
90561 | Tripplite | B112-002-R | Tripp Lite Manual VGA / SVGA 2 Position Push Button Switch 3 x HD15F | EA |  | 1 Year (Limited Lifetime) | 18.4 | 5% | 17.48
90562 | Tripplite | B114-002-R | Tripp Lite 2-Port VGA / SVGA 350MHz Video Splitter HD15 Male / 2 x Female | EA |  | 1 Year (Limited Lifetime) | 36.8 | 5% | 34.96
90563 | Tripplite | B114-004-R | Tripp Lite 4-Port VGA / SVGA 350MHz Video Splitter HD15 Male / 4 x Female | EA |  | 1 Year (Limited Lifetime) | 60.8 | 5% | 57.76
90564 | Tripplite | B116-002A | Tripp Lite 2-Port DVI Single Link Video / Audio Splitter / Booster TAA GSA | EA |  | 1 Year (Limited Lifetime) | 128 | 5% | 121.6
90565 | Tripplite | B116-004A | Tripp Lite 4-Port DVI Single Link Video / Audio Splitter / Booster TAA GSA | EA |  | 1 Year (Limited Lifetime) | 211.2 | 5% | 200.64
90566 | Tripplite | B118-002 | 2-Port HDMI Splitter High Speed 1080p Video Resolution HDCP | EA |  | 1 Year (3 Years) | 72 | 5% | 68.4
90567 | Tripplite | B118-002-UHD | 2-Port 4K HDMI Splitter Ultra-HD 4K x 2K Video & Audio 3840x2160 | EA |  | 1 Year (3 Years) | 64 | 5% | 60.8
90568 | Tripplite | B118-002-UHD-2 | 2-Port 3D 4K HDMI Splitter, HDMI 2.0, HDCP 2.2 UHD 4K @ 60Hz TAA | EA |  | 1 Year (3 Years) | 112 | 5% | 106.4
90569 | Tripplite | B118-004 | Tripp Lite 4-Port High Speed HDMI Splitter 1080p Video Resolution HDCP | EA |  | 1 Year (3 Years) | 144 | 5% | 136.8
90570 | Tripplite | B118-004-UHD | 4-Port 4K HDMI Splitter Ultra-HD 4K x 2K Video & Audio 3840x2160 | EA |  | 1 Year (3 Years) | 99.2 | 5% | 94.24
90571 | Tripplite | B118-004-UHD-2 | 4-Port 3D HDMI Splitter HDCP 2.2 4K @ 60Hz Ultra HD Video Audio | EA |  | 1 Year (3 Years) | 156.8 | 5% | 148.96
90572 | Tripplite | B118-008-UHD | 8-Port 4K HDMI Splitter Ultra-HD 4K x 2K Video & Audio 3840x2160 | EA |  | 1 Year (3 Years) | 192 | 5% | 182.4
90573 | Tripplite | B119-002-UHD | 2-Port HDMI Switch for Video & Audio 4K x 2K UHD 60 Hz w Remote | EA |  | 1 Year (3 Years) | 49.6 | 5% | 47.12
90574 | Tripplite | B119-003-UHD | 3-Port HDMI Switch for Video & Audio 4K x 2K UHD 60 Hz w Remote | EA |  | 1 Year (3 Years) | 49.6 | 5% | 47.12
90575 | Tripplite | B119-003-UHD-MN | 3 Port HDMI Mini Switch for Video and Audio 4K x 2K UHD 24/30 Hz | EA |  | 1 Year (3 Years) | 68.97 | 5% | 65.5215
90576 | Tripplite | B119-004-UHD | 4-Port HDMI Switch for Video & Audio 4K x 2K UHD 60 Hz w Remote | EA |  | 1 Year (3 Years) | 67.2 | 5% | 63.84
90577 | Tripplite | B119-005-UHD | 5-Port HDMI Switch for Video & Audio 4K x 2K UHD 60 Hz w Remote | EA |  | 1 Year (3 Years) | 73.6 | 5% | 69.92
90578 | Tripplite | B119-2X2 | 2x2 HDMI Matrix Switch Video & Audio 1920x1200 at 60Hz / 1080p | EA |  | 1 Year (3 Years) | 240 | 5% | 228
90579 | Tripplite | B119-4X4 | 4x4 HDMI Matrix Video Switch Splitter with Audio and RS232 TAA | EA |  | 1 Year (3 Years) | 560 | 5% | 532
90580 | Tripplite | B120-000 | Tripp Lite DVI Dual Link Signal Extender Booster Video DVI F/F TAA GSA | EA |  | 1 Year (3 Years) | 81.6 | 5% | 77.52
90581 | Tripplite | B120-000-SL | Tripp Lite DVI Single Link Signal Extender Booster Video DVI F/F TAA GSA | EA |  | 1 Year (3 Years) | 64 | 5% | 60.8
90582 | Tripplite | B121-000 | Displayport Active Extender Signal Booster Displayport F/F TAA | EA |  | 1 Year (3 Years) | 176 | 5% | 167.2
90583 | Tripplite | B122-000 | Tripp Lite HDMI Signal Booster Extender 1080p 24Hz Video HDMI F/F TAA GSA | EA |  | 1 Year (3 Years) | 41.6 | 5% | 39.52
90584 | Tripplite | B122-000-60 | Tripp Lite HDMI Signal Booster Extender 1080p 60Hz Video HDMI F/F TAA GSA | EA |  | 1 Year (3 Years) | 72 | 5% | 68.4
90585 | Tripplite | B123-001 | Tripp Lite 1ft HDMI Active Signal Extender Cable HDMI 24Hz M/F 1' TAA GSA | EA |  | 1 Year (3 Years) | 48 | 5% | 45.6
90586 | Tripplite | B123-001-60 | Tripp Lite 1ft HDMI Active Signal Extender Cable HDMI 60Hz M/F 1' TAA GSA | EA |  | 1 Year (3 Years) | 72 | 5% | 68.4
90587 | Tripplite | B125-101-60 | Tripp Lite HDMI over Dual Cat6 Extender Kit 1080p 60Hz Video TAA GSA | EA |  | 1 Year | 176 | 5% | 167.2
90588 | Tripplite | B125-101-60-IR | HDMI Over Dual Cat5/Cat6 Extender Kit IR Control 1080p 60Hz | EA |  | 1 Year | 152 | 5% | 144.4
90589 | Tripplite | B125-101-60-IRU | HDMI Over Dual Cat5/Cat6 Extender Kit Transmitter Receiver IR | EA |  | 1 Year | 84.8 | 5% | 80.56
90590 | Tripplite | B125-150 | Tripp Lite HDMI over Dual Cat5 Cat6 Extender Kit 1080p 24Hz Video TAA GSA | EA |  | 1 Year | 152 | 5% | 144.4
90591 | Tripplite | B126-002 | Tripp Lite 2-Port HDMI over Cat5 Cat6 Extender Splitter 1080p 60Hz TAA GSA | EA |  | 1 Year | 208 | 5% | 197.6
90592 | Tripplite | B126-002-INT | 2-Port HDMI over Cat5/Cat6 Extender Splitter w/Intl Power Supply | EA |  | 1 Year | 208 | 5% | 197.6
90593 | Tripplite | B126-004 | Tripp Lite 4-Port HDMI over Cat5 Cat6 Extender Splitter 1080p 60Hz TAA GSA | EA |  | 1 Year | 352 | 5% | 334.4
90594 | Tripplite | B126-004-INT | 4-Port HDMI over Cat5/Cat6 Extender Splitter w/Intl Power Supply | EA |  | 1 Year | 352 | 5% | 334.4
90595 | Tripplite | B126-110 | Tripp Lite HDMI Over Cat5 Active Extender / Remote Repeater Unit TAA GSA | EA |  | 1 Year | 272 | 5% | 258.4
90596 | Tripplite | B126-1A0 | Tripp Lite HDMI Over Cat5 Active Extender Remote Unit 1080p 60Hz TAA GSA | EA |  | 1 Year | 192 | 5% | 182.4
90597 | Tripplite | B126-1A0-U | HDMI over Cat5/Cat6 Active Extender Reciever Video Audio 1080p | EA |  | 1 Year | 176 | 5% | 167.2
90598 | Tripplite | B126-1A0-WP-1 | Tripp Lite HDMI Over Single CAT5 RJ45 Active Ext Remote Wallplate TAA GSA | EA |  | 1 Year | 192 | 5% | 182.4
90599 | Tripplite | B126-1A1 | Tripp Lite HDMI Over Cat5 / Cat6 Active Extender Kit 1080p 60Hz TAA GSA | EA |  | 1 Year | 272 | 5% | 258.4
90600 | Tripplite | B126-1A1-INT | HDMI over Cat5/6 Extender Transmitter Receiver w/Intl Pwr Supply | EA |  | 1 Year | 272 | 5% | 258.4
90601 | Tripplite | B126-1A1-IR | HDMI Over Cat5/Cat5e/Cat6 Active Extender Kit IR Control 1080p | EA |  | 1 Year | 304 | 5% | 288.8
90602 | Tripplite | B126-1A1-PLHD | HDMI Over Powerline Active Extender Kit IR Control 1080p @ 60Hz | EA |  | 1 Year | 416 | 5% | 395.2
90603 | Tripplite | B126-1A1-POC | HDMI Over Cat5/Cat6 Active Extender Kit Audio Video 1080p 125ft | EA |  | 1 Year | 280 | 5% | 266
90604 | Tripplite | B126-1A1-SC4K | HDMI Over Cat5/Cat6 Extender Transmitter Receiver w/ 4k Upscaler | EA |  | 1 Year | 336 | 5% | 319.2
90605 | Tripplite | B126-1A1SR | HDMI + IR + Serial RS232 over Cat5 Cat6 Active Extender TAA GSA | EA |  | 1 Year | 608 | 5% | 577.6
90606 | Tripplite | B126-1A1-U | HDMI over Cat5/CAt6 Active Extender Transmitter Receiver 1080p | EA |  | 1 Year | 224 | 5% | 212.8
90607 | Tripplite | B126-1A1-U-MCRO | Micro-HDMI to HDMI over Cat5/Cat6 Extender Transmitter Receiver | EA |  | 1 Year | 192 | 5% | 182.4
90608 | Tripplite | B126-1A1-WHD1 | HDMI Over Wireless Extender w/ IR Control, 50M 165ft 1080p @60Hz | EA |  | 1 Year | 448 | 5% | 425.6
90609 | Tripplite | B126-1A1-WHD2 | HDMI Over Wireless Extender w/ IR Control 200M 650ft 1080p @60Hz | EA |  | 1 Year | 640 | 5% | 608
90610 | Tripplite | B126-1A1-WP | Tripp Lite HDMI Over Cat5 / Cat6 Active Wallplate Extender Kit TAA GSA | EA |  | 1 Year | 227.2 | 5% | 215.84
90611 | Tripplite | B126-1P0 | Tripp Lite HDMI Over Cat5 Passive Extender Remote Unit 1080p 60Hz TAA GSA | EA |  | 1 Year | 48 | 5% | 45.6
90612 | Tripplite | B126-1P0-MINI | HDMI over Cat5 Extender Receiver, Passive, Low-Profile, 1080p | EA |  | 1 Year | 44.8 | 5% | 42.56
90613 | Tripplite | B126-1P0-WP-1 | HDMI over Cat5 Passive Extender Remote Wallplate TAA GSA | EA |  | 1 Year | 44.8 | 5% | 42.56
90614 | Tripplite | B126-1P1M-U-POC | HDMI Over Cat5 Cat6 Extender Kit Power Over Cable 1080p 60Hz TAA | EA |  | 1 Year | 104 | 5% | 98.8
90615 | Tripplite | B126-2A0 | Tripp Lite 2-Port HDMI Over Cat5 Cat6 Audio Video Extender Remote Unit | EA |  | 1 Year | 264 | 5% | 250.8
90616 | Tripplite | B126-2A1 | Tripp Lite HDMI over Cat5 Cat6 Video Extender Transmitter & Receiver TAA | EA |  | 1 Year | 312 | 5% | 296.4
90617 | Tripplite | B126-2P2M-POC | 2-Port HDMI Over Cat5 Cat6 Extender Kit Power Over Cable 1080p | EA |  | 1 Year | 280 | 5% | 266
90618 | Tripplite | B126-2X2 | Tripp Lite HDMI over Cat5 Cat6 2x2 Matrix Extender Switch HDMI RJ45 F/F TAA | EA |  | 1 Year | 288 | 5% | 273.6
90619 | Tripplite | B126-4X4 | Tripp Lite HDMI over Cat5 Cat6 4x4 Matrix Extender Switch HDMI RJ45 F/F TAA | EA |  | 1 Year | 576 | 5% | 547.2
90620 | Tripplite | B130-101-2 | VGA over Cat5 Extender Kit Transmitter / Receiver TAA GSA | EA |  | 1 Year | 184 | 5% | 174.8
90621 | Tripplite | B130-101A-2 | VGA & Audio over Cat5 Extender Kit Transmitter Receiver TAA GSA | EA |  | 1 Year | 192 | 5% | 182.4
90622 | Tripplite | B130-101A-MR | VGA Audio over Cat5 Extender Transmitter Receiver EDID USB 750ft | EA |  | 1 Year | 168 | 5% | 159.6
90623 | Tripplite | B130-101A-SR | VGA Audio over Cat5 Extender Transmitter Receiver EDID USB 300ft | EA |  | 1 Year | 128 | 5% | 121.6
90624 | Tripplite | B130-101A-WP-2 | VGA w/ Audio over Cat5/Cat6 Extender Kit, Wallplate Trans & Rec | EA |  | 1 Year | 200 | 5% | 190
90625 | Tripplite | B130-101S-2 | VGA & RS232 over Cat5 Cat6 Extender Transmitter & Receiver EDID | EA |  | 1 Year | 216 | 5% | 205.2
90626 | Tripplite | B130-101-U | Tripp Lite VGA over Cat5 Extender USB Powered Transmitter Receiver TAA GSA | EA |  | 1 Year | 176 | 5% | 167.2
90627 | Tripplite | B130-111 | Tripp Lite VGA over Cat5 Extender Repeater Transmitter Transceiver TAA GSA | EA |  | 1 Year | 224 | 5% | 212.8
90628 | Tripplite | B130-111A | Tripp Lite VGA + Audio over Cat5 Extender Repeater Transmitter Transceiver | EA |  | 1 Year | 304 | 5% | 288.8
90629 | Tripplite | B130-202 | VGA over Cat5 Cat6 Monitor Extender 2 Local 2 Remote EDID 60Hz | EA |  | 1 Year | 160 | 5% | 152
90630 | Tripplite | B130-202A | VGA Video + Audio over Cat5 Cat6 Extender 2 Local 2 Remote EDID | EA |  | 1 Year | 160 | 5% | 152
90631 | Tripplite | B132-002-2 | VGA over Cat5 Extender 2-Port Transmitter HD15 RJ45 TAA GSA | EA |  | 1 Year | 112 | 5% | 106.4
90632 | Tripplite | B132-002A-2 | VGA + Audio over Cat5 Extender 2-Port Transmitter HD15 RJ45 TAA | EA |  | 1 Year | 136 | 5% | 129.2
90633 | Tripplite | B132-004-2 | VGA over Cat5 Extender 4-Port Transmitter Splitter HD15 RJ45 TAA | EA |  | 1 Year | 192 | 5% | 182.4
90634 | Tripplite | B132-004A-2 | Tripp Lite 4-Port VGA + Audio over Cat5 Cat6 Extender Splitter Transmitter | EA |  | 1 Year | 216 | 5% | 205.2
90635 | Tripplite | B132-004-RB | VGA over Cat5 Extender/Splitter Rackmount Bracket | EA |  | 1 Year | 65.6 | 5% | 62.32
90636 | Tripplite | B132-008A-2 | 8-Port VGA + Audio Over Cat5/Cat6 Extender Splitter w/EDID 1000' | EA |  | 1 Year | 344 | 5% | 326.8
90637 | Tripplite | B132-100-1 | Tripp Lite VGA over Cat5 Receiver for use w/ B132-002-1, B132-004-1 TAA GSA | EA |  | 1 Year | 100.8 | 5% | 95.76
90638 | Tripplite | B132-100A | Tripp Lite VGA + Audio over Cat5 Receiver for B132-002A B132-004A TAA GSA | EA |  | 1 Year | 120 | 5% | 114
90639 | Tripplite | B132-100A-MR | VGA & Audio over Cat5 Extender Receiver EDID USB 750ft Range | EA |  | 1 Year | 83.2 | 5% | 79.04
90640 | Tripplite | B132-100A-SR | VGA & Audio over Cat5 Extender Receiver EDID USB 300ft Range | EA |  | 1 Year | 68.8 | 5% | 65.36
90641 | Tripplite | B132-100A-WP-1 | Tripp Lite VGA + Audio over Cat5 Extender Receiver RJ45 Wallplate TAA GSA | EA |  | 1 Year | 120 | 5% | 114
90642 | Tripplite | B132-100-WP-1 | Tripp Lite VGA over Cat5 Receiver B132-002-1 B132-004-1 RJ45 Wallplate TAA | EA |  | 1 Year | 89.6 | 5% | 85.12
90643 | Tripplite | B132-110A | Tripp Lite VGA + Audio over Cat5 Extender Remote Repeater Unit TAA GSA | EA |  | 1 Year | 153.6 | 5% | 145.92
90644 | Tripplite | B132-200A-SR | Dual VGA & Audio over Cat5 Extender Receiver EDID USB 300ft | EA |  | 1 Year | 108.8 | 5% | 103.36
90645 | Tripplite | B136-004 | Tripp Lite 4-Port Component Video Stereo Audio over Cat5 Extender Splitter | EA |  | 1 Year | 160 | 5% | 152
90646 | Tripplite | B136-100 | Tripp Lite Component Video + Audio Receiver for B136-004 Transmitter | EA |  | 1 Year | 48 | 5% | 45.6
90647 | Tripplite | B136-100-WP-1 | Tripp Lite Component Video & Audio over Cat5 Extender Receiver Wallplate | EA |  | 1 Year | 40 | 5% | 38
90648 | Tripplite | B136-101 | Tripp Lite Component Video with Stereo Audio over Cat5 Extender Kit | EA |  | 1 Year | 88 | 5% | 83.6
90649 | Tripplite | B136-101-WP-1 | Tripp Lite Cat5 Extender Wallplate Kit Component Video Stereo Audio TAA GSA | EA |  | 1 Year | 67.2 | 5% | 63.84
90650 | Tripplite | B140-002 | Tripp Lite 2-Port DVI over Cat5 Extender Splitter Active & Passive TAA GSA | EA |  | 1 Year | 152 | 5% | 144.4
90651 | Tripplite | B140-002-DD | DVI Over Cat5 Dual Display Extender Splitter Active Passive TAA | EA |  | 1 Year | 360 | 5% | 342
90652 | Tripplite | B140-004 | Tripp Lite 4-Port DVI over Cat5 Extender Splitter Active & Passive TAA GSA | EA |  | 1 Year | 288 | 5% | 273.6
90653 | Tripplite | B140-101 | Tripp Lite DVI over Cat5 Passive Extender Kit Transmitter Receiver TAA GSA | EA |  | 1 Year | 88 | 5% | 83.6
90654 | Tripplite | B140-101X | Tripp Lite DVI over Cat5 Extender Transmitter and Receiver Extension TAA | EA |  | 1 Year | 280 | 5% | 266
90655 | Tripplite | B140-101X-U | DVI Over Cat5/6 Active Extender Kit Video Transmitter Receiver | EA |  | 1 Year | 280 | 5% | 266
90656 | Tripplite | B140-110 | Tripp Lite DVI over Cat5 Remote Extender / Repeater Receiver Unit TAA GSA | EA |  | 1 Year | 302.4 | 5% | 287.28
90657 | Tripplite | B140-1A0 | Tripp Lite DVI Over Cat5 Active Extender Receiver Remote Unit TAA GSA | EA |  | 1 Year | 176 | 5% | 167.2
90658 | Tripplite | B140-1A0-WP-1 | DVI Over Cat5/6 Extender Video Wallplate Receiver 1920x1080 60Hz | EA |  | 1 Year | 160 | 5% | 152
90659 | Tripplite | B140-1A1-WP | Tripp Lite DVI over Cat5 Active Extender Wallplate Kit DVI-I RJ45 TAA GSA | EA |  | 1 Year | 216 | 5% | 205.2
90660 | Tripplite | B140-1P0 | DVI Over Cat5 Passive Extender Remote Unit TAA GSA | EA |  | 1 Year | 32 | 5% | 30.4
90661 | Tripplite | B140-1P1-WP-1 | DVI over Cat5 Cat6 Extender Video Transmitter and Receiver TAA | EA |  | 1 Year | 59.2 | 5% | 56.24
90662 | Tripplite | B140-202 | 2-Port DVI over Cat5 2 DVI x 2 UTP Matrix Switch Plug & Play TAA | EA |  | 1 Year | 200 | 5% | 190
90663 | Tripplite | B150-1A1-DVI | DisplayPort DVI Over Cat5/6 Active Extender Transmitter Receiver | EA |  | 1 Year | 144 | 5% | 136.8
90664 | Tripplite | B150-1A1-HDMI | Tripp Lite Display Port to HDMI Over Cat5/6 Extender Transmittor & Receiver | EA |  | 1 Year | 128 | 5% | 121.6
90665 | Tripplite | B155-002-DP-V2 | 2Port Mini DisplayPort 1.2 to Dport Multi-Stream Transport 4Kx2K | EA |  | 1 Year (3 Years) | 100.8 | 5% | 95.76
90666 | Tripplite | B155-002-DVI | 2-Port Mini DisplayPort to DVI Splitter 1080p 1920 x 1080 60Hz | EA |  | 1 Year (3 Years) | 84.8 | 5% | 80.56
90667 | Tripplite | B155-002-DVI-V2 | 2-Port Mini DisplayPort to DVI Multi Stream Transport Hub 1080p | EA |  | 1 Year (3 Years) | 136 | 5% | 129.2
90668 | Tripplite | B155-002-HD | 2-Port Mini DisplayPort to HDMI Splitter 1080p 1920 x 1080 60Hz | EA |  | 1 Year (3 Years) | 88 | 5% | 83.6
90669 | Tripplite | B155-002-HD-V2 | 2-Port Mini DisplayPort 1.2 to HDMI Multi-Stream Transport 4Kx2K | EA |  | 1 Year (3 Years) | 136 | 5% | 129.2
90670 | Tripplite | B155-002-VGA | 2-Port Mini DisplayPort to VGA Splitter 1080p 1920 x 1080 60Hz | EA |  | 1 Year (3 Years) | 99.2 | 5% | 94.24
90671 | Tripplite | B155-003-DP-V2 | 3 Port Mini DP 1.2 to Displayport Multi-Stream (MST) Hub 4K x 2K | EA |  | 1 Year (3 Years) | 136 | 5% | 129.2
90672 | Tripplite | B155-003-HD-V2 | 3-Port Mini DisplayPort to HDMI Multi Stream Transport Hub 4Kx2K | EA |  | 1 Year (3 Years) | 160 | 5% | 152
90673 | Tripplite | B155-004-DP-V2 | 4Port Mini DisplayPort to DisplayPort Multi Stream Transport Hub | EA |  | 1 Year (3 Years) | 200 | 5% | 190
90674 | Tripplite | B155-004-HD-V2 | 4-Port Mini DisplayPort to HDMI Multi Stream Transport Hub 4Kx2K | EA |  | 1 Year (3 Years) | 272 | 5% | 258.4
90675 | Tripplite | B156-002 | 2-Port Displayport Multi Display Splitter Expander Booster TAA | EA |  | 1 Year (3 Years) | 304 | 5% | 288.8
90676 | Tripplite | B156-002-DVI | 2-Port Video Displayport to 2 X DVI Monitor Splitter TAA GSA | EA |  | 1 Year (3 Years) | 160 | 5% | 152
90677 | Tripplite | B156-002-DVI-V2 | 2-Port DisplayPort to DVI Multi Stream Transport Hub MST 1080p | EA |  | 1 Year (3 Years) | 168 | 5% | 159.6
90678 | Tripplite | B156-002-HDMI | 2-Port Video Displayport to 2 X HDMI Monitor Splitter TAA GSA | EA |  | 1 Year (3 Years) | 288 | 5% | 273.6
90679 | Tripplite | B156-002-HD-V2 | 2-Port DisplayPort 1.2 to HDMI Multi-Stream Transport Hub 4Kx2K | EA |  | 1 Year (3 Years) | 168 | 5% | 159.6
90680 | Tripplite | B156-002-V2 | 2-Port DisplayPort 1.2 Multi-Stream Transport (MST) Hub 4K x 2K | EA |  | 1 Year (3 Years) | 110.4 | 5% | 104.88
90681 | Tripplite | B156-003-HD-V2 | 3-Port DisplayPort to HDMI Multi Stream Transport Hub MST 4Kx2K | EA |  | 1 Year (3 Years) | 171.2 | 5% | 162.64
90682 | Tripplite | B156-003-V2 | 3-Port DisplayPort 1.2 Multi-Stream Transport (MST) Hub 4K x 2K | EA |  | 1 Year (3 Years) | 144 | 5% | 136.8
90683 | Tripplite | B156-004-HD | 4-Port DisplayPort 1.2 to HDMI Multi-Stream Transport Hub 4Kx2K | EA |  | 1 Year (3 Years) | 400 | 5% | 380
90684 | Tripplite | B156-004-HD-V2 | 4-Port DisplayPort to HDMI Multi Stream Transport Hub MST 4Kx2K | EA |  | 1 Year (3 Years) | 272 | 5% | 258.4
90685 | Tripplite | B156-004-V2 | 4Port DisplayPort Multi Stream Transport MST Hub 4K DP 1.2 to DP | EA |  | 1 Year (3 Years) | 208 | 5% | 197.6
90686 | Tripplite | B157-002-DVI | 2-Port DisplayPort to DVI Splitter 1080p 1920 x 1080 60Hz | EA |  | 1 Year (3 Years) | 96 | 5% | 91.2
90687 | Tripplite | B157-002-HD | 2-Port DisplayPort to HDMI Splitter 1080p 1920 x 1080 60Hz | EA |  | 1 Year (3 Years) | 96 | 5% | 91.2
90688 | Tripplite | B157-002-VGA | 2-Port DisplayPort to VGA Splitter 1080p 1920 x 1080 60Hz | EA |  | 1 Year (3 Years) | 92.8 | 5% | 88.16
90689 | Tripplite | B160-001-CSI | Component Video RCA Over IP Extender Transmitter Over Cat5/Cat6 | EA |  | 1 Year | 368 | 5% | 349.6
90690 | Tripplite | B160-001-DPSI | DisplayPort Over IP Transmitter Extender w/ RS-232 & IR Control | EA |  | 1 Year | 368 | 5% | 349.6
90691 | Tripplite | B160-001-HDSI | HDMI/ DVI Over IP Transmitter/ Extender RS-232 IR Control 1080p | EA |  | 1 Year | 352 | 5% | 334.4
90692 | Tripplite | B160-001-VSI | VGA Over IP Transmitter/ Extender w/ RS-232 Serial, IR Cntrl TAA | EA |  | 1 Year | 368 | 5% | 349.6
90693 | Tripplite | B160-100-CSI | RGB Component Video Over Cat5 Cat6 IP Extender Receiver TAA | EA |  | 1 Year | 240 | 5% | 228
90694 | Tripplite | B160-100-DPSI | DisplayPort Over IP Receiver Extender Cat5/6 w/ RS-232, IR Cntrl | EA |  | 1 Year | 240 | 5% | 228
90695 | Tripplite | B160-100-HDSI | HDMI A/V w RS-232 Serial, IR Control over IP Receiver 1080p 60hz | EA |  | 1 Year | 224 | 5% | 212.8
90696 | Tripplite | B160-100-VSI | VGA Over IP Receiver / Extender w/RS-232 Serial & IR Control TAA | EA |  | 1 Year | 240 | 5% | 228
90697 | Tripplite | B160-101-DPSI | DisplayPort Over IP Transmitter/Receiver/Extender Kit w/ RS-232 | EA |  | 1 Year | 592 | 5% | 562.4
90698 | Tripplite | B160-101-HDSI | HDMI/DVI Over IP Transmitter & Receiver Kit w/RS-232 200M 1080p | EA |  | 1 Year | 528 | 5% | 501.6
90699 | Tripplite | B160-200-HSI | 2-Port HDMI Over IP Receiver/Extender RS232 Serial, IR Cntrl TAA | EA |  | 1 Year | 248 | 5% | 235.6
90700 | Tripplite | B160-201-HSI | 2Port HDMI Over IP Extender Kit w/RS-232 Serial & IR Control TAA | EA |  | 1 Year | 536 | 5% | 509.2
90701 | Tripplite | B165-101 | Tripp Lite RS-232 Serial over Cat5 Extender Kit Full Duplex 1K Meter TAA | EA |  | 1 Year | 104 | 5% | 98.8
90702 | Tripplite | B202-150 | Tripp Lite USB 1.1 Over Cat5 Extender Kit Transmitter Receiver TAA GSA | EA |  | 1 Year | 40 | 5% | 38
90703 | Tripplite | B203-101 | Tripp Lite USB High Speed 2.0 over Cat5 Extender Kit 480Mbps 330ft TAA GSA | EA |  | 1 Year | 208 | 5% | 197.6
90704 | Tripplite | B203-101-PNP | 1-Port USB 2.0 over Cat5 Cat6 Extender Transmitter & Receiver | EA |  | 1 Year | 176 | 5% | 167.2
90705 | Tripplite | B203-104 | Tripp Lite 4-Port High Speed USB 2.0 Over Cat5 Extender Hub Kit TAA GSA | EA |  | 1 Year | 272 | 5% | 258.4
90706 | Tripplite | B203-104-PNP | 4-Port USB 2.0 over Cat5 Cat6 Extender Transmitter & Receiver | EA |  | 1 Year | 192 | 5% | 182.4
90707 | Tripplite | BC PERS300 | 300VA UPS System Standby Tower Small Footprint 120V 3 Outlet - 300 VA | EA |  | 1 Year (2 Years) | 132.3 | 5% | 125.685
90708 | Tripplite | BC PERS450 | 450VA UPS System Standby Tower Small Footprint 120V 3 Outlet - 450 VA | EA |  | 1 Year (2 Years) | 149.4 | 5% | 141.93
90709 | Tripplite | BC PRO1050 | 1050VA UPS System Standby Tower Small Footprint 120V 6 Outlet - 1050 VA 1 USB, Replace Battery LED, Overload LED, Self Test, Alarm | EA |  | 1 Year (2 Years) | 451.8 | 5% | 429.21
90710 | Tripplite | BC PRO1400 | 1400VA UPS System Standby Tower Small Footprint 120V 6 Outlet - 1400 VA 1 USB, Replace Battery LED, Overload LED, Self Test, Alarm | EA |  | 1 Year (2 Years) | 651.6 | 5% | 619.02
90711 | Tripplite | BC PRO600 | 600VA UPS System Standby Tower Small Footprint 120V 6 Outlet - 600 VA, 1 USB, Modem/Fax Protection | EA |  | 1 Year (2 Years) | 194.4 | 5% | 184.68
90712 | Tripplite | BC350 | Tripp Lite 350VA 180W UPS Desktop PC / MAC Battery Back Up Compact 120V | EA |  | 1 Year (3 Years) | 72.9 | 5% | 69.255
90713 | Tripplite | BC600SINE | Tripp Lite 600VA 375W UPS Battery Back Up Pure Sine Wave PFC Tower 120V USB | EA |  | 1 Year (3 Years) | 216 | 5% | 205.2
90714 | Tripplite | BHDBT-001-FF | Cat6a Straight Through Modular In Line Snap In Coupler RJ45 F/F | EA |  | 1 Year (Limited Lifetime) | 24 | 5% | 22.8
90715 | Tripplite | BHDBT-001-KJ-GY | Cat6a Toolless Keystone Wallplate Jack HDBaseT RJ45 110 Type | EA |  | 1 Year (Limited Lifetime) | 10.88 | 5% | 10.336
90716 | Tripplite | BHDBT-K-E3SI-ER | HDBaseT HDMI Over Cat5/6/6a Extender Kit Ethernet/Serial/IR 150M | EA |  | 1 Year | 560 | 5% | 532
90717 | Tripplite | BHDBT-K-E3SI-LR | HDBaseT HDMI Over Cat5/6/6a Extender Kit Ethernet/Serial/IR 100M | EA |  | 1 Year | 576 | 5% | 547.2
90718 | Tripplite | BHDBT-K-E3SPI-L | HDBaseT HDMI Over Cat5/6/6a Extender Kit Power/Serial/IR/LAN | EA |  | 1 Year | 656 | 5% | 623.2
90719 | Tripplite | BHDBT-K-PI | HDBaseT HDMI Over Cat5/6/6a Extender Kit Power/IR 4Kx2K UHD 70M | EA |  | 1 Year | 512 | 5% | 486.4
90720 | Tripplite | BHDBT-K-PI-LR | HDBaseT HDMI Over Cat5/6/6a Extender Kit Power/IR 4Kx2K UHD 100M | EA |  | 1 Year | 608 | 5% | 577.6
90721 | Tripplite | BHDBT-K-SI | HDBaseT Lite HDMI Over Cat5e Cat6 Extender Serial IR 230ft Range | EA |  | 1 Year | 464 | 5% | 440.8
90722 | Tripplite | BHDBT-K-SI-ER | HDBaseT Lite HDMI Over Cat5e Cat6 Extender Serial IR 500ft Range | EA |  | 1 Year | 528 | 5% | 501.6
90723 | Tripplite | BHDBT-K-SI-LR | HDBaseT Lite HDMI Over Cat5e Cat6 Extender Serial IR 328ft Range | EA |  | 1 Year | 560 | 5% | 532
90724 | Tripplite | BHDBT-K-SPI | HDBaseT HDMI Over Cat5/6/6a Extender Kit Power/Serial/IR 4Kx2K | EA |  | 1 Year | 560 | 5% | 532
90725 | Tripplite | BHDBT-R-SI | Tripp Lite HDBaseT HDMI Over Cat5 Cat6 Extender Receiver Serial/IR 70M | EA |  | 1 Year | 240 | 5% | 228
90726 | Tripplite | BHDBT-R-SI-ER | Tripp Lite HDBaseT HDMI Over Cat5 Cat6 Extender Receiver Serial/IR 150M | EA |  | 1 Year | 256 | 5% | 243.2
90727 | Tripplite | BHDBT-R-SI-LR | Tripp Lite HDBaseT HDMI Over Cat5 Cat6 Extender Receiver Serial/IR 100M | EA |  | 1 Year | 304 | 5% | 288.8
90728 | Tripplite | BHDBT-TR-SI | HDBaseT Lite HDMI Over Cat5 Cat6 Extender Transceiver 4Kx2K 70M | EA |  | 1 Year | 352 | 5% | 334.4
90729 | Tripplite | BHDBT-TR-SI-LR | HDBaseT HDMI Over Cat5 Cat6 Extender Transceiver 4Kx2K 100M | EA |  | 1 Year | 544 | 5% | 516.8
90730 | Tripplite | BHDBT-T-SI-4X2 | Tripp Lite HDBaseT HDMI Over Cat5 Cat6 Extender 4X2 Transmittor Serial/IR | EA |  | 1 Year | 1040 | 5% | 988
90731 | Tripplite | BHDBT-T-SI-4X4 | HDBaseT HDMI Over Cat5e/6/6a 4x4 Extender Matrix Transmitter UHD | EA |  | 1 Year | 1600 | 5% | 1520
90732 | Tripplite | BP192V1037C-16K | External 192V Tower Battery Pack for select Tripp Lite UPS Systems (BP192V1037C-16K) | EA |  | 1 Year | 44409.6 | 5% | 42189.12
90733 | Tripplite | BP192V1037C-1PH | External 192V Tower Battery Pack for select Tripp Lite UPS Systems (BP192V1037C-1PH) | EA |  | 1 Year | 44368.2 | 5% | 42149.79
90734 | Tripplite | BP192V12-3U | 192V external battery pack (expandable) Smart Online UPS 192V RM 3U External Battery Pack | EA |  | 1 Year | 1656 | 5% | 1573.2
90735 | Tripplite | BP192V12RT3UTAA | External Battery Pack 192V for Select UPS 3URM TAA | EA |  | 1 Year | 1980 | 5% | 1881
90736 | Tripplite | BP192V1407C-16K | External 192V Tower Battery Pack for select Tripp Lite UPS Systems (BP192V1407C-16K) | EA |  | 1 Year | 50878.8 | 5% | 48334.86
90737 | Tripplite | BP192V1407C-1PH | External 192V Tower Battery Pack for select Tripp Lite UPS Systems (BP192V1407C-1PH) | EA |  | 1 Year | 50837.4 | 5% | 48295.53
90738 | Tripplite | BP192V18-4U | 192V external battery pack (expandable) Smart Online UPS 192V RM 4U External Battery Pack | EA |  | 1 Year | 3200.4 | 5% | 3040.38
90739 | Tripplite | BP192V557C-16K | External 192V Tower Battery Pack for select Tripp Lite UPS Systems (BP192V557C-16K) | EA |  | 1 Year | 37845 | 5% | 35952.75
90740 | Tripplite | BP192V557C-1PH | External 192V Tower Battery Pack for select Tripp Lite UPS Systems (BP192V557C-1PH) | EA |  | 1 Year | 37803.6 | 5% | 35913.42
90741 | Tripplite | BP192V5RT2U | 192VDC External Battery Pack Select Online UPS Rack Tower 2U | EA |  | 1 Year | 1080 | 5% | 1026
90742 | Tripplite | BP192V787C-16K | External 192V Tower Battery Pack for select Tripp Lite UPS Systems (BP192V787C-16K) | EA |  | 1 Year | 41524.2 | 5% | 39447.99
90743 | Tripplite | BP240V1037C-1PH | External 240V Tower Battery Pack for select Tripp Lite UPS Systems (BP240V1037C-1PH) | EA |  | 1 Year | 48308.4 | 5% | 45892.98
90744 | Tripplite | BP240V10RT3U | 240V external battery pack (expandable) Smart Online UPS 240V Tower/RM 3U External Battery Pack | EA |  | 1 Year | 1591.2 | 5% | 1511.64
90745 | Tripplite | BP240V10RT3UTAA | External Battery Pack 240V for Select UPS 3URM TAA | EA |  | 1 Year | 1890 | 5% | 1795.5
90746 | Tripplite | BP240V1407C-1PH | External 240V Tower Battery Pack for select Tripp Lite UPS Systems (BP240V1407C-1PH) | EA |  | 1 Year | 57348 | 5% | 54480.6
90747 | Tripplite | BP240V350 | External 240V Tower Battery Pack for select Tripp Lite UPS Systems (BP240V350) | EA |  | 1 Year | 25578 | 5% | 24299.1
90748 | Tripplite | BP240V400 | External 240V Tower Battery Pack for select Tripp Lite UPS Systems (BP240V400) | EA |  | 1 Year | 27093.6 | 5% | 25738.92
90749 | Tripplite | BP240V400C | External 240V Tower Battery Pack for select Tripp Lite UPS Systems (BP240V400C) | EA |  | 1 Year | 36361.8 | 5% | 34543.71
90750 | Tripplite | BP240V500 | External 240V Tower Battery Pack for select Tripp Lite UPS Systems (BP240V500) | EA |  | 1 Year | 31037.4 | 5% | 29485.53
90751 | Tripplite | BP240V500C | External 240V Tower Battery Pack for select Tripp Lite UPS Systems (BP240V500C) | EA |  | 1 Year | 39202.2 | 5% | 37242.09
90752 | Tripplite | BP240V557C-1PH | External 240V Tower Battery Pack for select Tripp Lite UPS Systems (BP240V557C-1PH) | EA |  | 1 Year | 40930.2 | 5% | 38883.69
90753 | Tripplite | BP240V5RT2U | External 240V Rack/Tower Battery Pack for select Tripp Lite UPS Systems (SU5000RT3U & SU5000RT3UHV) | EA |  | 1 Year | 1038.6 | 5% | 986.67
90754 | Tripplite | BP24V15RT2U | External 24VDC RM/Twr Battery Pack for All Compatible UPS | EA |  | 1 Year | 349.2 | 5% | 331.74
90755 | Tripplite | BP24V28-2U | 24V external battery pack — Smart Online UPS 24V RM 2U External Battery Pack | EA |  | 1 Year | 705.6 | 5% | 670.32
90756 | Tripplite | BP24V36-2US | 24VDC External Battery Pack Select AVR Online Rackmount UPS 2U | EA |  | 1 Year | 720 | 5% | 684
90757 | Tripplite | BP24V70-3U | 24V external battery pack (expandable) Smart Online UPS 24V RM 3U External Battery Pack | EA |  | 1 Year | 1603.8 | 5% | 1523.61
90758 | Tripplite | BP-260 | Battery Case with Cables. Holds two 98-121 Batteries | EA |  | 1 Year | 396 | 5% | 376.2
90759 | Tripplite | BP36V15-2U | 36V external battery pack — Smart UPS 36V RM 2U External Battery Pack | EA |  | 1 Year | 640.8 | 5% | 608.76
90760 | Tripplite | BP36V27-2US | 36VDC External Battery Pack Select AVR Online UPS Rack Tower 2U | EA |  | 1 Year | 810 | 5% | 769.5
90761 | Tripplite | BP36V42-3U | 36V external battery pack (expandable) Smart UPS 36V RM 3U External Battery Pack | EA |  | 1 Year | 1674 | 5% | 1590.3
90762 | Tripplite | BP480V200 | External Battery Pack for select Tripp Lite 3-Phase UPS Systems (BP480V200) | EA |  | 1 Year | 30603.6 | 5% | 29073.42
90763 | Tripplite | BP480V26B | 480V external battery pack w/ internal disconnect for all domestic and International 3-Phase Modular Smart Online UPS | EA |  | 1 Year | 13123.8 | 5% | 12467.61
90764 | Tripplite | BP480V300 | External Battery Pack for select Tripp Lite 3-Phase UPS Systems (BP480V300) | EA |  | 1 Year | 36804.6 | 5% | 34964.37
90765 | Tripplite | BP480V400 | External Battery Pack for select Tripp Lite 3-Phase UPS Systems (BP480V400) | EA |  | 1 Year | 43696.8 | 5% | 41511.96
90766 | Tripplite | BP480V40C | 480V external battery pack w/ internal disconnect for all domestic and International 3-Phase Modular Smart Online UPS | EA |  | 1 Year | 17100 | 5% | 16245
90767 | Tripplite | BP480V500 | External Battery Pack for select Tripp Lite 3-Phase UPS Systems (BP480V500) | EA |  | 1 Year | 51703.2 | 5% | 49118.04
90768 | Tripplite | BP48V24-2U | 48V external battery pack — Smart UPS 48V RM 2U External Battery Pack | EA |  | 1 Year | 748.8 | 5% | 711.36
90769 | Tripplite | BP48V242UTAA | TAA Compliant External Battery Pack for UPS 2U Rackmount 48V | EA |  | 1 Year | 829.8 | 5% | 788.31
90770 | Tripplite | BP48V27-2US | 48VDC External Battery Pack Select AVR Online UPS Rack Tower 2U | EA |  | 1 Year | 1080 | 5% | 1026
90771 | Tripplite | BP48V48RT4U | 48V Shallow Depth External UPS Battery Pack 4U RM | EA |  | 1 Year | 1555.2 | 5% | 1477.44
90772 | Tripplite | BP48V60RT-3U | 48V external battery pack (expandable) Smart UPS 48V Tower/RM 3U External Battery Pack | EA |  | 1 Year | 1623.6 | 5% | 1542.42
90773 | Tripplite | BP48V60RT3UTAA | TAA Compliant External Battery Pack for UPS Rack/Tower 48V | EA |  | 1 Year | 1969.2 | 5% | 1870.74
90774 | Tripplite | BP72V15-2U | 72V external battery pack — Smart Online UPS 72V RM 2U External Battery Pack | EA |  | 1 Year | 1002.6 | 5% | 952.47
90775 | Tripplite | BP72V18-2US | 72VDC External Battery Pack Select AVR Online UPS Rack Tower 2U | EA |  | 1 Year | 1080 | 5% | 1026
90776 | Tripplite | BP72V18-2USTAA | 72VDC External Battery Pack Select Online UPS Rack Tower 2U TAA | EA |  | 1 Year | 1440 | 5% | 1368
90777 | Tripplite | BP72V28RT3U | 72V external battery pack (expandable) Smart Online UPS 72V Tower/RM3U External Battery Pack | EA |  | 1 Year | 1683 | 5% | 1598.85
90778 | Tripplite | BPADAPT23 | External Battery Pack for select Tripp Lite 3-Phase UPS Systems | EA |  | 1 Year | 84.6 | 5% | 80.37
90779 | Tripplite | BPEXT4D | External Battery Pack for select Tripp Lite 3-Phase UPS Systems | EA |  | 1 Year | 187.2 | 5% | 177.84
90780 | Tripplite | CS16USB | Charging Sync Station Wall Mount 16-Port USB Tablet Ipad Android | EA |  | 1 Year (2 Years) | 1078.2 | 5% | 1024.29
90781 | Tripplite | CS16USBW | 16-Port USB Charging Sync Station Ipad Android Wall Mount White | EA |  | 1 Year (2 Years) | 1078.2 | 5% | 1024.29
90782 | Tripplite | CS32AC | Charging Sync Station Wall Mount 32-Port AC Outlet Chromebook | EA |  | 1 Year (2 Years) | 1618.2 | 5% | 1537.29
90783 | Tripplite | CS48USB | Charging Sync Station Wall Mount 48-Port USB Tablet iPad Android | EA |  | 1 Year (2 Years) | 3058.2 | 5% | 2905.29
90784 | Tripplite | CS48USBW | Charging Sync Station 48-Port USB Tablet iPad Android White | EA |  | 1 Year (2 Years) | 3058.2 | 5% | 2905.29
90785 | Tripplite | CSC16AC | 16-Port AC Charging Sync Station Cart Chromebook Laptop Tablet | EA |  | 1 Year (2 Years) | 952.2 | 5% | 904.59
90786 | Tripplite | CSC16ACW | 16-Port AC Charging Cart Storage Station Chromebook Laptop White | EA |  | 1 Year (2 Years) | 952.2 | 5% | 904.59
90787 | Tripplite | CSC16USB | 16-Port USB Charging Station Cabinet Wall Mount w/ Sync | EA |  | 1 Year (2 Years) | 1134 | 5% | 1077.3
90788 | Tripplite | CSC32AC | 32-Port AC Charging Sync Station Cart Chromebook Laptop Tablet | EA |  | 1 Year (2 Years) | 1618.2 | 5% | 1537.29
90789 | Tripplite | CSC32ACW | 32-Port AC Charging Cart Storage Station Chromebook Laptop White | EA |  | 1 Year (2 Years) | 1618.2 | 5% | 1537.29
90790 | Tripplite | CSC32USB | 32-Port USB Charging Sync Station Cart Laptop Tablet iPad | EA |  | 1 Year (2 Years) | 2248.2 | 5% | 2135.79
90791 | Tripplite | CSC32USBW | 32-Port USB Charging Cart Storage Station Android Tablet White | EA |  | 1 Year (2 Years) | 2248.2 | 5% | 2135.79
90792 | Tripplite | CSC36AC | 36-Port AC Charging Cart Storage Station Chromebook Laptop Tablet | EA |  | 1 Year (2 Years) | 1600.2 | 5% | 1520.19
90793 | Tripplite | CSC36DM | Display Mount Adapter Kit for 36-Device AC Charging Cart Station | EA |  | 1 Year (2 Years) | 576 | 5% | 547.2
90794 | Tripplite | CSD1006AC | 10-Device AC Desktop Charging Station with Surge Protection | EA |  | 1 Year | 198 | 5% | 188.1
90795 | Tripplite | CSD1006USB | 10-Device USB Desktop Charging Station Tablets Laptops E-Readers | EA |  | 1 Year | 279.9 | 5% | 265.905
90796 | Tripplite | CSD32USB | 32-Port USB Charging Storage Station Cell Phone Smartphones Sync | EA |  | 1 Year | 1567.8 | 5% | 1489.41
90797 | Tripplite | CSHANDLEKIT | Charging Station Mobile Cart Conversion Kit w Handles & Casters | EA |  | 1 Year (5 Years) | 241.2 | 5% | 229.14
90798 | Tripplite | CSHANDLEKIT2 | Charging Station Cart Conversion Kit Handle Casters Cord Manager | EA |  | 1 Year (5 Years) | 241.2 | 5% | 229.14
90799 | Tripplite | DB25-ALL | Tripp Lite Network In-Line Dataline Surge Protector 120V / 230V 25-PIN DB25 | EA |  | 1 Year (Limited Lifetime) | 31.46 | 5% | 29.887
90800 | Tripplite | DB9 | Tripp Lite Network In-Line Dataline Surge Protector 120V / 230V 9-PIN DB9 | EA |  | 1 Year (Limited Lifetime) | 23.2 | 5% | 22.04
90801 | Tripplite | DCPU1 | Display CPU Desktop Computer Mount Open Frame 4" - 6.25" | EA |  | 1 Year (5 Years) | 70 | 5% | 66.5
90802 | Tripplite | DCTM | Display TV LCD Ceiling Mount Arm Swivel Tilt 13"-37" Flat Screen | EA |  | 1 Year (5 Years) | 38.4 | 5% | 36.48
90803 | Tripplite | DDR0310SC | Universal Phone and Tablet Desk Clamp Mount 3.5" - 10" Screen | EA |  | 1 Year (5 Years) | 41.6 | 5% | 39.52
90804 | Tripplite | DDR0710SC | Tablet Desk Monitor Mount Clamp Stand Swivel Tilt Rotate 7"-10" | EA |  | 1 Year (5 Years) | 40 | 5% | 38
90805 | Tripplite | DDR0810TRI | Full Motion Universal Tablet Desk Mount Monitor Stand 8" - 10" | EA |  | 1 Year (5 Years) | 40.8 | 5% | 38.76
90806 | Tripplite | DDR1013SC | Full-Motion Universal Tablet Desk Clamp Mount 10" - 13.5" Screen | EA |  | 1 Year (5 Years) | 48 | 5% | 45.6
90807 | Tripplite | DDR1026MQ | Quad Display TV LCD Desk Mount Swivel Tilt 10" - 26" Flat Screen | EA |  | 1 Year (5 Years) | 350 | 5% | 332.5
90808 | Tripplite | DDR1026SD | Dual Display TV LCD Desk Mount Swivel Tilt 10" - 26" Flat Screen | EA |  | 1 Year (5 Years) | 208 | 5% | 197.6
90809 | Tripplite | DDR1032SE | Display TV LCD Desk Mount Swivel Tilt 10"-32" Flat Screen Panel | EA |  | 1 Year (5 Years) | 160 | 5% | 152
90810 | Tripplite | DDR1327DCS | Dual Display LCD Desk Mount Arm Swivel Tilt 13"-27" Flat Panel | EA |  | 1 Year (5 Years) | 184 | 5% | 174.8
90811 | Tripplite | DDR1327NBMSC | Dual Display LCD 13"-27" Laptop 15" Swivel Tilt Dual Desk Clamp | EA |  | 1 Year (5 Years) | 200 | 5% | 190
90812 | Tripplite | DDR1327S | Display TV LCD Desk Mount Arm Swivel Tilt 13" - 27" Flat Screen | EA |  | 1 Year (5 Years) | 153.6 | 5% | 145.92
90813 | Tripplite | DDR1327SDD | Dual-Monitor TV Desktop Display Mount Stand Full Motion 13"- 27" | EA |  | 1 Year (5 Years) | 102.4 | 5% | 97.28
90814 | Tripplite | DDR1327SDFC | Dual Display TV LCD Desk Mount Swivel Tilt 13" - 27" Flat Screen | EA |  | 1 Year (5 Years) | 190 | 5% | 180.5
90815 | Tripplite | DDR1327SFC | Display LCD Flex Arm Desk Mount Clamp 13"-27" Flat Screen Panel | EA |  | 1 Year (5 Years) | 102 | 5% | 96.9
90816 | Tripplite | DDR1327SQFC | Quad Display TV LCD Desk Mount Swivel Tilt 13" - 27" Flat Screen | EA |  | 1 Year (5 Years) | 304 | 5% | 288.8
90817 | Tripplite | DDR1527SDC | Dual Vertical Desk Mount Monitor Stand Swivel Tilt Rotate 15-27" | EA |  | 1 Year (5 Years) | 150 | 5% | 142.5
90818 | Tripplite | DG115-SI | Relocateable Power Taps, 6 outlets, 6' cord, Metal-Duplex Series, visual surge indication, 3 line protection. 600 joules. White w/o tabs | EA |  | 1 Year (Limited Lifetime) | 63 | 5% | 59.85
90819 | Tripplite | DG206 | Relocateable Power Taps, 6 outlets, 6' cord, Metal-Duplex Series, 6 outlet strip, 3 line protection. 450 joules. White w/o tabs | EA |  | 1 Year (Limited Lifetime) | 42.3 | 5% | 40.185
90820 | Tripplite | DMA1327SD | Dual Display TV Monitor Mount Adapter Kit 13-27in Flat Screens | EA |  | 1 Year (5 Years) | 64 | 5% | 60.8
90821 | Tripplite | DMACUSB | AC/USB Charging Clip for Display Mounts w/ 2 USB Ports & 2 5-15R | EA |  | 1 Year | 70.4 | 5% | 66.88
90822 | Tripplite | DMATC | Thin Client Monitor Mount Desktop Terminal Mounting Bracket | EA |  | 1 Year (5 Years) | 32 | 5% | 30.4
90823 | Tripplite | DMCS3270XP | Mobile TV Floor Stand Cart Height-Adjustable LCD 32-70" Display | EA |  | 1 Year (5 Years) | 598.4 | 5% | 568.48
90824 | Tripplite | DMCS3770L | Mobile TV Floor Stand Cart Height-Adjustable LCD 32-70" Displays | EA |  | 1 Year (5 Years) | 168 | 5% | 159.6
90825 | Tripplite | DMCS60100XX | Mobile TV Floor Stand Cart Height-Adjustable LCD 60-100" Display | EA |  | 1 Year (5 Years) | 648 | 5% | 615.6
90826 | Tripplite | DMR1015X3 | Triple Flat-Panel Rail Wall Mount for TVs Monitor 10-15" Display | EA |  | 1 Year (5 Years) | 348.8 | 5% | 331.36
90827 | Tripplite | DMR1024X2 | Dual Flat-Panel Rail Wall Mount for TVs Monitors 10-24" Display | EA |  | 1 Year (5 Years) | 249.6 | 5% | 237.12
90828 | Tripplite | DNET1 | Tripp Lite Network In-Line Dataline Surge Protector 120V / 230V RJ45 | EA |  | 1 Year (Limited Lifetime) | 26.35 | 5% | 25.0325
90829 | Tripplite | DRS-1215 | Tripp Lite Surge Protector Rackmount 14 Outlet 15ft Cord 3840 Joule 1URM | EA |  | 1 Year (Limited Lifetime) | 107.2 | 5% | 101.84
90830 | Tripplite | DSUT1CSU | RJ45 protector (Wires 1-8) for T-1 equipment, CSU/DSUs, digital and leased lines and ISDN. | EA |  | 1 Year (Limited Lifetime) | 57.8 | 5% | 54.91
90831 | Tripplite | DTEL2 | Tripp Lite Network Dataline Surge Protector 120V / 230V RJ11 / RJ45 | EA |  | 1 Year (Limited Lifetime) | 30.6 | 5% | 29.07
90832 | Tripplite | DUNVPJT | Display Projector Universal Ceiling Mount Full Motion | EA |  | 1 Year (5 Years) | 70 | 5% | 66.5
90833 | Tripplite | DWF1327M | Display TV LCD Wall Mount Fixed 13" - 27" Flat Screen / Panel | EA |  | 1 Year (5 Years) | 24 | 5% | 22.8
90834 | Tripplite | DWF2655X | Display TV LCD Wall Mount Fixed 26" - 55" Flat Screen / Panel | EA |  | 1 Year (5 Years) | 43.2 | 5% | 41.04
90835 | Tripplite | DWF3270X | Display TV LCD Wall Mount Fixed 32" - 70" Flat Screen / Panel | EA |  | 1 Year (5 Years) | 60.8 | 5% | 57.76
90836 | Tripplite | DWF3770L | Display TV LCD Wall Mount Fixed 32" - 70" Flat Screen / Panel | EA |  | 1 Year (5 Years) | 30 | 5% | 28.5
90837 | Tripplite | DWF4585X | Display TV LCD Wall Mount Fixed 45" to 85" Flat Screen / Panel | EA |  | 1 Year (5 Years) | 80 | 5% | 76
90838 | Tripplite | DWF60100XX | Display TV LCD Wall Mount Fixed 60" to 100" Flat Screen / Panel | EA |  | 1 Year (5 Years) | 120 | 5% | 114
90839 | Tripplite | DWFSC3255MUL | Display TV Monitor Security Wall Mount Fixed Flat/Curved 32-55" | EA |  | 1 Year (5 Years) | 40 | 5% | 38
90840 | Tripplite | DWFSC3780MUL | Display TV Monitor Security Wall Mount Fixed Flat/Curved 37-80" | EA |  | 1 Year (5 Years) | 65.6 | 5% | 62.32
90841 | Tripplite | DWM1327SE | Display TV LCD Wall Mount Arm Swivel Tilt 13" - 27" Flat Screen | EA |  | 1 Year (5 Years) | 42.4 | 5% | 40.28
90842 | Tripplite | DWM1327SP | Display TV LCD Wall Mount Arm Swivel Tilt 13" - 27" Flat Screen | EA |  | 1 Year (5 Years) | 145.6 | 5% | 138.32
90843 | Tripplite | DWM1742MA | Display TV LCD Wall Mount Arms Swivel Tilt 17" - 42" Flat Screen | EA |  | 1 Year (5 Years) | 68.8 | 5% | 65.36
90844 | Tripplite | DWM1742MN | Display TV LCD Wall Mount Swivel 17" - 42" Flat Screen / Panel | EA |  | 1 Year (5 Years) | 30.4 | 5% | 28.88
90845 | Tripplite | DWM1742S | Display TV LCD Wall Mount Arm Swivel Tilt 17" - 42" Flat Screen | EA |  | 1 Year (5 Years) | 153.6 | 5% | 145.92
90846 | Tripplite | DWM2655M | Display TV LCD Wall Mount Arm Swivel Tilt 26" - 55" Flat Screen | EA |  | 1 Year (5 Years) | 123.2 | 5% | 117.04
90847 | Tripplite | DWM3750S | Wall Mount Monitor Stand Swivel Tilt Rotate Wallmount 37"-50" | EA |  | 1 Year (5 Years) | 140 | 5% | 133
90848 | Tripplite | DWM3770PLX | Display Monitor TV Wall Mount Fixed Rotate 360 Degrees 37"-70" | EA |  | 1 Year (5 Years) | 100 | 5% | 95
90849 | Tripplite | DWM3770X | Display TV LCD Wall Mount Swivel Tilt 37"-70" Flat Screen Panel | EA |  | 1 Year (5 Years) | 180 | 5% | 171
90850 | Tripplite | DWM60100XX | Display TV LCD Wall Mount Swivel Tilt 60"-100" Flat Screen Panel | EA |  | 1 Year (5 Years) | 240 | 5% | 228
90851 | Tripplite | DWMSC3780MUL | Display TV Security Wall Mount Full- Motion Flat/Curved 37-80" | EA |  | 1 Year (5 Years) | 200 | 5% | 190
90852 | Tripplite | DWT1327S | Display TV LCD Wall Mount Tilt 13" - 27" Flat Screen / Panel | EA |  | 1 Year (5 Years) | 25.6 | 5% | 24.32
90853 | Tripplite | DWT2655XE | Display TV LCD Wall Mount Tilt 26" - 55" Flat Screen / Panel | EA |  | 1 Year (5 Years) | 67.2 | 5% | 63.84
90854 | Tripplite | DWT2655XP | Display TV LCD Wall Mount Tilt 26" - 55" Flat Screen / Panel | EA |  | 1 Year (5 Years) | 75.2 | 5% | 71.44
90855 | Tripplite | DWT3270X | Display TV LCD Wall Mount Tilt 32" - 70" Flat Screen / Panel | EA |  | 1 Year (5 Years) | 84.8 | 5% | 80.56
90856 | Tripplite | DWT3770X | Display TV LCD Wall Mount Tilt 37" - 70" Flat Screen / Panel | EA |  | 1 Year (5 Years) | 99.2 | 5% | 94.24
90857 | Tripplite | DWT3780XUL | Display TV Monitor Wall Mount Flat / Curved Screens Tilt 37"-80" | EA |  | 1 Year (5 Years) | 100 | 5% | 95
90858 | Tripplite | DWT4585X | Display TV LCD Wall Mount Tilt 45" to 85" Flat Screen / Panel | EA |  | 1 Year (5 Years) | 100 | 5% | 95
90859 | Tripplite | DWT60100XX | Display TV LCD Wall Mount Tilt 60" - 100" Flat Screen / Panel | EA |  | 1 Year (5 Years) | 152 | 5% | 144.4
90860 | Tripplite | DWTSC3255MUL | Display TV Monitor Security Wall Mount Tilt Flat/Curved 32-55" | EA |  | 1 Year (5 Years) | 72 | 5% | 68.4
90861 | Tripplite | DWTSC3780MUL | Display TV Monitor Security Wall Mount Tilt Flat/Curved 37-80" | EA |  | 1 Year (5 Years) | 80 | 5% | 76
90862 | Tripplite | E2MT | Environmental Sensor Module w/ Temperature Monitoring | EA |  | 1 Year (2 Years) | 148 | 5% | 140.6
90863 | Tripplite | E2MTDI | Environmental Sensor w/ Temperature Monitoring & Digital Inputs | EA |  | 1 Year (2 Years) | 126 | 5% | 119.7
90864 | Tripplite | E2MTDO | Environmental Sensor w/ Temperature Monitoring & Digital Outputs | EA |  | 1 Year (2 Years) | 144 | 5% | 136.8
90865 | Tripplite | E2MTHDI | Environmental Sensor w/ Temp & Humidity Monitor & Digital Inputs | EA |  | 1 Year (2 Years) | 198 | 5% | 188.1
90866 | Tripplite | E2SLD | Water Leak Detection Sensor for Datacenter/Wiring Closet UPS/PDU | EA |  | 1 Year (2 Years) | 120 | 5% | 114
90867 | Tripplite | EBP240V2501 | Battery Pack 3-Phase UPS +/-120VDC 1 Cabinet w Batteries 63AH | EA |  | 1 Year | 18756 | 5% | 17818.2
90868 | Tripplite | EBP240V3501 | Battery Pack 3-Phase UPS +/-120VDC 1 Cabinet w Batteries 81AH | EA |  | 1 Year | 22332.6 | 5% | 21215.97
90869 | Tripplite | EBP240V5001 | Battery Pack 3-Phase UPS +/-120VDC 1 Cabinet w Batteries 112AH | EA |  | 1 Year | 26539.2 | 5% | 25212.24
90870 | Tripplite | EBP240V5002 | Battery Pack 3-Phase UPS +/-120VDC 2 Cabinet Batteries Included | EA |  | 1 Year | 84628.8 | 5% | 80397.36
90871 | Tripplite | ECO1000LCD | 1000VA UPS Eco Green Battery Back Up AVR 120V USB Energy Star | EA |  | 1 Year (3 Years) | 241.2 | 5% | 229.14
90872 | Tripplite | ECO1300LCD | 1300VA UPS Eco Green Battery Back Up AVR 120V USB Energy Star | EA |  | 1 Year (3 Years) | 264.6 | 5% | 251.37
90873 | Tripplite | ECO1500LCD | 1500VA UPS Eco Green Battery Back Up AVR 120V USB Energy Star | EA |  | 1 Year (3 Years) | 295.2 | 5% | 280.44
90874 | Tripplite | ECO350UPS | Tripp Lite 350VA 180W UPS Eco Green Battery Back Up Compact 120V USB RJ11 | EA |  | 1 Year (3 Years) | 81.9 | 5% | 77.805
90875 | Tripplite | ECO550UPS | Tripp Lite 550VA 300W UPS Eco Green Battery Back Up Compact 120V USB RJ11 | EA |  | 1 Year (3 Years) | 109.8 | 5% | 104.31
90876 | Tripplite | ECO550UPSTAA | Tripp Lite 550VA 300W UPS Eco Green Battery Back Up 120V USB RJ11 TAA GSA | EA |  | 1 Year (3 Years) | 135 | 5% | 128.25
90877 | Tripplite | ECO650LCD | Tripp Lite 650VA 325W UPS Eco Green Battery Back Up LCD 120V USB RJ11 PC | EA |  | 1 Year (3 Years) | 125.1 | 5% | 118.845
90878 | Tripplite | ECO650UPSM | 650VA 325W UPS Eco Green Battery Back Up 120V USB Muted Alarm | EA |  | 1 Year (3 Years) | 118.8 | 5% | 112.86
90879 | Tripplite | ECO750UPS | Tripp Lite 750VA 450W UPS Eco Green Battery Back Up Compact 120V USB RJ11 | EA |  | 1 Year (3 Years) | 152.1 | 5% | 144.495
90880 | Tripplite | ECO750UPSTAA | Tripp Lite 750VA 450W UPS Eco Green Battery Back Up 120V USB RJ11 TAA GSA | EA |  | 1 Year (3 Years) | 171 | 5% | 162.45
90881 | Tripplite | ECO850LCD | Tripp Lite 850VA 425W UPS Eco Green Battery Back Up LCD 120V USB RJ11 PC | EA |  | 1 Year (3 Years) | 150.3 | 5% | 142.785
90882 | Tripplite | ECO900UPSM | 900VA 480W UPS Eco Green Battery Back Up 120V USB Muted Alarm | EA |  | 1 Year (3 Years) | 176.4 | 5% | 167.58
90883 | Tripplite | EMS1250UL | Tripp Lite 1250W Ambulance / EMS Inverter/Charger 12VDC 120VAC 14/55A 2 Outlet | EA |  | 1 Year (2 Years) | 1350 | 5% | 1282.5
90884 | Tripplite | ENVIROSENSE | Tripp Lite Environmental Sensor for use with Tripp Lite SNMP / Web Cards | EA |  | 1 Year (2 Years) | 198 | 5% | 188.1
90885 | Tripplite | ER-V2 | Tripp Lite Keyspan RF Remote Control for Windows 7 & Vista | EA |  | 1 Year | 64 | 5% | 60.8
90886 | Tripplite | EURO-4 | Tripp Lite International Isobar Surge Protector 230V C13 4 Outlet 2M Cord | EA |  | 1 Year (Limited Lifetime) | 88.4 | 5% | 83.98
90887 | Tripplite | EZA-035 | Tripp Lite 35ft Easy Pull Long Run Display Cable Type A Analog PVC Trunk | EA |  | 1 Year (Limited Lifetime) | 56 | 5% | 53.2
90888 | Tripplite | EZA-035-P | Easy Pull Type A Base Cable, Plenum Rated - 35' | EA |  | 1 Year (Limited Lifetime) | 132 | 5% | 125.4
90889 | Tripplite | EZA-050 | Tripp Lite 50ft Easy Pull Long Run Display Cable Type A Analog PVC Trunk | EA |  | 1 Year (Limited Lifetime) | 72 | 5% | 68.4
90890 | Tripplite | EZA-100 | Easy Pull Type A Base Cable - 100' | EA |  | 1 Year (Limited Lifetime) | 128 | 5% | 121.6
90891 | Tripplite | EZA-100-P | Tripp Lite 100ft Easy Pull Long Run Display Cbl Type A Analog Plenum Trunk | EA |  | 1 Year (Limited Lifetime) | 368 | 5% | 349.6
90892 | Tripplite | EZA-VGAAF-2 | Tripp Lite Easy Pull Type-A Kit w/ HD15F/F & 3.5mm Stereo F/F & 2 Wallplate | EA |  | 1 Year (Limited Lifetime) | 32.8 | 5% | 31.16
90893 | Tripplite | EZA-VGAAM-2 | Tripp Lite Easy Pull Type-A RGB Style VGA Connector Kit w/ Audio M/M | EA |  | 1 Year (Limited Lifetime) | 20.8 | 5% | 19.76
90894 | Tripplite | EZA-VGAAX-2 | Tripp Lite Easy Pull Type-A RGB Style VGA Connector w Audio M/F & Faceplate | EA |  | 1 Year (Limited Lifetime) | 25.6 | 5% | 24.32
90895 | Tripplite | EZA-VGACSAF-2 | Easy Pull Type A Connectors F/F VGA, RCA Audio,Composite Video | EA |  | 1 Year (Limited Lifetime) | 70.4 | 5% | 66.88
90896 | Tripplite | EZA-VGACSAX-2 | Tripp Lite Easy Pull Type A Connector M/F VGA, 3.5mm, RCA Audio, Comp Video | EA |  | 1 Year (Limited Lifetime) | 59.2 | 5% | 56.24
90897 | Tripplite | EZA-VGAF-2 | Easy Pull VGA-F (x2) Connectors w (x2) Faceplates (use w Type A cable) Contains 2 cables - 1' | EA |  | 1 Year (Limited Lifetime) | 25.6 | 5% | 24.32
90898 | Tripplite | EZA-VGAM-2 | Tripp Lite Easy Pull Type A Connectors M/M set of RGB Style VGA Cable | EA |  | 1 Year (Limited Lifetime) | 24 | 5% | 22.8
90899 | Tripplite | EZA-VGAX-2 | Tripp Lite Easy Pull Type A Connectors M/F set of RBG Style VGA w Faceplate | EA |  | 1 Year (Limited Lifetime) | 22.4 | 5% | 21.28
90900 | Tripplite | EZB-025 | 25ft Easy Pull Long-Run Display Cable Digital PVC Trunk Cbl 25' | EA |  | 1 Year (Limited Lifetime) | 56 | 5% | 53.2
90901 | Tripplite | EZB-050 | Tripp Lite 50ft Easy Pull Home Theater Long Run Display Cbl Dgtl PVC Trunk | EA |  | 1 Year (Limited Lifetime) | 67.2 | 5% | 63.84
90902 | Tripplite | EZB-100 | Easy Pull Type B Base Cable - 100' | EA |  | 1 Year (Limited Lifetime) | 123.2 | 5% | 117.04
90903 | Tripplite | EZB-DVIF-2 | Easy Pull DVI-F (x2) Connectors w (x2) faceplates (use w Type B cable), single link Contains 2 cables - 1' | EA |  | 1 Year (Limited Lifetime) | 28.8 | 5% | 27.36
90904 | Tripplite | EZB-DVIM-2 | Tripp Lite Home Theater Easy Pull DVI Cable Kit 2 x DVI Male 1ft DVI-D | EA |  | 1 Year (Limited Lifetime) | 22.4 | 5% | 21.28
90905 | Tripplite | F005-006 | Tripp Lite 6ft IEEE 1394 FireWire Cable 6pin/6pin Gold Plated Connectors 6' | EA |  | 1 Year (Limited Lifetime) | 13.79 | 5% | 13.1005
90906 | Tripplite | F005-015 | Tripp Lite 15ft IEEE 1394 FireWire Cbl 6pin/6pin Gold Plated Connectors 15' | EA |  | 1 Year (Limited Lifetime) | 25.38 | 5% | 24.111
90907 | Tripplite | F015-006 | Tripp Lite 6ft IEEE 1394b FireWire 800 Gold Hi-speed Cable 9pin/9pin 6' | EA |  | 1 Year (Limited Lifetime) | 30.35 | 5% | 28.8325
90908 | Tripplite | F015-010 | Tripp Lite 10ft IEEE 1394b FireWire 800 Gold Hi-speed Cable 9pin/9pin 10' | EA |  | 1 Year (Limited Lifetime) | 38.63 | 5% | 36.6985
90909 | Tripplite | F017-006 | Tripp Lite 6ft IEEE 1394b FireWire 800 Gold Hi-speed Cable 9pin/6pin 6' | EA |  | 1 Year (Limited Lifetime) | 22.07 | 5% | 20.9665
90910 | Tripplite | F017-010 | Tripp Lite 10ft IEEE 1394b FireWire 800 Gold Hi-speed Cable 9pin/6pin 10' | EA |  | 1 Year (Limited Lifetime) | 27.59 | 5% | 26.2105
90911 | Tripplite | F019-006 | Tripp Lite 6ft IEEE 1394b FireWire 800 Gold Hi-speed Cable 9pin/4pin 6' | EA |  | 1 Year (Limited Lifetime) | 19.32 | 5% | 18.354
90912 | Tripplite | HCRK | Tripp Lite Medical Mobile Cart Power Kit 90A 300W 3 Outlet UL 60601-1 | EA |  | 1 Year (2 Years) | 1880.55 | 5% | 1786.5225
90913 | Tripplite | HCRK-36 | Tripp Lite Medical Mobile Cart Power Kit 36A 300W 3 Outlet UL 60601-1 | EA |  | 1 Year (2 Years) | 1409.4 | 5% | 1338.93
90914 | Tripplite | HCRK-54 | Tripp Lite Medical Mobile Cart Power Kit 54A 300W 3 Outlet UL 60601-1 | EA |  | 1 Year (2 Years) | 1565.1 | 5% | 1486.845
90915 | Tripplite | HGOUTLETCVR | Hospital Surge Protector & Power Strip Outlet Cover Kit 5-15R-HG | EA |  | 1 Year | 5.8 | 5% | 5.51
90916 | Tripplite | HT10DBS | Tripp Lite Home Theater Isobar Surge Protector 10 Outlet RJ11 RJ45 Coax | EA |  | 1 Year (Limited Lifetime) | 160 | 5% | 152
90917 | Tripplite | HT706TSAT | Tripp Lite Home Theater Surge Protector Strip 7 Outlet RJ11 Coax 6ft Cord | EA |  | 1 Year (Limited Lifetime) | 32.52 | 5% | 30.894
90918 | Tripplite | HT706TV | Tripp Lite Home Theater Surge Protector Strip 7 Outlet Coax 6ft Cord 1500 Joule | EA |  | 1 Year (Limited Lifetime) | 36.8 | 5% | 34.96
90919 | Tripplite | HT850UPS | Tripp Lite 750VA 450W UPS Home Theater AVR Compact 120V USB RJ11 Coax | EA |  | 1 Year (2 Years) | 234 | 5% | 222.3
90920 | Tripplite | HTSWIVEL6 | Tripp Lite Home Theater Surge Wallmount Direct Plug Swivel RJ11 Coax | EA |  | 1 Year (Limited Lifetime) | 22.08 | 5% | 20.976
90921 | Tripplite | IB4-6/220 | 4 OUTLETS 6' CORD 330 JOULES Isobar Ultra Surge Suppressor 220/240V US 5-15R Receptacles | EA |  | 1 Year | 82.22 | 5% | 78.109
90922 | Tripplite | IBAR12-20T | Tripp Lite Isobar Surge Protector Rackmount 20A 12 Outlet 15ft Cord 1URM | EA |  | 1 Year (Limited Lifetime) | 248 | 5% | 235.6
90923 | Tripplite | IBAR2-6D | Tripp Lite Isobar Surge Protector Metal 2 Outlet 6ft Cord 1410 Joule | EA |  | 1 Year (Limited Lifetime) | 52.8 | 5% | 50.16
90924 | Tripplite | IBAR4-6D | Tripp Lite Isobar Surge Protector Metal 4 Outlet 6ft Cord 3330 Joule | EA |  | 1 Year (Limited Lifetime) | 71.2 | 5% | 67.64
90925 | Tripplite | IBAR6 HG | Tripp Lite Isobar Surge Protector Medical Metal 6 Outlet 15ft Cord 3330 Joule | EA |  | 1 Year (Limited Lifetime) | 147.5 | 5% | 140.125
90926 | Tripplite | IBAR6-6D | Tripp Lite Isobar Surge Protector Metal 6 Outlet 6ft Cord 3330 Joule | EA |  | 1 Year (Limited Lifetime) | 84.8 | 5% | 80.56
90927 | Tripplite | IBAR8-15RM | Tripp Lite Isobar Surge Protector 8 Outlet 12ft Cord Remote On/Off Switch | EA |  | 1 Year (Limited Lifetime) | 121.6 | 5% | 115.52
90928 | Tripplite | IBLOK2-0 | Tripp Lite Isobar Surge Protector Wallmount Direct Plug In 2 Outlet 1410 Joule | EA |  | 1 Year (Limited Lifetime) | 40 | 5% | 38
90929 | Tripplite | IBR12 | Tripp Lite Isobar Surge Protector Rackmount 12 Outlet 15ft Cord Metal 1URM | EA |  | 1 Year (Limited Lifetime) | 188 | 5% | 178.6
90930 | Tripplite | INTERNET350SER | Tripp Lite 350VA 180W UPS Desktop Battery Back Up Compact 120V DB9 RJ11 PC | EA |  | 1 Year (3 Years) | 81.9 | 5% | 77.805
90931 | Tripplite | INTERNET350U | Tripp Lite 350VA 180W UPS Desktop Battery Back Up Compact 120V USB RJ11 PC | EA |  | 1 Year (3 Years) | 77.4 | 5% | 73.53
90932 | Tripplite | INTERNET550SER | Tripp Lite 550VA 300W UPS Desktop Battery Back Up Compact 120V DB9 RJ11 PC | EA |  | 1 Year (3 Years) | 104.4 | 5% | 99.18
90933 | Tripplite | INTERNET550U | Tripp Lite 550VA 300W UPS Desktop Battery Back Up Compact 120V USB RJ11 PC | EA |  | 1 Year (3 Years) | 104.4 | 5% | 99.18
90934 | Tripplite | INTERNET600U | Tripp Lite 600VA 300W UPS Desktop Battery Back Up Compact 120V USB RJ11 PC | EA |  | 1 Year (3 Years) | 108 | 5% | 102.6
90935 | Tripplite | INTERNET750U | Tripp Lite 750VA 450W UPS Desktop Battery Back Up Compact 120V USB RJ11 PC | EA |  | 1 Year (3 Years) | 148.5 | 5% | 141.075
90936 | Tripplite | INTERNET900U | Tripp Lite 900VA 480W UPS Desktop Battery Back Up Compact 120V USB RJ11 PC | EA |  | 1 Year (3 Years) | 167.4 | 5% | 159.03
90937 | Tripplite | INTRNT OFFC300 | Tripp Lite 300VA 150W UPS Desktop Battery Back Up Compact 120V RJ45 | EA |  | 1 Year (3 Years) | 135 | 5% | 128.25
90938 | Tripplite | INTRNT OFFC500R | Tripp Lite 500VA 280W UPS Desktop Battery Back Up Tower 120V USB RJ45 PC | EA |  | 1 Year (3 Years) | 181.8 | 5% | 172.71
90939 | Tripplite | INTRNT OFFC700R | Tripp Lite 700VA 425W UPS Desktop Battery Back Up Tower 120V USB RJ45 PC | EA |  | 1 Year (3 Years) | 199.8 | 5% | 189.81
90940 | Tripplite | IS-1000 | Tripp Lite Isolation Transformer 1000W Surge 120V 4 Outlet 6ft Cord TAA GSA | EA |  | 1 Year (2 Years) | 441 | 5% | 418.95
90941 | Tripplite | IS1000HG | Tripp Lite Isolation Transformer 1000W Medical Surge 120V 4 Outlet TAA GSA | EA |  | 1 Year (2 Years) | 676 | 5% | 642.2
90942 | Tripplite | IS1000HGDV | Isolation Transformer Hospital Dual-Voltage 115/230V 1000W 8 C13 | EA |  | 1 Year (2 Years) | 1122.36 | 5% | 1066.242
90943 | Tripplite | IS1800HG | Tripp Lite Isolation Transformer 1800W Medical Surge 120V 6 Outlet TAA GSA | EA |  | 1 Year (2 Years) | 1060 | 5% | 1007
90944 | Tripplite | IS1800HGDV | Isolation Transformer Hospital Dual-Voltage 115/230V 1800W 8 C13 | EA |  | 1 Year (2 Years) | 1655.98 | 5% | 1573.181
90945 | Tripplite | IS-250 | Tripp Lite Isolation Transformer 250W Surge 120V 2 Outlet 6ft Cord TAA GSA | EA |  | 1 Year (2 Years) | 178.2 | 5% | 169.29
90946 | Tripplite | IS250HG | Tripp Lite Isolation Transformer 250W Medical Surge 120V 2 Outlet TAA GSA | EA |  | 1 Year (2 Years) | 322 | 5% | 305.9
90947 | Tripplite | IS300HGDV | Isolation Transformer Hospital Dual-Voltage 115/230V 300W 4 C13 | EA |  | 1 Year (2 Years) | 850.2 | 5% | 807.69
90948 | Tripplite | IS-500 | Tripp Lite Isolation Transformer 500W Surge 120V 4 Outlet 6ft Cord TAA GSA | EA |  | 1 Year (2 Years) | 282.6 | 5% | 268.47
90949 | Tripplite | IS500HG | Tripp Lite Isolation Transformer 500W Medical Surge 120V 4 Outlet TAA GSA | EA |  | 1 Year (2 Years) | 448 | 5% | 425.6
90950 | Tripplite | IS600HGDV | Isolation Transformer Hospital Dual-Voltage 115/230V 600W 6 C13 | EA |  | 1 Year (2 Years) | 996 | 5% | 946.2
90951 | Tripplite | ISOBAR12 ULTRA | Tripp Lite Isobar Surge Protector Rackmount Metal 12 Outlet 15ft Cord 1URM | EA |  | 1 Year (Limited Lifetime) | 182.4 | 5% | 173.28
90952 | Tripplite | ISOBAR12/20 UL | Tripp Lite Isobar Surge Protector Rackmount 15/20A 12 Outlet 15ft Cord 1URM | EA |  | 1 Year (Limited Lifetime) | 208 | 5% | 197.6
90953 | Tripplite | ISOBAR4 ULTRA | Tripp Lite Isobar Surge Protector Metal 4 Outlet 6ft Cord 3330 Joule | EA |  | 1 Year (Limited Lifetime) | 78.4 | 5% | 74.48
90954 | Tripplite | ISOBAR6 ULTRA | Tripp Lite Isobar Surge Protector Metal 6 Outlet 6ft Cord 3330 Joule | EA |  | 1 Year (Limited Lifetime) | 88 | 5% | 83.6
90955 | Tripplite | ISOBAR6DBS | Tripp Lite Isobar Surge Protector Metal 6 Outlet RJ11 Coax 6ft Cord 2850 Joule | EA |  | 1 Year (Limited Lifetime) | 104 | 5% | 98.8
90956 | Tripplite | ISOBAR8 ULTRA | Tripp Lite Isobar Surge Protector Metal 8 Outlet 12ft Cord 3840 Joule | EA |  | 1 Year (Limited Lifetime) | 100.8 | 5% | 95.76
90957 | Tripplite | ISOBAR825ULTRA | Tripp Lite Isobar Surge Protector Metal 8 Outlet 25ft Cord 3840 Joule | EA |  | 1 Year (Limited Lifetime) | 116.8 | 5% | 110.96
90958 | Tripplite | ISOTEL4 ULTRA | Tripp Lite Isobar Surge Protector Metal RJ11 4 Outlet 6ft Cord 3330 Joule | EA |  | 1 Year (Limited Lifetime) | 96 | 5% | 91.2
90959 | Tripplite | ISOTEL6 ULTRA | Tripp Lite Isobar Surge Protector Metal RJ11 6 Outlet 6ft Cord 3330 Joule | EA |  | 1 Year (Limited Lifetime) | 104 | 5% | 98.8
90960 | Tripplite | ISOTEL8 ULTRA | Tripp Lite Isobar Surge Protector Metal RJ11 8 Outlet 12ft Cord 3840 Joule | EA |  | 1 Year (Limited Lifetime) | 114.4 | 5% | 108.68
90961 | Tripplite | LC1200 | Tripp Lite Line Conditioner 1200W AVR Surge 120V 10A 60Hz 4 Outlet 7ft Cord | EA |  | 1 Year (2 Years) | 189 | 5% | 179.55
90962 | Tripplite | LC1800 | Tripp Lite Line Conditioner 1800W AVR Surge 120V 15A 60Hz 6 Outlet 6ft Cord | EA |  | 1 Year (2 Years) | 268.2 | 5% | 254.79
90963 | Tripplite | LC2400 | Tripp Lite Line Conditioner 2400W AVR Surge 120V 20A 60Hz 6 Outlet 6ft Cord | EA |  | 1 Year (2 Years) | 351 | 5% | 333.45
90964 | Tripplite | LCR2400 | Tripp Lite Line Conditioner 2400W AVR Surge 120V 20A 60Hz 14 Outlet 12ft Cd | EA |  | 1 Year (2 Years) | 486 | 5% | 461.7
90965 | Tripplite | LR1000 | Tripp Lite Line Conditioner 1000W AVR Surge 230V 4A 50/60Hz 2 C13; 2 5-15R | EA |  | 1 Year (2 Years) | 212.4 | 5% | 201.78
90966 | Tripplite | LR2000 | Tripp Lite Line Conditioner 2000W AVR Surge 230V 8A 50/60Hz 5-15R 6-15R C13 | EA |  | 1 Year (2 Years) | 374.4 | 5% | 355.68
90967 | Tripplite | LR604 | Tripp Lite Line Conditioner 600W AVR Surge 230V 2.6A 50/60Hz C13 3 Outlet | EA |  | 1 Year (2 Years) | 160.2 | 5% | 152.19
90968 | Tripplite | LS604WM | Tripp Lite Line Conditioner 600W Wall Mount AVR Surge 120V 5A 60Hz 4 Outlet | EA |  | 1 Year (2 Years) | 169.2 | 5% | 160.74
90969 | Tripplite | LS606M | Tripp Lite Line Conditioner 600W AVR Surge 120V 5A 60Hz 6 Outlet 6ft Cord | EA |  | 1 Year (2 Years) | 129.6 | 5% | 123.12
90970 | Tripplite | M100-003-BK | 3ft Lightning to USB iPhone iPod iPad Apple Certified Black 1M | EA |  | 1 Year (2 Years) | 17.6 | 5% | 16.72
90971 | Tripplite | M100-003-HD | Heavy Duty Lightning to USB Sync / Charge Apple iPhone iPad 3ft | EA |  | 1 Year (2 Years) | 19.2 | 5% | 18.24
90972 | Tripplite | M100-003-LRA-WH | Lightning to USB Sync Charge Right-Angle iPhone iPad White 3ft | EA |  | 1 Year (2 Years) | 19.2 | 5% | 18.24
90973 | Tripplite | M100-003-WH | 3ft Lightning to USB iPhone iPod iPad Apple Certified White 1M | EA |  | 1 Year (2 Years) | 17.6 | 5% | 16.72
90974 | Tripplite | M100-004COIL-BK | Lightning to USB Sync/Charge 1ft Coiled 4ft Extended iPhone iPad | EA |  | 1 Year (2 Years) | 19.2 | 5% | 18.24
90975 | Tripplite | M100-006-BK | 6ft Lightning to USB iPhone iPod iPad Apple Certified Black 2M | EA |  | 1 Year (2 Years) | 20.8 | 5% | 19.76
90976 | Tripplite | M100-006-HD | Heavy Duty Lightning to USB Sync / Charge Apple iPhone iPad 6ft | EA |  | 1 Year (2 Years) | 20.8 | 5% | 19.76
90977 | Tripplite | M100-006-LRA-WH | Lightning to USB Sync Charge Right-Angle iPhone iPad White 6ft | EA |  | 1 Year (2 Years) | 20.8 | 5% | 19.76
90978 | Tripplite | M100-006-WH | 6ft Lightning to USB iPhone iPod iPad Apple Certified White 2M | EA |  | 1 Year (2 Years) | 20.8 | 5% | 19.76
90979 | Tripplite | M100-010-BK | Lightning to USB Sync Charge Cable Apple MFi Certified Black 10' | EA |  | 1 Year (2 Years) | 26.4 | 5% | 25.08
90980 | Tripplite | M100-010-WH | Lightning to USB Sync Charge Cable Apple MFi Certified White 10' | EA |  | 1 Year (2 Years) | 26.4 | 5% | 25.08
90981 | Tripplite | M100-10N-BK | Lightning to USB Sync / Charge iPhone iPod iPad Black 10 Inch | EA |  | 1 Year (2 Years) | 15.68 | 5% | 14.896
90982 | Tripplite | M100-10N-BK-10 | Lightning to USB Sync / Charge iPhone iPod iPad Black 10" 10pc | EA |  | 1 Year (2 Years) | 141.12 | 5% | 134.064
90983 | Tripplite | M110-003-WH | 30-Pin to USB Sync Charge Cable Apple MFi Certified White 3' | EA |  | 1 Year (2 Years) | 9.6 | 5% | 9.12
90984 | Tripplite | M110-10N-BK | 30-Pin to USB Sync Charge Cable Apple MFi Certified Black 10'' | EA |  | 1 Year (2 Years) | 8.8 | 5% | 8.36
90985 | Tripplite | MODBUSCARD | Tripp Lite UPS / PC Communication via MODBUS RS-422/485 & RS-232 Ports | EA |  | 1 Year (2 Years) | 400 | 5% | 380
90986 | Tripplite | MR1208TRAY | Universal Monitor Riser Stand w Accessory Tray Laptop Printer 4" | EA |  | 1 Year (5 Years) | 31.6 | 5% | 30.02
90987 | Tripplite | MR1612 | Universal Monitor Riser Stand Computer Laptop Printers 1.25-5.5" | EA |  | 1 Year (5 Years) | 22.4 | 5% | 21.28
90988 | Tripplite | MR1612D1 | LCD Monitor Riser Printer Monitor Stand w/ Storage Drawer 4.7In | EA |  | 1 Year (5 Years) | 32 | 5% | 30.4
90989 | Tripplite | MR1815SWVL | Adjustable Monitor Stand Display Riser Swivel w/ Storage Shelf | EA |  | 1 Year (5 Years) | 49.6 | 5% | 47.12
90990 | Tripplite | MR2208G | Universal Monitor Riser Stand Glass Computer Laptop Printers 3" | EA |  | 1 Year (5 Years) | 32 | 5% | 30.4
90991 | Tripplite | MRV2012UL | 2000W RV Interter / Charger ATS 25/100A 12V DC 120V AC Hardwire | EA |  | 30-month limited | 1074.6 | 5% | 1020.87
90992 | Tripplite | MT-6PLUS | Tripp Lite Under Monitor Isobar Surge Protector 6 Outlet 10ft Cord 1440 Joule | EA |  | 1 Year (Limited Lifetime) | 141.1 | 5% | 134.045
90993 | Tripplite | N001-001-BL | Tripp Lite 1ft Cat5e / Cat5 350MHz Snagless Patch Cable RJ45 M/M Blue 1' | EA |  | 1 Year (Limited Lifetime) | 2.9 | 5% | 2.755
90994 | Tripplite | N001-001-YW | Tripp Lite 1ft Cat5e / Cat5 350MHz Snagless Patch Cable RJ45 M/M Yellow 1' | EA |  | 1 Year (Limited Lifetime) | 2.9 | 5% | 2.755
90995 | Tripplite | N001-002-BL | Tripp Lite 2ft Cat5e / Cat5 350MHz Snagless Patch Cable RJ45 M/M Blue 2' | EA |  | 1 Year (Limited Lifetime) | 3.31 | 5% | 3.1445
90996 | Tripplite | N001-003-BK | Tripp Lite 3ft Cat5e / Cat5 350MHz Snagless Patch Cable RJ45 M/M Black 3' | EA |  | 1 Year (Limited Lifetime) | 3.45 | 5% | 3.2775
90997 | Tripplite | N001-003-BL | Tripp Lite 3ft Cat5e / Cat5 350MHz Snagless Patch Cable RJ45 M/M Blue 3' | EA |  | 1 Year (Limited Lifetime) | 3.45 | 5% | 3.2775
90998 | Tripplite | N001-003-GN | Tripp Lite 3ft Cat5e / Cat5 350MHz Snagless Patch Cable RJ45 M/M Green 3' | EA |  | 1 Year (Limited Lifetime) | 3.45 | 5% | 3.2775
90999 | Tripplite | N001-003-GY | Tripp Lite 3ft Cat5e / Cat5 350MHz Snagless Patch Cable RJ45 M/M Gray 3' | EA |  | 1 Year (Limited Lifetime) | 3.45 | 5% | 3.2775
91000 | Tripplite | N001-003-OR | Cat5e Cat5 Snagless Molded Patch Cable RJ45 M/M Orange 3' 3ft | EA |  | 1 Year (Limited Lifetime) | 3.45 | 5% | 3.2775
91001 | Tripplite | N001-003-PU | 3ft Cat5 Cat5e Snagless Molded Patch Cable UTP Purple RJ45 M/M | EA |  | 1 Year (Limited Lifetime) | 3.45 | 5% | 3.2775
91002 | Tripplite | N001-003-RD | Tripp Lite 3ft Cat5e / Cat5 350MHz Snagless Patch Cable RJ45 M/M Red 3' | EA |  | 1 Year (Limited Lifetime) | 3.45 | 5% | 3.2775
91003 | Tripplite | N001-003-WH | Tripp Lite 3ft Cat5e / Cat5 350MHz Snagless Patch Cable RJ45 M/M White 3' | EA |  | 1 Year (Limited Lifetime) | 3.45 | 5% | 3.2775
91004 | Tripplite | N001-003-YW | Tripp Lite 3ft Cat5e / Cat5 350MHz Snagless Patch Cable RJ45 M/M Yellow 3' | EA |  | 1 Year (Limited Lifetime) | 3.45 | 5% | 3.2775
91005 | Tripplite | N001-004-BL | Tripp Lite 4ft Cat5e / Cat5 350MHz Snagless Patch Cable RJ45 M/M Blue 4' | EA |  | 1 Year (Limited Lifetime) | 3.73 | 5% | 3.5435
91006 | Tripplite | N001-005-BK | Tripp Lite 5ft Cat5e / Cat5 350MHz Snagless Patch Cable RJ45 M/M Black 5' | EA |  | 1 Year (Limited Lifetime) | 3.73 | 5% | 3.5435
91007 | Tripplite | N001-005-BL | Tripp Lite 5ft Cat5e / Cat5 350MHz Snagless Patch Cable RJ45 M/M Blue 5' | EA |  | 1 Year (Limited Lifetime) | 4.14 | 5% | 3.933
91008 | Tripplite | N001-005-GN | Tripp Lite 5ft Cat5e / Cat5 350MHz Snagless Patch Cable RJ45 M/M Green 5' | EA |  | 1 Year (Limited Lifetime) | 4.14 | 5% | 3.933
91009 | Tripplite | N001-005-GY | Tripp Lite 5ft Cat5e / Cat5 350MHz Snagless Patch Cable RJ45 M/M Gray 5' | EA |  | 1 Year (Limited Lifetime) | 4.14 | 5% | 3.933
91010 | Tripplite | N001-005-OR | 5ft Cat5 Cat5e Snagless Molded Patch Cable UTP Orange RJ45 M/M | EA |  | 1 Year (Limited Lifetime) | 4.14 | 5% | 3.933
91011 | Tripplite | N001-005-PU | Cat5e Cat5 Snagless Molded Patch Cable RJ45 M/M Purple 5' 5ft | EA |  | 1 Year (Limited Lifetime) | 4.14 | 5% | 3.933
91012 | Tripplite | N001-005-RD | Tripp Lite 5ft Cat5e / Cat5 350MHz Snagless Patch Cable RJ45 M/M Red 5' | EA |  | 1 Year (Limited Lifetime) | 4.14 | 5% | 3.933
91013 | Tripplite | N001-005-WH | 5ft Cat5 Cat5e Snagless Molded Patch Cable UTP White RJ45 M/M | EA |  | 1 Year (Limited Lifetime) | 4.14 | 5% | 3.933
91014 | Tripplite | N001-005-YW | Tripp Lite 5ft Cat5e / Cat5 350MHz Snagless Patch Cable RJ45 M/M Yellow 5' | EA |  | 1 Year (Limited Lifetime) | 4.14 | 5% | 3.933
91015 | Tripplite | N001-006-BK | Tripp Lite 6ft Cat5e / Cat5 350MHz Snagless Patch Cable RJ45 M/M Black 6' | EA |  | 1 Year (Limited Lifetime) | 4.58 | 5% | 4.351
91016 | Tripplite | N001-006-BL | Tripp Lite 6ft Cat5e / Cat5 350MHz Snagless Patch Cable RJ45 M/M Blue 6' | EA |  | 1 Year (Limited Lifetime) | 4.58 | 5% | 4.351
91017 | Tripplite | N001-006-GN | Cat5e Cat5 Snagless Molded Patch Cable RJ45 M/M Green 6' 6ft | EA |  | 1 Year (Limited Lifetime) | 4.58 | 5% | 4.351
91018 | Tripplite | N001-006-GY | Tripp Lite 6ft Cat5e / Cat5 350MHz Snagless Patch Cable RJ45 M/M Gray 6' | EA |  | 1 Year (Limited Lifetime) | 4.58 | 5% | 4.351
91019 | Tripplite | N001-006-OR | Cat5 Cat5e Snagless Molded Patch Cable UTP Orange RJ45 M/M 6ft | EA |  | 1 Year (Limited Lifetime) | 4.58 | 5% | 4.351
91020 | Tripplite | N001-006-RD | Cat5 Cat5e Snagless Molded Patch Cable UTP Red RJ45 M/M 6ft 6' | EA |  | 1 Year (Limited Lifetime) | 4.58 | 5% | 4.351
91021 | Tripplite | N001-006-WH | Cat5 Cat5e Snagless Molded Patch Cable UTP White RJ45 M/M 6ft 6' | EA |  | 1 Year (Limited Lifetime) | 4.58 | 5% | 4.351
91022 | Tripplite | N001-006-YW | 6ft Cat5e / Cat5 350MHz Snagless Patch Cable RJ45 M/M Yellow 6' | EA |  | 1 Year (Limited Lifetime) | 4.58 | 5% | 4.351
91023 | Tripplite | N001-007-BK | Tripp Lite 7ft Cat5e / Cat5 350MHz Snagless Patch Cable RJ45 M/M Black 7' | EA |  | 1 Year (Limited Lifetime) | 4.75 | 5% | 4.5125
91024 | Tripplite | N001-007-BL | Tripp Lite 7ft Cat5e / Cat5 350MHz Snagless Patch Cable RJ45 M/M Blue 7' | EA |  | 1 Year (Limited Lifetime) | 4.75 | 5% | 4.5125
91025 | Tripplite | N001-007-GN | Tripp Lite 7ft Cat5e / Cat5 350MHz Snagless Patch Cable RJ45 M/M Green 7' | EA |  | 1 Year (Limited Lifetime) | 4.75 | 5% | 4.5125
91026 | Tripplite | N001-007-GY | Tripp Lite 7ft Cat5e / Cat5 350MHz Snagless Patch Cable RJ45 M/M Gray 7' | EA |  | 1 Year (Limited Lifetime) | 4.75 | 5% | 4.5125
91027 | Tripplite | N001-007-OR | Tripp Lite 7ft Cat5e / Cat5 350MHz Snagless Patch Cable RJ45 M/M Orange 7' | EA |  | 1 Year (Limited Lifetime) | 4.75 | 5% | 4.5125
91028 | Tripplite | N001-007-RD | Tripp Lite 7ft Cat5e / Cat5 350MHz Snagless Patch Cable RJ45 M/M Red 7' | EA |  | 1 Year (Limited Lifetime) | 4.75 | 5% | 4.5125
91029 | Tripplite | N001-007-WH | Tripp Lite 7ft Cat5e / Cat5 350MHz Snagless Patch Cable RJ45 M/M White 7' | EA |  | 1 Year (Limited Lifetime) | 4.75 | 5% | 4.5125
91030 | Tripplite | N001-007-YW | Tripp Lite 7ft Cat5e / Cat5 350MHz Snagless Patch Cable RJ45 M/M Yellow 7' | EA |  | 1 Year (Limited Lifetime) | 4.75 | 5% | 4.5125
91031 | Tripplite | N001-008-BL | Tripp Lite 8ft Cat5e / Cat5 350MHz Snagless Patch Cable RJ45 M/M Blue 8' | EA |  | 1 Year (Limited Lifetime) | 5.25 | 5% | 4.9875
91032 | Tripplite | N001-010-BK | Tripp Lite 10ft Cat5e / Cat5 350MHz Snagless Patch Cable RJ45 M/M Black 10' | EA |  | 1 Year (Limited Lifetime) | 5.94 | 5% | 5.643
91033 | Tripplite | N001-010-BL | Tripp Lite 10ft Cat5e / Cat5 350MHz Snagless Patch Cable RJ45 M/M Blue 10' | EA |  | 1 Year (Limited Lifetime) | 5.94 | 5% | 5.643
91034 | Tripplite | N001-010-GN | Tripp Lite 10ft Cat5e / Cat5 350MHz Snagless Patch Cable RJ45 M/M Green 10' | EA |  | 1 Year (Limited Lifetime) | 5.94 | 5% | 5.643
91035 | Tripplite | N001-010-GY | Tripp Lite 10ft Cat5e / Cat5 350MHz Snagless Patch Cable RJ45 M/M Gray 10' | EA |  | 1 Year (Limited Lifetime) | 5.94 | 5% | 5.643
91036 | Tripplite | N001-010-OR | Tripp Lite 10ft Cat5e Cat5 350MHz Snagless Patch Cable RJ45 M/M Orange 10' | EA |  | 1 Year (Limited Lifetime) | 5.94 | 5% | 5.643
91037 | Tripplite | N001-010-PU | Cat5e Cat5 Snagless Molded Patch Cable RJ45 M/M Purple 10' 10ft | EA |  | 1 Year (Limited Lifetime) | 5.94 | 5% | 5.643
91038 | Tripplite | N001-010-RD | 10ft Cat5e / Cat5 350MHz Snagless Molded Cable RJ45 M/M Red 10' | EA |  | 1 Year (Limited Lifetime) | 5.94 | 5% | 5.643
91039 | Tripplite | N001-010-WH | Tripp Lite 10ft Cat5e / Cat5 350MHz Snagless Patch Cable RJ45 M/M White 10' | EA |  | 1 Year (Limited Lifetime) | 5.94 | 5% | 5.643
91040 | Tripplite | N001-010-YW | Tripp Lite 10ft Cat5e Cat5 350MHz Snagless Patch Cable RJ45 M/M Yellow 10' | EA |  | 1 Year (Limited Lifetime) | 5.94 | 5% | 5.643
91041 | Tripplite | N001-012-GY | Tripp Lite 12ft Cat5e / Cat5 350MHz Snagless Patch Cable RJ45 M/M Gray 12' | EA |  | 1 Year (Limited Lifetime) | 6.34 | 5% | 6.023
91042 | Tripplite | N001-014-BK | Tripp Lite 14ft Cat5e / Cat5 350MHz Snagless Patch Cable RJ45 M/M Black 14' | EA |  | 1 Year (Limited Lifetime) | 6.48 | 5% | 6.156
91043 | Tripplite | N001-014-BL | Tripp Lite 14ft Cat5e / Cat5 350MHz Snagless Patch Cable RJ45 M/M Blue 14' | EA |  | 1 Year (Limited Lifetime) | 6.48 | 5% | 6.156
91044 | Tripplite | N001-014-GN | Tripp Lite 14ft Cat5e / Cat5 350MHz Snagless Patch Cable RJ45 M/M Green 14' | EA |  | 1 Year (Limited Lifetime) | 6.48 | 5% | 6.156
91045 | Tripplite | N001-014-GY | Tripp Lite 14ft Cat5e / Cat5 350MHz Snagless Patch Cable RJ45 M/M Gray 14' | EA |  | 1 Year (Limited Lifetime) | 6.48 | 5% | 6.156
91046 | Tripplite | N001-014-OR | 14ft Cat5 Cat5e Snagless Molded Patch Cable UTP Orange RJ45 M/M | EA |  | 1 Year (Limited Lifetime) | 6.48 | 5% | 6.156
91047 | Tripplite | N001-014-PU | Cat5e Cat5 Snagless Molded Patch Cable RJ45 M/M Purple 14' 14ft | EA |  | 1 Year (Limited Lifetime) | 6.48 | 5% | 6.156
91048 | Tripplite | N001-014-RD | Tripp Lite 14ft Cat5e / Cat5 350MHz Snagless Patch Cable RJ45 M/M Red 14' | EA |  | 1 Year (Limited Lifetime) | 6.48 | 5% | 6.156
91049 | Tripplite | N001-014-WH | Tripp Lite 14ft Cat5e / Cat5 350MHz Snagless Patch Cable RJ45 M/M White 14' | EA |  | 1 Year (Limited Lifetime) | 6.48 | 5% | 6.156
91050 | Tripplite | N001-014-YW | Tripp Lite 14ft Cat5e Cat5 350MHz Snagless Patch Cable RJ45 M/M Yellow 14' | EA |  | 1 Year (Limited Lifetime) | 6.48 | 5% | 6.156
91051 | Tripplite | N001-015-BK | Tripp Lite 15ft Cat5e / Cat5 350MHz Snagless Patch Cable RJ45 M/M Black 15' | EA |  | 1 Year (Limited Lifetime) | 6.62 | 5% | 6.289
91052 | Tripplite | N001-015-BL | Tripp Lite 15ft Cat5e / Cat5 350MHz Snagless Patch Cable RJ45 M/M Blue 15' | EA |  | 1 Year (Limited Lifetime) | 6.62 | 5% | 6.289
91053 | Tripplite | N001-015-GN | Tripp Lite 15ft Cat5e / Cat5 350MHz Snagless Patch Cable RJ45 M/M Green 15' | EA |  | 1 Year (Limited Lifetime) | 6.62 | 5% | 6.289
91054 | Tripplite | N001-015-GY | Tripp Lite 15ft Cat5e / Cat5 350MHz Snagless Patch Cable RJ45 M/M Gray 15' | EA |  | 1 Year (Limited Lifetime) | 6.62 | 5% | 6.289
91055 | Tripplite | N001-015-OR | Cat5 Cat5e Snagless Molded Patch Cable UTP Orange RJ45 M/M 15ft | EA |  | 1 Year (Limited Lifetime) | 6.62 | 5% | 6.289
91056 | Tripplite | N001-015-RD | Tripp Lite 15ft Cat5e / Cat5 350MHz Snagless Patch Cable RJ45 M/M Red 15' | EA |  | 1 Year (Limited Lifetime) | 6.62 | 5% | 6.289
91057 | Tripplite | N001-015-WH | Cat5 Cat5e Snagless Molded Patch Cable UTP White RJ45 M/M 15ft | EA |  | 1 Year (Limited Lifetime) | 6.62 | 5% | 6.289
91058 | Tripplite | N001-015-YW | Tripp Lite 15ft Cat5e Cat5 350MHz Snagless Patch Cable RJ45 M/M Yellow 15' | EA |  | 1 Year (Limited Lifetime) | 6.62 | 5% | 6.289
91059 | Tripplite | N001-020-BL | Tripp Lite 20ft Cat5e / Cat5 350MHz Snagless Patch Cable RJ45 M/M Blue 20' | EA |  | 1 Year (Limited Lifetime) | 9.66 | 5% | 9.177
91060 | Tripplite | N001-020-GN | Tripp Lite 20ft Cat5e / Cat5 350MHz Snagless Patch Cable RJ45 M/M Green 20' | EA |  | 1 Year (Limited Lifetime) | 9.66 | 5% | 9.177
91061 | Tripplite | N001-020-GY | Tripp Lite 20ft Cat5e / Cat5 350MHz Snagless Patch Cable RJ45 M/M Gray 20' | EA |  | 1 Year (Limited Lifetime) | 9.66 | 5% | 9.177
91062 | Tripplite | N001-025-BK | Tripp Lite 25ft Cat5e / Cat5 350MHz Snagless Patch Cable RJ45 M/M Black 25' | EA |  | 1 Year (Limited Lifetime) | 11.18 | 5% | 10.621
91063 | Tripplite | N001-025-BL | Tripp Lite 25ft Cat5e / Cat5 350MHz Snagless Patch Cable RJ45 M/M Blue 25' | EA |  | 1 Year (Limited Lifetime) | 11.18 | 5% | 10.621
91064 | Tripplite | N001-025-GN | Tripp Lite 25ft Cat5e / Cat5 350MHz Snagless Patch Cable RJ45 M/M Green 25' | EA |  | 1 Year (Limited Lifetime) | 11.18 | 5% | 10.621
91065 | Tripplite | N001-025-GY | Tripp Lite 25ft Cat5e / Cat5 350MHz Snagless Patch Cable RJ45 M/M Gray 25' | EA |  | 1 Year (Limited Lifetime) | 11.18 | 5% | 10.621
91066 | Tripplite | N001-025-OR | 25ft Cat5 Cat5e Snagless Molded Patch Cable UTP Orange RJ45 M/M | EA |  | 1 Year (Limited Lifetime) | 11.17 | 5% | 10.6115
91067 | Tripplite | N001-025-PU | 25ft Cat5 Cat5e Snagless Molded Patch Cable UTP Purple RJ45 M/M | EA |  | 1 Year (Limited Lifetime) | 11.17 | 5% | 10.6115
91068 | Tripplite | N001-025-RD | Tripp Lite 25ft Cat5e / Cat5 350MHz Snagless Patch Cable RJ45 M/M Red 25' | EA |  | 1 Year (Limited Lifetime) | 11.18 | 5% | 10.621
91069 | Tripplite | N001-025-WH | Tripp Lite 25ft Cat5e / Cat5 350MHz Snagless Patch Cable RJ45 M/M White 25' | EA |  | 1 Year (Limited Lifetime) | 11.18 | 5% | 10.621
91070 | Tripplite | N001-025-YW | Tripp Lite 25ft Cat5e Cat5 350MHz Snagless Patch Cable RJ45 M/M Yellow 25' | EA |  | 1 Year (Limited Lifetime) | 11.18 | 5% | 10.621
91071 | Tripplite | N001-030-BK | Tripp Lite 30ft Cat5e / Cat5 350MHz Snagless Patch Cable RJ45 M/M Black 30' | EA |  | 1 Year (Limited Lifetime) | 13.8 | 5% | 13.11
91072 | Tripplite | N001-030-BL | Tripp Lite 30ft Cat5e / Cat5 350MHz Snagless Patch Cable RJ45 M/M Blue 30' | EA |  | 1 Year (Limited Lifetime) | 13.8 | 5% | 13.11
91073 | Tripplite | N001-030-GY | Tripp Lite 30ft Cat5e / Cat5 350MHz Snagless Patch Cable RJ45 M/M Gray 30' | EA |  | 1 Year (Limited Lifetime) | 13.8 | 5% | 13.11
91074 | Tripplite | N001-035-BL | Cat5 Cat5e Snagless Molded Patch Cable UTP Blue RJ45 M/M 35ft | EA |  | 1 Year (Limited Lifetime) | 18.76 | 5% | 17.822
91075 | Tripplite | N001-040-BL | Tripp Lite 40ft Cat5e / Cat5 350MHz Snagless Patch Cable RJ45 M/M Blue 40' | EA |  | 1 Year (Limited Lifetime) | 20.69 | 5% | 19.6555
91076 | Tripplite | N001-050-BK | Tripp Lite 50ft Cat5e / Cat5 350MHz Snagless Patch Cable RJ45 M/M Black 50' | EA |  | 1 Year (Limited Lifetime) | 20.97 | 5% | 19.9215
91077 | Tripplite | N001-050-BL | Tripp Lite 50ft Cat5e / Cat5 350MHz Snagless Patch Cable RJ45 M/M Blue 50' | EA |  | 1 Year (Limited Lifetime) | 20.97 | 5% | 19.9215
91078 | Tripplite | N001-050-GN | Tripp Lite 50ft Cat5e / Cat5 350MHz Snagless Patch Cable RJ45 M/M Green 50' | EA |  | 1 Year (Limited Lifetime) | 20.97 | 5% | 19.9215
91079 | Tripplite | N001-050-GY | Tripp Lite 50ft Cat5e / Cat5 350MHz Snagless Patch Cable RJ45 M/M Gray 50' | EA |  | 1 Year (Limited Lifetime) | 20.97 | 5% | 19.9215
91080 | Tripplite | N001-050-RD | Tripp Lite 50ft Cat5e / Cat5 350MHz Snagless Patch Cable RJ45 M/M Red 50' | EA |  | 1 Year (Limited Lifetime) | 20.97 | 5% | 19.9215
91081 | Tripplite | N001-050-WH | Tripp Lite 50ft Cat5e / Cat5 350MHz Snagless Patch Cable RJ45 M/M White 50' | EA |  | 1 Year (Limited Lifetime) | 20.97 | 5% | 19.9215
91082 | Tripplite | N001-050-YW | Tripp Lite 50ft Cat5e Cat5 350MHz Snagless Patch Cable RJ45 M/M Yellow 50' | EA |  | 1 Year (Limited Lifetime) | 20.97 | 5% | 19.9215
91083 | Tripplite | N001-075-BL | Tripp Lite 75ft Cat5e / Cat5 350MHz Snagless Patch Cable RJ45 M/M Blue 75' | EA |  | 1 Year (Limited Lifetime) | 31.59 | 5% | 30.0105
91084 | Tripplite | N001-075-GY | Tripp Lite 75ft Cat5e / Cat5 350MHz Snagless Patch Cable RJ45 M/M Blue 75' | EA |  | 1 Year (Limited Lifetime) | 31.59 | 5% | 30.0105
91085 | Tripplite | N001-100-BK | Tripp Lite 100ft Cat5e Cat5 350MHz Snagless Patch Cable RJ45 M/M Black 100' | EA |  | 1 Year (Limited Lifetime) | 38.9 | 5% | 36.955
91086 | Tripplite | N001-100-BL | 100ft Cat5e Cat5 350MHz Snagless Molded Cable RJ45 M/M Blue 100' | EA |  | 1 Year (Limited Lifetime) | 38.9 | 5% | 36.955
91087 | Tripplite | N001-100-GY | Tripp Lite 100ft Cat5e Cat5 350MHz Snagless Patch Cable RJ45 M/M Gray 100' | EA |  | 1 Year (Limited Lifetime) | 38.9 | 5% | 36.955
91088 | Tripplite | N001-150-GY | Tripp Lite 150ft Cat5e Cat5 350MHz Snagless Patch Cable RJ45 M/M Gray 150' | EA |  | 1 Year (Limited Lifetime) | 68.97 | 5% | 65.5215
91089 | Tripplite | N001-200-GY | Tripp Lite 200ft Cat5e Cat5 350MHz Snagless Patch Cable RJ45 M/M Gray 200' | EA |  | 1 Year (Limited Lifetime) | 102.07 | 5% | 96.9665
91090 | Tripplite | N001-S01-BL | Cat5e Snagless Molded Slim UTP Patch Cable RJ45 M/M Blue 1' | EA |  | 1 Year (Limited Lifetime) | 5.52 | 5% | 5.244
91091 | Tripplite | N001-S02-BL | Cat5e Snagless Molded Slim UTP Patch Cable RJ45 M/M Blue 2' | EA |  | 1 Year (Limited Lifetime) | 6.07 | 5% | 5.7665
91092 | Tripplite | N001-S03-BL | Cat5e Snagless Molded Slim UTP Patch Cable RJ45 M/M Blue 3' | EA |  | 1 Year (Limited Lifetime) | 6.63 | 5% | 6.2985
91093 | Tripplite | N001-S04-BL | Cat5e Snagless Molded Slim UTP Patch Cable RJ45 M/M Blue 4' | EA |  | 1 Year (Limited Lifetime) | 7.45 | 5% | 7.0775
91094 | Tripplite | N001-S05-BL | Cat5e Snagless Molded Slim UTP Patch Cable RJ45 M/M Blue 5' | EA |  | 1 Year (Limited Lifetime) | 8 | 5% | 7.6
91095 | Tripplite | N001-S06-BL | Cat5e Snagless Molded Slim UTP Patch Cable RJ45 M/M Blue 6' | EA |  | 1 Year (Limited Lifetime) | 8.56 | 5% | 8.132
91096 | Tripplite | N002-001-BK | Tripp Lite 1ft Cat5e / Cat5 350MHz Molded Patch Cable RJ45 M/M Black 1' | EA |  | 1 Year (Limited Lifetime) | 2.76 | 5% | 2.622
91097 | Tripplite | N002-001-BL | Tripp Lite 1ft Cat5e / Cat5 350MHz Molded Patch Cable RJ45 M/M Blue 1' | EA |  | 1 Year (Limited Lifetime) | 2.76 | 5% | 2.622
91098 | Tripplite | N002-001-GN | Tripp Lite 1ft Cat5e / Cat5 350MHz Molded Patch Cable RJ45 M/M Green 1' | EA |  | 1 Year (Limited Lifetime) | 2.76 | 5% | 2.622
91099 | Tripplite | N002-001-GY | Tripp Lite 1ft Cat5e / Cat5 350MHz Molded Patch Cable RJ45 M/M Gray 1' | EA |  | 1 Year (Limited Lifetime) | 2.76 | 5% | 2.622
91100 | Tripplite | N002-001-RD | Tripp Lite 1ft Cat5e / Cat5 350MHz Molded Patch Cable RJ45 M/M Red 1' | EA |  | 1 Year (Limited Lifetime) | 2.76 | 5% | 2.622
91101 | Tripplite | N002-001-WH | Tripp Lite 1ft Cat5e / Cat5 350MHz Molded Patch Cable RJ45 M/M White 1' | EA |  | 1 Year (Limited Lifetime) | 2.76 | 5% | 2.622
91102 | Tripplite | N002-001-YW | Tripp Lite 1ft Cat5e / Cat5 350MHz Molded Patch Cable RJ45 M/M Yellow 1' | EA |  | 1 Year (Limited Lifetime) | 2.76 | 5% | 2.622
91103 | Tripplite | N002-002-BK | Tripp Lite 2ft Cat5e / Cat5 350MHz Molded Patch Cable RJ45 M/M Black 2' | EA |  | 1 Year (Limited Lifetime) | 2.9 | 5% | 2.755
91104 | Tripplite | N002-002-BL | Tripp Lite 2ft Cat5e / Cat5 350MHz Molded Patch Cable RJ45 M/M Blue 2' | EA |  | 1 Year (Limited Lifetime) | 2.9 | 5% | 2.755
91105 | Tripplite | N002-002-GY | Tripp Lite 2ft Cat5e / Cat5 350MHz Molded Patch Cable RJ45 M/M Gray 2' | EA |  | 1 Year (Limited Lifetime) | 2.9 | 5% | 2.755
91106 | Tripplite | N002-002-YW | Cat5 Cat5e Molded Patch Cable 350Mhz UTP Yellow RJ45 M/M 2ft 2' | EA |  | 1 Year (Limited Lifetime) | 2.9 | 5% | 2.755
91107 | Tripplite | N002-003-BK | Tripp Lite 3ft Cat5e / Cat5 350MHz Molded Patch Cable RJ45 M/M Black 3' | EA |  | 1 Year (Limited Lifetime) | 3.04 | 5% | 2.888
91108 | Tripplite | N002-003-BL | Tripp Lite 3ft Cat5e / Cat5 350MHz Molded Patch Cable RJ45 M/M Blue 3' | EA |  | 1 Year (Limited Lifetime) | 3.04 | 5% | 2.888
91109 | Tripplite | N002-003-GN | Tripp Lite 3ft Cat5e / Cat5 350MHz Molded Patch Cable RJ45 M/M Green 3' | EA |  | 1 Year (Limited Lifetime) | 3.04 | 5% | 2.888
91110 | Tripplite | N002-003-GY | Tripp Lite 3ft Cat5e / Cat5 350MHz Molded Patch Cable RJ45 M/M Gray 3' | EA |  | 1 Year (Limited Lifetime) | 3.04 | 5% | 2.888
91111 | Tripplite | N002-003-RD | Tripp Lite 3ft Cat5e / Cat5 350MHz Molded Patch Cable RJ45 M/M Red 3' | EA |  | 1 Year (Limited Lifetime) | 3.04 | 5% | 2.888
91112 | Tripplite | N002-003-WH | Tripp Lite 3ft Cat5e / Cat5 350MHz Molded Patch Cable RJ45 M/M White 3' | EA |  | 1 Year (Limited Lifetime) | 3.04 | 5% | 2.888
91113 | Tripplite | N002-003-YW | Tripp Lite 3ft Cat5e / Cat5 350MHz Molded Patch Cable RJ45 M/M Yellow 3' | EA |  | 1 Year (Limited Lifetime) | 3.04 | 5% | 2.888
91114 | Tripplite | N002-004-BK | Tripp Lite 4ft Cat5e / Cat5 350MHz Molded Patch Cable RJ45 M/M Black 4' | EA |  | 1 Year (Limited Lifetime) | 3.45 | 5% | 3.2775
91115 | Tripplite | N002-004-BL | Tripp Lite 4ft Cat5e / Cat5 350MHz Molded Patch Cable RJ45 M/M Blue 4' | EA |  | 1 Year (Limited Lifetime) | 3.45 | 5% | 3.2775
91116 | Tripplite | N002-004-GY | Tripp Lite 4ft Cat5e / Cat5 350MHz Molded Patch Cable RJ45 M/M Gray 4' | EA |  | 1 Year (Limited Lifetime) | 3.45 | 5% | 3.2775
91117 | Tripplite | N002-005-BK | Tripp Lite 5ft Cat5e / Cat5 350MHz Molded Patch Cable RJ45 M/M Black 5' | EA |  | 1 Year (Limited Lifetime) | 3.54 | 5% | 3.363
91118 | Tripplite | N002-005-BL | Tripp Lite 5ft Cat5e / Cat5 350MHz Molded Patch Cable RJ45 M/M Blue 5' | EA |  | 1 Year (Limited Lifetime) | 3.54 | 5% | 3.363
91119 | Tripplite | N002-005-GN | Tripp Lite 5ft Cat5e / Cat5 350MHz Molded Patch Cable RJ45 M/M Green 5' | EA |  | 1 Year (Limited Lifetime) | 3.54 | 5% | 3.363
91120 | Tripplite | N002-005-GY | Tripp Lite 5ft Cat5e / Cat5 350MHz Molded Patch Cable RJ45 M/M Gray 5' | EA |  | 1 Year (Limited Lifetime) | 3.54 | 5% | 3.363
91121 | Tripplite | N002-005-RD | Tripp Lite 5ft Cat5e / Cat5 350MHz Molded Patch Cable RJ45 M/M Red 5' | EA |  | 1 Year (Limited Lifetime) | 3.54 | 5% | 3.363
91122 | Tripplite | N002-005-WH | Tripp Lite 5ft Cat5e / Cat5 350MHz Molded Patch Cable RJ45 M/M White 5' | EA |  | 1 Year (Limited Lifetime) | 3.54 | 5% | 3.363
91123 | Tripplite | N002-005-YW | Tripp Lite 5ft Cat5e / Cat5 350MHz Molded Patch Cable RJ45 M/M Yellow 5' | EA |  | 1 Year (Limited Lifetime) | 3.54 | 5% | 3.363
91124 | Tripplite | N002-006-BK | Tripp Lite 6ft Cat5e / Cat5 350MHz Molded Patch Cable RJ45 M/M Black 6' | EA |  | 1 Year (Limited Lifetime) | 4 | 5% | 3.8
91125 | Tripplite | N002-006-BL | Tripp Lite 6ft Cat5e / Cat5 350MHz Molded Patch Cable RJ45 M/M Blue 6' | EA |  | 1 Year (Limited Lifetime) | 4 | 5% | 3.8
91126 | Tripplite | N002-006-GY | Tripp Lite 6ft Cat5e / Cat5 350MHz Molded Patch Cable RJ45 M/M Gray 6' | EA |  | 1 Year (Limited Lifetime) | 4 | 5% | 3.8
91127 | Tripplite | N002-006-PU | Cat5 Cat5e Molded Patch Cable 350Mhz UTP Purple RJ45 M/M 6ft 6' | EA |  | 1 Year (Limited Lifetime) | 4 | 5% | 3.8
91128 | Tripplite | N002-006-RD | Tripp Lite 6ft Cat5e / Cat5 350MHz Molded Patch Cable RJ45 M/M Red 6' | EA |  | 1 Year (Limited Lifetime) | 4 | 5% | 3.8
91129 | Tripplite | N002-006-WH | Tripp Lite 6ft Cat5e / Cat5 350MHz Molded Patch Cable RJ45 M/M White 6' | EA |  | 1 Year (Limited Lifetime) | 4 | 5% | 3.8
91130 | Tripplite | N002-006-YW | Tripp Lite 6ft Cat5e / Cat5 350MHz Molded Patch Cable RJ45 M/M Yellow 6' | EA |  | 1 Year (Limited Lifetime) | 4 | 5% | 3.8
91131 | Tripplite | N002-007-BK | Tripp Lite 7ft Cat5e / Cat5 350MHz Molded Patch Cable RJ45 M/M Black 7' | EA |  | 1 Year (Limited Lifetime) | 4.7 | 5% | 4.465
91132 | Tripplite | N002-007-BL | Tripp Lite 7ft Cat5e / Cat5 350MHz Molded Patch Cable RJ45 M/M Blue 7' | EA |  | 1 Year (Limited Lifetime) | 4.7 | 5% | 4.465
91133 | Tripplite | N002-007-GN | Tripp Lite 7ft Cat5e / Cat5 350MHz Molded Patch Cable RJ45 M/M Green 7' | EA |  | 1 Year (Limited Lifetime) | 4.7 | 5% | 4.465
91134 | Tripplite | N002-007-GY | Tripp Lite 7ft Cat5e / Cat5 350MHz Molded Patch Cable RJ45 M/M Gray 7' | EA |  | 1 Year (Limited Lifetime) | 4.7 | 5% | 4.465
91135 | Tripplite | N002-007-RD | Tripp Lite 7ft Cat5e / Cat5 350MHz Molded Patch Cable RJ45 M/M Red 7' | EA |  | 1 Year (Limited Lifetime) | 4.7 | 5% | 4.465
91136 | Tripplite | N002-007-WH | Tripp Lite 7ft Cat5e / Cat5 350MHz Molded Patch Cable RJ45 M/M White 7' | EA |  | 1 Year (Limited Lifetime) | 4.7 | 5% | 4.465
91137 | Tripplite | N002-007-YW | Tripp Lite 7ft Cat5e / Cat5 350MHz Molded Patch Cable RJ45 M/M Yellow 7' | EA |  | 1 Year (Limited Lifetime) | 4.7 | 5% | 4.465
91138 | Tripplite | N002-010-BK | Tripp Lite 10ft Cat5e / Cat5 350MHz Molded Patch Cable RJ45 M/M Black 10' | EA |  | 1 Year (Limited Lifetime) | 5.52 | 5% | 5.244
91139 | Tripplite | N002-010-BL | Tripp Lite 10ft Cat5e / Cat5 350MHz Molded Patch Cable RJ45 M/M Blue 10' | EA |  | 1 Year (Limited Lifetime) | 5.52 | 5% | 5.244
91140 | Tripplite | N002-010-GN | Tripp Lite 10ft Cat5e / Cat5 350MHz Molded Patch Cable RJ45 M/M Green 10' | EA |  | 1 Year (Limited Lifetime) | 5.52 | 5% | 5.244
91141 | Tripplite | N002-010-GY | Tripp Lite 10ft Cat5e / Cat5 350MHz Molded Patch Cable RJ45 M/M Gray 10' | EA |  | 1 Year (Limited Lifetime) | 5.52 | 5% | 5.244
91142 | Tripplite | N002-010-RD | Tripp Lite 10ft Cat5e / Cat5 350MHz Molded Patch Cable RJ45 M/M Red 10' | EA |  | 1 Year (Limited Lifetime) | 5.52 | 5% | 5.244
91143 | Tripplite | N002-010-WH | Tripp Lite 10ft Cat5e / Cat5 350MHz Molded Patch Cable RJ45 M/M White 10' | EA |  | 1 Year (Limited Lifetime) | 5.52 | 5% | 5.244
91144 | Tripplite | N002-010-YW | Tripp Lite 10ft Cat5e / Cat5 350MHz Molded Patch Cable RJ45 M/M Yellow 10' | EA |  | 1 Year (Limited Lifetime) | 5.52 | 5% | 5.244
91145 | Tripplite | N002-012-BK | Cat5e Cat5 350MHz Molded Patch Cable RJ45 M/M Black 12' 12ft | EA |  | 1 Year (Limited Lifetime) | 6.07 | 5% | 5.7665
91146 | Tripplite | N002-012-BL | Cat5 Cat5e Molded Patch Cable 350Mhz UTP Blue RJ45 M/M 12ft 12' | EA |  | 1 Year (Limited Lifetime) | 6.07 | 5% | 5.7665
91147 | Tripplite | N002-012-GY | Tripp Lite 12ft Cat5e / Cat5 350MHz Molded Patch Cable RJ45 M/M Gray 12' | EA |  | 1 Year (Limited Lifetime) | 6.07 | 5% | 5.7665
91148 | Tripplite | N002-014-BK | Tripp Lite 14ft Cat5e / Cat5 350MHz Molded Patch Cable RJ45 M/M Black 14' | EA |  | 1 Year (Limited Lifetime) | 6.21 | 5% | 5.8995
91149 | Tripplite | N002-014-BL | Tripp Lite 14ft Cat5e / Cat5 350MHz Molded Patch Cable RJ45 M/M Blue 14' | EA |  | 1 Year (Limited Lifetime) | 6.21 | 5% | 5.8995
91150 | Tripplite | N002-014-GN | Tripp Lite 14ft Cat5e / Cat5 350MHz Molded Patch Cable RJ45 M/M Green 14' | EA |  | 1 Year (Limited Lifetime) | 6.21 | 5% | 5.8995
91151 | Tripplite | N002-014-GY | Cat5e 350MHz Gray Molded Patch Cable RJ45M/M - 14' | EA |  | 1 Year (Limited Lifetime) | 6.21 | 5% | 5.8995
91152 | Tripplite | N002-014-OR | Tripp Lite 14ft Cat5e / Cat5 350MHz Molded Patch Cable RJ45 M/M Orange 14' | EA |  | 1 Year (Limited Lifetime) | 6.21 | 5% | 5.8995
91153 | Tripplite | N002-014-RD | Tripp Lite 14ft Cat5e / Cat5 350MHz Molded Patch Cable RJ45 M/M Red 14' | EA |  | 1 Year (Limited Lifetime) | 6.21 | 5% | 5.8995
91154 | Tripplite | N002-014-WH | Tripp Lite 14ft Cat5e / Cat5 350MHz Molded Patch Cable RJ45 M/M White 14' | EA |  | 1 Year (Limited Lifetime) | 6.21 | 5% | 5.8995
91155 | Tripplite | N002-014-YW | Tripp Lite 14ft Cat5e / Cat5 350MHz Molded Patch Cable RJ45 M/M Yellow 14' | EA |  | 1 Year (Limited Lifetime) | 6.21 | 5% | 5.8995
91156 | Tripplite | N002-015-BK | Tripp Lite 15ft Cat5e / Cat5 350MHz Molded Patch Cable RJ45 M/M Black 15' | EA |  | 1 Year (Limited Lifetime) | 6.35 | 5% | 6.0325
91157 | Tripplite | N002-015-BL | Tripp Lite 15ft Cat5e / Cat5 350MHz Molded Patch Cable RJ45 M/M Blue 15' | EA |  | 1 Year (Limited Lifetime) | 6.35 | 5% | 6.0325
91158 | Tripplite | N002-015-GN | Tripp Lite 15ft Cat5e / Cat5 350MHz Molded Patch Cable RJ45 M/M Green 15' | EA |  | 1 Year (Limited Lifetime) | 6.35 | 5% | 6.0325
91159 | Tripplite | N002-015-GY | Tripp Lite 15ft Cat5e / Cat5 350MHz Molded Patch Cable RJ45 M/M Gray 15' | EA |  | 1 Year (Limited Lifetime) | 6.35 | 5% | 6.0325
91160 | Tripplite | N002-015-WH | Cat5 Cat5e Molded Patch Cable 350Mhz UTP White RJ45 M/M 15ft 15' | EA |  | 1 Year (Limited Lifetime) | 6.34 | 5% | 6.023
91161 | Tripplite | N002-015-YW | Tripp Lite 15ft Cat5e / Cat5 350MHz Molded Patch Cable RJ45 M/M Yellow 15' | EA |  | 1 Year (Limited Lifetime) | 6.35 | 5% | 6.0325
91162 | Tripplite | N002-020-BK | Tripp Lite 20ft Cat5e / Cat5 350MHz Molded Patch Cable RJ45 M/M Black 20' | EA |  | 1 Year (Limited Lifetime) | 9.38 | 5% | 8.911
91163 | Tripplite | N002-020-BL | Tripp Lite 20ft Cat5e / Cat5 350MHz Molded Patch Cable RJ45 M/M Blue 20' | EA |  | 1 Year (Limited Lifetime) | 9.38 | 5% | 8.911
91164 | Tripplite | N002-020-GY | Tripp Lite 20ft Cat5e / Cat5 350MHz Molded Patch Cable RJ45 M/M Gray 20' | EA |  | 1 Year (Limited Lifetime) | 9.38 | 5% | 8.911
91165 | Tripplite | N002-025-BK | Tripp Lite 25ft Cat5e / Cat5 350MHz Molded Patch Cable RJ45 M/M Black 25' | EA |  | 1 Year (Limited Lifetime) | 10.9 | 5% | 10.355
91166 | Tripplite | N002-025-BL | Tripp Lite 25ft Cat5e / Cat5 350MHz Molded Patch Cable RJ45 M/M Blue 25' | EA |  | 1 Year (Limited Lifetime) | 10.9 | 5% | 10.355
91167 | Tripplite | N002-025-GN | Tripp Lite 25ft Cat5e / Cat5 350MHz Molded Patch Cable RJ45 M/M Green 25' | EA |  | 1 Year (Limited Lifetime) | 10.9 | 5% | 10.355
91168 | Tripplite | N002-025-GY | Tripp Lite 25ft Cat5e / Cat5 350MHz Molded Patch Cable RJ45 M/M Gray 25' | EA |  | 1 Year (Limited Lifetime) | 10.9 | 5% | 10.355
91169 | Tripplite | N002-025-RD | Tripp Lite 25ft Cat5e / Cat5 350MHz Molded Patch Cable RJ45 M/M Red 25' | EA |  | 1 Year (Limited Lifetime) | 10.9 | 5% | 10.355
91170 | Tripplite | N002-025-WH | Tripp Lite 25ft Cat5e / Cat5 350MHz Molded Patch Cable RJ45 M/M White 25' | EA |  | 1 Year (Limited Lifetime) | 10.9 | 5% | 10.355
91171 | Tripplite | N002-025-YW | Tripp Lite 25ft Cat5e / Cat5 350MHz Molded Patch Cable RJ45 M/M Yellow 25' | EA |  | 1 Year (Limited Lifetime) | 10.9 | 5% | 10.355
91172 | Tripplite | N002-030-BL | Tripp Lite 30ft Cat5e / Cat5 350MHz Molded Patch Cable RJ45 M/M Blue 30' | EA |  | 1 Year (Limited Lifetime) | 12.41 | 5% | 11.7895
91173 | Tripplite | N002-050-BK | Tripp Lite 50ft Cat5e / Cat5 350MHz Molded Patch Cable RJ45 M/M Black 50' | EA |  | 1 Year (Limited Lifetime) | 19.31 | 5% | 18.3445
91174 | Tripplite | N002-050-BL | Tripp Lite 50ft Cat5e / Cat5 350MHz Molded Patch Cable RJ45 M/M Blue 50' | EA |  | 1 Year (Limited Lifetime) | 19.31 | 5% | 18.3445
91175 | Tripplite | N002-050-GY | Tripp Lite 50ft Cat5e / Cat5 350MHz Molded Patch Cable RJ45 M/M Gray 50' | EA |  | 1 Year (Limited Lifetime) | 19.31 | 5% | 18.3445
91176 | Tripplite | N002-050-YW | Tripp Lite 50ft Cat5e / Cat5 350MHz Molded Patch Cable RJ45 M/M Yellow 50' | EA |  | 1 Year (Limited Lifetime) | 19.31 | 5% | 18.3445
91177 | Tripplite | N002-075-BL | Cat5 Cat5e Molded Patch Cable 350Mhz UTP Blue RJ45 M/M 75ft 75' | EA |  | 1 Year (Limited Lifetime) | 30.35 | 5% | 28.8325
91178 | Tripplite | N002-075-GY | Tripp Lite 75ft Cat5e / Cat5 350MHz Molded Patch Cable RJ45 M/M Gray 75' | EA |  | 1 Year (Limited Lifetime) | 30.35 | 5% | 28.8325
91179 | Tripplite | N002-100-BK | Tripp Lite 100ft Cat5e / Cat5 350MHz Molded Patch Cable RJ45 M/M Black 100' | EA |  | 1 Year (Limited Lifetime) | 39.17 | 5% | 37.2115
91180 | Tripplite | N002-100-BL | Tripp Lite 100ft Cat5e / Cat5 350MHz Molded Patch Cable RJ45 M/M Blue 100' | EA |  | 1 Year (Limited Lifetime) | 39.17 | 5% | 37.2115
91181 | Tripplite | N002-100-GY | Tripp Lite 100ft Cat5e / Cat5 350MHz Molded Patch Cable RJ45 M/M Gray 100' | EA |  | 1 Year (Limited Lifetime) | 39.17 | 5% | 37.2115
91182 | Tripplite | N003-075-BL-P | 75ft Cat5e Cat5 Plenum Snagless Patch Cable RJ45 M/M Blue 75' | EA |  | 1 Year (Limited Lifetime) | 179.31 | 5% | 170.3445
91183 | Tripplite | N007-050-GY | 50ft Cat5e Cat5 Outdoor Molded Patch Cable RJ45 M/M Gray 50' | EA |  | 1 Year (Limited Lifetime) | 68.97 | 5% | 65.5215
91184 | Tripplite | N007-100-GY | 100ft Cat5e Cat5 Outdoor Molded Patch Cable RJ45 M/M Gray 100' | EA |  | 1 Year (Limited Lifetime) | 110.34 | 5% | 104.823
91185 | Tripplite | N007-150-GY | 150ft Cat5e Cat5 Outdoor Molded Patch Cable RJ45 M/M Gray 150' | EA |  | 1 Year (Limited Lifetime) | 151.72 | 5% | 144.134
91186 | Tripplite | N009-004-R | Tripp Lite 4ft Cat5e / Cat5 Retractable Patch Notebook Laptop Cable RJ45 4' | EA |  | 1 Year (Limited Lifetime) | 19.31 | 5% | 18.3445
91187 | Tripplite | N010-007-GY | Tripp Lite 7ft Cat5e Cat5 350MHz Snagless Crossover Cable RJ45 Gray 7' | EA |  | 1 Year (Limited Lifetime) | 5.1 | 5% | 4.845
91188 | Tripplite | N010-010-GY | Tripp Lite 10ft Cat5e Cat5 350MHz Snagless Crossover Cable RJ45 Gray 10' | EA |  | 1 Year (Limited Lifetime) | 5.93 | 5% | 5.6335
91189 | Tripplite | N010-010-RD | Cat5e Cat5 Molded Crossover Patch Cable RJ45 M/M Red 10' 10ft | EA |  | 1 Year (Limited Lifetime) | 5.93 | 5% | 5.6335
91190 | Tripplite | N010-010-YW | Tripp Lite 10ft Cat5e Cat5 350MHz Molded Crossover Cable RJ45 Yellow 10' | EA |  | 1 Year (Limited Lifetime) | 5.93 | 5% | 5.6335
91191 | Tripplite | N010-025-YW | Tripp Lite 25ft Cat5e Cat5 350MHz Molded Crossover Cable RJ45 Yellow 25' | EA |  | 1 Year (Limited Lifetime) | 11.03 | 5% | 10.4785
91192 | Tripplite | N017-025-GY | Tripp Lite 25ft Cat5e / Cat5 350MHz Cable RJ45M/110 Connector Gray 25' | EA |  | 1 Year (Limited Lifetime) | 41.38 | 5% | 39.311
91193 | Tripplite | N020-01K-BL | Cat5e / Cat5 350MHz Bulk Stranded-Core PVC Cable Blue 1000ft | EA |  | 1 Year (Limited Lifetime) | 386.21 | 5% | 366.8995
91194 | Tripplite | N020-01K-GY | Tripp Lite 1000ft Cat5e Cat5 350MHz Bulk Stranded-core PVC Cable Gray 1000' | EA |  | 1 Year (Limited Lifetime) | 386.21 | 5% | 366.8995
91195 | Tripplite | N022-01K-BK | 1000ft Cat5 / Cat5e Bulk Cable Solid CMR PVC 350MHz Black 1000' | EA |  | 1 Year (Limited Lifetime) | 262.07 | 5% | 248.9665
91196 | Tripplite | N022-01K-BL | 1000ft Cat5 / Cat5e Bulk Cable Solid CMR PVC 350MHz Blue 1000' | EA |  | 1 Year (Limited Lifetime) | 262.07 | 5% | 248.9665
91197 | Tripplite | N022-01K-GY | Tripp Lite 1000ft Cat5e / Cat5 350MHz Bulk Solid-core PVC Cable Gray 1000' | EA |  | 1 Year (Limited Lifetime) | 262.07 | 5% | 248.9665
91198 | Tripplite | N022-01K-WH | 1000ft Cat5 / Cat5e Bulk Cable Solid CMR PVC 350MHz White 1000' | EA |  | 1 Year (Limited Lifetime) | 262.07 | 5% | 248.9665
91199 | Tripplite | N022-01K-YW | 1000ft Cat5 / Cat5e Bulk Cable Solid Core CMR PVC Yellow 1000' | EA |  | 1 Year (Limited Lifetime) | 262.07 | 5% | 248.9665
91200 | Tripplite | N024-01K-BK | 1000ft Cat5 / Cat5e Bulk Cable Solid CMP Plenum PVC Black 1000' | EA |  | 1 Year (Limited Lifetime) | 593.11 | 5% | 563.4545
91201 | Tripplite | N024-01K-BL | 1000ft Cat5 / Cat5e Bulk Cable Solid CMP Plenum PVC Blue 1000' | EA |  | 1 Year (Limited Lifetime) | 593.11 | 5% | 563.4545
91202 | Tripplite | N024-01K-GY | Cat5 / Cat5e 350Mhz Bulk Cable Solid Core CMP Plenum Gray 1000ft | EA |  | 1 Year (Limited Lifetime) | 593.1 | 5% | 563.445
91203 | Tripplite | N024-01K-WH | 1000ft Cat5 / Cat5e Bulk Cable Solid CMP Plenum PVC White 1000' | EA |  | 1 Year (Limited Lifetime) | 593.11 | 5% | 563.4545
91204 | Tripplite | N028-01K-GY | Tripp Lite 1000ft Cat5e Cat5 350MHz Bulk Outdoor Solid PVC Cable Gray 1000' | EA |  | 1 Year (Limited Lifetime) | 868.97 | 5% | 825.5215
91205 | Tripplite | N030-010 | Tripp Lite 10PK RJ45 Plugs Solid Stranded Conductor 4-pair Cat5e Cat5 Cable | EA |  | 1 Year (Limited Lifetime) | 10.48 | 5% | 9.956
91206 | Tripplite | N030-100 | Tripp Lite 100PK RJ45 Plugs Round Solid Strand Conductor 4PR Cat5e Cable | EA |  | 1 Year (Limited Lifetime) | 60.69 | 5% | 57.6555
91207 | Tripplite | N030-100-FL | Tripp Lite 100PK RJ45 Plugs for Flat Solid / Stranded Conductor Cable | EA |  | 1 Year (Limited Lifetime) | 60.69 | 5% | 57.6555
91208 | Tripplite | N030-100-STR | Cat5e RJ45 Modular Plugs Round Stranded UTP Conductor 100 Pack | EA |  | 1 Year (Limited Lifetime) | 41.38 | 5% | 39.311
91209 | Tripplite | N031-050 | Tripp Lite 50PK Cat5e Cat5 RJ45 Modular Connectors for Stranded Cat5e Cable | EA |  | 1 Year (Limited Lifetime) | 23.45 | 5% | 22.2775
91210 | Tripplite | N032-001 | Tripp Lite Cat5e Cat5 Straight Through Modular In-line Coupler RJ45 F/F | EA |  | 1 Year (Limited Lifetime) | 10.48 | 5% | 9.956
91211 | Tripplite | N033-001 | Tripp Lite Straight Through Modular In-line Coupler Telephone RJ45 F/F | EA |  | 1 Year (Limited Lifetime) | 2.9 | 5% | 2.755
91212 | Tripplite | N033-001-10PK | Telephone Straight-Through Modular In-Line RJ45 Coupler 10 Pack | EA |  | 1 Year (Limited Lifetime) | 28.97 | 5% | 27.5215
91213 | Tripplite | N034-001 | Cisco Serial Console Rollover Adapter RJ45 Ethernet Patch Cable | EA |  | 1 Year (Limited Lifetime) | 9.12 | 5% | 8.664
91214 | Tripplite | N035-001 | RJ45 Splitter Adapter Cable 10/100 Ethernet Cat5/Cat5e M/2xF 6in | EA |  | 1 Year (Limited Lifetime) | 8.56 | 5% | 8.132
91215 | Tripplite | N040-010-WH | Snap In Blank Keystone Jack Insert 10 Pack White | EA |  | 1 Year (Limited Lifetime) | 9.11 | 5% | 8.6545
91216 | Tripplite | N042-001-04-WH | Tripp Lite 4-Port Keystone Faceplate Cat6 / Cat5e Keystone Jacks TAA GSA | EA |  | 1 Year (Limited Lifetime) | 3.17 | 5% | 3.0115
91217 | Tripplite | N042-001-WH | Tripp Lite 2-Port Keystone Faceplate Cat6 / Cat5e Keystone Jacks TAA GSA | EA |  | 1 Year (Limited Lifetime) | 2.76 | 5% | 2.622
91218 | Tripplite | N044-000-R | Network Cable Tester (Cat5e/Cat6/coax,Phone) RJ45(F)/RJ11(F) | EA |  | 1 Year (Limited Lifetime) | 88.28 | 5% | 83.866
91219 | Tripplite | N046-000 | Punch-Down Cable Installation Tool | EA |  | 1 Year (3 Years) | 55.17 | 5% | 52.4115
91220 | Tripplite | N050-012 | Tripp Lite 12-Port Cat5e Cat5 Wall Mount Patch Panel 568B 110 Punch TAA GSA | EA |  | 1 Year (Limited Lifetime) | 66.21 | 5% | 62.8995
91221 | Tripplite | N050-P12 | Cat5 / Cat5e Wall-Mount PoE Patch Panel 12-Port 110 568A/B RJ45 | EA |  | 1 Year (Limited Lifetime) | 68.97 | 5% | 65.5215
91222 | Tripplite | N052-012 | Tripp Lite 12-Port Cat5e Cat5 Rackmount Patch Panel 568B 110 Punch 1URM TAA | EA |  | 1 Year (Limited Lifetime) | 74.48 | 5% | 70.756
91223 | Tripplite | N052-024 | Tripp Lite 24-Port Cat5e Cat5 Rackmount Patch Panel 568B 110 Punch 1URM TAA | EA |  | 1 Year (Limited Lifetime) | 102.07 | 5% | 96.9665
91224 | Tripplite | N052-048 | Tripp Lite 48-Port Cat5e Cat5 Rackmount Patch Panel 568B 110 Punch 2URM TAA | EA |  | 1 Year (Limited Lifetime) | 193.1 | 5% | 183.445
91225 | Tripplite | N052-048-1U | 48-Port 1U Cat 5 Cat 5e Patch Panel Rackmount 110 RJ45 Ethernet | EA |  | 1 Year (Limited Lifetime) | 468.97 | 5% | 445.5215
91226 | Tripplite | N052-P24 | Cat5 / Cat5e PoE Patch Panel 24-Port 110 568A/B RJ45 1URM TAA | EA |  | 1 Year (Limited Lifetime) | 102.07 | 5% | 96.9665
91227 | Tripplite | N053-024-RBGY | 24Port Cat5/Cat5e Patch Panel Color-Coded 110 RJ45 Ethernet 568B | EA |  | 1 Year (Limited Lifetime) | 104.83 | 5% | 99.5885
91228 | Tripplite | N054-024 | Tripp Lite 24-Port Cat5e Cat5 Feedthrough Patch Panel Wallmount / Rack TAA | EA |  | 1 Year (Limited Lifetime) | 482.76 | 5% | 458.622
91229 | Tripplite | N060-001 | 1U Hinged Wallmount Patch Panel Mounting Bracket | EA |  | 1 Year (Limited Lifetime) | 44.14 | 5% | 41.933
91230 | Tripplite | N060-002 | Hinged Wall Mount Patch Panel Bracket - 2U | EA |  | 1 Year (Limited Lifetime) | 68.97 | 5% | 65.5215
91231 | Tripplite | N060-004 | Hinged Wall Mount Patch Panel Bracket - 4U | EA |  | 1 Year (Limited Lifetime) | 99.31 | 5% | 94.3445
91232 | Tripplite | N062-012-KJ | 12-Port Keystone Blank Patch Panel RJ45 USB HDMI Cat5/6 1URM | EA |  | 1 Year (Limited Lifetime) | 22.07 | 5% | 20.9665
91233 | Tripplite | N062-016-KJ | 16-Port Keystone Blank Patch Panel RJ45 USB HDMI Cat5/6 1URM | EA |  | 1 Year (Limited Lifetime) | 24.83 | 5% | 23.5885
91234 | Tripplite | N062-024-KJ | 24-Port Keystone Blank Patch Panel RJ45 USB HDMI Cat5/6 2URM | EA |  | 1 Year (Limited Lifetime) | 35.86 | 5% | 34.067
91235 | Tripplite | N062-024-KJ-SH | 1U Patch Panel Rackmount 24Port RJ45 Ethernet USB HDMI Cat5 Cat6 | EA |  | 1 Year (Limited Lifetime) | 55.17 | 5% | 52.4115
91236 | Tripplite | N062-032-KJ | 32-Port Keystone Blank Patch Panel RJ45 USB HDMI Cat5/6 2URM | EA |  | 1 Year (Limited Lifetime) | 38.62 | 5% | 36.689
91237 | Tripplite | N080-101 | Single-Gang 1-Port Wall Plate Keystone Cat5/6 USB HDMI Dport RCA | EA |  | 1 Year (Limited Lifetime) | 6.48 | 5% | 6.156
91238 | Tripplite | N080-102 | Single-Gang 2-Port Wall Plate Keystone Cat5/6 USB HDMI Dport RCA | EA |  | 1 Year (Limited Lifetime) | 6.48 | 5% | 6.156
91239 | Tripplite | N080-103 | Single-Gang 3-Port Wall Plate Keystone Cat5/6 USB HDMI Dport RCA | EA |  | 1 Year (Limited Lifetime) | 6.48 | 5% | 6.156
91240 | Tripplite | N080-104 | Single-Gang 4-Port Wall Plate Keystone Cat5/6 USB HDMI Dport RCA | EA |  | 1 Year (Limited Lifetime) | 6.48 | 5% | 6.156
91241 | Tripplite | N080-106 | Single-Gang 6-Port Wall Plate Keystone Cat5/6 USB HDMI Dport RCA | EA |  | 1 Year (Limited Lifetime) | 6.48 | 5% | 6.156
91242 | Tripplite | N080-C25-EC-WH | Raceway End Cap for Cable Wiring Duct N080-D25-2M-WH 20 Pk White | EA |  | 1 Year (Limited Lifetime) | 55.17 | 5% | 52.4115
91243 | Tripplite | N080-C25-IC-WH | Raceway Inside Corner Connector for Cable Wiring Duct 20Pk White | EA |  | 1 Year (Limited Lifetime) | 68.97 | 5% | 65.5215
91244 | Tripplite | N080-C25-L-WH | Raceway L Connector for Cable Wiring Duct 20 Pack White | EA |  | 1 Year (Limited Lifetime) | 74.48 | 5% | 70.756
91245 | Tripplite | N080-C25-OC-WH | Raceway Outside Corner Connector for Cable Wiring Duct 20Pk WH | EA |  | 1 Year (Limited Lifetime) | 68.97 | 5% | 65.5215
91246 | Tripplite | N080-C25-ST-WH | Raceway Straight Connector for Cable Wiring Duct 20 Pack White | EA |  | 1 Year (Limited Lifetime) | 55.17 | 5% | 52.4115
91247 | Tripplite | N080-C25-T-WH | Raceway T Connector for Cable Wiring Duct 20 Pack White | EA |  | 1 Year (Limited Lifetime) | 82.76 | 5% | 78.622
91248 | Tripplite | N080-D25-2M-WH | 2 Piece Raceway Cable Wiring Duct w/ Base & Cap 20 Pack White 2M | EA |  | 1 Year (Limited Lifetime) | 358.62 | 5% | 340.689
91249 | Tripplite | N080-SMB1-WH | Single-Gang Surface-Mount Junction Box Wallplate White | EA |  | 1 Year (Limited Lifetime) | 11.03 | 5% | 10.4785
91250 | Tripplite | N105-003-BL | Cat5e Molded Shielded Patch Cable STP RJ45 M/M 350 Mhz Blue 3ft | EA |  | 1 Year (Limited Lifetime) | 6.34 | 5% | 6.023
91251 | Tripplite | N105-006-BL | Cat5e Molded Shielded Patch Cable STP RJ45 M/M 350 Mhz Blue 6ft | EA |  | 1 Year (Limited Lifetime) | 8 | 5% | 7.6
91252 | Tripplite | N105-007-GY | Tripp Lite 7ft Cat5e Cat5 350MHz Molded Shielded Patch Cable RJ45 Gray 7' | EA |  | 1 Year (Limited Lifetime) | 8.83 | 5% | 8.3885
91253 | Tripplite | N105-010-GY | Tripp Lite 10ft Cat5e Cat5 350MHz Molded Shielded Patch Cable RJ45 Gray 10' | EA |  | 1 Year (Limited Lifetime) | 11.31 | 5% | 10.7445
91254 | Tripplite | N105-015-BL | 15' Cat5e Molded Shielded Patch Cable STP RJ45 M/M 350 Mhz Blue | EA |  | 1 Year (Limited Lifetime) | 18.76 | 5% | 17.822
91255 | Tripplite | N105-025-GY | Tripp Lite 25ft Cat5e Cat5 350MHz Molded Shielded Patch Cable RJ45 Gray 25' | EA |  | 1 Year (Limited Lifetime) | 22.9 | 5% | 21.755
91256 | Tripplite | N105-050-GY | Tripp Lite 50ft Cat5e Cat5 350MHz Molded Shielded Patch Cable RJ45 Gray 50' | EA |  | 1 Year (Limited Lifetime) | 37.52 | 5% | 35.644
91257 | Tripplite | N105-100-GY | Tripp Lite 100ft Cat5e Cat5 350MHz Molded Shield Patch Cable RJ45 Gray 100' | EA |  | 1 Year (Limited Lifetime) | 71.72 | 5% | 68.134
91258 | Tripplite | N125-007-GY | Tripp Lite 7ft Cat6 Gigabit Molded Shielded Patch Cable RJ45 M/M Gray 7' | EA |  | 1 Year (Limited Lifetime) | 14.21 | 5% | 13.4995
91259 | Tripplite | N125-010-GY | Tripp Lite 10ft Cat6 Gigabit Molded Shielded Patch Cable RJ45 M/M Gray 10' | EA |  | 1 Year (Limited Lifetime) | 17.93 | 5% | 17.0335
91260 | Tripplite | N125-025-GY | Tripp Lite 25ft Cat6 Gigabit Molded Shielded Patch Cable RJ45 M/M Gray 25' | EA |  | 1 Year (Limited Lifetime) | 37.24 | 5% | 35.378
91261 | Tripplite | N125-050-GY | Tripp Lite 50ft Cat6 Gigabit Molded Shielded Patch Cable RJ45 M/M Gray 50' | EA |  | 1 Year (Limited Lifetime) | 60.69 | 5% | 57.6555
91262 | Tripplite | N200-001-BK | Cat6 Gigabit Molded Patch Cable RJ45 M/M 550MHz 24 AWG Black 1' | EA |  | 1 Year (Limited Lifetime) | 3.87 | 5% | 3.6765
91263 | Tripplite | N200-001-BL | Cat6 Gigabit Molded Patch Cable RJ45 M/M 550MHz 24 AWG Blue 1' | EA |  | 1 Year (Limited Lifetime) | 3.87 | 5% | 3.6765
91264 | Tripplite | N200-001-GN | Cat6 Cat5e Gigabit Molded Patch Cable RJ45 M/M 550MHz Green 1ft | EA |  | 1 Year (Limited Lifetime) | 3.86 | 5% | 3.667
91265 | Tripplite | N200-001-GY | Cat6 Cat5e Gigabit Molded Patch Cable RJ45 M/M 550MHz Gray 1ft | EA |  | 1 Year (Limited Lifetime) | 3.86 | 5% | 3.667
91266 | Tripplite | N200-001-RD | Cat6 Cat5e Gigabit Molded Patch Cable RJ45 M/M 550MHz Red 1ft | EA |  | 1 Year (Limited Lifetime) | 3.86 | 5% | 3.667
91267 | Tripplite | N200-001-WH | Cat6 Cat5e Gigabit Molded Patch Cable RJ45 M/M 550MHz White 1ft | EA |  | 1 Year (Limited Lifetime) | 3.86 | 5% | 3.667
91268 | Tripplite | N200-001-YW | Cat6 Cat5e Gigabit Molded Patch Cable RJ45 M/M 550MHz Yellow 1ft | EA |  | 1 Year (Limited Lifetime) | 3.86 | 5% | 3.667
91269 | Tripplite | N200-002-BK | Cat6 Gigabit Molded Patch Cable RJ45 M/M 550MHz 24 AWG Black 2' | EA |  | 1 Year (Limited Lifetime) | 4.7 | 5% | 4.465
91270 | Tripplite | N200-002-BL | Cat6 Gigabit Molded Patch Cable RJ45 M/M 550MHz 24 AWG Blue 2' | EA |  | 1 Year (Limited Lifetime) | 4.7 | 5% | 4.465
91271 | Tripplite | N200-002-GN | 2ft Cat6 Gigabit Molded Patch Cable RJ45 M/M 550MHz 24 AWG Green | EA |  | 1 Year (Limited Lifetime) | 4.69 | 5% | 4.4555
91272 | Tripplite | N200-002-GY | Cat6 Cat5e Gigabit Molded Patch Cable RJ45 M/M 550MHz Gray 2ft | EA |  | 1 Year (Limited Lifetime) | 4.69 | 5% | 4.4555
91273 | Tripplite | N200-002-RD | Cat6 Cat5e Gigabit Molded Patch Cable RJ45 M/M 550MHz Red 2ft | EA |  | 1 Year (Limited Lifetime) | 4.69 | 5% | 4.4555
91274 | Tripplite | N200-002-WH | 2ft Cat6 Gigabit Molded Patch Cable RJ45 M/M 550MHz 24 AWG White | EA |  | 1 Year (Limited Lifetime) | 4.69 | 5% | 4.4555
91275 | Tripplite | N200-002-YW | 2ft Cat6 Gigabit Molded Patch Cable RJ45 M/M 550MHz 24AWG Yellow | EA |  | 1 Year (Limited Lifetime) | 4.69 | 5% | 4.4555
91276 | Tripplite | N200-003-BK | Cat6 Gigabit Molded Patch Cable RJ45 M/M 550MHz 24 AWG Black 3' | EA |  | 1 Year (Limited Lifetime) | 5.25 | 5% | 4.9875
91277 | Tripplite | N200-003-BL | Cat6 Gigabit Molded Patch Cable RJ45 M/M 550MHz 24 AWG Blue 3' | EA |  | 1 Year (Limited Lifetime) | 5.25 | 5% | 4.9875
91278 | Tripplite | N200-003-GN | 3ft Cat6 Gigabit Molded Patch Cable RJ45 M/M 550MHz 24 AWG Green | EA |  | 1 Year (Limited Lifetime) | 5.25 | 5% | 4.9875
91279 | Tripplite | N200-003-GY | Cat6 Cat5e Gigabit Molded Patch Cable RJ45 M/M 550MHz Gray 3ft | EA |  | 1 Year (Limited Lifetime) | 5.24 | 5% | 4.978
91280 | Tripplite | N200-003-RD | Cat6 Cat5e Gigabit Molded Patch Cable RJ45 M/M 550MHz Red 3ft | EA |  | 1 Year (Limited Lifetime) | 5.24 | 5% | 4.978
91281 | Tripplite | N200-003-WH | 3ft Cat6 Gigabit Molded Patch Cable RJ45 M/M 550MHz 24 AWG White | EA |  | 1 Year (Limited Lifetime) | 5.25 | 5% | 4.9875
91282 | Tripplite | N200-003-YW | 3ft Cat6 Gigabit Molded Patch Cable RJ45 M/M 550MHz 24AWG Yellow | EA |  | 1 Year (Limited Lifetime) | 5.25 | 5% | 4.9875
91283 | Tripplite | N200-005-BK | Cat6 Gigabit Molded Patch Cable RJ45 M/M 550MHz 24 AWG Black 5' | EA |  | 1 Year (Limited Lifetime) | 6.63 | 5% | 6.2985
91284 | Tripplite | N200-005-BL | Cat6 Gigabit Molded Patch Cable RJ45 M/M 550MHz 24 AWG Blue 5' | EA |  | 1 Year (Limited Lifetime) | 6.63 | 5% | 6.2985
91285 | Tripplite | N200-005-GN | 5ft Cat6 Gigabit Molded Patch Cable RJ45 M/M 550MHz 24 AWG Green | EA |  | 1 Year (Limited Lifetime) | 6.63 | 5% | 6.2985
91286 | Tripplite | N200-005-GY | Cat6 Cat5e Gigabit Molded Patch Cable RJ45 M/M 550MHz Gray 5ft | EA |  | 1 Year (Limited Lifetime) | 6.62 | 5% | 6.289
91287 | Tripplite | N200-005-RD | Cat6 Cat5e Gigabit Molded Patch Cable RJ45 M/M 550MHz Red 5ft | EA |  | 1 Year (Limited Lifetime) | 6.62 | 5% | 6.289
91288 | Tripplite | N200-005-WH | 5ft Cat6 Gigabit Molded Patch Cable RJ45 M/M 550MHz 24 AWG White | EA |  | 1 Year (Limited Lifetime) | 6.63 | 5% | 6.2985
91289 | Tripplite | N200-005-YW | 5ft Cat6 Gigabit Molded Patch Cable RJ45 M/M 550MHz 24AWG Yellow | EA |  | 1 Year (Limited Lifetime) | 6.63 | 5% | 6.2985
91290 | Tripplite | N200-006-BK | Cat6 Gigabit Molded Patch Cable RJ45 M/M 550MHz 24 AWG Black 6' | EA |  | 1 Year (Limited Lifetime) | 6.62 | 5% | 6.289
91291 | Tripplite | N200-006-BL | Cat6 Gigabit Molded Patch Cable RJ45 M/M 550MHz 24 AWG Blue 6' | EA |  | 1 Year (Limited Lifetime) | 6.62 | 5% | 6.289
91292 | Tripplite | N200-006-GN | Cat6 Cat5e Gigabit Molded Patch Cable RJ45 M/M 550MHz Green 6ft | EA |  | 1 Year (Limited Lifetime) | 6.62 | 5% | 6.289
91293 | Tripplite | N200-006-GY | Cat6 Cat5e Gigabit Molded Patch Cable RJ45 M/M 550MHz Gray 6ft | EA |  | 1 Year (Limited Lifetime) | 6.62 | 5% | 6.289
91294 | Tripplite | N200-006-OR | Cat6 Cat5e Gigabit Molded Patch Cable RJ45 M/M 550MHz Orange 6ft | EA |  | 1 Year (Limited Lifetime) | 6.62 | 5% | 6.289
91295 | Tripplite | N200-006-PU | Cat6 Cat5e Gigabit Molded Patch Cable RJ45 M/M 550MHz Purple 6ft | EA |  | 1 Year (Limited Lifetime) | 6.62 | 5% | 6.289
91296 | Tripplite | N200-006-RD | Cat6 Cat5e Gigabit Molded Patch Cable RJ45 M/M 550MHz Red 6ft | EA |  | 1 Year (Limited Lifetime) | 6.62 | 5% | 6.289
91297 | Tripplite | N200-006-WH | Cat6 Cat5e Gigabit Molded Patch Cable RJ45 M/M 550MHz White 6ft | EA |  | 1 Year (Limited Lifetime) | 6.62 | 5% | 6.289
91298 | Tripplite | N200-007-BK | Cat6 Gigabit Molded Patch Cable RJ45 M/M 550MHz 24 AWG Black 7' | EA |  | 1 Year (Limited Lifetime) | 7.18 | 5% | 6.821
91299 | Tripplite | N200-007-BL | Cat6 Gigabit Molded Patch Cable RJ45 M/M 550MHz 24 AWG Blue 7' | EA |  | 1 Year (Limited Lifetime) | 7.18 | 5% | 6.821
91300 | Tripplite | N200-007-GN | 7ft Cat6 Gigabit Molded Patch Cable RJ45 M/M 550MHz 24 AWG Green | EA |  | 1 Year (Limited Lifetime) | 7.18 | 5% | 6.821
91301 | Tripplite | N200-007-RD | Cat6 Cat5e Gigabit Molded Patch Cable RJ45 M/M 550MHz Red 7ft | EA |  | 1 Year (Limited Lifetime) | 7.17 | 5% | 6.8115
91302 | Tripplite | N200-007-WH | 7ft Cat6 Gigabit Molded Patch Cable RJ45 M/M 550MHz 24 AWG White | EA |  | 1 Year (Limited Lifetime) | 7.18 | 5% | 6.821
91303 | Tripplite | N200-007-YW | 7ft Cat6 Gigabit Molded Patch Cable RJ45 M/M 550MHz 24AWG Yellow | EA |  | 1 Year (Limited Lifetime) | 7.18 | 5% | 6.821
91304 | Tripplite | N200-010-BK | Cat6 Gigabit Molded Patch Cable RJ45 M/M 550MHz 24 AWG Black 10' | EA |  | 1 Year (Limited Lifetime) | 8.56 | 5% | 8.132
91305 | Tripplite | N200-010-BL | Cat6 Gigabit Molded Patch Cable RJ45 M/M 550MHz 24 AWG Blue 10' | EA |  | 1 Year (Limited Lifetime) | 8.56 | 5% | 8.132
91306 | Tripplite | N200-010-GN | 10ft Cat6 Gigabit Molded Patch Cable RJ45 M/M 550MHz 24AWG Green | EA |  | 1 Year (Limited Lifetime) | 8.56 | 5% | 8.132
91307 | Tripplite | N200-010-GY | Cat6 Cat5e Gigabit Molded Patch Cable RJ45 M/M 550MHz Gray 10ft | EA |  | 1 Year (Limited Lifetime) | 8.56 | 5% | 8.132
91308 | Tripplite | N200-010-PU | Cat6 Cat5e Gigabit Molded Patch Cable RJ45 M/M 550MHz Purple 10ft | EA |  | 1 Year (Limited Lifetime) | 8.56 | 5% | 8.132
91309 | Tripplite | N200-010-RD | Cat6 Cat5e Gigabit Molded Patch Cable RJ45 M/M 550MHz Red 10ft | EA |  | 1 Year (Limited Lifetime) | 8.56 | 5% | 8.132
91310 | Tripplite | N200-010-WH | 10ft Cat6 Gigabit Molded Patch Cable RJ45 M/M 550MHz 24AWG White | EA |  | 1 Year (Limited Lifetime) | 8.56 | 5% | 8.132
91311 | Tripplite | N200-010-YW | 10ft Cat6 Gigabit Molded Patch Cable RJ45 MM 550MHz 24AWG Yellow | EA |  | 1 Year (Limited Lifetime) | 8.56 | 5% | 8.132
91312 | Tripplite | N200-012-GN | Cat6 Cat5e Gigabit Molded Patch Cable RJ45 M/M 550MHz Green 12ft | EA |  | 1 Year (Limited Lifetime) | 10.34 | 5% | 9.823
91313 | Tripplite | N200-014-BK | Cat6 Gigabit Molded Patch Cable RJ45 M/M 550MHz 24 AWG Black 14' | EA |  | 1 Year (Limited Lifetime) | 10.91 | 5% | 10.3645
91314 | Tripplite | N200-014-BL | Cat6 Gigabit Molded Patch Cable RJ45 M/M 550MHz 24 AWG Blue 14' | EA |  | 1 Year (Limited Lifetime) | 10.91 | 5% | 10.3645
91315 | Tripplite | N200-015-BK | Cat6 Gigabit Molded Patch Cable RJ45 M/M 550MHz 24 AWG Black 15' | EA |  | 1 Year (Limited Lifetime) | 11.04 | 5% | 10.488
91316 | Tripplite | N200-015-BL | Cat6 Gigabit Molded Patch Cable RJ45 M/M 550MHz 24 AWG Blue 15' | EA |  | 1 Year (Limited Lifetime) | 11.04 | 5% | 10.488
91317 | Tripplite | N200-015-GN | 15ft Cat6 Gigabit Molded Patch Cable RJ45 M/M 550MHz 24AWG Green | EA |  | 1 Year (Limited Lifetime) | 11.04 | 5% | 10.488
91318 | Tripplite | N200-015-GY | Cat6 Cat5e Gigabit Molded Patch Cable RJ45 M/M 550MHz Gray 15ft | EA |  | 1 Year (Limited Lifetime) | 11.03 | 5% | 10.4785
91319 | Tripplite | N200-015-OR | Cat6 Cat5e Gigabit Molded Patch Cable RJ45 MM 550MHz Orange 15ft | EA |  | 1 Year (Limited Lifetime) | 11.03 | 5% | 10.4785
91320 | Tripplite | N200-015-PU | Cat6 Cat5e Gigabit Molded Patch Cable RJ45 MM 550MHz Purple 15ft | EA |  | 1 Year (Limited Lifetime) | 11.03 | 5% | 10.4785
91321 | Tripplite | N200-015-RD | Cat6 Cat5e Gigabit Molded Patch Cable RJ45 M/M 550MHz Red 15ft | EA |  | 1 Year (Limited Lifetime) | 11.03 | 5% | 10.4785
91322 | Tripplite | N200-015-WH | 15ft Cat6 Gigabit Molded Patch Cable RJ45 M/M 550MHz 24AWG White | EA |  | 1 Year (Limited Lifetime) | 11.04 | 5% | 10.488
91323 | Tripplite | N200-015-YW | 15ft Cat6 Gigabit Molded Patch Cable RJ45 MM 550MHz 24AWG Yellow | EA |  | 1 Year (Limited Lifetime) | 11.04 | 5% | 10.488
91324 | Tripplite | N200-020-BK | Cat6 Gigabit Molded Patch Cable RJ45 M/M 550MHz 24 AWG Black 20' | EA |  | 1 Year (Limited Lifetime) | 11.05 | 5% | 10.4975
91325 | Tripplite | N200-020-BL | Cat6 Gigabit Molded Patch Cable RJ45 M/M 550MHz 24 AWG Blue 20' | EA |  | 1 Year (Limited Lifetime) | 13.39 | 5% | 12.7205
91326 | Tripplite | N200-020-GN | Cat6 Cat5e Gigabit Molded Patch Cable RJ45 M/M 550MHz Green 20ft | EA |  | 1 Year (Limited Lifetime) | 13.38 | 5% | 12.711
91327 | Tripplite | N200-020-GY | Cat6 Cat5e Gigabit Molded Patch Cable RJ45 M/M 550MHz Gray 20ft | EA |  | 1 Year (Limited Lifetime) | 13.38 | 5% | 12.711
91328 | Tripplite | N200-020-OR | Cat6 Cat5e Gigabit Molded Patch Cable RJ45 MM 550MHz Orange 20ft | EA |  | 1 Year (Limited Lifetime) | 13.38 | 5% | 12.711
91329 | Tripplite | N200-020-PU | Cat6 Cat5e Gigabit Molded Patch Cable RJ45 MM 550MHz Purple 20ft | EA |  | 1 Year (Limited Lifetime) | 13.38 | 5% | 12.711
91330 | Tripplite | N200-020-WH | Cat6 Cat5e Gigabit Molded Patch Cable RJ45 M/M 550MHz White 20ft | EA |  | 1 Year (Limited Lifetime) | 13.38 | 5% | 12.711
91331 | Tripplite | N200-020-YW | Cat6 Cat5e Gigabit Molded Patch Cable RJ45 MM 550MHz Yellow 20ft | EA |  | 1 Year (Limited Lifetime) | 13.38 | 5% | 12.711
91332 | Tripplite | N200-025-BK | Cat6 Gigabit Molded Patch Cable RJ45 M/M 550MHz 24 AWG Black 25' | EA |  | 1 Year (Limited Lifetime) | 16.28 | 5% | 15.466
91333 | Tripplite | N200-025-BL | Cat6 Gigabit Molded Patch Cable RJ45 M/M 550MHz 24 AWG Blue 25' | EA |  | 1 Year (Limited Lifetime) | 16.28 | 5% | 15.466
91334 | Tripplite | N200-025-GN | 25ft Cat6 Gigabit Molded Patch Cable RJ45 M/M 550MHz 24AWG Green | EA |  | 1 Year (Limited Lifetime) | 16.28 | 5% | 15.466
91335 | Tripplite | N200-025-OR | Cat6 Cat5e Gigabit Molded Patch Cable RJ45 MM 550MHz Orange 25ft | EA |  | 1 Year (Limited Lifetime) | 16.28 | 5% | 15.466
91336 | Tripplite | N200-025-PU | Cat6 Cat5e Gigabit Molded Patch Cable RJ45 MM 550MHz Purple 25ft | EA |  | 1 Year (Limited Lifetime) | 16.28 | 5% | 15.466
91337 | Tripplite | N200-025-WH | 25ft Cat6 Gigabit Molded Patch Cable RJ45 M/M 550MHz 24AWG White | EA |  | 1 Year (Limited Lifetime) | 16.28 | 5% | 15.466
91338 | Tripplite | N200-025-YW | 25ft Cat6 Gigabit Molded Patch Cable RJ45 MM 550MHz 24AWG Yellow | EA |  | 1 Year (Limited Lifetime) | 16.28 | 5% | 15.466
91339 | Tripplite | N200-035-BK | Cat6 Cat5e Gigabit Molded Patch Cable RJ45 M/M 550MHz Black 35ft | EA |  | 1 Year (Limited Lifetime) | 22.48 | 5% | 21.356
91340 | Tripplite | N200-035-BL | Cat6 Cat5e Gigabit Molded Patch Cable RJ45 M/M 550MHz Blue 35ft | EA |  | 1 Year (Limited Lifetime) | 22.48 | 5% | 21.356
91341 | Tripplite | N200-035-GN | Cat6 Cat5e Gigabit Molded Patch Cable RJ45 M/M 550MHz Green 35ft | EA |  | 1 Year (Limited Lifetime) | 22.48 | 5% | 21.356
91342 | Tripplite | N200-035-GY | Cat6 Cat5e Gigabit Molded Patch Cable RJ45 M/M 550MHz Gray 35ft | EA |  | 1 Year (Limited Lifetime) | 22.48 | 5% | 21.356
91343 | Tripplite | N200-035-OR | Cat6 Cat5e Gigabit Molded Patch Cable RJ45 M/M 550MH Orange 35ft | EA |  | 1 Year (Limited Lifetime) | 22.48 | 5% | 21.356
91344 | Tripplite | N200-035-YW | Cat6 Cat5e Gigabit Molded Patch Cable RJ45 M/M 550MH Yellow 35ft | EA |  | 1 Year (Limited Lifetime) | 22.48 | 5% | 21.356
91345 | Tripplite | N200-050-BK | Cat6 Gigabit Molded Patch Cable RJ45 M/M 550MHz 24 AWG Black 50' | EA |  | 1 Year (Limited Lifetime) | 27.59 | 5% | 26.2105
91346 | Tripplite | N200-050-BL | Cat6 Gigabit Molded Patch Cable RJ45 M/M 550MHz 24 AWG Blue 50' | EA |  | 1 Year (Limited Lifetime) | 27.59 | 5% | 26.2105
91347 | Tripplite | N200-050-GY | Cat6 Cat5e Gigabit Molded Patch Cable RJ45 M/M 550MHz Gray 50ft | EA |  | 1 Year (Limited Lifetime) | 27.59 | 5% | 26.2105
91348 | Tripplite | N200-050-OR | Cat6 Cat5e Gigabit Molded Patch Cable RJ45 M/M 550MHz Orange 50ft | EA |  | 1 Year (Limited Lifetime) | 27.59 | 5% | 26.2105
91349 | Tripplite | N200-050-PU | Cat6 Cat5e Gigabit Molded Patch Cable RJ45 M/M 550MH Purple 50ft | EA |  | 1 Year (Limited Lifetime) | 27.59 | 5% | 26.2105
91350 | Tripplite | N200-050-RD | Cat6 Cat5e Gigabit Molded Patch Cable RJ45 M/M 550MH Red 50ft | EA |  | 1 Year (Limited Lifetime) | 27.59 | 5% | 26.2105
91351 | Tripplite | N200-050-YW | Cat6 Cat5e Gigabit Molded Patch Cable RJ45 M/M 550MH Yellow 50ft | EA |  | 1 Year (Limited Lifetime) | 27.59 | 5% | 26.2105
91352 | Tripplite | N200-075-BL | Cat6 Cat5e Gigabit Molded Patch Cable RJ45 M/M 550MHz Blue 75ft | EA |  | 1 Year (Limited Lifetime) | 38.63 | 5% | 36.6985
91353 | Tripplite | N200-100-BK | Cat6 Gigabit Molded Patch Cable RJ45 M/M 550MHz 24AWG Black 100' | EA |  | 1 Year (Limited Lifetime) | 51.87 | 5% | 49.2765
91354 | Tripplite | N200-100-BL | Cat6 Gigabit Molded Patch Cable RJ45 M/M 550MHz 24 AWG Blue 100' | EA |  | 1 Year (Limited Lifetime) | 51.87 | 5% | 49.2765
91355 | Tripplite | N200-100-OR | Cat6 Cat5e Gigabit Molded Patch Cable RJ45 M/M Orange 100ft 100' | EA |  | 1 Year (Limited Lifetime) | 51.86 | 5% | 49.267
91356 | Tripplite | N200-100-RD | Cat6 Cat5e Gigabit Molded Patch Cable RJ45 M/M Red 550Mhz 100ft | EA |  | 1 Year (Limited Lifetime) | 51.86 | 5% | 49.267
91357 | Tripplite | N200-100-WH | Cat6 Cat5e Gigabit Molded Patch Cable RJ45 M/M White 550Mh 100ft | EA |  | 1 Year (Limited Lifetime) | 51.86 | 5% | 49.267
91358 | Tripplite | N201-001-BK | Tripp Lite 1ft Cat6 Gigabit Snagless Molded Patch Cable RJ45 M/M Black 1' | EA |  | 1 Year (Limited Lifetime) | 4.14 | 5% | 3.933
91359 | Tripplite | N201-001-BK50BP | Cat6 Gigabit Snagless Molded Patch Cable RJ45 50 Pc Bulk Pack 1' | EA |  | 1 Year (Limited Lifetime) | 212.42 | 5% | 201.799
91360 | Tripplite | N201-001-BL | Tripp Lite 1ft Cat6 Gigabit Snagless Molded Patch Cable RJ45 M/M Blue 1' | EA |  | 1 Year (Limited Lifetime) | 4.14 | 5% | 3.933
91361 | Tripplite | N201-001-BL50BP | 50 Pack 1ft Cat6 Gig Snagless Molded Patch Cable RJ45 Blue 1' | EA |  | 1 Year (Limited Lifetime) | 212.42 | 5% | 201.799
91362 | Tripplite | N201-001-GN | 1ft Cat6 Gigabit Snagless Molded Patch Cable RJ45 M/M Green 1' | EA |  | 1 Year (Limited Lifetime) | 4.14 | 5% | 3.933
91363 | Tripplite | N201-001-GY | Tripp Lite 1ft Cat6 Gigabit Snagless Molded Patch Cable RJ45 M/M Gray 1' | EA |  | 1 Year (Limited Lifetime) | 4.14 | 5% | 3.933
91364 | Tripplite | N201-001-OR | 1ft Cat6 Snagless Molded Patch Cable UTP Orange RJ45 M/M 1' | EA |  | 1 Year (Limited Lifetime) | 4.69 | 5% | 4.4555
91365 | Tripplite | N201-001-PU | 20ft Cat6 Snagless Molded Patch Cable UTP Purple RJ45 M/M 20' | EA |  | 1 Year (Limited Lifetime) | 4.69 | 5% | 4.4555
91366 | Tripplite | N201-001-RD | Tripp Lite 1ft Cat6 Gigabit Snagless Molded Patch Cable RJ45 M/M Red 1' | EA |  | 1 Year (Limited Lifetime) | 4.14 | 5% | 3.933
91367 | Tripplite | N201-001-WH | Tripp Lite 1ft Cat6 Gigabit Snagless Molded Patch Cable RJ45 M/M White 1' | EA |  | 1 Year (Limited Lifetime) | 4.14 | 5% | 3.933
91368 | Tripplite | N201-001-YW | Tripp Lite 1ft Cat6 Gigabit Snagless Molded Patch Cable RJ45 M/M Yellow 1' | EA |  | 1 Year (Limited Lifetime) | 4.14 | 5% | 3.933
91369 | Tripplite | N201-002-BK | Tripp Lite 2ft Cat6 Gigabit Snagless Molded Patch Cable RJ45 M/M Black 2' | EA |  | 1 Year (Limited Lifetime) | 4.56 | 5% | 4.332
91370 | Tripplite | N201-002-BK50BP | Cat6 Gigabit Snagless Molded Patch Cable RJ45 50 Pc Bulk Pack 2' | EA |  | 1 Year (Limited Lifetime) | 237.25 | 5% | 225.3875
91371 | Tripplite | N201-002-BL | Tripp Lite 2ft Cat6 Gigabit Snagless Molded Patch Cable RJ45 M/M Blue 2' | EA |  | 1 Year (Limited Lifetime) | 4.56 | 5% | 4.332
91372 | Tripplite | N201-002-BL50BP | 50 Pack 2ft Cat6 Gig Snagless Molded Patch Cable RJ45 Blue 2' | EA |  | 1 Year (Limited Lifetime) | 237.25 | 5% | 225.3875
91373 | Tripplite | N201-002-GN | 2ft Cat6 Gigabit Snagless Molded Patch Cable RJ45 M/M Green 2' | EA |  | 1 Year (Limited Lifetime) | 4.56 | 5% | 4.332
91374 | Tripplite | N201-002-GY | Tripp Lite 2ft Cat6 Gigabit Snagless Molded Patch Cable RJ45 M/M Gray 2' | EA |  | 1 Year (Limited Lifetime) | 4.56 | 5% | 4.332
91375 | Tripplite | N201-002-OR | 2ft Cat6 Snagless Molded Patch Cable UTP Orange RJ45 M/M 2' | EA |  | 1 Year (Limited Lifetime) | 5.24 | 5% | 4.978
91376 | Tripplite | N201-002-PU | 2ft Cat6 Snagless Molded Patch Cable UTP Purple RJ45 M/M 2' | EA |  | 1 Year (Limited Lifetime) | 5.24 | 5% | 4.978
91377 | Tripplite | N201-002-RD | Tripp Lite 2ft Cat6 Gigabit Snagless Molded Patch Cable RJ45 M/M Red 2' | EA |  | 1 Year (Limited Lifetime) | 4.56 | 5% | 4.332
91378 | Tripplite | N201-002-WH | Tripp Lite 2ft Cat6 Gigabit Snagless Molded Patch Cable RJ45 M/M White 2' | EA |  | 1 Year (Limited Lifetime) | 4.56 | 5% | 4.332
91379 | Tripplite | N201-002-YW | Tripp Lite 2ft Cat6 Gigabit Snagless Molded Patch Cable RJ45 M/M Yellow 2' | EA |  | 1 Year (Limited Lifetime) | 4.56 | 5% | 4.332
91380 | Tripplite | N201-003-BK | Tripp Lite 3ft Cat6 Gigabit Snagless Molded Patch Cable RJ45 M/M Black 3' | EA |  | 1 Year (Limited Lifetime) | 5.25 | 5% | 4.9875
91381 | Tripplite | N201-003-BK50BP | Cat6 Gigabit Snagless Molded Patch Cable RJ45 50 Pc Bulk Pack 3' | EA |  | 1 Year (Limited Lifetime) | 242.76 | 5% | 230.622
91382 | Tripplite | N201-003-BL | Tripp Lite 3ft Cat6 Gigabit Snagless Molded Patch Cable RJ45 M/M Blue 3' | EA |  | 1 Year (Limited Lifetime) | 5.25 | 5% | 4.9875
91383 | Tripplite | N201-003-BL50BP | 50 Pack 3ft Cat6 Gig Snagless Molded Patch Cable RJ45 Blue 3' | EA |  | 1 Year (Limited Lifetime) | 242.76 | 5% | 230.622
91384 | Tripplite | N201-003-GN | Tripp Lite 3ft Cat6 Gigabit Snagless Molded Patch Cable RJ45 M/M Green 3' | EA |  | 1 Year (Limited Lifetime) | 5.25 | 5% | 4.9875
91385 | Tripplite | N201-003-GY | Tripp Lite 3ft Cat6 Gigabit Snagless Molded Patch Cable RJ45 M/M Gray 3' | EA |  | 1 Year (Limited Lifetime) | 5.25 | 5% | 4.9875
91386 | Tripplite | N201-003-OR | Tripp Lite 3ft Cat6 Gigabit Snagless Molded Patch Cable RJ45 M/M Orange 3' | EA |  | 1 Year (Limited Lifetime) | 5.25 | 5% | 4.9875
91387 | Tripplite | N201-003-PU | Tripp Lite 3ft Cat6 Gigabit Snagless Molded Patch Cable RJ45 M/M Purple 3' | EA |  | 1 Year (Limited Lifetime) | 5.25 | 5% | 4.9875
91388 | Tripplite | N201-003-RD | Tripp Lite 3ft Cat6 Gigabit Snagless Molded Patch Cable RJ45 M/M Red 3' | EA |  | 1 Year (Limited Lifetime) | 5.25 | 5% | 4.9875
91389 | Tripplite | N201-003-WH | Tripp Lite 3ft Cat6 Gigabit Snagless Molded Patch Cable RJ45 M/M White 3' | EA |  | 1 Year (Limited Lifetime) | 5.25 | 5% | 4.9875
91390 | Tripplite | N201-003-YW | Tripp Lite 3ft Cat6 Gigabit Snagless Molded Patch Cable RJ45 M/M Yellow 3' | EA |  | 1 Year (Limited Lifetime) | 5.25 | 5% | 4.9875
91391 | Tripplite | N201-004-BL | Tripp Lite 4ft Cat6 Gigabit Snagless Molded Patch Cable RJ45 M/M Blue 4' | EA |  | 1 Year (Limited Lifetime) | 6.21 | 5% | 5.8995
91392 | Tripplite | N201-004-GN | Cat6 GbE Snagless Molded Patch Cable UTP Green RJ45 M/M 4ft 4' | EA |  | 1 Year (Limited Lifetime) | 6.21 | 5% | 5.8995
91393 | Tripplite | N201-004-RD | Cat6 GbE Snagless Molded Patch Cable UTP Red RJ45 M/M 4ft 4' | EA |  | 1 Year (Limited Lifetime) | 6.21 | 5% | 5.8995
91394 | Tripplite | N201-004-WH | Cat6 GbE Snagless Molded Patch Cable UTP White RJ45 M/M 4ft 4' | EA |  | 1 Year (Limited Lifetime) | 6.21 | 5% | 5.8995
91395 | Tripplite | N201-004-YW | Tripp Lite 4ft Cat6 Gigabit Snagless Molded Patch Cable RJ45 M/M Yellow 4' | EA |  | 1 Year (Limited Lifetime) | 6.21 | 5% | 5.8995
91396 | Tripplite | N201-005-BK | Tripp Lite 5ft Cat6 Gigabit Snagless Molded Patch Cable RJ45 M/M Black 5' | EA |  | 1 Year (Limited Lifetime) | 6.5 | 5% | 6.175
91397 | Tripplite | N201-005-BK50BP | Cat6 Gigabit Snagless Molded Patch Cable RJ45 50 Pc Bulk Pack 5' | EA |  | 1 Year (Limited Lifetime) | 303.45 | 5% | 288.2775
91398 | Tripplite | N201-005-BL | Tripp Lite 5ft Cat6 Gigabit Snagless Molded Patch Cable RJ45 M/M Blue 5' | EA |  | 1 Year (Limited Lifetime) | 6.5 | 5% | 6.175
91399 | Tripplite | N201-005-BL50BP | Tripp Lite 50 Bulk Pack 5ft Cat6 Gig Snagless Molded Patch Cable RJ45 Blue | EA |  | 1 Year (Limited Lifetime) | 303.45 | 5% | 288.2775
91400 | Tripplite | N201-005-GN | Tripp Lite 5ft Cat6 Gigabit Snagless Molded Patch Cable RJ45 M/M Green 5' | EA |  | 1 Year (Limited Lifetime) | 6.5 | 5% | 6.175
91401 | Tripplite | N201-005-GY | Tripp Lite 5ft Cat6 Gigabit Snagless Molded Patch Cable RJ45 M/M Gray 5' | EA |  | 1 Year (Limited Lifetime) | 6.5 | 5% | 6.175
91402 | Tripplite | N201-005-OR | Tripp Lite 5ft Cat6 Gigabit Snagless Molded Patch Cable RJ45 M/M Orange 5' | EA |  | 1 Year (Limited Lifetime) | 6.5 | 5% | 6.175
91403 | Tripplite | N201-005-PU | Cat6 Gigabit Snagless Molded Patch Cable RJ45 M/M Purple 5' 5ft | EA |  | 1 Year (Limited Lifetime) | 6.5 | 5% | 6.175
91404 | Tripplite | N201-005-RD | Tripp Lite 5ft Cat6 Gigabit Snagless Molded Patch Cable RJ45 M/M Red 5' | EA |  | 1 Year (Limited Lifetime) | 6.5 | 5% | 6.175
91405 | Tripplite | N201-005-WH | Tripp Lite 5ft Cat6 Gigabit Snagless Molded Patch Cable RJ45 M/M White 5' | EA |  | 1 Year (Limited Lifetime) | 6.5 | 5% | 6.175
91406 | Tripplite | N201-005-YW | Tripp Lite 5ft Cat6 Gigabit Snagless Molded Patch Cable RJ45 M/M Yellow 5' | EA |  | 1 Year (Limited Lifetime) | 6.5 | 5% | 6.175
91407 | Tripplite | N201-006-BK | Tripp Lite 6ft Cat6 Gigabit Snagless Molded Patch Cable RJ45 M/M Black 6' | EA |  | 1 Year (Limited Lifetime) | 6.77 | 5% | 6.4315
91408 | Tripplite | N201-006-BL | Tripp Lite 6ft Cat6 Gigabit Snagless Molded Patch Cable RJ45 M/M Blue 6' | EA |  | 1 Year (Limited Lifetime) | 6.77 | 5% | 6.4315
91409 | Tripplite | N201-006-GN | Tripp Lite 6ft Cat6 Gigabit Snagless Molded Patch Cable RJ45 M/M Green 6' | EA |  | 1 Year (Limited Lifetime) | 6.77 | 5% | 6.4315
91410 | Tripplite | N201-006-GY | Tripp Lite 6ft Cat6 Gigabit Snagless Molded Patch Cable RJ45 M/M Gray 6' | EA |  | 1 Year (Limited Lifetime) | 6.77 | 5% | 6.4315
91411 | Tripplite | N201-006-OR | 6ft Cat6 Snagless Molded Patch Cable UTP Orange RJ45 M/M 6' | EA |  | 1 Year (Limited Lifetime) | 6.76 | 5% | 6.422
91412 | Tripplite | N201-006-PU | 6ft Cat6 Snagless Molded Patch Cable UTP Purple RJ45 M/M 6' | EA |  | 1 Year (Limited Lifetime) | 6.76 | 5% | 6.422
91413 | Tripplite | N201-006-RD | Tripp Lite 6ft Cat6 Gigabit Snagless Molded Patch Cable RJ45 M/M Red 6' | EA |  | 1 Year (Limited Lifetime) | 6.77 | 5% | 6.4315
91414 | Tripplite | N201-006-WH | 6ft Cat6 Snagless Molded Patch Cable UTP White RJ45 M/M 6' | EA |  | 1 Year (Limited Lifetime) | 6.76 | 5% | 6.422
91415 | Tripplite | N201-006-YW | Tripp Lite 6ft Cat6 Gigabit Snagless Molded Patch Cable RJ45 M/M Yellow 6' | EA |  | 1 Year (Limited Lifetime) | 6.77 | 5% | 6.4315
91416 | Tripplite | N201-007-BK | Tripp Lite 7ft Cat6 Gigabit Snagless Molded Patch Cable RJ45 M/M Black 7' | EA |  | 1 Year (Limited Lifetime) | 7.18 | 5% | 6.821
91417 | Tripplite | N201-007-BK50BP | Cat6 Gigabit Snagless Molded Patch Cable RJ45 50 Pc Bulk Pack 7' | EA |  | 1 Year (Limited Lifetime) | 331.04 | 5% | 314.488
91418 | Tripplite | N201-007-BL | Tripp Lite 7ft Cat6 Gigabit Snagless Molded Patch Cable RJ45 M/M Blue 7' | EA |  | 1 Year (Limited Lifetime) | 7.18 | 5% | 6.821
91419 | Tripplite | N201-007-BL50BP | Tripp Lite 50 Bulk Pack 7ft Cat6 Gig Snagless Molded Patch Cable RJ45 Blue | EA |  | 1 Year (Limited Lifetime) | 331.04 | 5% | 314.488
91420 | Tripplite | N201-007-GN | Tripp Lite 7ft Cat6 Gigabit Snagless Molded Patch Cable RJ45 M/M Green 7' | EA |  | 1 Year (Limited Lifetime) | 7.18 | 5% | 6.821
91421 | Tripplite | N201-007-GY | Tripp Lite 7ft Cat6 Gigabit Snagless Molded Patch Cable RJ45 M/M Gray 7' | EA |  | 1 Year (Limited Lifetime) | 7.18 | 5% | 6.821
91422 | Tripplite | N201-007-OR | Tripp Lite 7ft Cat6 Gigabit Snagless Molded Patch Cable RJ45 M/M Orange 7' | EA |  | 1 Year (Limited Lifetime) | 7.18 | 5% | 6.821
91423 | Tripplite | N201-007-PU | Tripp Lite 7ft Cat6 Gigabit Snagless Molded Patch Cable RJ45 M/M Purple 7' | EA |  | 1 Year (Limited Lifetime) | 7.18 | 5% | 6.821
91424 | Tripplite | N201-007-RD | Tripp Lite 7ft Cat6 Gigabit Snagless Molded Patch Cable RJ45 M/M Red 7' | EA |  | 1 Year (Limited Lifetime) | 7.18 | 5% | 6.821
91425 | Tripplite | N201-007-WH | Tripp Lite 7ft Cat6 Gigabit Snagless Molded Patch Cable RJ45 M/M White 7' | EA |  | 1 Year (Limited Lifetime) | 7.18 | 5% | 6.821
91426 | Tripplite | N201-007-YW | Tripp Lite 7ft Cat6 Gigabit Snagless Molded Patch Cable RJ45 M/M Yellow 7' | EA |  | 1 Year (Limited Lifetime) | 7.18 | 5% | 6.821
91427 | Tripplite | N201-008-BK | Cat6 GbE Snagless Molded Patch Cable UTP Black RJ45 M/M 8ft 8' | EA |  | 1 Year (Limited Lifetime) | 7.86 | 5% | 7.467
91428 | Tripplite | N201-008-BL | Cat6 GbE Snagless Molded Patch Cable UTP Blue RJ45 M/M 8ft 8' | EA |  | 1 Year (Limited Lifetime) | 7.86 | 5% | 7.467
91429 | Tripplite | N201-008-WH | Cat6 GbE Snagless Molded Patch Cable UTP White RJ45 M/M 8ft 8' | EA |  | 1 Year (Limited Lifetime) | 7.86 | 5% | 7.467
91430 | Tripplite | N201-010-BK | Tripp Lite 10ft Cat6 Gigabit Snagless Molded Patch Cable RJ45 M/M Black 10' | EA |  | 1 Year (Limited Lifetime) | 8.97 | 5% | 8.5215
91431 | Tripplite | N201-010-BL | Tripp Lite 10ft Cat6 Gigabit Snagless Molded Patch Cable RJ45 M/M Blue 10' | EA |  | 1 Year (Limited Lifetime) | 8.97 | 5% | 8.5215
91432 | Tripplite | N201-010-GN | Tripp Lite 10ft Cat6 Gigabit Snagless Molded Patch Cable RJ45 M/M Green 10' | EA |  | 1 Year (Limited Lifetime) | 8.97 | 5% | 8.5215
91433 | Tripplite | N201-010-GY | Tripp Lite 10ft Cat6 Gigabit Snagless Molded Patch Cable RJ45 M/M Gray 10' | EA |  | 1 Year (Limited Lifetime) | 8.97 | 5% | 8.5215
91434 | Tripplite | N201-010-OR | Tripp Lite 10ft Cat6 Gigabit Snagless Molded Patch Cable RJ45 Orange 10' | EA |  | 1 Year (Limited Lifetime) | 8.97 | 5% | 8.5215
91435 | Tripplite | N201-010-PU | Tripp Lite 10ft Cat6 Gigabit Snagless Molded Patch Cable RJ45 Purple 10' | EA |  | 1 Year (Limited Lifetime) | 8.97 | 5% | 8.5215
91436 | Tripplite | N201-010-RD | Tripp Lite 10ft Cat6 Gigabit Snagless Molded Patch Cable RJ45 M/M Red 10' | EA |  | 1 Year (Limited Lifetime) | 8.97 | 5% | 8.5215
91437 | Tripplite | N201-010-WH | Tripp Lite 10ft Cat6 Gigabit Snagless Molded Patch Cable RJ45 M/M White 10' | EA |  | 1 Year (Limited Lifetime) | 8.97 | 5% | 8.5215
91438 | Tripplite | N201-010-YW | Tripp Lite 10ft Cat6 Gigabit Snagless Molded Patch Cable RJ45 Yellow 10' | EA |  | 1 Year (Limited Lifetime) | 8.97 | 5% | 8.5215
91439 | Tripplite | N201-012-BL | Tripp Lite 12ft Cat6 Gigabit Snagless Molded Patch Cable RJ45 M/M Blue 12' | EA |  | 1 Year (Limited Lifetime) | 9.53 | 5% | 9.0535
91440 | Tripplite | N201-012-GN | Tripp Lite 12ft Cat6 Gigabit Snagless Molded Patch Cable RJ45 M/M Green 12' | EA |  | 1 Year (Limited Lifetime) | 9.53 | 5% | 9.0535
91441 | Tripplite | N201-014-BK | Tripp Lite 14ft Cat6 Gigabit Snagless Molded Patch Cable RJ45 M/M Black 14' | EA |  | 1 Year (Limited Lifetime) | 11.04 | 5% | 10.488
91442 | Tripplite | N201-014-BL | Tripp Lite 14ft Cat6 Gigabit Snagless Molded Patch Cable RJ45 M/M Blue 14' | EA |  | 1 Year (Limited Lifetime) | 11.04 | 5% | 10.488
91443 | Tripplite | N201-014-GN | Tripp Lite 14ft Cat6 Gigabit Snagless Molded Patch Cable RJ45 M/M Green 14' | EA |  | 1 Year (Limited Lifetime) | 11.04 | 5% | 10.488
91444 | Tripplite | N201-014-GY | Tripp Lite 14ft Cat6 Gigabit Snagless Molded Patch Cable RJ45 M/M Gray 14' | EA |  | 1 Year (Limited Lifetime) | 11.04 | 5% | 10.488
91445 | Tripplite | N201-014-OR | Tripp Lite 14ft Cat6 Gigabit Snagless Molded Patch Cable RJ45 Orange 14' | EA |  | 1 Year (Limited Lifetime) | 11.04 | 5% | 10.488
91446 | Tripplite | N201-014-PU | Tripp Lite 14ft Cat6 Gigabit Snagless Molded Patch Cable RJ45 Purple 14' | EA |  | 1 Year (Limited Lifetime) | 11.04 | 5% | 10.488
91447 | Tripplite | N201-014-RD | Tripp Lite 14ft Cat6 Gigabit Snagless Molded Patch Cable RJ45 M/M Red 14' | EA |  | 1 Year (Limited Lifetime) | 11.04 | 5% | 10.488
91448 | Tripplite | N201-014-WH | Tripp Lite 14ft Cat6 Gigabit Snagless Molded Patch Cable RJ45 M/M White 14' | EA |  | 1 Year (Limited Lifetime) | 11.04 | 5% | 10.488
91449 | Tripplite | N201-014-YW | Tripp Lite 14ft Cat6 Gigabit Snagless Molded Patch Cable RJ45 Yellow 14' | EA |  | 1 Year (Limited Lifetime) | 11.04 | 5% | 10.488
91450 | Tripplite | N201-015-BK | Tripp Lite 15ft Cat6 Gigabit Snagless Molded Patch Cable RJ45 M/M Black 15' | EA |  | 1 Year (Limited Lifetime) | 11.18 | 5% | 10.621
91451 | Tripplite | N201-015-BL | Tripp Lite 15ft Cat6 Gigabit Snagless Molded Patch Cable RJ45 M/M Blue 15' | EA |  | 1 Year (Limited Lifetime) | 11.18 | 5% | 10.621
91452 | Tripplite | N201-015-GN | Tripp Lite 15ft Cat6 Gigabit Snagless Molded Patch Cable RJ45 M/M Green 15' | EA |  | 1 Year (Limited Lifetime) | 11.18 | 5% | 10.621
91453 | Tripplite | N201-015-GY | Tripp Lite 15ft Cat6 Gigabit Snagless Molded Patch Cable RJ45 M/M Gray 15' | EA |  | 1 Year (Limited Lifetime) | 11.18 | 5% | 10.621
91454 | Tripplite | N201-015-OR | 15ft Cat6 Snagless Molded Patch Cable UTP Orange RJ45 M/M 15' | EA |  | 1 Year (Limited Lifetime) | 11.17 | 5% | 10.6115
91455 | Tripplite | N201-015-PU | 15ft Cat6 Snagless Molded Patch Cable UTP Purple RJ45 M/M 15' | EA |  | 1 Year (Limited Lifetime) | 11.17 | 5% | 10.6115
91456 | Tripplite | N201-015-RD | Tripp Lite 15ft Cat6 Gigabit Snagless Molded Patch Cable RJ45 M/M Red 15' | EA |  | 1 Year (Limited Lifetime) | 11.18 | 5% | 10.621
91457 | Tripplite | N201-015-WH | Tripp Lite 15ft Cat6 Gigabit Snagless Molded Patch Cable RJ45 M/M White 15' | EA |  | 1 Year (Limited Lifetime) | 11.18 | 5% | 10.621
91458 | Tripplite | N201-015-YW | Tripp Lite 15ft Cat6 Gigabit Snagless Molded Patch Cable RJ45 Yellow 15' | EA |  | 1 Year (Limited Lifetime) | 11.18 | 5% | 10.621
91459 | Tripplite | N201-020-BK | Tripp Lite 20ft Cat6 Gigabit Snagless Molded Patch Cable RJ45 M/M Black 20' | EA |  | 1 Year (Limited Lifetime) | 13.52 | 5% | 12.844
91460 | Tripplite | N201-020-BL | Tripp Lite 20ft Cat6 Gigabit Snagless Molded Patch Cable RJ45 M/M Blue 20' | EA |  | 1 Year (Limited Lifetime) | 13.52 | 5% | 12.844
91461 | Tripplite | N201-020-GN | Tripp Lite 20ft Cat6 Gigabit Snagless Molded Patch Cable RJ45 M/M Green 20' | EA |  | 1 Year (Limited Lifetime) | 13.52 | 5% | 12.844
91462 | Tripplite | N201-020-GY | Tripp Lite 20ft Cat6 Gigabit Snagless Molded Patch Cable RJ45 M/M Gray 20' | EA |  | 1 Year (Limited Lifetime) | 13.52 | 5% | 12.844
91463 | Tripplite | N201-020-OR | Tripp Lite 20ft Cat6 Gigabit Snagless Molded Patch Cable RJ45 Orange 20' | EA |  | 1 Year (Limited Lifetime) | 13.52 | 5% | 12.844
91464 | Tripplite | N201-020-PU | 20ft Cat6 Snagless Molded Patch Cable UTP Purple RJ45 M/M 20' | EA |  | 1 Year (Limited Lifetime) | 13.52 | 5% | 12.844
91465 | Tripplite | N201-020-RD | Tripp Lite 20ft Cat6 Gigabit Snagless Molded Patch Cable RJ45 M/M Red 20' | EA |  | 1 Year (Limited Lifetime) | 13.52 | 5% | 12.844
91466 | Tripplite | N201-020-WH | Tripp Lite 20ft Cat6 Gigabit Snagless Molded Patch Cable RJ45 M/M White 20' | EA |  | 1 Year (Limited Lifetime) | 13.52 | 5% | 12.844
91467 | Tripplite | N201-020-YW | Tripp Lite 20ft Cat6 Gigabit Snagless Molded Patch Cable RJ45 Yellow 20' | EA |  | 1 Year (Limited Lifetime) | 13.52 | 5% | 12.844
91468 | Tripplite | N201-025-BK | Tripp Lite 25ft Cat6 Gigabit Snagless Molded Patch Cable RJ45 M/M Black 25' | EA |  | 1 Year (Limited Lifetime) | 16.7 | 5% | 15.865
91469 | Tripplite | N201-025-BL | Tripp Lite 25ft Cat6 Gigabit Snagless Molded Patch Cable RJ45 M/M Blue 25' | EA |  | 1 Year (Limited Lifetime) | 16.7 | 5% | 15.865
91470 | Tripplite | N201-025-BL-FL | Tripp Lite 25ft Cat6 Gigabit Snagless Molded Flat Patch Cable RJ45 Blue 25' | EA |  | 1 Year (Limited Lifetime) | 26.21 | 5% | 24.8995
91471 | Tripplite | N201-025-GN | Tripp Lite 25ft Cat6 Gigabit Snagless Molded Patch Cable RJ45 M/M Green 25' | EA |  | 1 Year (Limited Lifetime) | 16.7 | 5% | 15.865
91472 | Tripplite | N201-025-GY | Tripp Lite 25ft Cat6 Gigabit Snagless Molded Patch Cable RJ45 M/M Gray 25' | EA |  | 1 Year (Limited Lifetime) | 16.7 | 5% | 15.865
91473 | Tripplite | N201-025-OR | Tripp Lite 25ft Cat6 Gigabit Snagless Molded Patch Cable RJ45 Orange 25' | EA |  | 1 Year (Limited Lifetime) | 16.7 | 5% | 15.865
91474 | Tripplite | N201-025-PU | Tripp Lite 25ft Cat6 Gigabit Snagless Molded Patch Cable RJ45 Purple 25' | EA |  | 1 Year (Limited Lifetime) | 16.7 | 5% | 15.865
91475 | Tripplite | N201-025-RD | Tripp Lite 25ft Cat6 Gigabit Snagless Molded Patch Cable RJ45 M/M Red 25' | EA |  | 1 Year (Limited Lifetime) | 16.7 | 5% | 15.865
91476 | Tripplite | N201-025-WH | Tripp Lite 25ft Cat6 Gigabit Snagless Molded Patch Cable RJ45 M/M White 25' | EA |  | 1 Year (Limited Lifetime) | 16.7 | 5% | 15.865
91477 | Tripplite | N201-025-YW | Tripp Lite 25ft Cat6 Gigabit Snagless Molded Patch Cable RJ45 Yellow 25' | EA |  | 1 Year (Limited Lifetime) | 16.7 | 5% | 15.865
91478 | Tripplite | N201-030-BK | Tripp Lite 30ft Cat6 Gigabit Snagless Molded Patch Cable RJ45 M/M Black 30' | EA |  | 1 Year (Limited Lifetime) | 19.72 | 5% | 18.734
91479 | Tripplite | N201-030-BL | Tripp Lite 30ft Cat6 Gigabit Snagless Molded Patch Cable RJ45 M/M Blue 30' | EA |  | 1 Year (Limited Lifetime) | 19.72 | 5% | 18.734
91480 | Tripplite | N201-030-GY | Tripp Lite 30ft Cat6 Gigabit Snagless Molded Patch Cable RJ45 M/M Gray 30' | EA |  | 1 Year (Limited Lifetime) | 19.72 | 5% | 18.734
91481 | Tripplite | N201-035-BK | Cat6 GbE Snagless Molded Patch Cable UTP Black RJ45 M/M 35ft 35' | EA |  | 1 Year (Limited Lifetime) | 22.9 | 5% | 21.755
91482 | Tripplite | N201-035-BL | Tripp Lite 35ft Cat6 Gigabit Snagless Molded Patch Cable RJ45 M/M Blue 35' | EA |  | 1 Year (Limited Lifetime) | 22.9 | 5% | 21.755
91483 | Tripplite | N201-035-GN | Cat6 GbE Snagless Molded Patch Cable UTP Green RJ45 M/M 35ft 35' | EA |  | 1 Year (Limited Lifetime) | 22.9 | 5% | 21.755
91484 | Tripplite | N201-035-GY | Cat6 GbE Snagless Molded Patch Cable UTP Gray RJ45 M/M 35ft 35' | EA |  | 1 Year (Limited Lifetime) | 22.9 | 5% | 21.755
91485 | Tripplite | N201-035-OR | Cat6 GbE Snagless Molded Patch Cable UTP Orange RJ45 M/M 35ft 35' | EA |  | 1 Year (Limited Lifetime) | 22.9 | 5% | 21.755
91486 | Tripplite | N201-035-YW | Cat6 GbE Snagless Molded Patch Cable UTP Yellow RJ45 M/M 35ft 35' | EA |  | 1 Year (Limited Lifetime) | 22.9 | 5% | 21.755
91487 | Tripplite | N201-050-BK | Tripp Lite 50ft Cat6 Gigabit Snagless Molded Patch Cable RJ45 M/M Black 50' | EA |  | 1 Year (Limited Lifetime) | 28.97 | 5% | 27.5215
91488 | Tripplite | N201-050-BL | Tripp Lite 50ft Cat6 Gigabit Snagless Molded Patch Cable RJ45 M/M Blue 50' | EA |  | 1 Year (Limited Lifetime) | 28.97 | 5% | 27.5215
91489 | Tripplite | N201-050-GN | Tripp Lite 50ft Cat6 Gigabit Snagless Molded Patch Cable RJ45 M/M Green 50' | EA |  | 1 Year (Limited Lifetime) | 28.97 | 5% | 27.5215
91490 | Tripplite | N201-050-GY | Tripp Lite 50ft Cat6 Gigabit Snagless Molded Patch Cable RJ45 M/M Gray 50' | EA |  | 1 Year (Limited Lifetime) | 28.97 | 5% | 27.5215
91491 | Tripplite | N201-050-GY-P | Tripp Lite 50ft Cat6 Gig Plenum Snagless Molded Patch Cable RJ45 Gray 50' | EA |  | 1 Year (Limited Lifetime) | 124.14 | 5% | 117.933
91492 | Tripplite | N201-050-OR | Cat6 GbE Snagless Molded Patch Cable UTP Orange RJ45 M/M 50ft 50' | EA |  | 1 Year (Limited Lifetime) | 28.97 | 5% | 27.5215
91493 | Tripplite | N201-050-PU | Cat6 GbE Snagless Molded Patch Cable UTP Purple RJ45 M/M 50ft 50' | EA |  | 1 Year (Limited Lifetime) | 28.97 | 5% | 27.5215
91494 | Tripplite | N201-050-RD | Tripp Lite 50ft Cat6 Gigabit Snagless Molded Patch Cable RJ45 M/M Red 50' | EA |  | 1 Year (Limited Lifetime) | 28.97 | 5% | 27.5215
91495 | Tripplite | N201-050-WH | Tripp Lite 50ft Cat6 Gigabit Snagless Molded Patch Cable RJ45 M/M White 50' | EA |  | 1 Year (Limited Lifetime) | 28.97 | 5% | 27.5215
91496 | Tripplite | N201-050-YW | Tripp Lite 50ft Cat6 Gigabit Snagless Molded Patch Cable RJ45 Yellow 50' | EA |  | 1 Year (Limited Lifetime) | 28.97 | 5% | 27.5215
91497 | Tripplite | N201-06N-BK | Cat6 GbE Snagless Molded Patch Cable UTP Black RJ45 M/M 6in 6" | EA |  | 1 Year (Limited Lifetime) | 3.59 | 5% | 3.4105
91498 | Tripplite | N201-06N-BL | Cat6 GbE Snagless Molded Patch Cable UTP Blue RJ45 M/M 6in 6" | EA |  | 1 Year (Limited Lifetime) | 3.59 | 5% | 3.4105
91499 | Tripplite | N201-06N-GN | Cat6 GbE Snagless Molded Patch Cable UTP Green RJ45 M/M 6in 6" | EA |  | 1 Year (Limited Lifetime) | 3.59 | 5% | 3.4105
91500 | Tripplite | N201-06N-GY | Cat6 GbE Snagless Molded Patch Cable UTP Gray RJ45 M/M 6in 6" | EA |  | 1 Year (Limited Lifetime) | 3.59 | 5% | 3.4105
91501 | Tripplite | N201-06N-RD | Cat6 GbE Snagless Molded Patch Cable UTP Red RJ45 M/M 6in 6" | EA |  | 1 Year (Limited Lifetime) | 3.59 | 5% | 3.4105
91502 | Tripplite | N201-06N-WH | Cat6 GbE Snagless Molded Patch Cable UTP White RJ45 M/M 6in 6" | EA |  | 1 Year (Limited Lifetime) | 3.59 | 5% | 3.4105
91503 | Tripplite | N201-06N-YW | Cat6 GbE Snagless Molded Patch Cable UTP Yellow RJ45 M/M 6in 6" | EA |  | 1 Year (Limited Lifetime) | 3.59 | 5% | 3.4105
91504 | Tripplite | N201-075-BK | Cat6 GbE Snagless Molded Patch Cable UTP Black RJ45 M/M 75ft 75' | EA |  | 1 Year (Limited Lifetime) | 38.63 | 5% | 36.6985
91505 | Tripplite | N201-075-GY | Tripp Lite 75ft Cat6 Gigabit Snagless Molded Patch Cable RJ45 M/M Gray 75' | EA |  | 1 Year (Limited Lifetime) | 38.63 | 5% | 36.6985
91506 | Tripplite | N201-100-BK | Tripp Lite 100ft Cat6 Gigabit Snagless Molded Patch Cable RJ45 Black 100' | EA |  | 1 Year (Limited Lifetime) | 51.87 | 5% | 49.2765
91507 | Tripplite | N201-100-BL | Tripp Lite 100ft Cat6 Gigabit Snagless Molded Patch Cable RJ45 Blue 100' | EA |  | 1 Year (Limited Lifetime) | 51.87 | 5% | 49.2765
91508 | Tripplite | N201-100-GY-P | Tripp Lite 100ft Cat6 Gig Plenum Snagless Molded Patch Cable RJ45 Gray 100' | EA |  | 1 Year (Limited Lifetime) | 240 | 5% | 228
91509 | Tripplite | N201-125-PU | Tripp Lite 125ft Cat6 Gigabit Snagless Molded Patch Cable RJ45 Purple 125' | EA |  | 1 Year (Limited Lifetime) | 85.52 | 5% | 81.244
91510 | Tripplite | N201-150-PU | Tripp Lite 150ft Cat6 Gigabit Snagless Molded Patch Cable RJ45 Purple 150' | EA |  | 1 Year (Limited Lifetime) | 104.83 | 5% | 99.5885
91511 | Tripplite | N201-S01-BK | Cat6 Gigabit Patch Cable Snagless UTP RJ45 Molded Slim Black 1ft | EA |  | 1 Year (Limited Lifetime) | 4.14 | 5% | 3.933
91512 | Tripplite | N201-S01-BL | Cat6 Gigabit Snagless Molded Slim UTP Patch Cable RJ45 M/M BL 1' | EA |  | 1 Year (Limited Lifetime) | 4.14 | 5% | 3.933
91513 | Tripplite | N201-S01-GY | Cat6 Gigabit Patch Cable Snagless UTP RJ45 Molded Slim Gray 1ft | EA |  | 1 Year (Limited Lifetime) | 4.14 | 5% | 3.933
91514 | Tripplite | N201-S02-BK | Cat6 Gigabit Patch Cable Snagless UTP RJ45 Molded Slim Black 2ft | EA |  | 1 Year (Limited Lifetime) | 4.69 | 5% | 4.4555
91515 | Tripplite | N201-S02-BL | Cat6 Gigabit Snagless Molded Slim UTP Patch Cable RJ45 M/M BL 2' | EA |  | 1 Year (Limited Lifetime) | 4.69 | 5% | 4.4555
91516 | Tripplite | N201-S02-GY | Cat6 Gigabit Patch Cable Snagless UTP RJ45 Molded Slim Gray 2ft | EA |  | 1 Year (Limited Lifetime) | 4.69 | 5% | 4.4555
91517 | Tripplite | N201-S03-BK | Cat6 Gigabit Patch Cable Snagless UTP RJ45 Molded Slim Black 3ft | EA |  | 1 Year (Limited Lifetime) | 5.24 | 5% | 4.978
91518 | Tripplite | N201-S03-BL | Cat6 Gigabit Snagless Molded Slim UTP Patch Cable RJ45 M/M BL 3' | EA |  | 1 Year (Limited Lifetime) | 5.24 | 5% | 4.978
91519 | Tripplite | N201-S03-GY | Cat6 Gigabit Patch Cable Snagless UTP RJ45 Molded Slim Gray 3ft | EA |  | 1 Year (Limited Lifetime) | 5.24 | 5% | 4.978
91520 | Tripplite | N201-S04-BL | Cat6 Gigabit Snagless Molded Slim UTP Patch Cable RJ45 M/M BL 4' | EA |  | 1 Year (Limited Lifetime) | 6.07 | 5% | 5.7665
91521 | Tripplite | N201-S05-BK | Cat6 Gigabit Patch Cable Snagless UTP RJ45 Molded Slim Black 5ft | EA |  | 1 Year (Limited Lifetime) | 6.62 | 5% | 6.289
91522 | Tripplite | N201-S05-BL | Cat6 Gigabit Snagless Molded Slim UTP Patch Cable RJ45 M/M BL 5' | EA |  | 1 Year (Limited Lifetime) | 6.62 | 5% | 6.289
91523 | Tripplite | N201-S05-GY | Cat6 Gigabit Patch Cable Snagless UTP RJ45 Molded Slim Gray 5ft | EA |  | 1 Year (Limited Lifetime) | 6.62 | 5% | 6.289
91524 | Tripplite | N201-S06-BK | Cat6 Gigabit Patch Cable Snagless UTP RJ45 Molded Slim Black 6ft | EA |  | 1 Year (Limited Lifetime) | 6.9 | 5% | 6.555
91525 | Tripplite | N201-S06-BL | Cat6 Gigabit Snagless Molded Slim UTP Patch Cable RJ45 M/M BL 6' | EA |  | 1 Year (Limited Lifetime) | 6.9 | 5% | 6.555
91526 | Tripplite | N201-S06-GY | Cat6 Gigabit Patch Cable Snagless UTP RJ45 Molded Slim Gray 6ft | EA |  | 1 Year (Limited Lifetime) | 6.9 | 5% | 6.555
91527 | Tripplite | N201-S07-BK | Cat6 Gigabit Patch Cable Snagless UTP RJ45 Molded Slim Black 7ft | EA |  | 1 Year (Limited Lifetime) | 7.59 | 5% | 7.2105
91528 | Tripplite | N201-S07-BL | Cat6 Gigabit Patch Cable Snagless UTP RJ45 Molded Slim Blue 7ft | EA |  | 1 Year (Limited Lifetime) | 7.59 | 5% | 7.2105
91529 | Tripplite | N201-S07-GY | Cat6 Gigabit Patch Cable Snagless UTP RJ45 Molded Slim Gray 7ft | EA |  | 1 Year (Limited Lifetime) | 7.59 | 5% | 7.2105
91530 | Tripplite | N201-S10-BK | Cat6 Gigabit Patch Cable Snagless RJ45 Molded Slim Black 10ft | EA |  | 1 Year (Limited Lifetime) | 9.79 | 5% | 9.3005
91531 | Tripplite | N201-S10-BL | Cat6 Gigabit Patch Cable Snagless UTP RJ45 Molded Slim Blue 10ft | EA |  | 1 Year (Limited Lifetime) | 9.79 | 5% | 9.3005
91532 | Tripplite | N201-S10-GY | Cat6 Gigabit Patch Cable Snagless UTP RJ45 Molded Slim Gray 10ft | EA |  | 1 Year (Limited Lifetime) | 9.79 | 5% | 9.3005
91533 | Tripplite | N201-S15-BK | Cat6 Gigabit Patch Cable Snagless RJ45 Molded Slim Black 15ft | EA |  | 1 Year (Limited Lifetime) | 12.69 | 5% | 12.0555
91534 | Tripplite | N201-S15-BL | Cat6 Gigabit Patch Cable Snagless UTP RJ45 Molded Slim Blue 15ft | EA |  | 1 Year (Limited Lifetime) | 12.69 | 5% | 12.0555
91535 | Tripplite | N201-S15-GY | Cat6 Gigabit Patch Cable Snagless UTP RJ45 Molded Slim Gray 15ft | EA |  | 1 Year (Limited Lifetime) | 12.69 | 5% | 12.0555
91536 | Tripplite | N201-S6N-BK | Cat6 Gigabit Patch Cable Snagless RJ45 Molded Slim Black 6in | EA |  | 1 Year (Limited Lifetime) | 3.86 | 5% | 3.667
91537 | Tripplite | N201-S6N-BL | Cat6 Gigabit Snagless Molded Slim Patch Cable RJ45 M/M Blue 6in | EA |  | 1 Year (Limited Lifetime) | 3.86 | 5% | 3.667
91538 | Tripplite | N201-S6N-GY | Cat6 Gigabit Patch Cable Snagless RJ45 Molded Slim Gray 6in | EA |  | 1 Year (Limited Lifetime) | 3.86 | 5% | 3.667
91539 | Tripplite | N201-SR1-BK | Cat6 Gigabit Patch Cable Snagless Right-Angle UTP Slim Black 1ft | EA |  | 1 Year (Limited Lifetime) | 4.69 | 5% | 4.4555
91540 | Tripplite | N201-SR1-BL | Cat6 Gigabit Snagless Molded Slim UTP Patch Cable Right Angle 1' | EA |  | 1 Year (Limited Lifetime) | 4.69 | 5% | 4.4555
91541 | Tripplite | N201-SR1-GY | Cat6 Gigabit Patch Cable Snagless Right-Angle UTP Slim Gray 1ft | EA |  | 1 Year (Limited Lifetime) | 4.69 | 5% | 4.4555
91542 | Tripplite | N201-SR2-BK | Cat6 Gigabit Patch Cable Snagless Right-Angle UTP Slim Black 2ft | EA |  | 1 Year (Limited Lifetime) | 5.24 | 5% | 4.978
91543 | Tripplite | N201-SR2-BL | Cat6 Gigabit Snagless Molded Slim UTP Patch Cable Right Angle 2' | EA |  | 1 Year (Limited Lifetime) | 5.24 | 5% | 4.978
91544 | Tripplite | N201-SR2-GY | Cat6 Gigabit Patch Cable Snagless Right-Angle UTP Slim Gray 2ft | EA |  | 1 Year (Limited Lifetime) | 5.24 | 5% | 4.978
91545 | Tripplite | N202-025-BL | Tripp Lite 25ft Cat6 Gigabit Solid Conductor Patch Cable RJ45 M/M Blue 25' | EA |  | 1 Year (Limited Lifetime) | 24.28 | 5% | 23.066
91546 | Tripplite | N202-050-BL | Tripp Lite 50ft Cat6 Gigabit Solid Conductor Patch Cable RJ45 M/M Blue 50' | EA |  | 1 Year (Limited Lifetime) | 33.1 | 5% | 31.445
91547 | Tripplite | N202-075-BL | Tripp Lite 75ft Cat6 Gigabit Solid Conductor Patch Cable RJ45 M/M Blue 75' | EA |  | 1 Year (Limited Lifetime) | 52.41 | 5% | 49.7895
91548 | Tripplite | N202-100-BL | Tripp Lite 100ft Cat6 Gig Solid Conductor Patch Cable RJ45 M/M Blue 100' | EA |  | 1 Year (Limited Lifetime) | 74.48 | 5% | 70.756
91549 | Tripplite | N202-125-BL | Tripp Lite 125ft Cat6 Gig Solid Conductor Patch Cable RJ45 M/M Blue 125' | EA |  | 1 Year (Limited Lifetime) | 88.28 | 5% | 83.866
91550 | Tripplite | N202-150-BL | Tripp Lite 150ft Cat6 Gig Solid Conductor Patch Cable RJ45 M/M Blue 150' | EA |  | 1 Year (Limited Lifetime) | 107.59 | 5% | 102.2105
91551 | Tripplite | N202-175-BL | Tripp Lite 175ft Cat6 Gig Solid Conductor Patch Cable RJ45 M/M Blue 175' | EA |  | 1 Year (Limited Lifetime) | 121.38 | 5% | 115.311
91552 | Tripplite | N202-200-BL | Tripp Lite 200ft Cat6 Gig Solid Conductor Patch Cable RJ45 M/M Blue 200' | EA |  | 1 Year (Limited Lifetime) | 143.45 | 5% | 136.2775
91553 | Tripplite | N204-003-BL-DN | Tripp Lite 3ft Cat6 Gigabit Right Angle Dwn to Straight Patch Cable Blue 3' | EA |  | 1 Year (Limited Lifetime) | 9.66 | 5% | 9.177
91554 | Tripplite | N204-003-BL-LA | Tripp Lite 3ft Cat6 Gigabit Left Angle to Straight Patch Cable Blue 3' | EA |  | 1 Year (Limited Lifetime) | 9.66 | 5% | 9.177
91555 | Tripplite | N204-003-BL-RA | 3ft Cat6 Gigabit Right Angle to Straight Patch Cable Blue 3' | EA |  | 1 Year (Limited Lifetime) | 9.66 | 5% | 9.177
91556 | Tripplite | N204-003-BL-UP | Tripp Lite 3ft Cat6 Gigabit Up Angle to Straight Patch Cable Blue 3' | EA |  | 1 Year (Limited Lifetime) | 9.66 | 5% | 9.177
91557 | Tripplite | N204-005-BL-DN | Tripp Lite 5ft Cat6 Gigabit Right Angle Dwn to Straight Patch Cable Blue 5' | EA |  | 1 Year (Limited Lifetime) | 12.41 | 5% | 11.7895
91558 | Tripplite | N204-005-BL-LA | 5ft Cat6 Gigabit Left Angle to Straight Patch Cable Blue 5' | EA |  | 1 Year (Limited Lifetime) | 12.41 | 5% | 11.7895
91559 | Tripplite | N204-005-BL-RA | Tripp Lite 5ft Cat6 Gigabit Right Angle to Straight Patch Cable Blue 5' | EA |  | 1 Year (Limited Lifetime) | 12.41 | 5% | 11.7895
91560 | Tripplite | N204-005-BL-UP | 5ft Cat6 Gigabit Up Angle to Straight Patch Cable Blue 5' | EA |  | 1 Year (Limited Lifetime) | 12.41 | 5% | 11.7895
91561 | Tripplite | N204-010-BL-DN | Tripp Lite 10ft Cat6 Gig Right Angle Down to Straight Patch Cable Blue 10' | EA |  | 1 Year (Limited Lifetime) | 15.17 | 5% | 14.4115
91562 | Tripplite | N204-010-BL-LA | Tripp Lite 10ft Cat6 Gigabit Left Angle to Straight Patch Cable Blue 10' | EA |  | 1 Year (Limited Lifetime) | 15.17 | 5% | 14.4115
91563 | Tripplite | N204-010-BL-RA | Tripp Lite 10ft Cat6 Gigabit Right Angle to Straight Patch Cable Blue 10' | EA |  | 1 Year (Limited Lifetime) | 15.17 | 5% | 14.4115
91564 | Tripplite | N204-010-BL-UP | 10ft Cat6 Gigabit Up Angle to Straight Patch Cable Blue 10' | EA |  | 1 Year (Limited Lifetime) | 15.17 | 5% | 14.4115
91565 | Tripplite | N205-006-BL-FCR | Cisco Console Replacement Rollover Cable RJ45 32AWG M/M 6' 6ft | EA |  | 1 Year (Limited Lifetime) | 6.62 | 5% | 6.289
91566 | Tripplite | N205-010-BL-FCR | Cisco Console Replacement Rollover Cable RJ45 32AWG M/M 10' 10ft | EA |  | 1 Year (Limited Lifetime) | 8.56 | 5% | 8.132
91567 | Tripplite | N206-BC01-IND | RJ45 Bulkhead Coupler Cat5/Cat6 F/F Shielded Industrial Dust Cap | EA |  | 1 Year (Limited Lifetime) | 41.38 | 5% | 39.311
91568 | Tripplite | N206-FP01-IND | RJ45 Bulkhead Wall Plate 1 Cutout Industrial Metal Single Gang | EA |  | 1 Year (Limited Lifetime) | 16.55 | 5% | 15.7225
91569 | Tripplite | N206-FP02-IND | RJ45 Bulkhead Wall Plate 2 Cutouts Industrial Metal Single Gang | EA |  | 1 Year (Limited Lifetime) | 16.55 | 5% | 15.7225
91570 | Tripplite | N206-FP04-IND | RJ45 Bulkhead Wall Plate 4 Cutouts Industrial Metal Single Gang | EA |  | 1 Year (Limited Lifetime) | 27.59 | 5% | 26.2105
91571 | Tripplite | N206-KJ01-IND | Keystone Jack Cat6 Cat5e RJ45 110 Punch Down Shielded Industrial | EA |  | 1 Year (Limited Lifetime) | 35.86 | 5% | 34.067
91572 | Tripplite | N206-PC03-IND | Cat5e/Cat6 STP Patch Cable RJ45 CMX Outdoor Industrial IP67 3ft | EA |  | 1 Year (Limited Lifetime) | 27.59 | 5% | 26.2105
91573 | Tripplite | N206-PC10-IND | Cat5e/Cat6 STP Patch Cable RJ45 CMX Outdoor Industrial IP67 10ft | EA |  | 1 Year (Limited Lifetime) | 41.38 | 5% | 39.311
91574 | Tripplite | N206-PC16-IND | Cat5e/Cat6 STP Patch Cable RJ45 CMX Outdoor Industrial IP67 16ft | EA |  | 1 Year (Limited Lifetime) | 57.93 | 5% | 55.0335
91575 | Tripplite | N206-PC23-IND | Cat5e/Cat6 STP Patch Cable RJ45 CMX Outdoor Industrial IP67 23ft | EA |  | 1 Year (Limited Lifetime) | 71.72 | 5% | 68.134
91576 | Tripplite | N206-PC33-IND | Cat5e/Cat6 STP Patch Cable RJ45 CMX Outdoor Industrial IP67 33ft | EA |  | 1 Year (Limited Lifetime) | 96.55 | 5% | 91.7225
91577 | Tripplite | N206-PC50-IND | Cat5e/Cat6 STP Patch Cable RJ45 CMX Outdoor Industrial IP67 50ft | EA |  | 1 Year (Limited Lifetime) | 137.93 | 5% | 131.0335
91578 | Tripplite | N206-WK01-IND | Cable Assembly Kit Water Resistant IP67 Outdoor Cable TAA | EA |  | 1 Year (Limited Lifetime) | 16.55 | 5% | 15.7225
91579 | Tripplite | N210-007-GY | Tripp Lite 7ft Cat6 Gigabit Crossover Molded Patch Cable RJ45 M/M Gray 7' | EA |  | 1 Year (Limited Lifetime) | 8.69 | 5% | 8.2555
91580 | Tripplite | N210-010-GY | Tripp Lite 10ft Cat6 Gigabit Crossover Molded Patch Cable RJ45 M/M Gray 10' | EA |  | 1 Year (Limited Lifetime) | 10.9 | 5% | 10.355
91581 | Tripplite | N220-01K-BL | 1000ft Cat6 Gigabit Bulk Cable Stranded CMR PVC 24AWG Blue 1000' | EA |  | 1 Year (Limited Lifetime) | 455.18 | 5% | 432.421
91582 | Tripplite | N220-01K-GY | 1000ft Cat6 Gigabit Bulk Cable Stranded CMR PVC 24AWG Gray 1000' | EA |  | 1 Year (Limited Lifetime) | 455.18 | 5% | 432.421
91583 | Tripplite | N220-01K-WH | 1000 ft Cat6 Gigabit Bulk Cable Stranded CMR PVC 24AWG White | EA |  | 1 Year (Limited Lifetime) | 455.18 | 5% | 432.421
91584 | Tripplite | N222-01K-BK | 1000ft Cat6 Gigabit Bulk Cable Solid Core CMR PVC Black 1000' | EA |  | 1 Year (Limited Lifetime) | 391.73 | 5% | 372.1435
91585 | Tripplite | N222-01K-BL | Tripp Lite 1000ft Cat6 550MHz Gigabit Bulk Solid PVC Cable Blue 1000' | EA |  | 1 Year (Limited Lifetime) | 391.73 | 5% | 372.1435
91586 | Tripplite | N222-01K-GY | Tripp Lite 1000ft Cat6 550MHz Gigabit Bulk Solid PVC Cable Gray 1000' | EA |  | 1 Year (Limited Lifetime) | 391.73 | 5% | 372.1435
91587 | Tripplite | N222-01K-WH | 1000ft Cat6 Gigabit Bulk Cable Solid Core CMR PVC White 1000' | EA |  | 1 Year (Limited Lifetime) | 391.73 | 5% | 372.1435
91588 | Tripplite | N222-01K-YW | 1000ft Cat6 Gigabit Bulk Cable Solid Core CMR PVC Yellow 1000' | EA |  | 1 Year (Limited Lifetime) | 391.73 | 5% | 372.1435
91589 | Tripplite | N223-01K-BL | 1000ft Cat6 / Cat6a 10G Bulk Cable Solid Core CMR PVC Blue 1000' | EA |  | 1 Year (Limited Lifetime) | 896.56 | 5% | 851.732
91590 | Tripplite | N224-01K-BK | 1000ft Cat6 Gigabit Bulk Cable Solid CMP Plenum PVC Black 1000' | EA |  | 1 Year (Limited Lifetime) | 965.52 | 5% | 917.244
91591 | Tripplite | N224-01K-BL | 1000ft Cat6 Gigabit Bulk Cable Solid CMP Plenum PVC Blue 1000' | EA |  | 1 Year (Limited Lifetime) | 965.52 | 5% | 917.244
91592 | Tripplite | N224-01K-GN | 1000ft Cat6 Gigabit Bulk Cable Solid CMP Plenum PVC Green 1000' | EA |  | 1 Year (Limited Lifetime) | 965.52 | 5% | 917.244
91593 | Tripplite | N224-01K-GY | Tripp Lite 1000ft Cat6 Gig Bulk Solid Plenum Cable 4-Pair UTP Gray 1000' | EA |  | 1 Year (Limited Lifetime) | 965.52 | 5% | 917.244
91594 | Tripplite | N224-01K-WH | 1000ft Cat6 Gigabit Bulk Cable Solid CMP Plenum PVC White 1000' | EA |  | 1 Year (Limited Lifetime) | 965.52 | 5% | 917.244
91595 | Tripplite | N230-100 | Tripp Lite 100PK Cat6 RJ45 Modular Connector Plug Load Bar Solid / Stranded | EA |  | 1 Year (Limited Lifetime) | 88.28 | 5% | 83.866
91596 | Tripplite | N230-100-STR | Cat6 RJ45 Modular Plugs Round Stranded UTP Conductor 100 Pack | EA |  | 1 Year (Limited Lifetime) | 63.45 | 5% | 60.2775
91597 | Tripplite | N234-001-SH | Cat6 Straight-Through Modular Shielded In-Line Coupler F/F TAA | EA |  | 1 Year (Limited Lifetime) | 24.83 | 5% | 23.5885
91598 | Tripplite | N234-001-WH | Cat6 Straight-Through Modular In-Line Coupler Compact F/F TAA | EA |  | 1 Year (Limited Lifetime) | 12.69 | 5% | 12.0555
91599 | Tripplite | N234-MI-1005 | Medical Ethernet Isolator RJ45 Patient Care Vicinity Hospital | EA |  | 1 Year (Limited Lifetime) | 380.69 | 5% | 361.6555
91600 | Tripplite | N235-001 | Tripp Lite Cat6 Straight Through Modular In-line Snap-in Coupler RJ45 F/F | EA |  | 1 Year (Limited Lifetime) | 13.25 | 5% | 12.5875
91601 | Tripplite | N235-001-6A | Cat6a Straight Through Modular In Line Snap In Coupler RJ45 F/F | EA |  | 1 Year (Limited Lifetime) | 24.83 | 5% | 23.5885
91602 | Tripplite | N235-001-SH | Tripp Lite Cat6 Straight Through Shielded In-line Snap-in Coupler RJ45 F/F | EA |  | 1 Year (Limited Lifetime) | 26.21 | 5% | 24.8995
91603 | Tripplite | N235-001-SH-6A | Cat6a Straight Through Modular Shielded In Line Snap In Coupler | EA |  | 1 Year (Limited Lifetime) | 33.11 | 5% | 31.4545
91604 | Tripplite | N235-001-SH-6AD | Cat6a Straight Through Modular Shielded In Line Coupler RJ45 F/F | EA |  | 1 Year (Limited Lifetime) | 33.11 | 5% | 31.4545
91605 | Tripplite | N235-001-SH-D | Cat6 Straight Through Modular Shielded In Line Coupler RJ45 F/F | EA |  | 1 Year (Limited Lifetime) | 27.59 | 5% | 26.2105
91606 | Tripplite | N235-001-WH | Cat6 Straight-Through Modular In-Line Snap-In Coupler RJ45 F/F | EA |  | 1 Year (Limited Lifetime) | 12.41 | 5% | 11.7895
91607 | Tripplite | N235-001-WH-6AD | Cat6a Straight Through Modular Shielded In Line Coupler RJ45 FF | EA |  | 1 Year (Limited Lifetime) | 24.83 | 5% | 23.5885
91608 | Tripplite | N236-004-WH | Cat6 Surface-Mount Box 4-Port Unshielded 110 IDC Punchdown RJ45 | EA |  | 1 Year (Limited Lifetime) | 44.14 | 5% | 41.933
91609 | Tripplite | N236-006-WH | Cat6 Surface-Mount Box 6-Port Unshielded 110 IDC Punchdown RJ45 | EA |  | 1 Year (Limited Lifetime) | 60.69 | 5% | 57.6555
91610 | Tripplite | N237-001 | Cat6 Cat5e 110 Style Punch Down Coupler Unshielded Junction Box | EA |  | 1 Year (Limited Lifetime) | 16.55 | 5% | 15.7225
91611 | Tripplite | N237-001-SH | Cat6 Cat5e 110 Style Punch Down Coupler Shielded Junction Box | EA |  | 1 Year (Limited Lifetime) | 20.69 | 5% | 19.6555
91612 | Tripplite | N238-001-BL | Tripp Lite Cat6 Cat5e 110 Style Punch down Keystone Jack RJ45 Blue TAA GSA | EA |  | 1 Year (Limited Lifetime) | 5.66 | 5% | 5.377
91613 | Tripplite | N238-001-GN | Tripp Lite Cat6 Cat5e 110 Style Punch down Keystone Jack RJ45 Green TAA GSA | EA |  | 1 Year (Limited Lifetime) | 5.66 | 5% | 5.377
91614 | Tripplite | N238-001-GY-TFA | Cat6a Toolless Keystone Jack Wallplates Patch Panels Mount Boxes | EA |  | 1 Year (Limited Lifetime) | 19.31 | 5% | 18.3445
91615 | Tripplite | N238-001-RD | Tripp Lite Cat6 Cat5e 110 Style Punch down Keystone Jack RJ45 Red TAA GSA | EA |  | 1 Year (Limited Lifetime) | 5.66 | 5% | 5.377
91616 | Tripplite | N238-001-SH-TFA | Cat6a Toolless Shielded Keystone Jack Wallplates Patch Panels | EA |  | 1 Year (Limited Lifetime) | 23.45 | 5% | 22.2775
91617 | Tripplite | N238-001-WH | Tripp Lite Cat6 Cat5e 110 Style Punch down Keystone Jack RJ45 White TAA GSA | EA |  | 1 Year (Limited Lifetime) | 5.66 | 5% | 5.377
91618 | Tripplite | N238-001-WH-6A | Cat6 110-Style Punchdown RJ45 Keystone Jack White TAA | EA |  | 1 Year (Limited Lifetime) | 17.94 | 5% | 17.043
91619 | Tripplite | N238-001-WH-TF | Cat6/Cat5e 110 Style Punch Down Keystone Jack White TAA GSA | EA |  | 1 Year (Limited Lifetime) | 9.66 | 5% | 9.177
91620 | Tripplite | N238-001-YW | Tripp Lite Cat6 Cat5e 110 Style Punch down Keystone Jack RJ45 Yellow TAA | EA |  | 1 Year (Limited Lifetime) | 5.66 | 5% | 5.377
91621 | Tripplite | N238-010-BK | Cat6 Cat5e 110 Style Punch Down Keystone Jack Black 10-Pack | EA |  | 1 Year (Limited Lifetime) | 55.17 | 5% | 52.4115
91622 | Tripplite | N238-025-BL | Cat6 Cat5e 110 Style Punch Down Keystone Jack Blue 25-Pack | EA |  | 1 Year (Limited Lifetime) | 137.93 | 5% | 131.0335
91623 | Tripplite | N238-025-RD | Cat6 Cat5e 110 Style Punch Down Keystone Jack Red 25-Pack | EA |  | 1 Year (Limited Lifetime) | 137.93 | 5% | 131.0335
91624 | Tripplite | N238-025-WH | Cat6 Cat5e 110 Style Punch Down Keystone Jack White 25-Pack | EA |  | 1 Year (Limited Lifetime) | 137.93 | 5% | 131.0335
91625 | Tripplite | N250-012 | Tripp Lite 12-Port Cat6 Wall Mount Vertical 110 Patch Panel RJ45 TAA GSA | EA |  | 1 Year (Limited Lifetime) | 99.31 | 5% | 94.3445
91626 | Tripplite | N250-024-LP | Tripp Lite 24-Port Cat6 Cat5e Low Profile Feed Thru Patch Panel RJ45 1U TAA | EA |  | 1 Year (Limited Lifetime) | 579.31 | 5% | 550.3445
91627 | Tripplite | N250-P12 | Cat6 Wall-Mount PoE Patch Panel 12-Port 110/Krone 568A/B RJ45 | EA |  | 1 Year (Limited Lifetime) | 99.31 | 5% | 94.3445
91628 | Tripplite | N252-012 | Tripp Lite 12-Port Cat6 Patch Panel 568B 110 Punch down RJ45 1URM TAA GSA | EA |  | 1 Year (Limited Lifetime) | 96.55 | 5% | 91.7225
91629 | Tripplite | N252-024 | Tripp Lite 24-Port Cat6 Patch Panel 568B 110 Punch down RJ45 1URM TAA GSA | EA |  | 1 Year (Limited Lifetime) | 137.93 | 5% | 131.0335
91630 | Tripplite | N252-024-6A | 24-Port Cat6a Cat6 Cat5e Patch Panel 110 Punchdown RJ45 1URM TAA | EA |  | 1 Year (Limited Lifetime) | 386.21 | 5% | 366.8995
91631 | Tripplite | N252-024-6A-OF | 24-Port Cat6a Cat6 Cat5e Patch Panel 110 Punchdown Offset 1URM | EA |  | 1 Year (Limited Lifetime) | 579.32 | 5% | 550.354
91632 | Tripplite | N252-024-HU | Tripp Lite 24-Port Cat6 Patch Panel 568A/B 110 Punch down RJ45 0.5URM TAA | EA |  | 1 Year (Limited Lifetime) | 317.24 | 5% | 301.378
91633 | Tripplite | N252-048 | Tripp Lite 48-Port Cat6 Patch Panel 568B 110 Punch down RJ45 2URM TAA GSA | EA |  | 1 Year (Limited Lifetime) | 317.25 | 5% | 301.3875
91634 | Tripplite | N252-048-1U | Tripp Lite 48-Port Cat6 Patch Panel High Density 110 Punch down 1URM TAA | EA |  | 1 Year (Limited Lifetime) | 606.9 | 5% | 576.555
91635 | Tripplite | N252-P24 | Cat6 PoE Patch Panel 24-Port 110/Krone 568A/B RJ45 1URM TAA | EA |  | 1 Year (Limited Lifetime) | 129.66 | 5% | 123.177
91636 | Tripplite | N253-024-RBGY | 24-Port Cat6 Patch Panel Color-Coded 110 RJ45 Ethernet 568B 1URM | EA |  | 1 Year (Limited Lifetime) | 154.49 | 5% | 146.7655
91637 | Tripplite | N254-024 | Tripp Lite 24-Port Cat6 Feed Through Patch Panel 568A/B RJ45 1URM TAA | EA |  | 1 Year (Limited Lifetime) | 551.72 | 5% | 524.134
91638 | Tripplite | N254-024-6A | 24 Port Rackmount Cat6a Feedthrough Patch Panel RJ45 Ethernet 1U | EA |  | 1 Year (Limited Lifetime) | 689.66 | 5% | 655.177
91639 | Tripplite | N254-024-6AD | 24-Port Cat6a Feedthrough Patch Panel w/ Down-Angled Ports 1URM | EA |  | 1 Year (Limited Lifetime) | 606.9 | 5% | 576.555
91640 | Tripplite | N254-024-6A-OF | 24-Port Cat6a Cat6 Cat5e Feed-Through Patch Panel Offset RJ45 1U | EA |  | 1 Year (Limited Lifetime) | 689.66 | 5% | 655.177
91641 | Tripplite | N254-024-OF | 24-Port Cat5e/6 Feed-Through Patch Panel RJ45 1URM TAA | EA |  | 1 Year (Limited Lifetime) | 579.32 | 5% | 550.354
91642 | Tripplite | N254-024-SH | Tripp Lite 24-Port Shielded Cat6 Feed Through Patch Panel RJ45 1URM TAA | EA |  | 1 Year (Limited Lifetime) | 731.03 | 5% | 694.4785
91643 | Tripplite | N254-024-SH-6A | 24 Port Rackmount Cat6a Shielded Feedthrough Patch Panel RJ45 1U | EA |  | 1 Year (Limited Lifetime) | 813.79 | 5% | 773.1005
91644 | Tripplite | N254-024-SH-6AD | 24-Port Cat6a Shielded Feedthrough Patch Panel Down-Angled 1URM | EA |  | 1 Year (Limited Lifetime) | 772.42 | 5% | 733.799
91645 | Tripplite | N254-024-SH-D | 24-Port 1U Rack-Mount Patch Panel for Cat 5e Cat 6 RJ45 Ethernet | EA |  | 1 Year (Limited Lifetime) | 731.04 | 5% | 694.488
91646 | Tripplite | N254-048-SH-6A | 48 Port Rackmount Cat6a Shielded Feedthrough Patch Panel RJ45 1U | EA |  | 1 Year (Limited Lifetime) | 1227.59 | 5% | 1166.2105
91647 | Tripplite | N261-003-AQ | Augmented Cat6 Cat6a Snagless 10G Patch Cable RJ45 Aqua 3ft | EA |  | 1 Year (Limited Lifetime) | 13.8 | 5% | 13.11
91648 | Tripplite | N261-003-BK | Augmented Cat6 Cat6a Snagless 10G Patch Cable RJ45 Black 3ft | EA |  | 1 Year (Limited Lifetime) | 13.8 | 5% | 13.11
91649 | Tripplite | N261-005-AQ | Augmented Cat6 Cat6a Snagless 10G Patch Cable RJ45 Aqua 5' 5ft | EA |  | 1 Year (Limited Lifetime) | 16.55 | 5% | 15.7225
91650 | Tripplite | N261-005-BK | Augmented Cat6 Cat6a Snagless 10G Patch Cable RJ45 Black 5' 5ft | EA |  | 1 Year (Limited Lifetime) | 16.55 | 5% | 15.7225
91651 | Tripplite | N261-006-6FF-BL | Aug Cat6/Cat6a Pre-Terminated Copper Trunk Bundle 6xRJ45 F/F 6' | EA |  | 1 Year (Limited Lifetime) | 358.62 | 5% | 340.689
91652 | Tripplite | N261-006-6MF-BL | Aug Cat6/6a Pre-Terminated Copper Trunk Bundle 6xRJ45 M/F 6' | EA |  | 1 Year (Limited Lifetime) | 275.87 | 5% | 262.0765
91653 | Tripplite | N261-006-6MM-BL | Aug Cat6/6a Pre-Terminated Copper Trunk Bundle 6xRJ45 M/M 6' | EA |  | 1 Year (Limited Lifetime) | 204.14 | 5% | 193.933
91654 | Tripplite | N261-007-AQ | Tripp Lite 7ft Augmented Cat6 Cat6a Snagless Patch Cable 10G RJ45 Aqua 7' | EA |  | 1 Year (Limited Lifetime) | 19.31 | 5% | 18.3445
91655 | Tripplite | N261-007-BK | Augmented Cat6 Cat6a Snagless 10G Patch Cable RJ45 Black 7' 7ft | EA |  | 1 Year (Limited Lifetime) | 19.31 | 5% | 18.3445
91656 | Tripplite | N261-010-6FF-BL | Aug Cat6/6a Pre-Terminated Copper Trunk Bundle 6xRJ45 F/F 10' | EA |  | 1 Year (Limited Lifetime) | 400 | 5% | 380
91657 | Tripplite | N261-010-6MF-BL | Aug Cat6/6a Pre-Terminated Copper Trunk Bundle 6xRJ45 M/F 10' | EA |  | 1 Year (Limited Lifetime) | 317.25 | 5% | 301.3875
91658 | Tripplite | N261-010-6MM-BL | Aug Cat6/6a Pre-Terminated Copper Trunk Bundle 6xRJ45 M/M 10' | EA |  | 1 Year (Limited Lifetime) | 237.24 | 5% | 225.378
91659 | Tripplite | N261-010-AQ | Augmented Cat6 Cat6a Snagless 10G Patch Cable RJ45 Aqua 10' 10ft | EA |  | 1 Year (Limited Lifetime) | 24.83 | 5% | 23.5885
91660 | Tripplite | N261-010-BK | Augmented Cat6 Cat6a Snagless 10G Patch Cable RJ45 Black 10ft | EA |  | 1 Year (Limited Lifetime) | 24.83 | 5% | 23.5885
91661 | Tripplite | N261-014-AQ | Tripp Lite 14ft Augmented Cat6 Cat6a Snagless Patch Cable 10G RJ45 Aqua 14' | EA |  | 1 Year (Limited Lifetime) | 27.59 | 5% | 26.2105
91662 | Tripplite | N261-014-BK | Augmented Cat6 Cat6a Snagless 10G Patch Cable RJ45 Black 14ft | EA |  | 1 Year (Limited Lifetime) | 27.59 | 5% | 26.2105
91663 | Tripplite | N261-015-6FF-BL | Aug Cat6/Cat6a PreTerminated Copper Trunk Bundle 6xRJ45 F/F 15' | EA |  | 1 Year (Limited Lifetime) | 441.38 | 5% | 419.311
91664 | Tripplite | N261-015-6MF-BL | Aug Cat6/6a Pre-Terminated Copper Trunk Bundle 6xRJ45 M/F 15' | EA |  | 1 Year (Limited Lifetime) | 358.63 | 5% | 340.6985
91665 | Tripplite | N261-015-6MM-BL | Aug Cat6/6a Pre-Terminated Copper Trunk Bundle 6xRJ45 M/M 15' | EA |  | 1 Year (Limited Lifetime) | 281.38 | 5% | 267.311
91666 | Tripplite | N261-020-AQ | Augmented Cat6 Cat6a Snagless 10G Patch Cable RJ45 Aqua 20' 20ft | EA |  | 1 Year (Limited Lifetime) | 35.86 | 5% | 34.067
91667 | Tripplite | N261-020-BK | Augmented Cat6 Cat6a Snagless 10G Patch Cable RJ45 Black 20ft | EA |  | 1 Year (Limited Lifetime) | 35.86 | 5% | 34.067
91668 | Tripplite | N261-025-AQ | Tripp Lite 25ft Augmented Cat6 Cat6a Snagless Patch Cable 10G RJ45 Aqua 25' | EA |  | 1 Year (Limited Lifetime) | 44.14 | 5% | 41.933
91669 | Tripplite | N261-025-BK | Augmented Cat6 Cat6a Snagless 10G Patch Cable RJ45 Black 25ft | EA |  | 1 Year (Limited Lifetime) | 44.14 | 5% | 41.933
91670 | Tripplite | N261-S01-BK | Cat6a Gigabit Snagless Molded Slim UTP Patch Cable M/M Black 1ft | EA |  | 1 Year (Limited Lifetime) | 13.8 | 5% | 13.11
91671 | Tripplite | N261-S01-BL | Cat6a Gigabit Snagless Molded Slim UTP Patch Cable M/M Blue 1ft | EA |  | 1 Year (Limited Lifetime) | 13.8 | 5% | 13.11
91672 | Tripplite | N261-S02-BK | Cat6a Gigabit Snagless Molded Slim UTP Patch Cable M/M Black 2ft | EA |  | 1 Year (Limited Lifetime) | 15.18 | 5% | 14.421
91673 | Tripplite | N261-S02-BL | Cat6a Gigabit Snagless Molded Slim UTP Patch Cable M/M Blue 2ft | EA |  | 1 Year (Limited Lifetime) | 15.18 | 5% | 14.421
91674 | Tripplite | N261-S03-BK | Cat6a Gigabit Snagless Molded Slim UTP Patch Cable M/M Black 3ft | EA |  | 1 Year (Limited Lifetime) | 16.56 | 5% | 15.732
91675 | Tripplite | N261-S03-BL | Cat6a Gigabit Snagless Molded Slim UTP Patch Cable M/M Blue 3ft | EA |  | 1 Year (Limited Lifetime) | 16.56 | 5% | 15.732
91676 | Tripplite | N261-S04-BK | Cat6a Gigabit Snagless Molded Slim UTP Patch Cable M/M Black 4ft | EA |  | 1 Year (Limited Lifetime) | 17.94 | 5% | 17.043
91677 | Tripplite | N261-S04-BL | Cat6a Gigabit Snagless Molded Slim UTP Patch Cable M/M Blue 4ft | EA |  | 1 Year (Limited Lifetime) | 17.94 | 5% | 17.043
91678 | Tripplite | N261-S05-BK | Cat6a Gigabit Snagless Molded Slim UTP Patch Cable M/M Black 5ft | EA |  | 1 Year (Limited Lifetime) | 19.32 | 5% | 18.354
91679 | Tripplite | N261-S05-BL | Cat6a Gigabit Snagless Molded Slim UTP Patch Cable M/M Blue 5ft | EA |  | 1 Year (Limited Lifetime) | 19.32 | 5% | 18.354
91680 | Tripplite | N261-S06-BK | Cat6a Gigabit Snagless Molded Slim UTP Patch Cable M/M Black 6ft | EA |  | 1 Year (Limited Lifetime) | 22.07 | 5% | 20.9665
91681 | Tripplite | N261-S06-BL | Cat6a Gigabit Snagless Molded Slim UTP Patch Cable M/M Blue 6ft | EA |  | 1 Year (Limited Lifetime) | 22.07 | 5% | 20.9665
91682 | Tripplite | N262-001-BK | Cat6a Snagless Shielded STP Patch Cable 10G, PoE, Black M/M 1ft | EA |  | 1 Year (Limited Lifetime) | 13.79 | 5% | 13.1005
91683 | Tripplite | N262-001-BL | Augmented Cat6 Cat6a Shielded 10G Patch Cable RJ45 Blue 1' 1ft | EA |  | 1 Year (Limited Lifetime) | 13.79 | 5% | 13.1005
91684 | Tripplite | N262-001-GY | Cat6a Snagless Shielded STP Patch Cable 10G, PoE, Gray M/M 1ft | EA |  | 1 Year (Limited Lifetime) | 13.79 | 5% | 13.1005
91685 | Tripplite | N262-003-BK | Cat6a Snagless Shielded STP Patch Cable 10G, PoE, Black M/M 3ft | EA |  | 1 Year (Limited Lifetime) | 16.55 | 5% | 15.7225
91686 | Tripplite | N262-003-BL | Augmented Cat6 Cat6a Shielded 10G Patch Cable RJ45 M/M Blue 3ft | EA |  | 1 Year (Limited Lifetime) | 16.55 | 5% | 15.7225
91687 | Tripplite | N262-003-GY | Cat6a Snagless Shielded STP Patch Cable 10G, PoE, Gray M/M 3ft | EA |  | 1 Year (Limited Lifetime) | 16.55 | 5% | 15.7225
91688 | Tripplite | N262-005-BK | Cat6a Snagless Shielded STP Patch Cable 10G, PoE, Black M/M 5ft | EA |  | 1 Year (Limited Lifetime) | 17.94 | 5% | 17.043
91689 | Tripplite | N262-005-BL | Augmented Cat6 Cat6a Shielded 10G Patch Cable RJ45 M/M Blue 5ft | EA |  | 1 Year (Limited Lifetime) | 17.93 | 5% | 17.0335
91690 | Tripplite | N262-007-BK | Cat6a Snagless Shielded STP Patch Cable 10G, PoE, Black M/M 7ft | EA |  | 1 Year (Limited Lifetime) | 20.69 | 5% | 19.6555
91691 | Tripplite | N262-007-BL | Augmented Cat6 Cat6a Shielded 10G Patch Cable RJ45 M/M Blue 7ft | EA |  | 1 Year (Limited Lifetime) | 20.69 | 5% | 19.6555
91692 | Tripplite | N262-007-GY | Cat6a Snagless Shielded STP Patch Cable 10G, PoE, Gray M/M 7ft | EA |  | 1 Year (Limited Lifetime) | 20.69 | 5% | 19.6555
91693 | Tripplite | N262-010-BK | Cat6a Snagless Shielded STP Patch Cable 10G, PoE, Black M/M 10ft | EA |  | 1 Year (Limited Lifetime) | 26.21 | 5% | 24.8995
91694 | Tripplite | N262-010-BL | Augmented Cat6 Cat6a Shielded 10G Patch Cable RJ45 M/M Blue 10ft | EA |  | 1 Year (Limited Lifetime) | 26.21 | 5% | 24.8995
91695 | Tripplite | N262-010-GY | Cat6a Snagless Shielded STP Patch Cable 10G, PoE, Gray M/M 10ft | EA |  | 1 Year (Limited Lifetime) | 26.21 | 5% | 24.8995
91696 | Tripplite | N262-014-BK | Cat6a Snagless Shielded STP Patch Cable 10G, PoE, Black M/M 14ft | EA |  | 1 Year (Limited Lifetime) | 35.86 | 5% | 34.067
91697 | Tripplite | N262-014-BL | Augmented Cat6 Cat6a Shielded 10G Patch Cable RJ45 M/M Blue 14ft | EA |  | 1 Year (Limited Lifetime) | 33.66 | 5% | 31.977
91698 | Tripplite | N262-014-GY | Cat6a Snagless Shielded STP Patch Cable 10G, PoE, Gray M/M 14ft | EA |  | 1 Year (Limited Lifetime) | 35.86 | 5% | 34.067
91699 | Tripplite | N262-020-BK | Cat6a Snagless Shielded STP Patch Cable 10G, PoE, Black M/M 20ft | EA |  | 1 Year (Limited Lifetime) | 46.9 | 5% | 44.555
91700 | Tripplite | N262-020-BL | Cat6a Snagless Shielded STP Patch Cable 10G, PoE, Blue M/M 20ft | EA |  | 1 Year (Limited Lifetime) | 46.9 | 5% | 44.555
91701 | Tripplite | N262-025-BK | Cat6a Snagless Shielded STP Patch Cable 10G, PoE, Black M/M 25ft | EA |  | 1 Year (Limited Lifetime) | 52.41 | 5% | 49.7895
91702 | Tripplite | N262-025-BL | Cat6a Snagless Shielded STP Patch Cable 10G, PoE, Blue M/M 25ft | EA |  | 1 Year (Limited Lifetime) | 52.41 | 5% | 49.7895
91703 | Tripplite | N262-035-BL | Cat6a Snagless Shielded STP Patch Cable 10G, PoE, Blue M/M 35ft | EA |  | 1 Year (Limited Lifetime) | 71.72 | 5% | 68.134
91704 | Tripplite | N265-010 | 10ft T1 Shielded Straight Through RJ48C Patch Cable RJ45 10' TAA | EA |  | 1 Year (Limited Lifetime) | 57.93 | 5% | 55.0335
91705 | Tripplite | N266-003 | Tripp Lite 3ft T1 Shielded RJ48C Crossover Cable RJ45 M/M 3' TAA GSA | EA |  | 1 Year (Limited Lifetime) | 40.55 | 5% | 38.5225
91706 | Tripplite | N266-005 | Tripp Lite 5ft T1 Shielded RJ48C Crossover Cable RJ45 M/M 5' TAA GSA | EA |  | 1 Year (Limited Lifetime) | 46.34 | 5% | 44.023
91707 | Tripplite | N266-007 | T1 RJ48 Patch Cable - Crossover - RJ45 M/M - 7ft | EA |  | 1 Year (Limited Lifetime) | 51.86 | 5% | 49.267
91708 | Tripplite | N266-010 | Tripp Lite 10ft T1 Shielded RJ48C Crossover Cable RJ45 M/M 10' TAA GSA | EA |  | 1 Year (Limited Lifetime) | 60.69 | 5% | 57.6555
91709 | Tripplite | N280-005-BK | 1.5M SFP+ 10Gbase-CU Twinax Passive Copper Cable Black 5ft | EA |  | 1 Year (Limited Lifetime) | 88.28 | 5% | 83.866
91710 | Tripplite | N280-008-BK | 2.5M SFP+ 10Gbase-CU Twinax Passive Copper Cable Black 8ft | EA |  | 1 Year (Limited Lifetime) | 102.07 | 5% | 96.9665
91711 | Tripplite | N280-01M-BK | 1M SFP+ 10Gbase-CU Twinax Passive Copper Cable Black 3ft | EA |  | 1 Year (Limited Lifetime) | 82.76 | 5% | 78.622
91712 | Tripplite | N280-01M-GN | 1M SFP+ 10Gbase-CU Twinax Passive Copper Cable Green 3ft | EA |  | 1 Year (Limited Lifetime) | 82.76 | 5% | 78.622
91713 | Tripplite | N280-02M-BK | 2M SFP+ 10Gbase-CU Twinax Passive Copper Cable Black 6ft | EA |  | 1 Year (Limited Lifetime) | 93.79 | 5% | 89.1005
91714 | Tripplite | N280-03M-BK | 3M SFP+ 10Gbase-CU Twinax Passive Copper Cable Black 10ft | EA |  | 1 Year (Limited Lifetime) | 113.1 | 5% | 107.445
91715 | Tripplite | N280-03M-GN | 3M SFP+ 10Gbase-CU Twinax Passive Copper Cable Green 10ft | EA |  | 1 Year (Limited Lifetime) | 113.1 | 5% | 107.445
91716 | Tripplite | N280-05M-BK | 5M SFP+ 10Gbase-CU Twinax Passive Copper Cable Black 16ft | EA |  | 1 Year (Limited Lifetime) | 160 | 5% | 152
91717 | Tripplite | N280-05M-GN | 5M SFP+ 10Gbase-CU Twinax Passive Copper Cable Green 16ft | EA |  | 1 Year (Limited Lifetime) | 160 | 5% | 152
91718 | Tripplite | N280-06M-BK | 6M SFP+ 10Gbase-CU Twinax Passive Copper Cable Black 20ft | EA |  | 1 Year (Limited Lifetime) | 173.79 | 5% | 165.1005
91719 | Tripplite | N280-07M-BK | 7M SFP+ 10Gbase-CU Twinax Passive Copper Cable Black 23ft | EA |  | 1 Year (Limited Lifetime) | 190.34 | 5% | 180.823
91720 | Tripplite | N280-20N-BK | 0.5M SFP+ 10Gbase-CU Twinax Passive Copper Cable Black 20 inch | EA |  | 1 Year (Limited Lifetime) | 78.62 | 5% | 74.689
91721 | Tripplite | N281-01M-BK | 40GbE QSFP+ to 10GbE SFP+ Passive Copper Breakout Cable 1M 3' | EA |  | 1 Year (Limited Lifetime) | 331.03 | 5% | 314.4785
91722 | Tripplite | N281-02M-BK | 40GbE QSFP+ to 10GbE SFP+ Passive Copper Breakout Cable 2M 6.5' | EA |  | 1 Year (Limited Lifetime) | 400 | 5% | 380
91723 | Tripplite | N281-03M-BK | 40GbE QSFP+ to 10GbE SFP+ Passive Copper Breakout Cable 3M 10' | EA |  | 1 Year (Limited Lifetime) | 468.97 | 5% | 445.5215
91724 | Tripplite | N282-01M-28-BK | 1M QSFP28 to QSFP28 100Gbe Passive DAC Copper InfiniBand Cable | EA |  | 1 Year (Limited Lifetime) | 496.55 | 5% | 471.7225
91725 | Tripplite | N282-01M-BK | 1M QSFP+ to QSFP+ 40Gb Passive DAC Copper Infiniband Cable 3ft | EA |  | 1 Year (Limited Lifetime) | 129.66 | 5% | 123.177
91726 | Tripplite | N282-02M-28-BK | 2M QSFP28 to QSFP28 100Gbe Passive DAC Copper InfiniBand Cable | EA |  | 1 Year (Limited Lifetime) | 717.24 | 5% | 681.378
91727 | Tripplite | N282-02M-BK | 2M QSFP+ to QSFP+ 40Gb Passive DAC Copper Infiniband Cable 6ft | EA |  | 1 Year (Limited Lifetime) | 165.52 | 5% | 157.244
91728 | Tripplite | N282-03M-28-BK | 3M QSFP28 to QSFP28 100Gbe Passive DAC Copper InfiniBand Cable | EA |  | 1 Year (Limited Lifetime) | 937.93 | 5% | 891.0335
91729 | Tripplite | N282-03M-BK | 3M QSFP+ to QSFP+ 40Gb Passive DAC Copper Infiniband Cable 10ft | EA |  | 1 Year (Limited Lifetime) | 187.59 | 5% | 178.2105
91730 | Tripplite | N282-05M-BK | 5M QSFP+ to QSFP+ 40Gb Passive DAC Copper Infiniband Cable 16ft | EA |  | 1 Year (Limited Lifetime) | 400 | 5% | 380
91731 | Tripplite | N282-20N-28-BK | QSFP28 to QSFP28 100Gbe Passive DAC Copper InfiniBand Cable 20" | EA |  | 1 Year (Limited Lifetime) | 386.21 | 5% | 366.8995
91732 | Tripplite | N282-20N-BK | QSFP+ to QSFP+ 40Gb Passive DAC Copper Infiniband Cable 20" 20IN | EA |  | 1 Year (Limited Lifetime) | 121.38 | 5% | 115.311
91733 | Tripplite | N286-01GLX-SLX | HP J4859C Compatible SFP Transceiver 1000Base-LX LC DDM SMF | EA |  | 1 Year (Limited Lifetime) | 121.38 | 5% | 115.311
91734 | Tripplite | N286-01GSX-MDLC | SFP Transceiver MM Fiber Cisco Compatible 1000Base-SX 550M LC | EA |  | 1 Year (Limited Lifetime) | 137.93 | 5% | 131.0335
91735 | Tripplite | N286-01GSX-MLC | HP J4858C Compatible SFP Transceiver 1000Base-SX LC DDM MMF | EA |  | 1 Year (Limited Lifetime) | 96.56 | 5% | 91.732
91736 | Tripplite | N286-01GTX | Cisco GLC-T Compatible SFP Mini Transceiver 1000Base-T Copper | EA |  | 1 Year (Limited Lifetime) | 143.45 | 5% | 136.2775
91737 | Tripplite | N286-10GLR-SLC | Cisco SFP-10G-LR Compatible SFP Transceiver 10GBase-LR LC SMF | EA |  | 1 Year (Limited Lifetime) | 882.76 | 5% | 838.622
91738 | Tripplite | N286-10GSR-MDLC | 10Gbase-SR SFP+ Transceiver Cisco Compatible DDM Fiber 300M LC | EA |  | 1 Year (Limited Lifetime) | 524.14 | 5% | 497.933
91739 | Tripplite | N302-003 | Tripp Lite 1M Duplex Multimode Fiber 62.5/125 Patch Cable ST/ST 3ft | EA |  | 1 Year (Limited Lifetime) | 15.04 | 5% | 14.288
91740 | Tripplite | N302-006 | Tripp Lite 2M Duplex Multimode Fiber 62.5/125 Patch Cable ST/ST 6ft | EA |  | 1 Year (Limited Lifetime) | 15.36 | 5% | 14.592
91741 | Tripplite | N302-010 | Tripp Lite 3M Duplex Multimode Fiber 62.5/125 Patch Cable ST/ST 10ft | EA |  | 1 Year (Limited Lifetime) | 15.68 | 5% | 14.896
91742 | Tripplite | N302-05M | Tripp Lite 5M Duplex Multimode Fiber 62.5/125 Patch Cable ST/ST 16ft | EA |  | 1 Year (Limited Lifetime) | 20.8 | 5% | 19.76
91743 | Tripplite | N302-10M | Tripp Lite 10M Duplex Multimode Fiber 62.5/125 Patch Cable ST/ST 33ft | EA |  | 1 Year (Limited Lifetime) | 32 | 5% | 30.4
91744 | Tripplite | N302-15M | Tripp Lite 15M Duplex Multimode Fiber 62.5/125 Patch Cable ST/ST 50ft | EA |  | 1 Year (Limited Lifetime) | 38.4 | 5% | 36.48
91745 | Tripplite | N302-23M | 23M Duplex Multimode 62.5/125 Fiber Patch Cable ST/ST 75ft | EA |  | 1 Year (Limited Lifetime) | 48 | 5% | 45.6
91746 | Tripplite | N302-30M | Tripp Lite 30M Duplex Multimode Fiber 62.5/125 Patch Cable ST/ST 100ft | EA |  | 1 Year (Limited Lifetime) | 64 | 5% | 60.8
91747 | Tripplite | N302-50M | Tripp Lite 50M Duplex Multimode Fiber 62.5/125 Patch Cable ST/ST 164ft | EA |  | 1 Year (Limited Lifetime) | 102.4 | 5% | 97.28
91748 | Tripplite | N304-003 | Tripp Lite 1M Duplex Multimode Fiber 62.5/125 Patch Cable SC/ST 3ft | EA |  | 1 Year (Limited Lifetime) | 13.92 | 5% | 13.224
91749 | Tripplite | N304-006 | Tripp Lite 2M Duplex Multimode Fiber 62.5/125 Patch Cable SC/ST 6ft | EA |  | 1 Year (Limited Lifetime) | 15.2 | 5% | 14.44
91750 | Tripplite | N304-010 | Tripp Lite 3M Duplex Multimode Fiber 62.5/125 Patch Cable SC/ST 10ft | EA |  | 1 Year (Limited Lifetime) | 17.12 | 5% | 16.264
91751 | Tripplite | N304-025 | Tripp Lite 8M Duplex Multimode Fiber 62.5/125 Patch Cable SC/ST 25ft | EA |  | 1 Year (Limited Lifetime) | 24 | 5% | 22.8
91752 | Tripplite | N304-05M | Tripp Lite 5M Duplex Multimode Fiber 62.5/125 Patch Cable SC/ST 16ft | EA |  | 1 Year (Limited Lifetime) | 20.8 | 5% | 19.76
91753 | Tripplite | N304-10M | Tripp Lite 10M Duplex Multimode Fiber 62.5/125 Patch Cable SC/ST 33ft | EA |  | 1 Year (Limited Lifetime) | 27.2 | 5% | 25.84
91754 | Tripplite | N304-30M | Tripp Lite 30M Duplex Multimode Fiber 62.5/125 Patch Cable SC/ST 100ft | EA |  | 1 Year (Limited Lifetime) | 46.4 | 5% | 44.08
91755 | Tripplite | N306-001 | Tripp Lite 1ft Duplex Multimode Fiber 62.5/125 Patch Cable SC/SC 1' | EA |  | 1 Year (Limited Lifetime) | 15.2 | 5% | 14.44
91756 | Tripplite | N306-003 | Tripp Lite 1M Duplex Multimode Fiber 62.5/125 Patch Cable SC/SC 3ft | EA |  | 1 Year (Limited Lifetime) | 15.04 | 5% | 14.288
91757 | Tripplite | N306-006 | Tripp Lite 2M Duplex Multimode Fiber 62.5/125 Patch Cable SC/SC 6ft | EA |  | 1 Year (Limited Lifetime) | 15.36 | 5% | 14.592
91758 | Tripplite | N306-010 | Tripp Lite 3M Duplex Multimode Fiber 62.5/125 Patch Cable SC/SC 10ft | EA |  | 1 Year (Limited Lifetime) | 17.6 | 5% | 16.72
91759 | Tripplite | N306-04M | Duplex Multimode 62.5/125 Fiber Patch Cbl SC/SC - 4M (13ft) | EA |  | 1 Year (Limited Lifetime) | 20.8 | 5% | 19.76
91760 | Tripplite | N306-05M | 5M Duplex Multimode 62.5/125 Fiber Patch Cable SC/SC 16ft | EA |  | 1 Year (Limited Lifetime) | 22.4 | 5% | 21.28
91761 | Tripplite | N306-07M | Tripp Lite 7M Duplex Multimode Fiber 62.5/125 Patch Cable SC/SC 23ft | EA |  | 1 Year (Limited Lifetime) | 25.6 | 5% | 24.32
91762 | Tripplite | N306-100M | Tripp Lite 100M Duplex Multimode Fiber 62.5/125 Patch Cable SC/SC 328ft | EA |  | 1 Year (Limited Lifetime) | 152 | 5% | 144.4
91763 | Tripplite | N306-15M | Tripp Lite 15M Duplex Multimode Fiber 62.5/125 Patch Cable SC/SC 50ft | EA |  | 1 Year (Limited Lifetime) | 40 | 5% | 38
91764 | Tripplite | N306-25M | Duplex Multimode 62.5/125 Fiber Patch Cbl SC/SC - 25M (80ft) | EA |  | 1 Year (Limited Lifetime) | 52.8 | 5% | 50.16
91765 | Tripplite | N306-30M | 30M Duplex Multimode 62.5/125 Fiber Patch Cable SC/SC 100ft | EA |  | 1 Year (Limited Lifetime) | 59.2 | 5% | 56.24
91766 | Tripplite | N306-46M | 46M Duplex Multimode 62.5/125 Fiber Patch Cable SC/SC 150ft | EA |  | 1 Year (Limited Lifetime) | 72 | 5% | 68.4
91767 | Tripplite | N308-003 | Tripp Lite 1M Duplex Multimode Fiber 62.5/125 Patch Cable MTRJ/ST 3ft | EA |  | 1 Year (Limited Lifetime) | 15.2 | 5% | 14.44
91768 | Tripplite | N308-006 | Tripp Lite 2M Duplex Multimode Fiber 62.5/125 Patch Cable MTRJ/ST 6ft | EA |  | 1 Year (Limited Lifetime) | 16.48 | 5% | 15.656
91769 | Tripplite | N308-010 | Tripp Lite 3M Duplex Multimode Fiber 62.5/125 Patch Cable MTRJ/ST 10ft | EA |  | 1 Year (Limited Lifetime) | 17.6 | 5% | 16.72
91770 | Tripplite | N308-05M | Tripp Lite 5M Duplex Multimode Fiber 62.5/125 Patch Cable MTRJ/ST 16ft | EA |  | 1 Year (Limited Lifetime) | 19.52 | 5% | 18.544
91771 | Tripplite | N308-08M | Duplex Multimode 62.5/125 Fiber Patch Cbl MTRJ/ST - 8M (25ft) | EA |  | 1 Year (Limited Lifetime) | 22.4 | 5% | 21.28
91772 | Tripplite | N308-15M | Tripp Lite 15M Duplex Multimode Fiber 62.5/125 Patch Cable MTRJ/ST 50ft | EA |  | 1 Year (Limited Lifetime) | 29.52 | 5% | 28.044
91773 | Tripplite | N310-003 | Tripp Lite 1M Duplex Multimode Fiber 62.5/125 Patch Cable MTRJ/SC 3ft | EA |  | 1 Year (Limited Lifetime) | 16.8 | 5% | 15.96
91774 | Tripplite | N310-010 | Tripp Lite 3M Duplex Multimode Fiber 62.5/125 Patch Cable MTRJ/SC 10ft | EA |  | 1 Year (Limited Lifetime) | 18.4 | 5% | 17.48
91775 | Tripplite | N310-05M | Tripp Lite 5M Duplex Multimode Fiber 62.5/125 Patch Cable MTRJ/SC 16ft | EA |  | 1 Year (Limited Lifetime) | 20.8 | 5% | 19.76
91776 | Tripplite | N310-08M | Tripp Lite 8M Duplex Multimode Fiber 62.5/125 Patch Cable MTRJ/SC 26ft | EA |  | 1 Year (Limited Lifetime) | 23.2 | 5% | 22.04
91777 | Tripplite | N310-30M | Duplex Multimode 62.5/125 Fiber Patch Cbl MTRJ/SC - 30M (100ft) | EA |  | 1 Year (Limited Lifetime) | 44.8 | 5% | 42.56
91778 | Tripplite | N312-01M | Duplex Multimode 62.5/125 Fiber Optic Patch Cable MTRJ/MTRJ- 1M (3') | EA |  | 1 Year (Limited Lifetime) | 16.72 | 5% | 15.884
91779 | Tripplite | N314-01M | Tripp Lite 1M Duplex Multimode Fiber 62.5/125 Patch Cable MTRJ/LC 3ft | EA |  | 1 Year (Limited Lifetime) | 24 | 5% | 22.8
91780 | Tripplite | N314-02M | Tripp Lite 2M Duplex Multimode Fiber 62.5/125 Patch Cable MTRJ/LC 6ft | EA |  | 1 Year (Limited Lifetime) | 24.8 | 5% | 23.56
91781 | Tripplite | N314-03M | Tripp Lite 3M Duplex Multimode Fiber 62.5/125 Patch Cable MTRJ/LC 10ft | EA |  | 1 Year (Limited Lifetime) | 25.6 | 5% | 24.32
91782 | Tripplite | N314-15M | Tripp Lite 15M Duplex Multimode Fiber 62.5/125 Patch Cable MTRJ/LC 50ft | EA |  | 1 Year (Limited Lifetime) | 41.6 | 5% | 39.52
91783 | Tripplite | N316-01M | Tripp Lite 1M Duplex Multimode Fiber 62.5/125 Patch Cable LC/LC 3ft | EA |  | 1 Year (Limited Lifetime) | 16 | 5% | 15.2
91784 | Tripplite | N316-02M | Tripp Lite 2M Duplex Multimode Fiber 62.5/125 Patch Cable LC/SC 6ft | EA |  | 1 Year (Limited Lifetime) | 16.96 | 5% | 16.112
91785 | Tripplite | N316-03M | Tripp Lite 3M Duplex Multimode Fiber 62.5/125 Patch Cable LC/SC 10ft | EA |  | 1 Year (Limited Lifetime) | 17.92 | 5% | 17.024
91786 | Tripplite | N316-04M | Tripp Lite 4M Duplex Multimode Fiber 62.5/125 Patch Cable LC/SC 13ft | EA |  | 1 Year (Limited Lifetime) | 19.2 | 5% | 18.24
91787 | Tripplite | N316-05M | Tripp Lite 5M Duplex Multimode Fiber 62.5/125 Patch Cable LC/SC 16ft | EA |  | 1 Year (Limited Lifetime) | 20 | 5% | 19
91788 | Tripplite | N316-06M | Tripp Lite 6M Duplex Multimode Fiber 62.5/125 Patch Cable LC/SC 20ft | EA |  | 1 Year (Limited Lifetime) | 21.6 | 5% | 20.52
91789 | Tripplite | N316-07M | Tripp Lite 7M Duplex Multimode Fiber 62.5/125 Patch Cable LC/SC 23ft | EA |  | 1 Year (Limited Lifetime) | 22 | 5% | 20.9
91790 | Tripplite | N316-10M | Tripp Lite 10M Duplex Multimode Fiber 62.5/125 Patch Cable LC/SC 33ft | EA |  | 1 Year (Limited Lifetime) | 26.08 | 5% | 24.776
91791 | Tripplite | N316-13M | Duplex Multimode 62.5/125 Fiber Optic Patch Cable LC/SC - 13M (40') | EA |  | 1 Year (Limited Lifetime) | 32 | 5% | 30.4
91792 | Tripplite | N316-15M | Tripp Lite 15M Duplex Multimode Fiber 62.5/125 Patch Cable LC/SC 50ft | EA |  | 1 Year (Limited Lifetime) | 38.4 | 5% | 36.48
91793 | Tripplite | N316-20M | Tripp Lite 20M Duplex Multimode Fiber 62.5/125 Patch Cable LC/SC 65ft | EA |  | 1 Year (Limited Lifetime) | 43.2 | 5% | 41.04
91794 | Tripplite | N316-25M | Tripp Lite 25M Duplex Multimode Fiber 62.5/125 Patch Cable LC/SC 82ft | EA |  | 1 Year (Limited Lifetime) | 52.8 | 5% | 50.16
91795 | Tripplite | N316-30M | Tripp Lite 30M Duplex Multimode Fiber 62.5/125 Patch Cable LC/SC 100ft | EA |  | 1 Year (Limited Lifetime) | 56 | 5% | 53.2
91796 | Tripplite | N318-01M | Tripp Lite 1M Duplex Multimode Fiber 62.5/125 Patch Cable LC/ST 3ft | EA |  | 1 Year (Limited Lifetime) | 16 | 5% | 15.2
91797 | Tripplite | N318-02M | Tripp Lite 2M Duplex Multimode Fiber 62.5/125 Patch Cable LC/ST 6ft | EA |  | 1 Year (Limited Lifetime) | 16.96 | 5% | 16.112
91798 | Tripplite | N318-03M | Tripp Lite 3M Duplex Multimode Fiber 62.5/125 Patch Cable LC/ST 10ft | EA |  | 1 Year (Limited Lifetime) | 17.92 | 5% | 17.024
91799 | Tripplite | N318-05M | Tripp Lite 5M Duplex Multimode Fiber 62.5/125 Patch Cable LC/ST 16ft | EA |  | 1 Year (Limited Lifetime) | 19.68 | 5% | 18.696
91800 | Tripplite | N318-06M | Tripp Lite 6M Duplex Multimode Fiber 62.5/125 Patch Cable LC/ST 20ft | EA |  | 1 Year (Limited Lifetime) | 22.4 | 5% | 21.28
91801 | Tripplite | N318-07M | Tripp Lite 7M Duplex Multimode Fiber 62.5/125 Patch Cable LC/ST 23ft | EA |  | 1 Year (Limited Lifetime) | 24 | 5% | 22.8
91802 | Tripplite | N318-08M | Tripp Lite 8M Duplex Multimode Fiber 62.5/125 Patch Cable LC/ST 26ft | EA |  | 1 Year (Limited Lifetime) | 25.6 | 5% | 24.32
91803 | Tripplite | N318-09M | Tripp Lite 9M Duplex Multimode Fiber 62.5/125 Patch Cable LC/ST 30ft | EA |  | 1 Year (Limited Lifetime) | 27.2 | 5% | 25.84
91804 | Tripplite | N318-10M | Tripp Lite 10M Duplex Multimode Fiber 62.5/125 Patch Cable LC/ST 33ft | EA |  | 1 Year (Limited Lifetime) | 28.4 | 5% | 26.98
91805 | Tripplite | N318-15M | 15M Duplex Multimode 62.5/125 Fiber Patch Cable LC/ST 50ft | EA |  | 1 Year (Limited Lifetime) | 44.8 | 5% | 42.56
91806 | Tripplite | N318-20M | Tripp Lite 20M Duplex Multimode Fiber 62.5/125 Patch Cable LC/ST 65ft | EA |  | 1 Year (Limited Lifetime) | 48 | 5% | 45.6
91807 | Tripplite | N318-30M | Tripp Lite 30M Duplex Multimode Fiber 62.5/125 Patch Cable LC/ST 100ft | EA |  | 1 Year (Limited Lifetime) | 49.6 | 5% | 47.12
91808 | Tripplite | N318-50M | 50M Duplex Multimode Fiber 62.5/125 Patch Cable LC/ST 164ft | EA |  | 1 Year (Limited Lifetime) | 75.2 | 5% | 71.44
91809 | Tripplite | N320-001 | Tripp Lite 1ft Duplex Multimode Fiber 62.5/125 Patch Cable LC/LC 1' | EA |  | 1 Year (Limited Lifetime) | 18.48 | 5% | 17.556
91810 | Tripplite | N320-01M | Tripp Lite 1M Duplex Multimode Fiber 62.5/125 Patch Cable LC/LC 3ft | EA |  | 1 Year (Limited Lifetime) | 19.2 | 5% | 18.24
91811 | Tripplite | N320-01M-RD | Duplex Multimode 62.5/125 Fiber Optic Patch Cable(Red) LC/LC - 1M (3') | EA |  | 1 Year (Limited Lifetime) | 19.2 | 5% | 18.24
91812 | Tripplite | N320-02M | Tripp Lite 2M Duplex Multimode Fiber 62.5/125 Patch Cable LC/LC 6ft | EA |  | 1 Year (Limited Lifetime) | 20.08 | 5% | 19.076
91813 | Tripplite | N320-02M-RD | Duplex Multimode 62.5/125 Fiber Optic Patch Cable(Red) LC/LC - 2M (6') | EA |  | 1 Year (Limited Lifetime) | 20.08 | 5% | 19.076
91814 | Tripplite | N320-03M | Tripp Lite 3M Duplex Multimode Fiber 62.5/125 Patch Cable LC/LC 10ft | EA |  | 1 Year (Limited Lifetime) | 20.96 | 5% | 19.912
91815 | Tripplite | N320-03M-RD | Tripp Lite 3M Duplex Multimode Fiber 62.5/125 Patch Cable LC/LC 10ft Red | EA |  | 1 Year (Limited Lifetime) | 20.96 | 5% | 19.912
91816 | Tripplite | N320-04M | Tripp Lite 4M Duplex Multimode Fiber 62.5/125 Patch Cable LC/LC 13ft | EA |  | 1 Year (Limited Lifetime) | 21.92 | 5% | 20.824
91817 | Tripplite | N320-05M | Tripp Lite 5M Duplex Multimode Fiber 62.5/125 Patch Cable LC/LC 16ft | EA |  | 1 Year (Limited Lifetime) | 22.88 | 5% | 21.736
91818 | Tripplite | N320-05M-RD | Duplex Multimode 62.5/125 Fiber Optic Patch Cable(Red) LC/LC - 5M (16') | EA |  | 1 Year (Limited Lifetime) | 22.88 | 5% | 21.736
91819 | Tripplite | N320-06M | Tripp Lite 6M Duplex Multimode Fiber 62.5/125 Patch Cable LC/LC 20ft | EA |  | 1 Year (Limited Lifetime) | 23.84 | 5% | 22.648
91820 | Tripplite | N320-07M | Tripp Lite 7M Duplex Multimode Fiber 62.5/125 Patch Cable LC/LC 23ft | EA |  | 1 Year (Limited Lifetime) | 24.8 | 5% | 23.56
91821 | Tripplite | N320-10M | Tripp Lite 10M Duplex Multimode Fiber 62.5/125 Patch Cable LC/LC 33ft | EA |  | 1 Year (Limited Lifetime) | 27.52 | 5% | 26.144
91822 | Tripplite | N320-10M-RD | Duplex Multimode 62.5/125 Fiber Optic Patch Cable(Red) LC/LC - 10M (33') | EA |  | 1 Year (Limited Lifetime) | 27.52 | 5% | 26.144
91823 | Tripplite | N320-15M | Tripp Lite 15M Duplex Multimode Fiber 62.5/125 Patch Cable LC/LC 50ft | EA |  | 1 Year (Limited Lifetime) | 38.16 | 5% | 36.252
91824 | Tripplite | N320-15M-RD | Duplex Multimode 62.5/125 Fiber Optic Patch Cable(Red) LC/LC - 15M (50') | EA |  | 1 Year (Limited Lifetime) | 38.4 | 5% | 36.48
91825 | Tripplite | N320-20M | Tripp Lite 20M Duplex Multimode Fiber 62.5/125 Patch Cable LC/LC 65ft | EA |  | 1 Year (Limited Lifetime) | 38.4 | 5% | 36.48
91826 | Tripplite | N320-21M | Tripp Lite 21M Duplex Multimode Fiber 62.5/125 Patch Cable LC/LC 69ft | EA |  | 1 Year (Limited Lifetime) | 46.4 | 5% | 44.08
91827 | Tripplite | N320-25M | Tripp Lite 25M Duplex Multimode Fiber 62.5/125 Patch Cable LC/LC 82ft | EA |  | 1 Year (Limited Lifetime) | 49.6 | 5% | 47.12
91828 | Tripplite | N320-30M | Tripp Lite 30M Duplex Multimode Fiber 62.5/125 Patch Cable LC/LC 100ft | EA |  | 1 Year (Limited Lifetime) | 53.76 | 5% | 51.072
91829 | Tripplite | N320-405 | Tripp Lite 405ft Duplex Multimode Fiber 62.5/125 Patch Cable LC/LC 405' | EA |  | 1 Year (Limited Lifetime) | 240 | 5% | 228
91830 | Tripplite | N320-46M | Tripp Lite 46M Duplex Multimode Fiber 62.5/125 Patch Cable LC/LC 150ft | EA |  | 1 Year (Limited Lifetime) | 75.2 | 5% | 71.44
91831 | Tripplite | N320-61M | Tripp Lite 61M Duplex Multimode Fiber 62.5/125 Patch Cable LC/LC 200ft | EA |  | 1 Year (Limited Lifetime) | 227.2 | 5% | 215.84
91832 | Tripplite | N352-01M | Tripp Lite 1M Duplex Singlemode Fiber 8.3/125 Patch Cable ST/ST 3ft | EA |  | 1 Year (Limited Lifetime) | 23.52 | 5% | 22.344
91833 | Tripplite | N352-02M | Tripp Lite 2M Duplex Singlemode Fiber 8.3/125 Patch Cable ST/ST 6ft | EA |  | 1 Year (Limited Lifetime) | 24.48 | 5% | 23.256
91834 | Tripplite | N352-03M | Tripp Lite 3M Duplex Singlemode Fiber 8.3/125 Patch Cable ST/ST 10ft | EA |  | 1 Year (Limited Lifetime) | 27.52 | 5% | 26.144
91835 | Tripplite | N352-05M | Tripp Lite 5M Duplex Singlemode Fiber 8.3/125 Patch Cable ST/ST 16ft | EA |  | 1 Year (Limited Lifetime) | 28.4 | 5% | 26.98
91836 | Tripplite | N354-01M | Tripp Lite 1M Duplex Singlemode Fiber 8.3/125 Patch Cable SC/ST 3ft | EA |  | 1 Year (Limited Lifetime) | 22.4 | 5% | 21.28
91837 | Tripplite | N354-02M | Tripp Lite 2M Duplex Singlemode Fiber 8.3/125 Patch Cable SC/ST 6ft | EA |  | 1 Year (Limited Lifetime) | 24 | 5% | 22.8
91838 | Tripplite | N354-03M | Tripp Lite 3M Duplex Singlemode Fiber 8.3/125 Patch Cable SC/ST 10ft | EA |  | 1 Year (Limited Lifetime) | 25.6 | 5% | 24.32
91839 | Tripplite | N354-05M | Tripp Lite 5M Duplex Singlemode Fiber 8.3/125 Patch Cable SC/ST 16ft | EA |  | 1 Year (Limited Lifetime) | 32 | 5% | 30.4
91840 | Tripplite | N354-09M | Duplex Singlemode 8.3/125 Fiber Patch Cbl SC/ST - 9M (30ft) | EA |  | 1 Year (Limited Lifetime) | 41.6 | 5% | 39.52
91841 | Tripplite | N354-15M | Duplex Singlemode 8.3/125 Fiber Patch Cbl SC/ST - 15M (50ft) | EA |  | 1 Year (Limited Lifetime) | 48 | 5% | 45.6
91842 | Tripplite | N356-01M | Tripp Lite 1M Duplex Singlemode Fiber 8.3/125 Patch Cable SC/SC 3ft | EA |  | 1 Year (Limited Lifetime) | 20.96 | 5% | 19.912
91843 | Tripplite | N356-02M | Tripp Lite 2M Duplex Singlemode Fiber 8.3/125 Patch Cable SC/SC 6ft | EA |  | 1 Year (Limited Lifetime) | 22.4 | 5% | 21.28
91844 | Tripplite | N356-03M | Tripp Lite 3M Duplex Singlemode Fiber 8.3/125 Patch Cable SC/SC 10ft | EA |  | 1 Year (Limited Lifetime) | 22.88 | 5% | 21.736
91845 | Tripplite | N356-05M | Tripp Lite 5M Duplex Singlemode Fiber 8.3/125 Patch Cable SC/SC 16ft | EA |  | 1 Year (Limited Lifetime) | 24.56 | 5% | 23.332
91846 | Tripplite | N356-10M | Tripp Lite 10M Duplex Singlemode Fiber 8.3/125 Patch Cable SC/SC 33ft | EA |  | 1 Year (Limited Lifetime) | 40 | 5% | 38
91847 | Tripplite | N366-01M | Tripp Lite 1M Duplex Singlemode Fiber 8.3/125 Patch Cable LC/SC 3ft | EA |  | 1 Year (Limited Lifetime) | 19.2 | 5% | 18.24
91848 | Tripplite | N366-01M-AP | Tripp Lite 1M Duplex Singlemode Fiber 8.3/125 Patch Cable LC to SC/APC 3ft | EA |  | 1 Year (Limited Lifetime) | 52.8 | 5% | 50.16
91849 | Tripplite | N366-02M | Tripp Lite 2M Duplex Singlemode Fiber 8.3/125 Patch Cable LC/SC 6ft | EA |  | 1 Year (Limited Lifetime) | 20.56 | 5% | 19.532
91850 | Tripplite | N366-02M-AP | Tripp Lite 2M Duplex Singlemode Fiber 8.3/125 Patch Cable LC to SC/APC 6ft | EA |  | 1 Year (Limited Lifetime) | 55.2 | 5% | 52.44
91851 | Tripplite | N366-03M | Tripp Lite 3M Duplex Singlemode Fiber 8.3/125 Patch Cable LC/SC 10ft | EA |  | 1 Year (Limited Lifetime) | 20.96 | 5% | 19.912
91852 | Tripplite | N366-03M-AP | Tripp Lite 3M Duplex Singlemode Fiber 8.3/125 Patch Cable LC to SC/APC 10ft | EA |  | 1 Year (Limited Lifetime) | 57.6 | 5% | 54.72
91853 | Tripplite | N366-05M | Tripp Lite 5M Duplex Singlemode Fiber 8.3/125 Patch Cable LC/SC 16ft | EA |  | 1 Year (Limited Lifetime) | 21.6 | 5% | 20.52
91854 | Tripplite | N366-07M | 7M Duplex Singlemode SSF 8.3/125 Fiber Patch Cable LC/SC 23' | EA |  | 1 Year (Limited Lifetime) | 28 | 5% | 26.6
91855 | Tripplite | N366-10M | Tripp Lite 10M Duplex Singlemode Fiber 8.3/125 Patch Cable LC/SC 33ft | EA |  | 1 Year (Limited Lifetime) | 29.6 | 5% | 28.12
91856 | Tripplite | N366-15M | Tripp Lite 15M Duplex Singlemode Fiber 8.3/125 Patch Cable LC/SC 50ft | EA |  | 1 Year (Limited Lifetime) | 40 | 5% | 38
91857 | Tripplite | N366-20M | 20M Duplex Singlemode SSF 8.3/125 Fiber Patch Cable LC/SC 65' | EA |  | 1 Year (Limited Lifetime) | 49.6 | 5% | 47.12
91858 | Tripplite | N366-25M | Tripp Lite 25M Duplex Singlemode Fiber 8.3/125 Patch Cable LC/SC 82ft | EA |  | 1 Year (Limited Lifetime) | 56 | 5% | 53.2
91859 | Tripplite | N366-30M | 30M Duplex Singlemode SSF 8.3/125 Fiber Patch Cable LC/SC 100' | EA |  | 1 Year (Limited Lifetime) | 60.8 | 5% | 57.76
91860 | Tripplite | N366-50M | 50M Duplex Singlemode SSF 8.3/125 Fiber Patch Cable LC/SC 164' | EA |  | 1 Year (Limited Lifetime) | 84.8 | 5% | 80.56
91861 | Tripplite | N368-01M | Tripp Lite 1M Duplex Singlemode Fiber 8.3/125 Patch Cable LC/ST 3ft | EA |  | 1 Year (Limited Lifetime) | 26.4 | 5% | 25.08
91862 | Tripplite | N368-02M | Tripp Lite 2M Duplex Singlemode Fiber 8.3/125 Patch Cable LC/ST 6ft | EA |  | 1 Year (Limited Lifetime) | 27.2 | 5% | 25.84
91863 | Tripplite | N368-03M | Tripp Lite 3M Duplex Singlemode Fiber 8.3/125 Patch Cable LC/ST 10ft | EA |  | 1 Year (Limited Lifetime) | 28 | 5% | 26.6
91864 | Tripplite | N368-05M | Tripp Lite 5M Duplex Singlemode Fiber 8.3/125 Patch Cable LC/ST 16ft | EA |  | 1 Year (Limited Lifetime) | 29.6 | 5% | 28.12
91865 | Tripplite | N368-07M | Tripp Lite 7M Duplex Singlemode Fiber 8.3/125 Patch Cable LC/ST 23ft | EA |  | 1 Year (Limited Lifetime) | 40 | 5% | 38
91866 | Tripplite | N368-10M | Tripp Lite 10M Duplex Singlemode Fiber 8.3/125 Patch Cable LC/ST 33ft | EA |  | 1 Year (Limited Lifetime) | 33.6 | 5% | 31.92
91867 | Tripplite | N368-15M | Tripp Lite 15M Duplex Singlemode Fiber 8.3/125 Patch Cable LC/ST 50ft | EA |  | 1 Year (Limited Lifetime) | 44.8 | 5% | 42.56
91868 | Tripplite | N368-20M | Tripp Lite 20M Duplex Singlemode Fiber 8.3/125 Patch Cable LC/ST 66ft | EA |  | 1 Year (Limited Lifetime) | 51.2 | 5% | 48.64
91869 | Tripplite | N368-25M | 25M Duplex Singlemode 8.3/125 Fiber Patch Cable LC/ST 82' | EA |  | 1 Year (Limited Lifetime) | 57.6 | 5% | 54.72
91870 | Tripplite | N368-30M | Duplex Singlemode 8.3/125 Fiber Optic Patch Cable LC/ST - 30M (100') | EA |  | 1 Year (Limited Lifetime) | 64 | 5% | 60.8
91871 | Tripplite | N368-50M | 50M Duplex Singlemode SSF 8.3/125 Fiber Patch Cable LC/ST 164' | EA |  | 1 Year (Limited Lifetime) | 86.4 | 5% | 82.08
91872 | Tripplite | N370-01M | Tripp Lite 1M Duplex Singlemode Fiber 8.3/125 Patch Cable LC/LC 3ft | EA |  | 1 Year (Limited Lifetime) | 24.8 | 5% | 23.56
91873 | Tripplite | N370-01M-T | 1M Duplex SMF 8.3/125 Uniboot Fiber Optic Patch Cable LC/LC 3' | EA |  | 1 Year (Limited Lifetime) | 38.4 | 5% | 36.48
91874 | Tripplite | N370-02M | Tripp Lite 2M Duplex Singlemode Fiber 8.3/125 Patch Cable LC/LC 6ft | EA |  | 1 Year (Limited Lifetime) | 25.12 | 5% | 23.864
91875 | Tripplite | N370-02M-T | 2M Duplex SMF 8.3/125 Uniboot Fiber Optic Patch Cable LC/LC 6' | EA |  | 1 Year (Limited Lifetime) | 40 | 5% | 38
91876 | Tripplite | N370-03M | Tripp Lite 3M Duplex Singlemode Fiber 8.3/125 Patch Cable LC/LC 10ft | EA |  | 1 Year (Limited Lifetime) | 25.52 | 5% | 24.244
91877 | Tripplite | N370-03M-T | 3M Duplex SMF 8.3/125 Uniboot Fiber Optic Patch Cable LC/LC 10' | EA |  | 1 Year (Limited Lifetime) | 41.6 | 5% | 39.52
91878 | Tripplite | N370-05M | Tripp Lite 5M Duplex Singlemode Fiber 8.3/125 Patch Cable LC/LC 16ft | EA |  | 1 Year (Limited Lifetime) | 26.24 | 5% | 24.928
91879 | Tripplite | N370-05M-T | 5M Duplex SMF 8.3/125 Uniboot Fiber Optic Patch Cable LC/LC 16' | EA |  | 1 Year (Limited Lifetime) | 43.2 | 5% | 41.04
91880 | Tripplite | N370-06M | 6M Duplex Singlemode SSF 8.3/125 Fiber Patch Cable LC/LC 20' | EA |  | 1 Year (Limited Lifetime) | 29.44 | 5% | 27.968
91881 | Tripplite | N370-07M | 7M Duplex Singlemode SSF 8.3/125 Fiber Patch Cable LC/LC 23' | EA |  | 1 Year (Limited Lifetime) | 29.76 | 5% | 28.272
91882 | Tripplite | N370-08M | 8M Duplex Singlemode SSF 8.3/125 Fiber Patch Cable LC/LC 26' | EA |  | 1 Year (Limited Lifetime) | 30.08 | 5% | 28.576
91883 | Tripplite | N370-10M | Tripp Lite 10M Duplex Singlemode Fiber 8.3/125 Patch Cable LC/LC 33ft | EA |  | 1 Year (Limited Lifetime) | 31.92 | 5% | 30.324
91884 | Tripplite | N370-15M | 15M Duplex Singlemode 8.3/125 Fiber Patch Cable LC/LC 50ft | EA |  | 1 Year (Limited Lifetime) | 44.8 | 5% | 42.56
91885 | Tripplite | N370-20M | 20M Duplex Singlemode SSF 8.3/125 Fiber Patch Cable LC/LC 65' | EA |  | 1 Year (Limited Lifetime) | 47.2 | 5% | 44.84
91886 | Tripplite | N370-25M | 25M Duplex Singlemode SSF 8.3/125 Fiber Patch Cable LC/LC 82' | EA |  | 1 Year (Limited Lifetime) | 51.2 | 5% | 48.64
91887 | Tripplite | N370-30M | 30M Duplex Singlemode SSF 8.3/125 Fiber Patch Cable LC/LC 100' | EA |  | 1 Year (Limited Lifetime) | 54.4 | 5% | 51.68
91888 | Tripplite | N370-40M | 40M Duplex Singlemode SSF 8.3/125 Fiber Patch Cable LC/LC 131' | EA |  | 1 Year (Limited Lifetime) | 70.4 | 5% | 66.88
91889 | Tripplite | N370-50M | 50M Duplex Singlemode SSF 8.3/125 Fiber Patch Cable LC/LC 164' | EA |  | 1 Year (Limited Lifetime) | 80 | 5% | 76
91890 | Tripplite | N390-01M-12-AP | MTP/MPO (APC) SMF Fiber Patch Cable 12 Fiber QSFP+ 40/100Gbe 1M | EA |  | 1 Year (Limited Lifetime) | 264 | 5% | 250.8
91891 | Tripplite | N390-01M-8LC-AP | MTP/MPO (APC) to 8xLC SMF Fiber Breakout Cable QSFP+ 40/100Gb 1M | EA |  | 1 Year (Limited Lifetime) | 288 | 5% | 273.6
91892 | Tripplite | N390-02M-12-AP | MTP/MPO (APC) SMF Fiber Patch Cable 12 Fiber QSFP+ 40/100Gbe 2M | EA |  | 1 Year (Limited Lifetime) | 272 | 5% | 258.4
91893 | Tripplite | N390-02M-8LC-AP | MTP/MPO (APC) to 8xLC SMF Fiber Breakout Cable QSFP+ 40/100Gb 2M | EA |  | 1 Year (Limited Lifetime) | 296 | 5% | 281.2
91894 | Tripplite | N390-03M-12-AP | MTP/MPO (APC) SMF Fiber Patch Cable 12 Fiber QSFP+ 40/100Gbe 3M | EA |  | 1 Year (Limited Lifetime) | 280 | 5% | 266
91895 | Tripplite | N390-03M-8LC-AP | MTP/MPO (APC) to 8xLC SMF Fiber Breakout Cable QSFP+ 40/100Gb 3M | EA |  | 1 Year (Limited Lifetime) | 304 | 5% | 288.8
91896 | Tripplite | N390-05M-12-AP | MTP/MPO (APC) SMF Fiber Patch Cable 12 Fiber QSFP+ 40/100Gbe 5M | EA |  | 1 Year (Limited Lifetime) | 288 | 5% | 273.6
91897 | Tripplite | N390-05M-8LC-AP | MTP/MPO (APC) to 8xLC SMF Fiber Breakout Cable QSFP+ 40/100Gb 5M | EA |  | 1 Year (Limited Lifetime) | 320 | 5% | 304
91898 | Tripplite | N390-07M-12-AP | MTP/MPO (APC) SMF Fiber Patch Cable 12 Fiber QSFP+ 40/100Gbe 7M | EA |  | 1 Year (Limited Lifetime) | 296 | 5% | 281.2
91899 | Tripplite | N392-11M-3X8-AP | MTP/MPO APC Singlemode Slim Trunk Cable 40/100 Gbe 24-Strand 11M | EA |  | 1 Year (Limited Lifetime) | 960 | 5% | 912
91900 | Tripplite | N392-15M-3X8-AP | MTP/MPO APC Singlemode Slim Trunk Cable 40/100 Gbe 24-Strand 15M | EA |  | 1 Year (Limited Lifetime) | 992 | 5% | 942.4
91901 | Tripplite | N392-23M-3X8-AP | MTP/MPO APC Singlemode Slim Trunk Cable 40/100 Gbe 24-Strand 23M | EA |  | 1 Year (Limited Lifetime) | 1024 | 5% | 972.8
91902 | Tripplite | N392-30M-3X8-AP | MTP/MPO APC Singlemode Slim Trunk Cable 40/100 Gbe 24-Strand 30M | EA |  | 1 Year (Limited Lifetime) | 1072 | 5% | 1018.4
91903 | Tripplite | N392-38M-3X8-AP | MTP/MPO APC Singlemode Slim Trunk Cable 40/100 Gbe 24-Strand 38M | EA |  | 1 Year (Limited Lifetime) | 1136 | 5% | 1079.2
91904 | Tripplite | N392-45M-3X8-AP | MTP/MPO APC Singlemode Slim Trunk Cable 40/100 Gbe 24-Strand 45M | EA |  | 1 Year (Limited Lifetime) | 1168 | 5% | 1109.6
91905 | Tripplite | N392-61M-3X8-AP | MTP/MPO APC Singlemode Slim Trunk Cable 40/100 Gbe 24-Strand 61M | EA |  | 1 Year (Limited Lifetime) | 1280 | 5% | 1216
91906 | Tripplite | N420-03M | Tripp Lite 3M Fiber Optic Mode Conditioning Patch Cable ST/SC 10ft | EA |  | 1 Year (Limited Lifetime) | 80 | 5% | 76
91907 | Tripplite | N422-01M | Tripp Lite 1M Fiber Optic Mode Conditioning Patch Cable ST/LC 3ft | EA |  | 1 Year (Limited Lifetime) | 83.92 | 5% | 79.724
91908 | Tripplite | N422-02M | Tripp Lite 2M Fiber Optic Mode Conditioning Patch Cable ST/LC 6ft | EA |  | 1 Year (Limited Lifetime) | 92 | 5% | 87.4
91909 | Tripplite | N422-03M | Tripp Lite 3M Fiber Optic Mode Conditioning Patch Cable ST/LC 10ft | EA |  | 1 Year (Limited Lifetime) | 96 | 5% | 91.2
91910 | Tripplite | N424-01M | Tripp Lite 1M Fiber Optic Mode Conditioning Patch Cable SC/LC 3ft | EA |  | 1 Year (Limited Lifetime) | 96 | 5% | 91.2
91911 | Tripplite | N424-04M | Tripp Lite 4M Fiber Optic Mode Conditioning Patch Cable SC/LC 13ft | EA |  | 1 Year (Limited Lifetime) | 112 | 5% | 106.4
91912 | Tripplite | N425-02M | Fiber Optic Mode Conditioning Patch Cable LC/MC to SC 2M 6ft | EA |  | 1 Year (Limited Lifetime) | 65.28 | 5% | 62.016
91913 | Tripplite | N425-03M | Fiber Optic Mode Conditioning Patch Cable LC/MC to SC 3M 10ft | EA |  | 1 Year (Limited Lifetime) | 67.2 | 5% | 63.84
91914 | Tripplite | N452-000 | Tripp Lite Duplex / Simplex Multimode Fiber Coupler Adapter SC/SC | EA |  | 1 Year (Limited Lifetime) | 12.8 | 5% | 12.16
91915 | Tripplite | N455-000 | Tripp Lite Duplex / Simplex Multimode Fiber Coupler Adapter LC/LC | EA |  | 1 Year (Limited Lifetime) | 12.8 | 5% | 12.16
91916 | Tripplite | N455-000-BL-KJ | Duplex Multimode Fiber Coupler Keystone Jack LC LC Blue | EA |  | 1 Year (Limited Lifetime) | 13.6 | 5% | 12.92
91917 | Tripplite | N455-000-PM | Tripp Lite Duplex / Simplex Multimode Fiber Coupler Adapter Dual LC/LC | EA |  | 1 Year (Limited Lifetime) | 12.8 | 5% | 12.16
91918 | Tripplite | N455-000-S | Tripp Lite Duplex / Simplex Singlemode Fiber Coupler Adapter LC/LC | EA |  | 1 Year (Limited Lifetime) | 19.2 | 5% | 18.24
91919 | Tripplite | N455-000-S-PM | Tripp Lite Duplex / Simplex Singlemode Fiber Coupler Adapter Dual LC/LC | EA |  | 1 Year (Limited Lifetime) | 19.2 | 5% | 18.24
91920 | Tripplite | N455-000-WH-KJ | Duplex Multimode Fiber Coupler Keystone Jack LC LC White | EA |  | 1 Year (Limited Lifetime) | 13.6 | 5% | 12.92
91921 | Tripplite | N456-000 | Tripp Lite Duplex / Simplex Multimode Fiber Coupler Adapter SC/ST | EA |  | 1 Year (Limited Lifetime) | 12.8 | 5% | 12.16
91922 | Tripplite | N457-001-50 | Tripp Lite 0.3M Duplex Multimode Fiber 50/125 Adapter LC-M/ST-F 1ft | EA |  | 1 Year (Limited Lifetime) | 32 | 5% | 30.4
91923 | Tripplite | N457-001-62 | Tripp Lite 0.3M Duplex Multimode Fiber 62.5/125 Adapter LC-M/ST-F 1ft | EA |  | 1 Year (Limited Lifetime) | 36.8 | 5% | 34.96
91924 | Tripplite | N458-001-50 | Tripp Lite 0.3M Duplex Multimode Fiber 50/125 Adapter LC-M/SC-F 1ft | EA |  | 1 Year (Limited Lifetime) | 36.8 | 5% | 34.96
91925 | Tripplite | N458-001-62 | Tripp Lite 0.3M Duplex Multimode Fiber 62.5/125 Adapter LC-M/SC-F 1ft | EA |  | 1 Year (Limited Lifetime) | 36.8 | 5% | 34.96
91926 | Tripplite | N458-001-9 | Tripp Lite 0.3M Duplex Singlemode Fiber 8.3/125 Adapter LC-M/SC-F 1ft | EA |  | 1 Year (Limited Lifetime) | 41.6 | 5% | 39.52
91927 | Tripplite | N482-00U | High-Density Fiber Cassette Sleeve 0URM, 1 Cassette Capacity | EA |  | 1 Year (Limited Lifetime) | 120 | 5% | 114
91928 | Tripplite | N482-01U | High Density Rackmount Fiber Enclosure Panel 5 Cassette 1URM | EA |  | 1 Year (Limited Lifetime) | 304 | 5% | 288.8
91929 | Tripplite | N482-02U | High Density Rackmount Fiber Enclosure Panel 14 Cassette 2URM | EA |  | 1 Year (Limited Lifetime) | 448 | 5% | 425.6
91930 | Tripplite | N482-12M12-X2 | 12-Fiber Patch Panel MTP/MTO x 12 40Gb Pass Through Cassette | EA |  | 1 Year (Limited Lifetime) | 432 | 5% | 410.4
91931 | Tripplite | N482-1M24-LC12 | 24-Fiber Patch Panel MTP/MPO to x12 LC 10Gb Breakout Cassette | EA |  | 1 Year (Limited Lifetime) | 592 | 5% | 562.4
91932 | Tripplite | N482-2M12-LC12 | 12-Fiber Patch Panel 2 MTP/MPO to 12 LC 10Gb Breakout Cassette | EA |  | 1 Year (Limited Lifetime) | 672 | 5% | 638.4
91933 | Tripplite | N482-2M24-6M12 | 2 x 24 Fiber MTP/MPO to 6 x 12 Fiber MTP/MPO Breakout Cassette | EA |  | 1 Year (Limited Lifetime) | 1440 | 5% | 1368
91934 | Tripplite | N482-3M8L12-B | OM4 40 GB to 10 GB Fiber Optic Cassette x3 MTP/MPO to x12 LC Dup | EA |  | 1 Year (Limited Lifetime) | 720 | 5% | 684
91935 | Tripplite | N482-3M8L12S | 40/100GB to 10GB Breakout Cassette MTP/MPO to LC for N482 Chasis | EA |  | 1 Year (Limited Lifetime) | 848 | 5% | 805.6
91936 | Tripplite | N482-3M8L12S-B | 8.3/125 40GB -10GB Fiber Breakout Cassette MTP/MPO to 12 LC Dup | EA |  | 1 Year (Limited Lifetime) | 848 | 5% | 805.6
91937 | Tripplite | N482-3M8-LC12 | 40GB -10GB Breakout Cassette x3 8-Fiber OM4 MTP/MPO to 12 LC Dup | EA |  | 1 Year (Limited Lifetime) | 752 | 5% | 714.4
91938 | Tripplite | N482-6M12-6M12 | 40Gb Pass Through Cassette (x6) 12-Fiber MTP/MPO Coupler | EA |  | 1 Year (Limited Lifetime) | 320 | 5% | 304
91939 | Tripplite | N482-6M24-6M24 | 100Gb/120Gb Pass Through Cassette (x6) 24-Fiber MTP/MPO Coupler | EA |  | 1 Year (Limited Lifetime) | 320 | 5% | 304
91940 | Tripplite | N484-00U | High Density Copper Fiber Cassette Sleeve 1-Cassette Capacity 0U | EA |  | 1 Year (Limited Lifetime) | 120 | 5% | 114
91941 | Tripplite | N484-01U | High Density Copper Fiber Enclosure Panel 4-Cassette Capacity 1U | EA |  | 1 Year (Limited Lifetime) | 368 | 5% | 349.6
91942 | Tripplite | N484-12LC | 10GbE High Density Pass-Through Cassette 12 LC Duplex Connection | EA |  | 1 Year (Limited Lifetime) | 240 | 5% | 228
91943 | Tripplite | N484-12M12 | 40Gb High Density Pass-Through Cassette 12 12-Fiber MTP/MPO | EA |  | 1 Year (Limited Lifetime) | 384 | 5% | 364.8
91944 | Tripplite | N484-12M24 | 100Gb / 120Gb Pass-Through Cassette 12 24-Fiber MTP / MPO | EA |  | 1 Year (Limited Lifetime) | 384 | 5% | 364.8
91945 | Tripplite | N484-12RJ | High Density Cat5e / Cat6 Pass-Through Cassette 12 RJ45 | EA |  | 1 Year (Limited Lifetime) | 208 | 5% | 197.6
91946 | Tripplite | N484-12SFP-K | 12-Port SFP+ 10Gbe Pass Through Cassette 6 QSFP+ to 4xSFP+Cables | EA |  | 1 Year (Limited Lifetime) | 3200 | 5% | 3040
91947 | Tripplite | N484-1M24-LC12 | 100Gb/120Gb to10Gb Breakout Cassette 24-Fiber MTP/MPO 12 LC | EA |  | 1 Year (Limited Lifetime) | 592 | 5% | 562.4
91948 | Tripplite | N484-2M12-LC12 | 40G to 10G Breakout Cassette 2 12-Fiber MTP/MPO to 12 LC Duplex | EA |  | 1 Year (Limited Lifetime) | 640 | 5% | 608
91949 | Tripplite | N484-2M24-6M12 | 100Gb/120Gb to 40Gb Breakout Cassette 2 24-Fiber to 6 12-Fiber | EA |  | 1 Year (Limited Lifetime) | 1440 | 5% | 1368
91950 | Tripplite | N484-3M8L12S | 40/100GB to 10GB Breakout Cassette MTP/MPO to LC for N484 Chasis | EA |  | 1 Year (Limited Lifetime) | 800 | 5% | 760
91951 | Tripplite | N484-3M8-LC12 | 40Gb-10Gb Breakout Cassette x3 8-Fiber OM4 MTP/MPO to x12 Dup LC | EA |  | 1 Year (Limited Lifetime) | 720 | 5% | 684
91952 | Tripplite | N48K-15M8L60-B | 50/125 OM4 Pre-assembled 40GB-10GB Patch Panel 15 MTP QSFP-60 LC | EA |  | 1 Year (Limited Lifetime) | 4000 | 5% | 3800
91953 | Tripplite | N48K-15M8L60S-B | 8.3/125 OM4 Pre-assembled 40GB-10GB Patch Panel 15MTP QSFP-60 LC | EA |  | 1 Year (Limited Lifetime) | 4640 | 5% | 4408
91954 | Tripplite | N48K-42M8L168-B | 50/125 OM4 Pre-assembled 40GB-10GB Patch Panel 42 MTP QSFP-168LC | EA |  | 1 Year (Limited Lifetime) | 9976 | 5% | 9477.2
91955 | Tripplite | N48K-42M8L168SB | 8.3/125 OM4 Pre-assembled 40GB-10GB Patch Panel 42MTP QSFP-168LC | EA |  | 1 Year (Limited Lifetime) | 11472 | 5% | 10898.4
91956 | Tripplite | N490-016-LCLC | Tripp Lite 16-Port Fiber Patch Panel 62.5/125 or 50/125 LC/LC 1URM | EA |  | 1 Year (Limited Lifetime) | 224 | 5% | 212.8
91957 | Tripplite | N490-016-SCSC | Tripp Lite 16-Port Fiber Patch Panel 62.5/125 or 50/125 SC/SC 1URM | EA |  | 1 Year (Limited Lifetime) | 224 | 5% | 212.8
91958 | Tripplite | N490-016-STST | Tripp Lite 16-Port Fiber Patch Panel 62.5/125 or 50/125 ST/ST 1URM | EA |  | 1 Year (Limited Lifetime) | 224 | 5% | 212.8
91959 | Tripplite | N492-036-LCLC-E | 36-Port LC/LC Rackmount Fiber Enclosure Feed Thru Patch Panel 1U | EA |  | 1 Year (Limited Lifetime) | 400 | 5% | 380
91960 | Tripplite | N492-06D-SC | Toolless Pass-Through Fiber Patch Panel MMF/SMF 6 SC Connectors | EA |  | 1 Year (Limited Lifetime) | 48 | 5% | 45.6
91961 | Tripplite | N492-08D-LC | Toolless Pass-Through Fiber Patch Panel MMF/SMF 8 LC Connectors | EA |  | 1 Year (Limited Lifetime) | 67.2 | 5% | 63.84
91962 | Tripplite | N492-08S-ST | Toolless Pass-Through Fiber Patch Panel MMF/SMF 8 ST Connectors | EA |  | 1 Year (Limited Lifetime) | 40 | 5% | 38
91963 | Tripplite | N492-WM2-BK | Fiber Optic Wallmount Distribution Enclosure, 2-Panel Capacity | EA |  | 1 Year (Limited Lifetime) | 208 | 5% | 197.6
91964 | Tripplite | N492-WM4-BK | Fiber Optic Wallmount Distribution Enclosure, 4-Panel Capacity | EA |  | 1 Year (Limited Lifetime) | 264 | 5% | 250.8
91965 | Tripplite | N504-02M | Tripp Lite 2M Duplex Multimode Fiber 50/125 Patch Cable SC/ST 6ft | EA |  | 1 Year (Limited Lifetime) | 14.72 | 5% | 13.984
91966 | Tripplite | N504-05M | 5M Duplex MMF 50/125 Patch Cable (SC/ST) 16ft | EA |  | 1 Year (Limited Lifetime) | 28.8 | 5% | 27.36
91967 | Tripplite | N506-01M | Tripp Lite 1M Duplex Multimode Fiber 50/125 Patch Cable SC/SC 3ft | EA |  | 1 Year (Limited Lifetime) | 19.2 | 5% | 18.24
91968 | Tripplite | N506-02M | Tripp Lite 2M Duplex Multimode Fiber 50/125 Patch Cable SC/SC 6ft | EA |  | 1 Year (Limited Lifetime) | 22.4 | 5% | 21.28
91969 | Tripplite | N506-05M | Tripp Lite 5M Duplex Multimode Fiber 50/125 Patch Cable SC/SC 16ft | EA |  | 1 Year (Limited Lifetime) | 25.6 | 5% | 24.32
91970 | Tripplite | N506-09M | Multimode Duplex 50/125 Fiber Optic Patch Cable SC/SC - 9M (30') | EA |  | 1 Year (Limited Lifetime) | 27.2 | 5% | 25.84
91971 | Tripplite | N506-10M | Multimode Duplex 50/125 Fiber Optic Patch Cable SC/SC - 10M (33') | EA |  | 1 Year (Limited Lifetime) | 29.6 | 5% | 28.12
91972 | Tripplite | N506-15M | Tripp Lite 15M Duplex Multimode Fiber 50/125 Patch Cable SC/SC 50ft | EA |  | 1 Year (Limited Lifetime) | 36.8 | 5% | 34.96
91973 | Tripplite | N506-50M | 50M Duplex Multimode 50/125 Fiber Patch Cable SC/SC 164ft | EA |  | 1 Year (Limited Lifetime) | 104 | 5% | 98.8
91974 | Tripplite | N516-01M | Tripp Lite 1M Duplex Multimode Fiber 50/125 Patch Cable LC/SC 3ft | EA |  | 1 Year (Limited Lifetime) | 16.4 | 5% | 15.58
91975 | Tripplite | N516-02M | Tripp Lite 2M Duplex Multimode Fiber 50/125 Patch Cable LC/SC 6ft | EA |  | 1 Year (Limited Lifetime) | 17.44 | 5% | 16.568
91976 | Tripplite | N516-03M | Tripp Lite 3M Duplex Multimode Fiber 50/125 Patch Cable LC/SC 10ft | EA |  | 1 Year (Limited Lifetime) | 18.88 | 5% | 17.936
91977 | Tripplite | N516-05M | Tripp Lite 5M Duplex Multimode Fiber 50/125 Patch Cable LC/SC 16ft | EA |  | 1 Year (Limited Lifetime) | 21.44 | 5% | 20.368
91978 | Tripplite | N516-10M | Tripp Lite 10M Duplex Multimode Fiber 50/125 Patch Cable LC/SC 33ft | EA |  | 1 Year (Limited Lifetime) | 32 | 5% | 30.4
91979 | Tripplite | N516-15M | Tripp Lite 15M Duplex Multimode Fiber 50/125 Patch Cable LC/SC 33ft | EA |  | 1 Year (Limited Lifetime) | 34.8 | 5% | 33.06
91980 | Tripplite | N516-20M | Tripp Lite 20M Duplex Multimode Fiber 50/125 Patch Cable LC/SC 65ft | EA |  | 1 Year (Limited Lifetime) | 53.6 | 5% | 50.92
91981 | Tripplite | N516-30M | Multimode Duplex 50/125 Fiber Optic Patch Cable LC/SC - 30M (98') | EA |  | 1 Year (Limited Lifetime) | 72 | 5% | 68.4
91982 | Tripplite | N516-50M | Tripp Lite 50M Duplex Multimode Fiber 50/125 Patch Cable LC/SC 164ft | EA |  | 1 Year (Limited Lifetime) | 108.8 | 5% | 103.36
91983 | Tripplite | N518-01M | Duplex Multimode 50/125 Fiber Patch Cbl LC/ST - 1M (3ft) | EA |  | 1 Year (Limited Lifetime) | 16.56 | 5% | 15.732
91984 | Tripplite | N518-02M | Tripp Lite 2M Duplex Multimode Fiber 50/125 Patch Cable LC/ST 6ft | EA |  | 1 Year (Limited Lifetime) | 17.44 | 5% | 16.568
91985 | Tripplite | N518-03M | Tripp Lite 3M Duplex Multimode Fiber 50/125 Patch Cable LC/ST 10ft | EA |  | 1 Year (Limited Lifetime) | 20.8 | 5% | 19.76
91986 | Tripplite | N518-05M | Tripp Lite 5M Duplex Multimode Fiber 50/125 Patch Cable LC/ST 16ft | EA |  | 1 Year (Limited Lifetime) | 21.84 | 5% | 20.748
91987 | Tripplite | N518-10M | Tripp Lite 10M Duplex Multimode Fiber 50/125 Patch Cable LC/ST 33ft | EA |  | 1 Year (Limited Lifetime) | 28.37 | 5% | 26.9515
91988 | Tripplite | N518-20M | Duplex Multimode 50/125 Fiber Patch Cbl LC/ST - 20M (65ft) | EA |  | 1 Year (Limited Lifetime) | 38.4 | 5% | 36.48
91989 | Tripplite | N520-01M | Tripp Lite 1M Duplex Multimode Fiber 50/125 Patch Cable LC/LC 3ft | EA |  | 1 Year (Limited Lifetime) | 19.12 | 5% | 18.164
91990 | Tripplite | N520-02M | Tripp Lite 2M Duplex Multimode Fiber 50/125 Patch Cable LC/LC 6ft | EA |  | 1 Year (Limited Lifetime) | 20.08 | 5% | 19.076
91991 | Tripplite | N520-03M | Tripp Lite 3M Duplex Multimode Fiber 50/125 Patch Cable LC/LC 10ft | EA |  | 1 Year (Limited Lifetime) | 21.04 | 5% | 19.988
91992 | Tripplite | N520-04M | Tripp Lite 4M Duplex Multimode Fiber 50/125 Patch Cable LC/LC 13ft | EA |  | 1 Year (Limited Lifetime) | 22.4 | 5% | 21.28
91993 | Tripplite | N520-05M | Tripp Lite 5M Duplex Multimode Fiber 50/125 Patch Cable LC/LC 16ft | EA |  | 1 Year (Limited Lifetime) | 22.88 | 5% | 21.736
91994 | Tripplite | N520-06M | Tripp Lite 6M Duplex Multimode Fiber 50/125 Patch Cable LC/LC 20ft | EA |  | 1 Year (Limited Lifetime) | 25.6 | 5% | 24.32
91995 | Tripplite | N520-07M | Tripp Lite 7M Duplex Multimode Fiber 50/125 Patch Cable LC/LC 23ft | EA |  | 1 Year (Limited Lifetime) | 26.4 | 5% | 25.08
91996 | Tripplite | N520-08M | Tripp Lite 8M Duplex Multimode Fiber 50/125 Patch Cable LC/LC 26ft | EA |  | 1 Year (Limited Lifetime) | 27.52 | 5% | 26.144
91997 | Tripplite | N520-100M | Tripp Lite 100M Duplex Multimode Fiber 50/125 Patch Cable LC/LC 328ft | EA |  | 1 Year (Limited Lifetime) | 214.4 | 5% | 203.68
91998 | Tripplite | N520-10M | Tripp Lite 10M Duplex Multimode Fiber 50/125 Patch Cable LC/LC 33ft | EA |  | 1 Year (Limited Lifetime) | 28.56 | 5% | 27.132
91999 | Tripplite | N520-12M | Tripp Lite 12M Duplex Multimode Fiber 50/125 Patch Cable LC/LC 40ft | EA |  | 1 Year (Limited Lifetime) | 29.44 | 5% | 27.968
92000 | Tripplite | N520-152M | Tripp Lite 152M Duplex Multimode Fiber 50/125 Patch Cable LC/LC 500ft | EA |  | 1 Year (Limited Lifetime) | 408 | 5% | 387.6
92001 | Tripplite | N520-15M | Tripp Lite 15M Duplex Multimode Fiber 50/125 Patch Cable LC/LC 50ft | EA |  | 1 Year (Limited Lifetime) | 32 | 5% | 30.4
92002 | Tripplite | N520-20M | Tripp Lite 20M Duplex Multimode Fiber 50/125 Patch Cable LC/LC 65ft | EA |  | 1 Year (Limited Lifetime) | 40.4 | 5% | 38.38
92003 | Tripplite | N520-25M | Tripp Lite 25M Duplex Multimode Fiber 50/125 Patch Cable LC/LC 82ft | EA |  | 1 Year (Limited Lifetime) | 43.2 | 5% | 41.04
92004 | Tripplite | N520-30M | Tripp Lite 30M Duplex Multimode Fiber 50/125 Patch Cable LC/LC 100ft | EA |  | 1 Year (Limited Lifetime) | 51.2 | 5% | 48.64
92005 | Tripplite | N520-30M-P | Tripp Lite 30M Duplex Multimode Fiber 50/125 Plenum Patch Cable LC/LC 100ft | EA |  | 1 Year (Limited Lifetime) | 204.8 | 5% | 194.56
92006 | Tripplite | N520-35M | Tripp Lite 35M Duplex Multimode Fiber 50/125 Patch Cable LC/LC 115ft | EA |  | 1 Year (Limited Lifetime) | 75.2 | 5% | 71.44
92007 | Tripplite | N520-50M | Tripp Lite 50M Duplex Multimode Fiber 50/125 Patch Cable LC/LC 164ft | EA |  | 1 Year (Limited Lifetime) | 120 | 5% | 114
92008 | Tripplite | N549-01K | Tripp Lite 1000ft Bulk 62.5/125 Multimode Duplex Fiber Optic Cable 1000' | EA |  | 1 Year (Limited Lifetime) | 408 | 5% | 387.6
92009 | Tripplite | N784-001-SC | External Multimode Media Converter 10/100 FX/TX SC/RJ45, 2km, 1300nm | EA |  | 1 Year (Limited Lifetime) | 64 | 5% | 60.8
92010 | Tripplite | N784-001-SC-15 | 10/100 UTP to Singlemode Fiber Media Converter 15kM RJ45 / SC | EA |  | 1 Year (Limited Lifetime) | 99.2 | 5% | 94.24
92011 | Tripplite | N784-001-SC-MM | 10/100 UTP to Multimode Fiber 850nm Media Converter RJ45 / SC | EA |  | 1 Year (Limited Lifetime) | 96 | 5% | 91.2
92012 | Tripplite | N784-001-ST | External Multimode Media Converter 10/100 FX/TX ST/RJ45, 2km, 1300nm | EA |  | 1 Year (Limited Lifetime) | 67.2 | 5% | 63.84
92013 | Tripplite | N785-001-LC-MM | LC Multimode Fiber Media Converter Gigabit 10/100/1000 RJ45 | EA |  | 1 Year (Limited Lifetime) | 256 | 5% | 243.2
92014 | Tripplite | N785-001-SC | Tripp Lite 10/100/1000 Gigabit Multimode Fiber Media Converter RJ45 SC | EA |  | 1 Year (Limited Lifetime) | 192 | 5% | 182.4
92015 | Tripplite | N785-001-SC-MM | SC Multimode Fiber Media Converter Gigabit 10/100/1000 RJ45 | EA |  | 1 Year (Limited Lifetime) | 152 | 5% | 144.4
92016 | Tripplite | N806-01M | Tripp Lite 1M 10Gb MMF Fiber 50/125 OM3 LSZH Patch Cable SC/SC Aqua 3ft | EA |  | 1 Year (Limited Lifetime) | 19.68 | 5% | 18.696
92017 | Tripplite | N806-02M | Tripp Lite 2M 10Gb MMF Fiber 50/125 OM3 LSZH Patch Cable SC/SC Aqua 6ft | EA |  | 1 Year (Limited Lifetime) | 21.44 | 5% | 20.368
92018 | Tripplite | N806-03M | Tripp Lite 3M 10Gb MMF Fiber 50/125 OM3 LSZH Patch Cable SC/SC Aqua 10ft | EA |  | 1 Year (Limited Lifetime) | 22.56 | 5% | 21.432
92019 | Tripplite | N806-05M | Tripp Lite 5M 10Gb MMF Fiber 50/125 OM3 LSZH Patch Cable SC/SC Aqua 16ft | EA |  | 1 Year (Limited Lifetime) | 23.2 | 5% | 22.04
92020 | Tripplite | N806-10M | Tripp Lite 10M 10Gb MMF Fiber 50/125 OM3 LSZH Patch Cable SC/SC Aqua 33ft | EA |  | 1 Year (Limited Lifetime) | 30.4 | 5% | 28.88
92021 | Tripplite | N806-15M | Tripp Lite 15M 10Gb MMF Fiber 50/125 OM3 LSZH Patch Cable SC/SC Aqua 50ft | EA |  | 1 Year (Limited Lifetime) | 41.6 | 5% | 39.52
92022 | Tripplite | N816-01M | Tripp Lite 1M 10Gb MMF Fiber 50/125 OM3 LSZH Patch Cable LC/SC Aqua 3ft | EA |  | 1 Year (Limited Lifetime) | 16.64 | 5% | 15.808
92023 | Tripplite | N816-02M | Tripp Lite 2M 10Gb MMF Fiber 50/125 OM3 LSZH Patch Cable LC/SC Aqua 6ft | EA |  | 1 Year (Limited Lifetime) | 17.84 | 5% | 16.948
92024 | Tripplite | N816-03M | Tripp Lite 3M 10Gb MMF Fiber 50/125 OM3 LSZH Patch Cable LC/SC Aqua 10ft | EA |  | 1 Year (Limited Lifetime) | 23.04 | 5% | 21.888
92025 | Tripplite | N816-05M | Tripp Lite 5M 10Gb MMF Fiber 50/125 OM3 LSZH Patch Cable LC/SC Aqua 16ft | EA |  | 1 Year (Limited Lifetime) | 23.36 | 5% | 22.192
92026 | Tripplite | N816-10M | Tripp Lite 10M 10Gb MMF Fiber 50/125 OM3 LSZH Patch Cable LC/SC Aqua 33ft | EA |  | 1 Year (Limited Lifetime) | 33.6 | 5% | 31.92
92027 | Tripplite | N816-15M | Tripp Lite 15M 10Gb MMF Fiber 50/125 OM3 LSZH Patch Cable LC/SC Aqua 50ft | EA |  | 1 Year (Limited Lifetime) | 44.8 | 5% | 42.56
92028 | Tripplite | N818-03M | 3M 10Gb Duplex Multimode 50/125 OM3 Fiber Cable LC/ST Aqua 10ft | EA |  | 1 Year (Limited Lifetime) | 29.12 | 5% | 27.664
92029 | Tripplite | N818-05M | Tripp Lite 5M 10Gb MMF Fiber 50/125 OM3 LSZH Patch Cable LC/ST Aqua 16ft | EA |  | 1 Year (Limited Lifetime) | 31.36 | 5% | 29.792
92030 | Tripplite | N820-01M | Tripp Lite 1M 10Gb MMF Fiber 50/125 OM3 LSZH Patch Cable LC/LC Aqua 3ft | EA |  | 1 Year (Limited Lifetime) | 18.56 | 5% | 17.632
92031 | Tripplite | N820-01M-OM4 | Tripp Lite 1M 40/100G MMF Fiber 50/125 OM4 LSZH Patch Cable LC/LC Aqua 3ft | EA |  | 1 Year (Limited Lifetime) | 24.88 | 5% | 23.636
92032 | Tripplite | N820-01M-OM5 | Duplex Multimode Fiber Patch Cable OM5 LC LC 50/125 100Gb 1M | EA |  | 1 Year (Limited Lifetime) | 25.6 | 5% | 24.32
92033 | Tripplite | N820-01M-T | 1M 10Gb 50/125 OM3 Fiber Cable Push / Pull Tabs LC/LC Aqua 3ft | EA |  | 1 Year (Limited Lifetime) | 38.4 | 5% | 36.48
92034 | Tripplite | N820-02M | Tripp Lite 2M 10Gb MMF Fiber 50/125 OM3 LSZH Patch Cable LC/LC Aqua 6ft | EA |  | 1 Year (Limited Lifetime) | 20.24 | 5% | 19.228
92035 | Tripplite | N820-02M-OM4 | Tripp Lite 2M 40/100G MMF Fiber 50/125 OM4 LSZH Patch Cable LC/LC Aqua 6ft | EA |  | 1 Year (Limited Lifetime) | 26.8 | 5% | 25.46
92036 | Tripplite | N820-02M-OM5 | Duplex Multimode Fiber Patch Cable OM5 LC LC 50/125 100Gb 2M | EA |  | 1 Year (Limited Lifetime) | 30.4 | 5% | 28.88
92037 | Tripplite | N820-02M-T | 2M 10Gb 50/125 OM3 Fiber Cable Push / Pull Tabs LC/LC Aqua 6ft | EA |  | 1 Year (Limited Lifetime) | 40 | 5% | 38
92038 | Tripplite | N820-03M | Tripp Lite 3M 10Gb MMF Fiber 50/125 OM3 LSZH Patch Cable LC/LC Aqua 10ft | EA |  | 1 Year (Limited Lifetime) | 21.84 | 5% | 20.748
92039 | Tripplite | N820-03M-OM4 | Tripp Lite 3M 40/100G MMF Fiber 50/125 OM4 LSZH Patch Cable LC/LC Aqua 10ft | EA |  | 1 Year (Limited Lifetime) | 32.24 | 5% | 30.628
92040 | Tripplite | N820-03M-OM5 | Duplex Multimode Fiber Patch Cable OM5 LC LC 50/125 100Gb 3M | EA |  | 1 Year (Limited Lifetime) | 35.2 | 5% | 33.44
92041 | Tripplite | N820-03M-T | 3M 10Gb 50/125 OM3 Fiber Cable Push / Pull Tabs LC/LC Aqua 10ft | EA |  | 1 Year (Limited Lifetime) | 41.6 | 5% | 39.52
92042 | Tripplite | N820-04M | 4M 10Gb Duplex Multimode 50/125 OM3 Fiber Cable LC/LC Aqua 13ft | EA |  | 1 Year (Limited Lifetime) | 22.72 | 5% | 21.584
92043 | Tripplite | N820-05M | Tripp Lite 5M 10Gb MMF Fiber 50/125 OM3 LSZH Patch Cable LC/LC Aqua 16ft | EA |  | 1 Year (Limited Lifetime) | 24.4 | 5% | 23.18
92044 | Tripplite | N820-05M-OM4 | 5M 40/100Gb MMF 50/125 OM4 LSZH Patch Cable LC/LC Aqua 16' | EA |  | 1 Year (Limited Lifetime) | 36.16 | 5% | 34.352
92045 | Tripplite | N820-05M-OM5 | Duplex Multimode Fiber Patch Cable OM5 LC LC 50/125 100Gb 5M | EA |  | 1 Year (Limited Lifetime) | 46.4 | 5% | 44.08
92046 | Tripplite | N820-05M-T | 5M 10Gb 50/125 OM3 Fiber Cable Push / Pull Tabs LC/LC Aqua 16ft | EA |  | 1 Year (Limited Lifetime) | 44.8 | 5% | 42.56
92047 | Tripplite | N820-06M | Tripp Lite 6M 10Gb MMF Fiber 50/125 OM3 LSZH Patch Cable LC/LC Aqua 20ft | EA |  | 1 Year (Limited Lifetime) | 28.56 | 5% | 27.132
92048 | Tripplite | N820-07M | Tripp Lite 7M 10Gb MMF Fiber 50/125 OM3 LSZH Patch Cable LC/LC Aqua 23ft | EA |  | 1 Year (Limited Lifetime) | 31.84 | 5% | 30.248
92049 | Tripplite | N820-07M-OM5 | Duplex Multimode Fiber Patch Cable OM5 LC LC 50/125 100Gb 7M | EA |  | 1 Year (Limited Lifetime) | 57.6 | 5% | 54.72
92050 | Tripplite | N820-08M | Tripp Lite 8M 10Gb MMF Fiber 50/125 OM3 LSZH Patch Cable LC/LC Aqua 26ft | EA |  | 1 Year (Limited Lifetime) | 34.32 | 5% | 32.604
92051 | Tripplite | N820-10M | Tripp Lite 10M 10Gb MMF Fiber 50/125 OM3 LSZH Patch Cable LC/LC Aqua 33ft | EA |  | 1 Year (Limited Lifetime) | 35.2 | 5% | 33.44
92052 | Tripplite | N820-10M-OM4 | 10M 40/100Gb MMF 50/125 OM4 LSZH Patch Cable LC/LC Aqua 33' | EA |  | 1 Year (Limited Lifetime) | 55.52 | 5% | 52.744
92053 | Tripplite | N820-10M-OM5 | Duplex Multimode Fiber Patch Cable OM5 LC LC 50/125 100Gb 10M | EA |  | 1 Year (Limited Lifetime) | 72 | 5% | 68.4
92054 | Tripplite | N820-12M | 10Gb Duplex Multimode 50/125 OM3 LSZH Fiber Cable LC/LC Aqua 12M | EA |  | 1 Year (Limited Lifetime) | 38.4 | 5% | 36.48
92055 | Tripplite | N820-15M | Tripp Lite 15M 10Gb MMF Fiber 50/125 OM3 LSZH Patch Cable LC/LC Aqua 50ft | EA |  | 1 Year (Limited Lifetime) | 51.52 | 5% | 48.944
92056 | Tripplite | N820-15M-OM4 | 10Gb/100Gb Duplex Multimode LC/LC OM4 Aqua Fiber Patch Cable 15M | EA |  | 1 Year (Limited Lifetime) | 83.52 | 5% | 79.344
92057 | Tripplite | N820-15M-OM5 | Duplex Multimode Fiber Patch Cable OM5 LC LC 50/125 100Gb 15M | EA |  | 1 Year (Limited Lifetime) | 96 | 5% | 91.2
92058 | Tripplite | N820-20M | Tripp Lite 20M 10Gb MMF Fiber 50/125 OM3 LSZH Patch Cable LC/LC Aqua 65ft | EA |  | 1 Year (Limited Lifetime) | 61.44 | 5% | 58.368
92059 | Tripplite | N820-20M-OM4 | 10Gb/100Gb Duplex Multimode LC/LC OM4 Aqua Fiber Patch Cable 20M | EA |  | 1 Year (Limited Lifetime) | 100.32 | 5% | 95.304
92060 | Tripplite | N820-20M-OM5 | Duplex Multimode Fiber Patch Cable OM5 LC LC 50/125 100Gb 20M | EA |  | 1 Year (Limited Lifetime) | 124.8 | 5% | 118.56
92061 | Tripplite | N820-20N | 10Gb Duplex Multimode 50/125 OM3 LSZH Fiber Cable LC/LC Aqua .5M | EA |  | 1 Year (Limited Lifetime) | 25.04 | 5% | 23.788
92062 | Tripplite | N820-25M | Tripp Lite 25M 10Gb MMF Fiber 50/125 OM3 LSZH Patch Cable LC/LC Aqua 82ft | EA |  | 1 Year (Limited Lifetime) | 72.96 | 5% | 69.312
92063 | Tripplite | N820-25M-OM4 | 10Gb/100Gb Duplex Multimode LC/LC OM4 Aqua Fiber Patch Cable 25M | EA |  | 1 Year (Limited Lifetime) | 110.4 | 5% | 104.88
92064 | Tripplite | N820-25M-OM5 | Duplex Multimode Fiber Patch Cable OM5 LC LC 50/125 100Gb 25M | EA |  | 1 Year (Limited Lifetime) | 144 | 5% | 136.8
92065 | Tripplite | N820-30M | Tripp Lite 30M 10Gb MMF Fiber 50/125 OM3 LSZH Patch Cable LC/LC Aqua 100ft | EA |  | 1 Year (Limited Lifetime) | 84.48 | 5% | 80.256
92066 | Tripplite | N820-35M | Tripp Lite 35M 10Gb MMF Fiber 50/125 OM3 LSZH Patch Cable LC/LC Aqua 115ft | EA |  | 1 Year (Limited Lifetime) | 96 | 5% | 91.2
92067 | Tripplite | N820-50M | Tripp Lite 50M 10Gb MMF Fiber 50/125 OM3 LSZH Patch Cable LC/LC Aqua 164ft | EA |  | 1 Year (Limited Lifetime) | 106.64 | 5% | 101.308
92068 | Tripplite | N821-01M-MG-T | 1M 10Gb Duplex Multimode Fiber Patch Cable 50/125 OM4 LC/LC LSZH | EA |  | 1 Year (Limited Lifetime) | 41.6 | 5% | 39.52
92069 | Tripplite | N821-02M-MG-T | 2M 10Gb Duplex Multimode Fiber Patch Cable 50/125 OM4 LC/LC LSZH | EA |  | 1 Year (Limited Lifetime) | 44.8 | 5% | 42.56
92070 | Tripplite | N821-03M-MG-T | 3M 10Gb Duplex Multimode Fiber Patch Cable 50/125 OM4 LC/LC LSZH | EA |  | 1 Year (Limited Lifetime) | 48 | 5% | 45.6
92071 | Tripplite | N821-04M-MG-T | 4M 10Gb Duplex Multimode Fiber Patch Cable 50/125 OM4 LC/LC LSZH | EA |  | 1 Year (Limited Lifetime) | 51.2 | 5% | 48.64
92072 | Tripplite | N821-05M-MG-T | 5M 10Gb Duplex Multimode Fiber Patch Cable 50/125 OM4 LC/LC LSZH | EA |  | 1 Year (Limited Lifetime) | 54.4 | 5% | 51.68
92073 | Tripplite | N821-06M-MG-T | 6M 10Gb Duplex Multimode Fiber Patch Cable 50/125 OM4 LC/LC LSZH | EA |  | 1 Year (Limited Lifetime) | 57.6 | 5% | 54.72
92074 | Tripplite | N821-07M-MG-T | 7M 10Gb Duplex Multimode Fiber Patch Cable 50/125 OM4 LC/LC LSZH | EA |  | 1 Year (Limited Lifetime) | 60.8 | 5% | 57.76
92075 | Tripplite | N821-08M-MG-T | 8M 10Gb Duplex Multimode Fiber Patch Cable 50/125 OM4 LC/LC LSZH | EA |  | 1 Year (Limited Lifetime) | 64 | 5% | 60.8
92076 | Tripplite | N821-09M-MG-T | 9M 10Gb Duplex Multimode Fiber Patch Cable 50/125 OM4 LC/LC LSZH | EA |  | 1 Year (Limited Lifetime) | 67.2 | 5% | 63.84
92077 | Tripplite | N821-10M-MG-T | 10M 10Gb Duplex Multimode Fiber Patch Cable 50/125 OM4 LC/LC 33' | EA |  | 1 Year (Limited Lifetime) | 70.4 | 5% | 66.88
92078 | Tripplite | N836-01M | 1M 10G Duplex MMF 50/125 OM3 Fiber Cable Mini-LC / LC Aqua 3' | EA |  | 1 Year (Limited Lifetime) | 28.8 | 5% | 27.36
92079 | Tripplite | N836-02M | 2M 10G Duplex MMF 50/125 OM3 Fiber Cable Mini-LC / LC Aqua 6' | EA |  | 1 Year (Limited Lifetime) | 32 | 5% | 30.4
92080 | Tripplite | N836-03M | 3M 10G Duplex MMF 50/125 OM3 Fiber Cable Mini-LC / LC Aqua 10' | EA |  | 1 Year (Limited Lifetime) | 35.2 | 5% | 33.44
92081 | Tripplite | N836-05M | Tripp Lite 5M 10Gb MMF Fiber 50/125 OM3 LSZH Patch Cable Min LC/LC Aqua | EA |  | 1 Year (Limited Lifetime) | 41.6 | 5% | 39.52
92082 | Tripplite | N836-10M | Tripp Lite 10M 10Gb MMF Fiber 50/125 OM3 LSZH Patch Cable Min LC/LC Aqua | EA |  | 1 Year (Limited Lifetime) | 52.8 | 5% | 50.16
92083 | Tripplite | N838-01M | 1M 10G Duplex MMF 50/125 OM3 Fiber Cable Mini-LC Mini-LC Aqua 3' | EA |  | 1 Year (Limited Lifetime) | 28.8 | 5% | 27.36
92084 | Tripplite | N838-02M | 2M 10G Duplex MMF 50/125 OM3 Fiber Cable Mini-LC Mini-LC Aqua 6' | EA |  | 1 Year (Limited Lifetime) | 30.4 | 5% | 28.88
92085 | Tripplite | N838-03M | 3M 10G Dup MMF 50/125 OM3 Fiber Cable Mini-LC Mini-LC Aqua 10' | EA |  | 1 Year (Limited Lifetime) | 32 | 5% | 30.4
92086 | Tripplite | N842-05M-12-MF | MTP/MTO Multimode Cable 12 Fiber 40 GbE OM3 Aqua M/F 16ft 5M | EA |  | 1 Year (Limited Lifetime) | 304 | 5% | 288.8
92087 | Tripplite | N842-10M-12-MF | MTP/MTO Multimode Cable 12 Fiber 40 GbE OM3 Aqua M/F 32ft 10M | EA |  | 1 Year (Limited Lifetime) | 384 | 5% | 364.8
92088 | Tripplite | N844-01M-12-P | 10M MTP / MPO Patch Cable 12 Fiber 40GbE Aqua OM3 Plenum 33ft | EA |  | 1 Year (Limited Lifetime) | 192 | 5% | 182.4
92089 | Tripplite | N844-01M-8LC-PT | Fan-out Cable Push / Pull Tab MTP/MPO to 8 x LC 40Gbase OM3 Plenum Aqua 1M 3ft | EA |  | 1 Year (Limited Lifetime) | 252.8 | 5% | 240.16
92090 | Tripplite | N844-02M-12-P | 2M MTP / MPO Patch Cable 12 Fiber 40GbE Aqua OM3 Plenum 6ft | EA |  | 1 Year (Limited Lifetime) | 208 | 5% | 197.6
92091 | Tripplite | N844-02M-8LC-P | 2M Fan-out Cable MTP / MPO to 8 x LC 40GbE OM3 Plenum 6ft | EA |  | 1 Year (Limited Lifetime) | 240 | 5% | 228
92092 | Tripplite | N844-02M-8LC-PT | Fan-out Cable Push / Pull Tab MTP/MPO to 8 x LC 40Gbase OM3 Plenum Aqua 2M 6ft | EA |  | 1 Year (Limited Lifetime) | 288 | 5% | 273.6
92093 | Tripplite | N844-03M-12-P | 3M MTP / MPO Patch Cable 12 Fiber 40GbE Aqua OM3 Plenum 10ft | EA |  | 1 Year (Limited Lifetime) | 234.8 | 5% | 223.06
92094 | Tripplite | N844-03M-8LC-P | 3M Fan-out Cable MTP / MPO to 8 x LC 40GbE OM3 Plenum 10ft | EA |  | 1 Year (Limited Lifetime) | 256 | 5% | 243.2
92095 | Tripplite | N844-03M-8LC-PT | Fan-out Cable Push / Pull Tab MTP/MPO to 8 x LC 40Gbase OM3 Plenum Aqua 3M 10ft | EA |  | 1 Year (Limited Lifetime) | 304 | 5% | 288.8
92096 | Tripplite | N844-05M-12-P | Tripp Lite 5M MTP / MPO Patch Cable 12 Fiber 40GbE Aqua OM3 Plenum 16ft | EA |  | 1 Year (Limited Lifetime) | 256 | 5% | 243.2
92097 | Tripplite | N844-05M-8LC-PT | Fan-out Cable Push / Pull Tab MTP/MPO to 8 x LC 40Gbase OM3 Plenum Aqua 5M 16ft | EA |  | 1 Year (Limited Lifetime) | 320 | 5% | 304
92098 | Tripplite | N844-10M-12-P | 10M MTP / MPO Patch Cable 12 Fiber 40GbE Aqua OM3 Plenum 33ft | EA |  | 1 Year (Limited Lifetime) | 352 | 5% | 334.4
92099 | Tripplite | N844-LOOP-12F | MTP / MPO Fiber Optic Loopback Tester Multimode 50/125um OM3 | EA |  | 1 Year (Limited Lifetime) | 96 | 5% | 91.2
92100 | Tripplite | N845-01M-12-MG | 1M MTP MPO Multimode Patch Cable 12 Fiber 40Gb OM4 50/ 125 CMP | EA |  | 1 Year (Limited Lifetime) | 216 | 5% | 205.2
92101 | Tripplite | N845-01M-8L-MG | 1M MTP MPO 8xLC 50/125 OM4 Fanout Patch Cable 12 Fiber 40GB CMP | EA |  | 1 Year (Limited Lifetime) | 256 | 5% | 243.2
92102 | Tripplite | N845-02M-12-MG | 2M MTP MPO Multimode Patch Cable 12 Fiber 40Gb OM4 50/ 125 CMP | EA |  | 1 Year (Limited Lifetime) | 240 | 5% | 228
92103 | Tripplite | N845-02M-8L-MG | 2M MTP MPO 8xLC 50/125 OM4 Fanout Patch Cable 12 Fiber 40GB CMP | EA |  | 1 Year (Limited Lifetime) | 272 | 5% | 258.4
92104 | Tripplite | N845-03M-12-MG | 3M MTP MPO Multimode Patch Cable 12 Fiber 40Gb OM4 50/ 125 CMP | EA |  | 1 Year (Limited Lifetime) | 256 | 5% | 243.2
92105 | Tripplite | N845-03M-8L-MG | 3M MTP MPO 8xLC 50/125 OM4 Fanout Patch Cable 12 Fiber 40GB CMP | EA |  | 1 Year (Limited Lifetime) | 288 | 5% | 273.6
92106 | Tripplite | N845-05M-12-MG | 5M MTP MPO Multimode Patch Cable 12 Fiber 40Gb OM4 50/ 125 CMP | EA |  | 1 Year (Limited Lifetime) | 288 | 5% | 273.6
92107 | Tripplite | N845-05M-8L-MG | 5M MTP MPO 8xLC 50/125 OM4 Fanout Patch Cable 12 Fiber 40GB CMP | EA |  | 1 Year (Limited Lifetime) | 320 | 5% | 304
92108 | Tripplite | N845-10M-12-MG | 10M MTP MPO Multimode Patch Cable 12 Fiber 40Gb OM4 50/ 125 CMP | EA |  | 1 Year (Limited Lifetime) | 400 | 5% | 380
92109 | Tripplite | N845-15M-12-MG | 15M MTP MPO Multimode Patch Cable 12 Fiber 40Gb OM4 50/ 125 CMP | EA |  | 1 Year (Limited Lifetime) | 464 | 5% | 440.8
92110 | Tripplite | N846-01M-24-P | 1M MTP / MPO Patch Cable 100GBASE 24 Fiber OM3 Plenum Aqua 3ft | EA |  | 1 Year (Limited Lifetime) | 432 | 5% | 410.4
92111 | Tripplite | N846-02M-24-P | 2M MTP / MPO Patch Cable 100GBASE 24 Fiber OM3 Plenum Aqua 6ft | EA |  | 1 Year (Limited Lifetime) | 464 | 5% | 440.8
92112 | Tripplite | N846-03M-24-P | MTP MPO Patch Cable Push Pull Tab 100GbE Aqua OM3 Plenum 3M 10ft | EA |  | 1 Year (Limited Lifetime) | 496 | 5% | 471.2
92113 | Tripplite | N846-05M-24-P | 5M MTP / MPO Patch Cable 100GBASE 24 Fiber OM3 Plenum Aqua 16ft | EA |  | 1 Year (Limited Lifetime) | 544 | 5% | 516.8
92114 | Tripplite | N846-08N-A2B | MTP/MPO Parallel Optics Base-8 Fiber Adapter OM4 Polarity A to B | EA |  | 1 Year (Limited Lifetime) | 202.56 | 5% | 192.432
92115 | Tripplite | N846-08N-C2B | MTP/MPO Parallel Optics Base-8 Fiber Adapter OM4 Polarity C to B | EA |  | 1 Year (Limited Lifetime) | 168 | 5% | 159.6
92116 | Tripplite | N846-10M-24-P | 10M MTP / MPO Patch Cable 100GBASE 24 Fiber OM3 Plenum Aqua 33ft | EA |  | 1 Year (Limited Lifetime) | 704 | 5% | 668.8
92117 | Tripplite | N858-11M-3X8-MG | 24-Fiber MTP MPO OM4 Base-8 MMF Trunk Cable 40/100GbE 3X, 11M | EA |  | 1 Year (Limited Lifetime) | 960 | 5% | 912
92118 | Tripplite | N858-15M-3X8-MG | 24-Fiber MTP MPO OM4 Base-8 MMF Trunk Cable 40/100GbE 3X, 15M | EA |  | 1 Year (Limited Lifetime) | 1120 | 5% | 1064
92119 | Tripplite | N858-23M-3X8-MG | 24-Fiber MTP MPO OM4 Base-8 MMF Trunk Cable 40/100GbE 3X, 23M | EA |  | 1 Year (Limited Lifetime) | 1440 | 5% | 1368
92120 | Tripplite | N858-30M-3X8-MG | 24-Fiber MTP MPO OM4 Base-8 MMF Trunk Cable 40/100GbE 3X, 30M | EA |  | 1 Year (Limited Lifetime) | 1760 | 5% | 1672
92121 | Tripplite | N858-38M-3X8-MG | 24-Fiber MTP MPO OM4 Base-8 MMF Trunk Cable 40/100GbE 3X, 38M | EA |  | 1 Year (Limited Lifetime) | 2080 | 5% | 1976
92122 | Tripplite | N858-45M-3X8-MG | 24-Fiber MTP MPO OM4 Base-8 MMF Trunk Cable 40/100GbE 3X, 45M | EA |  | 1 Year (Limited Lifetime) | 2400 | 5% | 2280
92123 | Tripplite | N858-61M-3X8-MG | 24-Fiber MTP MPO OM4 Base-8 MMF Trunk Cable 40/100GbE 3X, 61M | EA |  | 1 Year (Limited Lifetime) | 3040 | 5% | 2888
92124 | Tripplite | NB1001BK | Tripp Lite Profile Brief Bag Notebook Laptop Computer Carrying Case Nylon | EA |  | 1 Year (Limited Lifetime) | 68 | 5% | 64.6
92125 | Tripplite | NB1003BK | Traditional Notebook Case. | EA |  | 1 Year (Limited Lifetime) | 92.8 | 5% | 88.16
92126 | Tripplite | NB1005BK | Tripp Lite Corporate Leather Nylon Bag Notebook Laptop Carrying Case | EA |  | 1 Year (Limited Lifetime) | 153.6 | 5% | 145.92
92127 | Tripplite | NC2003BP | Laptop Cooling Pad for Notebooks & Computers up to 16 Inches | EA |  | 1 Year | 32 | 5% | 30.4
92128 | Tripplite | NC2003SR | Tripp Lite Notebook Laptop Computer Cooling Pad USB Powered Heavy Duty | EA |  | 1 Year | 22.4 | 5% | 21.28
92129 | Tripplite | NG16 | 16-Port Gigabit Ethernet Switch Rackmount Unmanaged Metal 1U | EA |  | 1 Year (5 Years) | 120 | 5% | 114
92130 | Tripplite | NG16POE | 16-Port Gigabit Ethernet Switch Unmanaged w/PoE+ 260W Metal 1URM | EA |  | 1 Year (5 Years) | 324.8 | 5% | 308.56
92131 | Tripplite | NG24 | 24-Port Gigabit Ethernet Switch Rackmount Unmanaged Metal 1U | EA |  | 1 Year (5 Years) | 155.2 | 5% | 147.44
92132 | Tripplite | NG5 | 5-Port Gigabit Ethernet Switch Desktop Metal Unmanaged Switch | EA |  | 1 Year (5 Years) | 38.72 | 5% | 36.784
92133 | Tripplite | NG5P | 5-Port Gigabit Ethernet Switch Desktop RJ45 Unmanaged Switch | EA |  | 1 Year (5 Years) | 29.76 | 5% | 28.272
92134 | Tripplite | NG5POE | 5Port Gigabit Ethernet Switch Rackmount Unmanaged w/PoE Metal 1U | EA |  | 1 Year (5 Years) | 126.4 | 5% | 120.08
92135 | Tripplite | NG8 | 8-Port Gigabit Ethernet Switch Desktop Metal Unmanaged Switch | EA |  | 1 Year (5 Years) | 54.4 | 5% | 51.68
92136 | Tripplite | NG8P | 8-Port Gigabit Ethernet Switch Desktop RJ45 Unmanaged Switch | EA |  | 1 Year (5 Years) | 41.6 | 5% | 39.52
92137 | Tripplite | NG8POE | 8Port Gigabit Ethernet Switch Rackmount Unmanaged w/PoE Metal 1U | EA |  | 1 Year (5 Years) | 161.6 | 5% | 153.52
92138 | Tripplite | NGS16C2 | 16-Port Gigabit Ethernet Switch L2 Managed SFP 10/100/1000Mbps | EA |  | 1 Year (5 Years) | 216 | 5% | 205.2
92139 | Tripplite | NGS24C2 | 24-Port Gigabit Ethernet Switch L2 Managed SFP 10/100/1000Mbps | EA |  | 1 Year (5 Years) | 252.8 | 5% | 240.16
92140 | Tripplite | NGS24C2POE | 24-Port Gigabit Ethernet Switch L2 Managed w/PoE 10/100/1000Mbps | EA |  | 1 Year (5 Years) | 540.8 | 5% | 513.76
92141 | Tripplite | NGS8C2 | 8-Port Gigabit Ethernet Switch L2 Managed SFP 10/100/1000Mbps | EA |  | 1 Year (5 Years) | 132.8 | 5% | 126.16
92142 | Tripplite | NGS8C2POE | 8-Port Gigabit Ethernet Switch L2 Managed w/ PoE 10/100/1000Mbps | EA |  | 1 Year (5 Years) | 233.6 | 5% | 221.92
92143 | Tripplite | NPOE-30W-1G | Gigabit Midspan PoE+ Injector Active IEEE 802.3at/802.3af 1-Port | EA |  | 1 Year (3 Years) | 88.28 | 5% | 83.866
92144 | Tripplite | NSS-G16D2 | 16-Port Gigabit Ethernet Switch L2 Managed w/ 8-Outlet PDU 120V | EA |  | 1 Year (5 Years) | 480 | 5% | 456
92145 | Tripplite | NSS-G24D2 | 24-Port Gigabit Ethernet Switch L2 Managed w/ 12-Outlet PDU 120V | EA |  | 1 Year (5 Years) | 504 | 5% | 478.8
92146 | Tripplite | NSS-G24D2P24 | 24-Port Gigabit Ethernet Switch L2 Managed PoE+ w/ 12-Outlet PDU | EA |  | 1 Year (5 Years) | 980.8 | 5% | 931.76
92147 | Tripplite | NSU-G16 | PDU Ethernet Switch 1U Combo with 16 Unmanaged Gigabit Ports | EA |  | 1 Year (5 Years) | 280 | 5% | 266
92148 | Tripplite | NSU-G24 | PDU Ethernet Switch 1U Combo with 24 Unmanaged Gigabit Ports | EA |  | 1 Year (5 Years) | 360 | 5% | 342
92149 | Tripplite | NSU-G24C2 | PDU Ethernet Switch Combo 24 Unmanaged Gigabit Ports 2 SFP Ports | EA |  | 1 Year (5 Years) | 400 | 5% | 380
92150 | Tripplite | NSU-G24C2P08 | PDU Ethernet Switch 1U Combo 24 Unmanaged; 8 POE+; 2 SFP Ports | EA |  | 1 Year (5 Years) | 640 | 5% | 608
92151 | Tripplite | OMNI SMT1050PNP | Tripp Lite 1050VA 705W UPS Battery Back Up Tower AVR 120V USB | EA |  | 1 Year (2 Years) | 453.6 | 5% | 430.92
92152 | Tripplite | OMNI SMT1400PNP | Tripp Lite 1400VA 940W UPS Battery Back Up Tower AVR 120V USB | EA |  | 1 Year (2 Years) | 642.6 | 5% | 610.47
92153 | Tripplite | OMNI SMT300PNP | Tripp Lite 300VA 180W UPS Battery Back Up Tower AVR 120V USB RJ11 RJ45 | EA |  | 1 Year (2 Years) | 190.8 | 5% | 181.26
92154 | Tripplite | OMNI SMT500PNP | Tripp Lite 500VA 300W UPS Battery Back Up Tower AVR 120V USB RJ11 RJ45 | EA |  | 1 Year (2 Years) | 271.8 | 5% | 258.21
92155 | Tripplite | OMNI SMT700PNP | Tripp Lite 700VA 450W UPS Battery Back Up Tower AVR 120V RJ11 RJ45 | EA |  | 1 Year (2 Years) | 358.2 | 5% | 340.29
92156 | Tripplite | OMNI1000ISO | Tripp Lite 1000VA 700W UPS Battery Back Up Tower Isolation Transformer 120V | EA |  | 1 Year (2 Years) | 648 | 5% | 615.6
92157 | Tripplite | OMNI1500LCDT | 1500VA UPS LCD Battery Back Up Tower AVR 120V USB Coax RJ45 | EA |  | 1 Year (3 Years) | 246.6 | 5% | 234.27
92158 | Tripplite | OMNI500ISO | Tripp Lite 500VA 300W UPS Battery Back Up Tower Isolation Transformer 120V | EA |  | 1 Year (2 Years) | 327.6 | 5% | 311.22
92159 | Tripplite | OMNI650LCD | Tripp Lite 650VA 350W UPS Battery Back Up Tower LCD AVR 120V USB | EA |  | 1 Year (3 Years) | 189 | 5% | 179.55
92160 | Tripplite | OMNI700LCD | 700VA 420W UPS Battery Back Up Tower LCD AVR 120V USB | EA |  | 1 Year (3 Years) | 176.4 | 5% | 167.58
92161 | Tripplite | OMNI750ISO | Tripp Lite 750VA 500W UPS Battery Back Up Tower Isolation Transformer 120V | EA |  | 1 Year (2 Years) | 576 | 5% | 547.2
92162 | Tripplite | OMNI900LCD | Tripp Lite 900VA 475W UPS Battery Back Up Tower LCD AVR 120V USB | EA |  | 1 Year (3 Years) | 207 | 5% | 196.65
92163 | Tripplite | OMNISMART350HG | Tripp Lite 350VA 225W UPS Hospital Medical Tower AVR 120V DB9 RJ11 | EA |  | 1 Year (2 Years) | 590 | 5% | 560.5
92164 | Tripplite | OMNIVS1000 | Tripp Lite 1000VA 500W UPS Battery Back Up Tower AVR 120V USB RJ45 | EA |  | 1 Year (3 Years) | 219.6 | 5% | 208.62
92165 | Tripplite | OMNIVS1500 | Tripp Lite 1500VA 940W UPS Battery Back Up Tower AVR 120V USB RJ11 RJ45 | EA |  | 1 Year (3 Years) | 327.6 | 5% | 311.22
92166 | Tripplite | OMNIVS1500XL | Tripp Lite 1500VA 940W UPS Battery Back Up Tower AVR 120V RJ11 RJ45 | EA |  | 1 Year (3 Years) | 363.6 | 5% | 345.42
92167 | Tripplite | OMNIVS1500XLTAA | Tripp Lite 1500VA 940W UPS Battery Back Up Tower AVR 120V RJ45 TAA GSA | EA |  | 1 Year (3 Years) | 405 | 5% | 384.75
92168 | Tripplite | OMNIVS800 | Tripp Lite 800VA 475W UPS Battery Back Up Tower AVR 120V USB RJ11 RJ45 | EA |  | 1 Year (3 Years) | 205.2 | 5% | 194.94
92169 | Tripplite | OMNIVSINT1000 | 1000VA International UPS System OmniSmart Tower VS Line-Interactive 230V 6 Outlet - 1000 VA 1 USB, Modem/Fax Protection | EA |  | 1 Year (3 Years) | 385.7 | 5% | 366.415
92170 | Tripplite | OMNIVSINT1500XL | Tripp Lite 1500VA 940W UPS International Battery Back Up Tower AVR 230V C13 | EA |  | 1 Year (3 Years) | 478.8 | 5% | 454.86
92171 | Tripplite | OMNIVSINT800 | Tripp Lite 800VA 475W UPS International Battery Back Up Tower AVR 230V C13 | EA |  | 1 Year (3 Years) | 279.3 | 5% | 265.335
92172 | Tripplite | OMNIX350HG | 350VA Intl UPS Omni Smart Line-Interactive 230V 6 outlets Hospital Grade | EA |  | 1 Year (3 Years) | 590 | 5% | 560.5
92173 | Tripplite | P002-001-10A | 1ft Power Cord Adapter 18AWG 10A 125V C14 to 5-15R 1' | EA |  | 1 Year (Limited Lifetime) | 5.24 | 5% | 4.978
92174 | Tripplite | P002-002 | Tripp Lite Power Cord Adapter 16AWG 12A 125V IEC-320-C14 to NEMA 5-15R 2' | EA |  | 1 Year (Limited Lifetime) | 8 | 5% | 7.6
92175 | Tripplite | P002-002-10A | 2ft Power Cord Adapter 18AWG 10A 125V C14 to 5-15R 2' | EA |  | 1 Year (Limited Lifetime) | 7.45 | 5% | 7.0775
92176 | Tripplite | P004-001 | 1ft Power Cord Adapter 18AWG 10A 100V - 250V C14 to C13 1' | EA |  | 1 Year (Limited Lifetime) | 6.07 | 5% | 5.7665
92177 | Tripplite | P004-002 | 2ft 18AWG Power Cord SJT 10A 100V - 250V C14 to C13 2' | EA |  | 1 Year (Limited Lifetime) | 6.35 | 5% | 6.0325
92178 | Tripplite | P004-002-13A | 2ft Power Cord Adapter 16AWG 13A 100V - 250V C14 to C13 2' | EA |  | 1 Year (Limited Lifetime) | 12.42 | 5% | 11.799
92179 | Tripplite | P004-002-13LA | Tripp Lite 2ft Power Cable 18AWG 10A 100V - 250V C13 Left Angle to C14 2' | EA |  | 1 Year (Limited Lifetime) | 8.56 | 5% | 8.132
92180 | Tripplite | P004-002-13RA | Tripp Lite 2ft Power Cable 18AWG 10A 100V - 250V C13 Right Angle to C14 2' | EA |  | 1 Year (Limited Lifetime) | 8.56 | 5% | 8.132
92181 | Tripplite | P004-002-5 | Tripp Lite 2ft 5-Pack Power Cord 18AWG 10A 100V - 230V C14 to C13 2' | EA |  | 1 Year (Limited Lifetime) | 28.97 | 5% | 27.5215
92182 | Tripplite | P004-002-ABL | 2ft Computer Power Extension Cord 10A 18 AWG C14 to C13 Blue 2' | EA |  | 1 Year (Limited Lifetime) | 6.35 | 5% | 6.0325
92183 | Tripplite | P004-002-AGN | 2ft Computer Power Extension Cord 10A 18 AWG C14 to C13 Green 2' | EA |  | 1 Year (Limited Lifetime) | 6.35 | 5% | 6.0325
92184 | Tripplite | P004-002-AOR | 2ft Computer Power Extension Cord 10A 18 AWG C14 C13 Orange 2' | EA |  | 1 Year (Limited Lifetime) | 6.35 | 5% | 6.0325
92185 | Tripplite | P004-002-ARD | 2ft Computer Power Extension Cord 10A 18 AWG C14 to C13 Red 2' | EA |  | 1 Year (Limited Lifetime) | 6.35 | 5% | 6.0325
92186 | Tripplite | P004-002-AWH | 2ft Computer Power Extension Cord 10A 18 AWG C14 to C13 White 2' | EA |  | 1 Year (Limited Lifetime) | 6.35 | 5% | 6.0325
92187 | Tripplite | P004-003 | 3ft Power Cord Adapter 18AWG 10A 100V - 250V C14 to C13 3' | EA |  | 1 Year (Limited Lifetime) | 6.62 | 5% | 6.289
92188 | Tripplite | P004-003-13A | 3ft Power Cord Adapter 16AWG 13A 100V - 250V C14 to C13 3' | EA |  | 1 Year (Limited Lifetime) | 13.24 | 5% | 12.578
92189 | Tripplite | P004-003-ABL | 3ft Computer Power Extension Cord 10A 18 AWG C14 to C13 Blue 3' | EA |  | 1 Year (Limited Lifetime) | 6.63 | 5% | 6.2985
92190 | Tripplite | P004-003-AGN | 3ft Computer Power Extension Cord 10A 18 AWG C14 to C13 Green 3' | EA |  | 1 Year (Limited Lifetime) | 6.63 | 5% | 6.2985
92191 | Tripplite | P004-003-AOR | 3ft Computer Power Extension Cord 10A 18 AWG C14 C13 Orange 3' | EA |  | 1 Year (Limited Lifetime) | 6.63 | 5% | 6.2985
92192 | Tripplite | P004-003-ARD | 3ft Computer Power Extension Cord 10A 18 AWG C14 to C13 Red 3' | EA |  | 1 Year (Limited Lifetime) | 6.63 | 5% | 6.2985
92193 | Tripplite | P004-003-AWH | 3ft Computer Power Extension Cord 10A 18 AWG C14 to C13 White 3' | EA |  | 1 Year (Limited Lifetime) | 6.63 | 5% | 6.2985
92194 | Tripplite | P004-004 | Tripp Lite 4ft Power Cord Adapter 18AWG 10A 100V - 250V C14 to C13 4' | EA |  | 1 Year (Limited Lifetime) | 7.86 | 5% | 7.467
92195 | Tripplite | P004-004-13A | 4ft Power Cord Adapter 16AWG 13A 100V - 250V C14 to C13 4' | EA |  | 1 Year (Limited Lifetime) | 14.63 | 5% | 13.8985
92196 | Tripplite | P004-004-BL | Tripp Lite 4ft Power Cord 18AWG 10A 125V C14 to C13 Blue Connector 4' | EA |  | 1 Year (Limited Lifetime) | 8 | 5% | 7.6
92197 | Tripplite | P004-004-GN | Tripp Lite 4ft Power Cord 18AWG 10A 125V C14 to C13 Green Connector 4' | EA |  | 1 Year (Limited Lifetime) | 8 | 5% | 7.6
92198 | Tripplite | P004-004-RD | Tripp Lite 4ft Power Cord 18AWG 10A 125V C14 to C13 Red Connector 4' | EA |  | 1 Year (Limited Lifetime) | 8 | 5% | 7.6
92199 | Tripplite | P004-004-YW | Tripp Lite 4ft Power Cord 18AWG 10A 125V C14 to C13 Yellow Connector 4' | EA |  | 1 Year (Limited Lifetime) | 8 | 5% | 7.6
92200 | Tripplite | P004-005-13A | 5ft Power Cord Adapter 16AWG 13A 100V - 250V C14 to C13 5' | EA |  | 1 Year (Limited Lifetime) | 15.45 | 5% | 14.6775
92201 | Tripplite | P004-006 | Tripp Lite 6ft Power Cord Adapter 18AWG 10A 100V - 230V C14 to C13 6' | EA |  | 1 Year (Limited Lifetime) | 8.14 | 5% | 7.733
92202 | Tripplite | P004-006-13A | 6ft Power Cord Adapter 16AWG 13A 100V - 250V C14 to C13 6' | EA |  | 1 Year (Limited Lifetime) | 16 | 5% | 15.2
92203 | Tripplite | P004-006-2C13 | Tripp Lite 6ft Power Extension Splitter Cable 10A 100-250V C14 to 2x C13 6' | EA |  | 1 Year (Limited Lifetime) | 24.56 | 5% | 23.332
92204 | Tripplite | P004-006-ABL | 6ft Computer Power Extension Cord 10A 18 AWG C14 to C13 Blue 6' | EA |  | 1 Year (Limited Lifetime) | 8.28 | 5% | 7.866
92205 | Tripplite | P004-006-AGN | 6ft Computer Power Extension Cord 10A 18 AWG C14 to C13 Green 6' | EA |  | 1 Year (Limited Lifetime) | 8.28 | 5% | 7.866
92206 | Tripplite | P004-006-AOR | 6ft Computer Power Extension Cord 10A 18 AWG C14 C13 Orange 6' | EA |  | 1 Year (Limited Lifetime) | 8.28 | 5% | 7.866
92207 | Tripplite | P004-006-ARD | 6ft Computer Power Extension Cord 10A 18 AWG C14 to C13 Red 6' | EA |  | 1 Year (Limited Lifetime) | 8.28 | 5% | 7.866
92208 | Tripplite | P004-006-AWH | 6ft Computer Power Extension Cord 10A 18 AWG C14 to C13 White 6' | EA |  | 1 Year (Limited Lifetime) | 8.28 | 5% | 7.866
92209 | Tripplite | P004-008 | 8ft Power Cord Adapter 18AWG 10A 100V - 250V C14 to C13 8' | EA |  | 1 Year (Limited Lifetime) | 11.03 | 5% | 10.4785
92210 | Tripplite | P004-010 | Tripp Lite 10ft Power Cord Adapter 18AWG 10A 100V - 250V C14 to C13 10' | EA |  | 1 Year (Limited Lifetime) | 11.32 | 5% | 10.754
92211 | Tripplite | P004-015 | 15ft Power Cord Adapter 18AWG 10A 100V - 250V C14 to C13 15' | EA |  | 1 Year (Limited Lifetime) | 15.73 | 5% | 14.9435
92212 | Tripplite | P004-18N-4XC13 | Y Splitter Computer Power Cord 10A 18AWG C14 to 4xC13 Black 18in | EA |  | 1 Year (Limited Lifetime) | 34.48 | 5% | 32.756
92213 | Tripplite | P004-L01 | Power Extension Cord Cable C14 to Locking C13 M/F 18 AWG 10A 1ft | EA |  | 1 Year (Limited Lifetime) | 15.17 | 5% | 14.4115
92214 | Tripplite | P004-L02 | Power Extension Cord Cable C14 to Locking C13 M/F 18 AWG 10A 2ft | EA |  | 1 Year (Limited Lifetime) | 16.55 | 5% | 15.7225
92215 | Tripplite | P004-L03 | Power Extension Cord Cable C14 to Locking C13 M/F 18 AWG 10A 3ft | EA |  | 1 Year (Limited Lifetime) | 17.93 | 5% | 17.0335
92216 | Tripplite | P004-L04 | Power Extension Cord Cable C14 to Locking C13 M/F 18 AWG 10A 4ft | EA |  | 1 Year (Limited Lifetime) | 19.03 | 5% | 18.0785
92217 | Tripplite | P004-L06 | Power Extension Cord Cable C14 to Locking C13 M/F 18 AWG 10A 6ft | EA |  | 1 Year (Limited Lifetime) | 21.79 | 5% | 20.7005
92218 | Tripplite | P004-L10 | Power Extension Cord Cable C14 to Locking C13 M/F 18AWG 10A 10ft | EA |  | 1 Year (Limited Lifetime) | 27.03 | 5% | 25.6785
92219 | Tripplite | P005-002 | Tripp Lite 2ft Heavy Duty Power Cord Adapter 14AWG 15A 250V C13 to C14 2' | EA |  | 1 Year (Limited Lifetime) | 13.24 | 5% | 12.578
92220 | Tripplite | P005-002-ABL | 2ft Heavy Duty Power Extension Cord 15A 14 AWG C14 C13 Blue 2' | EA |  | 1 Year (Limited Lifetime) | 13.24 | 5% | 12.578
92221 | Tripplite | P005-002-AGN | 2ft Heavy Duty Power Extension Cord 15A 14 AWG C14 C13 Green 2' | EA |  | 1 Year (Limited Lifetime) | 13.24 | 5% | 12.578
92222 | Tripplite | P005-002-AOR | 2ft Heavy Duty Power Extension Cord 15A 14 AWG C14 C13 Orange 2' | EA |  | 1 Year (Limited Lifetime) | 13.24 | 5% | 12.578
92223 | Tripplite | P005-002-ARD | 2ft Heavy Duty Power Extension Cord 15A 14 AWG C14 to C13 Red 2' | EA |  | 1 Year (Limited Lifetime) | 13.24 | 5% | 12.578
92224 | Tripplite | P005-002-AWH | 2ft Heavy Duty Power Extension Cord 15A 14 AWG C14 C13 White 2' | EA |  | 1 Year (Limited Lifetime) | 13.24 | 5% | 12.578
92225 | Tripplite | P005-003 | Heavy Duty Power Extension Cord 15A 14AWG C14 to C13 3' 3ft | EA |  | 1 Year (Limited Lifetime) | 13.52 | 5% | 12.844
92226 | Tripplite | P005-003-ABL | 3ft Heavy Duty Power Extension Cord 15A 14 AWG C14 C13 Blue 3' | EA |  | 1 Year (Limited Lifetime) | 13.8 | 5% | 13.11
92227 | Tripplite | P005-003-AGN | 3ft Heavy Duty Power Extension Cord 15A 14 AWG C14 C13 Green 3' | EA |  | 1 Year (Limited Lifetime) | 13.8 | 5% | 13.11
92228 | Tripplite | P005-003-AOR | 3ft Heavy Duty Power Extension Cord 15A 14 AWG C14 C13 Orange 3' | EA |  | 1 Year (Limited Lifetime) | 13.8 | 5% | 13.11
92229 | Tripplite | P005-003-ARD | 3ft Heavy Duty Power Extension Cord 15A 14 AWG C14 to C13 Red 3' | EA |  | 1 Year (Limited Lifetime) | 13.8 | 5% | 13.11
92230 | Tripplite | P005-003-AWH | 3ft Heavy Duty Power Extension Cord 15A 14 AWG C14 C13 White 3' | EA |  | 1 Year (Limited Lifetime) | 13.8 | 5% | 13.11
92231 | Tripplite | P005-006 | Tripp Lite 6ft Heavy Duty Power Cord Adapter 14AWG 15A 250V C13 to C14 6' | EA |  | 1 Year (Limited Lifetime) | 16.55 | 5% | 15.7225
92232 | Tripplite | P005-006-14LA | 6ft Power Cord 14AWG 15A 100V-250V C13 to Left Angle C14 6' | EA |  | 1 Year (Limited Lifetime) | 30.35 | 5% | 28.8325
92233 | Tripplite | P005-006-14RA | 6ft Power Cord 14AWG 15A 100V-250V C13 to Right Angle C14 6' | EA |  | 1 Year (Limited Lifetime) | 30.35 | 5% | 28.8325
92234 | Tripplite | P005-006-ABL | 6ft Heavy Duty Power Extension Cord 15A 14 AWG C14 C13 Blue 6' | EA |  | 1 Year (Limited Lifetime) | 17.93 | 5% | 17.0335
92235 | Tripplite | P005-006-AGN | 6ft Heavy Duty Power Extension Cord 15A 14 AWG C14 C13 Green 6' | EA |  | 1 Year (Limited Lifetime) | 17.93 | 5% | 17.0335
92236 | Tripplite | P005-006-AOR | 6ft Heavy Duty Power Extension Cord 15A 14 AWG C14 C13 Orange 6' | EA |  | 1 Year (Limited Lifetime) | 17.93 | 5% | 17.0335
92237 | Tripplite | P005-006-ARD | 6ft Heavy Duty Power Extension Cord 15A 14 AWG C14 to C13 Red 6' | EA |  | 1 Year (Limited Lifetime) | 17.93 | 5% | 17.0335
92238 | Tripplite | P005-006-AWH | 6ft Heavy Duty Power Extension Cord 15A 14 AWG C14 C13 White 6' | EA |  | 1 Year (Limited Lifetime) | 17.93 | 5% | 17.0335
92239 | Tripplite | P005-006-BL | Tripp Lite 6ft Heavy Duty Power Cord 14AWG 15A 100V-250V C13 to C14 Blue 6' | EA |  | 1 Year (Limited Lifetime) | 17.93 | 5% | 17.0335
92240 | Tripplite | P005-006-YW | Tripp Lite 6ft Heavy Duty Power Cord 14AWG 15A 100V-250V C13 C14 Yellow 6' | EA |  | 1 Year (Limited Lifetime) | 17.93 | 5% | 17.0335
92241 | Tripplite | P005-010 | Tripp Lite 10ft Heavy Duty Power Cord Adapter 14AWG 15A 250V C13 to C14 10' | EA |  | 1 Year (Limited Lifetime) | 22.07 | 5% | 20.9665
92242 | Tripplite | P005-010-14LA | 10ft Power Cord 14AWG 15A 100V-250V C13 to Left Angle C14 10' | EA |  | 1 Year (Limited Lifetime) | 27.59 | 5% | 26.2105
92243 | Tripplite | P005-010-14RA | 10ft Power Cord 14AWG 15A 100V-250V C13 to Right Angle C14 10' | EA |  | 1 Year (Limited Lifetime) | 27.59 | 5% | 26.2105
92244 | Tripplite | P005-12N | Tripp Lite 1ft Heavy Duty Power Cord 14AWG 15A 100-250V C13 to C14 1' | EA |  | 1 Year (Limited Lifetime) | 12.97 | 5% | 12.3215
92245 | Tripplite | P005-18N | Tripp Lite 1.5ft Heavy Duty Power Cord 14AWG 15A 100V-250V C13 to C14 18" | EA |  | 1 Year (Limited Lifetime) | 13.1 | 5% | 12.445
92246 | Tripplite | P005-L06 | Power Extension Cord Heavy Duty C14 to Locking C13 M/F 15A 6ft | EA |  | 1 Year (Limited Lifetime) | 29.52 | 5% | 28.044
92247 | Tripplite | P005-L10 | Power Extension Cord Heavy Duty C14 to Locking C13 M/F 15A 10ft | EA |  | 1 Year (Limited Lifetime) | 38.07 | 5% | 36.1665
92248 | Tripplite | P006-001 | 1ft Power Cord Adapter 18AWG 10A 125V 5-15P to C13 1' | EA |  | 1 Year (Limited Lifetime) | 5.8 | 5% | 5.51
92249 | Tripplite | P006-002-13A | 2ft Power Cord Adapter 16AWG 13A 125V 5-15P to C13 2' | EA |  | 1 Year (Limited Lifetime) | 8.83 | 5% | 8.3885
92250 | Tripplite | P006-003 | Tripp Lite 3ft Power Cord Adapter 18AWG 10A 125V 5-15P to C13 3' | EA |  | 1 Year (Limited Lifetime) | 6.9 | 5% | 6.555
92251 | Tripplite | P006-003-HG10 | Hospital Medical Power Cord 10A 18AWG 5-15P IEC-320-C13 3' 3ft | EA |  | 1 Year (Limited Lifetime) | 13.8 | 5% | 13.11
92252 | Tripplite | P006-003-HG13CL | Hospital Medical Power Cord 13A 16AWG 5-15P C13 Clear 3' 3ft | EA |  | 1 Year (Limited Lifetime) | 15.18 | 5% | 14.421
92253 | Tripplite | P006-004 | Tripp Lite 4ft Power Cord Adapter 18AWG 10A 125V 5-15P to C13 4' | EA |  | 1 Year (Limited Lifetime) | 8.14 | 5% | 7.733
92254 | Tripplite | P006-004-BL | Tripp Lite 4ft Power Cord 18AWG 10A 125V 5-15P to C13 Blue Connectors 4' | EA |  | 1 Year (Limited Lifetime) | 8 | 5% | 7.6
92255 | Tripplite | P006-004-GN | Tripp Lite 4ft Power Cord 18AWG 10A 125V 5-15P to C13 Green Connectors 4' | EA |  | 1 Year (Limited Lifetime) | 8 | 5% | 7.6
92256 | Tripplite | P006-004-RD | Tripp Lite 4ft Power Cord 18AWG 10A 125V 5-15P to C13 Red Connectors 4' | EA |  | 1 Year (Limited Lifetime) | 8 | 5% | 7.6
92257 | Tripplite | P006-004-YW | Tripp Lite 4ft Power Cord 18AWG 10A 125V 5-15P to C13 Yellow Connectors 4' | EA |  | 1 Year (Limited Lifetime) | 8 | 5% | 7.6
92258 | Tripplite | P006-006 | Tripp Lite 6ft Power Cord Adapter 18AWG 10A 120V 5-15P to C13 6' | EA |  | 1 Year (Limited Lifetime) | 7.59 | 5% | 7.2105
92259 | Tripplite | P006-006-13LA | Tripp Lite 6ft Power Cord Adapter 18AWG 10A 125V 5-15P to C13 Left Angle 6' | EA |  | 1 Year (Limited Lifetime) | 9.38 | 5% | 8.911
92260 | Tripplite | P006-006-13RA | Tripp Lite 6ft Power Cord Adapter 18AWG 10A 125V 5-15P C13 Right Angle 6' | EA |  | 1 Year (Limited Lifetime) | 9.38 | 5% | 8.911
92261 | Tripplite | P006-006-2 | Tripp Lite 6ft AC Power Splitter Cable 18AWG 10A 125V 5-15P to 2 x C13 6' | EA |  | 1 Year (Limited Lifetime) | 20.7 | 5% | 19.665
92262 | Tripplite | P006-006-515MF | Tripp Lite 6ft Piggyback Power Cord 16AWG 13A 125V 5-15P/R to C13 6' | EA |  | 1 Year (Limited Lifetime) | 10.76 | 5% | 10.222
92263 | Tripplite | P006-006-HG10 | Hospital Medical Power Cord 10A 18AWG 5-15P IEC-320-C13 6' 6ft | EA |  | 1 Year (Limited Lifetime) | 16.56 | 5% | 15.732
92264 | Tripplite | P006-006-HG13CL | Hospital Medical Power Cord 13A 16AWG 5-15P C13 Clear 6' 6ft | EA |  | 1 Year (Limited Lifetime) | 17.94 | 5% | 17.043
92265 | Tripplite | P006-008-13A | 8ft Power Cord Adapter 16AWG 13A 125V 5-15P to C13 8' | EA |  | 1 Year (Limited Lifetime) | 14.9 | 5% | 14.155
92266 | Tripplite | P006-010 | Tripp Lite 10ft Power Cord Adapter 18AWG 10A 125V 5-15P to C13 10' | EA |  | 1 Year (Limited Lifetime) | 11.04 | 5% | 10.488
92267 | Tripplite | P006-010-13RA | Computer Power Cord 10A 18AWG 5-15P to Right Angle C13 10' 10ft | EA |  | 1 Year (Limited Lifetime) | 11.59 | 5% | 11.0105
92268 | Tripplite | P006-010-HG10 | Hospital Medical Power Cord 10A 18AWG 5-15P IEC-320-C13 10' 10ft | EA |  | 1 Year (Limited Lifetime) | 20.69 | 5% | 19.6555
92269 | Tripplite | P006-010-HG13CL | Hospital Medical Power Cord 13A 16AWG 5-15P C13 Clear 10' 10ft | EA |  | 1 Year (Limited Lifetime) | 23.45 | 5% | 22.2775
92270 | Tripplite | P006-014-13RA | Computer Power Cord 10A 18AWG 5-15P to Right Angle C13 14' 14ft | EA |  | 1 Year (Limited Lifetime) | 16.56 | 5% | 15.732
92271 | Tripplite | P006-015 | 15ft 18AWG Replacement Power Cord SJT 10A 125V 5-15P to C13 15' | EA |  | 1 Year (Limited Lifetime) | 12.97 | 5% | 12.3215
92272 | Tripplite | P006-015-HG10 | Hospital Medical Power Cord 10A 18AWG 5-15P IEC-320-C13 15' 15ft | EA |  | 1 Year (Limited Lifetime) | 28.97 | 5% | 27.5215
92273 | Tripplite | P006-015-HG13CL | Hospital Medical Power Cord 13A 16AWG 5-15P C13 Clear 15' 15ft | EA |  | 1 Year (Limited Lifetime) | 30.34 | 5% | 28.823
92274 | Tripplite | P006-020 | 20ft Power Cord Adapter 18AWG 10A 125V 5-15P to C13 20' | EA |  | 1 Year (Limited Lifetime) | 16.55 | 5% | 15.7225
92275 | Tripplite | P006-025 | 25ft Power Cord Adapter 18AWG 10A 125V 5-15P to C13 25' | EA |  | 1 Year (Limited Lifetime) | 19.31 | 5% | 18.3445
92276 | Tripplite | P006-025-HG15 | Hospital Medical Power Cord 15A 14AWG 5-15P IEC-320-C13 25' 25ft | EA |  | 1 Year (Limited Lifetime) | 51.04 | 5% | 48.488
92277 | Tripplite | P006-18N-2 | Dual IEC Power Cord Splitter Cable 5-15P to 2x IEC-320 C13 18in | EA |  | 1 Year (Limited Lifetime) | 13.79 | 5% | 13.1005
92278 | Tripplite | P006-C08-HG10 | Hospital Medical Power Cord 10A 18AWG 5-15P IEC-320-C13 8' 8ft | EA |  | 1 Year (Limited Lifetime) | 35.87 | 5% | 34.0765
92279 | Tripplite | P006-L01 | Power Extension Cord 5-15P to Locking C13 M/F 18 AWG 10A 1ft | EA |  | 1 Year (Limited Lifetime) | 15.72 | 5% | 14.934
92280 | Tripplite | P006-L03 | Power Extension Cord 5-15P to Locking C13 M/F 18 AWG 10A 3ft | EA |  | 1 Year (Limited Lifetime) | 18.48 | 5% | 17.556
92281 | Tripplite | P006-L03-HG10 | Power Cord Hospital Medical 5-15P to Locking C13 M/F 10A 3ft | EA |  | 1 Year (Limited Lifetime) | 22.07 | 5% | 20.9665
92282 | Tripplite | P006-L06 | Power Extension Cord 5-15P to Locking C13 M/F 18 AWG 10A 6ft | EA |  | 1 Year (Limited Lifetime) | 22.34 | 5% | 21.223
92283 | Tripplite | P006-L06-HG10 | Power Cord Hospital Medical 5-15P to Locking C13 M/F 10A 6ft | EA |  | 1 Year (Limited Lifetime) | 24.83 | 5% | 23.5885
92284 | Tripplite | P006-L10 | Power Extension Cord 5-15P to Locking C13 M/F 18 AWG 10A 10ft | EA |  | 1 Year (Limited Lifetime) | 27.59 | 5% | 26.2105
92285 | Tripplite | P006-L10-HG10 | Power Cord Hospital Medical 5-15P to Locking C13 M/F 10A 10ft | EA |  | 1 Year (Limited Lifetime) | 30.34 | 5% | 28.823
92286 | Tripplite | P006-L15-HG10 | Power Cord Hospital Medical 5-15P to Locking C13 M/F 10A 15ft | EA |  | 1 Year (Limited Lifetime) | 35.86 | 5% | 34.067
92287 | Tripplite | P006-L25-HG15 | Power Cord Hospital Medical 5-15P to Locking C13 M/F 10A 25ft | EA |  | 1 Year (Limited Lifetime) | 91.03 | 5% | 86.4785
92288 | Tripplite | P007-002 | Tripp Lite 2ft Heavy Duty Power Cord Adapter 14AWG 15A 125V C13 to 5-15P 2' | EA |  | 1 Year (Limited Lifetime) | 10.21 | 5% | 9.6995
92289 | Tripplite | P007-003 | 3ft Heavy Duty Computer Power Cord 14AWG 15A 125V C13 5-15P 3' | EA |  | 1 Year (Limited Lifetime) | 10.48 | 5% | 9.956
92290 | Tripplite | P007-006 | Tripp Lite 6ft Heavy Duty Power Cord Adapter 14AWG 15A 125V C13 to 5-15P 6' | EA |  | 1 Year (Limited Lifetime) | 14.34 | 5% | 13.623
92291 | Tripplite | P007-010 | Tripp Lite 10ft Heavy Duty Power Cord Adapter 14AWG 15A 125V C13 5-15P 10' | EA |  | 1 Year (Limited Lifetime) | 24.83 | 5% | 23.5885
92292 | Tripplite | P007-012 | 12ft Heavy Duty Computer Power Cord 14AWG 15A 125V C13 5-15P 12' | EA |  | 1 Year (Limited Lifetime) | 46.07 | 5% | 43.7665
92293 | Tripplite | P007-L02 | Power Extension Cord 5-15P to Locking C13 M/F 14 AWG 15A 2ft | EA |  | 1 Year (Limited Lifetime) | 17.93 | 5% | 17.0335
92294 | Tripplite | P007-L03 | Power Extension Cord 5-15P to Locking C13 M/F 14 AWG 15A 3ft | EA |  | 1 Year (Limited Lifetime) | 20.69 | 5% | 19.6555
92295 | Tripplite | P007-L06 | Power Extension Cord 5-15P to Locking C13 M/F 14 AWG 15A 6ft | EA |  | 1 Year (Limited Lifetime) | 27.31 | 5% | 25.9445
92296 | Tripplite | P010-012 | Tripp Lite 12ft Power Cord Adapter 18AWG 10A 125V 5-15P to C13 12' | EA |  | 1 Year (Limited Lifetime) | 11.86 | 5% | 11.267
92297 | Tripplite | P011-006 | Tripp Lite 6ft Heavy Duty Power Cord Adapter 14AWG 15A 250V C13 L6-20P 6' | EA |  | 1 Year (Limited Lifetime) | 40 | 5% | 38
92298 | Tripplite | P012-006 | Tripp Lite 6ft Notebook Power Cord Adapter 18AWG 120V 1-15P to C7 6' | EA |  | 1 Year (Limited Lifetime) | 8.28 | 5% | 7.866
92299 | Tripplite | P013-003 | Standard Laptop / Notebook Power Cord 10A 5-15P to C5 3' 3ft | EA |  | 1 Year (Limited Lifetime) | 7.18 | 5% | 6.821
92300 | Tripplite | P013-006 | Tripp Lite 6ft Power Cord Adapter 18AWG 2.5A 125V 5-15P to C5 6' | EA |  | 1 Year (Limited Lifetime) | 7.72 | 5% | 7.334
92301 | Tripplite | P013-010 | 10ft Power Cord Adapter 18AWG 2.5A 125V 5-15P to C5 10' | EA |  | 1 Year (Limited Lifetime) | 13.79 | 5% | 13.1005
92302 | Tripplite | P014-006 | Tripp Lite 6ft Power Cord Adapter 18AWG 100V - 250V C14 to C5 6' | EA |  | 1 Year (Limited Lifetime) | 30.63 | 5% | 29.0985
92303 | Tripplite | P014-06N | Tripp Lite 6 Inch Power Cord Adapter 18AWG 100V - 250V C14 to C5 6" | EA |  | 1 Year (Limited Lifetime) | 24.56 | 5% | 23.332
92304 | Tripplite | P018-002 | 2ft Heavy Duty Power Cord Adapter 14AWG 15A 100V-250V C14 C15 2' | EA |  | 1 Year (Limited Lifetime) | 20.69 | 5% | 19.6555
92305 | Tripplite | P018-002-ABL | 2ft Heavy Duty Power Extension Cord 15A 14 AWG C14 C15 Blue 2' | EA |  | 1 Year (Limited Lifetime) | 20.69 | 5% | 19.6555
92306 | Tripplite | P018-002-AGN | 2ft Heavy Duty Power Extension Cord 15A 14 AWG C14 C15 Green 2' | EA |  | 1 Year (Limited Lifetime) | 20.69 | 5% | 19.6555
92307 | Tripplite | P018-002-AOR | 2ft Heavy Duty Power Extension Cord 15A 14 AWG C14 C15 Orange 2' | EA |  | 1 Year (Limited Lifetime) | 20.69 | 5% | 19.6555
92308 | Tripplite | P018-002-ARD | 2ft Heavy Duty Power Extension Cord 15A 14 AWG C14 C15 Red 2' | EA |  | 1 Year (Limited Lifetime) | 20.69 | 5% | 19.6555
92309 | Tripplite | P018-002-AWH | 2ft Heavy Duty Power Extension Cord 15A 14 AWG C14 C15 White 2' | EA |  | 1 Year (Limited Lifetime) | 20.69 | 5% | 19.6555
92310 | Tripplite | P018-003 | Tripp Lite 3ft Heavy Duty Power Cord Adapter 14AWG 15A 100V-250V C14 C15 3' | EA |  | 1 Year (Limited Lifetime) | 24.83 | 5% | 23.5885
92311 | Tripplite | P018-003-ABL | 3ft Heavy Duty Power Extension Cord 15A 14 AWG C14 C15 Blue 3' | EA |  | 1 Year (Limited Lifetime) | 24.83 | 5% | 23.5885
92312 | Tripplite | P018-003-AGN | 3ft Heavy Duty Power Extension Cord 15A 14 AWG C14 C15 Green 3' | EA |  | 1 Year (Limited Lifetime) | 24.83 | 5% | 23.5885
92313 | Tripplite | P018-003-AOR | 3ft Heavy Duty Power Extension Cord 15A 14 AWG C14 C15 Orange 3' | EA |  | 1 Year (Limited Lifetime) | 24.83 | 5% | 23.5885
92314 | Tripplite | P018-003-ARD | 3ft Heavy Duty Power Extension Cord 15A 14 AWG C14 C15 Red 3' | EA |  | 1 Year (Limited Lifetime) | 24.83 | 5% | 23.5885
92315 | Tripplite | P018-003-AWH | 3ft Heavy Duty Power Extension Cord 15A 14 AWG C14 C15 White 3' | EA |  | 1 Year (Limited Lifetime) | 24.83 | 5% | 23.5885
92316 | Tripplite | P018-006 | Tripp Lite 6ft Heavy Duty Power Cord Adapter 14AWG 15A 100V-250V C14 C15 6' | EA |  | 1 Year (Limited Lifetime) | 35.87 | 5% | 34.0765
92317 | Tripplite | P018-006-ABL | 6ft Heavy Duty Power Extension Cord 15A 14 AWG C14 C15 Blue 6' | EA |  | 1 Year (Limited Lifetime) | 35.87 | 5% | 34.0765
92318 | Tripplite | P018-006-AGN | 6ft Heavy Duty Power Extension Cord 15A 14 AWG C14 C15 Green 6' | EA |  | 1 Year (Limited Lifetime) | 35.87 | 5% | 34.0765
92319 | Tripplite | P018-006-AOR | 6ft Heavy Duty Power Extension Cord 15A 14 AWG C14 C15 Orange 6' | EA |  | 1 Year (Limited Lifetime) | 35.87 | 5% | 34.0765
92320 | Tripplite | P018-006-ARD | 6ft Heavy Duty Power Extension Cord 15A 14 AWG C14 C15 Red 6' | EA |  | 1 Year (Limited Lifetime) | 35.87 | 5% | 34.0765
92321 | Tripplite | P018-006-AWH | 6ft Heavy Duty Power Extension Cord 15A 14 AWG C14 C15 White 6' | EA |  | 1 Year (Limited Lifetime) | 35.87 | 5% | 34.0765
92322 | Tripplite | P018-010 | 10ft Heavy Duty Power Cord Adapter 14AWG 100V-250V C14 C15 10' | EA |  | 1 Year (Limited Lifetime) | 61.25 | 5% | 58.1875
92323 | Tripplite | P019-004 | Tripp Lite 4ft Heavy Duty Power Cord 14AWG 15A 100V - 250V 5-15P TO C15 4' | EA |  | 1 Year (Limited Lifetime) | 30.9 | 5% | 29.355
92324 | Tripplite | P019-008 | Tripp Lite 8ft Heavy Duty Power Cord 14AWG 15A 100V - 250V 5-15P TO C15 8' | EA |  | 1 Year (Limited Lifetime) | 40 | 5% | 38
92325 | Tripplite | P019-008-C15RA | 8ft Heavy Duty Power Ext Cord 15A 14AWG 5-15P to Right-Angle C15 | EA |  | 1 Year (Limited Lifetime) | 44.14 | 5% | 41.933
92326 | Tripplite | P022-001 | Tripp Lite 1ft Power Extension Cord 18AWG 10A 120V 5-15R to 5-15P 1' | EA |  | 1 Year (Limited Lifetime) | 8.55 | 5% | 8.1225
92327 | Tripplite | P022-001-2 | Tripp Lite 1ft Power Y Extension Cord 18AWG 10A 120V 5-15R to 5-15P 1' | EA |  | 1 Year (Limited Lifetime) | 13.8 | 5% | 13.11
92328 | Tripplite | P022-002-GY-HG | 2ft Hospital Medical Power Extension Cord 5-15P 5-15R 13A Gray | EA |  | 1 Year (Limited Lifetime) | 16.56 | 5% | 15.732
92329 | Tripplite | P022-003 | Power Extension Cord 18 AWG 10A NEMA 5-15R to NEMA 5-15P 3ft 3' | EA |  | 1 Year (Limited Lifetime) | 9.38 | 5% | 8.911
92330 | Tripplite | P022-006 | Power Extension Cord 18 AWG 10A NEMA 5-15R to NEMA 5-15P 6ft 6' | EA |  | 1 Year (Limited Lifetime) | 12.14 | 5% | 11.533
92331 | Tripplite | P022-006-GY-HG | 6ft Hospital Medical Power Extension Cord 5-15P 5-15R 13A Gray | EA |  | 1 Year (Limited Lifetime) | 19.32 | 5% | 18.354
92332 | Tripplite | P022-010 | Standard Power Extension Cord 10A 18AWG 5-15P to 5-15R 10' 10ft | EA |  | 1 Year (Limited Lifetime) | 13.79 | 5% | 13.1005
92333 | Tripplite | P022-012 | Power Extension Cord 18 AWG 10A NEMA 5-15R to NEMA 5-15P 12ft 12' | EA |  | 1 Year (Limited Lifetime) | 14.48 | 5% | 13.756
92334 | Tripplite | P022-015 | Tripp Lite 15ft Power Extension Cord 18AWG 10A 120V 5-15R to 5-15P 15' | EA |  | 1 Year (Limited Lifetime) | 15.17 | 5% | 14.4115
92335 | Tripplite | P022-015-GY-HG | 15ft Hospital Medical Power Extension Cord 5-15P 5-15R 13A Gray | EA |  | 1 Year (Limited Lifetime) | 27.59 | 5% | 26.2105
92336 | Tripplite | P022-025 | Tripp Lite 25ft Power Extension Cord 18AWG 10A 120V 5-15R to 5-15P 25' | EA |  | 1 Year (Limited Lifetime) | 23.45 | 5% | 22.2775
92337 | Tripplite | P023-001 | Tripp Lite 1ft Power Cord Adapter 14AWG 15A 120V L5-15R to 5-15P 1' | EA |  | 1 Year (Limited Lifetime) | 19.32 | 5% | 18.354
92338 | Tripplite | P024-001-13A | 1ft Power Extension Cord 16AWG 13A 120V 5-15R to 5-15P 1' | EA |  | 1 Year (Limited Lifetime) | 6.07 | 5% | 5.7665
92339 | Tripplite | P024-003 | 3ft Heavy Duty Power Ext Cord 14AWG 15A 120V 5-15R to 5-15P 3' | EA |  | 1 Year (Limited Lifetime) | 13.8 | 5% | 13.11
92340 | Tripplite | P024-003-13A | 3ft Power Extension Cord 16AWG 13A 120V 5-15R to 5-15P 3' | EA |  | 1 Year (Limited Lifetime) | 7.17 | 5% | 6.8115
92341 | Tripplite | P024-006 | 6ft Heavy Duty Power Ext Cord 14AWG 15A 120V 5-15R to 5-15P 6' | EA |  | 1 Year (Limited Lifetime) | 17.93 | 5% | 17.0335
92342 | Tripplite | P024-006-13A | 6ft Power Extension Cord 16AWG 13A 120V 5-15R to 5-15P 6' | EA |  | 1 Year (Limited Lifetime) | 11.03 | 5% | 10.4785
92343 | Tripplite | P024-006-GY-HG | 6ft Hospital Medical Power Extension Cord 5-15P 5-15R 15A Gray | EA |  | 1 Year (Limited Lifetime) | 27.59 | 5% | 26.2105
92344 | Tripplite | P024-010 | 10ft Heavy Duty Power Ext Cord 14AWG 15A 120V 5-15R to 5-15P 10' | EA |  | 1 Year (Limited Lifetime) | 24.14 | 5% | 22.933
92345 | Tripplite | P024-010-13A | 10ft Power Extension Cord 16AWG 13A 120V 5-15R to 5-15P 10' | EA |  | 1 Year (Limited Lifetime) | 14.07 | 5% | 13.3665
92346 | Tripplite | P024-015 | Power Cord Extension Cable Heavy Duty 14AWG 5-15P 5-15R 15A 15' | EA |  | 1 Year (Limited Lifetime) | 41.38 | 5% | 39.311
92347 | Tripplite | P024-015-13A | Power Cord Extension Cable Standard 16 AWG 5-15P 5-15R 13A 15' | EA |  | 1 Year (Limited Lifetime) | 22.07 | 5% | 20.9665
92348 | Tripplite | P024-015-GY-HG | 15ft Hospital Medical Power Extension Cord 5-15P 5-15R 15A Gray | EA |  | 1 Year (Limited Lifetime) | 44.14 | 5% | 41.933
92349 | Tripplite | P024-025 | Power Cord Extension Cable Heavy Duty 14AWG 5-15P 5-15R 15A 25' | EA |  | 1 Year (Limited Lifetime) | 63.45 | 5% | 60.2775
92350 | Tripplite | P024-025-13A | Power Cord Extension Cable Standard 16 AWG 5-15P 5-15R 13A 25' | EA |  | 1 Year (Limited Lifetime) | 30.34 | 5% | 28.823
92351 | Tripplite | P024-18N-13A-2R | 18 Inch Power Splitter Cord 16AWG 13A 120V 5-15P to 2x 5-15R 18" | EA |  | 1 Year (Limited Lifetime) | 12.97 | 5% | 12.3215
92352 | Tripplite | P025-001 | Heavy-Duty Power Adapter Cord 15A 14AWG 5-15R to L5-15P 1' 1ft | EA |  | 1 Year (Limited Lifetime) | 39.73 | 5% | 37.7435
92353 | Tripplite | P030-002-5 | Tripp Lite 2ft 5-Pack Power Cord Adapter 18AWG 10A 125V 5-15P to C13 2' | EA |  | 1 Year (Limited Lifetime) | 55.17 | 5% | 52.4115
92354 | Tripplite | P032-002-2C13 | Tripp Lite 2ft AC Power Splitter Cable 14AWG 15A 100V-250V C20 to 2x C13 2' | EA |  | 1 Year (Limited Lifetime) | 35.86 | 5% | 34.067
92355 | Tripplite | P032-003 | Heavy Duty Power Cord PDU 15A 12AWG IEC 320 C13 IEC 320 C20 3 ft | EA |  | 1 Year (Limited Lifetime) | 23.17 | 5% | 22.0115
92356 | Tripplite | P032-007 | Tripp Lite 7ft Power Cord eq to AP9879 12AWG 15A 100V - 250V C13 to C20 7' | EA |  | 1 Year (Limited Lifetime) | 33.1 | 5% | 31.445
92357 | Tripplite | P034-008 | Heavy Duty Power Adapter Cord 15A 14AWG C19 to 5-15P 8' 8ft | EA |  | 1 Year (Limited Lifetime) | 35.86 | 5% | 34.067
92358 | Tripplite | P034-010 | Tripp Lite 10ft Heavy Duty Power Cord 14AWG 15A 125V C19 to 5-15P 10' | EA |  | 1 Year (Limited Lifetime) | 41.38 | 5% | 39.311
92359 | Tripplite | P036-002 | Tripp Lite 2ft Heavy Duty Power Cord Adapter 12AWG 20A 250V C19 to C20 2' | EA |  | 1 Year (Limited Lifetime) | 28.97 | 5% | 27.5215
92360 | Tripplite | P036-002-20LA | Tripp Lite 2ft Hvy Dty Power Cord 12AWG 20A 100-250V C19 to C20 LT Angle 2' | EA |  | 1 Year (Limited Lifetime) | 19.32 | 5% | 18.354
92361 | Tripplite | P036-002-20RA | Tripp Lite 2ft Hvy Dty Power Cord 12AWG 20A 100-250V C19 to C20 RT Angle 2' | EA |  | 1 Year (Limited Lifetime) | 19.32 | 5% | 18.354
92362 | Tripplite | P036-002-6 | 2ft 6-Pack Heavy Duty Power Cord 12AWG 20A 250V C19 to C20 2' | EA |  | 1 Year (Limited Lifetime) | 153.38 | 5% | 145.711
92363 | Tripplite | P036-003-15A | Heavy Duty Power Extension Cord 15A 14 AWG IEC 320 C19-C20 3 ft | EA |  | 1 Year (Limited Lifetime) | 23.45 | 5% | 22.2775
92364 | Tripplite | P036-006 | Tripp Lite 6ft Heavy Duty Power Cord Adapter 12AWG 20A 250V C19 to C20 6' | EA |  | 1 Year (Limited Lifetime) | 29.66 | 5% | 28.177
92365 | Tripplite | P036-006-15A | Heavy Duty Power Extension Cord 15A 14 AWG IEC 320 C19-C20 6 ft | EA |  | 1 Year (Limited Lifetime) | 28.97 | 5% | 27.5215
92366 | Tripplite | P036-006-2C19 | Tripp Lite 6ft AC Power Splitter Cable 12AWG 20A 100V-250V C20 to 2x C19 6' | EA |  | 1 Year (Limited Lifetime) | 82.77 | 5% | 78.6315
92367 | Tripplite | P036-010 | 10ft 12AWG Heavy Duty Power Cord Blade Server C19 to C20 10' | EA |  | 1 Year (Limited Lifetime) | 61.25 | 5% | 58.1875
92368 | Tripplite | P036-010-15A | Heavy Duty Power Extension Cord 15A 14 AWG IEC 320 C19-C20 10 ft | EA |  | 1 Year (Limited Lifetime) | 35.03 | 5% | 33.2785
92369 | Tripplite | P036-L06 | Power Extension Cord C20 to Locking C19 M/F 12 AWG 20A Black 6ft | EA |  | 1 Year (Limited Lifetime) | 44.14 | 5% | 41.933
92370 | Tripplite | P036-L10 | Power Extension Cord C20 to Locking C19 M/F 12AWG 20A Black 10ft | EA |  | 1 Year (Limited Lifetime) | 60.69 | 5% | 57.6555
92371 | Tripplite | P039-001-2 | Tripp Lite 1ft Power Splitter Cord 10AWG 20A 250V L6-20P to 2x L6-20R 1' | EA |  | 1 Year (Limited Lifetime) | 214.63 | 5% | 203.8985
92372 | Tripplite | P040-006 | Tripp Lite 6ft Heavy Duty Power Cord Adapter 12AWG 20A 250V C19 L6-20P 6' | EA |  | 1 Year (Limited Lifetime) | 35.86 | 5% | 34.067
92373 | Tripplite | P040-010 | Tripp Lite 10ft Heavy Duty Power Cord Adapter 12AWG 20A 250V C19 L6-20P 10' | EA |  | 1 Year (Limited Lifetime) | 76.69 | 5% | 72.8555
92374 | Tripplite | P040-012 | 12ft Heavy Duty Power Cord Adapter 12AWG 20A 250V C19 L6-20P 12' | EA |  | 1 Year (Limited Lifetime) | 77.25 | 5% | 73.3875
92375 | Tripplite | P040-012-P30 | Heavy Duty Power Cord 20A 12AWG C19 to L6-30P 12' 12ft | EA |  | 1 Year (Limited Lifetime) | 122.49 | 5% | 116.3655
92376 | Tripplite | P040-014 | Tripp Lite 14ft Heavy Duty Power Cord Adapter 12AWG 20A 250V C19 L6-20P 14' | EA |  | 1 Year (Limited Lifetime) | 107.32 | 5% | 101.954
92377 | Tripplite | P041-001-2 | Tripp Lite 1ft Power Splitter Cord 10AWG 30A 250V L6-30P to 2x L6-30R 1' | EA |  | 1 Year (Limited Lifetime) | 260.69 | 5% | 247.6555
92378 | Tripplite | P041-008 | Tripp Lite 6ft Heavy Duty Power Ext Cord 10AWG 30A 250V L6-30P L6-30R 8' | EA |  | 1 Year (Limited Lifetime) | 113.38 | 5% | 107.711
92379 | Tripplite | P041-014 | Heavy-Duty Power Extension Cord 30A 10 AWG L6-30P to L6-30R 14ft | EA |  | 1 Year (Limited Lifetime) | 165.52 | 5% | 157.244
92380 | Tripplite | P043-002 | Tripp Lite 2ft Heavy Duty Power Cord w 20A Breaker L5-30P to L5-20R 2' | EA |  | 1 Year (Limited Lifetime) | 217.66 | 5% | 206.777
92381 | Tripplite | P044-06I | Tripp Lite 6 Inch Hvy Duty Power Cord Adapter 12AWG 120V L5-20R to 5-20P 6" | EA |  | 1 Year (Limited Lifetime) | 36.69 | 5% | 34.8555
92382 | Tripplite | P045-010 | Tripp Lite 10ft Heavy Duty Power Cord 12AWG 20A 125V C19 to L5-20P 10' | EA |  | 1 Year (Limited Lifetime) | 70.63 | 5% | 67.0985
92383 | Tripplite | P046-006-LL | Heavy Duty Power Cord Adapter 20A 12AWG NEMA L5-20P L5-20R 6ft | EA |  | 1 Year (Limited Lifetime) | 55.17 | 5% | 52.4115
92384 | Tripplite | P046-006-LL-30A | 6ft Heavy Duty Power Extension Cord 30A 10 AWG L5-30P L5-30R 6' | EA |  | 1 Year (Limited Lifetime) | 82.76 | 5% | 78.622
92385 | Tripplite | P046-010-LL | Heavy Duty Power Cord Adapter 20A 12AWG NEMA L5-20P L5-20R 10ft | EA |  | 1 Year (Limited Lifetime) | 71.72 | 5% | 68.134
92386 | Tripplite | P046-010-LL-30A | 10ft Heavy Duty Power Extension Cord 30A 10AWG L5-30P L5-30R | EA |  | 1 Year (Limited Lifetime) | 96.55 | 5% | 91.7225
92387 | Tripplite | P046-015-LL | Heavy Duty Power Cord Adapter 20A 12AWG NEMA L5-20P L5-20R 15ft | EA |  | 1 Year (Limited Lifetime) | 93.79 | 5% | 89.1005
92388 | Tripplite | P046-015-LL-30A | 15ft Heavy Duty Power Extension Cord 30A 10 AWG L5-30P L5-30R | EA |  | 1 Year (Limited Lifetime) | 110.35 | 5% | 104.8325
92389 | Tripplite | P046-06N | Tripp Lite 6 Inch Power Cord Adapter 12AWG 20A 100-250V L5-20P to 5-20R 6" | EA |  | 1 Year (Limited Lifetime) | 40 | 5% | 38
92390 | Tripplite | P046-06N-T | Heavy Duty Power Adapter Cord 20A 12 AWG NEMA L5-20P 5-15/20R 6" | EA |  | 1 Year (Limited Lifetime) | 44.14 | 5% | 41.933
92391 | Tripplite | P047-002 | Tripp Lite 2ft Heavy Duty Power Cord 14AWG 15A 100V - 250V C19 to C14 2' | EA |  | 1 Year (Limited Lifetime) | 31.72 | 5% | 30.134
92392 | Tripplite | P047-004 | Tripp Lite 4ft Heavy Duty Power Cord 14AWG 15A 100V - 250V C19 to C14 4' | EA |  | 1 Year (Limited Lifetime) | 35.86 | 5% | 34.067
92393 | Tripplite | P047-006 | Tripp Lite 6ft Heavy Duty Power Cord 14AWG 15A 100V - 250V C19 to C14 6' | EA |  | 1 Year (Limited Lifetime) | 38.62 | 5% | 36.689
92394 | Tripplite | P047-006-10A | 10ft Power Cord Adapter 3x 16AWG 10A 100V - 250V C19 to C14 10' | EA |  | 1 Year (Limited Lifetime) | 35.87 | 5% | 34.0765
92395 | Tripplite | P047-010 | Tripp Lite 10ft Heavy Duty Power Cord 14AWG 15A 100V - 250V C19 to C14 10' | EA |  | 1 Year (Limited Lifetime) | 39.45 | 5% | 37.4775
92396 | Tripplite | P049-010 | Tripp Lite 10ft Heavy Duty Power Cord 12AWG 20A 125V C19 to 5-20P 10' | EA |  | 1 Year (Limited Lifetime) | 63.45 | 5% | 60.2775
92397 | Tripplite | P050-008 | Tripp Lite 8ft Power Cord Adapter 16A 250V C19 to European Schuko Plug 8' | EA |  | 1 Year (Limited Lifetime) | 27.59 | 5% | 26.2105
92398 | Tripplite | P052-008 | Tripp Lite 8ft Power Cord Adapter 13A 250V C19 to BS1363 UK Plug 8' | EA |  | 1 Year (Limited Lifetime) | 52.14 | 5% | 49.533
92399 | Tripplite | P054-006 | Tripp Lite 6ft Power Cord Adapter 10A 250V C13 to European Schuko Plug 6' | EA |  | 1 Year (Limited Lifetime) | 11.86 | 5% | 11.267
92400 | Tripplite | P056-006-10A | Standard UK Power Cord 10A IEC 320 C13 to BS 1363 UK Plug 6 ft | EA |  | 1 Year (Limited Lifetime) | 15.18 | 5% | 14.421
92401 | Tripplite | P058-006 | Tripp Lite 6ft Power Cord Adapter 2.5A 250V C5 to European Schuko Plug 6' | EA |  | 1 Year (Limited Lifetime) | 30.63 | 5% | 29.0985
92402 | Tripplite | P060-006 | Tripp Lite 6ft Power Cord Adapter 13A 250V C5 to BS1363 UK Plug 6' | EA |  | 1 Year (Limited Lifetime) | 35.86 | 5% | 34.067
92403 | Tripplite | P070-010 | Tripp Lite 10ft Power Cord Adapter 16A 250V IEC309 (2P+G) to C19 10' | EA |  | 1 Year (Limited Lifetime) | 110.35 | 5% | 104.8325
92404 | Tripplite | P116-000-HDMI | Component VGA Video & Audio to HDMI Converter 1280 x 1024p | EA |  | 1 Year (2 Years) | 204.14 | 5% | 193.933
92405 | Tripplite | P116-000-HDSC1 | Component VGA Video & Audio to HDMI Converter/Scaler 1080p | EA |  | 1 Year (2 Years) | 193.1 | 5% | 183.445
92406 | Tripplite | P116-000-HDSC2 | Component VGA w RCA Stereo Audio to HDMI Converter Scaler 1080p | EA |  | 1 Year (2 Years) | 179.32 | 5% | 170.354
92407 | Tripplite | P116-003-HD-U | Component VGA to HDMI Converter Adapter w USB Audio Power 1080p | EA |  | 1 Year (2 Years) | 96.55 | 5% | 91.7225
92408 | Tripplite | P116-006-HDMI-A | VGA to HDMI Adapter Converter Cable w Audio & USB Power 1080p 6' | EA |  | 1 Year (2 Years) | 137.93 | 5% | 131.0335
92409 | Tripplite | P118-000 | Tripp Lite DVI-D Male to DVI-I Female Adapter Digital Connector | EA |  | 1 Year (Limited Lifetime) | 16.55 | 5% | 15.7225
92410 | Tripplite | P120-000 | Tripp Lite Male to VGA Female Adapter DVI-A Analog M to HD15 F 2048 x 1536 | EA |  | 1 Year (Limited Lifetime) | 6.07 | 5% | 5.7665
92411 | Tripplite | P120-001-2 | Tripp Lite 1ft DVI to VGA Splitter Adapter DVI-A Analog M to 2x HD15F 1' | EA |  | 1 Year (Limited Lifetime) | 24.84 | 5% | 23.598
92412 | Tripplite | P120-06N-ACT | DVI-D to VGA Active Adapter Converter Cable 6" 6 Inch 1920x1200 | EA |  | 1 Year (Limited Lifetime) | 57.93 | 5% | 55.0335
92413 | Tripplite | P120-08N | 8 Inch DVI to VGA Cable Adapter DVI-I Dual Link M to HD15 F 8" | EA |  | 1 Year (Limited Lifetime) | 17.93 | 5% | 17.0335
92414 | Tripplite | P126-000 | Tripp Lite DVI Female to VGA Male Adapter Connector Analog DVI-F to HD15M | EA |  | 1 Year (Limited Lifetime) | 12.41 | 5% | 11.7895
92415 | Tripplite | P130-000 | Tripp Lite Compact DVI-D Male to HDMI Female Gold Adapter Connector | EA |  | 1 Year (2 Years) | 22.34 | 5% | 21.223
92416 | Tripplite | P130-000-AUD4K6 | 4K HDMI Audio Extractor De-embedder TOSLINK, RCA 3.5 mm Stereo | EA |  | 1 Year (2 Years) | 115.86 | 5% | 110.067
92417 | Tripplite | P130-000-AUDIO | Ultra High Definition UHD 4Kx2K HDMI Audio De-Embedder Extracter | EA |  | 1 Year (2 Years) | 124.14 | 5% | 117.933
92418 | Tripplite | P130-000-COMP | HDMI to Composite Video Audio Converter F/3xF 480i NTSC 576i PAL | EA |  | 1 Year (2 Years) | 248.28 | 5% | 235.866
92419 | Tripplite | P130-000-DP | HDMI / DVI to DisplayPort Active Video Converter F/F 1080p | EA |  | 1 Year (2 Years) | 165.52 | 5% | 157.244
92420 | Tripplite | P130-06N-AUDIO | HDMI Audio De-Embedder Extractor with HDMI Cable UHD 4Kx2K | EA |  | 1 Year (2 Years) | 80 | 5% | 76
92421 | Tripplite | P130-06N-DP-V2 | HDMI to DisplayPort Active Converter 4Kx2K w/ USB Power M/F 6in | EA |  | 1 Year (2 Years) | 96.55 | 5% | 91.7225
92422 | Tripplite | P130-08N | HDMI to DVI Adapter Cable Connector HDMI to DVI-D F/M 8" 8 Inch | EA |  | 1 Year (2 Years) | 20.97 | 5% | 19.9215
92423 | Tripplite | P131-000 | HDMI to VGA Converter Adapter for Ultrabook Laptop Chromebook | EA |  | 1 Year (2 Years) | 55.17 | 5% | 52.4115
92424 | Tripplite | P131-000-A | HDMI to VGA Adapter Converter with Audio Compact M/F 1080p @60Hz | EA |  | 1 Year (2 Years) | 48.28 | 5% | 45.866
92425 | Tripplite | P131-06N | HDMI to VGA + Audio Adapter Video Converter w/ 6 Inch Cable | EA |  | 1 Year (2 Years) | 57.93 | 5% | 55.0335
92426 | Tripplite | P131-06N-2VA-U | 2-Port HDMI to VGA Splitter Audio/Video Adapter 1920x1440 1080p | EA |  | 1 Year | 85.52 | 5% | 81.244
92427 | Tripplite | P131-06N-MICRO | 6 inch Micro HDMI to VGA Converter Adapter Plug & Play 1080p 6" | EA |  | 1 Year (3 Years) | 67.59 | 5% | 64.2105
92428 | Tripplite | P131-06N-MICROA | Micro HDMI to VGA Audio Converter Smartphone Tablet Ultrabook | EA |  | 1 Year (3 Years) | 49.66 | 5% | 47.177
92429 | Tripplite | P131-06N-MINI | Mini HDMI to VGA Converter Adapter Smartphone Tablet Ultrabook | EA |  | 1 Year (3 Years) | 41.38 | 5% | 39.311
92430 | Tripplite | P132-000 | Tripp Lite Compact DVI-D Female to HDMI Male Gold Adapter Connector | EA |  | 1 Year (Limited Lifetime) | 24.83 | 5% | 23.5885
92431 | Tripplite | P132-06N-MICRO | 6 Inch Micro HDMI Male Type D Cable to DVI-D Female Adapter 6" | EA |  | 1 Year (Limited Lifetime) | 23.45 | 5% | 22.2775
92432 | Tripplite | P132-08N | 8 Inch DVI-D Female to HDMI Male Gold Adapter DVI to HDTV 8" | EA |  | 1 Year (Limited Lifetime) | 17.93 | 5% | 17.0335
92433 | Tripplite | P134-000 | Tripp Lite 6 Inch Displayport to DVI Adapter Displayport Male to DVI Female | EA |  | 1 Year (3 Years) | 24.83 | 5% | 23.5885
92434 | Tripplite | P134-000-50BK | DisplayPort to DVI Adapter Video Converter DP to DVI M/F 50 Pack | EA |  | 1 Year (3 Years) | 1172.41 | 5% | 1113.7895
92435 | Tripplite | P134-000-DVI-V2 | DisplayPort to DVI Compact Adapter Converter DP to DVI-I M/F | EA |  | 1 Year (3 Years) | 41.38 | 5% | 39.311
92436 | Tripplite | P134-000-VGA-V2 | DisplayPort to VGA Compact Adapter Converter DP to VGA M/F | EA |  | 1 Year (3 Years) | 49.66 | 5% | 47.177
92437 | Tripplite | P134-001-VGA | DisplayPort to VGA Adapter Converter Active DP to VGA M/F 1ft 1' | EA |  | 1 Year (3 Years) | 48.28 | 5% | 45.866
92438 | Tripplite | P134-003 | DisplayPort to DVI Cable Adapter Converter DP M / DVI-I F 3' 3ft | EA |  | 1 Year (3 Years) | 35.86 | 5% | 34.067
92439 | Tripplite | P134-003-MDP | 3ft DisplayPort to Mini DisplayPort Adapter Cable 4k x 2k M/F 3' | EA |  | 1 Year (3 Years) | 20.69 | 5% | 19.6555
92440 | Tripplite | P134-06N-DVIACT | DisplayPort to DVI Active Converter DP to DVI 1920x1200 M/F 6" | EA |  | 1 Year (3 Years) | 74.48 | 5% | 70.756
92441 | Tripplite | P134-06N-DVI-DL | 6in DisplayPort to DVI Active Video Adapter Dual Link 2560x1600 | EA |  | 1 Year (3 Years) | 275.87 | 5% | 262.0765
92442 | Tripplite | P134-06N-DVI-V2 | DisplayPort 1.2 to DVI Active Converter Adapter 1920 x 1200 6" | EA |  | 1 Year (3 Years) | 60.69 | 5% | 57.6555
92443 | Tripplite | P134-06N-MDP | 6in DisplayPort to Mini DisplayPort Adapter Cable 4k x 2k M/F 6" | EA |  | 1 Year (3 Years) | 16 | 5% | 15.2
92444 | Tripplite | P134-06N-VGA | Tripp Lite 6 Inch Displayport to VGA Adapter Connector Plug and Play 6" | EA |  | 1 Year (3 Years) | 47.45 | 5% | 45.0775
92445 | Tripplite | P134-06N-VGA-V2 | DisplayPort 1.2 to VGA Active Converter Adapter 1920 x 1200 6" | EA |  | 1 Year (3 Years) | 63.45 | 5% | 60.2775
92446 | Tripplite | P136-000 | Tripp Lite 6 Inch Displayport to HDMI Adapter Displayport Male HDMI Female | EA |  | 1 Year (3 Years) | 30.9 | 5% | 29.355
92447 | Tripplite | P136-000-1 | DisplayPort to HDMI Converter Video Adapter 1920x1200/1080P M/F | EA |  | 1 Year (3 Years) | 33.1 | 5% | 31.445
92448 | Tripplite | P136-000-UHD-V2 | DisplayPort to HDMI 4K Video Adapter A/V Converter DP to HDMI | EA |  | 1 Year (3 Years) | 63.45 | 5% | 60.2775
92449 | Tripplite | P136-06N-ACT | DisplayPort to HDMI Active Adapter Converter DP to HDMI 6 Inch | EA |  | 1 Year (3 Years) | 63.45 | 5% | 60.2775
92450 | Tripplite | P136-06N-H2V2 | DisplayPort to HDMI Active Adapter Converter M/F UHD 4K @ 60Hz | EA |  | 1 Year (3 Years) | 57.94 | 5% | 55.043
92451 | Tripplite | P136-06N-H2V2LB | DisplayPort to HDMI Adapter Converter 4K, DP 1.2 to HDMI 2.0 M/F | EA |  | 1 Year (3 Years) | 57.93 | 5% | 55.0335
92452 | Tripplite | P136-06N-HDV-4K | Displayport 1.2 to VGA/DVI/HDMI Converter Adapter 4K x 2K | EA |  | 1 Year (3 Years) | 85.52 | 5% | 81.244
92453 | Tripplite | P136-06N-HDV4K6 | DisplayPort 1.2 to VGA / DVI / HDMI Converter Adapter 4K @ 60Hz | EA |  | 1 Year (3 Years) | 88.28 | 5% | 83.866
92454 | Tripplite | P136-06N-HV-V2 | DisplayPort to HDMI VGA Adapter Converter 4Kx2K DP to HDMI VGA | EA |  | 1 Year (3 Years) | 40 | 5% | 38
92455 | Tripplite | P136-06N-UHD-V2 | DisplayPort 1.2 to HDMI Active Converter Adapter UHD 4K x 2K 6" | EA |  | 1 Year (3 Years) | 66.21 | 5% | 62.8995
92456 | Tripplite | P137-000-VGA | Mini DisplayPort to VGA Adapter Video Converter for Mac/PC 1080p | EA |  | 1 Year (3 Years) | 60.69 | 5% | 57.6555
92457 | Tripplite | P137-06N-DVI | Tripp Lite Keyspan 6 Inch Mini Displayport to DVI Adapter Plug and Play TAA | EA |  | 1 Year (3 Years) | 26.21 | 5% | 24.8995
92458 | Tripplite | P137-06N-DVIB | Mini DisplayPort to DVI Adapter Converter mDP to DVI M/F 6in 6" | EA |  | 1 Year (3 Years) | 26.21 | 5% | 24.8995
92459 | Tripplite | P137-06N-DVI-DL | 6" Mini DisplayPort to DVI-D Adapter Dual Link Active MDP to DVI | EA |  | 1 Year (3 Years) | 275.87 | 5% | 262.0765
92460 | Tripplite | P137-06N-DVI-V2 | Mini Displayport 1.2 to DVI Adapter Converter Mini-DP / DVI-I 6" | EA |  | 1 Year (3 Years) | 44.14 | 5% | 41.933
92461 | Tripplite | P137-06N-H2V2 | Mini DisplayPort to HDMI Active Adapter M/F UHD 4K x 2K @ 60Hz | EA |  | 1 Year (3 Years) | 57.94 | 5% | 55.043
92462 | Tripplite | P137-06N-HD4K6B | Mini DisplayPort 1.2 to HDMI Adapter Active mDP to HDMI M/F 6in | EA |  | 1 Year (3 Years) | 57.93 | 5% | 55.0335
92463 | Tripplite | P137-06N-HDMI | Tripp Lite Keyspan 6 Inch Mini Displayport to HDMI Adapter 6" TAA GSA | EA |  | 1 Year (3 Years) | 23.45 | 5% | 22.2775
92464 | Tripplite | P137-06N-HD-UHD | Mini DisplayPort to UHD HDMI Adapter Video Converter Mac/PC 6IN | EA |  | 1 Year (3 Years) | 44.14 | 5% | 41.933
92465 | Tripplite | P137-06N-HDV | Mini Displayport to VGA DVI HDMI Adapter MDP Converter 6" | EA |  | 1 Year (3 Years) | 63.45 | 5% | 60.2775
92466 | Tripplite | P137-06N-HDV-4K | Mini DisplayPort 1.2 to VGA/DVI/HDMI Converter Adapter 4K x 2K | EA |  | 1 Year (3 Years) | 80 | 5% | 76
92467 | Tripplite | P137-06N-HDV4K6 | Mini DisplayPort 1.2 to VGA/DVI/HDMI Converter Adapter 4K @ 60Hz | EA |  | 1 Year (3 Years) | 88.28 | 5% | 83.866
92468 | Tripplite | P137-06N-HDV4KW | Mini DisplayPort 1.2 to VGA/DVI/HDMI Adapter Converter 4K White | EA |  | 1 Year (3 Years) | 82.76 | 5% | 78.622
92469 | Tripplite | P137-06N-HDVK6B | Mini DisplayPort 1.2 to VGA/DVI/HDMI Adapter Converter 4K Black | EA |  | 1 Year (3 Years) | 88.28 | 5% | 83.866
92470 | Tripplite | P137-06N-HDVW | Mini DisplayPort to VGA/DVI/HDMI Adapter Converter mDP 6in White | EA |  | 1 Year (3 Years) | 63.45 | 5% | 60.2775
92471 | Tripplite | P137-06N-HV-V2W | Mini Displayport to HDMI VGA 4K Adapter Cable MDP to HDMI VGA | EA |  | 1 Year (3 Years) | 40 | 5% | 38
92472 | Tripplite | P137-06N-VGA | Tripp Lite Keyspan 6 Inch Mini Displayport to VGA Adapter 6" TAA GSA | EA |  | 1 Year (3 Years) | 38.07 | 5% | 36.1665
92473 | Tripplite | P137-06N-VGAB | Mini DisplayPort to VGA Adapter Active 1080p Black mDP to VGA | EA |  | 1 Year (3 Years) | 38.07 | 5% | 36.1665
92474 | Tripplite | P137-06N-VGA-V2 | Mini Displayport 1.2 to VGA Adapter Converter Mini-DP to VGA 6" | EA |  | 1 Year (3 Years) | 41.38 | 5% | 39.311
92475 | Tripplite | P137-06N-VGAV2B | Mini DisplayPort 1.2 to VGA Adapter Active 1080p Black mDP to VGA | EA |  | 1 Year (3 Years) | 41.38 | 5% | 39.311
92476 | Tripplite | P137-GHDV-V2-K | Microsoft Surface Accessory Kit w/ DVI, VGA, 4K HDMI, Ethernet | EA |  | 1 Year (3 Years) | 143.45 | 5% | 136.2775
92477 | Tripplite | P137-GHV-V2-K | Microsoft Surface 2-in-1 Accessory Kit w/ VGA, 4K HDMI,Ethernet | EA |  | 1 Year (3 Years) | 137.93 | 5% | 131.0335
92478 | Tripplite | P137-GHV-V2-K2 | Microsoft Surface 3-in-1 Accessory Kit w/ VGA, 4K HDMI, Ethernet | EA |  | 1 Year (3 Years) | 137.93 | 5% | 131.0335
92479 | Tripplite | P138-000-DVI | Tripp Lite 8 Inch Mini DVI to DVI Cable Adapter Connector 1920 x 1200 8" | EA |  | 1 Year (Limited Lifetime) | 14.07 | 5% | 13.3665
92480 | Tripplite | P138-000-HDMI | Tripp Lite 8 Inch Mini DVI to HDMI Cable Adapter Connector 1920 x 1200 8" | EA |  | 1 Year (Limited Lifetime) | 29.52 | 5% | 28.044
92481 | Tripplite | P138-000-VGA | 8 inch Mini-DVI Port to VGA Female Video Cable Adapter 8" | EA |  | 1 Year (Limited Lifetime) | 27.59 | 5% | 26.2105
92482 | Tripplite | P139-000-DP | Mini DisplayPort to DisplayPort Compact Adapter Converter 1080p | EA |  | 1 Year (Limited Lifetime) | 19.32 | 5% | 18.354
92483 | Tripplite | P139-003-DP-V2B | 3ft Mini DisplayPort to DisplayPort Adapter Cable 4K x 2K M/F 3' | EA |  | 1 Year (Limited Lifetime) | 27.59 | 5% | 26.2105
92484 | Tripplite | P139-006-DP-V2B | 6ft Mini DisplayPort to DisplayPort Adapter Cable 4K x 2K M/F 6' | EA |  | 1 Year (Limited Lifetime) | 33.1 | 5% | 31.445
92485 | Tripplite | P139-010-DP-V2B | 10ft Mini DisplayPort to DisplayPort Adapter Cable 4K x 2K M/F | EA |  | 1 Year (Limited Lifetime) | 38.62 | 5% | 36.689
92486 | Tripplite | P139-06N-DP | Tripp Lite Mini Displayport to Displayport Adapter Mini DP Male to DP Female | EA |  | 1 Year (Limited Lifetime) | 23.45 | 5% | 22.2775
92487 | Tripplite | P139-06N-DP4K6B | Mini DisplayPort to DisplayPort Adapter 4K @ 60Hz mDP to DP 6in | EA |  | 1 Year (Limited Lifetime) | 27.59 | 5% | 26.2105
92488 | Tripplite | P139-06N-DP-V2B | 6in Mini DisplayPort to DisplayPort Adapter Converter 4K@60Hz 6" | EA |  | 1 Year (Limited Lifetime) | 27.59 | 5% | 26.2105
92489 | Tripplite | P142-000-MICRO | HDMI Female to Micro HDMI Male Adapter Full 1080p Support | EA |  | 1 Year (Limited Lifetime) | 22.08 | 5% | 20.976
92490 | Tripplite | P142-000-MINI | HDMI Female to Mini HDMI Male Adapter Full 1080p Support | EA |  | 1 Year (Limited Lifetime) | 16.55 | 5% | 15.7225
92491 | Tripplite | P142-000-UD | Tripp Lite HDMI Male to Female Swivel Adapter Up / Down Angled Connector | EA |  | 1 Year (Limited Lifetime) | 12.41 | 5% | 11.7895
92492 | Tripplite | P142-000-UP | Tripp Lite HDMI Right Angle Up Adapter / Coupler Compact Male to Female | EA |  | 1 Year (Limited Lifetime) | 10.21 | 5% | 9.6995
92493 | Tripplite | P142-06N-MICRO | 6 Inch Micro HDMI Male Type D Cable to HDMI Female Adapter 6" | EA |  | 1 Year (Limited Lifetime) | 29.8 | 5% | 28.31
92494 | Tripplite | P142-06N-SC4K | Video Scaler HDMI 4Kx2K Ultra High Definition Ultra HD Upscaler | EA |  | 1 Year (Limited Lifetime) | 193.11 | 5% | 183.4545
92495 | Tripplite | P150-000 | Tripp Lite Compact Gold DB9 Gender Changer Adapter Connector DB9 F/F | EA |  | 1 Year (Limited Lifetime) | 5.79 | 5% | 5.5005
92496 | Tripplite | P152-000 | Tripp Lite Compact Gold DB9 Gender Changer Adapter Connector DB9 M/M | EA |  | 1 Year (Limited Lifetime) | 4.97 | 5% | 4.7215
92497 | Tripplite | P154-000 | Tripp Lite Compact Gold DB25 Gender Changer Adapter Connector DB25 F/F | EA |  | 1 Year (Limited Lifetime) | 6.21 | 5% | 5.8995
92498 | Tripplite | P156-000 | Tripp Lite Compact Gold DB25 Gender Changer Adapter Connector DB25 M/M | EA |  | 1 Year (Limited Lifetime) | 7.59 | 5% | 7.2105
92499 | Tripplite | P158-000 | Tripp Lite Compact Gold HD15 Gender Changer Adapter Connector HD15 M/M | EA |  | 1 Year (Limited Lifetime) | 7.59 | 5% | 7.2105
92500 | Tripplite | P160-000 | Tripp Lite Compact Gold HD15 Gender Changer Adapter Connector HD15 F/F | EA |  | 1 Year (Limited Lifetime) | 6.9 | 5% | 6.555
92501 | Tripplite | P162-000 | Tripp Lite DVI-I Gender Changer Adapter Connector Extender DVI-I F/F | EA |  | 1 Year (Limited Lifetime) | 22.07 | 5% | 20.9665
92502 | Tripplite | P162-001-KPA-BK | HDMI w/ Ethernet Keystone Panel Mount Extension Cable Angled 1' | EA |  | 1 Year (Limited Lifetime) | 22.07 | 5% | 20.9665
92503 | Tripplite | P164-000 | Tripp Lite HDMI Compact Gender Changer Adapter Coupler HDMI Female / Female | EA |  | 1 Year (Limited Lifetime) | 16.55 | 5% | 15.7225
92504 | Tripplite | P164-000-KJ-WH | Tripp Lite Keystone Snap-In Wallplate Coupler Gold HDMI Female / Female | EA |  | 1 Year (Limited Lifetime) | 16.55 | 5% | 15.7225
92505 | Tripplite | P164-000-KPA-BK | HDMI Coupler Keystone Panel Mount Angled All-in One F/F Black | EA |  | 1 Year (Limited Lifetime) | 16.55 | 5% | 15.7225
92506 | Tripplite | P164-000-KP-BK | HDMI Coupler Keystone Panel Mount All-in-One F/F Black | EA |  | 1 Year (Limited Lifetime) | 16.55 | 5% | 15.7225
92507 | Tripplite | P164-001-KPA-BK | HDMI Coupler Keystone Panel Mount All-in-One Angled F/F Black 1' | EA |  | 1 Year (Limited Lifetime) | 24.83 | 5% | 23.5885
92508 | Tripplite | P166-001-A | HDMI Display-side Wallplate with Active Signal Booster F/F | EA |  | 1 Year (Limited Lifetime) | 91.05 | 5% | 86.4975
92509 | Tripplite | P166-001-P | Tripp Lite Home Theater HDMI Send / Receive Pass-Through Wallplate | EA |  | 1 Year (Limited Lifetime) | 41.38 | 5% | 39.311
92510 | Tripplite | P167-000 | Tripp Lite HDMI Over Cat5 / Cat6 Wallplate Extender Kit HDMI F/F TAA GSA | EA |  | 1 Year (Limited Lifetime) | 179.31 | 5% | 170.3445
92511 | Tripplite | P168-000 | Tripp Lite Compact Displayport Gender Changer / Coupler Display port F/F | EA |  | 1 Year (Limited Lifetime) | 22.07 | 5% | 20.9665
92512 | Tripplite | P169-000-KPA-BK | Mini DPort to DisplayPort Keystone Panel Mount Coupler Angled FF | EA |  | 1 Year (Limited Lifetime) | 22.07 | 5% | 20.9665
92513 | Tripplite | P169-001-KPA-BK | Mini DisplayPort to Displayport Keystone Panel Mount Coupler 1' | EA |  | 1 Year (Limited Lifetime) | 27.59 | 5% | 26.2105
92514 | Tripplite | P222-006 | Tripp Lite 6ft PS/2 Keyboard Mouse Extension Cable Mini DIN6 M/F 6' | EA |  | 1 Year (Limited Lifetime) | 4.69 | 5% | 4.4555
92515 | Tripplite | P222-010 | Tripp Lite 10ft PS/2 Keyboard Mouse Extension Cable Mini DIN6 M/F 10' | EA |  | 1 Year (Limited Lifetime) | 6.9 | 5% | 6.555
92516 | Tripplite | P222-025 | Tripp Lite 25ft PS/2 Keyboard Mouse Extension Cable Mini DIN6 M/F 25' | EA |  | 1 Year (Limited Lifetime) | 16.55 | 5% | 15.7225
92517 | Tripplite | P222-050 | Tripp Lite 50ft PS/2 Keyboard Mouse Extension Cable Mini DIN6 M/F 50' | EA |  | 1 Year (Limited Lifetime) | 27.59 | 5% | 26.2105
92518 | Tripplite | P310-000 | 3.5mm to 3.5mm Mini Stereo Audio Coupler Extender F/F | EA |  | 1 Year (Limited Lifetime) | 6.9 | 5% | 6.555
92519 | Tripplite | P311-006 | Tripp Lite 6ft 3.5mm M/F Mini-Stereo Audio Extension Cable Shielded 6' | EA |  | 1 Year (Limited Lifetime) | 5.24 | 5% | 4.978
92520 | Tripplite | P311-010 | Tripp Lite 10ft 3.5mm M/F Mini-Stereo Audio Extension Cable Shielded 10' | EA |  | 1 Year (Limited Lifetime) | 6.07 | 5% | 5.7665
92521 | Tripplite | P311-025 | Tripp Lite 25ft 3.5mm M/F Mini-Stereo Audio Extension Cable Shielded 25' | EA |  | 1 Year (Limited Lifetime) | 11.03 | 5% | 10.4785
92522 | Tripplite | P312-001 | 1ft Mini Stereo Audio Dubbing Cord 3.5mm M/M Connectors 1' | EA |  | 1 Year (Limited Lifetime) | 4.69 | 5% | 4.4555
92523 | Tripplite | P312-001-2RA | 1ft 3.5mm Mini Stereo Audio Cable with Two Right Angle plugs M/M | EA |  | 1 Year (Limited Lifetime) | 4.55 | 5% | 4.3225
92524 | Tripplite | P312-001-RA | 1ft 3.5mm Mini Stereo Audio Cable with One Right Angle plug M/M | EA |  | 1 Year (Limited Lifetime) | 4.97 | 5% | 4.7215
92525 | Tripplite | P312-003 | Mini Stereo Audio Dubbing Cable 3.5mm M/M Connectors 3' 3ft | EA |  | 1 Year (Limited Lifetime) | 4.97 | 5% | 4.7215
92526 | Tripplite | P312-003-RA | 3ft 3.5mm Mini Stereo Audio Cable with One Right Angle plug M/M | EA |  | 1 Year (Limited Lifetime) | 5.25 | 5% | 4.9875
92527 | Tripplite | P312-006 | Tripp Lite 6ft Mini Stereo Audio Dubbing Cord 3.5mm M/M Connectors 6' | EA |  | 1 Year (Limited Lifetime) | 5.52 | 5% | 5.244
92528 | Tripplite | P312-006-RA | 6ft 3.5mm Mini Stereo Audio Cable with One Right Angle Plug M/M | EA |  | 1 Year (Limited Lifetime) | 5.52 | 5% | 5.244
92529 | Tripplite | P312-010 | Tripp Lite 10ft Mini Stereo Audio Dubbing Cord 3.5mm M/M Connectors 10' | EA |  | 1 Year (Limited Lifetime) | 6.07 | 5% | 5.7665
92530 | Tripplite | P312-012 | Mini Stereo Audio Dubbing Cable 3.5mm Connectors M/M 12' 12ft | EA |  | 1 Year (Limited Lifetime) | 6.35 | 5% | 6.0325
92531 | Tripplite | P312-015 | 3.5mm Mini Stereo Audio Cable Dubbing Cord M/M 15' 15ft | EA |  | 1 Year (Limited Lifetime) | 8 | 5% | 7.6
92532 | Tripplite | P312-025 | Tripp Lite 25ft Mini Stereo Audio Dubbing Cord 3.5mm M/M Connectors 25' | EA |  | 1 Year (Limited Lifetime) | 12.41 | 5% | 11.7895
92533 | Tripplite | P312-050 | Tripp Lite 50ft Mini Stereo Audio Dubbing Cord 3.5mm M/M Connectors 50' | EA |  | 1 Year (Limited Lifetime) | 19.31 | 5% | 18.3445
92534 | Tripplite | P313-001 | Tripp Lite 1ft Mini Stereo Dubbing Cable Y Adapter 3.5mm M 2x 3.5mm F 1' | EA |  | 1 Year (Limited Lifetime) | 8 | 5% | 7.6
92535 | Tripplite | P313-06N-WH | 3.5mm Mini Stereo Cable Adapter Y Splitter M to 2x F White 6" | EA |  | 1 Year (Limited Lifetime) | 6.9 | 5% | 6.555
92536 | Tripplite | P314-006 | Tripp Lite 6ft Audio Y Splitter Adapter Cable 3.5mm Male / 2 RCA Male 6' | EA |  | 1 Year (Limited Lifetime) | 4.97 | 5% | 4.7215
92537 | Tripplite | P314-012 | Tripp Lite 12ft Audio Y Splitter Adapter Cable 3.5mm Male / 2 RCA Male 12' | EA |  | 1 Year (Limited Lifetime) | 6.34 | 5% | 6.023
92538 | Tripplite | P315-06N | 6 inch Audio Y Splitter Adapter Cable 3.5mm Mini Stereo to 2 RCA | EA |  | 1 Year (Limited Lifetime) | 4.97 | 5% | 4.7215
92539 | Tripplite | P316-06N | 6IN 3.5mm Mini Stereo to Two RCA Audio Y Splitter Adapter Cable | EA |  | 1 Year (Limited Lifetime) | 4.97 | 5% | 4.7215
92540 | Tripplite | P318-006-MF | 3.5mm Mini Stereo Audio 4 Position Headset Ext Cable M/F 6' 6ft | EA |  | 1 Year (Limited Lifetime) | 10.49 | 5% | 9.9655
92541 | Tripplite | P318-06N-FMM | Audio Headset Splitter Adapter 4 Position 2x 3 Position 3.5mm | EA |  | 1 Year (Limited Lifetime) | 12.42 | 5% | 11.799
92542 | Tripplite | P318-06N-MFF | 6 Inch 3.5mm 2x3 Position to 4 Position 3.5mm Audio Splitter 6" | EA |  | 1 Year (Limited Lifetime) | 13.8 | 5% | 13.11
92543 | Tripplite | P350-10N-10 | Tripp Lite 10 Piece 10 Inch Hook and Loop Velcro Cable Management Ties | EA |  | 1 Year (Limited Lifetime) | 8.55 | 5% | 8.1225
92544 | Tripplite | P352-07N-100 | 100PC 7.5 Inch Nylon Cable Ties Cable Management 40lb Strength | EA |  | 1 Year (Limited Lifetime) | 10.34 | 5% | 9.823
92545 | Tripplite | P404-006 | Tripp Lite 6ft AT Serial Modem Cable Gold Connectors DB25M to DB9F 6' | EA |  | 1 Year (Limited Lifetime) | 6.48 | 5% | 6.156
92546 | Tripplite | P420-001 | Tripp Lite Straight Through Modular Coupler Telephone RJ11 Female / Female | EA |  | 1 Year (Limited Lifetime) | 2.21 | 5% | 2.0995
92547 | Tripplite | P430-006 | RJ45 to DB9F Cisco Serial Console Port Rollover Cable 6' 6ft | EA |  | 1 Year (Limited Lifetime) | 33.1 | 5% | 31.445
92548 | Tripplite | P440-825FM | DB25 to RJ45 Modular Serial Adapter M/F RS-232 RS-422 RS-485 | EA |  | 1 Year (Limited Lifetime) | 4.97 | 5% | 4.7215
92549 | Tripplite | P440-89FF | DB9 to RJ45 Modular Serial Adapter F/F RS-232 RS-422 RS-485 | EA |  | 1 Year (Limited Lifetime) | 4.41 | 5% | 4.1895
92550 | Tripplite | P440-89FM | DB9 to RJ45 Modular Serial Adapter M/F RS-232 RS-422 RS-485 | EA |  | 1 Year (Limited Lifetime) | 4.41 | 5% | 4.1895
92551 | Tripplite | P450-000 | Tripp Lite 2 Piece DB9 Female to RJ45 Null Modem Adapter Cable Kit | EA |  | 1 Year (Limited Lifetime) | 26.21 | 5% | 24.8995
92552 | Tripplite | P450-006 | Tripp Lite 6ft Null Modem Adapter Gold Cable DB9 Female / Female 6' | EA |  | 1 Year (Limited Lifetime) | 8 | 5% | 7.6
92553 | Tripplite | P450-010 | Tripp Lite 10ft Null Modem Adapter Gold Cable DB9 Female / Female 10' | EA |  | 1 Year (Limited Lifetime) | 8.55 | 5% | 8.1225
92554 | Tripplite | P454-006 | Tripp Lite 6ft Null Modem Adapter Gold Cable DB9 Female / Male 6' | EA |  | 1 Year (Limited Lifetime) | 8.28 | 5% | 7.866
92555 | Tripplite | P456-006 | Tripp Lite 6ft Null Modem Adapter Gold Cable DB9 Female / DB25 Male 6' | EA |  | 1 Year (Limited Lifetime) | 9.38 | 5% | 8.911
92556 | Tripplite | P500-003 | VGA Monitor Extension Cable Coax High Resolution M/F 1080p 15ft | EA |  | 1 Year (Limited Lifetime) | 12.41 | 5% | 11.7895
92557 | Tripplite | P500-006 | Tripp Lite 6ft SVGA / VGA Monitor Extension Gold Cable RGB Coax HD15 M/F 6' | EA |  | 1 Year (Limited Lifetime) | 13.79 | 5% | 13.1005
92558 | Tripplite | P500-010 | Tripp Lite 10ft SVGA VGA Monitor Extension Gold Cable RGB Coax HD15 M/F 10' | EA |  | 1 Year (Limited Lifetime) | 20.55 | 5% | 19.5225
92559 | Tripplite | P500-015 | VGA Extension Cable Coax High Resolution Monitor M/F 15' 15ft | EA |  | 1 Year (Limited Lifetime) | 25.52 | 5% | 24.244
92560 | Tripplite | P500-025 | Tripp Lite 25ft SVGA VGA Monitor Extension Gold Cable RGB Coax HD15 M/F 25' | EA |  | 1 Year (Limited Lifetime) | 33.11 | 5% | 31.4545
92561 | Tripplite | P500-050 | Tripp Lite 25ft SVGA VGA Monitor Extension Gold Cable RGB Coax HD15 M/F 25' | EA |  | 1 Year (Limited Lifetime) | 61.38 | 5% | 58.311
92562 | Tripplite | P500-075 | Tripp Lite 75ft SVGA VGA Monitor Extension Gold Cable RGB Coax HD15 M/F 75' | EA |  | 1 Year (Limited Lifetime) | 104.83 | 5% | 99.5885
92563 | Tripplite | P500-100 | Tripp Lite 100ft SVGA VGA Monitor Ext Gold Cable RGB Coax HD15 M/F 100' | EA |  | 1 Year (Limited Lifetime) | 122.76 | 5% | 116.622
92564 | Tripplite | P501-050 | Tripp Lite 50ft SVGA VGA Easy Pull Monitor Ext Cable RGB Coax HD15 M/F 50' | EA |  | 1 Year (Limited Lifetime) | 104.83 | 5% | 99.5885
92565 | Tripplite | P501-100 | Tripp Lite 100ft SVGA VGA Easy Pull Monitor Cable RGB Coax HD15 M/F 100' | EA |  | 1 Year (Limited Lifetime) | 193.11 | 5% | 183.4545
92566 | Tripplite | P502-001 | Tripp Lite 1ft SVGA / VGA Monitor Gold Cable RGB Coax HD15 Male / Male 1' | EA |  | 1 Year (Limited Lifetime) | 10.49 | 5% | 9.9655
92567 | Tripplite | P502-003 | Tripp Lite 3ft SVGA / VGA Monitor Gold Cable RGB Coax HD15 Male / Male 3' | EA |  | 1 Year (Limited Lifetime) | 11.03 | 5% | 10.4785
92568 | Tripplite | P502-003-RA | Tripp Lite 3ft SVGA VGA Monitor Gold Cable RGB Coax HD15M to RT Angle M 3' | EA |  | 1 Year (Limited Lifetime) | 19.31 | 5% | 18.3445
92569 | Tripplite | P502-003-SM | Tripp Lite 3ft SVGA / VGA Compact Slim RGB Coax Monitor Cable HD15 M/M 3' | EA |  | 1 Year (Limited Lifetime) | 13.52 | 5% | 12.844
92570 | Tripplite | P502-006 | Tripp Lite 6ft SVGA / VGA Monitor Gold Cable RGB Coax HD15 Male / Male 6' | EA |  | 1 Year (Limited Lifetime) | 12.14 | 5% | 11.533
92571 | Tripplite | P502-006-RA | Tripp Lite 6ft SVGA VGA Monitor Gold Cable RGB Coax HD15 M to RT Angle M 6' | EA |  | 1 Year (Limited Lifetime) | 20.69 | 5% | 19.6555
92572 | Tripplite | P502-006-SM | Tripp Lite 6ft SVGA / VGA Compact Slim RGB Coax Monitor Cable HD15 M/M 6' | EA |  | 1 Year (Limited Lifetime) | 15.45 | 5% | 14.6775
92573 | Tripplite | P502-010 | Tripp Lite 10ft SVGA / VGA Monitor Gold Cable RGB Coax HD15 Male / Male 10' | EA |  | 1 Year (Limited Lifetime) | 16.83 | 5% | 15.9885
92574 | Tripplite | P502-010-RA | Tripp Lite 10ft SVGA VGA Monitor Gold Cbl RGB Coax HD15 M to RT Angle M 10' | EA |  | 1 Year (Limited Lifetime) | 30.34 | 5% | 28.823
92575 | Tripplite | P502-010-SM | Low Profile VGA RGB Coax Monitor Cable High Res HD15 M/M 10ft | EA |  | 1 Year (Limited Lifetime) | 23.45 | 5% | 22.2775
92576 | Tripplite | P502-015 | Tripp Lite 15ft SVGA / VGA Monitor Gold Cable RGB Coax HD15 Male / Male 15' | EA |  | 1 Year (Limited Lifetime) | 25.94 | 5% | 24.643
92577 | Tripplite | P502-015-SM | Low Profile VGA RGB Coax Monitor Cable High Res HD15 M/M 15ft | EA |  | 1 Year (Limited Lifetime) | 31.73 | 5% | 30.1435
92578 | Tripplite | P502-020 | 20ft SVGA / VGA Monitor Gold Cable RGB Coax HD15 Male / Male 20' | EA |  | 1 Year (Limited Lifetime) | 31.73 | 5% | 30.1435
92579 | Tripplite | P502-025 | Tripp Lite 25ft SVGA / VGA Monitor Gold Cable RGB Coax HD15 Male / Male 25' | EA |  | 1 Year (Limited Lifetime) | 26.9 | 5% | 25.555
92580 | Tripplite | P502-025-P | Tripp Lite 25ft SVGA / VGA Plenum Monitor Gold Cable RGB Coax HD15 M/M 25' | EA |  | 1 Year (Limited Lifetime) | 178.48 | 5% | 169.556
92581 | Tripplite | P502-025-RA | Tripp Lite 25ft SVGA VGA Monitor Gold Cbl RGB Coax HD15 M to RT Angle M 25' | EA |  | 1 Year (Limited Lifetime) | 33.1 | 5% | 31.445
92582 | Tripplite | P502-025-SM | Low Profile VGA RGB Coax Monitor Cable High Res HD15 M/M 25ft | EA |  | 1 Year (Limited Lifetime) | 44.14 | 5% | 41.933
92583 | Tripplite | P502-030 | 30ft SVGA/VGA Monitor Gold Cable RGB Coax HD15 Male / Male 30' | EA |  | 1 Year (Limited Lifetime) | 41.38 | 5% | 39.311
92584 | Tripplite | P502-035 | 35ft SVGA / VGA Monitor Gold Cable RGB Coax HD15 Male / Male 35' | EA |  | 1 Year (Limited Lifetime) | 52.41 | 5% | 49.7895
92585 | Tripplite | P502-040 | VGA RGB Coax Monitor Cable High Res HD15 M/M 40' 40ft | EA |  | 1 Year (Limited Lifetime) | 60.69 | 5% | 57.6555
92586 | Tripplite | P502-050 | Tripp Lite 50ft SVGA / VGA Monitor Gold Cable RGB Coax HD15 Male / Male 50' | EA |  | 1 Year (Limited Lifetime) | 61.38 | 5% | 58.311
92587 | Tripplite | P502-050-P | Tripp Lite 50ft SVGA / VGA Plenum Monitor Gold Cable RGB Coax HD15 M/M 50' | EA |  | 1 Year (Limited Lifetime) | 386.21 | 5% | 366.8995
92588 | Tripplite | P502-050-SM | Low Profile VGA RGB Coax Monitor Cable High Res HD15 M/M 50ft | EA |  | 1 Year (Limited Lifetime) | 82.76 | 5% | 78.622
92589 | Tripplite | P502-075 | 75ft SVGA / VGA Monitor Cable with RGB Coax HD15 M/M 75' | EA |  | 1 Year (Limited Lifetime) | 104.83 | 5% | 99.5885
92590 | Tripplite | P502-100 | Tripp Lite 100ft SVGA VGA Monitor Gold Cable RGB Coax HD15 Male / Male 100' | EA |  | 1 Year (Limited Lifetime) | 124.14 | 5% | 117.933
92591 | Tripplite | P503-050 | Tripp Lite 50ft Easy Pull All in One SVGA VGA Monitor Cable HD15 M/M 50' | EA |  | 1 Year (Limited Lifetime) | 137.93 | 5% | 131.0335
92592 | Tripplite | P503-100 | Tripp Lite 100ft Easy Pull All in One SVGA VGA Monitor Cable HD15 M/M 100' | EA |  | 1 Year (Limited Lifetime) | 248.28 | 5% | 235.866
92593 | Tripplite | P504-003-SM | Tripp Lite 3ft SVGA VGA Compact RGB Coax Mntr Cable HD15 M/M 3.5mm M/M 3' | EA |  | 1 Year (Limited Lifetime) | 27.59 | 5% | 26.2105
92594 | Tripplite | P504-006 | Tripp Lite 6ft SVGA VGA Monitor + Audio Cable w Coax HD15 M/M 3.5mm M/M 6' | EA |  | 1 Year (Limited Lifetime) | 17.94 | 5% | 17.043
92595 | Tripplite | P504-006-SM | Tripp Lite 6ft SVGA VGA Slim RGB Coax Mntr Cable Aud HD15 M/M 3.5mm M/M 6' | EA |  | 1 Year (Limited Lifetime) | 33.1 | 5% | 31.445
92596 | Tripplite | P504-010 | Tripp Lite 10ft SVGA VGA Monitor + Audio Cable Coax HD15 M/M 3.5mm M/M 10' | EA |  | 1 Year (Limited Lifetime) | 30.21 | 5% | 28.6995
92597 | Tripplite | P504-015 | Tripp Lite 15ft SVGA VGA Monitor + Audio Cable Coax HD15 M/M 3.5mm M/M 15' | EA |  | 1 Year (Limited Lifetime) | 44.14 | 5% | 41.933
92598 | Tripplite | P504-025 | Tripp Lite 25ft SVGA VGA Monitor + Audio Cable Coax HD15 M/M 3.5mm M/M 25' | EA |  | 1 Year (Limited Lifetime) | 62.07 | 5% | 58.9665
92599 | Tripplite | P504-030 | 30ft SVGA VGA Monitor + Audio Cable Coax HD15 M/M 3.5mm M/M 30' | EA |  | 1 Year (Limited Lifetime) | 80.83 | 5% | 76.7885
92600 | Tripplite | P504-035 | VGA Coax High Resolution Monitor Cable Audio HD15 3.5mm M/M 35ft | EA |  | 1 Year (Limited Lifetime) | 93.79 | 5% | 89.1005
92601 | Tripplite | P504-050 | Tripp Lite 50ft SVGA VGA Monitor + Audio Cable Coax HD15 M/M 3.5mm M/M 50' | EA |  | 1 Year (Limited Lifetime) | 126.9 | 5% | 120.555
92602 | Tripplite | P504-050-EZ | Tripp Lite 50ft Easy Pull SVGA VGA Monitor + Audio Cable w RGB Coax 50' | EA |  | 1 Year (Limited Lifetime) | 179.31 | 5% | 170.3445
92603 | Tripplite | P504-100-EZ | Tripp Lite 100ft Easy Pull SVGA VGA Monitor + Audio Cable w RGB Coax 50' | EA |  | 1 Year (Limited Lifetime) | 275.86 | 5% | 262.067
92604 | Tripplite | P510-006 | Tripp Lite 6ft VGA Monitor Extension Gold Cable Shielded HD15 M/F 6' | EA |  | 1 Year (Limited Lifetime) | 8.28 | 5% | 7.866
92605 | Tripplite | P510-010 | Tripp Lite 10ft VGA Monitor Extension Gold Cable Shielded HD15 M/F 10' | EA |  | 1 Year (Limited Lifetime) | 9.11 | 5% | 8.6545
92606 | Tripplite | P510-025 | Tripp Lite 25ft VGA Monitor Extension Gold Cable Shielded HD15 M/F 25' | EA |  | 1 Year (Limited Lifetime) | 19.31 | 5% | 18.3445
92607 | Tripplite | P512-006 | Tripp Lite 6ft VGA Monitor Gold Cable Molded Shielded HD15 M/F 6' | EA |  | 1 Year (Limited Lifetime) | 7.45 | 5% | 7.0775
92608 | Tripplite | P512-010 | Tripp Lite 10ft VGA Monitor Gold Cable Molded Shielded HD15 M/F 10' | EA |  | 1 Year (Limited Lifetime) | 9.38 | 5% | 8.911
92609 | Tripplite | P512-015 | 15ft VGA Monitor Gold Cable Molded Shielded HD15 M/M 15' | EA |  | 1 Year (Limited Lifetime) | 19.32 | 5% | 18.354
92610 | Tripplite | P516-001 | Tripp Lite 1ft VGA / XVGA Monitor Y Splitter Cable HD15M / 2x HD15F 1' | EA |  | 1 Year (Limited Lifetime) | 17.94 | 5% | 17.043
92611 | Tripplite | P516-001-HR | Tripp Lite 1ft High Resolution SXGA/UXGA Monitor Y Splitter Cable 1' | EA |  | 1 Year (Limited Lifetime) | 24.83 | 5% | 23.5885
92612 | Tripplite | P516-006-HR | High Resolution VGA Monitor Y Splitter Cable HD15 to 2x HD15 6ft | EA |  | 1 Year (Limited Lifetime) | 55.17 | 5% | 52.4115
92613 | Tripplite | P520-006 | Tripp Lite 6ft RS-232 Serial Extension Molded Shielded Cable DB9 M/F 6' | EA |  | 1 Year (Limited Lifetime) | 6.62 | 5% | 6.289
92614 | Tripplite | P556-003 | Tripp Lite 3ft DVI to VGA Cable Molded Shielded DVI Male to HD15 Male 3' | EA |  | 1 Year (Limited Lifetime) | 13.52 | 5% | 12.844
92615 | Tripplite | P556-006 | Tripp Lite 6ft DVI to VGA Cable Molded Shielded DVI Male to HD15 Male 6' | EA |  | 1 Year (Limited Lifetime) | 18.76 | 5% | 17.822
92616 | Tripplite | P556-010 | Tripp Lite 10ft DVI to VGA Cable Molded Shielded DVI Male to HD15 Male 10' | EA |  | 1 Year (Limited Lifetime) | 19.04 | 5% | 18.088
92617 | Tripplite | P560-001 | 1ft DVI Dual Link TMDS Cable Molded Shielded DVI-D M/M 1' | EA |  | 1 Year (Limited Lifetime) | 13.66 | 5% | 12.977
92618 | Tripplite | P560-003 | Tripp Lite 3ft DVI Dual Link TMDS Cable Molded Shielded DVI-D M/M 3' | EA |  | 1 Year (Limited Lifetime) | 13.79 | 5% | 13.1005
92619 | Tripplite | P560-006 | Tripp Lite 6ft DVI Dual Link TMDS Cable Molded Shielded DVI-D M/M 6' | EA |  | 1 Year (Limited Lifetime) | 15.17 | 5% | 14.4115
92620 | Tripplite | P560-006-DLI | Tripp Lite 6ft DVI Dual Link Digital Analog Monitor Cable DVI-I M/M 6' | EA |  | 1 Year (Limited Lifetime) | 22.07 | 5% | 20.9665
92621 | Tripplite | P560-010 | Tripp Lite 10ft DVI Dual Link TMDS Cable Molded Shielded DVI-D M/M 10' | EA |  | 1 Year (Limited Lifetime) | 22.07 | 5% | 20.9665
92622 | Tripplite | P560-010-DLI | DVI-I Dual Link Digital Analog Monitor Cable M/M 1080p 10ft 10' | EA |  | 1 Year (Limited Lifetime) | 30.34 | 5% | 28.823
92623 | Tripplite | P560-015 | Tripp Lite 15ft DVI Dual Link TMDS Cable Molded Shielded DVI-D M/M 15' | EA |  | 1 Year (Limited Lifetime) | 33.1 | 5% | 31.445
92624 | Tripplite | P560-015-DLI | DVI-I Dual Link Digital Analog Monitor Cable DVI-I M/M 15' 15ft | EA |  | 1 Year (Limited Lifetime) | 38.63 | 5% | 36.6985
92625 | Tripplite | P560-020 | Tripp Lite 20ft DVI Dual Link TMDS Cable Molded Shielded DVI-D M/M 20' | EA |  | 1 Year (Limited Lifetime) | 49.66 | 5% | 47.177
92626 | Tripplite | P560-025 | Tripp Lite 25ft DVI Dual Link TMDS Cable Molded Shielded DVI-D M/M 25' | EA |  | 1 Year (Limited Lifetime) | 80 | 5% | 76
92627 | Tripplite | P560-030 | DVI Dual Link Digital TMDS Monitor Cable DVI-D M/M 30' 30ft | EA |  | 1 Year (Limited Lifetime) | 99.32 | 5% | 94.354
92628 | Tripplite | P560-050 | Tripp Lite 50ft DVI Dual Link TMDS Cable Molded Shielded DVI-D M/M 50' | EA |  | 1 Year (Limited Lifetime) | 126.9 | 5% | 120.555
92629 | Tripplite | P560-100 | Tripp Lite 100ft DVI Dual Link TMDS Cable Molded Shielded DVI-D M/M 100' | EA |  | 1 Year (Limited Lifetime) | 220.69 | 5% | 209.6555
92630 | Tripplite | P560-100-HD | 100ft DVI High Definition Dual Link TMDS Cable DVI-D M/M 100' | EA |  | 1 Year (Limited Lifetime) | 386.21 | 5% | 366.8995
92631 | Tripplite | P561-003 | 3ft DVI Single Link TMDS Cable Molded Shielded DVI-D M/M 3' | EA |  | 1 Year (Limited Lifetime) | 12.14 | 5% | 11.533
92632 | Tripplite | P561-006 | Tripp Lite 6ft DVI Single Link TMDS Molded Shielded Cable DVI-D M/M 6' | EA |  | 1 Year (Limited Lifetime) | 14.07 | 5% | 13.3665
92633 | Tripplite | P561-006-SLI | Tripp Lite 6ft DVI-I Single Link Digital Analog Molded Monitor Cable 6' | EA |  | 1 Year (Limited Lifetime) | 20.69 | 5% | 19.6555
92634 | Tripplite | P561-010 | Tripp Lite 10ft DVI Single Link TMDS Molded Shielded Cable DVI-D M/M 10' | EA |  | 1 Year (Limited Lifetime) | 19.86 | 5% | 18.867
92635 | Tripplite | P561-015 | 15ft DVI Single Link TMDS Molded Shielded Cable DVI-D M/M 15' | EA |  | 1 Year (Limited Lifetime) | 41.66 | 5% | 39.577
92636 | Tripplite | P561-020 | DVI-D to DVI-D Single-Link TMDS Monitor Cable M/M 1080p 20ft | EA |  | 1 Year (Limited Lifetime) | 55.17 | 5% | 52.4115
92637 | Tripplite | P561-025 | DVI Single Link Digital TMDS Monitor Cable DVI-D M/M 25' 25ft | EA |  | 1 Year (Limited Lifetime) | 66.21 | 5% | 62.8995
92638 | Tripplite | P561-050 | Tripp Lite 50ft DVI Single Link TMDS Molded Shielded Cable DVI-D M/M 50' | EA |  | 1 Year (Limited Lifetime) | 96.55 | 5% | 91.7225
92639 | Tripplite | P561-050-EZ | Tripp Lite 50ft Easy Pull All in One DVI Single Link Cable DVI-D M/M 50' | EA |  | 1 Year (Limited Lifetime) | 165.52 | 5% | 157.244
92640 | Tripplite | P561-075 | Tripp Lite 75ft DVI Single Link TMDS Molded Shielded Cable DVI-D M/M 75' | EA |  | 1 Year (Limited Lifetime) | 171.03 | 5% | 162.4785
92641 | Tripplite | P561-100 | Tripp Lite 100ft DVI Single Link TMDS Molded Shielded Cable DVI-D M/M 100' | EA |  | 1 Year (Limited Lifetime) | 179.31 | 5% | 170.3445
92642 | Tripplite | P561-100-EZ | Tripp Lite 100ft Easy Pull All in One DVI Single Link Cable DVI-D M/M 100' | EA |  | 1 Year (Limited Lifetime) | 234.49 | 5% | 222.7655
92643 | Tripplite | P561-100-HD | 100ft DVI High Definition Single Link TMDS Cable DVI-D M/M 100' | EA |  | 1 Year (Limited Lifetime) | 220.69 | 5% | 209.6555
92644 | Tripplite | P561-18N | DVI Single Link Digital TMDS Monitor Cable DVI-D M/M 18" 18 Inch | EA |  | 1 Year (Limited Lifetime) | 11.86 | 5% | 11.267
92645 | Tripplite | P562-001-45L | Tripp Lite 1ft DVI Dual Link 45 Degree Left Extension Cable DVI-D M/F 1' | EA |  | 1 Year (Limited Lifetime) | 27.59 | 5% | 26.2105
92646 | Tripplite | P562-006 | Tripp Lite 6ft DVI Dual Link Extension TMDS Cable Shielded DVI-D M/F 6' | EA |  | 1 Year (Limited Lifetime) | 20.69 | 5% | 19.6555
92647 | Tripplite | P562-006-SL | Tripp Lite 6ft DVI Single Link Extension TMDS Cable Shielded DVI-D M/F 6' | EA |  | 1 Year (Limited Lifetime) | 20 | 5% | 19
92648 | Tripplite | P562-010 | 10ft DVI Dual Link Extension TMDS Cable Shielded DVI-D M/F 10' | EA |  | 1 Year (Limited Lifetime) | 29.79 | 5% | 28.3005
92649 | Tripplite | P562-015 | 15ft DVI Dual Link Extension TMDS Cable Shielded DVI-D M/F 15' | EA |  | 1 Year (Limited Lifetime) | 44.14 | 5% | 41.933
92650 | Tripplite | P564-001 | Tripp Lite 1ft DVI-D Y Splitter Video Cable DVI-D Male / 2x Female 1' | EA |  | 1 Year (Limited Lifetime) | 21.25 | 5% | 20.1875
92651 | Tripplite | P564-06N-DV | Tripp Lite 6 Inch DVI Digital Y Splitter Cable DVI-I M to DVI-D F & HD15 F | EA |  | 1 Year (Limited Lifetime) | 36.42 | 5% | 34.599
92652 | Tripplite | P566-003 | 3ft HDMI to DVI Gold Digital Video Cable HDMI-M / DVI-M 3' | EA |  | 1 Year (Limited Lifetime) | 23.45 | 5% | 22.2775
92653 | Tripplite | P566-003-MINI | Mini HDMI to DVI Digital Monitor Adapter Cable M/M 3' 3ft | EA |  | 1 Year (Limited Lifetime) | 22.62 | 5% | 21.489
92654 | Tripplite | P566-003-VGA | HDMI to VGA Active Adapter Cable Low Profile HD15 M/M 1080p 3ft | EA |  | 1 Year (Limited Lifetime) | 52.41 | 5% | 49.7895
92655 | Tripplite | P566-003-VGA-A | HDMI to VGA Adapter Converter Cable Active + 3.5mm M/M 1080p 3ft | EA |  | 1 Year (Limited Lifetime) | 60.69 | 5% | 57.6555
92656 | Tripplite | P566-006 | Tripp Lite 6ft HDMI to DVI Gold Digital Video Cable HDMI-M / DVI-M 6' | EA |  | 1 Year (Limited Lifetime) | 20.7 | 5% | 19.665
92657 | Tripplite | P566-006-MINI | Mini HDMI to DVI Digital Monitor Adapter Cable M/M 6' 6ft | EA |  | 1 Year (Limited Lifetime) | 25.67 | 5% | 24.3865
92658 | Tripplite | P566-006-VGA | HDMI to VGA Active Adapter Cable Low Profile HD15 M/M 1080p 6ft | EA |  | 1 Year (Limited Lifetime) | 55.17 | 5% | 52.4115
92659 | Tripplite | P566-006-VGA-A | HDMI to VGA Adapter Converter Cable Active + 3.5mm M/M 1080p 6ft | EA |  | 1 Year (Limited Lifetime) | 66.21 | 5% | 62.8995
92660 | Tripplite | P566-010 | Tripp Lite 10ft HDMI to DVI Gold Digital Video Cable HDMI-M / DVI-M 10' | EA |  | 1 Year (Limited Lifetime) | 24.42 | 5% | 23.199
92661 | Tripplite | P566-010-MINI | Mini HDMI to DVI Digital Monitor Adapter Cable M/M 10' 10ft | EA |  | 1 Year (Limited Lifetime) | 30.35 | 5% | 28.8325
92662 | Tripplite | P566-010-VGA | HDMI to VGA Active Adapter Cable Low Profile HD15 M/M 1080p 10ft | EA |  | 1 Year (Limited Lifetime) | 63.45 | 5% | 60.2775
92663 | Tripplite | P566-010-VGA-A | HDMI to VGA Adapter Converter Cable Active +3.5mm M/M 1080p 10ft | EA |  | 1 Year (Limited Lifetime) | 74.48 | 5% | 70.756
92664 | Tripplite | P566-012 | 12ft HDMI to DVI Gold Digital Video Cable HDMI-M / DVI-M 12' | EA |  | 1 Year (Limited Lifetime) | 38.62 | 5% | 36.689
92665 | Tripplite | P566-015-VGA | HDMI to VGA Adapter Converter Cable Active M/M 1080p @ 60Hz 15ft | EA |  | 1 Year (Limited Lifetime) | 68.97 | 5% | 65.5215
92666 | Tripplite | P566-015-VGA-A | HDMI to VGA Adapter Converter Cable Active +3.5mm M/M 1080p 15ft | EA |  | 1 Year (Limited Lifetime) | 80 | 5% | 76
92667 | Tripplite | P566-016 | Tripp Lite 16ft HDMI to DVI Gold Digital Video Cable HDMI-M / DVI-M 16' | EA |  | 1 Year (Limited Lifetime) | 42.76 | 5% | 40.622
92668 | Tripplite | P566-020 | HDMI to DVI Digital Monitor Adapter Cable HDMI to DVI-D M/M 20ft | EA |  | 1 Year (Limited Lifetime) | 71.73 | 5% | 68.1435
92669 | Tripplite | P566-030 | 30ft HDMI to DVI Gold Digital Video Cable HDMI-M / DVI-M 30' | EA |  | 1 Year (Limited Lifetime) | 99.31 | 5% | 94.3445
92670 | Tripplite | P566-050 | 50ft HDMI to DVI Gold Digital Video Cable HDMI-M / DVI-M 50' | EA |  | 1 Year (Limited Lifetime) | 179.31 | 5% | 170.3445
92671 | Tripplite | P568-000-LOCK | HDMI Cable Lock Clamp Tie Screw for HDTVs Blu-Ray Installations | EA |  | 1 Year (Limited Lifetime) | 4.69 | 5% | 4.4555
92672 | Tripplite | P568-003 | Tripp Lite 3ft High Speed HDMI Digital Audio Video Gold Cable Shielded 3' | EA |  | 1 Year (Limited Lifetime) | 11.88 | 5% | 11.286
92673 | Tripplite | P568-003-BK-GRP | High-Speed HDMI Cable w/ Gripping Connectors 4K M/M Black 3ft | EA |  | 1 Year (Limited Lifetime) | 11.86 | 5% | 11.267
92674 | Tripplite | P568-003-BL | 3ft High Speed HDMI Cable Digital A/V 4K x 2K UHD M/M Blue 3' | EA |  | 1 Year (Limited Lifetime) | 11.86 | 5% | 11.267
92675 | Tripplite | P568-003-FL | Tripp Lite 3ft Flat High Speed HDMI Audio Video Gold Cable Shielded 3' | EA |  | 1 Year (Limited Lifetime) | 16.56 | 5% | 15.732
92676 | Tripplite | P568-003-GN | 3ft Hi-Speed HDMI Cable Digital A/V UHD HDMI 4Kx2K M/M Green 3' | EA |  | 1 Year (Limited Lifetime) | 11.86 | 5% | 11.267
92677 | Tripplite | P568-003-RD | 3ft Hi-Speed HDMI Cable Digital A/V HDMI UHD 4K x 2K M/M Red 3' | EA |  | 1 Year (Limited Lifetime) | 11.86 | 5% | 11.267
92678 | Tripplite | P568-003-SW | Tripp Lite 3ft High Speed HDMI Gold Cable w/ Swivel Connectors Shielded 3' | EA |  | 1 Year (Limited Lifetime) | 21.25 | 5% | 20.1875
92679 | Tripplite | P568-003-WH | High Speed HDMI Cable Digital Video w/ Audio M/M White 3' 3ft | EA |  | 1 Year (Limited Lifetime) | 11.86 | 5% | 11.267
92680 | Tripplite | P568-003-YW | 3ft Hi-Speed HDMI Cable Digital A/V UHD HDMI 4Kx2K M/M Yellow 3' | EA |  | 1 Year (Limited Lifetime) | 11.86 | 5% | 11.267
92681 | Tripplite | P568-006 | Tripp Lite 6ft High Speed HDMI Digital Audio Video Gold Cable Shielded 6' | EA |  | 1 Year (Limited Lifetime) | 13.8 | 5% | 13.11
92682 | Tripplite | P568-006-BK-GRP | High-Speed HDMI Cable w/ Gripping Connectors 4K M/M Black 6ft | EA |  | 1 Year (Limited Lifetime) | 13.79 | 5% | 13.1005
92683 | Tripplite | P568-006-BL | 6ft High Speed HDMI Cable Digital A/V UHD HDMI 4Kx2K M/M Blue 6' | EA |  | 1 Year (Limited Lifetime) | 14.07 | 5% | 13.3665
92684 | Tripplite | P568-006-FL | HDMI Gold Digital Video Cable (Flat) - HDMI(M)/(M) - 6' | EA |  | 1 Year (Limited Lifetime) | 20.69 | 5% | 19.6555
92685 | Tripplite | P568-006-GN | 6ft Hi-Speed HDMI Cable Digital A/V UHD HDMI 4Kx2K M/M Green 6' | EA |  | 1 Year (Limited Lifetime) | 14.07 | 5% | 13.3665
92686 | Tripplite | P568-006-RA | Tripp Lite 6ft High Speed HDMI Audio Video Gold Cable RT Angle Connector 6' | EA |  | 1 Year (Limited Lifetime) | 28.97 | 5% | 27.5215
92687 | Tripplite | P568-006-RA2 | Right-Angle HDMI Gold Digital Video Cable HDMI M/M - 6' | EA |  | 1 Year (Limited Lifetime) | 30.34 | 5% | 28.823
92688 | Tripplite | P568-006-RD | 6ft High Speed HDMI Cable Digital A/V UHD HDMI 4Kx2K M/M Red 6' | EA |  | 1 Year (Limited Lifetime) | 14.07 | 5% | 13.3665
92689 | Tripplite | P568-006-SW | Tripp Lite 6ft High Speed HDMI Gold Cable w/ Swivel Connectors Shielded 6' | EA |  | 1 Year (Limited Lifetime) | 21.52 | 5% | 20.444
92690 | Tripplite | P568-006-WH | High Speed HDMI Cable Digital Video w/ Audio M/M White 6' 6ft | EA |  | 1 Year (Limited Lifetime) | 13.79 | 5% | 13.1005
92691 | Tripplite | P568-006-YW | 6ft Hi-Speed HDMI Cable Digital A/V UHD HDMI 4Kx2K M/M Yellow 6' | EA |  | 1 Year (Limited Lifetime) | 14.07 | 5% | 13.3665
92692 | Tripplite | P568-010 | Tripp Lite 10ft High Speed HDMI Digital Audio Video Gold Cable Shielded 10' | EA |  | 1 Year (Limited Lifetime) | 18.76 | 5% | 17.822
92693 | Tripplite | P568-010-BK-GRP | High-Speed HDMI Cable w/ Gripping Connectors 4K M/M Black 10ft | EA |  | 1 Year (Limited Lifetime) | 18.76 | 5% | 17.822
92694 | Tripplite | P568-010-BL | 10ft High Speed HDMI Cable Digital A/V 4K x 2K UHD M/M Blue 10' | EA |  | 1 Year (Limited Lifetime) | 19.32 | 5% | 18.354
92695 | Tripplite | P568-010-FL | Tripp Lite 10ft Flat High Speed HDMI Audio Video Gold Cable Shielded 10' | EA |  | 1 Year (Limited Lifetime) | 21.25 | 5% | 20.1875
92696 | Tripplite | P568-010-GN | 10ft High Speed HDMI Cable Digital A/V 4K x 2K UHD M/M Green 10' | EA |  | 1 Year (Limited Lifetime) | 19.32 | 5% | 18.354
92697 | Tripplite | P568-010-RD | 10ft High Speed HDMI Cable Digital A/V 4K x 2K UHD M/M Red 10' | EA |  | 1 Year (Limited Lifetime) | 19.32 | 5% | 18.354
92698 | Tripplite | P568-010-SW | Tripp Lite 10ft High Speed HDMI Gold Cable w Swivel Connectors Shielded 10' | EA |  | 1 Year (Limited Lifetime) | 33.11 | 5% | 31.4545
92699 | Tripplite | P568-010-WH | High Speed HDMI 4K Cable Ultra HD Digital Video M/M White 10ft | EA |  | 1 Year (Limited Lifetime) | 18.76 | 5% | 17.822
92700 | Tripplite | P568-010-YW | 10ft High Speed HDMI Cable Digital A/V 4K x 2K M/M Yellow 10' | EA |  | 1 Year (Limited Lifetime) | 19.32 | 5% | 18.354
92701 | Tripplite | P568-012 | Tripp Lite 12ft High Speed HDMI Digital Audio Video Gold Cable Shielded 12' | EA |  | 1 Year (Limited Lifetime) | 24.83 | 5% | 23.5885
92702 | Tripplite | P568-012-BK-GRP | High-Speed HDMI Cable w/ Gripping Connectors 4K M/M Black 12ft | EA |  | 1 Year (Limited Lifetime) | 24.83 | 5% | 23.5885
92703 | Tripplite | P568-016 | Tripp Lite 16ft High Speed HDMI Digital Audio Video Gold Cable Shielded 16' | EA |  | 1 Year (Limited Lifetime) | 24.83 | 5% | 23.5885
92704 | Tripplite | P568-016-BK-GRP | High-Speed HDMI Cable w/ Gripping Connectors 4K M/M Black 16ft | EA |  | 1 Year (Limited Lifetime) | 27.59 | 5% | 26.2105
92705 | Tripplite | P568-016-FL | Tripp Lite 16ft Flat High Speed HDMI Audio Video Gold Cable Shielded 16' | EA |  | 1 Year (Limited Lifetime) | 29.81 | 5% | 28.3195
92706 | Tripplite | P568-016-WH | High Speed HDMI 4K Cable Ultra HD Digital Video M/M White 16ft | EA |  | 1 Year (Limited Lifetime) | 24.83 | 5% | 23.5885
92707 | Tripplite | P568-020 | High Speed HDMI Cable Digital Video w/ Audio M/M 20' 20ft | EA |  | 1 Year (Limited Lifetime) | 52.42 | 5% | 49.799
92708 | Tripplite | P568-020-BK-GRP | High-Speed HDMI Cable w/ Gripping Connectors 4K M/M Black 20ft | EA |  | 1 Year (Limited Lifetime) | 52.41 | 5% | 49.7895
92709 | Tripplite | P568-025 | Tripp Lite 25ft High Speed HDMI Digital Audio Video Gold Cable Shielded 25' | EA |  | 1 Year (Limited Lifetime) | 62.07 | 5% | 58.9665
92710 | Tripplite | P568-025-BK-GRP | High-Speed HDMI Cable w/ Gripping Connectors 4K M/M Black 25ft | EA |  | 1 Year (Limited Lifetime) | 68.97 | 5% | 65.5215
92711 | Tripplite | P568-025-EZ | 25ft Easy Pull High Speed HDMI Digital Video Cable HDMI M/M 25' | EA |  | 1 Year (Limited Lifetime) | 124.14 | 5% | 117.933
92712 | Tripplite | P568-025-WH | High Speed HDMI 4K Cable Ultra HD Digital Video M/M White 25ft | EA |  | 1 Year (Limited Lifetime) | 68.97 | 5% | 65.5215
92713 | Tripplite | P568-030 | High Speed HDMI Cable Digital Video w/ Audio M/M 30' 30ft | EA |  | 1 Year (Limited Lifetime) | 82.76 | 5% | 78.622
92714 | Tripplite | P568-030-BK-GRP | High-Speed HDMI Cable w/ Gripping Connectors 4K M/M Black 30ft | EA |  | 1 Year (Limited Lifetime) | 82.76 | 5% | 78.622
92715 | Tripplite | P568-035 | 35ft High Speed HDMI Digital Audio Video Gold Cable Shielded 35' | EA |  | 1 Year (Limited Lifetime) | 96.55 | 5% | 91.7225
92716 | Tripplite | P568-035-BK-GRP | High-Speed HDMI Cable w/ Gripping Connectors 4K M/M Black 35ft | EA |  | 1 Year (Limited Lifetime) | 96.55 | 5% | 91.7225
92717 | Tripplite | P568-040 | 40ft Hi-Speed HDMI Cable Digital A/V UHD HDMI 4K M/M Black 40' | EA |  | 1 Year (Limited Lifetime) | 96.55 | 5% | 91.7225
92718 | Tripplite | P568-050 | Tripp Lite 50ft High Speed HDMI Digital Audio Video Gold Cable Shielded 50' | EA |  | 1 Year (Limited Lifetime) | 100.69 | 5% | 95.6555
92719 | Tripplite | P568-050-ACT | High Speed HDMI Cable Active w/ Built-In Signal Booster M/M 50ft | EA |  | 1 Year (Limited Lifetime) | 137.93 | 5% | 131.0335
92720 | Tripplite | P568-050-BK-GRP | High-Speed HDMI Cable w/ Gripping Connectors 4K M/M Black 50ft | EA |  | 1 Year (Limited Lifetime) | 100.69 | 5% | 95.6555
92721 | Tripplite | P568-050-EZ | Tripp Lite 50ft Easy Pull All in One High Speed HDMI Monitor Cable 50' | EA |  | 1 Year (Limited Lifetime) | 206.9 | 5% | 196.555
92722 | Tripplite | P568-050-P | Tripp Lite 50ft High Speed HDMI Audio Video Plenum Gold Cable Shielded 50' | EA |  | 1 Year (Limited Lifetime) | 744.83 | 5% | 707.5885
92723 | Tripplite | P568-065-ACT | High Speed HDMI Cable Active w/ Built-In Signal Booster M/M 65ft | EA |  | 1 Year (Limited Lifetime) | 148.97 | 5% | 141.5215
92724 | Tripplite | P568-080-ACT | High Speed HDMI Cable Active w/ Built-In Signal Booster M/M 80ft | EA |  | 1 Year (Limited Lifetime) | 198.62 | 5% | 188.689
92725 | Tripplite | P568-100 | Tripp Lite 100ft High Speed HDMI Audio Video Gold Cable Shielded 100' | EA |  | 1 Year (Limited Lifetime) | 275.86 | 5% | 262.067
92726 | Tripplite | P568-100-ACT | High Speed HDMI Cable Active Built-In Signal Booster M/M 100ft | EA |  | 1 Year (Limited Lifetime) | 234.48 | 5% | 222.756
92727 | Tripplite | P568-100-EZ | Tripp Lite 100ft Easy Pull All in One High Speed HDMI Monitor Cable 100' | EA |  | 1 Year (Limited Lifetime) | 386.21 | 5% | 366.8995
92728 | Tripplite | P568-100-HD | Tripp Lite 100ft 24AWG High Definition High Speed HDMI Gold Cable M/M 100' | EA |  | 1 Year (Limited Lifetime) | 441.38 | 5% | 419.311
92729 | Tripplite | P569-001 | 1ft High Speed HDMI Cable with Ethernet 4Kx2K UHD Digital M/M 1' | EA |  | 1 Year (Limited Lifetime) | 11.03 | 5% | 10.4785
92730 | Tripplite | P569-001-FF-APM | Hi-Speed HDMI Cable w Ethernet Video & Audio Panel Mount F/F 1' | EA |  | 1 Year (Limited Lifetime) | 17.93 | 5% | 17.0335
92731 | Tripplite | P569-003 | Tripp Lite 3ft High Speed Ethernet HDMI Video Audio Cable v1.4 M/M 3' | EA |  | 1 Year (Limited Lifetime) | 11.86 | 5% | 11.267
92732 | Tripplite | P569-003-CERT | 3ft Hi-Speed HDMI Cable with Gripping Connectors 4K x 2K UHD 3' | EA |  | 1 Year (Limited Lifetime) | 15.18 | 5% | 14.421
92733 | Tripplite | P569-003-MF-APM | Hi-Speed HDMI Cable w Ethernet Video & Audio Panel Mount M/F 3' | EA |  | 1 Year (Limited Lifetime) | 19.31 | 5% | 18.3445
92734 | Tripplite | P569-003-SLIM | 3ft Hi-Speed HDMI Cable w/ Ethernet Digital Video UHD 4K x 2K 3' | EA |  | 1 Year (Limited Lifetime) | 13.8 | 5% | 13.11
92735 | Tripplite | P569-006 | Tripp Lite 6ft High Speed Ethernet HDMI Video Audio Cable v1.4 M/M 6' | EA |  | 1 Year (Limited Lifetime) | 13.79 | 5% | 13.1005
92736 | Tripplite | P569-006-CERT | 6ft Hi-Speed HDMI Cable with Gripping Connectors 4K x 2K UHD 6' | EA |  | 1 Year (Limited Lifetime) | 17.94 | 5% | 17.043
92737 | Tripplite | P569-006-CL2 | High Speed HDMI Cable Ethernet Digital In-Wall CL2-Rated 6' 6ft | EA |  | 1 Year (Limited Lifetime) | 19.31 | 5% | 18.3445
92738 | Tripplite | P569-006-CL3 | 6ft Hi-Speed HDMI Cable w/ Ethernet Digital CL3-Rated UHD 4K M/M | EA |  | 1 Year (Limited Lifetime) | 17.93 | 5% | 17.0335
92739 | Tripplite | P569-006-LOCK | High Speed HDMI Cable Ethernet Locking Ultra HD 4K x 2K M/M 6ft | EA |  | 1 Year (Limited Lifetime) | 33.1 | 5% | 31.445
92740 | Tripplite | P569-006-MF | High Speed HDMI Extension Cable Ethernet Digital Audio 4Kx2K 6ft | EA |  | 1 Year (Limited Lifetime) | 22.07 | 5% | 20.9665
92741 | Tripplite | P569-006-SLIM | 6ft Hi-Speed HDMI Cable w/ Ethernet Digital Video UHD 4K x 2K 6' | EA |  | 1 Year (Limited Lifetime) | 20.14 | 5% | 19.133
92742 | Tripplite | P569-010 | Tripp Lite 10ft High Speed Ethernet HDMI Video Audio Cable v1.4 M/M 10' | EA |  | 1 Year (Limited Lifetime) | 17.93 | 5% | 17.0335
92743 | Tripplite | P569-010-CERT | 10ft Hi-Speed HDMI Cable with Gripping Connectors 4Kx2K UHD 10' | EA |  | 1 Year (Limited Lifetime) | 23.45 | 5% | 22.2775
92744 | Tripplite | P569-010-CL2 | High Speed HDMI Cable Ethernet Digital In-Wall CL2-Rated 10ft | EA |  | 1 Year (Limited Lifetime) | 24.83 | 5% | 23.5885
92745 | Tripplite | P569-010-CL3 | 10ft Hi-Speed HDMI Cable w/ Ethernet Digital CL3-Rated UHD 4K MM | EA |  | 1 Year (Limited Lifetime) | 22.07 | 5% | 20.9665
92746 | Tripplite | P569-010-LOCK | High Speed HDMI Cable Ethernet Locking Ultra HD 4K x 2K M/M 10ft | EA |  | 1 Year (Limited Lifetime) | 44.14 | 5% | 41.933
92747 | Tripplite | P569-015-CERT | 15ft Premium Hi-Speed HDMI Cable w Grip Connectors 4K@60Hz 15' | EA |  | 1 Year (Limited Lifetime) | 33.11 | 5% | 31.4545
92748 | Tripplite | P569-015-LOCK | High Speed HDMI Cable Ethernet Locking Ultra HD 4K x 2K M/M 15ft | EA |  | 1 Year (Limited Lifetime) | 57.93 | 5% | 55.0335
92749 | Tripplite | P569-016 | Tripp Lite 16ft High Speed Ethernet HDMI Video Audio Cable v1.4 M/M 16' | EA |  | 1 Year (Limited Lifetime) | 24.83 | 5% | 23.5885
92750 | Tripplite | P569-016-CL2 | High Speed HDMI Cable Ethernet Digital In-Wall CL2-Rated 16ft | EA |  | 1 Year (Limited Lifetime) | 37.24 | 5% | 35.378
92751 | Tripplite | P569-016-CL3 | 16ft Hi-Speed HDMI Cable w/ Ethernet Digital CL3-Rated UHD 4K MM | EA |  | 1 Year (Limited Lifetime) | 34.48 | 5% | 32.756
92752 | Tripplite | P569-020 | 20ft High Speed Ethernet HDMI Video Audio Cable v1.4 M/M 20' | EA |  | 1 Year (Limited Lifetime) | 44.14 | 5% | 41.933
92753 | Tripplite | P569-025 | Tripp Lite 25ft High Speed Ethernet HDMI Video Audio Cable v1.4 M/M 25' | EA |  | 1 Year (Limited Lifetime) | 63.45 | 5% | 60.2775
92754 | Tripplite | P569-050 | High Speed HDMI Cable with Ethernet Digital Video Audio M/M 50ft | EA |  | 1 Year (Limited Lifetime) | 132.42 | 5% | 125.799
92755 | Tripplite | P570-003-MICRO | Tripp Lite 3ft HDMI to Micro HDMI High Speed Ethernet Video Audio Cable 3' | EA |  | 1 Year (Limited Lifetime) | 19.03 | 5% | 18.0785
92756 | Tripplite | P570-006-MICRO | Tripp Lite 6ft HDMI to Micro HDMI High Speed Ethernet Video Audio Cable 6' | EA |  | 1 Year (Limited Lifetime) | 19.31 | 5% | 18.3445
92757 | Tripplite | P571-001-MINI | High-Speed HDMI to Mini-HDMI Cable w Ethernet & Digital Video Audio | EA |  | 1 Year (Limited Lifetime) | 13.24 | 5% | 12.578
92758 | Tripplite | P571-003-MINI | 3ft High Speed with Ethernet HDMI to Mini HDMI Cable 3' | EA |  | 1 Year (Limited Lifetime) | 16.55 | 5% | 15.7225
92759 | Tripplite | P571-006-MINI | 6ft High Speed with Ethernet HDMI to Mini HDMI Cable 6' | EA |  | 1 Year (Limited Lifetime) | 17.93 | 5% | 17.0335
92760 | Tripplite | P571-010-MINI | HDMI to Mini HDMI Cable w/ Ethernet Video Audio Adapter 10ft | EA |  | 1 Year (Limited Lifetime) | 24.83 | 5% | 23.5885
92761 | Tripplite | P572-006 | HDMI TO Mini Gold Digital Video Cable - Mini HDMI(M)/(M) - 6' | EA |  | 1 Year (Limited Lifetime) | 35.86 | 5% | 34.067
92762 | Tripplite | P574-001 | Tripp Lite 1ft Digital Media Systems Splitter Cable DMS-59 to 2x VGA-F 1' | EA |  | 1 Year (Limited Lifetime) | 31.03 | 5% | 29.4785
92763 | Tripplite | P576-001 | Tripp Lite 1ft Digital Media Systems Splitter Cable DMS-59 to 2x DVI-I F 1' | EA |  | 1 Year (Limited Lifetime) | 35.03 | 5% | 33.2785
92764 | Tripplite | P576-001-DP | 1ft DMS-59 to Dual DisplayPort Splitter Y Cable M to 2xF 1' | EA |  | 1 Year (Limited Lifetime) | 44.14 | 5% | 41.933
92765 | Tripplite | P579-003 | DisplayPort Extension Cable 4K w/ Latches HDCP 2.2 M/F 3ft 3' | EA |  | 1 Year (Limited Lifetime) | 52.42 | 5% | 49.799
92766 | Tripplite | P579-006 | DisplayPort Extension Cable w/ Latches Video Audio HDCP M/F 6ft | EA |  | 1 Year (Limited Lifetime) | 57.94 | 5% | 55.043
92767 | Tripplite | P579-010 | DisplayPort Extension Cable 4K w/ Latches HDCP 2.2 M/F 10ft 10' | EA |  | 1 Year (Limited Lifetime) | 60.69 | 5% | 57.6555
92768 | Tripplite | P579-015 | DisplayPort Extension Cable 4K w/ Latches HDCP 2.2 M/F 15ft 15' | EA |  | 1 Year (Limited Lifetime) | 63.45 | 5% | 60.2775
92769 | Tripplite | P580-001 | DisplayPort Monitor Digital Video Audio Cable Latches M/M 1' 1ft | EA |  | 1 Year (Limited Lifetime) | 23.45 | 5% | 22.2775
92770 | Tripplite | P580-003 | Tripp Lite 3ft Displayport Monitor Digital Video Audio Cable M/M 1080p 3' | EA |  | 1 Year (Limited Lifetime) | 24.83 | 5% | 23.5885
92771 | Tripplite | P580-006 | Tripp Lite 6ft Displayport Monitor Digital Video Audio Cable M/M 1080p 6' | EA |  | 1 Year (Limited Lifetime) | 27.6 | 5% | 26.22
92772 | Tripplite | P580-010 | Tripp Lite 10ft Displayport Monitor Digital Video Audio Cable M/M 1080p 10' | EA |  | 1 Year (Limited Lifetime) | 33.11 | 5% | 31.4545
92773 | Tripplite | P580-015 | Tripp Lite 15ft Displayport Monitor Digital Video Audio Cable M/M 1080p 15' | EA |  | 1 Year (Limited Lifetime) | 60.7 | 5% | 57.665
92774 | Tripplite | P580-020 | 20ft Displayport Monitor Cable Digital Video & Audio M/M 20' | EA |  | 1 Year (Limited Lifetime) | 77.25 | 5% | 73.3875
92775 | Tripplite | P580-025 | 25ft Displayport Monitor Cable Digital Video & Audio M/M 25' | EA |  | 1 Year (Limited Lifetime) | 104.83 | 5% | 99.5885
92776 | Tripplite | P580-030 | DisplayPort Monitor Digital Video Audio Cable Latches M/M 30ft | EA |  | 1 Year (Limited Lifetime) | 143.45 | 5% | 136.2775
92777 | Tripplite | P580-050 | 50ft Displayport Monitor Cable Digital Video & Audio M/M 50' | EA |  | 1 Year (Limited Lifetime) | 198.63 | 5% | 188.6985
92778 | Tripplite | P580-100 | 100ft Displayport Monitor Cable Digital Video & Audio M/M 100' | EA |  | 1 Year (Limited Lifetime) | 358.62 | 5% | 340.689
92779 | Tripplite | P581-003 | DisplayPort to DVI-D Adapter Cable DP w/ Latches M/M 1080p 3ft | EA |  | 1 Year (3 Years) | 35.86 | 5% | 34.067
92780 | Tripplite | P581-003-V2 | DisplayPort 1.2 to DVI Active Adapter M/M 1920 x 1200 1080p 3' | EA |  | 1 Year (3 Years) | 57.94 | 5% | 55.043
92781 | Tripplite | P581-003-VGA | DisplayPort DP to VGA Cable Latches to HD-15 Adapter M/M 3' 3ft | EA |  | 1 Year (3 Years) | 60.69 | 5% | 57.6555
92782 | Tripplite | P581-003-VGA-V2 | DisplayPort VGA Active Adapter w Latches M/M 1080p 1920x1200 3' | EA |  | 1 Year (3 Years) | 55.18 | 5% | 52.421
92783 | Tripplite | P581-006 | Tripp Lite 6ft Displayport to DVI Single Link Video Cable M/M 1080p 6' | EA |  | 1 Year (3 Years) | 45.52 | 5% | 43.244
92784 | Tripplite | P581-006-V2 | DisplayPort 1.2 to DVI Active Adapter M/M 1920 x 1200 1080p 6' | EA |  | 1 Year (3 Years) | 80 | 5% | 76
92785 | Tripplite | P581-006-VGA | 6ft DisplayPort to VGA Cable Latches to HD-15 Adapter M/M 6' | EA |  | 1 Year (3 Years) | 63.45 | 5% | 60.2775
92786 | Tripplite | P581-006-VGA-V2 | DisplayPort VGA Active Adapter w Latches M/M 1080p 1920x1200 6' | EA |  | 1 Year (3 Years) | 57.94 | 5% | 55.043
92787 | Tripplite | P581-010 | Tripp Lite 10ft Displayport to DVI Single Link Video Cable M/M 1080p 10' | EA |  | 1 Year (3 Years) | 66.21 | 5% | 62.8995
92788 | Tripplite | P581-010-VGA | DisplayPort to VGA Cable Latches to HD-15 Adapter M/M 10' 10ft | EA |  | 1 Year (3 Years) | 68.97 | 5% | 65.5215
92789 | Tripplite | P581-010-VGA-V2 | DisplayPort VGA Active Adapter w Latches M/M 1080p 1920x1200 10' | EA |  | 1 Year (3 Years) | 60.69 | 5% | 57.6555
92790 | Tripplite | P581-015 | DisplayPort to DVI-D Adapter Cable DP w/ Latches M/M 1080p 15ft | EA |  | 1 Year (3 Years) | 77.24 | 5% | 73.378
92791 | Tripplite | P582-003 | DisplayPort to HD Cable Adapter HDCP 1080P M/M 3' 3ft | EA |  | 1 Year (3 Years) | 37.25 | 5% | 35.3875
92792 | Tripplite | P582-003-HD-V2A | DisplayPort to HDMI Adapter Cable Active DP 1.2a to HDMI 4K 3ft | EA |  | 1 Year (3 Years) | 85.52 | 5% | 81.244
92793 | Tripplite | P582-003-V2 | DisplayPort 1.2 to HDMI Active Adapter M/M UHD 4K x 2K 1080p 3' | EA |  | 1 Year (3 Years) | 48.56 | 5% | 46.132
92794 | Tripplite | P582-003-V2-ACT | DisplayPort 1.2 to HDMI Active Adapter DP w Latches M/M 4Kx2K 3' | EA |  | 1 Year (3 Years) | 63.45 | 5% | 60.2775
92795 | Tripplite | P582-006 | DisplayPort to HD Cable Adapter HDCP 1080P M/M 6' 6ft | EA |  | 1 Year (3 Years) | 40 | 5% | 38
92796 | Tripplite | P582-006-HD-V2A | DisplayPort to HDMI Adapter Cable Active DP 1.2a to HDMI 4K 6ft | EA |  | 1 Year (3 Years) | 91.03 | 5% | 86.4785
92797 | Tripplite | P582-006-V2 | DisplayPort 1.2 to HDMI Active Adapter M/M UHD 4K x 2K 1080p 6' | EA |  | 1 Year (3 Years) | 51.04 | 5% | 48.488
92798 | Tripplite | P582-006-V2-ACT | DisplayPort 1.2 to HDMI Active Adapter DP w Latches M/M 4Kx2K 6' | EA |  | 1 Year (3 Years) | 68.97 | 5% | 65.5215
92799 | Tripplite | P582-010 | DisplayPort to HD Cable Adapter HDCP 1080P M/M 10' 10ft | EA |  | 1 Year (3 Years) | 56.56 | 5% | 53.732
92800 | Tripplite | P582-010-HD-V2A | DisplayPort to HDMI Adapter Cable Active DP 1.2a to HDMI 4K 10ft | EA |  | 1 Year (3 Years) | 102.07 | 5% | 96.9665
92801 | Tripplite | P582-012-HD-V2A | DisplayPort to HDMI Adapter Cable Active DP 1.2a to HDMI 4K 12ft | EA |  | 1 Year (3 Years) | 110.34 | 5% | 104.823
92802 | Tripplite | P582-015 | DisplayPort to HD Audio/Video Adapter Cable M/M 1080p 15' | EA |  | 1 Year (3 Years) | 60.69 | 5% | 57.6555
92803 | Tripplite | P582-015-HD-V2A | DisplayPort to HDMI Adapter Cable Active DP 1.2a to HDMI 4K 15ft | EA |  | 1 Year (3 Years) | 121.38 | 5% | 115.311
92804 | Tripplite | P582-020 | DisplayPort to HD Audio/Video Adapter Cable M/M 1080p 20' | EA |  | 1 Year (3 Years) | 68.97 | 5% | 65.5215
92805 | Tripplite | P582-020-HD-V2A | DisplayPort to HDMI Adapter Cable Active DP 1.2a to HDMI 4K 20ft | EA |  | 1 Year (3 Years) | 137.93 | 5% | 131.0335
92806 | Tripplite | P582-025 | DisplayPort to HD Audio/Video Adapter Cable M/M 1080p 25' | EA |  | 1 Year (3 Years) | 77.25 | 5% | 73.3875
92807 | Tripplite | P583-003 | Tripp Lite 3ft Mini Displayport to Displayport Monitor Adapter Cable 3' | EA |  | 1 Year (3 Years) | 15.18 | 5% | 14.421
92808 | Tripplite | P583-003-BK | Mini DisplayPort to DisplayPort Adapter Cable 4K M/M Black 3ft | EA |  | 1 Year (3 Years) | 15.17 | 5% | 14.4115
92809 | Tripplite | P583-006 | Tripp Lite 6ft Mini Displayport to Displayport Monitor Adapter Cable 6' | EA |  | 1 Year (3 Years) | 16.56 | 5% | 15.732
92810 | Tripplite | P583-006-BK | Mini DisplayPort to DisplayPort 1.2 Adapter Cable 4K @ 60Hz 6ft | EA |  | 1 Year (3 Years) | 16.55 | 5% | 15.7225
92811 | Tripplite | P583-010 | Tripp Lite 10ft Mini Displayport to Displayport Monitor Adapter Cable 10' | EA |  | 1 Year (3 Years) | 19.32 | 5% | 18.354
92812 | Tripplite | P583-010-BK | Mini DisplayPort to DisplayPort 1.2 Adapter Cable 4K @ 60Hz 10ft | EA |  | 1 Year (3 Years) | 19.31 | 5% | 18.3445
92813 | Tripplite | P584-003 | Tripp Lite 3ft Mini Displayport to Mini Displayport Adapter Cable 3' | EA |  | 1 Year (3 Years) | 23.45 | 5% | 22.2775
92814 | Tripplite | P584-006 | 6ft Mini Displayport to Mini Displayport Cable 2560 x 1600 6' | EA |  | 1 Year (3 Years) | 30.34 | 5% | 28.823
92815 | Tripplite | P584-010 | Tripp Lite 10ft Mini Displayport to Mini Displayport Adapter Cable 10' | EA |  | 1 Year (3 Years) | 33.11 | 5% | 31.4545
92816 | Tripplite | P585-003 | 3ft Mini DisplayPort Extension Cable 4Kx2K @60Hz HDCP 2.2 M/F 3' | EA |  | 1 Year (3 Years) | 33.11 | 5% | 31.4545
92817 | Tripplite | P585-006 | 6ft Mini DisplayPort Extension Cable 4Kx2K @60Hz HDCP 2.2 M/F 6' | EA |  | 1 Year (3 Years) | 38.63 | 5% | 36.6985
92818 | Tripplite | P585-010 | 10ft Mini DisplayPort Extension Cable 4K x 2K @60Hz HDCP 2.2 M/F | EA |  | 1 Year (3 Years) | 44.14 | 5% | 41.933
92819 | Tripplite | P586-003-DVI | Mini DisplayPort to DVI Adapter Cable M/M 1080p mDP to DVI 3ft | EA |  | 1 Year (3 Years) | 44.14 | 5% | 41.933
92820 | Tripplite | P586-003-DVI-V2 | Mini DisplayPort to DVI Active Adapter M/M 1920 x 1080 1080p 3' | EA |  | 1 Year (3 Years) | 57.94 | 5% | 55.043
92821 | Tripplite | P586-003-HDMI | 3ft Mini Displayport to HDMI Converter Cable MDP-HDMI M/M 1080p | EA |  | 1 Year (3 Years) | 34.48 | 5% | 32.756
92822 | Tripplite | P586-003-HD-V2A | Mini DisplayPort 1.2a to HDMI 2.0 Active Adapter Cable 4K 3ft | EA |  | 1 Year (3 Years) | 85.52 | 5% | 81.244
92823 | Tripplite | P586-003-VGA-V2 | Mini DisplayPort to VGA Active Adapter M/M 1920 x 1200 1080p 3' | EA |  | 1 Year (3 Years) | 55.18 | 5% | 52.421
92824 | Tripplite | P586-006-DVI | Tripp Lite 6ft Mini Displayport DVI Adapter Cable MDP2DVI Mini DP to DVI | EA |  | 1 Year (3 Years) | 46.9 | 5% | 44.555
92825 | Tripplite | P586-006-DVI-V2 | Mini DisplayPort to DVI Active Adapter M/M 1920 x 1080 1080p 6' | EA |  | 1 Year (3 Years) | 80 | 5% | 76
92826 | Tripplite | P586-006-HDMI | 6ft Mini Displayport to HDMI Adapter Cable 1080p 1920 x 1080 6' | EA |  | 1 Year (3 Years) | 41.38 | 5% | 39.311
92827 | Tripplite | P586-006-HD-V2A | Mini DisplayPort 1.2a to HDMI 2.0 Active Adapter Cable 4K 6ft | EA |  | 1 Year (3 Years) | 91.03 | 5% | 86.4785
92828 | Tripplite | P586-006-VGA | 6ft Mini Displayport Monitor to VGA Adapter Cable M/M 6' | EA |  | 1 Year (3 Years) | 60.69 | 5% | 57.6555
92829 | Tripplite | P586-006-VGA-V2 | Mini DisplayPort 1.2 to VGA Active Adapter M/M 1920x1200 6' | EA |  | 1 Year (3 Years) | 57.94 | 5% | 55.043
92830 | Tripplite | P586-010-DVI | Mini DisplayPort to DVI Adapter Cable M/M 1080p mDP to DVI 10ft | EA |  | 1 Year (3 Years) | 55.17 | 5% | 52.4115
92831 | Tripplite | P586-010-HD-V2A | Mini DisplayPort 1.2a to HDMI 2.0 Active Adapter Cable 4K 10ft | EA |  | 1 Year (3 Years) | 102.07 | 5% | 96.9665
92832 | Tripplite | P586-010-VGA-V2 | Mini DisplayPort to VGA Active Adapter M/M 1920 x 1200 1080p 10' | EA |  | 1 Year (3 Years) | 60.69 | 5% | 57.6555
92833 | Tripplite | P586-012-HDMI | Mini DisplayPort to HDMI Cable Adapter Audio Video M/M 12' 12ft | EA |  | 1 Year (3 Years) | 52.41 | 5% | 49.7895
92834 | Tripplite | P586-012-HD-V2A | Mini DisplayPort 1.2a to HDMI 2.0 Active Adapter Cable 4K 12ft | EA |  | 1 Year (3 Years) | 110.34 | 5% | 104.823
92835 | Tripplite | P586-015-HD-V2A | Mini DisplayPort 1.2a to HDMI 2.0 Active Adapter Cable 4K 15ft | EA |  | 1 Year (3 Years) | 121.4 | 5% | 115.33
92836 | Tripplite | P586-020-HD-V2A | Mini DisplayPort 1.2a to HDMI 2.0 Active Adapter Cable 4K 20ft | EA |  | 1 Year (3 Years) | 137.93 | 5% | 131.0335
92837 | Tripplite | P606-006 | Tripp Lite 6ft IEEE 1284 AB Parallel Printer Cable DB25M to Cen36M 6' | EA |  | 1 Year (Limited Lifetime) | 14.9 | 5% | 14.155
92838 | Tripplite | P606-010 | Tripp Lite 10ft IEEE 1284 AB Parallel Printer Cable DB25M to Cen36M 10' | EA |  | 1 Year (Limited Lifetime) | 19.31 | 5% | 18.3445
92839 | Tripplite | P750-006 | PS/2 Cable Kit for KVM Switch B004-008 - 6' | EA |  | 1 Year (Limited Lifetime) | 25.79 | 5% | 24.5005
92840 | Tripplite | P750-010 | PS/2 Cable Kit for KVM Switch B004-008 - 10' | EA |  | 1 Year (Limited Lifetime) | 35.86 | 5% | 34.067
92841 | Tripplite | P750-015 | PS/2 Cable Kit for KVM Switch B004-008 - 15' | EA |  | 1 Year (Limited Lifetime) | 27.59 | 5% | 26.2105
92842 | Tripplite | P753-006 | KVM PS/2 Slim Cable Kit for B004-002/4, B005-002/4 & B007-008 - 6' | EA |  | 1 Year (Limited Lifetime) | 26.48 | 5% | 25.156
92843 | Tripplite | P753-010 | KVM PS/2 Slim Cable Kit for B004-002/4, B005-002/4 & B007-008 - 10' | EA |  | 1 Year (Limited Lifetime) | 27.59 | 5% | 26.2105
92844 | Tripplite | P753-015 | KVM PS/2 Slim Cable Kit for B004-002/4, B005-002/4 & B007-008 - 15' | EA |  | 1 Year (Limited Lifetime) | 41.38 | 5% | 39.311
92845 | Tripplite | P756-010 | VGA/USB/Audio Combo Cable Kit 10ft for B006-VUA4-K-R KVM Switch | EA |  | 1 Year (Limited Lifetime) | 55.17 | 5% | 52.4115
92846 | Tripplite | P757-010 | 10ft VGA/PS2/Audio Combo Cable Kit for B006-VUA4-K-R KVM Switch | EA |  | 1 Year (Limited Lifetime) | 55.17 | 5% | 52.4115
92847 | Tripplite | P758-006 | USB Cable Kit for KVM Switch B006-004-R - 6' | EA |  | 1 Year (Limited Lifetime) | 25.93 | 5% | 24.6335
92848 | Tripplite | P758-010 | USB Cable Kit for KVM Switch B006-004-R - 10' | EA |  | 1 Year (Limited Lifetime) | 34.48 | 5% | 32.756
92849 | Tripplite | P759-006 | 6ft Cable Kit for B002-DUA2 / B002-DUA4 Secure KVM Switches 6' | EA |  | 1 Year (Limited Lifetime) | 68.97 | 5% | 65.5215
92850 | Tripplite | P759-010 | 10ft Cable Kit for B002-DUA2 / B002-DUA4 Secure KVM Switches 10' | EA |  | 1 Year (Limited Lifetime) | 91.04 | 5% | 86.488
92851 | Tripplite | P759-015 | 15ft Cable Kit for B002-DUA2 / B002-DUA4 Secure KVM Switches 15' | EA |  | 1 Year (Limited Lifetime) | 113.1 | 5% | 107.445
92852 | Tripplite | P772-002 | Daisy-Chain Cable Kit for KVM Switches B020-016, B020-008 and B022-016 | EA |  | 1 Year (Limited Lifetime) | 49.66 | 5% | 47.177
92853 | Tripplite | P772-006 | Tripp Lite 6ft KVM Switch Daisychain Cable B020/B022 KVM Switch DB25 M/F 6' | EA |  | 1 Year (Limited Lifetime) | 82.76 | 5% | 78.622
92854 | Tripplite | P772-015 | KVM Daisy Chain Cable for B020 Series and B022-016 - 15' | EA |  | 1 Year (Limited Lifetime) | 151.72 | 5% | 144.134
92855 | Tripplite | P774-006 | PS/2 Cable Kit for “B020-” and “B022-” series KVM Switches - 6' | EA |  | 1 Year (Limited Lifetime) | 44.97 | 5% | 42.7215
92856 | Tripplite | P774-010 | PS/2 Cable Kit for “B020-” and “B022-” series KVM Switches - 10' | EA |  | 1 Year (Limited Lifetime) | 68.14 | 5% | 64.733
92857 | Tripplite | P774-015 | PS/2 Cable Kit for "B020-" and “B022-” series KVM Switches - 15' | EA |  | 1 Year (Limited Lifetime) | 83.59 | 5% | 79.4105
92858 | Tripplite | P774-025 | KVM PS/2 Cable Kit for B020/B022 Series Switches - 25' | EA |  | 1 Year (Limited Lifetime) | 102.07 | 5% | 96.9665
92859 | Tripplite | P776-006 | USB Cable Kit for “B020-” and “B022-” series KVM Switches - 6' | EA |  | 1 Year (Limited Lifetime) | 57.38 | 5% | 54.511
92860 | Tripplite | P776-010 | USB Cable Kit for “B020-” and “B022-” series KVM Switches - 10' | EA |  | 1 Year (Limited Lifetime) | 80 | 5% | 76
92861 | Tripplite | P776-019 | KVM USB Cable Kit for B020/B022 Series Switches - 19' | EA |  | 1 Year (Limited Lifetime) | 105.93 | 5% | 100.6335
92862 | Tripplite | P778-006 | KVM USB-PS2 Combo Cable Kit for the B020/22-U08/16 Series Switches - 6ft | EA |  | 1 Year (Limited Lifetime) | 40 | 5% | 38
92863 | Tripplite | P778-010 | KVM Switch USB/PS2 Combo Cable 10ft for B020-U08/U16 & B022-U16 | EA |  | 1 Year (Limited Lifetime) | 48.28 | 5% | 45.866
92864 | Tripplite | P778-015 | KVM Switch USB/PS2 Combo Cable 15ft for B020-U08/U16 & B022-U16 | EA |  | 1 Year (Limited Lifetime) | 66.21 | 5% | 62.8995
92865 | Tripplite | P780-006 | KVM USB/PS2 Cable for B040 & B042 KVMs (includes USB AF to PS/2 M adapter) - 6' | EA |  | 1 Year (Limited Lifetime) | 36.41 | 5% | 34.5895
92866 | Tripplite | P780-010 | KVM USB/PS2 Cable for B040 & B042 KVMs (includes USB AF to PS/2 M adapter) - 10' | EA |  | 1 Year (Limited Lifetime) | 47.72 | 5% | 45.334
92867 | Tripplite | P780-015 | KVM USB/PS2 Cable for B040 & B042 KVMs (includes USB AF to PS/2 M adapter) - 15' | EA |  | 1 Year (Limited Lifetime) | 64.55 | 5% | 61.3225
92868 | Tripplite | P781-006 | KVM Daisychain Cable for the B040/42 Series KVM Switches - 6' | EA |  | 1 Year (Limited Lifetime) | 55.17 | 5% | 52.4115
92869 | Tripplite | P781-010 | KVM Daisychain Cable for the B040/42 Series KVM Switches - 10' | EA |  | 1 Year (Limited Lifetime) | 66.21 | 5% | 62.8995
92870 | Tripplite | P782-006-DH | 6ft HDMI DVI USB KVM Cable Kit USB A/B Keyboard Video Mouse 6' | EA |  | 1 Year (Limited Lifetime) | 27.59 | 5% | 26.2105
92871 | Tripplite | P782-010-DH | 10ft HDMI DVI USB KVM Cable Kit USB A/B Keyboard Video Mouse 10' | EA |  | 1 Year (Limited Lifetime) | 33.11 | 5% | 31.4545
92872 | Tripplite | P782-015-DH | 15ft HDMI DVI USB KVM Cable Kit USB A/B Keyboard Video Mouse 15' | EA |  | 1 Year (Limited Lifetime) | 44.14 | 5% | 41.933
92873 | Tripplite | P906-18I | Tripp Lite 18 Inch Internal Dual Ultra 33/36/100 ATA/DMA EIDE Ribbon Cable | EA |  | 1 Year (Limited Lifetime) | 8.97 | 5% | 8.5215
92874 | Tripplite | P936-000 | Tripp Lite IDE to Serial ATA SATA Drive Controller Converter 40 Pin 40 Pin | EA |  | 1 Year (Limited Lifetime) | 34.49 | 5% | 32.7655
92875 | Tripplite | P937-000 | 40-Pin Male IDE to 2.5in, 3.5in, 5.25in SATA Adapter SSD, HDD | EA |  | 1 Year (Limited Lifetime) | 24.83 | 5% | 23.5885
92876 | Tripplite | P940-08I | Tripp Lite 8 Inch Serial ATA SATA Signal Cable 7Pin Female / 7Pin Female 8" | EA |  | 1 Year (Limited Lifetime) | 4.41 | 5% | 4.1895
92877 | Tripplite | P940-12I | Serial ATA SATA Latching Signal Cable 7Pin / 7Pin M/M 12" 1ft | EA |  | 1 Year (Limited Lifetime) | 4.55 | 5% | 4.3225
92878 | Tripplite | P940-19I | Tripp Lite 19 Inch Serial ATA SATA Signal Cable 7Pin F / 7Pin F 19" | EA |  | 1 Year (Limited Lifetime) | 5.25 | 5% | 4.9875
92879 | Tripplite | P940-39I | Tripp Lite 39 Inch Serial ATA SATA Signal Cable 7Pin F / 7Pin F 39" | EA |  | 1 Year (Limited Lifetime) | 5.52 | 5% | 5.244
92880 | Tripplite | P941-12I | Serial ATA SATA Right Angle Signal Cable 7Pin M/7Pin Up 1ft | EA |  | 1 Year (Limited Lifetime) | 4.69 | 5% | 4.4555
92881 | Tripplite | P941-19I | Tripp Lite 19 Inch Serial ATA SATA Signal Cable 7Pin F / 7Pin F Up 19" | EA |  | 1 Year (Limited Lifetime) | 6.62 | 5% | 6.289
92882 | Tripplite | P942-19I | Tripp Lite 19 Inch Serial ATA SATA Signal Cable 7Pin F / 7Pin F Down 19" | EA |  | 1 Year (Limited Lifetime) | 6.62 | 5% | 6.289
92883 | Tripplite | P942-24I | Serial ATA SATA Right Angle Signal Cable 7Pin M/7Pin-Dwn 24 Inch | EA |  | 1 Year (Limited Lifetime) | 6.35 | 5% | 6.0325
92884 | Tripplite | P944-06I | Tripp Lite 6 Inch Serial ATA SATA Power Cable 4Pin Male / 15Pin Male 6" | EA |  | 1 Year (Limited Lifetime) | 5.24 | 5% | 4.978
92885 | Tripplite | P945-06I | Tripp Lite 6 Inch Serial ATA SATA Power Adapter 4Pin/4Pin + 15Pin SATA 6" | EA |  | 1 Year (Limited Lifetime) | 8.28 | 5% | 7.866
92886 | Tripplite | P946-12N-2P15 | Serial ATA SATA Dual Power Adapter Y Cable LP4 4pin 2x 15pin 12" | EA |  | 1 Year (Limited Lifetime) | 6.35 | 5% | 6.0325
92887 | Tripplite | P947-06N-2P15 | 15-Pin Serial ATA SATA Power Y Splitter Cable Adapter M/F 6 Inch | EA |  | 1 Year (Limited Lifetime) | 11.59 | 5% | 11.0105
92888 | Tripplite | P948-12I | Slimline SATA to SATA LP4 Power Cable Adapter 12" 1ft | EA |  | 1 Year (Limited Lifetime) | 9.66 | 5% | 9.177
92889 | Tripplite | P948-20I | Slimline SATA to SATA LP4 Power Cable Adapter 20" 20 Inch | EA |  | 1 Year (Limited Lifetime) | 11.04 | 5% | 10.488
92890 | Tripplite | P948-BRKT25 | 2.5 Inch SATA Hard Drive to 3.5 Inch Drive Bay Mounting Kit | EA |  | 1 Year (Limited Lifetime) | 12.97 | 5% | 12.3215
92891 | Tripplite | P950-02M | Tripp Lite 2M eSATA SATA-II External Signal Cable Shielded 7Pin / 7Pin 6ft | EA |  | 1 Year (Limited Lifetime) | 16.55 | 5% | 15.7225
92892 | Tripplite | P950-18I | Tripp Lite 18 Inch eSATA SATA-II External Signal Cable 7Pin / 7Pin 18" | EA |  | 1 Year (Limited Lifetime) | 8.28 | 5% | 7.866
92893 | Tripplite | P950-36I | Tripp Lite 36 Inch eSATA SATA-II External Signal Cable 7Pin / 7Pin 36" | EA |  | 1 Year (Limited Lifetime) | 11.04 | 5% | 10.488
92894 | Tripplite | P952-002 | Tripp Lite 2ft SATA to eSATA Transition Cable 7Pin Male / 7Pin Male 2' | EA |  | 1 Year (Limited Lifetime) | 11.88 | 5% | 11.286
92895 | Tripplite | P952-003 | Tripp Lite 3ft SATA to eSATA Transition Cable 7Pin Male / 7Pin Male 3' | EA |  | 1 Year (Limited Lifetime) | 12.42 | 5% | 11.799
92896 | Tripplite | P952-18I | Tripp Lite 18 Inch SATA to eSATA Transition Cable 7Pin Male / 7Pin Male 18" | EA |  | 1 Year (Limited Lifetime) | 11.86 | 5% | 11.267
92897 | Tripplite | P960-001-M2 | M.2 NGFF SATA SSD to 2.5in SATA Enclosed Adapter Converter Dock | EA |  | 1 Year (Limited Lifetime) | 33.11 | 5% | 31.4545
92898 | Tripplite | P960-001-MSATA | mSATA SSD to 2.5in SATA Enclosure Adapter Converter Dock Station | EA |  | 1 Year (Limited Lifetime) | 33.11 | 5% | 31.4545
92899 | Tripplite | P999-000 | ESD Anti-Static Wrist Strap Band with Grounding Wire | EA |  | 1 Year (Limited Lifetime) | 22.07 | 5% | 20.9665
92900 | Tripplite | PCE-1G-01 | 1-Port Gigabit Ethernet PCI Network Card Adapter Full Profile | EA |  | 1 Year (2 Years) | 46.9 | 5% | 44.555
92901 | Tripplite | PCE-1G-01-LP | 1-Port Gigabit Ethernet PCI Network Card Adapter Low Profile | EA |  | 1 Year (2 Years) | 46.9 | 5% | 44.555
92902 | Tripplite | PCE-1M2-PX4 | M.2 NGFF PCIe SSD (M-Key) PCI Express x4 Card | EA |  | 1 Year (2 Years) | 33.11 | 5% | 31.4545
92903 | Tripplite | PCE-D9-04-CBL | 4-Port DB9 RS232 PCI Express Serial Card PCIe w/Breakout Cable | EA |  | 1 Year (2 Years) | 157.25 | 5% | 149.3875
92904 | Tripplite | PCI-D9-02 | 2-Port DB9 RS232 PCI Express Serial Adapter Card Full Profile | EA |  | 1 Year (2 Years) | 46.9 | 5% | 44.555
92905 | Tripplite | PCI-D9-02-LP | 2-Port DB9 RS232 PCI Express Serial Adapter Card Low Profile | EA |  | 1 Year (2 Years) | 55.18 | 5% | 52.421
92906 | Tripplite | PDU1215 | Tripp Lite PDU Basic 120V 15A 5-15R 13 Outlet 5-15P Horizontal 1URM | EA |  | 1 Year (5 Years) | 118.85 | 5% | 112.9075
92907 | Tripplite | PDU1220 | Tripp Lite PDU Basic 120V 20A 5-15/20R 13 Outlet 5-20P Horizontal 1URM | EA |  | 1 Year (5 Years) | 187.67 | 5% | 178.2865
92908 | Tripplite | PDU1220T | Tripp Lite PDU Basic 120V 20A 5-15/20R 13 Outlet L5-20P Horizontal 1URM | EA |  | 1 Year (5 Years) | 194.85 | 5% | 185.1075
92909 | Tripplite | PDU1230 | Tripp Lite PDU Basic 208V / 240V 30A 4 C19; 16 C13 L6-30P Horizontal 1URM | EA |  | 1 Year (5 Years) | 312.3 | 5% | 296.685
92910 | Tripplite | PDU12IEC | Tripp Lite PDU Basic 100V - 240V 16A 12 C13; 2 C19 C20 Horizontal 1URM | EA |  | 1 Year (5 Years) | 257.62 | 5% | 244.739
92911 | Tripplite | PDU1415 | Tripp Lite PDU Basic 120V 15A 5-15R 14 Outlet 5-15P Vertical 0URM | EA |  | 1 Year (5 Years) | 217.26 | 5% | 206.397
92912 | Tripplite | PDU1420T | Tripp Lite PDU Basic 120V 20A 5-15/20R 14 Outlet L5-20P Vertical 0URM | EA |  | 1 Year (5 Years) | 229.03 | 5% | 217.5785
92913 | Tripplite | PDU15NETLX | PDU Switched Mini 1.4kW 2 5-15R LX Platform 100-127V Input 0URM | EA |  | 1 Year (2 Years) | 324 | 5% | 307.8
92914 | Tripplite | PDU2430 | Tripp Lite PDU Basic 120V 30A 5-15R 24 Outlet L5-30P Horizontal 1URM | EA |  | 1 Year (5 Years) | 323.93 | 5% | 307.7335
92915 | Tripplite | PDU330AT6L15 | Tripp Lite PDU 3-Phase Monitored/ATS 208V 8.6kWA 2 L15-30P 10ft cords 1U RM | EA |  | 1 Year (2 Years) | 2700 | 5% | 2565
92916 | Tripplite | PDU330AT6L1530 | PDU 3-Phase Monitored/ATS 208V 8.6kW 2 L15-30P 6' Cords 1U | EA |  | 1 Year (2 Years) | 2700 | 5% | 2565
92917 | Tripplite | PDU330AT6L2130 | PDU 3-Phase Monitored/ATS 208V 8.6kW 2 L21-30P 6' Cords 1U | EA |  | 1 Year (2 Years) | 2700 | 5% | 2565
92918 | Tripplite | PDU350AT6H50 | PDU 3-Phase Monitored/ATS 208V 12.6kW 2 Hubbell 50A CS8365C 1U | EA |  | 1 Year (2 Years) | 3060.5 | 5% | 2907.475
92919 | Tripplite | PDU360AT6G60 | PDU 3-Phase Monitored ATS 208V 17.3kW 2 IEC 309 60A 1URM TAA | EA |  | 1 Year (2 Years) | 3240 | 5% | 3078
92920 | Tripplite | PDU3EVN10G60B | 3-Phase PDU Monitored 14.5kW 200/208/240V 42 C13; 6 C19 60A 0URM | EA |  | 1 Year (2 Years) | 1944 | 5% | 1846.8
92921 | Tripplite | PDU3EVN10H50B | 3-Phase PDU Monitored 14.5kW 200/208/240V 42 C13; 6 C19 CS8365C | EA |  | 1 Year (2 Years) | 1620 | 5% | 1539
92922 | Tripplite | PDU3EVN10l1530B | 3-Phase PDU Monitored 10kW 200/208/240V 42 C13; 6 C19 L15-30P | EA |  | 1 Year (2 Years) | 1494 | 5% | 1419.3
92923 | Tripplite | PDU3EVN10L2130 | 3-Phase PDU Monitored 8.6kW 208/120V 36 C13; 6 C19; 3 5-15/20R | EA |  | 1 Year (2 Years) | 1422 | 5% | 1350.9
92924 | Tripplite | PDU3EVN10L2130B | 3-Phase PDU Monitored 10kW 200/208/240V 42 C13; 6 C19; L21-30P | EA |  | 1 Year (2 Years) | 1494 | 5% | 1419.3
92925 | Tripplite | PDU3EVN6G30B | 3-Phase PDU Monitored 10kW 200/208/240V 42 C13; 6 C19; IEC-309 | EA |  | 1 Year (2 Years) | 1584 | 5% | 1504.8
92926 | Tripplite | PDU3EVN6G60B | 3-Phase PDU Monitored 14.5kW 200/208/240V 42 C13; 6 C19; IEC-309 | EA |  | 1 Year (2 Years) | 1764 | 5% | 1675.8
92927 | Tripplite | PDU3EVN6G60C | PDU 3-Phase Monitored 18.7kW 208/240V 36 C13 60A Blue 0U TAA | EA |  | 1 Year (2 Years) | 2520 | 5% | 2394
92928 | Tripplite | PDU3EVN6H50B | 3-Phase PDU Monitored 200/208/240V 14.5kW 42 C13; 6 C19 LCD TAA | EA |  | 1 Year (2 Years) | 1494 | 5% | 1419.3
92929 | Tripplite | PDU3EVN6H50BA | 3-Phase PDU Monitored 14.5kW 208/240V 30 C13; 12 C19 Hubbell TAA | EA |  | 1 Year (2 Years) | 1620 | 5% | 1539
92930 | Tripplite | PDU3EVN6L1530B | 3-Phase PDU Monitored 10kW 200/208/240V 42 C13; 6 C19; L15-30P | EA |  | 1 Year (2 Years) | 1404 | 5% | 1333.8
92931 | Tripplite | PDU3EVN6L2120 | 3-Phase PDU Monitored 5.8kW 208 & 120V 36 C13; 6 C19; 3 5-15/20R | EA |  | 1 Year (2 Years) | 1080 | 5% | 1026
92932 | Tripplite | PDU3EVN6L2130 | 3-Phase PDU Monitored 8.6kW 208/120V 36 C13; 6 C19; 5-15/20R TAA | EA |  | 1 Year (2 Years) | 1332 | 5% | 1265.4
92933 | Tripplite | PDU3EVN6L2130B | 3-Phase PDU Monitored 10kW 200/208/240V 42 C13; 6 C19; L21-30P | EA |  | 1 Year (2 Years) | 1404 | 5% | 1333.8
92934 | Tripplite | PDU3EVS6H50 | PDU 3Phase Switched 14.5kW 208V/240V 6 C13 12 C19 50A CS8365C 0U | EA |  | 1 Year (2 Years) | 1800 | 5% | 1710
92935 | Tripplite | PDU3EVS6L2120 | PDU 3-Phase Switched 6.7kW 208/240V 24 C13 6 C19 L21-20P 0U TAA | EA |  | 1 Year (2 Years) | 1512 | 5% | 1436.4
92936 | Tripplite | PDU3EVS6L2130 | PDU 3-Phase Switched 10kW 208/240V IEC 24 C13 6 C19 L21-30P TAA | EA |  | 1 Year (2 Years) | 1692 | 5% | 1607.4
92937 | Tripplite | PDU3EVSR10H50 | 3-Phase PDU Switched 14.5kW 200/208/240V 24 C13; 6 C19; CS8365C | EA |  | 1 Year (2 Years) | 2268 | 5% | 2154.6
92938 | Tripplite | PDU3EVSR10L1530 | 3-Phase PDU Switched 10kW 200/208/240V 24 C13;6 C19 L15-30P TAA | EA |  | 1 Year (2 Years) | 2160 | 5% | 2052
92939 | Tripplite | PDU3EVSR10L2130 | 3-Phase PDU Switched 10kW 200/208/240V 24 C13;6 C19 L21-30P TAA | EA |  | 1 Year (2 Years) | 2160 | 5% | 2052
92940 | Tripplite | PDU3EVSR6G60 | 3-Phase PDU Switched 10kW 200/208/240V 24 C13;6 C19; IEC 309 60A | EA |  | 1 Year (2 Years) | 2340 | 5% | 2223
92941 | Tripplite | PDU3EVSR6G60A | PDU 3-Phase Switched 16.2kW 208V 6 C13 12 C19 IEC 309 60A 0U TAA | EA |  | 1 Year (2 Years) | 2574 | 5% | 2445.3
92942 | Tripplite | PDU3EVSR6H50 | 3-Phase PDU Switched 14.5kW 200/208/240V 24 C13;6 C19; CS8365C | EA |  | 1 Year (2 Years) | 2178 | 5% | 2069.1
92943 | Tripplite | PDU3EVSR6H50A | PDU 3-Phase Switched 14.4kW 208V 6 C13 12 C19 50A CS8365C 0U TAA | EA |  | 1 Year (2 Years) | 2412 | 5% | 2291.4
92944 | Tripplite | PDU3EVSR6L1530 | 3-Phase PDU Switched 10kW 200/208/240V 24 C13;6 C19 L15-30P TAA | EA |  | 1 Year (2 Years) | 2070 | 5% | 1966.5
92945 | Tripplite | PDU3EVSR6L2120 | PDU 3-Phase Switched 208/240V 24 C13 6 C19 Outlet Monitoring TAA | EA |  | 1 Year (2 Years) | 1926 | 5% | 1829.7
92946 | Tripplite | PDU3EVSR6L2130 | 3-Phase PDU Switched 10kW 200/208/240V 24 C13;6 C19 L21-30P TAA | EA |  | 1 Year (2 Years) | 2070 | 5% | 1966.5
92947 | Tripplite | PDU3MV6H50 | PDU 3-Phase Metered 208V 12.6 kW Hubbell 36 C13; 6 C19 0URM | EA |  | 1 Year (2 Years) | 1008 | 5% | 957.6
92948 | Tripplite | PDU3MV6H50A | PDU 3-Phase Metered 208V 14.4kW 36 C13; 6 C19; 3 L6-30R 0URM | EA |  | 1 Year (2 Years) | 1080 | 5% | 1026
92949 | Tripplite | PDU3MV6L2120 | PDU 3-Phase Metered 208/120V 5.7 Kw 36 C13; 6 C19; 6 5-15/20R 0U | EA |  | 1 Year (2 Years) | 558 | 5% | 530.1
92950 | Tripplite | PDU3MV6L2120B | PDU 3-Phase Metered 208/120V 5.7 kW 21 5-15/20R; 6 L6-20R 0URM | EA |  | 1 Year (2 Years) | 576 | 5% | 547.2
92951 | Tripplite | PDU3MV6L2120LV | PDU 3-Phase Metered 120V 5.7 kW 42 5-15/20R L21-20P 0URM | EA |  | 1 Year (2 Years) | 558 | 5% | 530.1
92952 | Tripplite | PDU3MV6L2130 | PDU 3-Phase Metered 208V / 120V 36 C13; 6 C19; 6 5-15/20R 0URM | EA |  | 1 Year (2 Years) | 900 | 5% | 855
92953 | Tripplite | PDU3MV6L2130A | PDU 3-Phase Metered 208V 8.6kW L21-30P 36 C13; 9 C19 0URM TAA | EA |  | 1 Year (2 Years) | 900 | 5% | 855
92954 | Tripplite | PDU3V20D354 | PDU 3-Phase 208V 8.6/12.6kW 54 IEC C13 20A Vertical Strip 0URM | EA |  | 1 Year (2 Years) | 648 | 5% | 615.6
92955 | Tripplite | PDU3V20D354A | PDU 3-Phase 208V 8.6/12.6kW 42 C13 12 C19 20A Vertical 0URM | EA |  | 1 Year (2 Years) | 648 | 5% | 615.6
92956 | Tripplite | PDU3V20D354B | PDU 3-Phase 208V 8.6/12.6kW 48 C13 6 C19 20A Vertical Strip 0URM | EA |  | 1 Year (2 Years) | 648 | 5% | 615.6
92957 | Tripplite | PDU3V51 | PDU 3-Phase Accessory Strip 8.6/12.6KW 208V 51 C13 ATS 0URM | EA |  | 1 Year (2 Years) | 551.78 | 5% | 524.191
92958 | Tripplite | PDU3V602D354 | PDU 3-Phase Vertical Strip ATS 208V 17.3kW 54 C13 Outlets 0URM | EA |  | 1 Year (2 Years) | 1394 | 5% | 1324.3
92959 | Tripplite | PDU3V602D354A | PDU 3-Phase Vertical Strip ATS 208V 17.3kW 42 C13; 12 C19 0URM | EA |  | 1 Year (2 Years) | 1394 | 5% | 1324.3
92960 | Tripplite | PDU3V602D354B | PDU 3-Phase Vertical Strip ATS 208V 17.3kW 48 C13; 6 C19 0URM | EA |  | 1 Year (2 Years) | 1260 | 5% | 1197
92961 | Tripplite | PDU3VN10G30 | Tripp Lite PDU 3-Phase Monitored 208V 8.6kW IEC-309 30 C13; 6 C19 0URM | EA |  | 1 Year (2 Years) | 1350 | 5% | 1282.5
92962 | Tripplite | PDU3VN10L1520 | Tripp Lite PDU 3-Phase Monitored 208V 5.7kW L15-20P 30 C13; 6 C19 0URM | EA |  | 1 Year (2 Years) | 745.2 | 5% | 707.94
92963 | Tripplite | PDU3VN10L2120 | Tripp Lite PDU 3-Phase Monitored 208V 5.7kW L21-20P 30 C13; 6 C19 0URM | EA |  | 1 Year (2 Years) | 675.9 | 5% | 642.105
92964 | Tripplite | PDU3VN10L2120LV | Tripp Lite PDU 3-Phase Monitored 120V 5.7kW L21-20P 36 5-15/20R 0URM | EA |  | 1 Year (2 Years) | 700.2 | 5% | 665.19
92965 | Tripplite | PDU3VN3G30 | Tripp Lite PDU 3-Phase Monitored 208V 8.6kW IEC-309 30 C13; 6 C19 0URM | EA |  | 1 Year (2 Years) | 1314 | 5% | 1248.3
92966 | Tripplite | PDU3VN3L1520 | Tripp Lite PDU 3-Phase Monitored 208V 5.7kW L15-20P 30 C13; 6 C19 0URM | EA |  | 1 Year (2 Years) | 729 | 5% | 692.55
92967 | Tripplite | PDU3VN3L2120 | Tripp Lite PDU 3-Phase Monitored 208V 5.7kW L21-20P 30 C13; 6 C19 0URM | EA |  | 1 Year (2 Years) | 648 | 5% | 615.6
92968 | Tripplite | PDU3VN6L2120 | PDU 3-Phase Monitored 208/120V 5.8kW C13 C19 5-15/20R L21-20P 0U | EA |  | 1 Year (2 Years) | 864 | 5% | 820.8
92969 | Tripplite | PDU3VS6H50 | PDU 3-Phase Switched 208V 12.6 kW Hubbell 24 C13; 6 C19 0URM TAA | EA |  | 1 Year (2 Years) | 1620 | 5% | 1539
92970 | Tripplite | PDU3VS6L2120 | PDU 3-Phase Switched 208V 5.8 kW L21-20P 24 C13; 6 C19 0URM TAA | EA |  | 1 Year (2 Years) | 1260 | 5% | 1197
92971 | Tripplite | PDU3VS6L2130 | PDU 3-Phase Switched 208V 8.6kW L21-30P 24 C13; 6 C19 0URM TAA | EA |  | 1 Year (2 Years) | 1530 | 5% | 1453.5
92972 | Tripplite | PDU3VSR10G30 | Tripp Lite PDU 3-Phase Switched 208V 8.6kW IEC-309 21 C13; 3 C19 0URM | EA |  | 1 Year (2 Years) | 1674 | 5% | 1590.3
92973 | Tripplite | PDU3VSR10G60 | Tripp Lite PDU 3-Phase Switched 208V 12.6kW IEC-309 21 C13; 3 C19 0URM | EA |  | 1 Year (2 Years) | 1926 | 5% | 1829.7
92974 | Tripplite | PDU3VSR10L1520 | Tripp Lite PDU 3-Phase Switched 208V 5.7kW L15-20P 21 C13; 3 C19 0URM | EA |  | 1 Year (2 Years) | 1339.2 | 5% | 1272.24
92975 | Tripplite | PDU3VSR10L2120 | Tripp Lite PDU 3-Phase Switched 208V 5.7kW L21-20P 21 C13; 3 C19 0URM | EA |  | 1 Year (2 Years) | 1296 | 5% | 1231.2
92976 | Tripplite | PDU3VSR3G30 | Tripp Lite PDU 3-Phase Switched 208V 8.6kW IEC-309 21 C13; 3 C19 0URM | EA |  | 1 Year (2 Years) | 1620 | 5% | 1539
92977 | Tripplite | PDU3VSR3G60 | Tripp Lite PDU 3-Phase Switched 208V 12.6kW IEC-309 21 C13; 3 C19 0URM | EA |  | 1 Year (2 Years) | 1854 | 5% | 1761.3
92978 | Tripplite | PDU3VSR3H50 | Tripp Lite PDU 3-Phase Switched 208V 12.6kW Hubbell 21 C13; 3 C19 0URM | EA |  | 1 Year (2 Years) | 1639.8 | 5% | 1557.81
92979 | Tripplite | PDU3VSR3L1520 | Tripp Lite PDU 3-Phase Switched 208V 5.7kW L15-20P 21 C13; 3 C19 0URM | EA |  | 1 Year (2 Years) | 1299.6 | 5% | 1234.62
92980 | Tripplite | PDU3VSR3L1530 | Tripp Lite PDU 3-Phase Switched 208V 8.6kW L15-30P 21 C13; 3 C19 0URM | EA |  | 1 Year (2 Years) | 1499.4 | 5% | 1424.43
92981 | Tripplite | PDU3VSR3L2120 | Tripp Lite PDU 3-Phase Switched 208V 5.7kW L21-20P 21 C13; 3 C19 0URM | EA |  | 1 Year (2 Years) | 1260 | 5% | 1197
92982 | Tripplite | PDU3VSR6G30 | PDU 3-Phase Switched 208V 8.6 kW IEC-309 24 C13; 6 C19 0URM TAA | EA |  | 1 Year (2 Years) | 1944 | 5% | 1846.8
92983 | Tripplite | PDU3VSR6L2120 | PDU 3-Phase Switched 208V 5.8kW L21-20P 24 C13; 6 C19 0URM TAA | EA |  | 1 Year (2 Years) | 1440 | 5% | 1368
92984 | Tripplite | PDU3XEVN6G20 | 3-Phase PDU Monitored 11.5kW 220/230/240V 42 C13; 6 C19 16/20A | EA |  | 1 Year (2 Years) | 1368 | 5% | 1299.6
92985 | Tripplite | PDU3XEVSR6G20 | 3-Phase PDU Switched 11.5kW 220/230/240V 24 C13; 6 C19 16/20A | EA |  | 1 Year (2 Years) | 1944 | 5% | 1846.8
92986 | Tripplite | PDU3XEVSR6G30A | 3-Phase PDU Switched 17.3kW 240V 12 C13; 12 C19 30A Red TAA | EA |  | 1 Year (2 Years) | 2160 | 5% | 2052
92987 | Tripplite | PDU3XEVSR6G30B | PDU 3-Phase Switched 17.3kW 240V 24 C13 6 C19 30A Touchscreen 0U | EA |  | 1 Year (2 Years) | 2340 | 5% | 2223
92988 | Tripplite | PDU3XEVSR6G32A | 3-Phase PDU Switched 22.2kW 220/230V 12 C13; 12 C19 32A Red TAA | EA |  | 1 Year (2 Years) | 2160 | 5% | 2052
92989 | Tripplite | PDU3XEVSR6G32B | 3-Phase PDU Switched 22.2kW 220/230V 24 C13 6 C19 Touchscreen 0U | EA |  | 1 Year (2 Years) | 2340 | 5% | 2223
92990 | Tripplite | PDU3XEVSR6G60A | 3-Phase PDU Switched 25.2kW 240V 12 C13; 12 C19 60A IEC309 TAA | EA |  | 1 Year (2 Years) | 2520 | 5% | 2394
92991 | Tripplite | PDU3XEVSR6G60B | 3-Phase PDU Switched 25.2kW 240V 24 C13 6 C19 Touchscreen LCD 0U | EA |  | 1 Year (2 Years) | 2448 | 5% | 2325.6
92992 | Tripplite | PDU3XEVSR6G63A | 3-Phase PDU Switched 27.7kW 220/230V 12 C13; 12 C19 63A IEC309 | EA |  | 1 Year (2 Years) | 2520 | 5% | 2394
92993 | Tripplite | PDU3XEVSR6G63B | 3-Phase PDU Switched 27.7kW 220/230V 24 C13; 6 C19 63A IEC309 | EA |  | 1 Year (2 Years) | 2448 | 5% | 2325.6
92994 | Tripplite | PDU3XEVSR6L2230 | 3-Phase PDU Switched 17.3kW 240V 12 C13; 12 C19 L22-30P TAA | EA |  | 1 Year (2 Years) | 2160 | 5% | 2052
92995 | Tripplite | PDU3XEVSR6L230B | 3-Phase PDU Switched 17.3kW 240V 24 C13; 6 C19 L22-30P TAA | EA |  | 1 Year (2 Years) | 2340 | 5% | 2223
92996 | Tripplite | PDU3XEVSRHWA | 3-Phase PDU Switched 28.8kW 220/230/240V 12 C13; 12 C19 Hardwire | EA |  | 1 Year (2 Years) | 2106 | 5% | 2000.7
92997 | Tripplite | PDU3XEVSRHWB | 3-Phase PDU Switched 28.8kW 220-240V 24 C13 6 C19 Touchscreen 0U | EA |  | 1 Year (2 Years) | 2140 | 5% | 2033
92998 | Tripplite | PDU3XMV6G20 | PDU 3-Phase Metered 240V/230V/220V 11.5kW C13 C19 Vertical 0URM | EA |  | 1 Year (2 Years) | 792 | 5% | 752.4
92999 | Tripplite | PDU3XMV6G32 | PDU 3-Phase Metered 220/230V 22.2kW 32A IEC309 36 C13; 6 C19 0U | EA |  | 1 Year (2 Years) | 936 | 5% | 889.2
93000 | Tripplite | PDU3XMV6L2220 | PDU 3-Phase Metered 240V/230V/220V 11.5kW C13 C19 Vertical 0URM | EA |  | 1 Year (2 Years) | 792 | 5% | 752.4
93001 | Tripplite | PDU3XVN10G16 | PDU Intl 3-Phase Monitored 230V 11kWA IEC-309 30 C13; 6 C19 0U RM 10ft Cord | EA |  | 1 Year (2 Years) | 1260 | 5% | 1197
93002 | Tripplite | PDU3XVN3G16 | PDU Intl 3-Phase Monitored 230V 11kWA IEC-309 30 C13; 6 C19 0U RM 3ft Cord | EA |  | 1 Year (2 Years) | 1224 | 5% | 1162.8
93003 | Tripplite | PDU3XVN6G20 | PDU 3-Phase 200/220/230/240V 11.5kW C13 C19 IEC309 20A Red 0URM | EA |  | 1 Year (2 Years) | 1350 | 5% | 1282.5
93004 | Tripplite | PDU3XVS6G20 | PDU 3-Phase 200/220/230/240V 11.5kW C13 C19 IEC309 20A Red 0URM | EA |  | 1 Year (2 Years) | 1620 | 5% | 1539
93005 | Tripplite | PDU3XVSR10G16 | PDU Intl 3-Phase Monitored 230V 11kWA IEC-309 30 C13; 6 C19 0U RM 3ft Cord | EA |  | 1 Year (2 Years) | 1620 | 5% | 1539
93006 | Tripplite | PDU3XVSR6G20 | PDU 3-Phase Switched 200-240V 11.5kW C13 C19 IEC309 20A Red 0U | EA |  | 1 Year (2 Years) | 2070 | 5% | 1966.5
93007 | Tripplite | PDU3XVSR6G30A | Tripp Lite PDU 3-Phase Switched 240V 18kW C13 C19 IEC309 30A Red 0URM | EA |  | 1 Year (2 Years) | 2160 | 5% | 2052
93008 | Tripplite | PDU3XVSR6G30B | PDU 3-Phase Switched 240V 18kW C13 C19 IEC309 30A Red 0URM | EA |  | 1 Year (2 Years) | 2160 | 5% | 2052
93009 | Tripplite | PDU3XVSR6G32A | Tripp Lite PDU 3-Phase Switched 220V/230V 22.1kW C13 C19 IEC309 32A Red 0U | EA |  | 1 Year (2 Years) | 2160 | 5% | 2052
93010 | Tripplite | PDU3XVSR6G32B | PDU 3-Phase Switched 220V/230V 22.1kW C13 C19 IEC309 32A Red 0U | EA |  | 1 Year (2 Years) | 2160 | 5% | 2052
93011 | Tripplite | PDU3XVSR6G60A | Tripp Lite PDU 3-Phase Switched 240V 25.2kW C13 C19 IEC309 60A Red 0URM | EA |  | 1 Year (2 Years) | 2359.8 | 5% | 2241.81
93012 | Tripplite | PDU3XVSR6G60B | PDU 3-Phase Switched 240V 25.2kW C13 C19 IEC309 60A Red 0URM | EA |  | 1 Year (2 Years) | 2340 | 5% | 2223
93013 | Tripplite | PDU3XVSR6G63A | Tripp Lite PDU 3-Phase Switched 220V/230V 27.6kW C13 C19 IEC309 63A Red 0U | EA |  | 1 Year (2 Years) | 2520 | 5% | 2394
93014 | Tripplite | PDU3XVSR6G63B | PDU 3-Phase Switched 220V/230V 27.6kW C13 C19 IEC309 63A Red 0U | EA |  | 1 Year (2 Years) | 2520 | 5% | 2394
93015 | Tripplite | PDU3XVSR6L2230 | Tripp Lite PDU 3-Phase Switched 240V 7.3kW C13 C19 L22-30P Vertical 0URM | EA |  | 1 Year (2 Years) | 2160 | 5% | 2052
93016 | Tripplite | PDU3XVSR6L2230B | PDU 3-Phase Switched 240V 17.3kW C13 C19 L22-30P Vertical 0URM | EA |  | 1 Year (2 Years) | 2160 | 5% | 2052
93017 | Tripplite | PDU3XVSRHWA | Tripp Lite PDU 3-Phase Switched 240V/230V/220V 28.8kW C13 C19 Vertical 0URM | EA |  | 1 Year (2 Years) | 1926 | 5% | 1829.7
93018 | Tripplite | PDU3XVSRHWB | Tripp Lite PDU 3-Phase Switched 240V/230V/220V 28.8kW C13 C19 Vertical 0URM | EA |  | 1 Year (2 Years) | 1926 | 5% | 1829.7
93019 | Tripplite | PDU40TDUAL | Tripp Lite PDU Basic Dual Circuit 120V 20A 5-15/20R 40 Outlet L5-20P 0URM | EA |  | 1 Year (2 Years) | 346.16 | 5% | 328.852
93020 | Tripplite | PDU4PKIT | PDU Rear Support Rail Kit 1U ATS PDUS Mounted 4Post & Enclosures | EA |  | 1 Year (2 Years) | 93.51 | 5% | 88.8345
93021 | Tripplite | PDUB15 | Tripp Lite PDU Dual Source Hot Swap 100-127V 12A 8 5-15R Horizontal 2URM | EA |  | 1 Year (2 Years) | 301.68 | 5% | 286.596
93022 | Tripplite | PDUB20 | Tripp Lite PDU Dual Source Hot Swap 100-127V 16A 8 5-15/20R Horizontal 2URM | EA |  | 1 Year (2 Years) | 342.99 | 5% | 325.8405
93023 | Tripplite | PDUBHV10 | PDU Dual Source w/ Hot Swap 200-240V 10A C13 C14 8 Outlet 2U RM | EA |  | 1 Year (2 Years) | 298.8 | 5% | 283.86
93024 | Tripplite | PDUH20DV | Tripp Lite PDU Basic Dual Volt 100V-240V 20A 2 C19; 12 C13 Horizontal 1URM | EA |  | 1 Year (2 Years) | 194.33 | 5% | 184.6135
93025 | Tripplite | PDUH20HVL6 | Tripp Lite PDU Basic 208V / 240V 20A 2 C19; 12 C13 L6-20P Horizontal 1URM | EA |  | 1 Year (2 Years) | 197.23 | 5% | 187.3685
93026 | Tripplite | PDUH30HV | PDU Basic 208V / 240V 30A C13 10 Outlet L6-30P Horizontal 1U | EA |  | 1 Year (2 Years) | 375.6 | 5% | 356.82
93027 | Tripplite | PDUH30HV19 | PDU Basic 208V / 240V 30A C19 4 Outlet L6-30P Horizontal 1U | EA |  | 1 Year (2 Years) | 379.98 | 5% | 360.981
93028 | Tripplite | PDUH32HV | PDU Basic 230V 32A C13 10 Outlet IEC309 Blue Horizontal 1U | EA |  | 1 Year (2 Years) | 368.08 | 5% | 349.676
93029 | Tripplite | PDUH32HV19 | PDU Basic 230V 32A C19 4 Outlet IEC309 Blue Horizontal 1U | EA |  | 1 Year (2 Years) | 334.8 | 5% | 318.06
93030 | Tripplite | PDUMH15 | Tripp Lite PDU Metered 120V 15A 5-15R 13 Outlet 5-15P Horizontal 1URM | EA |  | 1 Year (2 Years) | 156.62 | 5% | 148.789
93031 | Tripplite | PDUMH15-6 | PDU Metered 120V 15A 5-15R 13 Outlet 5-15P Horizontal 1U 6' Cord | EA |  | 1 Year (2 Years) | 149.22 | 5% | 141.759
93032 | Tripplite | PDUMH15AT | Tripp Lite PDU Metered ATS 120V 15A 5-15R 8 Outlet 2 5-15P Horizontal 1URM | EA |  | 1 Year (2 Years) | 489.6 | 5% | 465.12
93033 | Tripplite | PDUMH15ATNET | Tripp Lite PDU Switched ATS 120V 15A 5-15R 8 Outlet 2 5-15P Horizontal 1URM | EA |  | 1 Year (2 Years) | 802.8 | 5% | 762.66
93034 | Tripplite | PDUMH15HVAT | PDU Metered ATS 2/2.4KW 200/240V 10 C13 2 C14 3.6M Cords 1URM | EA |  | 1 Year (2 Years) | 558 | 5% | 530.1
93035 | Tripplite | PDUMH15HVATNET | PDU Switched ATS 2/2.4KW 200/240V 10 C13 2 C14 3.6M Cords 1URM | EA |  | 1 Year (2 Years) | 1072.8 | 5% | 1019.16
93036 | Tripplite | PDUMH15HVNET | Tripp Lite PDU Switched 200V - 240V 15A C13 8 Outlet C14 Horizontal 1URM | EA |  | 1 Year (2 Years) | 608.4 | 5% | 577.98
93037 | Tripplite | PDUMH15-ISO | PDU Metered Isobar Surge 120V 15A 5-15R 14 Outlet 5-15P 1URM | EA |  | 1 Year (2 Years) | 243.58 | 5% | 231.401
93038 | Tripplite | PDUMH15NET | Tripp Lite PDU Switched 120V 15A 5-15R 16 Outlet 5-15P Horizontal 1URM | EA |  | 1 Year (2 Years) | 705.6 | 5% | 670.32
93039 | Tripplite | PDUMH15NET2LX | PDU Switched 120V 1.4kW 15A 8 5-15R 5-15P LX Interface 1URM TAA | EA |  | 1 Year (2 Years) | 649.8 | 5% | 617.31
93040 | Tripplite | PDUMH15-RA | PDU Metered 120V 15A 5-15R 13 Outlet 5-15P Horizontal 1URM | EA |  | 1 Year (2 Years) | 158.04 | 5% | 150.138
93041 | Tripplite | PDUMH16HV | PDU Metered 200V-240V 16A IEC-309 8 C13; 2 C19 Horizontal 1URM | EA |  | 1 Year (2 Years) | 261 | 5% | 247.95
93042 | Tripplite | PDUMH20 | Tripp Lite PDU Metered 120V 20A 5-15/20R 12 Outlet L5-20P Horizontal 1URM | EA |  | 1 Year (2 Years) | 226.26 | 5% | 214.947
93043 | Tripplite | PDUMH20-6 | PDU Metered 120V 20A 5-15/20R 12 Outlet L5-20P 1URM 6ft Cord | EA |  | 1 Year (2 Years) | 218.9 | 5% | 207.955
93044 | Tripplite | PDUMH20AT | Tripp Lite PDU Metered ATS 120V 20A 5-15/20R 16 Outlet L5-20P Horizontal 1U | EA |  | 1 Year (2 Years) | 630 | 5% | 598.5
93045 | Tripplite | PDUMH20ATNET | Tripp Lite PDU Switched ATS 120V 20A 5-15/20R 16 Outlet L5-20P Horizontal | EA |  | 1 Year (2 Years) | 910.8 | 5% | 865.26
93046 | Tripplite | PDUMH20HV | Tripp Lite PDU Metered 200V - 240V 20A 8 C13; 2 C19 C20 Horizontal 1URM | EA |  | 1 Year (2 Years) | 235.8 | 5% | 224.01
93047 | Tripplite | PDUMH20HVAT | PDU Metered ATS 200-240V 16/20A 8 C13; 2 C19; 2 C20 1URM | EA |  | 1 Year (2 Years) | 576 | 5% | 547.2
93048 | Tripplite | PDUMH20HVATNET | Tripp Lite PDU Switched ATS 200-240V 16/20A 8 C13 2 C19 C20 Horizontal 1URM | EA |  | 1 Year (2 Years) | 1105.2 | 5% | 1049.94
93049 | Tripplite | PDUMH20HVNET | Tripp Lite PDU Switched 200V - 240V 20A C13 8 Outlet L6-20P Horizontal 1URM | EA |  | 1 Year (2 Years) | 781.2 | 5% | 742.14
93050 | Tripplite | PDUMH20-ISO | PDU Metered Isobar Surge 120V 20A 12 5-20R; 2 5-15R L5-20P 1URM | EA |  | 1 Year (2 Years) | 298.9 | 5% | 283.955
93051 | Tripplite | PDUMH20NET | Tripp Lite PDU Switched 120V 20A 5-15/20R 16 Outlet L5-20P Horizontal 1URM | EA |  | 1 Year (2 Years) | 797.4 | 5% | 757.53
93052 | Tripplite | PDUMH20NET2LX | PDU Switched 1.9kW 120V 8 5-15/20R L5-20P LX Interface 1URM TAA | EA |  | 1 Year (2 Years) | 723.6 | 5% | 687.42
93053 | Tripplite | PDUMH30 | Tripp Lite PDU Metered 120V 30A 5-15/20R 12 Outlet L5-30P Horizontal 1URM | EA |  | 1 Year (2 Years) | 369.31 | 5% | 350.8445
93054 | Tripplite | PDUMH30AT | Tripp Lite PDU Metered ATS 120V 30A 24 5-15/20R; 1 L5-30R 2 L5-30P 2URM | EA |  | 1 Year (2 Years) | 907.2 | 5% | 861.84
93055 | Tripplite | PDUMH30ATNET | Tripp Lite PDU Switched ATS 120V 30A 24 5-15/20R; 1 L5-30R 2 L5-30P 2URM | EA |  | 1 Year (2 Years) | 1380.6 | 5% | 1311.57
93056 | Tripplite | PDUMH30HV | Tripp Lite PDU Metered 208V / 240V 30A 16 C13; 2 C19 L6-30P Horizontal 2URM | EA |  | 1 Year (2 Years) | 513 | 5% | 487.35
93057 | Tripplite | PDUMH30HV19NET | Tripp Lite PDU Switched 208V - 240V 30A 8 C13; 6 C19 L6-30P Horizontal 2URM | EA |  | 1 Year (2 Years) | 1074.6 | 5% | 1020.87
93058 | Tripplite | PDUMH30HVAT | Tripp Lite PDU Metered ATS 208V / 240V 30A 16 C13; 2 C19; 1 L6-30R 2URM | EA |  | 1 Year (2 Years) | 927 | 5% | 880.65
93059 | Tripplite | PDUMH30HVATNET | Tripp Lite PDU Switched ATS 208V / 240V 30A 16 C13; 2 C19; 1 L6-30R 2URM | EA |  | 1 Year (2 Years) | 1512 | 5% | 1436.4
93060 | Tripplite | PDUMH30HVNET | Tripp Lite PDU Switched 208V-240V 30A C13 16 Outlet L6-30P Horizontal 2URM | EA |  | 1 Year (2 Years) | 1040.4 | 5% | 988.38
93061 | Tripplite | PDUMH30NET | Tripp Lite PDU Switched 120V 30A 5-15/20R 16 Outlet L5-30P Horizontal 2URM | EA |  | 1 Year (2 Years) | 963 | 5% | 914.85
93062 | Tripplite | PDUMH32HV | Tripp Lite PDU Metered 230V 32A 7.3kW 16 C13; 2 C19 IEC-309 Horizontal 2URM | EA |  | 1 Year (2 Years) | 502.2 | 5% | 477.09
93063 | Tripplite | PDUMH32HVAT | PDU Metered 7.4kW 230V ATS 16 C13 2 C19 2 IEC309 Cords 32A 2URM | EA |  | 1 Year (2 Years) | 1323 | 5% | 1256.85
93064 | Tripplite | PDUMH32HVATNET | PDU Switched 7.4kW 230V 16 C13 2 C19 2 IEC309 32A Blue Cords 2U | EA |  | 1 Year (2 Years) | 1521 | 5% | 1444.95
93065 | Tripplite | PDUMH32HVNET | Tripp Lite PDU Switched 230V 32A 7.3kW 16 C13 Outlet IEC-309 Horizontal 2U | EA |  | 1 Year (2 Years) | 1040.4 | 5% | 988.38
93066 | Tripplite | PDUMNH15 | Tripp Lite PDU Monitored 120V 15A 5-15R 8 Outlet 5-15P Horizontal 1URM | EA |  | 1 Year (2 Years) | 486 | 5% | 461.7
93067 | Tripplite | PDUMNH16HVAT | PDU Monitored Horizontal 3.7KW 230V ATS IEC309 16A 1U Rackmount | EA |  | 1 Year (2 Years) | 1112.4 | 5% | 1056.78
93068 | Tripplite | PDUMNH20 | Tripp Lite PDU Monitored 120V 20A 5-15/20R 8 Outlet L5-20P Horizontal 1URM | EA |  | 1 Year (2 Years) | 559.8 | 5% | 531.81
93069 | Tripplite | PDUMNH20HV | Tripp Lite PDU Monitored 208V-240V 20A C13 8 Outlet L6-20P Horizontal 1URM | EA |  | 1 Year (2 Years) | 538.2 | 5% | 511.29
93070 | Tripplite | PDUMNH20HVAT | PDU Monitored Horizontal 3.3/3.8KW 208/240V ATS L6-20R L6-20P 1U | EA |  | 1 Year (2 Years) | 1112.4 | 5% | 1056.78
93071 | Tripplite | PDUMNH30 | Tripp Lite PDU Monitored 120V 30A 5-15/20R 16 Outlet L5-30P Horizontal 2URM | EA |  | 1 Year (2 Years) | 855 | 5% | 812.25
93072 | Tripplite | PDUMNH30HV | Tripp Lite PDU Monitored 208V/240V 30A 12 C13; 4 C19 L6-30P Horizontal 2URM | EA |  | 1 Year (2 Years) | 867.6 | 5% | 824.22
93073 | Tripplite | PDUMNH30HVAT | PDU Monitored Horizontal 5.8kw 208/240V L6-30R 2 L6-30P ATS 1URM | EA |  | 1 Year (2 Years) | 1247.4 | 5% | 1185.03
93074 | Tripplite | PDUMNH32HV | Tripp Lite PDU Monitored 230V 7.3kW 32A 12 C13; 4 C19 IEC-309 Horizontal 2U | EA |  | 1 Year (2 Years) | 878.4 | 5% | 834.48
93075 | Tripplite | PDUMNH32HVAT | PDU Monitored 7.4KW 230V ATS IEC309 32A 2 Blue Inputs 1URM | EA |  | 1 Year (2 Years) | 1323 | 5% | 1256.85
93076 | Tripplite | PDUMNV15LX | PDU Monitored 1.4kW 120V 16 5-15R LX Platform Interface 0URM TAA | EA |  | 1 Year (2 Years) | 518.4 | 5% | 492.48
93077 | Tripplite | PDUMNV20HV2 | PDU Monitored 200V-240V 20A 18 C13; 2 C19 C20 Vertical 0URM | EA |  | 1 Year (2 Years) | 538.2 | 5% | 511.29
93078 | Tripplite | PDUMNV20HV2LX | PDU Monitored 208/230V 20A 18 C13;2 C19 C20/L6-20P LX Interface | EA |  | 1 Year (2 Years) | 538.2 | 5% | 511.29
93079 | Tripplite | PDUMNV20HVLX | PDU Monitored 3.33.7kW 20 C13 4 C19 208/230V 20A LX Platform 0U | EA |  | 1 Year (2 Years) | 579.6 | 5% | 550.62
93080 | Tripplite | PDUMNV20LX | PDU Monitored 1.9kW 120V 24 5-15/20R LX Platform 70in. 0URM TAA | EA |  | 1 Year (2 Years) | 576 | 5% | 547.2
93081 | Tripplite | PDUMNV30HV2LX | PDU Monitored 208/240V 30A 36 C13; 6 C19 L6-30P LX Interface 0U | EA |  | 1 Year (2 Years) | 779.4 | 5% | 740.43
93082 | Tripplite | PDUMNV30HVLX | PDU Monitored 5/5.8kW 208/240V 20 C13 4 C19 LX Platform 0URM TAA | EA |  | 1 Year (2 Years) | 734.4 | 5% | 697.68
93083 | Tripplite | PDUMNV30LX | PDU Monitored 2.9kW 120V 24 5-15/20R 30A LX Platform 0URM TAA | EA |  | 1 Year (2 Years) | 667.8 | 5% | 634.41
93084 | Tripplite | PDUMNV32HV2LX | PDU Monitored 230V 32A 36 C13 6 C19 IEC 309 LX Interface 0URM | EA |  | 1 Year (2 Years) | 927 | 5% | 880.65
93085 | Tripplite | PDUMV15 | Tripp Lite PDU Metered 120V 15A 5-15R 16 Outlet 5-15P Vertical 0URM | EA |  | 1 Year (2 Years) | 178 | 5% | 169.1
93086 | Tripplite | PDUMV15-24 | PDU Metered 120V 15A 5-15R 8 Outlet 5-15P 24" Height 0URM | EA |  | 1 Year (2 Years) | 165.6 | 5% | 157.32
93087 | Tripplite | PDUMV15-36 | PDU Metered 120V 15A 5-15R 13 Outlet 5-15P 36" Height 0URM | EA |  | 1 Year (2 Years) | 172.35 | 5% | 163.7325
93088 | Tripplite | PDUMV15NETLX | PDU Switched 1.4kW 16 5-15R 120V 15A LX Platform Interface 0URM | EA |  | 1 Year (2 Years) | 894.6 | 5% | 849.87
93089 | Tripplite | PDUMV16HV | PDU Metered 200V-240V 16A 32 C13; 6 C19 IEC309 Vertical 0URM | EA |  | 1 Year (2 Years) | 396.85 | 5% | 377.0075
93090 | Tripplite | PDUMV20 | Tripp Lite PDU Metered 120V 20A 5-15/20R 28 Outlet L5-20P Vertical 0URM | EA |  | 1 Year (2 Years) | 239.99 | 5% | 227.9905
93091 | Tripplite | PDUMV20-24 | PDU Metered 120V 20A 5-15/20R 6 Outlet L5-20P 24" Height 0URM | EA |  | 1 Year (2 Years) | 207.5 | 5% | 197.125
93092 | Tripplite | PDUMV20-36 | PDU Metered 120V 20A 5-15/20R 14 Outlet L5-20P 36" Height 0URM | EA |  | 1 Year (2 Years) | 218.7 | 5% | 207.765
93093 | Tripplite | PDUMV20-72 | PDU Metered 120V 20A 5-15/20R 36 Outlet L5-20P 72" Height 0URM | EA |  | 1 Year (2 Years) | 280.33 | 5% | 266.3135
93094 | Tripplite | PDUMV20HV | Tripp Lite PDU Metered 208V - 240V 20A 6 C19; 32 C13 C20 Vertical 0URM | EA |  | 1 Year (2 Years) | 319.45 | 5% | 303.4775
93095 | Tripplite | PDUMV20HVNET2LX | PDU Switched 208/230V 20A 7 C13 1 C19 C20/L6-20P LX Interface 0U | EA |  | 1 Year (2 Years) | 927 | 5% | 880.65
93096 | Tripplite | PDUMV20HVNETLX | PDU Switched 3.2-3.8kW 200-240V 20 C13;4 C19 LX Platform 0U TAA | EA |  | 1 Year (2 Years) | 1042.2 | 5% | 990.09
93097 | Tripplite | PDUMV20NET | Tripp Lite PDU Switched 120V 20A 5-15/20R 24 Outlet L5-20P Vertical 0URM | EA |  | 1 Year (2 Years) | 934.2 | 5% | 887.49
93098 | Tripplite | PDUMV20NETLX | PDU Switched 1.9kW 120V 24 5-15/20R 20A LX Platform 0URM TAA | EA |  | 1 Year (2 Years) | 934.2 | 5% | 887.49
93099 | Tripplite | PDUMV30 | Tripp Lite PDU Metered 120V 30A 5-15/20R 24 Outlet L5-30P Vertical 0URM | EA |  | 1 Year (2 Years) | 433.51 | 5% | 411.8345
93100 | Tripplite | PDUMV30HV | Tripp Lite PDU Metered 208V / 240V 30A 6 C19 24; C13 L6-30P Vertical 0URM | EA |  | 1 Year (2 Years) | 429.21 | 5% | 407.7495
93101 | Tripplite | PDUMV30HV2 | PDU Metered Vertical 5.8kw 208 / 240V 8 C19 40 C13 L6-30P 0U TAA | EA |  | 1 Year (2 Years) | 556.2 | 5% | 528.39
93102 | Tripplite | PDUMV30HVNETLX | PDU Switched 5/5.8kW 208/240V 20 C13 4 C19 LX Platform 0URM TAA | EA |  | 1 Year (2 Years) | 1170 | 5% | 1111.5
93103 | Tripplite | PDUMV30NETLX | PDU Switched 2.9kW 120V 24 5-15/20R LX Platform Interface 0U TAA | EA |  | 1 Year (2 Years) | 1090.8 | 5% | 1036.26
93104 | Tripplite | PDUMV32HV | PDU Metered Vertical 7.4w 230V 8 C19 40 C13 IEC 309 32A 0U TAA | EA |  | 1 Year (2 Years) | 464.4 | 5% | 441.18
93105 | Tripplite | PDUMV32HVNETLX | PDU Switched 7.4kW 230V 32A Blue IEC 309 LX Interface 0URM TAA | EA |  | 1 Year (2 Years) | 1180.8 | 5% | 1121.76
93106 | Tripplite | PDUMV40 | Tripp Lite PDU Metered Dual Circuit 120V 20A 32 5-15/20R Vertical 0URM | EA |  | 1 Year (2 Years) | 430.56 | 5% | 409.032
93107 | Tripplite | PDUMVR20NET | PDU Switched 120V 20A 24 5-15/20R L6-30P / 5-20P Vertical 0U | EA |  | 1 Year (2 Years) | 1447.2 | 5% | 1374.84
93108 | Tripplite | PDUMVR20NETLX | PDU Switched 120V 20A 24 5-15/20R L5-20P LX Interface 0URM TAA | EA |  | 1 Year (2 Years) | 1447.2 | 5% | 1374.84
93109 | Tripplite | PDUMVR30HVNET | PDU Switched 208V / 240V 30A 4 C19; 20 C13 L6-30P Vertical 0URM | EA |  | 1 Year (2 Years) | 1762.2 | 5% | 1674.09
93110 | Tripplite | PDUMVR30HVNETLX | PDU Switched Outlet Monitoring 208/240V 20 C13 4 C19 LX Platform | EA |  | 1 Year (2 Years) | 1762.2 | 5% | 1674.09
93111 | Tripplite | PDUMVR30NETLX | PDU Switched 120V 30A 24 5-15/20R L5-30P LX Interface 0URM TAA | EA |  | 1 Year (2 Years) | 1594.8 | 5% | 1515.06
93112 | Tripplite | PDUMVROTATEBRKT | Tripp Lite PDU Rack Enclosure Bracket Vertical Mounting Rear Facing Outlets | EA |  | 1 Year (5 Years) | 55.8 | 5% | 53.01
93113 | Tripplite | PDUNV | Tripp Lite PDU Basic 100V - 240V 16A 12 C13; 2 C19 C20 1URM / 0URM | EA |  | 1 Year (5 Years) | 262.36 | 5% | 249.242
93114 | Tripplite | PDUSIDEBRKT | Tripp Lite Rack Enclosure Vertical Installation Kit PDU, Surge, Power Strip | EA |  | 1 Year (5 Years) | 44 | 5% | 41.8
93115 | Tripplite | PDUV15 | Tripp Lite PDU Basic 120V 15A 5-15R 14 Outlet 5-15P Vertical 0URM | EA |  | 1 Year (5 Years) | 122.22 | 5% | 116.109
93116 | Tripplite | PDUV20 | Tripp Lite PDU Basic 120V 20A 5-15/20R 14 Outlet L5-20P Vertical 0URM | EA |  | 1 Year (5 Years) | 173.66 | 5% | 164.977
93117 | Tripplite | PDUV30HV | Tripp Lite PDU Basic 208V / 240V 30A 6 C19; 32 C13 L6-30P Vertical 0URM | EA |  | 1 Year (5 Years) | 407.74 | 5% | 387.353
93118 | Tripplite | PLC13BK | PDU Plug Lock Connector C14 Power Cord to C13 Outlet Black 100PK | EA |  | 1 Year (2 Years) | 124.14 | 5% | 117.933
93119 | Tripplite | PLC13BL | PDU Plug Lock Connector C14 Power Cord to C13 Outlet Blue 100PK | EA |  | 1 Year (2 Years) | 124.14 | 5% | 117.933
93120 | Tripplite | PLC13RD | PDU Plug Lock Connector C14 Power Cord to C13 Outlet Red 100PK | EA |  | 1 Year (2 Years) | 124.14 | 5% | 117.933
93121 | Tripplite | PLC14YW | Plug Lock Inserts for Detachable C13 Power Cord Yellow 100 Pack | EA |  | 1 Year (2 Years) | 124.14 | 5% | 117.933
93122 | Tripplite | PLC19BK | PDU Plug Lock Connector C20 Power Cord to C19 Outlet Black 100PK | EA |  | 1 Year (2 Years) | 124.14 | 5% | 117.933
93123 | Tripplite | PLC19BL | PDU Plug Lock Connector C20 Power Cord to C19 Outlet Blue 100PK | EA |  | 1 Year (2 Years) | 124.14 | 5% | 117.933
93124 | Tripplite | PLC19RD | PDU Plug Lock Connector C20 Power Cord to C19 Outlet Red 100PK | EA |  | 1 Year (2 Years) | 124.14 | 5% | 117.933
93125 | Tripplite | PM6NS | Tripp Lite Waber Surge Protector Strip Metal 6 Outlet 6ft Cord | EA |  | 1 Year (Limited Lifetime) | 34.2 | 5% | 32.49
93126 | Tripplite | PM6SN1 | Tripp Lite Waber Surge Protector Strip Metal 6 Outlet 6ft Cord | EA |  | 1 Year (Limited Lifetime) | 34.2 | 5% | 32.49
93127 | Tripplite | POS500 | Tripp Lite 300W 500VA Low Profile UPS for Kiosks, POS & PC's 120V 6 Outlet | EA |  | 1 Year (2 Years) | 172.8 | 5% | 164.16
93128 | Tripplite | PR10 | DC Power Supply 120VAC Input to 13.8VDC Output for 30 Watt Transmitters 10-amps | EA |  | 1 Year | 121.6 | 5% | 115.52
93129 | Tripplite | PR12 | DC Power Supply 120VAC Input to 13.8VDC Output for 40 Watt Transmitters 12-amps | EA |  | 1 Year | 129.2 | 5% | 122.74
93130 | Tripplite | PR15 | DC Power Supply 120VAC Input to 13.8VDC Output for 50 Watt Transmitters 15-amps | EA |  | 1 Year | 184.3 | 5% | 175.085
93131 | Tripplite | PR20 | DC Power Supply 120VAC Input to 13.8VDC Output for 60 Watt Transmitters 20-amps | EA |  | 1 Year | 199.5 | 5% | 189.525
93132 | Tripplite | PR25 | Tripp Lite DC Power Supply 25A 120V AC Input to 13.8V DC Output TAA GSA | EA |  | 1 Year | 250.8 | 5% | 238.26
93133 | Tripplite | PR3/UL | DC Power Supply 120VAC Input to 13.8VDC Output for Home Use 3-amps | EA |  | 1 Year | 83.6 | 5% | 79.42
93134 | Tripplite | PR30 | DC Power Supply 120VAC Input to 13.8VDC Output for 125 Watt Transmitters 30-amps | EA |  | 1 Year | 262.2 | 5% | 249.09
93135 | Tripplite | PR4.5 | Tripp Lite DC Power Supply Low Profile 4.5A 120V AC Input to 13.8 DC Output | EA |  | 1 Year | 60.8 | 5% | 57.76
93136 | Tripplite | PR40 | Tripp Lite DC Power Supply 40A 120V AC Input to 13.8 DC Output TAA GSA | EA |  | 1 Year | 335.35 | 5% | 318.5825
93137 | Tripplite | PR50 | Tripp Lite DC Power Supply 50A 120V AC Input to 13.8 DC Output TAA GSA | EA |  | 1 Year | 376.2 | 5% | 357.39
93138 | Tripplite | PR60 | Tripp Lite DC Power Supply 60A 120V AC Input to 13.8 DC Output TAA GSA | EA |  | 1 Year | 440.8 | 5% | 418.76
93139 | Tripplite | PR7 | Tripp Lite DC Power Supply Low Profile 7A 120V AC Input to 13.8 DC Output | EA |  | 1 Year | 85 | 5% | 80.75
93140 | Tripplite | PR-EZ1 | Tripp Lite Keyspan Wireless Presentation Remote w Laser and Audio Control | EA |  | 1 Year | 60 | 5% | 57
93141 | Tripplite | PR-PRO3 | Tripp Lite Keyspan Wireless Presentation Remote Pro w Laser, Mouse, Audio | EA |  | 1 Year | 100 | 5% | 95
93142 | Tripplite | PR-US2 | Tripp Lite Keyspan Wireless Presentation Remote with Laser and Mouse | EA |  | 1 Year | 78.5 | 5% | 74.575
93143 | Tripplite | PS120406 | Power Strip 120V 5-15R 4 Outlet 6ft Cord 12 Inch Length Metal | EA |  | 1 Year (Limited Lifetime) | 52.8 | 5% | 50.16
93144 | Tripplite | PS120410 | 4-Outlet Power Strip NEMA 5-15R 5-15P 10ft Cord 12 inches Metal | EA |  | 1 Year (Limited Lifetime) | 59.2 | 5% | 56.24
93145 | Tripplite | PS120420 | Power Strip 120V 2 5-15R; 2 5-20R 15ft Cord 12 Inch Length Metal | EA |  | 1 Year (Limited Lifetime) | 88 | 5% | 83.6
93146 | Tripplite | PS1916D1U | Rack Mount AC Charger Power Strip 16 outlets 15 ft cord 1U | EA |  | 1 Year (2 Years) | 176 | 5% | 167.2
93147 | Tripplite | PS240406 | Vertical Power Strip 120V 5-15R 4 Outlet 6ft Cord 24 Inch Length | EA |  | 1 Year (Limited Lifetime) | 58.4 | 5% | 55.48
93148 | Tripplite | PS2404RA06B | Power Strip Right-Angle 5-15R 4 Outlet 6ft Cord 5-15P 24in Black | EA |  | 1 Year (Limited Lifetime) | 73.6 | 5% | 69.92
93149 | Tripplite | PS2406RA08B | Power Strip Right-Angle 5-15R 6 Outlet 8ft Cord 5-15P 24in Black | EA |  | 1 Year (Limited Lifetime) | 78.4 | 5% | 74.48
93150 | Tripplite | PS2408 | Tripp Lite Power Strip 120V 5-15R 8 Outlet 15ft Cord Vertical Metal 0URM | EA |  | 1 Year (Limited Lifetime) | 66.4 | 5% | 63.08
93151 | Tripplite | PS240810 | Vertical Power Strip 120V 5-15R 8 Outlet 10ft Cord 24" Length | EA |  | 1 Year (Limited Lifetime) | 64 | 5% | 60.8
93152 | Tripplite | PS2408B | 8 Outlet Power Strip 5-15R 15' Cord Vertical 5-15P 24" Black | EA |  | 1 Year (Limited Lifetime) | 68 | 5% | 64.6
93153 | Tripplite | PS2408RA | Power Strip 120V Right Angle 5-15R 8 Outlet 15ft Cord 24" Length | EA |  | 1 Year (Limited Lifetime) | 83.2 | 5% | 79.04
93154 | Tripplite | PS3612 | Tripp Lite Power Strip 120V 5-15R 12 Outlet 15ft Cord Vertical Metal 0URM | EA |  | 1 Year (Limited Lifetime) | 73.6 | 5% | 69.92
93155 | Tripplite | PS361206 | Power Strip 120V 5-15R 12 Outlet 6ft Cord 36 Inch Length Metal | EA |  | 1 Year (Limited Lifetime) | 65.6 | 5% | 62.32
93156 | Tripplite | PS361220 | Vertical Power Strip 120V 10 5-15R; 2 5-20R 15ft Cord 36" Length | EA |  | 1 Year (Limited Lifetime) | 106.4 | 5% | 101.08
93157 | Tripplite | PS3612-20HW | Tripp Lite Power Strip120V 2 5-15/20R; 10 5-15R Hardwire Vertical Metal 0U | EA |  | 1 Year (Limited Lifetime) | 71.2 | 5% | 67.64
93158 | Tripplite | PS3612B | 12 Outlet Power Strip 5-15R 15' Cord Vertical 5-15P 36" Black | EA |  | 1 Year (Limited Lifetime) | 73.6 | 5% | 69.92
93159 | Tripplite | PS3612RA | Power Strip 120V Right Angle 5-15R 12 Outlet 15ft Cd 36" Length | EA |  | 1 Year (Limited Lifetime) | 92.8 | 5% | 88.16
93160 | Tripplite | PS-402-HG-OEM | Power Strip Medical 120V 5-15R-HG 4 Outlet UL 1363A 2ft Cord | EA |  | 1 Year (Limited Lifetime) | 126 | 5% | 119.7
93161 | Tripplite | PS-406-HGULTRA | Power Strip Medical Hospital Grade UL 60601-1 4 Outlet 6' Cord | EA |  | 1 Year (Limited Lifetime) | 134 | 5% | 127.3
93162 | Tripplite | PS-407-HG-OEM | Power Strip Medical Hospital Grade UL1363A 4 Outlet 15A 7ft Cord | EA |  | 1 Year (Limited Lifetime) | 96 | 5% | 91.2
93163 | Tripplite | PS410 | Power Strip 120V 5-15R 4 Outlet 10ft Cord 5-15P | EA |  | 1 Year (Limited Lifetime) | 21.6 | 5% | 20.52
93164 | Tripplite | PS-410-HGOEMCC | Tripp Lite Power Strip Medical 4 Outlet UL1363A 3ft-10ft Coiled Cord | EA |  | 1 Year (Limited Lifetime) | 152 | 5% | 144.4
93165 | Tripplite | PS410HGOEMX | Power Strip Medical Cord Wrap Drip Shield 4 Outlet 10ft Cord | EA |  | 1 Year (Limited Lifetime) | 172 | 5% | 163.4
93166 | Tripplite | PS410HGUK | Power Strip Medical Hospital 4 UK Outlets 3M Cord BS-1363 | EA |  | 1 Year (Limited Lifetime) | 148 | 5% | 140.6
93167 | Tripplite | PS-415-HG | Tripp Lite Power Strip Medical 120V 5-15R-HG 4 Outlet 15ft Cord Metal | EA |  | 1 Year (Limited Lifetime) | 104 | 5% | 98.8
93168 | Tripplite | PS-415-HG-OEM | Tripp Lite Power Strip Medical 120V 4 Outlet UL1363A 15ft Cord Metal | EA |  | 1 Year (Limited Lifetime) | 106 | 5% | 100.7
93169 | Tripplite | PS-415-HGULTRA | Tripp Lite Power Strip Medical 120V 4 Outlet UL60601-1 UL60950-1 Metal | EA |  | 1 Year (Limited Lifetime) | 152 | 5% | 144.4
93170 | Tripplite | PS480806 | Power Strip 120V 5-15R 8 Outlet 6ft Cord 48 Inch Length Metal | EA |  | 1 Year (Limited Lifetime) | 75.2 | 5% | 71.44
93171 | Tripplite | PS4816 | Tripp Lite Power Strip 120V 5-15R 16 Outlet 15ft Cord Vertical Metal 0URM | EA |  | 1 Year (Limited Lifetime) | 84.8 | 5% | 80.56
93172 | Tripplite | PS4816B | 16 Outlet Power Strip 5-15R 15' Cord Vertical 5-15P 48" Black | EA |  | 1 Year (Limited Lifetime) | 84.8 | 5% | 80.56
93173 | Tripplite | PS6 | Relocateable Power Taps, 6 outlets, 4' cord, Plastic-Duplex Series, master on/off switch. White color w/o tabs | EA |  | 1 Year (Limited Lifetime) | 11.7 | 5% | 11.115
93174 | Tripplite | PS6020 | Tripp Lite Power Strip 120V 5-15R 20 Outlet 15ft Cord Vertical Metal 0URM | EA |  | 1 Year (Limited Lifetime) | 96 | 5% | 91.2
93175 | Tripplite | PS-602-HG | Tripp Lite Power Strip Medical 120V 5-15R-HG 6 Outlet 1.5ft Cord Metal | EA |  | 1 Year (Limited Lifetime) | 76 | 5% | 72.2
93176 | Tripplite | PS-606-HG | Tripp Lite Power Strip Medical 120V 5-15R-HG 6 Outlet 6ft Cord Metal | EA |  | 1 Year (Limited Lifetime) | 116 | 5% | 110.2
93177 | Tripplite | PS607HG20AOEM | Power Strip Medical Hospital Grade UL1363A 6 Outlet 20A 7ft Cord | EA |  | 1 Year (Limited Lifetime) | 176 | 5% | 167.2
93178 | Tripplite | PS-607-HG-OEM | Power Strip Medical Hospital Grade UL1363A 6 Outlet 15A 7ft Cord | EA |  | 1 Year (Limited Lifetime) | 114 | 5% | 108.3
93179 | Tripplite | PS610HGUK | Power Strip Medical Hospital 6 UK Outlets 3M Cord BS-1363 | EA |  | 1 Year (Limited Lifetime) | 174 | 5% | 165.3
93180 | Tripplite | PS615 | Power Strip 120V 5-15R 6 Outlet 15ft Cord 5-15P | EA |  | 1 Year (Limited Lifetime) | 31.2 | 5% | 29.64
93181 | Tripplite | PS-615-HG | Tripp Lite Power Strip Medical 120V 5-15R-HG 6 Outlet 15ft Cord Metal | EA |  | 1 Year (Limited Lifetime) | 124 | 5% | 117.8
93182 | Tripplite | PS615HG20AOEM | Power Strip Medical Hospital Grade UL 1363A 6 Outlet 15ft cord | EA |  | 1 Year (Limited Lifetime) | 184 | 5% | 174.8
93183 | Tripplite | PS-615-HG-OEM | Tripp Lite Power Strip Medical 120V 6 Outlet UL1363A 15ft Cord Metal | EA |  | 1 Year (Limited Lifetime) | 124 | 5% | 117.8
93184 | Tripplite | PS625HG20AOEM | Tripp Lite Power Strip Medical Hospital Grade UL 1363A 6 Outlet 25ft cord | EA |  | 1 Year (Limited Lifetime) | 224 | 5% | 212.8
93185 | Tripplite | PS66B | 6 Outlet Power Strip NEMA 5-15R AC 6 ft Cord 5-15P Black Housing | EA |  | 1 Year (Limited Lifetime) | 12.8 | 5% | 12.16
93186 | Tripplite | PS712B | Power Strip 120V 5-15R 7 Outlet 12ft Cord 5-15P Black | EA |  | 1 Year (Limited Lifetime) | 30.4 | 5% | 28.88
93187 | Tripplite | PS7224 | Tripp Lite Power Strip 120V 5-15R 24 Outlet 15ft Cord Vertical Metal 0URM | EA |  | 1 Year (Limited Lifetime) | 105.6 | 5% | 100.32
93188 | Tripplite | PS7224-20 | Tripp Lite Power Strip 120V 22 5-15R; 2 5-20R 15ft Cord Vertical Metal 0URM | EA |  | 1 Year (Limited Lifetime) | 147.2 | 5% | 139.84
93189 | Tripplite | PS7224-20HW | Tripp Lite Power Strip 120V 2 5-15/20R; 22 5-15R Hardwire Vertical Metal 0U | EA |  | 1 Year (Limited Lifetime) | 120 | 5% | 114
93190 | Tripplite | PS7224-20T | Tripp Lite Power Strip 120V 22 5-15R; 2 5-20R L5-20P 15ft Cd Vertical Metal | EA |  | 1 Year (Limited Lifetime) | 156 | 5% | 148.2
93191 | Tripplite | PS725B | 7 Outlet Power Strip NEMA 5-15R AC 25ft Cord 5-15P Black Housing | EA |  | 1 Year (Limited Lifetime) | 41.6 | 5% | 39.52
93192 | Tripplite | PSCLAMP | Medical Power Strip Mounting Clamp Drip Shield & Cord Management | EA |  | 1 Year (Limited Lifetime) | 117 | 5% | 111.15
93193 | Tripplite | PSF2408 | Foldable Power Strip 1 Pivot 5-15R 8 Outlet 15ft Cd 24" Length | EA |  | 1 Year (Limited Lifetime) | 84.8 | 5% | 80.56
93194 | Tripplite | PSF3612 | Foldable Power Strip 2 Pivot 5-15R 12 Outlet 15ft Cd 36" Length | EA |  | 1 Year (Limited Lifetime) | 94.4 | 5% | 89.68
93195 | Tripplite | PSHGCOVERKIT | Replacement Outlet Covers for Hospital Medical Power Strips | EA |  | 1 Year | 20 | 5% | 19
93196 | Tripplite | PV1000HF | Tripp Lite Compact Inverter 1000W 12V DC to AC 120V 5-15R 4 Outlet | EA |  | 1 Year | 330 | 5% | 313.5
93197 | Tripplite | PV100USB | 100W Compact Car Inverter 12V CLA 120V 2PT USB Charging 1 Outlet | EA |  | 1 Year | 43 | 5% | 40.85
93198 | Tripplite | PV1250FC | Tripp Lite Industrial Inverter 1250W 12V DC to AC 120V RJ45 5-15R 2 Outlet | EA |  | 1 Year | 432 | 5% | 410.4
93199 | Tripplite | PV150 | Tripp Lite Portable Auto Inverter 150W 12V DC to AC 120V 5-15R 1 Outlet | EA |  | 1 Year | 47 | 5% | 44.65
93200 | Tripplite | PV150USB | 150W Compact Car Inverter 12V 120V 2-Port USB Charging 1 Outlet | EA |  | 1 Year | 42.8 | 5% | 40.66
93201 | Tripplite | PV1800GFCI | Tripp Lite Compact Inverter 1800W 12V DC to AC 120V 5-15R GFCI 2 Outlet | EA |  | 1 Year | 514 | 5% | 488.3
93202 | Tripplite | PV1800HF | Tripp Lite Compact Inverter 1800W 12V DC to AC 120V 5-15R 4 Outlet | EA |  | 1 Year | 462 | 5% | 438.9
93203 | Tripplite | PV2000FC | Tripp Lite Industrial Inverter 2000W 12V DC to AC 120V RJ45 5-15R 2 Outlet | EA |  | 1 Year | 702 | 5% | 666.9
93204 | Tripplite | PV200CUSB | 200W Car Inverter Cup Holder 12V 120V 2PT USB Charging 2 Outlet | EA |  | 1 Year | 56 | 5% | 53.2
93205 | Tripplite | PV200USB | 200W Compact Car Inverter 12V 120V 2-Port USB Charging 1 Outlet | EA |  | 1 Year | 51 | 5% | 48.45
93206 | Tripplite | PV2400FC | Tripp Lite Industrial Inverter 2400W 24V DC to AC 120V RJ45 5-15R 2 Outlet | EA |  | 1 Year | 822 | 5% | 780.9
93207 | Tripplite | PV3000 | 12V DC to AC Permanent Mount Inverter with User-Supplied Cables 3000 continuous wattage 6000 instantaneous wattage 4 ac outlets | EA |  | 1 Year | 712 | 5% | 676.4
93208 | Tripplite | PV3000GFCI | Tripp Lite Heavy Duty Inverter 3000W 12V DC to AC 120V 5-15R GFCI 4 Outlet | EA |  | 1 Year | 980 | 5% | 931
93209 | Tripplite | PV375 | Tripp Lite Portable Auto Inverter 375W 12V DC to AC 120V 5-15R 2 Outlet | EA |  | 1 Year | 74 | 5% | 70.3
93210 | Tripplite | PV375USB | 375W Car Power Inverter 2 Outlets 2-Port USB Charging AC to DC | EA |  | 1 Year | 70 | 5% | 66.5
93211 | Tripplite | PV400USB | 400W Compact Car Inverter 12V 120V 2-Port USB Charging 2 Outlet | EA |  | 1 Year | 79 | 5% | 75.05
93212 | Tripplite | PV4IN1 | 4 in 1 Mobile Portable Charger Laptop Tablet Smartphone AC USB | EA |  | 1 Year | 42 | 5% | 39.9
93213 | Tripplite | PV700HF | Tripp Lite Compact Inverter 700W 12V DC to AC 120V 5-15R 3 Outlet | EA |  | 1 Year | 138 | 5% | 131.1
93214 | Tripplite | PVINT375 | Tripp Lite International Inverter 375W 12V DC to AC 230V 1 Universal Outlet | EA |  | 1 Year | 84 | 5% | 79.8
93215 | Tripplite | RBC11A | Replacement Battery Cartridge for Select APC UPS Models | EA |  | 1 Year | 342 | 5% | 324.9
93216 | Tripplite | RBC12A | Replacement Battery Cartridge for Select APC UPS Models | EA |  | 1 Year | 322.2 | 5% | 306.09
93217 | Tripplite | RBC24-SLT | Replacement Battery Cartridge for Select Tripp Lite Models | EA |  | 1 Year | 216 | 5% | 205.2
93218 | Tripplite | RBC24-SUTWR | Replacement Battery Cartridge for Select Tripp Lite Smart Online Tower UPS | EA |  | 1 Year | 180 | 5% | 171
93219 | Tripplite | RBC24V-LCD | 24VDC UPS Replacement Battery Cartridge for Select LCD UPS | EA |  | 1 Year | 216 | 5% | 205.2
93220 | Tripplite | RBC2A | Replacement Battery Cartridge for Select APC UPS Models | EA |  | 1 Year | 43.2 | 5% | 41.04
93221 | Tripplite | RBC36-SLT | Replacement Battery Cartridge for Select Tripp Lite Models | EA |  | 1 Year | 261 | 5% | 247.95
93222 | Tripplite | RBC48S | Replacement Battery Cartridge for 48V Smart Online UPS | EA |  | 1 Year | 338.4 | 5% | 321.48
93223 | Tripplite | RBC48-SUTWR | Replacement Battery Cartridge for Select Tripp Lite Smart Online Tower UPS | EA |  | 1 Year | 337.5 | 5% | 320.625
93224 | Tripplite | RBC48V-HGTWR | 48VDC UPS Replacement Battery Cartridge for SMART2500XLHG | EA |  | 1 Year | 337.5 | 5% | 320.625
93225 | Tripplite | RBC49-DV | 48VDC Replacement Battery Cartridge for SM2200RMDVTAA UPS 2URM | EA |  | 1 Year | 337.5 | 5% | 320.625
93226 | Tripplite | RBC51 | Replacement Battery Cartridge for Select Tripp Lite & Other Major UPS Brands | EA |  | 1 Year | 64.8 | 5% | 61.56
93227 | Tripplite | RBC5-192 | 192VDC Replacement Battery Cartridge select Online UPS 4U | EA |  | 1 Year | 900 | 5% | 855
93228 | Tripplite | RBC52 | Replacement Battery Cartridge for Select Tripp Lite & Other Major UPS Brands | EA |  | 1 Year | 52.2 | 5% | 49.59
93229 | Tripplite | RBC53 | Replacement Battery Cartridge for Select Tripp Lite & Other Major UPS Brands | EA |  | 1 Year | 187.2 | 5% | 177.84
93230 | Tripplite | RBC54 | Replacement Battery Cartridge for Select Tripp Lite & Other Major UPS Brands | EA |  | 1 Year | 279 | 5% | 265.05
93231 | Tripplite | RBC58-2U | 48VDC Replacement Battery Cartridge for select UPS 2URM | EA |  | 1 Year | 522 | 5% | 495.9
93232 | Tripplite | RBC5A | Replacement Battery Cartridge for Select APC UPS Models | EA |  | 1 Year | 79.2 | 5% | 75.24
93233 | Tripplite | RBC62-1U | Replacement Battery Cartridge for Select Tripp Lite & Other Major UPS Brands | EA |  | 1 Year | 129.6 | 5% | 123.12
93234 | Tripplite | RBC64-1U | Replacement Battery Cartridge for Select Tripp Lite & Other Major UPS Brands | EA |  | 1 Year | 168.76 | 5% | 160.322
93235 | Tripplite | RBC69-1U | Replacement Battery Cartridge for Select Tripp Lite & Other Major UPS Brands | EA |  | 1 Year | 212.4 | 5% | 201.78
93236 | Tripplite | RBC6A | Replacement Battery Cartridge for Select APC UPS Models | EA |  | 1 Year | 138.6 | 5% | 131.67
93237 | Tripplite | RBC72S | Replacement Battery Cartridge for Select 72V Online UPS Systems | EA |  | 1 Year | 396 | 5% | 376.2
93238 | Tripplite | RBC7A | Replacement Battery Cartridge for Select APC UPS Models | EA |  | 1 Year | 216 | 5% | 205.2
93239 | Tripplite | RBC9-192 | Replacement Battery Cartridge for Select Tripp Lite Smart Online Rackmount UPS | EA |  | 1 Year | 1044 | 5% | 991.8
93240 | Tripplite | RBC92-2U | Replacement Battery Cartridge for Select Tripp Lite & Other Major UPS Brands | EA |  | 1 Year | 178.2 | 5% | 169.29
93241 | Tripplite | RBC93-2U | Replacement Battery Cartridge for Select Tripp Lite & Other Major UPS Brands | EA |  | 1 Year | 261 | 5% | 247.95
93242 | Tripplite | RBC94-2U | Replacement Battery Cartridge for Select Tripp Lite & Other Major UPS Brands | EA |  | 1 Year | 337.5 | 5% | 320.625
93243 | Tripplite | RBC94-3U | Replacement Battery Cartridge for Select Tripp Lite & Other Major UPS Brand | EA |  | 1 Year | 337.5 | 5% | 320.625
93244 | Tripplite | RBC96-2U | 72VDC Replacement Battery Cartridge Select Online UPS 2U | EA |  | 1 Year | 378 | 5% | 359.1
93245 | Tripplite | RBC96-3U | Replacement Battery Cartridge for Select Tripp Lite Models | EA |  | 1 Year | 378 | 5% | 359.1
93246 | Tripplite | RBC96-RMOD2U | 72VDC UPS Replacement Battery Cartridge for SMART3000RMOD2U | EA |  | 1 Year | 450 | 5% | 427.5
93247 | Tripplite | RELAYCARDSV | Programmable Relay I/O Card for SVTX, SVX, SV 3-Phase UPS | EA |  | 1 Year (2 Years) | 320 | 5% | 304
93248 | Tripplite | RELAYIOCARD | Tripp Lite Programmable Relay I/O Card Online & Smart UPS Systems | EA |  | 1 Year (2 Years) | 300 | 5% | 285
93249 | Tripplite | RELAYIOMINI | Tripp Lite UPS Internal Contact Closure Management Accessory Card | EA |  | 1 Year (2 Years) | 200 | 5% | 190
93250 | Tripplite | RS-0615-F | Tripp Lite Power Strip Rackmount Metal 120V 5-15R 6 Front Face Outlet 1URM | EA |  | 1 Year (Limited Lifetime) | 91.2 | 5% | 86.64
93251 | Tripplite | RS-0615-R | Tripp Lite Power Strip Rackmount Metal 120V 5-15R 6 Rear Face Outlet 1URM | EA |  | 1 Year (Limited Lifetime) | 89.6 | 5% | 85.12
93252 | Tripplite | RS-1215 | Tripp Lite Power Strip Rackmount Metal 120V 5-15R 12 Outlet 15ft Cord 1URM | EA |  | 1 Year (Limited Lifetime) | 88 | 5% | 83.6
93253 | Tripplite | RS1215-20 | 12 outlets 15' cord Multiple Outlet Strip 20 -Amp | EA |  | 1 Year (Limited Lifetime) | 117.6 | 5% | 111.72
93254 | Tripplite | RS-1215-20T | Tripp Lite Power Strip Rackmount Metal 120V 5-15/20R 12 Outlet 15ft Cord 1U | EA |  | 1 Year (Limited Lifetime) | 136 | 5% | 129.2
93255 | Tripplite | RS1215-HG | Tripp Lite Power Strip Medical Rackmount 120V 5-15R 12 Outlet 1URM | EA |  | 1 Year (Limited Lifetime) | 176.5 | 5% | 167.675
93256 | Tripplite | RS1215-RA | 12 outlets 15' cord Multiple Outlet Strip 15-Amp Right-Angled | EA |  | 1 Year (Limited Lifetime) | 89.6 | 5% | 85.12
93257 | Tripplite | RV1250ULHW | RV 1200W 12V DC to AC Inverter with Isobar Surge UL Tested Hardwired | EA |  | 1 Year (2 Years) | 696.6 | 5% | 661.77
93258 | Tripplite | RV1512UL | 1500W RV Interter / Charger 19/75A 12V DC 120V AC Hardwire | EA |  | 1 Year (2 Years) | 790 | 5% | 750.5
93259 | Tripplite | RV3012OEM | 3000W RV Interter / Charger 35/140A 12V DC 120V AC Hardwire | EA |  | 1 Year (2 Years) | 1990 | 5% | 1890.5
93260 | Tripplite | RV750ULHW | 750W RV Interter / Charger 11/45A 12V DC 120V AC Hardwire | EA |  | 1 Year (2 Years) | 659.94 | 5% | 626.943
93261 | Tripplite | S455-003 | Tripp Lite 3ft SCSI Ultra2/160/U320 LVD Cable VHDCI68 Male / HD68 Male 3' | EA |  | 1 Year (Limited Lifetime) | 52.8 | 5% | 50.16
93262 | Tripplite | S455-010 | Tripp Lite 10ft SCSI Ultra2/160/U320 LVD Cable VHDCI Male / HD68 Male 10' | EA |  | 1 Year (Limited Lifetime) | 72 | 5% | 68.4
93263 | Tripplite | S502-01M | Tripp Lite 1M Internal SAS Cable 4-in-1 32Pin SFF-8484 to 4 x 7Pin 3ft | EA |  | 1 Year (Limited Lifetime) | 27.2 | 5% | 25.84
93264 | Tripplite | S502-20N | Internal SAS 4-in-1 to 4x1 Cable, 32P to 4x7P - 20IN | EA |  | 1 Year (Limited Lifetime) | 16 | 5% | 15.2
93265 | Tripplite | S506-003 | Tripp Lite 3ft Internal SAS Cable mini-SAS SFF-8087 to mini-SAS SFF8087 1M | EA |  | 1 Year (Limited Lifetime) | 43.2 | 5% | 41.04
93266 | Tripplite | S506-18N | Tripp Lite 18 Inch Internal SAS Cable mini-SAS SFF-8087 mini-SAS SFF-8087 | EA |  | 1 Year (Limited Lifetime) | 32 | 5% | 30.4
93267 | Tripplite | S508-003 | Tripp Lite 3ft Internal SAS Cable 4-Lane mini-SAS SFF-8087 4xSATA 7Pin | EA |  | 1 Year (Limited Lifetime) | 36.8 | 5% | 34.96
93268 | Tripplite | S508-18N | Tripp Lite 18 Inch Internal SAS Cable 4-Lane mini-SAS to 4xSATA 7Pin 0.5M | EA |  | 1 Year (Limited Lifetime) | 35.2 | 5% | 33.44
93269 | Tripplite | S510-003 | Tripp Lite 3ft Internal SAS Cable mini-SAS SFF-8087 4-in-1 32pin SFF-8484 | EA |  | 1 Year (Limited Lifetime) | 57.6 | 5% | 54.72
93270 | Tripplite | S510-18N | Tripp Lite 18 Inch Internal SAS Cable mini-SAS SFF-8087 mini-SAS SFF-8087 | EA |  | 1 Year (Limited Lifetime) | 49.6 | 5% | 47.12
93271 | Tripplite | S520-01M | Tripp Lite 1M External SAS Cable mini-SAS SFF-8088 4xInfiniband SFF-8470 | EA |  | 1 Year (Limited Lifetime) | 67.2 | 5% | 63.84
93272 | Tripplite | S520-02M | Tripp Lite 2M External SAS Cable min-SAS SFF-8088 4xInfiniband SFF-8470 TAA | EA |  | 1 Year (Limited Lifetime) | 80 | 5% | 76
93273 | Tripplite | S520-03M | Tripp Lite 3M External SAS Cable min-SAS SFF-8088 4xInfiniband SFF-8470 TAA | EA |  | 1 Year (Limited Lifetime) | 96 | 5% | 91.2
93274 | Tripplite | S522-01M | Tripp Lite 1M External SAS Cable 4-Lane 4xInfiniband to 4xInfiniband TAA | EA |  | 1 Year (Limited Lifetime) | 96 | 5% | 91.2
93275 | Tripplite | S522-03M | Tripp Lite 3M External SAS Cable 4-Lane 4xInfiniband to 4xInfiniband TAA | EA |  | 1 Year (Limited Lifetime) | 128 | 5% | 121.6
93276 | Tripplite | S524-01M | Tripp Lite 1M External SAS Cable 4-Lane mini-SAS to mini-SAS 3ft TAA | EA |  | 1 Year (Limited Lifetime) | 67.2 | 5% | 63.84
93277 | Tripplite | S524-02M | Tripp Lite 2M External SAS Cable 4-Lane mini-SAS to mini-SAS 6ft TAA | EA |  | 1 Year (Limited Lifetime) | 83.2 | 5% | 79.04
93278 | Tripplite | S524-03M | Tripp Lite 3M External SAS Cable 4-Lane mini-SAS to mini-SAS 10ft TAA | EA |  | 1 Year (Limited Lifetime) | 136 | 5% | 129.2
93279 | Tripplite | SEC4K | Laptop Security Lock Keyed Theft Deterrent Cable 4ft 4' | EA |  | 1 Year | 20.8 | 5% | 19.76
93280 | Tripplite | SEC6C | Laptop Security Lock Combination Theft Deterrent Cable 6ft 6' | EA |  | 1 Year | 22.4 | 5% | 21.28
93281 | Tripplite | SEC6K | Laptop Security Lock Keyed Theft Deterrent Cable 6ft 6' | EA |  | 1 Year | 30.4 | 5% | 28.88
93282 | Tripplite | SK10TG | Surge Protector Wallmount Direct Plug In 1 Outlet with Timer | EA |  | 1 Year (Limited Lifetime) | 23.2 | 5% | 22.04
93283 | Tripplite | SK10USB | Surge 1 Outlet 120V USB Charger Tablet Smartphone Ipad Iphone | EA |  | 1 Year (Limited Lifetime) | 27.2 | 5% | 25.84
93284 | Tripplite | SK120USB | Travel Surge 3 Outlet USB Charger Tablet Smartphone Ipad Iphone | EA |  | 1 Year (Limited Lifetime) | 28.8 | 5% | 27.36
93285 | Tripplite | SK3-0 | Surge Protector Wallmount Direct Plug In 3 Outlet 660 Joule | EA |  | 1 Year (Limited Lifetime) | 9.6 | 5% | 9.12
93286 | Tripplite | SK30USB | Surge 3 Outlet 120V USB Charger Tablet Smartphone Ipad Iphone | EA |  | 1 Year (Limited Lifetime) | 28.8 | 5% | 27.36
93287 | Tripplite | SK34USBB | 4-Port Wallmount USB Charging Station w 3 Outlet Surge Protector | EA |  | 1 Year (Limited Lifetime) | 44.8 | 5% | 42.56
93288 | Tripplite | SK40RUSBB | Surge 4 Outlet 3.4A USB Charger Tablet Smartphone Ipad Iphone | EA |  | 1 Year (Limited Lifetime) | 48 | 5% | 45.6
93289 | Tripplite | SK5TEL-0 | Surge Protector Wallmount Direct Plug In 5 Outlet RJ11 1080 Joule | EA |  | 1 Year (Limited Lifetime) | 17.6 | 5% | 16.72
93290 | Tripplite | SK6-0/SPIKEBLOK | Tripp Lite Surge Protector Wallmount Direct Plug In 120V 6 Outlet 540 Joule | EA |  | 1 Year (Limited Lifetime) | 22 | 5% | 20.9
93291 | Tripplite | SK6-0B | Tripp Lite Surge Protector Wallmount Direct Plug In 120V 6 Outlet 540 J BLK | EA |  | 1 Year (Limited Lifetime) | 22 | 5% | 20.9
93292 | Tripplite | SK6-6/SPIKEBAR | Tripp Lite Surge Protector Strip 120V 8 Outlet 8ft Cord 1080 Joule | EA |  | 1 Year (Limited Lifetime) | 46.4 | 5% | 44.08
93293 | Tripplite | SM1000RM1UTAA | 1000VA 800W UPS Smart Rackmount AVR 120V USB DB9 1URM TAA GSA | EA |  | 1 Year (2 Years) | 1026 | 5% | 974.7
93294 | Tripplite | SM1000RM2UTAA | TAA Compliant 1000VA UPS Smart Pro Rack/Tower 6 outlets | EA |  | 1 Year (2 Years) | 810 | 5% | 769.5
93295 | Tripplite | SM1500RMXL2UTAA | Tripp Lite 1500VA 1000W UPS Smart Rackmount AVR 120V USB DB9 2URM TAA GSA | EA |  | 1 Year (2 Years) | 1128.6 | 5% | 1072.17
93296 | Tripplite | SM2200RMDVTAA | Tripp Lite 2200VA 1920W UPS Smart Rackmount AVR 120V / 230V 3URM TAA GSA | EA |  | 1 Year (2 Years) | 2651.4 | 5% | 2518.83
93297 | Tripplite | SM2200RMXL2UP | 2200VA 1920W UPS Smart Rackmount Sine Wave LCD AVR 120V USB 2U | EA |  | 1 Year (2 Years) | 1661.4 | 5% | 1578.33
93298 | Tripplite | SM2200RMXL2UTAA | Tripp Lite 2200VA 1600W UPS Smart Rackmount AVR 100-120V USB DB9 2U TAA GSA | EA |  | 1 Year (2 Years) | 1598.4 | 5% | 1518.48
93299 | Tripplite | SM3000RM2UNTAA | 3000VA 2250W UPS Smart Rackmount LCD AVR 120V USB SNMP 2U TAA | EA |  | 1 Year (2 Years) | 2493 | 5% | 2368.35
93300 | Tripplite | SM3000RM2UTAA | 3000VA 2250W UPS Smart Rackmount LCD AVR 120V USB 3kVA 2URM TAA | EA |  | 1 Year (2 Years) | 2052 | 5% | 1949.4
93301 | Tripplite | SM3000RMXL2UTAA | Tripp Lite 3000VA 2880W UPS Smart Rackmount AVR 120V USB DB9 2U TAA GSA | EA |  | 1 Year (2 Years) | 1868.4 | 5% | 1774.98
93302 | Tripplite | SM3000RMXLNTAA | 3000VA 2880W UPS Smart Rackmount LCD AVR 120V USB SNMP 2U TAA | EA |  | 1 Year (2 Years) | 2269.8 | 5% | 2156.31
93303 | Tripplite | SM5000RT3UTAA | Tripp Lite 5000VA 4000W UPS Smart Rackmount AVR 120V-208V 5kVA 6URM TAA GSA | EA |  | 1 Year (2 Years) | 5742 | 5% | 5454.9
93304 | Tripplite | SMART 1050NET | Tripp Lite 1050VA - 1000VA 705W UPS Smart Tower AVR 120V USB for Servers | EA |  | 1 Year (2 Years) | 514.8 | 5% | 489.06
93305 | Tripplite | SMART 2200NET | Tripp Lite 2200VA 1700W UPS Smart Tower AVR 120V XL DB9 for Servers | EA |  | 1 Year (2 Years) | 1240.2 | 5% | 1178.19
93306 | Tripplite | SMART 3000NET | Tripp Lite 3000VA 2400W UPS Smart Tower AVR 120V XL DB9 for Servers | EA |  | 1 Year (2 Years) | 1600.2 | 5% | 1520.19
93307 | Tripplite | SMART 700HG | Tripp Lite 700VA 450W UPS Smart Tower AVR Hospital Medical 120V USB DB9 | EA |  | 1 Year (2 Years) | 882 | 5% | 837.9
93308 | Tripplite | SMART1000LCD | Tripp Lite 1000VA 500W UPS Back Up Smart Tower LCD AVR 120V USB Coax RJ45 | EA |  | 1 Year (2 Years) | 228.6 | 5% | 217.17
93309 | Tripplite | SMART1000LCDTAA | Tripp Lite 1000VA 500W UPS Smart Tower LCD AVR 120V USB Coax RJ45 TAA GSA | EA |  | 1 Year (2 Years) | 300.6 | 5% | 285.57
93310 | Tripplite | SMART1000LCDU | 1000VA UPS Back Up Smart Tower LCD AVR 120V USB RJ45 Energy Star | EA |  | 1 Year (2 Years) | 234 | 5% | 222.3
93311 | Tripplite | SMART1000RM1U | Tripp Lite 1000VA 800W UPS Smart Rackmount AVR 120V USB DB9 SNMP 1URM | EA |  | 1 Year (2 Years) | 860.4 | 5% | 817.38
93312 | Tripplite | SMART1000RM1UN | 1000VA UPS Line Interactive RM 120V 800W w Installed SNMPWEBCARD | EA |  | 1 Year (2 Years) | 1261.8 | 5% | 1198.71
93313 | Tripplite | SMART1000RM2U | Tripp Lite 1000VA 700W UPS Smart Rackmount AVR 120V USB DB9 SNMP 2URM | EA |  | 1 Year (2 Years) | 747 | 5% | 709.65
93314 | Tripplite | SMART1000RMXL2U | 1000VA 900W UPS Smart LCD Rackmount AVR 120V USB DB9 2URM | EA |  | 1 Year (2 Years) | 860.4 | 5% | 817.38
93315 | Tripplite | SMART1050SLT | Tripp Lite 1050VA 650W UPS Smart Tower AVR 120V USB DB9 SNMP | EA |  | 1 Year (2 Years) | 612 | 5% | 581.4
93316 | Tripplite | SMART1200LCD | Tripp Lite 1200VA 700W UPS Smart Rackmount Tower LCD AVR 120V USB DB9 RJ45 | EA |  | 1 Year (2 Years) | 324 | 5% | 307.8
93317 | Tripplite | SMART1200XLHG | Tripp Lite 1000VA 750W UPS Smart Tower Hospital Medical AVR 120V USB DB9 | EA |  | 1 Year (2 Years) | 1144 | 5% | 1086.8
93318 | Tripplite | SMART1200XLHGL | 1000VA 750W Lithium Ion UPS Smart Tower AVR Hospital Medical | EA |  | 1 Year (2 Years) | 2690 | 5% | 2555.5
93319 | Tripplite | SMART1300LCDT | 1300VA UPS Smart LCD Back Up Tower AVR 120V USB Coax RJ45 | EA |  | 1 Year (2 Years) | 225 | 5% | 213.75
93320 | Tripplite | SMART1500 | Tripp Lite 1500VA 980W UPS Smart Tower AVR 120V USB DB9 SNMP for Servers | EA |  | 1 Year (2 Years) | 741.6 | 5% | 704.52
93321 | Tripplite | SMART1500CRMXL | Tripp Lite 1500VA 1440W UPS Smart Rackmount AVR 120V USB DB9 SNMP 2URM | EA |  | 1 Year (2 Years) | 1391.4 | 5% | 1321.83
93322 | Tripplite | SMART1500LCD | Tripp Lite 1500VA 900W UPS Smart Rackmount Tower LCD AVR 120V USB DB9 RJ45 | EA |  | 1 Year (2 Years) | 369 | 5% | 350.55
93323 | Tripplite | SMART1500LCDT | 1500VA UPS Smart LCD Tower Battery Back Up AVR 120V USB Coax RJ45 | EA |  | 1 Year (2 Years) | 298.8 | 5% | 283.86
93324 | Tripplite | SMART1500LCDXL | 1500VA UPS Smart LCD AVR 120V Ext Run USB DB9 RJ11 RJ45 2U RM | EA |  | 1 Year (2 Years) | 450 | 5% | 427.5
93325 | Tripplite | SMART1500RM2U | Tripp Lite 1500VA 1000W UPS Smart Rackmount AVR 120V USB DB9 SNMP 2URM | EA |  | 1 Year (2 Years) | 970.2 | 5% | 921.69
93326 | Tripplite | SMART1500RM2UL | 1500VA 1440W UPS Smart Lithium Ion LiFePO4 LCD USB DB9 2URM | EA |  | 1 Year (2 Years) | 2151 | 5% | 2043.45
93327 | Tripplite | SMART1500RM2UN | 1500VA 1350W UPS Smart LCD Rackmount AVR 120V USB DB9 SNMP 2URM | EA |  | 1 Year (2 Years) | 1371.6 | 5% | 1303.02
93328 | Tripplite | SMART1500RMXL2U | 1500VA UPS System SmartPro Rack/Tower Extended Run Line-Interactive 120V 8 Outlet - 1500 VA 1 RS-232, 1 USB, SNMP Slot, Use BP36V15-2U or BP36V42-3U for Extended Run | EA |  | 1 Year (2 Years) | 1071 | 5% | 1017.45
93329 | Tripplite | SMART1500RMXLN | 1500VA 1350W UPS Smart LCD Rackmount AVR 120V USB DB9 SNMP 2URM | EA |  | 1 Year (2 Years) | 1472.4 | 5% | 1398.78
93330 | Tripplite | SMART1500SLT | Tripp Lite 1500VA 900W UPS Smart Tower AVR 120V USB DB9 SNMP | EA |  | 1 Year (2 Years) | 792 | 5% | 752.4
93331 | Tripplite | SMART1500XL | Tripp Lite 1500VA 980W UPS Smart Tower AVR 120V XL USB DB9 for Servers | EA |  | 1 Year (2 Years) | 891 | 5% | 846.45
93332 | Tripplite | SMART2200CRMXL | Tripp Lite 2200VA 1900W UPS Smart Rackmount AVR 120V USB DB9 4U for Telecom | EA |  | 1 Year (2 Years) | 1796.4 | 5% | 1706.58
93333 | Tripplite | SMART2200RM2U | Tripp Lite 2200VA 1920W UPS Smart Rackmount AVR 100V/110V/120V USB DB9 2URM | EA |  | 1 Year (2 Years) | 1445.4 | 5% | 1373.13
93334 | Tripplite | SMART2200RM2UL | 2200VA 1920W UPS Smart Lithium Ion LiFePO4 LCD USB DB9 2URM | EA |  | 1 Year (2 Years) | 2412 | 5% | 2291.4
93335 | Tripplite | SMART2200RM2UN | 2200VA 1920W UPS Smart LCD Rackmount AVR 120V USB DB9 SNMP 2URM | EA |  | 1 Year (2 Years) | 1846.8 | 5% | 1754.46
93336 | Tripplite | SMART2200RMXL2U | Tripp Lite 2200VA 1600W UPS Smart Rackmount AVR 100V/110V/120V USB DB9 2URM | EA |  | 1 Year (2 Years) | 1510.2 | 5% | 1434.69
93337 | Tripplite | SMART2200RMXLN | 2200VA 1920W UPS Smart LCD Rackmount AVR 120V USB DB9 SNMP 2URM | EA |  | 1 Year (2 Years) | 1911.6 | 5% | 1816.02
93338 | Tripplite | SMART2200SLT | Tripp Lite 2200VA 1600W UPS Smart Tower AVR 120V USB DB9 SNMP for Servers | EA |  | 1 Year (2 Years) | 1251 | 5% | 1188.45
93339 | Tripplite | SMART2200SLTAA | Tripp Lite 2200VA 1600W UPS Smart Tower AVR 120V USB DB9 SNMP TAA GSA | EA |  | 1 Year (2 Years) | 1335.6 | 5% | 1268.82
93340 | Tripplite | SMART2200VS | Tripp Lite 2200VA 1600W UPS Smart Tower AVR 120V USB DB9 SNMP for Servers | EA |  | 1 Year (2 Years) | 1121.4 | 5% | 1065.33
93341 | Tripplite | SMART2500XLHG | 2200VA 1920W UPS Smart Tower Hospital Medical AVR 120V USB DB9 | EA |  | 1 Year (2 Years) | 2516 | 5% | 2390.2
93342 | Tripplite | SMART2600RM2U | Tripp Lite 2600VA 2100W UPS Smart Rackmount AVR 120V USB DB9 SNMP 2URM | EA |  | 1 Year (2 Years) | 1600.2 | 5% | 1520.19
93343 | Tripplite | SMART3000CRMXL | Tripp Lite 3000VA 2880W UPS Smart Rackmount AVR 120V USB DB9 4URM Telecom | EA |  | 1 Year (2 Years) | 2127.6 | 5% | 2021.22
93344 | Tripplite | SMART3000RM2U | Tripp Lite 3000VA 2250W UPS Smart Rackmount AVR 120V USB DB9 SNMP 2URM | EA |  | 1 Year (2 Years) | 1670.4 | 5% | 1586.88
93345 | Tripplite | SMART3000RM2UL | 3000VA 2250W UPS Smart Lithium Ion LiFePO4 LCD USB DB9 2URM | EA |  | 1 Year (2 Years) | 3456 | 5% | 3283.2
93346 | Tripplite | SMART3000RM2UN | 3000VA 2250W UPS Smart LCD Rackmount AVR 120V USB DB9 SNMP 2URM | EA |  | 1 Year (2 Years) | 2071.8 | 5% | 1968.21
93347 | Tripplite | SMART3000RMXL2U | Tripp Lite 3000VA 2880W UPS Smart Rackmount AVR 120V USB DB9 SNMP 2URM | EA |  | 1 Year (2 Years) | 1740.6 | 5% | 1653.57
93348 | Tripplite | SMART3000RMXLN | 3000VA 2880W UPS Smart LCD Rackmount AVR 120V USB DB9 SNMP 2URM | EA |  | 1 Year (2 Years) | 2142 | 5% | 2034.9
93349 | Tripplite | SMART3000SLT | Tripp Lite 3000VA 2250W UPS Smart Tower AVR 120V 3kVA USB DB9 SNMP | EA |  | 1 Year (2 Years) | 1645.2 | 5% | 1562.94
93350 | Tripplite | SMART3000VS | Tripp Lite 3000VA 2250W UPS Smart Tower AVR 120V 3kVA USB DB9 SNMP | EA |  | 1 Year (2 Years) | 1447.2 | 5% | 1374.84
93351 | Tripplite | SMART5000RT-3U | 5000VA UPS System SmartPro Rack/Tower Line-Interactive 5kVA 120V/208V Output 14 Outlet - 5000 VA2 RS-232, 2 USB, SNMP Slot, Use BP48V60RT-3U for Extended Run | EA |  | 1 Year (2 Years) | 4552.2 | 5% | 4324.59
93352 | Tripplite | SMART5000TEL3U | Tripp Lite 5000VA 3750W UPS Smart Rackmount AVR 208V 5kVA USB DB9 3URM | EA |  | 1 Year (2 Years) | 3506.4 | 5% | 3331.08
93353 | Tripplite | SMART5000XFMRXL | Tripp Lite 5000VA 3750W UPS Smart Rackmount AVR 120V/208V 5kVA USB DB9 3URM | EA |  | 1 Year (2 Years) | 4379.4 | 5% | 4160.43
93354 | Tripplite | SMART500RT1U | Tripp Lite 500VA 300W UPS Smart Rackmount AVR 120V USB DB9 SNMP 1URM | EA |  | 1 Year (2 Years) | 284.4 | 5% | 270.18
93355 | Tripplite | SMART500RT1UTAA | 500VA 300W UPS Smart Rackmount AVR 120V USB DB9 1URM TAA GSA | EA |  | 1 Year (2 Years) | 358.2 | 5% | 340.29
93356 | Tripplite | SMART550USB | Tripp Lite 550VA 300W UPS Battery Back Up Tower AVR 120V USB RJ11 | EA |  | 1 Year (2 Years) | 160.2 | 5% | 152.19
93357 | Tripplite | SMART550USBTAA | Tripp Lite 550VA 300W UPS Battery Back Up Tower AVR 120V USB RJ11 TAA GSA | EA |  | 1 Year (2 Years) | 196.2 | 5% | 186.39
93358 | Tripplite | SMART700DV | Tripp Lite 700VA 450W UPS Smart Tower AVR 120V / 230V USB DB9 TAA GSA | EA |  | 1 Year (2 Years) | 1152 | 5% | 1094.4
93359 | Tripplite | SMART700HGL | 700VA 450W Lithium Ion UPS Smart Tower AVR Hospital Medical 120V | EA |  | 1 Year (2 Years) | 2460 | 5% | 2337
93360 | Tripplite | SMART700SER | Tripp Lite 700VA 450W UPS Smart Tower AVR 120V DB9 for Servers | EA |  | 1 Year (2 Years) | 412.2 | 5% | 391.59
93361 | Tripplite | SMART750 | Tripp Lite 750VA 450W UPS Smart Tower AVR 120V USB for Servers | EA |  | 1 Year (2 Years) | 388.8 | 5% | 369.36
93362 | Tripplite | SMART750RM1U | Tripp Lite 750VA 600W UPS Smart Rackmount AVR 120V USB DB9 SNMP 1URM | EA |  | 1 Year (2 Years) | 671.4 | 5% | 637.83
93363 | Tripplite | SMART750RM1UN | 750VA UPS Line Interactive RM 120V 600W w Installed SNMPWEBCARD | EA |  | 1 Year (2 Years) | 1072.8 | 5% | 1019.16
93364 | Tripplite | SMART750RMXL2U | Tripp Lite 750VA 450W UPS Smart Rackmount AVR 120V USB DB9 SNMP 2URM | EA |  | 1 Year (2 Years) | 691.2 | 5% | 656.64
93365 | Tripplite | SMART750SLT | Tripp Lite 750VA 500W UPS Smart Tower AVR 100/110/120V USB DB9 SNMP RJ45 | EA |  | 1 Year (2 Years) | 478.8 | 5% | 454.86
93366 | Tripplite | SMART750USB | Tripp Lite 750VA 450W UPS Battery Back Up Tower AVR 120V USB RJ45 | EA |  | 1 Year (2 Years) | 192.6 | 5% | 182.97
93367 | Tripplite | SMART750USBTAA | TAA Compliant 750VA UPS Smart Pro Tower 6 outlets & USB Port | EA |  | 1 Year (2 Years) | 219.6 | 5% | 208.62
93368 | Tripplite | SMART750XLA | Tripp Lite 750VA 500W UPS Smart Tower AVR 100V-120V USB DB9 SNMP RJ45 | EA |  | 1 Year (2 Years) | 622.8 | 5% | 591.66
93369 | Tripplite | SMARTINT1500 | Tripp Lite 1500VA 940W UPS International Smart Tower AVR 230V DB9 C13 | EA |  | 1 Year (2 Years) | 742.9 | 5% | 705.755
93370 | Tripplite | SMARTINT2200VS | Tripp Lite 2200VA 1600W UPS International Smart Tower AVR 230V USB C13 C19 | EA |  | 1 Year (2 Years) | 1145.7 | 5% | 1088.415
93371 | Tripplite | SMARTINT3000VS | Tripp Lite 3000VA 2250W UPS International Smart Tower AVR 230V 3kVA C19 C13 | EA |  | 1 Year (2 Years) | 1675.8 | 5% | 1592.01
93372 | Tripplite | SMC10002URM | 1000VA 700W UPS Smart LCD SMC1000 2U RM Pure Sine Wave AVR USB | EA |  | 1 Year (2 Years) | 594 | 5% | 564.3
93373 | Tripplite | SMC1000T | 1000VA 650W UPS Smart SMC1000 T Pure Sine Wave AVR Tower USB DB9 | EA |  | 1 Year (2 Years) | 432 | 5% | 410.4
93374 | Tripplite | SMC15002URM | 1500VA 1000W UPS Smart LCD SMC1500 2U RM Pure Sine Wave AVR USB | EA |  | 1 Year (2 Years) | 774 | 5% | 735.3
93375 | Tripplite | SMC1500T | 1500VA 900W UPS Smart SMC1500 T Pure Sine Wave AVR Tower USB DB9 | EA |  | 1 Year (2 Years) | 561.6 | 5% | 533.52
93376 | Tripplite | SMX1000LCD | Tripp Lite 1000VA 500W UPS International Smart Tower LCD AVR 230V RJ11 C13 | EA |  | 1 Year (2 Years) | 345.8 | 5% | 328.51
93377 | Tripplite | SMX1000RT2U | Tripp Lite 1000VA 700W UPS International Smart Rackmount AVR 230V C13 2U | EA |  | 1 Year (2 Years) | 818.9 | 5% | 777.955
93378 | Tripplite | SMX1050SLT | Tripp Lite 1050VA 650W UPS International Smart Tower AVR 220V-240V RJ45 C13 | EA |  | 1 Year (2 Years) | 621.3 | 5% | 590.235
93379 | Tripplite | SMX1200XLHG | Tripp Lite 1000VA 750W UPS International Smart Tower Medical AVR 230V C13 | EA |  | 1 Year (2 Years) | 1132 | 5% | 1075.4
93380 | Tripplite | SMX1500LCD | Tripp Lite 1500VA 900W UPS International Smart Rack Tower LCD AVR 230V C13 | EA |  | 1 Year (2 Years) | 503.5 | 5% | 478.325
93381 | Tripplite | SMX1500LCDT | 1500VA 900W UPS International Smart LCD Tower AVR 230V USB C13 | EA |  | 1 Year (2 Years) | 323 | 5% | 306.85
93382 | Tripplite | SMX1500SLT | Tripp Lite 1500VA 900W UPS International Smart Tower AVR 230V RJ45 C13 USB | EA |  | 1 Year (2 Years) | 786.6 | 5% | 747.27
93383 | Tripplite | SMX1500XLRT2U | Tripp Lite 1500VA 1000W UPS International Smart Rackmount AVR 230V C13 2URM | EA |  | 1 Year (2 Years) | 1216 | 5% | 1155.2
93384 | Tripplite | SMX2200XLRT2U | Tripp Lite 2200VA 1600W UPS International Smart Rackmount AVR 230V 2URM | EA |  | 1 Year (2 Years) | 1592.2 | 5% | 1512.59
93385 | Tripplite | SMX3000XLRT2UA | 3000VA 2700W UPS International Smart Rack LCD AVR 230V C13 C19 | EA |  | 1 Year (2 Years) | 1979.8 | 5% | 1880.81
93386 | Tripplite | SMX5000XLRT3U | 5000VA International UPS System SmartPro Rack/Tower Line-Interactive 5kVA 230V 11 Outlet - 5000 VA 1 RS-232, 1 USB, 1 DB9, SNMP Slot, Use BP48V60RT-3U for Extended Run | EA |  | 1 Year (2 Years) | 3363 | 5% | 3194.85
93387 | Tripplite | SMX500RT1U | Tripp Lite 500VA 300W UPS International Smart Rackmount AVR 230V C13 1URM | EA |  | 1 Year (2 Years) | 357.2 | 5% | 339.34
93388 | Tripplite | SMX700HG | 700VA Intl UPS Smart Pro Tower Hospital Grade Line-Interactive 6 IEC320 C13 | EA |  | 1 Year (2 Years) | 837.9 | 5% | 796.005
93389 | Tripplite | SMX750SLT | Tripp Lite 750VA 500W UPS International Smart Tower AVR 230V C13 USB DB9 | EA |  | 1 Year (2 Years) | 516.8 | 5% | 490.96
93390 | Tripplite | SNMPWEBCARD | Tripp Lite UPS Remote Monitoring and control via SNMP, Web, or Telnet | EA |  | 1 Year (2 Years) | 400 | 5% | 380
93391 | Tripplite | SPIKECUBE | Tripp Lite Surge Protector Wallmount Direct Plug In 120V 1 Outlet 600 Joule | EA |  | 1 Year (Limited Lifetime) | 10.4 | 5% | 9.88
93392 | Tripplite | SPS406HGULTRA | Surge Protector Power Strip Hospital Medical 4 Outlet 6' Cord | EA |  | 1 Year (Limited Lifetime) | 220 | 5% | 209
93393 | Tripplite | SPS415HGULTRA | Tripp Lite Surge Protector Strip Medical Metal 4 Outlet 15ft Cord | EA |  | 1 Year (Limited Lifetime) | 224 | 5% | 212.8
93394 | Tripplite | SPS606HGRA | Surge Protector Strip Medical RT Angle Plug 6 Outlet 6ft Cord | EA |  | 1 Year (Limited Lifetime) | 132 | 5% | 125.4
93395 | Tripplite | SPS610HGRA | Surge Protector Strip Medical RT Angle Plug 6 Outlet 10ft Cord | EA |  | 1 Year (Limited Lifetime) | 136 | 5% | 129.2
93396 | Tripplite | SPS-615-HG | Tripp Lite Surge Protector Strip Medical Metal 6 Outlet 15ft Cord | EA |  | 1 Year (Limited Lifetime) | 132 | 5% | 125.4
93397 | Tripplite | SR12UB | Tripp Lite 12U Rack Enclosure Server Cabinet Doors & Sides 300lb Capacity | EA |  | 1 Year (5 Years) | 810 | 5% | 769.5
93398 | Tripplite | SR12UBEXPNDKD | 12U 4-Post Open Frame Rack Cabinet Floor Standing 36" Depth | EA |  | 1 Year (5 Years) | 338.4 | 5% | 321.48
93399 | Tripplite | SR12UBFFD | 12U Industrial Rack Floor Enclosure Server Cabinet Doors & Sides | EA |  | 1 Year (5 Years) | 1254.6 | 5% | 1191.87
93400 | Tripplite | SR16SHELF | Rack Mount Tablet iPad Laptop Chromebook Storage Shelf for Racks | EA |  | 1 Year (5 Years) | 378 | 5% | 359.1
93401 | Tripplite | SR18UB | 18U Rack Enclosure Server Cabinet 33" Deep w/ Doors & Sides | EA |  | 1 Year (5 Years) | 1044 | 5% | 991.8
93402 | Tripplite | SR1UBRUSH | Tripp Lite Rack Enclosure Cabinet Cooling Horizontal Brush Strip 1URM | EA |  | 1 Year (5 Years) | 52.2 | 5% | 49.59
93403 | Tripplite | SR1UPANEL10 | Tripp Lite Rack Enclosure Cabinet 10 Pieces Cooling Blanking Panel 1URM | EA |  | 1 Year (5 Years) | 61.2 | 5% | 58.14
93404 | Tripplite | SR1UPANEL200 | Rack Enclosure Cabinet 200 Pieces Cooling Blanking Panel 1URM | EA |  | 1 Year (5 Years) | 723.6 | 5% | 687.42
93405 | Tripplite | SR1UPANEL50 | Tripp Lite Rack Enclosure Cabinet 50 Pieces Cooling Blanking Panel 1URM | EA |  | 1 Year (5 Years) | 185.4 | 5% | 176.13
93406 | Tripplite | SR2000 | 42U Value Series Rack Enclosure Server Cabinet Doors & Sides | EA |  | 1 Year (5 Years) | 1404 | 5% | 1333.8
93407 | Tripplite | SR2319ADAPT | Rack Enclosure Server Cabinet Mounting Adapter Kit 23 Inch Racks | EA |  | 1 Year (5 Years) | 34.2 | 5% | 32.49
93408 | Tripplite | SR2400 | 42U Rack Enclosure Server Cabinet Doors & Sides 2400lb Capacity | EA |  | 1 Year (5 Years) | 1530 | 5% | 1453.5
93409 | Tripplite | SR24UB | 24U Rack Enclosure Server Cabinet 33" Deep w/ Doors & Sides | EA |  | 1 Year (5 Years) | 1301.4 | 5% | 1236.33
93410 | Tripplite | SR24UBFFD | 24U Industrial Rack Floor Enclosure Server Cabinet Doors & Sides | EA |  | 1 Year (5 Years) | 1638 | 5% | 1556.1
93411 | Tripplite | SR25UB | Tripp Lite 25U Rack Enclosure Server Cabinet w Doors & Sides 3000lb Capacity | EA |  | 1 Year (5 Years) | 1575 | 5% | 1496.25
93412 | Tripplite | SR25UBEXP | 25U Rack Enclosure Server Cabinet Doors No Sides 3000lb Capacity | EA |  | 1 Year (5 Years) | 1431 | 5% | 1359.45
93413 | Tripplite | SR25UBSD3 | 25U Rack Enclosure Server Networking Cabinet Shallow Depth | EA |  | 1 Year (5 Years) | 1663.2 | 5% | 1580.04
93414 | Tripplite | SR25UBSP1 | Tripp Lite 25U Rack Enclosure Server Cabinet Shock Pallet w/ Doors & Sides | EA |  | 1 Year (5 Years) | 1915.2 | 5% | 1819.44
93415 | Tripplite | SR2POST | Tripp Lite 45U 2-Post Open Frame Rack Threaded Holes 800lb Capacity | EA |  | 1 Year (5 Years) | 252 | 5% | 239.4
93416 | Tripplite | SR2POST12 | 12U 2 Post Open Frame Desktop Rack Server Cabinet Free Standing | EA |  | 1 Year (5 Years) | 66.6 | 5% | 63.27
93417 | Tripplite | SR2POST13 | 13U 2-Post Open Frame Rack Server Cabinet Threaded Holes | EA |  | 1 Year (5 Years) | 198 | 5% | 188.1
93418 | Tripplite | SR2POST25 | Tripp Lite 25U 2-Post Open Frame Rack Threaded Holes 800lb Capacity | EA |  | 1 Year (5 Years) | 261 | 5% | 247.95
93419 | Tripplite | SR42BMDEXPNDNR3 | 42U 4-Post Open Frame Rack Cabinet 36" Depth No Sides, Drs, Roof | EA |  | 1 Year (5 Years) | 1555.2 | 5% | 1477.44
93420 | Tripplite | SR42SIDE | Tripp Lite Side Panel for SR42UB Rack Enclosure w/ Key Lock Latch | EA |  | 1 Year (5 Years) | 133.2 | 5% | 126.54
93421 | Tripplite | SR42SIDEPT | 42U Rack Enclosure Cabinet Side Panels Cable Pass Through Slots | EA |  | 1 Year (5 Years) | 239.4 | 5% | 227.43
93422 | Tripplite | SR42UB | Tripp Lite 42U Rack Enclosure Server Cabinet Doors & Sides 3000lb Capacity | EA |  | 1 Year (5 Years) | 1704.6 | 5% | 1619.37
93423 | Tripplite | SR42UB1032 | 42U Rack Enclosure Server Cabinet Threaded 10-32 Mounted Holes | EA |  | 1 Year (5 Years) | 1834.2 | 5% | 1742.49
93424 | Tripplite | SR42UBCL | Tripp Lite 42U Rack Enclosure Server Cabinet Co-Location w/ Doors & Sides | EA |  | 1 Year (5 Years) | 2397.6 | 5% | 2277.72
93425 | Tripplite | SR42UBDP | Tripp Lite 42U Rack Enclosure Server Cabinet 47.25" Deep w/ Doors & Sides | EA |  | 1 Year (5 Years) | 2338.2 | 5% | 2221.29
93426 | Tripplite | SR42UBDPWD | Tripp Lite 42U Rack Enclosure Server Cabinet 47.25" Deep 29.5" Wide | EA |  | 1 Year (5 Years) | 2779.2 | 5% | 2640.24
93427 | Tripplite | SR42UBEIS | Tripp Lite 42U Rack Enclosure Server Cabinet Industrial NEMA 12 Seismic | EA |  | 1 Year (5 Years) | 3342.6 | 5% | 3175.47
93428 | Tripplite | SR42UBEXP | Tripp Lite 42U Rack Enclosure Server Cabinet Doors No Sides 3000lb Capacity | EA |  | 1 Year (5 Years) | 1557 | 5% | 1479.15
93429 | Tripplite | SR42UBEXPND | Tripp Lite 42U Open Frame Rack Enclosure Server Cabinet 3000lb Capacity | EA |  | 1 Year (5 Years) | 1321.2 | 5% | 1255.14
93430 | Tripplite | SR42UBEXPNDNR3 | 42U 4-Post Open Frame Rack Cabinet Square Hole Heavy Duty Caster | EA |  | 1 Year (5 Years) | 1440 | 5% | 1368
93431 | Tripplite | SR42UBG | Tripp Lite 42U Rack Enclosure Server Cabinet Sides & Plexiglass Front Door | EA |  | 1 Year (5 Years) | 1944 | 5% | 1846.8
93432 | Tripplite | SR42UBKD | Tripp Lite 42U Rack Enclosure Server Cabinet Knock-Down w/ Doors & Sides | EA |  | 1 Year (5 Years) | 1704.6 | 5% | 1619.37
93433 | Tripplite | SR42UBMD | 42U Rack Enclosure 36" Depth w Doors & Sides 3000lb Capacity | EA |  | 1 Year (5 Years) | 1735.2 | 5% | 1648.44
93434 | Tripplite | SR42UBMDEXP | 42U Rack Enclosure 36" Depth w Doors No Sides 3000lb Capacity | EA |  | 1 Year (5 Years) | 1585.8 | 5% | 1506.51
93435 | Tripplite | SR42UBMDEXPND | 42U 4-Post Open Frame Rack Cabinet 36" Depth No Sides or Doors | EA |  | 1 Year (5 Years) | 1436.4 | 5% | 1364.58
93436 | Tripplite | SR42UBSD | Tripp Lite 42U Rack Enclosure 32" Depth w Doors & Sides 3000lb Capacity | EA |  | 1 Year (5 Years) | 1701 | 5% | 1615.95
93437 | Tripplite | SR42UBSD1032 | 42U Rack Enclosure Cabinet 32" Depth Threaded 10-32 Mount Holes | EA |  | 1 Year (5 Years) | 1834.2 | 5% | 1742.49
93438 | Tripplite | SR42UBSP1 | Tripp Lite 42U Rack Enclosure Server Cabinet Shock Pallet w/ Doors & Sides | EA |  | 1 Year (5 Years) | 2068.2 | 5% | 1964.79
93439 | Tripplite | SR42UBWD | Tripp Lite 42U Rack Enclosure Server Cabinet 29.5" Wide w/ Doors & Sides | EA |  | 1 Year (5 Years) | 2266.2 | 5% | 2152.89
93440 | Tripplite | SR42UBWDSP1 | 42U Rack Enclosure Server Cabinet 30" Wide w/ Shock Pallet | EA |  | 1 Year (5 Years) | 2538 | 5% | 2411.1
93441 | Tripplite | SR42UBWDVRT | 42U Rack Enclosure Server Cabinet 30" Wide w/ 6ft Cable Manager | EA |  | 1 Year (5 Years) | 2892.6 | 5% | 2747.97
93442 | Tripplite | SR42UBZ4 | Tripp Lite 42U Rack Enclosure Server Cabinet w/ Doors & Sides Seismic | EA |  | 1 Year (5 Years) | 3342.6 | 5% | 3175.47
93443 | Tripplite | SR42UW | 42U Rack Enclosure Server Cabinet White Doors & Sides 3000lb Cap | EA |  | 1 Year (5 Years) | 1704.6 | 5% | 1619.37
93444 | Tripplite | SR42UWEXP | 42U Rack Enclosure Server Cabinet White w/ Doors & No Sides | EA |  | 1 Year (5 Years) | 1701 | 5% | 1615.95
93445 | Tripplite | SR42UWEXPNDNR3 | 42U 4-Post Open Frame Rack White Square Hole Heavy Duty Caster | EA |  | 1 Year (5 Years) | 1639.8 | 5% | 1557.81
93446 | Tripplite | SR42UWSP1 | 42U Rack Enclosure Server Cabinet White Shock Pallet Doors Sides | EA |  | 1 Year (5 Years) | 2286 | 5% | 2171.7
93447 | Tripplite | SR45UB | 45U Rack Enclosure Server Cabinet Doors & Sides 3000lb Capacity | EA |  | 1 Year (5 Years) | 1724.4 | 5% | 1638.18
93448 | Tripplite | SR45UBDP | 45U Rack Enclosure Server Cabinet 48" Depth w/ Doors & Sides | EA |  | 1 Year (5 Years) | 2358 | 5% | 2240.1
93449 | Tripplite | SR45UBDPWD | 45U Rack Enclosure Server Cabinet 48" Depth 30" Wide Drs & Sides | EA |  | 1 Year (5 Years) | 2799 | 5% | 2659.05
93450 | Tripplite | SR45UBEXP | 45U Rack Enclosure Server Cabinet Doors No Sides 3000lb Capacity | EA |  | 1 Year (5 Years) | 1576.8 | 5% | 1497.96
93451 | Tripplite | SR45UBEXPND | 45U 4-Post Open Frame Rack Cabinet Square Holes 3000lb Capacity | EA |  | 1 Year (5 Years) | 1341 | 5% | 1273.95
93452 | Tripplite | SR45UBEXPNDNR3 | 45U 4-Post Open Frame Rack Cabinet Square Hole Heavy Duty Caster | EA |  | 1 Year (5 Years) | 1459.8 | 5% | 1386.81
93453 | Tripplite | SR45UBMD | 45U Rack Enclosure 36" Depth w Doors & Sides 3000lb Capacity | EA |  | 1 Year (5 Years) | 1755 | 5% | 1667.25
93454 | Tripplite | SR45UBMDEXPND | 45U 4-Post Open Frame Rack Cabinet 36" Depth No Sides or Doors | EA |  | 1 Year (5 Years) | 1456.2 | 5% | 1383.39
93455 | Tripplite | SR45UBSD | 45U Rack Enclosure 32" Depth w/ Doors & Sides 3000lb Capacity | EA |  | 1 Year (5 Years) | 1720.8 | 5% | 1634.76
93456 | Tripplite | SR45UBSP1 | 45U Rack Enclosure Server Cabinet w Shock Pallet 3000lb Capacity | EA |  | 1 Year (5 Years) | 2088 | 5% | 1983.6
93457 | Tripplite | SR45UBWD | 45U Rack Enclosure Server Cabinet 30" Wide w/ Doors & Sides | EA |  | 1 Year (5 Years) | 2286 | 5% | 2171.7
93458 | Tripplite | SR45UBWDSP1 | 45U Rack Enclosure Server Cabinet 30" Wide w/ Shock Pallet | EA |  | 1 Year (5 Years) | 2557.8 | 5% | 2429.91
93459 | Tripplite | SR45UBWDVRT | 45U Rack Enclosure Server Cabinet 30" Wide w/ 6ft Cable Manager | EA |  | 1 Year (5 Years) | 2912.4 | 5% | 2766.78
93460 | Tripplite | SR48SIDE | Side Panel for SR48UB Rack Enclosure w/ Key Lock Latch | EA |  | 1 Year (5 Years) | 140.4 | 5% | 133.38
93461 | Tripplite | SR48SIDE4PHD | Heavy Duty Side Panels for SRPOST48HD Open Frame Rack w/ Latches | EA |  | 1 Year (5 Years) | 169.2 | 5% | 160.74
93462 | Tripplite | SR48UB | Tripp Lite 48U Rack Enclosure Server Cabinet Doors & Sides 3000lb Capacity | EA |  | 1 Year (5 Years) | 2194.2 | 5% | 2084.49
93463 | Tripplite | SR48UBCL | Tripp Lite 48U Rack Enclosure Server Cabinet Co-Location w/ Doors & Sides | EA |  | 1 Year (5 Years) | 2901.6 | 5% | 2756.52
93464 | Tripplite | SR48UBDP | 48U Rack Enclosure Server Cabinet 48" Deep w/ Doors & Sides | EA |  | 1 Year (5 Years) | 3078 | 5% | 2924.1
93465 | Tripplite | SR48UBDPWD | 48U Rack Enclosure Server Cabinet 48" Depth 30" Wide Drs & Sides | EA |  | 1 Year (5 Years) | 3402 | 5% | 3231.9
93466 | Tripplite | SR48UBEXP | Tripp Lite 48U Rack Enclosure Server Cabinet Doors No Sides 3000lb Capacity | EA |  | 1 Year (5 Years) | 2025 | 5% | 1923.75
93467 | Tripplite | SR48UBEXPND | 48U 4-Post Open Frame Rack Cabinet Square Holes 3000lb Capacity | EA |  | 1 Year (5 Years) | 1801.8 | 5% | 1711.71
93468 | Tripplite | SR48UBEXPNDNR3 | 48U 4-Post Open Frame Rack Server Cabinet w/ Heavy Duty Casters | EA |  | 1 Year (5 Years) | 1760.4 | 5% | 1672.38
93469 | Tripplite | SR48UBSP1 | SmartRack 48U Rack Enclosure on Shock Pallet w/ 3000LB Load Capacity | EA |  | 1 Year (5 Years) | 2520 | 5% | 2394
93470 | Tripplite | SR48UBWD | 48U Rack Enclosure Server Cabinet 30" Wide w/ Doors & Sides | EA |  | 1 Year (5 Years) | 2682 | 5% | 2547.9
93471 | Tripplite | SR48UBWDSP1 | 48U Rack Enclosure Server Cabinet 30" Wide w/ Shock Pallet | EA |  | 1 Year (5 Years) | 3042 | 5% | 2889.9
93472 | Tripplite | SR4POST | Tripp Lite 45U 4-Post Open Frame Rack Cabinet Square Holes 1000lb Capacity | EA |  | 1 Year (5 Years) | 592.2 | 5% | 562.59
93473 | Tripplite | SR4POST1224 | Tripp Lite 45U 4-Post Open Frame Rack Cabinet Threaded 12-24 Mounted Holes | EA |  | 1 Year (5 Years) | 655.2 | 5% | 622.44
93474 | Tripplite | SR4POST13 | Tripp Lite 13U 4-Post Open Frame Rack Cabinet Square Holes 1000lb Capacity | EA |  | 1 Year (5 Years) | 448.2 | 5% | 425.79
93475 | Tripplite | SR4POST25 | Tripp Lite 25U 4-Post Open Frame Rack Cabinet Square Holes 1000lb Capacity | EA |  | 1 Year (5 Years) | 534.6 | 5% | 507.87
93476 | Tripplite | SR4POST48HD | 48U 4-Post Open Frame Rack Cabinet Heavy Duty 3000lb Capacity | EA |  | 1 Year (5 Years) | 936 | 5% | 889.2
93477 | Tripplite | SR4POST50HD | 50U 4-Post Open Frame Rack Cabinet Heavy Duty 3000lb Capacity | EA |  | 1 Year (5 Years) | 1029.6 | 5% | 978.12
93478 | Tripplite | SR4POST52HD | 52U 4-Post Open Frame Rack Cabinet Heavy Duty 3000lb Capacity | EA |  | 1 Year (5 Years) | 1123.2 | 5% | 1067.04
93479 | Tripplite | SR4POST58HD | 58U 4-Post Open Frame Rack Cabinet Heavy Duty 3000lb Capacity | EA |  | 1 Year (5 Years) | 1216.8 | 5% | 1155.96
93480 | Tripplite | SR50SIDE4PHD | Heavy Duty Side Panels for SRPOST50HD Open Frame Rack w/ Latches | EA |  | 1 Year (5 Years) | 189 | 5% | 179.55
93481 | Tripplite | SR52SIDE4PHD | Heavy Duty Side Panels for SRPOST52HD Open Frame Rack w/ Latches | EA |  | 1 Year (5 Years) | 217.8 | 5% | 206.91
93482 | Tripplite | SR58SIDE4PHD | Heavy Duty Side Panels for SRPOST58HD Open Frame Rack w/ Latches | EA |  | 1 Year (5 Years) | 255.6 | 5% | 242.82
93483 | Tripplite | SRBOLTDOWN | Tripp Lite Rack Enclosure Server Cabinet Stabilizing Bolt Down Kit | EA |  | 1 Year (5 Years) | 57.6 | 5% | 54.72
93484 | Tripplite | SRBRUSHWM | Brush Strip Plate for Wallmount Rack Enclosure Server Cabinet | EA |  | 1 Year (5 Years) | 57.6 | 5% | 54.72
93485 | Tripplite | SRCABLEDUCT1U | Tripp Lite Rack Enclosure Horizontal Cable Manager (finger duct) 1URM | EA |  | 1 Year (5 Years) | 73.8 | 5% | 70.11
93486 | Tripplite | SRCABLEDUCT1UHD | Rack Enclosure Horizontal Cable Manager Steel w Finger Duct 1URM | EA |  | 1 Year (5 Years) | 84.6 | 5% | 80.37
93487 | Tripplite | SRCABLEDUCT2UHD | Rack Enclosure Horizontal Cable Manager Steel w Finger Duct 2URM | EA |  | 1 Year (5 Years) | 113.4 | 5% | 107.73
93488 | Tripplite | SRCABLEDUCTVRT | Tripp Lite Rack Enclosure Cabinet 6ft VRT Cable Manager Dbl Finger Duct | EA |  | 1 Year (5 Years) | 208.8 | 5% | 198.36
93489 | Tripplite | SRCABLELADDER | Tripp Lite Rack Enclosure Cabinet 10ft Roof Cable Manager Ladder 10' | EA |  | 1 Year (5 Years) | 311.4 | 5% | 295.83
93490 | Tripplite | SRCABLERING1U | Tripp Lite Rack Enclosure Cabinet Horizontal Cable Ring Flexible 1URM | EA |  | 1 Year (5 Years) | 59.4 | 5% | 56.43
93491 | Tripplite | SRCABLERING2U | Tripp Lite Rack Enclosure Cabinet Horizontal Cable Ring Flexible 2URM | EA |  | 1 Year (5 Years) | 64.8 | 5% | 61.56
93492 | Tripplite | SRCABLERINGVRT | Tripp Lite Rack Enclosure Cabinet 6ft Horizontal Cable Ring Flexible 6' | EA |  | 1 Year (5 Years) | 171 | 5% | 162.45
93493 | Tripplite | SRCABLETRAY | Tripp Lite Rack Enclosure Server Cabinet Roof Mounted Cable Trough | EA |  | 1 Year (5 Years) | 131.4 | 5% | 124.83
93494 | Tripplite | SRCABLETRAY1U | 1U Horizontal Rack Server Cabinet Mount Cable Management Tray | EA |  | 1 Year (5 Years) | 37.8 | 5% | 35.91
93495 | Tripplite | SRCABLETRAYEXP | Tripp Lite Rack Enclosure Cabinet Roof Mount Cable Trough Vertical EXP | EA |  | 1 Year (5 Years) | 109.8 | 5% | 104.31
93496 | Tripplite | SRCABLEVRT12 | Tripp Lite Open Frame Rack 6ft Vertical Cable Manager 12in Wide | EA |  | 1 Year (5 Years) | 415.8 | 5% | 395.01
93497 | Tripplite | SRCABLEVRT3 | Tripp Lite Open Frame Rack 6ft Vertical Cable Manager 3in Wide | EA |  | 1 Year (5 Years) | 318.6 | 5% | 302.67
93498 | Tripplite | SRCABLEVRT6 | Tripp Lite Open Frame Rack 6ft Vertical Cable Manager 6in Wide | EA |  | 1 Year (5 Years) | 439.2 | 5% | 417.24
93499 | Tripplite | SRCAGENUT5MM | 50PC Rack Enclosure Square Hole Hardware M5 Screws & Washers | EA |  | 1 Year (5 Years) | 48.6 | 5% | 46.17
93500 | Tripplite | SRCAGENUTS | Tripp Lite Rack Enclosure Cabinet Square Hole Hardware Kit Screws, Washers | EA |  | 1 Year (5 Years) | 48.6 | 5% | 46.17
93501 | Tripplite | SRCAGENUTS1224 | Tripp Lite 50PC Rack Enclosure Square Hole Hardware 12-24 Screws & Washers | EA |  | 1 Year (5 Years) | 52.2 | 5% | 49.59
93502 | Tripplite | SRCASE10U | 10U Server Rack Equipment Flight Case Shipping Transportation | EA |  | 1 Year (5 Years) | 324 | 5% | 307.8
93503 | Tripplite | SRCASE2U | 2U ABS Server Rack Equipment Flight Case Shipping Transportation | EA |  | 1 Year (5 Years) | 178.2 | 5% | 169.29
93504 | Tripplite | SRCASE4U | 4U ABS Server Rack Equipment Flight Case Shipping Transportation | EA |  | 1 Year (5 Years) | 214.2 | 5% | 203.49
93505 | Tripplite | SRCASE6U | 6U ABS Server Rack Equipment Flight Case Shipping Transportation | EA |  | 1 Year (5 Years) | 270 | 5% | 256.5
93506 | Tripplite | SRCASTER | Tripp Lite Rack Enclosure Cabinet Heavy Duty Mobile Rolling Caster Kit | EA |  | 1 Year (5 Years) | 111.6 | 5% | 106.02
93507 | Tripplite | SRCASTERHDKIT | Rack Enclosure Cabinet Heavy Duty Mobile Rolling Caster Kit | EA |  | 1 Year (5 Years) | 181.8 | 5% | 172.71
93508 | Tripplite | SRCEILINGADAPT | Tripp Lite Ceiling Tile Adapter Kit SRCOOL33K Rack Cooling Air Conditioner | EA |  | 1 Year (2 Years) | 181.8 | 5% | 172.71
93509 | Tripplite | SRCOLOKIT42U | 42U Rack Enclosure Server Cabinet Colocation Kit Dual 20URM | EA |  | 1 Year | 927 | 5% | 880.65
93510 | Tripplite | SRCOLOKIT48U | 48U Rack Enclosure Server Cabinet Colocation Kit Dual 23URM | EA |  | 1 Year | 1080 | 5% | 1026
93511 | Tripplite | SRCOMBO | Tripp Lite Rack Enclosure Cabinet 2-pack Door Handles w/ Combination Lock | EA |  | 1 Year (5 Years) | 271.8 | 5% | 258.21
93512 | Tripplite | SRCOOL12K | Tripp Lite Portable Cooling Unit / Air Conditioner 3.4kW 120V 60Hz 12k BTU | EA |  | 1 Year | 1098 | 5% | 1043.1
93513 | Tripplite | SRCOOL18K | Portable Cooling Unit Air Conditioner 18K BTU 5.275kw 208/240V | EA |  | 1 Year | 3420 | 5% | 3249
93514 | Tripplite | SRCOOL24K | Portable Cooling Unit Air Conditioner 24K BTU 7.0kw 208/240V | EA |  | 1 Year | 4500 | 5% | 4275
93515 | Tripplite | SRCOOL2KWM | Cooling Unit Air Conditioner Wallmount Rack Cabinet 2K BTU 120V | EA |  | 1 Year | 1000.8 | 5% | 950.76
93516 | Tripplite | SRCOOL33K | Rack Cooling / In Row Air Conditioner 208V/240V 50/60Hz 33k BTU | EA |  | 1 Year | 10980 | 5% | 10431
93517 | Tripplite | SRCOOL60KCW | Chilled Water In-Row Cooling Unit Air Conditioner 204K BTU 60kWH | EA |  | 1 Year | 12000.6 | 5% | 11400.57
93518 | Tripplite | SRCOOL60KRT | Remote Temperature Sensor for SRCOOL60KCW Chilled Water Cooler | EA |  | 1 Year | 45 | 5% | 42.75
93519 | Tripplite | SRCOOL60KRTH | Remote Temperature & Humidity Sensor for SRCOOL60KCW Cooler | EA |  | 1 Year | 153 | 5% | 145.35
93520 | Tripplite | SRCOOL60KTP | Top Pipe Installation Kit for SRCOOL60KCW Chilled Water Cooler | EA |  | 1 Year | 1080 | 5% | 1026
93521 | Tripplite | SRCOOL60KWDR | Water Leak Detection Kit for SRCOOL60KCW Chilled Water Cooler | EA |  | 1 Year | 324 | 5% | 307.8
93522 | Tripplite | SRCOOL7KDUCT | Exhaust Duct Kit for Rackmount Cooling Unit SRCOOL7KRM | EA |  | 1 Year | 198 | 5% | 188.1
93523 | Tripplite | SRCOOL7KRM | Rackmount Cooling Unit Air Conditioner 2.0kW 120V 60Hz 7k BTU | EA |  | 1 Year | 1440 | 5% | 1368
93524 | Tripplite | SRCOOLMVKIT | Magnetic Vinyl Kit for Rack Enclosure Cabinet Airflow Management | EA |  | 1 Year (5 Years) | 81 | 5% | 76.95
93525 | Tripplite | SRCOOLNET | Remote Control Monitor External SNMP SRCOOL12K Portable Cooling | EA |  | 1 Year (2 Years) | 486 | 5% | 461.7
93526 | Tripplite | SRCOOLNET2 | Remote Control Cooling Management SNMP SRCOOL7KRM Rack Cooler | EA |  | 1 Year (2 Years) | 486 | 5% | 461.7
93527 | Tripplite | SRDINRAIL2U | Adjustable Rackmount DIN Rail Kit Top Hat Mini Top Hat G Style | EA |  | 1 Year (2 Years) | 108 | 5% | 102.6
93528 | Tripplite | SRDRAWER2U | 2U Locking Rackmount Storage Drawer Rack Enclosures/ Open Frame | EA |  | 1 Year (5 Years) | 99 | 5% | 94.05
93529 | Tripplite | SRDRAWER4U | 4U Locking Rackmount Storage Drawer Rack Enclosures/ Open Frame | EA |  | 1 Year (5 Years) | 135 | 5% | 128.25
93530 | Tripplite | SRDVRLB | 5U Security DVR Lockbox Rack Enclosure 60lb Capacity Black | EA |  | 1 Year (5 Years) | 275.4 | 5% | 261.63
93531 | Tripplite | SREXTENDER | Tripp Lite Rack Enclosure Server Cabinet Extension Frame 42U / 48U | EA |  | 1 Year (5 Years) | 567 | 5% | 538.65
93532 | Tripplite | SRFAN1U | Rack Enclosure Server Cabinet 1U Cooling Fan Tray 3 120V 210 CFM | EA |  | 1 Year (2 Years) | 237.6 | 5% | 225.72
93533 | Tripplite | SRFAN3U | Tripp Lite Rack Enclosure Cabinet Fan Panel Airflow Management 120V 3URM | EA |  | 1 Year (2 Years) | 237.6 | 5% | 225.72
93534 | Tripplite | SRFANROOF | Tripp Lite Rack Enclosure Cabinet Roof Mount Fan Panel Airflow Mgmt 120V | EA |  | 1 Year (2 Years) | 437.4 | 5% | 415.53
93535 | Tripplite | SRFANWM | Wallmount Rack Enclosure Cooling Roof Fan Kit 120V 5-15P | EA |  | 1 Year (2 Years) | 111.6 | 5% | 106.02
93536 | Tripplite | SRFILTER | Rack Enclosure Server Cabinet Filter Kit 25U / 42U / 45U / 48U | EA |  | 1 Year (2 Years) | 104.4 | 5% | 99.18
93537 | Tripplite | SRGASKET | Tripp Lite Rack Enclosure Cabinet Cooling Airflow Optimization Kit | EA |  | 1 Year (2 Years) | 111.6 | 5% | 106.02
93538 | Tripplite | SRGROUND | Tripp Lite 42U Rack Enclosure Server Cabinet Copper Bus Grounding Bar | EA |  | 1 Year (2 Years) | 169.2 | 5% | 160.74
93539 | Tripplite | SRGROUNDPANELBC | Rack Enclosure/Open Frame Server Cabinet ESD Grounding Panel 1U | EA |  | 1 Year (2 Years) | 66.6 | 5% | 63.27
93540 | Tripplite | SRHANDLE1 | Replacement Lock Rack Enclosure Server Cabinet 2 Keys Version 1 | EA |  | 1 Year (5 Years) | 90 | 5% | 85.5
93541 | Tripplite | SRHANDLE2 | Replacement Lock Rack Enclosure Server Cabinet 2 Keys Version 2 | EA |  | 1 Year (5 Years) | 90 | 5% | 85.5
93542 | Tripplite | SRHANDLE3 | Replacement Lock Rack Enclosure Server Cabinet 2 Keys Version 3 | EA |  | 1 Year (5 Years) | 90 | 5% | 85.5
93543 | Tripplite | SRHANDLE4 | Replacement Lock Rack Enclosure Server Cabinet 2 Keys Version 4 | EA |  | 1 Year (5 Years) | 90 | 5% | 85.5
93544 | Tripplite | SRLADDERATTACH | Tripp Lite Rack Roof Kit Connect SRCABLELADDER to Open Frame Racks and Wall | EA |  | 1 Year (5 Years) | 59.4 | 5% | 56.43
93545 | Tripplite | SRLCDMOUNT | Monitor Rackmount Bracket 4U for LCD Monitors up to 17-19 in | EA |  | 1 Year (2 Years) | 54 | 5% | 51.3
93546 | Tripplite | SRPAGODAROOF | Rack Enclosure Cabinet Drip Resistant Roof 25U, 42U, 45U, & 48U | EA |  | 1 Year (5 Years) | 165.6 | 5% | 157.32
93547 | Tripplite | SRPDU2PBRKT | PDU Mounting Bracket Accessory Kit 2-Post 4-Post Open Frame Rack | EA |  | 1 Year (5 Years) | 46.8 | 5% | 44.46
93548 | Tripplite | SRQ18U | 18U Soundproof Rack Enclosure Server Cabinet Quiet Acoustic | EA |  | 1 Year (5 Years) | 3330 | 5% | 3163.5
93549 | Tripplite | SRQ24U | 24U Soundproof Rack Enclosure Server Cabinet Quiet Acoustic | EA |  | 1 Year (5 Years) | 3870 | 5% | 3676.5
93550 | Tripplite | SRQP42UB | 42U Rack Enclosure Server Cabinet Quiet with Sound Suppression | EA |  | 1 Year (5 Years) | 5040 | 5% | 4788
93551 | Tripplite | SRSCREWS | Tripp Lite Rack Enclosure Server Cabinet Threaded Hole Hardware Kit | EA |  | 1 Year (5 Years) | 21.6 | 5% | 20.52
93552 | Tripplite | SRSHELF2P | Tripp Lite Rack Enclosure Cabinet Cantilever Fixed Shelf 60lb Capacity 2URM | EA |  | 1 Year (5 Years) | 82.8 | 5% | 78.66
93553 | Tripplite | SRSHELF2P1U | Tripp Lite Rack Enclosure Cabinet Cantilever Fixed Shelf 40lb Capacity 1URM | EA |  | 1 Year (5 Years) | 79.2 | 5% | 75.24
93554 | Tripplite | SRSHELF2P1UTM | Rack Enclosure Cantilever Toolless Mount Fixed Shelf 1URM | EA |  | 1 Year (5 Years) | 93.6 | 5% | 88.92
93555 | Tripplite | SRSHELF2PDP | Rack Enclosure Cantilever Mount Fixed Shelf Deep 2URM | EA |  | 1 Year (5 Years) | 88.2 | 5% | 83.79
93556 | Tripplite | SRSHELF2PTM | Rack Enclosure Cantilever Toolless Mount Fixed Shelf 2URM | EA |  | 1 Year (5 Years) | 97.2 | 5% | 92.34
93557 | Tripplite | SRSHELF2PX2 | Rack Cantilever Fixed Shelf 2-Post 4-Post Compatible 2URM | EA |  | 1 Year (5 Years) | 113.4 | 5% | 107.73
93558 | Tripplite | SRSHELF4PHD | Tripp Lite Rack Enclosure Cabinet Heavy Duty Fixed Shelf 250lb Capacity | EA |  | 1 Year (5 Years) | 136.8 | 5% | 129.96
93559 | Tripplite | SRSHELF4PHDTM | 4-Post Rack Enclosure Fixed Heavy Duty Toolless Mount Shelf | EA |  | 1 Year (5 Years) | 165.6 | 5% | 157.32
93560 | Tripplite | SRSHELF4PKYBD | Tripp Lite Rack Enclosure Server Cabinet Keyboard Shelf 25lb Capacity | EA |  | 1 Year (5 Years) | 300.6 | 5% | 285.57
93561 | Tripplite | SRSHELF4PSL | Tripp Lite Rack Enclosure Cabinet Standard Sliding Shelf 100lb Capacity | EA |  | 1 Year (5 Years) | 273.6 | 5% | 259.92
93562 | Tripplite | SRSHELF4PSLHD | Tripp Lite Rack Enclosure Cabinet Heavy Duty Sliding Shelf 200lb Capacity | EA |  | 1 Year (5 Years) | 509.4 | 5% | 483.93
93563 | Tripplite | SRSHELFKBD | 1U Rackmount Keyboard w KVM Cable Kit for 2-Post or 4-Post Racks | EA |  | 1 Year (5 Years) | 511.2 | 5% | 485.64
93564 | Tripplite | SRSKIRT | SmartRack Skirt for Bottom of Racks to Minimize Airflow | EA |  | 1 Year (5 Years) | 81 | 5% | 76.95
93565 | Tripplite | SRSKIRT3 | Rack Enclosure Server Cabinet Airflow Brush Strip for 3" Casters | EA |  | 1 Year (5 Years) | 95.4 | 5% | 90.63
93566 | Tripplite | SRSTABILIZE | Tripp Lite Rack Enclosure Server Cabinet Anti-Tip Stabilizer Plate | EA |  | 1 Year (5 Years) | 111.6 | 5% | 106.02
93567 | Tripplite | SRSWITCH | Tripp Lite Rack Enclosure Cabinet Magnetic Door Switch Kit Front/Rear Doors | EA |  | 1 Year (5 Years) | 66.6 | 5% | 63.27
93568 | Tripplite | SRSWITCHDUCT | Rack Enclosure Cabinet Side Airflow Duct Kit for Network Switch | EA |  | 1 Year (5 Years) | 453.6 | 5% | 430.92
93569 | Tripplite | SRTHERMDUCT | 42U - 48U Rack Enclosure Cabinet Thermal Duct Passive Cooling | EA |  | 1 Year (5 Years) | 793.8 | 5% | 754.11
93570 | Tripplite | SRVRTBAR | 42U Rack Enclosure Server Cabinet Vertical Cable Management Bars | EA |  | 1 Year (5 Years) | 133.2 | 5% | 126.54
93571 | Tripplite | SRVRTBAR45 | 45U Rack Enclosure Server Cabinet Vertical Cable Management Bars | EA |  | 1 Year (5 Years) | 151.2 | 5% | 143.64
93572 | Tripplite | SRVRTRAIL23 | 42U Rack Enclosure Server Cabinet 23" Wide Vertical Rail Mount | EA |  | 1 Year (5 Years) | 378 | 5% | 359.1
93573 | Tripplite | SRW10US | Tripp Lite 10U Wall Mount Rack Enclosure Cabinet Hinged Wallmount w/ Door & Sides | EA |  | 1 Year (5 Years) | 550.8 | 5% | 523.26
93574 | Tripplite | SRW10USG | Tripp Lite 10U Wall Mount Rack Enclosure Cabinet w/Swinging Plexiglass Door | EA |  | 1 Year (5 Years) | 585 | 5% | 555.75
93575 | Tripplite | SRW12U | 12U Wall Mount Rack Enclosure Cabinet w/ Door & Side Panels | EA |  | 1 Year (5 Years) | 496.8 | 5% | 471.96
93576 | Tripplite | SRW12U13 | 12U Wall Mount Rack Enclosure Cabinet Wallmount 13" Depth | EA |  | 1 Year (5 Years) | 423 | 5% | 401.85
93577 | Tripplite | SRW12U13G | 12U Wall Mount Rack Enclosure Cabinet 13" Depth w Acrylic Window | EA |  | 1 Year (5 Years) | 459 | 5% | 436.05
93578 | Tripplite | SRW12UDP | 12U Wall Mount Rack Enclosure Server Cabinet Low Profile Deep | EA |  | 1 Year (5 Years) | 606.6 | 5% | 576.27
93579 | Tripplite | SRW12UG | 12U Wall Mount Rack Enclosure Server Cabinet w/ Glass Front Door | EA |  | 1 Year (5 Years) | 532.8 | 5% | 506.16
93580 | Tripplite | SRW12UHD | 12U Wall Mount Rack Enclosure Cabinet Side Mount Wallmount | EA |  | 1 Year (5 Years) | 846 | 5% | 803.7
93581 | Tripplite | SRW12US | Tripp Lite 12U Wall Mount Rack Enclosure Hinged Wallmount w/ Doors & Sides | EA |  | 1 Year (5 Years) | 570.6 | 5% | 542.07
93582 | Tripplite | SRW12US33 | Tripp Lite 12U Wall Mount Rack Enclosure Cabinet Hinged Wallmount 33" Depth | EA |  | 1 Year (5 Years) | 826.2 | 5% | 784.89
93583 | Tripplite | SRW12US33G | 12U Wall Mount Rack Enclosure Hinged 33" Depth w Acrylic Window | EA |  | 1 Year (5 Years) | 864 | 5% | 820.8
93584 | Tripplite | SRW12USDP | 12U Wall Mount Rack Enclosure Cabinet Swinging Hinged Door Deep | EA |  | 1 Year (5 Years) | 680.4 | 5% | 646.38
93585 | Tripplite | SRW12USDPG | 12U Wall Mount Rack Enclosure Cabinet Hinged Deep Acrylic Window | EA |  | 1 Year (5 Years) | 716.4 | 5% | 680.58
93586 | Tripplite | SRW12USG | Tripp Lite 12U Wall Mount Rack Enclosure Cabinet Wallmount Plexiglass Door | EA |  | 1 Year (5 Years) | 606.6 | 5% | 576.27
93587 | Tripplite | SRW12USNEMA | 12U Wall Mount Rack Enclosure Hinged Wallmount Industrial NEMA | EA |  | 1 Year (5 Years) | 1078.2 | 5% | 1024.29
93588 | Tripplite | SRW15US | 15U Wall Mount Rack Enclosure Server Cabinet Hinged Wallmount | EA |  | 1 Year (5 Years) | 689.4 | 5% | 654.93
93589 | Tripplite | SRW15USG | 15U Wall Mount Rack Enclosure Cabinet w Hinged Acrylic Window | EA |  | 1 Year (5 Years) | 725.4 | 5% | 689.13
93590 | Tripplite | SRW18UHD | 18U Wall Mount Rack Enclosure Cabinet Side Mount Wallmount | EA |  | 1 Year (5 Years) | 1092.6 | 5% | 1037.97
93591 | Tripplite | SRW18US | Tripp Lite 18U Wall Mount Rack Enclosure Cabinet Hinged Wallmount | EA |  | 1 Year (5 Years) | 873 | 5% | 829.35
93592 | Tripplite | SRW18US13 | 18U Wall Mount Rack Enclosure Cabinet Hinged Wallmount 13" Depth | EA |  | 1 Year (5 Years) | 763.2 | 5% | 725.04
93593 | Tripplite | SRW18US13G | 18U Wall Mount Rack Enclosure Hinged 13" Depth w Acrylic Window | EA |  | 1 Year (5 Years) | 799.2 | 5% | 759.24
93594 | Tripplite | SRW18USDP | 18U Wall Mount Rack Enclosure Cabinet Swinging Hinged Door Deep | EA |  | 1 Year (5 Years) | 973.8 | 5% | 925.11
93595 | Tripplite | SRW18USDPG | 18U Wall Mount Rack Enclosure Cabinet Hinged Deep Acrylic Window | EA |  | 1 Year (5 Years) | 1020.6 | 5% | 969.57
93596 | Tripplite | SRW18USG | 18U Wall Mount Rack Enclosure Cabinet w Hinged Acrylic Window | EA |  | 1 Year (5 Years) | 909 | 5% | 863.55
93597 | Tripplite | SRW21U | 21U Wall Mount Rack Enclosure Cabinet w/ Door and Side Panels | EA |  | 1 Year (5 Years) | 826.2 | 5% | 784.89
93598 | Tripplite | SRW21UG | 21U Wall Mount Rack Enclosure Server Cabinet w/Plexiglass Door | EA |  | 1 Year (5 Years) | 864 | 5% | 820.8
93599 | Tripplite | SRW26US | Tripp Lite 26U Wall Mount Rack Enclosure Cabinet Hinged Wallmount | EA |  | 1 Year (5 Years) | 1175.4 | 5% | 1116.63
93600 | Tripplite | SRW26USDP | 26U Wall Mount Rack Enclosure Cabinet Swinging Hinged Door Deep | EA |  | 1 Year (5 Years) | 1314 | 5% | 1248.3
93601 | Tripplite | SRW26USDPG | 26U Wall Mount Rack Enclosure Cabinet Hinged Deep Acrylic Window | EA |  | 1 Year (5 Years) | 1350 | 5% | 1282.5
93602 | Tripplite | SRW26USG | 26U Wall Mount Rack Enclosure Cabinet w Hinged Acrylic Window | EA |  | 1 Year (5 Years) | 1213.2 | 5% | 1152.54
93603 | Tripplite | SRW6U | Tripp Lite 6U Wall Mount Rack Enclosure Cabinet Wallmount w/ Door & Sides | EA |  | 1 Year (5 Years) | 275.4 | 5% | 261.63
93604 | Tripplite | SRW6UDP | 6U Wall Mount Rack Enclosure Server Cabinet Switch Depth Deep | EA |  | 1 Year (5 Years) | 349.2 | 5% | 331.74
93605 | Tripplite | SRW6UG | Tripp Lite 6U Wall Mount Rack Enclosure Cabinet w/ Plexiglass Front Door | EA |  | 1 Year (5 Years) | 304.2 | 5% | 288.99
93606 | Tripplite | SRW6UKD | 6U Wall Mount Rack Enclosure Cabinet Knock Down w/Doors & Sides | EA |  | 1 Year (5 Years) | 257.4 | 5% | 244.53
93607 | Tripplite | SRW6UW | 6U Wall Mount Rack Enclosure Cabinet Wallmount Doors Sides White | EA |  | 1 Year (5 Years) | 275.4 | 5% | 261.63
93608 | Tripplite | SRW6UWG | 6U Wall Mount Rack Enclosure Cabinet White w/ Acrylic Glass Door | EA |  | 1 Year (5 Years) | 304.2 | 5% | 288.99
93609 | Tripplite | SRW9U | Tripp Lite 9U Wall Mount Rack Enclosure Cabinet Wallmount w/ Door & Sides | EA |  | 1 Year (5 Years) | 367.2 | 5% | 348.84
93610 | Tripplite | SRW9UDP | 9U Wall Mount Rack Enclosure Server Cabinet Low Profile Deep | EA |  | 1 Year (5 Years) | 459 | 5% | 436.05
93611 | Tripplite | SRW9UG | Tripp Lite 9U Wall Mount Rack Enclosure Cabinet w/ Plexiglass Front Door | EA |  | 1 Year (5 Years) | 401.4 | 5% | 381.33
93612 | Tripplite | SRWALLBRKT2U | Wallmount Rack 2U Vertical Rack Bracket 175lb Capacity | EA |  | 1 Year (5 Years) | 72 | 5% | 68.4
93613 | Tripplite | SRWALLBRKT4U | Wallmount Rack 4U Vertical Rack Bracket 175lb Capacity | EA |  | 1 Year (5 Years) | 100.8 | 5% | 95.76
93614 | Tripplite | SRWALLBRKT6U | Wallmount Rack 6U Vertical Rack Bracket 175lb Capacity | EA |  | 1 Year (5 Years) | 120.6 | 5% | 114.57
93615 | Tripplite | SRWF12U38 | 12U Wallmount Low Profile Vertical Rack Enclosure Server Cabinet | EA |  | 1 Year (5 Years) | 826.2 | 5% | 784.89
93616 | Tripplite | SRWF16U38 | 16U Wallmount Low Profile Vertical Rack Enclosure Server Cabinet | EA |  | 1 Year (5 Years) | 1009.8 | 5% | 959.31
93617 | Tripplite | SRWF2U | 2U Wall Mount Low Profile Secure Rack Enclosure Cabinet Vertical | EA |  | 1 Year (5 Years) | 469.8 | 5% | 446.31
93618 | Tripplite | SRWF2U36 | 2U Wall Mount Low Profile Rack Enclosure Cabinet 36" Deep | EA |  | 1 Year (5 Years) | 541.8 | 5% | 514.71
93619 | Tripplite | SRWF3UDG | Wallmount Rack Enclosure Server Cabinet w/Adjustable Brackets 2U | EA |  | 1 Year (5 Years) | 540 | 5% | 513
93620 | Tripplite | SRWF4U | 4U Wall Mount Low Profile Secure Rack Enclosure Cabinet Vertical | EA |  | 1 Year (5 Years) | 523.8 | 5% | 497.61
93621 | Tripplite | SRWF4U36 | 4U Wall Mount Low Profile Rack Enclosure Cabinet 36" Deep | EA |  | 1 Year (5 Years) | 597.6 | 5% | 567.72
93622 | Tripplite | SRWF5U | 5U Wall Mount Low Profile Secure Rack Enclosure Cabinet Vertical | EA |  | 1 Year (5 Years) | 550.8 | 5% | 523.26
93623 | Tripplite | SRWF5U36 | 5U Wallmount Low Profile Rack Enclosure Vertical 36" Mount Depth | EA |  | 1 Year (5 Years) | 624.6 | 5% | 593.37
93624 | Tripplite | SRWF6U | 6U Wall Mount Low Profile Secure Rack Enclosure Cabinet Vertical | EA |  | 1 Year (5 Years) | 579.6 | 5% | 550.62
93625 | Tripplite | SRWF6U36 | 4U Wall Mount Rack Enclosure Server Cabinet Vertical 36" Deep | EA |  | 1 Year (5 Years) | 653.4 | 5% | 620.73
93626 | Tripplite | SRWO12UHD | 12U Wall Mount Open Frame Rack Cabinet Wallmount Heavy Duty | EA |  | 1 Year (5 Years) | 183.6 | 5% | 174.42
93627 | Tripplite | SRWO12US | Tripp Lite 12U Wall Mount Pivoting Open Frame Rack Cabinet Wallmount Hinged | EA |  | 1 Year (5 Years) | 275.4 | 5% | 261.63
93628 | Tripplite | SRWO8U22 | Tripp Lite Wall Mount 2-Post Open Frame Rack Cabinet 8U/14U/22U Wallmount | EA |  | 1 Year (5 Years) | 183.6 | 5% | 174.42
93629 | Tripplite | SRWO8U22DP | 8U 12U 22U 2 Post Open Frame Rack Cabinet Expandable 23.5" Depth | EA |  | 1 Year (5 Years) | 203.4 | 5% | 193.23
93630 | Tripplite | SRWO8U22MD | 8U 12U 22U 2 Post Open Frame Rack Cabinet Expandable 11.5" Depth | EA |  | 1 Year (5 Years) | 165.6 | 5% | 157.32
93631 | Tripplite | SRWO8U22SD | 8U 12U 22U 2 Post Open Frame Rack Server Cabinet Expandable | EA |  | 1 Year (5 Years) | 144 | 5% | 136.8
93632 | Tripplite | SRWO8UBRKT | 8U Wall-Mount Bracket for Small Switches & Patch Panels Hinged | EA |  | 1 Year (5 Years) | 135 | 5% | 128.25
93633 | Tripplite | SRXCOOL12K | Tripp Lite Intl Portable Cooling / Air Conditioner 3.4kW 230V 50Hz 12k BTU | EA |  | 1 Year | 1197 | 5% | 1137.15
93634 | Tripplite | SRXCOOL33K | Rack Cooling / In Row Air Conditioner 200V-240V 50/60Hz 33k BTU | EA |  | 1 Year | 15903 | 5% | 15107.85
93635 | Tripplite | SRXFAN3U | Tripp Lite Rack Enclosure Cabinet Fan Panel Airflow Management 230V 3URM | EA |  | 1 Year (2 Years) | 239.4 | 5% | 227.43
93636 | Tripplite | SRXFANROOF | Tripp Lite Rack Enclosure Cabinet Roof Mount Fan Panel Airflow Mgmt 230V | EA |  | 1 Year (2 Years) | 415.8 | 5% | 395.01
93637 | Tripplite | SRXUPANEL | Rack Enclosure Server Cabinet 4 Piece Blanking Panel Kit 19 in | EA |  | 1 Year (5 Years) | 66.6 | 5% | 63.27
93638 | Tripplite | SS240806 | Surge Protector Power Strip 120V 8 Outlet 6ft Cord 24" Length | EA |  | 1 Year (Limited Lifetime) | 75.2 | 5% | 71.44
93639 | Tripplite | SS3612 | Surge Protector Power Strip 120V 12 outlet 15ft cord 36" Length | EA |  | 1 Year (Limited Lifetime) | 94.4 | 5% | 89.68
93640 | Tripplite | SS361220 | Surge Protector Power Strip 120V 10 5-15R; 2 5-15/20R 15ft Cord | EA |  | 1 Year (Limited Lifetime) | 128.8 | 5% | 122.36
93641 | Tripplite | SS480806 | Surge Protector Power Strip 120V 8 Outlet 6ft Cord 48" Length | EA |  | 1 Year (Limited Lifetime) | 93.6 | 5% | 88.92
93642 | Tripplite | SS7415-15 | Tripp Lite Surge Protector Strip 120V 16 Outlet 15ft Cord 450 Joule | EA |  | 1 Year (Limited Lifetime) | 115.2 | 5% | 109.44
93643 | Tripplite | SS7619-15 | Tripp Lite Surge Protector Strip 120V 24 Outlet 15ft Cord 450 Joule | EA |  | 1 Year (Limited Lifetime) | 132.8 | 5% | 126.16
93644 | Tripplite | STIK | 6 outlets 6' cord 360 joules Protect It! Surge Suppressor holds 3 Transformers | EA |  | 1 Year (Limited Lifetime) | 28 | 5% | 26.6
93645 | Tripplite | STRIKER | Tripp Lite Surge Protector Strip 120V 7 Outlet 6ft Cord 1080 Joule | EA |  | 1 Year (Limited Lifetime) | 24.8 | 5% | 23.56
93646 | Tripplite | SU10000RT3U | Tripp Lite 10000VA 9000W UPS Smart Online Rackmount 10kVA PDU 200-240V 6URM | EA |  | 1 Year (2 Years) | 7417.8 | 5% | 7046.91
93647 | Tripplite | SU10000RT3U2TF | Tripp Lite 10000VA 9000W UPS Smart Online Rackmount 10kVA PDU 208/120V 10U | EA |  | 1 Year (2 Years) | 8992.8 | 5% | 8543.16
93648 | Tripplite | SU10000RT3UG | Tripp Lite 10000VA 9000W UPS Smart Online Rackmount 10kVA PDU 200-240V 6URM | EA |  | 1 Year (2 Years) | 7623 | 5% | 7241.85
93649 | Tripplite | SU10000RT3UTAA | 10000VA 10KVA Smart Online UPS 208/240V 9kW USB DB9 6URM TAA | EA |  | 1 Year (2 Years) | 9180 | 5% | 8721
93650 | Tripplite | SU1000RTXL2UA | Tripp Lite 1000VA 800W UPS Smart Online Rackmount 100V-120V USB DB9 2URM | EA |  | 1 Year (2 Years) | 941.4 | 5% | 894.33
93651 | Tripplite | SU1000RTXL2UN | 1000VA UPS Smart Online RM 120V 800W w Preinstalled SNMPWEBCARD | EA |  | 1 Year (2 Years) | 1342.8 | 5% | 1275.66
93652 | Tripplite | SU1000RTXLCD2U | 1000VA 900W UPS Smart Online Rackmount LCD 100V-120V USB 2URM | EA |  | 1 Year (2 Years) | 1101.6 | 5% | 1046.52
93653 | Tripplite | SU1000XLA | Tripp Lite 1000VA 800W UPS Smart Online Tower 100V - 120V USB DB9 SNMP RT | EA |  | 1 Year (2 Years) | 851.4 | 5% | 808.83
93654 | Tripplite | SU1000XLCD | 1000VA 900W UPS Smart Online LCD Tower 120V USB DB9 SNMP RT | EA |  | 1 Year (2 Years) | 954 | 5% | 906.3
93655 | Tripplite | SU10K3/1X | 10000VA International UPS System SmartOnline Tower PureSine 3-Phase 10kVA Hardwire - 10000 VA1 RS-232, 1 DB9, 1 AS-400, SNMP Slot, Use BP240V10RT-3U or BP240V33 for Extended Run | EA |  | 1 Year (2 Years) | 7695 | 5% | 7310.25
93656 | Tripplite | SU10KRT3U | Tripp Lite 10000VA 9000W UPS Smart Online Rackmount 10kVA PDU 208/240/120V | EA |  | 1 Year (2 Years) | 8872.2 | 5% | 8428.59
93657 | Tripplite | SU10KRT3UHV | Tripp Lite 10000VA 9000W UPS Smart Online Rackmount 10kVA 200V - 240V 6URM | EA |  | 1 Year (2 Years) | 7115.4 | 5% | 6759.63
93658 | Tripplite | SU12000RT4U | Tripp Lite 12000VA 8400W UPS Smart Online Rackmount 12kVA PDU 208/240/120V | EA |  | 1 Year (2 Years) | 10611 | 5% | 10080.45
93659 | Tripplite | SU12000RT4UHW | Tripp Lite 12000VA 8400W UPS Smart Online Rackmount 12kVA PDU 120V-240V 8U | EA |  | 1 Year (2 Years) | 10611 | 5% | 10080.45
93660 | Tripplite | SU12KRT4UHW | Tripp Lite 12000VA 10800W UPS Smart Online Rackmount 12kVA PDU 200V-240V 8U | EA |  | 1 Year (2 Years) | 9914.4 | 5% | 9418.68
93661 | Tripplite | SU1500RTXL2UA | Tripp Lite 1500VA 1200W UPS Smart Online Rackmount 100V-120V USB DB9 2URM | EA |  | 1 Year (2 Years) | 1197 | 5% | 1137.15
93662 | Tripplite | SU1500RTXL2UN | 1500VA 1200W UPS Smart Online Rackmount 100V-120V USB SNMP 2URM | EA |  | 1 Year (2 Years) | 1598.4 | 5% | 1518.48
93663 | Tripplite | SU1500RTXLCD2U | 1500VA 1350W UPS Smart Online Rackmount LCD 100V-120V USB 2URM | EA |  | 1 Year (2 Years) | 1438.2 | 5% | 1366.29
93664 | Tripplite | SU1500RTXLCDN | 1500VA 1350W UPS Smart Online 120V w Installed SNMPWEBCARD 2URM | EA |  | 1 Year (2 Years) | 1839.6 | 5% | 1747.62
93665 | Tripplite | SU1500RTXLCDTAA | 1500VA 1350W UPS Smart Online Rackmount LCD 120V USB DB9 2U TAA | EA |  | 1 Year (2 Years) | 1980 | 5% | 1881
93666 | Tripplite | SU1500XL | Tripp Lite 1500VA 1200W UPS Smart Online Tower 100V-120V USB DB9 SNMP RT | EA |  | 1 Year (2 Years) | 1130.4 | 5% | 1073.88
93667 | Tripplite | SU1500XLCD | 1500VA 1350W UPS Smart Online LCD Tower 120V USB DB9 SNMP RT | EA |  | 1 Year (2 Years) | 1258.2 | 5% | 1195.29
93668 | Tripplite | SU16000RT4U | Tripp Lite 16000VA 11200W UPS Smart Online Rackmount 16kVA PDU 208/240/120V | EA |  | 1 Year (2 Years) | 14090.4 | 5% | 13385.88
93669 | Tripplite | SU16000RT4UHW | Tripp Lite 16000VA 11200W UPS Smart Online Rackmount 16kVA PDU 208/240/120V | EA |  | 1 Year (2 Years) | 14090.4 | 5% | 13385.88
93670 | Tripplite | SU16KRT | 16000VA UPS Smart Online Hot Swap 12U RM 16kVA 200V - 240V | EA |  | 1 Year (2 Years) | 13586.4 | 5% | 12907.08
93671 | Tripplite | SU16KRT-1TF | Tripp Lite 16000VA 14400W UPS Smart Online Rackmount 16kVA PDU 208/240/120V | EA |  | 1 Year (2 Years) | 15017.4 | 5% | 14266.53
93672 | Tripplite | SU16KRT8 | 16000VA 14400W UPS Smart Online Rackmount 16kVA PDU 200V-240V 12U | EA |  | 1 Year (2 Years) | 13806 | 5% | 13115.7
93673 | Tripplite | SU16KRTG | 16000VA UPS Smart Online Hot Swap 12U RM 16kVA 200V - 240V | EA |  | 1 Year (2 Years) | 13586.4 | 5% | 12907.08
93674 | Tripplite | SU16KRTHW | Tripp Lite 16000VA 14400W UPS Smart Online Rackmount 16kVA PDU 200-240V 12U | EA |  | 1 Year (2 Years) | 13402.8 | 5% | 12732.66
93675 | Tripplite | SU2030KMBP | 3 Breaker Maintenance Bypass Panel select 20kVA & 30kVA UPS TAA | EA |  | 1 Year (2 Years) | 2583 | 5% | 2453.85
93676 | Tripplite | SU20K3/3 | Tripp Lite 20000VA 16000W UPS Smart Online 3-Phase Tower 20kVA 120/208V | EA |  | 1 Year (2 Years) | 15066 | 5% | 14312.7
93677 | Tripplite | SU20K3/3XR5 | Tripp Lite 20000VA 16000W UPS Smart Online 3-Phase Tower 20kVA 120/208V | EA |  | 1 Year (2 Years) | 20196 | 5% | 19186.2
93678 | Tripplite | SU20KRT | Tripp Lite 20000VA 18000W UPS Smart Online Rackmount 20kVA PDU 200-240V 12U | EA |  | 1 Year (2 Years) | 15238.8 | 5% | 14476.86
93679 | Tripplite | SU20KRT-1TF | Tripp Lite 20000VA 18000W UPS Smart Online Rackmount 20kVA PDU 120-240V 14U | EA |  | 1 Year (2 Years) | 16686 | 5% | 15851.7
93680 | Tripplite | SU20KRT8 | 20000VA 18000W UPS Smart Online Rackmount 20kVA PDU 200V-240V 12U | EA |  | 1 Year (2 Years) | 15426 | 5% | 14654.7
93681 | Tripplite | SU20KRTG | Tripp Lite 20000VA 18000W UPS Smart Online Rackmount 20kVA PDU 200-240V 12U | EA |  | 1 Year (2 Years) | 15238.8 | 5% | 14476.86
93682 | Tripplite | SU20KRTHW | Tripp Lite 20000VA 18000W UPS Smart Online Rackmount 20kVA PDU 200-240V 12U | EA |  | 1 Year (2 Years) | 15055.2 | 5% | 14302.44
93683 | Tripplite | SU20KRTHWTFASSM | 20000VA 18000W UPS Smart Online Tower 20kVA 240V / 120V Hardwire | EA |  | 1 Year (2 Years) | 24300 | 5% | 23085
93684 | Tripplite | SU20KX | Tripp Lite 20000VA 16000W UPS International Smart Online 3-Phase 20kVA | EA |  | 1 Year (2 Years) | 18180 | 5% | 17271
93685 | Tripplite | SU20KXFMRT4U | 18kVA / 18kW Step-down Transformer 208V/240V to 240V/120V 4URM | EA |  | 1 Year (2 Years) | 7650 | 5% | 7267.5
93686 | Tripplite | SU2200RTXL2UA | Tripp Lite 2200VA 1600W UPS Smart Online Rackmount 110V/120V USB DB9 2URM | EA |  | 1 Year (2 Years) | 1740.6 | 5% | 1653.57
93687 | Tripplite | SU2200RTXL2UN | 2200VA 1600W UPS Smart Online Rackmount 110V / 120V USB SNMP 2U | EA |  | 1 Year (2 Years) | 2142 | 5% | 2034.9
93688 | Tripplite | SU2200RTXLCD2U | 2200VA 1800W UPS Smart Online Rackmount LCD 100V-120V USB 2URM | EA |  | 1 Year (2 Years) | 2086.2 | 5% | 1981.89
93689 | Tripplite | SU2200RTXLCDN | 2200VA 1800W UPS Smart Online 120V w Installed SNMPWEBCARD 2URM | EA |  | 1 Year (2 Years) | 2487.6 | 5% | 2363.22
93690 | Tripplite | SU2200RTXLCDTAA | 2200VA 1800W UPS Smart Online Rackmount LCD 120V USB DB9 2U TAA | EA |  | 1 Year (2 Years) | 2880 | 5% | 2736
93691 | Tripplite | SU2200XLA | Tripp Lite 2200VA 1600W UPS Smart Online Tower 110V / 120V USB DB9 SNMP RT | EA |  | 1 Year (2 Years) | 1454.4 | 5% | 1381.68
93692 | Tripplite | SU2200XLCD | 2200VA 1800W UPS Smart Online LCD Tower 120V USB DB9 SNMP RT | EA |  | 1 Year (2 Years) | 1800 | 5% | 1710
93693 | Tripplite | SU3000LCD2UHV | 3000VA 2700W UPS Smart Online LCD Rackmount 208/240V USB DB9 2U | EA |  | 1 Year (2 Years) | 2431.8 | 5% | 2310.21
93694 | Tripplite | SU3000RTXL2U | Tripp Lite 3000VA 2500W UPS Smart Online Rackmount 120V USB DB9 2URM | EA |  | 1 Year (2 Years) | 2120.4 | 5% | 2014.38
93695 | Tripplite | SU3000RTXL3U | Tripp Lite 3000VA 2400W UPS Smart Online Rackmount 110V / 120V USB DB9 3URM | EA |  | 1 Year (2 Years) | 2241 | 5% | 2128.95
93696 | Tripplite | SU3000RTXL3UN | 3000VA 2400W UPS Smart Online Rackmount 110V / 120V USB SNMP 3U | EA |  | 1 Year (2 Years) | 2642.4 | 5% | 2510.28
93697 | Tripplite | SU3000RTXLCD2U | Tripp Lite 3000VA 2700W UPS Smart Online LCD Rackmount 100-120V USB 2URM RT | EA |  | 1 Year (2 Years) | 2664 | 5% | 2530.8
93698 | Tripplite | SU3000RTXLCD3N | 3000VA 2700W UPS Smart Online 120V w Installed SNMPWEBCARD 3URM | EA |  | 1 Year (2 Years) | 3002.4 | 5% | 2852.28
93699 | Tripplite | SU3000RTXLCD3U | 3000VA 2700W UPS Smart Online LCD Rackmount 100-120V USB 3URM RT | EA |  | 1 Year (2 Years) | 2601 | 5% | 2470.95
93700 | Tripplite | SU3000RTXLCDTAA | 3000VA 2700W UPS Smart Online Rackmount LCD 120V USB DB9 2U TAA | EA |  | 1 Year (2 Years) | 3600 | 5% | 3420
93701 | Tripplite | SU3000RTXR3U | Tripp Lite 3000VA 2400W UPS Smart Online Rackmount 110V / 120V USB DB9 3URM | EA |  | 1 Year (2 Years) | 2739.6 | 5% | 2602.62
93702 | Tripplite | SU3000RTXR3UHW | Tripp Lite 3000VA 2400W UPS Smart Online Rackmount 110V / 120V USB DB9 3URM | EA |  | 1 Year (2 Years) | 2881.8 | 5% | 2737.71
93703 | Tripplite | SU3000XL | Tripp Lite 3000VA 2400W UPS Smart Online Tower 110V / 120V USB DB9 SNMP RT | EA |  | 1 Year (2 Years) | 2100.6 | 5% | 1995.57
93704 | Tripplite | SU3000XLCD | 3000VA 2700W UPS Smart Online LCD Tower 120V USB DB9 SNMP RT | EA |  | 1 Year (2 Years) | 2300.4 | 5% | 2185.38
93705 | Tripplite | SU30K3/3 | Tripp Lite 30000VA 24000W UPS Smart Online 3-Phase Tower 30kVA 120V / 208V | EA |  | 1 Year | 17973 | 5% | 17074.35
93706 | Tripplite | SU30K3/3XR5 | Tripp Lite 30000VA 24000W UPS Smart Online 3-Phase Tower 30kVA 120 / 208V | EA |  | 1 Year | 22608 | 5% | 21477.6
93707 | Tripplite | SU40K | Tripp Lite 40000VA 32000W UPS Smart Online 3-Phase Tower 40kVA 120V/208V | EA |  | 1 Year | 37620 | 5% | 35739
93708 | Tripplite | SU40KMBPK | Tripp Lite Wall Mount Kirk Key Bypass Panel 240V for 40kVA 3-Phase UPS | EA |  | 1 Year (2 Years) | 5815.8 | 5% | 5525.01
93709 | Tripplite | SU40KMBPKX | Intl Wall Mount Kirk Key Bypass Panel 480V for 40kVA 3-Phase UPS | EA |  | 1 Year (2 Years) | 4751.9 | 5% | 4514.305
93710 | Tripplite | SU40KX | 4000VA Intl Smart Online Modular 3-Phase UPS 220-415V 40kVA | EA |  | 1 Year (2 Years) | 27180 | 5% | 25821
93711 | Tripplite | SU5000RT4U | Tripp Lite 5000VA 3800W UPS Smart Online Rackmount 5kVA 208/240/120V PDU 4U | EA |  | 1 Year (2 Years) | 5200.2 | 5% | 4940.19
93712 | Tripplite | SU5000RT4UHV | Tripp Lite 5000VA 4500W UPS Smart Online Rackmount 5kVA 200V/240V 4URM RT | EA |  | 1 Year (2 Years) | 4458.6 | 5% | 4235.67
93713 | Tripplite | SU5000RT4UHVTAA | 5000VA 4500W UPS Smart Online Rackmount LCD 208/240V USB 4U TAA | EA |  | 1 Year (2 Years) | 5760 | 5% | 5472
93714 | Tripplite | SU5000RT4UTF | Tripp Lite 5000VA 4500W UPS Smart Online Rackmount 5kVA 208V/120V 6URM RT | EA |  | 1 Year (2 Years) | 5151.6 | 5% | 4894.02
93715 | Tripplite | SU5000RT4UTFTAA | 5000VA 4500W UPS Smart Online 208 & 120V Rackmount 6URM TAA | EA |  | 1 Year (2 Years) | 6480 | 5% | 6156
93716 | Tripplite | SU5000XFMR2UTAA | 5kVA Smart Online Step-Down Isolation Transformer 208V-120V TAA | EA |  | 1 Year (2 Years) | 1459.8 | 5% | 1386.81
93717 | Tripplite | SU5000XFMRT2U | Tripp Lite 5kVA / 5kW Step-down Transformer - Convert 208V to 120V 2URM | EA |  | 1 Year (2 Years) | 1290.6 | 5% | 1226.07
93718 | Tripplite | SU6000RT4U | Tripp Lite 6000VA 4200W UPS Smart Online Rackmount 6kVA PDU 208/240/120V 4U | EA |  | 1 Year (2 Years) | 5812.2 | 5% | 5521.59
93719 | Tripplite | SU6000RT4UHV | Tripp Lite 6000VA 5400W UPS Smart Online Rackmount 6kVA PDU 200-240V 4URM | EA |  | 1 Year (2 Years) | 4899.6 | 5% | 4654.62
93720 | Tripplite | SU6000RT4UHVG | Tripp Lite 6000VA 5400W UPS Smart Online Rackmount 6kVA PDU 200-240V 4URM | EA |  | 1 Year (2 Years) | 4899.6 | 5% | 4654.62
93721 | Tripplite | SU6000RT4UHVHW | Tripp Lite 6000VA 5400W UPS Smart Online Rackmount 6kVA PDU 200-240V 4URM | EA |  | 1 Year (2 Years) | 4690.8 | 5% | 4456.26
93722 | Tripplite | SU6000RT4UHVTAA | 6000VA 5400W UPS Smart Online 208/240V Rackmount Hot-Swap 4U TAA | EA |  | 1 Year (2 Years) | 6660 | 5% | 6327
93723 | Tripplite | SU6000RT4UTF | Tripp Lite 6000VA 5400W UPS Smart Online Rackmount 6kVA PDU 208/240/120V 6U | EA |  | 1 Year (2 Years) | 5562 | 5% | 5283.9
93724 | Tripplite | SU6000RT4UTFHW | Tripp Lite 6000VA 5400W UPS Smart Online Rackmount 6kVA PDU 208/240V 6URM | EA |  | 1 Year (2 Years) | 5765.4 | 5% | 5477.13
93725 | Tripplite | SU6000RT4UTFTAA | 6000VA 5400W UPS Smart Online 120/208/240V Rackmount 6URM TAA | EA |  | 1 Year (2 Years) | 7380 | 5% | 7011
93726 | Tripplite | SU6000XFMR2U | 6kVA / 6kW Stepdown Isolation Transformer - converts 208 or 240V to 120V | EA |  | 1 Year (2 Years) | 1665 | 5% | 1581.75
93727 | Tripplite | SU6000XFMR2UTAA | 6kVA Smart Online Step-Down Isolation Transformer 208/240V-120V | EA |  | 1 Year (2 Years) | 1882.8 | 5% | 1788.66
93728 | Tripplite | SU60K | Tripp Lite 60000VA 48000W UPS Smart Online 3-Phase Tower 60kVA 120V / 208V | EA |  | 1 Year | 42300 | 5% | 40185
93729 | Tripplite | SU60KMBPK | Tripp Lite Wall Mount Kirk Key Bypass Panel 240V for 60kVA 3-Phase UPS | EA |  | 1 Year (2 Years) | 5815.8 | 5% | 5525.01
93730 | Tripplite | SU60KMBPKX | Intl Wall Mount Kirk Key Bypass Panel 480V for 60kVA 3-Phase UPS | EA |  | 1 Year (2 Years) | 9104.4 | 5% | 8649.18
93731 | Tripplite | SU60KX | Tripp Lite 60000VA 48000W UPS International Smart Online 3-Phase 60kVA | EA |  | 1 Year (2 Years) | 34380 | 5% | 32661
93732 | Tripplite | SU750RTXL2U | Tripp Lite 750VA 600W UPS Smart Online Rackmount 100V-120V USB DB9 2URM RT | EA |  | 1 Year (2 Years) | 860.4 | 5% | 817.38
93733 | Tripplite | SU750RTXL2UN | 750VA UPS Smart Online RM 120V 600W w Preinstalled SNMPWEBCARD | EA |  | 1 Year (2 Years) | 1261.8 | 5% | 1198.71
93734 | Tripplite | SU750RTXLCD2U | 750VA 675W UPS Smart Online Rackmount LCD 100V-120V USB 2URM RT | EA |  | 1 Year (2 Years) | 921.6 | 5% | 875.52
93735 | Tripplite | SU750XL | Tripp Lite 750VA 600W UPS Smart Online Tower 100V/110V/120V USB DB9 SNMP RT | EA |  | 1 Year (2 Years) | 781.2 | 5% | 742.14
93736 | Tripplite | SU8000RT3U | Tripp Lite 8000VA 7200W UPS Smart Online Rackmount 8kVA PDU 200V-240V 6URM | EA |  | 1 Year (2 Years) | 6130.8 | 5% | 5824.26
93737 | Tripplite | SU8000RT3U1TF | Tripp Lite 8000VA 7200W UPS Smart Online Rackmount 8kVA PDU 120V/208V 8URM | EA |  | 1 Year (2 Years) | 6858 | 5% | 6515.1
93738 | Tripplite | SU8000RT3UG | 8000VA Global Smart Online UPS RM 6U (6)C19 outlets 8kVA 200/240V | EA |  | 1 Year (2 Years) | 6336 | 5% | 6019.2
93739 | Tripplite | SU8000RT3UHW | 8000VA UPS System SmartOnline Rack/Tower PureSine 8kVA 200V-240V output Hardwire Detachable Bypass PDU, 1 RS-232, 2 DB9 & SNMP Slot. Use BP240V10RT3U for Extended Run | EA |  | 1 Year (2 Years) | 6130.8 | 5% | 5824.26
93740 | Tripplite | SU8000RT3UN50 | Tripp Lite 8000VA 7200W UPS Smart Online Rackmount 8kVA PDU 200V-240V 6URM | EA |  | 1 Year (2 Years) | 6589.8 | 5% | 6260.31
93741 | Tripplite | SU8000RT3UN50TF | Tripp Lite 8000VA 7200W UPS Smart Online Rackmount 8kVA PDU 120V/208V 8URM | EA |  | 1 Year (2 Years) | 7320.6 | 5% | 6954.57
93742 | Tripplite | SU8000RT4U | Tripp Lite 8000VA 5600W UPS Smart Online Rackmount 8kVA PDU 120V-240V 4URM | EA |  | 1 Year (2 Years) | 6489 | 5% | 6164.55
93743 | Tripplite | SU80K | Tripp Lite 80000VA 64000W UPS Smart Online 3-Phase Tower 80kVA 120V / 208V | EA |  | 1 Year (2 Years) | 50400 | 5% | 47880
93744 | Tripplite | SU80KMBPK | Tripp Lite Wall Mount Kirk Key Bypass Panel 240V for 80kVA 3-Phase UPS | EA |  | 1 Year (2 Years) | 12139.2 | 5% | 11532.24
93745 | Tripplite | SUBF2030 | Tripp Lite External Battery Frame Select 20kVA / 30kVA UPS 3-Phase Online | EA |  | 1 Year (2 Years) | 3600 | 5% | 3420
93746 | Tripplite | SUDC208V42P | Tripp Lite 208V 3-Phase Distribution Cabinet for 20k-60kVA UPS 42 Pole TAA | EA |  | 1 Year | 5000 | 5% | 4750
93747 | Tripplite | SUINT1500LCD2U | 1500VA 1350W INTL UPS Smart Online LCD USB DB9 208/230V 2URM | EA |  | 1 Year (2 Years) | 1311 | 5% | 1245.45
93748 | Tripplite | SUINT2200LCD2U | 2200VA 1980W INTL UPS Smart Online LCD Rackmount 208/230V USB 2U | EA |  | 1 Year (2 Years) | 2084.3 | 5% | 1980.085
93749 | Tripplite | SUINT3000LCD2U | 3000VA 2700W INTL UPS Smart Online LCD Rackmount 208/230V USB 2U | EA |  | 1 Year (2 Years) | 2337 | 5% | 2220.15
93750 | Tripplite | SUINT3000RTXL2U | Tripp Lite 3000VA 2500W UPS International Smart Online Rackmount 208-240V | EA |  | 1 Year (2 Years) | 2297.1 | 5% | 2182.245
93751 | Tripplite | SUPDM11 | Tripp Lite 200V-240V Corded UPS Backplate AC Outlet Kit Select UPS Models | EA |  | 1 Year (2 Years) | 158.4 | 5% | 150.48
93752 | Tripplite | SUPDM12 | Tripp Lite 208V Corded UPS Backplate AC Outlet Kit Select UPS Models | EA |  | 1 Year (2 Years) | 334.4 | 5% | 317.68
93753 | Tripplite | SUPDM13 | Tripp Lite 240V Corded UPS Backplate AC Outlet Kit Select UPS Models | EA |  | 1 Year (2 Years) | 267.2 | 5% | 253.84
93754 | Tripplite | SUPDMB568HW | Tripp Lite UPS / PDU Manual Bypass Switch Hot Swap 120V/208V or 120V/240V | EA |  | 1 Year (2 Years) | 525.6 | 5% | 499.32
93755 | Tripplite | SUPDMB710HW | Tripp Lite UPS / PDU Manual Bypass Switch Hot Swap 208V / 240V Hardwire | EA |  | 1 Year (2 Years) | 368 | 5% | 349.6
93756 | Tripplite | SUPDMB710IEC | Converts output for select UPS Systems to IEC320 outlets 200-240V | EA |  | 1 Year (2 Years) | 828 | 5% | 786.6
93757 | Tripplite | SUPER6OMNI B | Tripp Lite International Surge Protector Strip 230V 6 Univeral Outlet | EA |  | 1 Year (Limited Lifetime) | 30.4 | 5% | 28.88
93758 | Tripplite | SUPER6OMNI D | Tripp Lite International Surge Protector Strip 230V 6 Univeral Outlet | EA |  | 1 Year (Limited Lifetime) | 27.2 | 5% | 25.84
93759 | Tripplite | SUPER6TEL | Tripp Lite Surge Protector Strip 120V 7 Outlet RJ11 6ft Cord 1080 Joule | EA |  | 1 Year (Limited Lifetime) | 29.6 | 5% | 28.12
93760 | Tripplite | SUPER6TEL12 | Tripp Lite Surge Protector Strip 120V 7 Outlet RJ11 12ft Cord 1080 Joule | EA |  | 1 Year (Limited Lifetime) | 43.2 | 5% | 41.04
93761 | Tripplite | SUPER-7 | Tripp Lite Surge Protector Strip 120V 7 Outlet 7ft Cord 2160 Joule | EA |  | 1 Year (Limited Lifetime) | 27.6 | 5% | 26.22
93762 | Tripplite | SUPER725B | Surge Protector Power Strip 7 Outlet 25 ft Cord Black 2160 J | EA |  | 1 Year (Limited Lifetime) | 59.2 | 5% | 56.24
93763 | Tripplite | SUPER7B | Surge Protector Strip 120V 7 Outlet 7ft Cord 2160 Joule Black | EA |  | 1 Year (Limited Lifetime) | 27.6 | 5% | 26.22
93764 | Tripplite | SUPER7BTAA | Surge Protector Strip 120V 7 Outlet 7ft Cord 2160 Joule BLK TAA | EA |  | 1 Year (Limited Lifetime) | 41.6 | 5% | 39.52
93765 | Tripplite | SUPER7COAX | Tripp Lite Surge Protector Strip 120V 7 Outlet Coax 7ft Cord 2160 Joule | EA |  | 1 Year (Limited Lifetime) | 38.4 | 5% | 36.48
93766 | Tripplite | SUPER7TEL | Tripp Lite Surge Protector Strip 120V 7 Outlet RJ11 7ft Cord 2520 Joule | EA |  | 1 Year (Limited Lifetime) | 36 | 5% | 34.2
93767 | Tripplite | SUPER7TEL15 | Tripp Lite Surge Protector Strip 120V 7 Outlet RJ11 15ft Cord 2520 Joule | EA |  | 1 Year (Limited Lifetime) | 56 | 5% | 53.2
93768 | Tripplite | SURBC2030 | Tripp Lite Internal Battery Pack 20kVA / 30kVA 3-Phase Online UPS | EA |  | 1 Year | 1553.4 | 5% | 1475.73
93769 | Tripplite | SUT20K | 20kVA 20kW Smart Online 3-Phase UPS 208/120V 220/127V Tower N+1 | EA |  | 1 Year | 15300 | 5% | 14535
93770 | Tripplite | SUT20KMBP | UPS Maintenance Bypass Panel for SUT20K - 3 Breakers | EA |  | 1 Year | 2592 | 5% | 2462.4
93771 | Tripplite | SUT30K | 30kVA 30kW Smart Online 3-Phase UPS 208/120V 220/127V Tower DB9 | EA |  | 1 Year | 18000 | 5% | 17100
93772 | Tripplite | SUT30KMBP | UPS Maintenance Bypass Panel for SUT30K - 3 Breakers | EA |  | 1 Year | 3690 | 5% | 3505.5
93773 | Tripplite | SUT40K | 40kVA 40kW Smart Online 3-Phase UPS 208/120V 220/127V Tower N+1 | EA |  | 1 Year | 25560 | 5% | 24282
93774 | Tripplite | SUT40KMBP | UPS Maintenance Bypass Panel for SUT40K - 3 Breakers | EA |  | 1 Year | 3924 | 5% | 3727.8
93775 | Tripplite | SUT60K | 60kVA 60kW Smart Online 3-Phase UPS 208/120V 220/127V Tower DB9 | EA |  | 1 Year | 33300 | 5% | 31635
93776 | Tripplite | SUT60KMBP | UPS Maintenance Bypass Panel for SUT60K - 3 Breakers | EA |  | 1 Year | 8190 | 5% | 7780.5
93777 | Tripplite | SV100KL | 100kVA Smart Online 3-Phase UPS Large Frame Modular 208/120V | EA |  | 1 Year | 54100.8 | 5% | 51395.76
93778 | Tripplite | SV120KL | 120kVA Smart Online 3-Phase UPS Large Frame Modular 208/120V | EA |  | 1 Year | 60080.4 | 5% | 57076.38
93779 | Tripplite | SV140KL7P | 140kVA Smart Online 3Phase UPS Modular 208/120V 7 Power Modules | EA |  | 1 Year | 66060 | 5% | 62757
93780 | Tripplite | SV140KL8P | 140kVA Smart Online 3Phase UPS Modular 208/120V 8 Power Modules | EA |  | 1 Year | 72039.6 | 5% | 68437.62
93781 | Tripplite | SV20KL | 20kVA Smart Online 3-Phase UPS Large Frame Modular 208/120V | EA |  | 1 Year | 30180.6 | 5% | 28671.57
93782 | Tripplite | SV20KM1P1B | 20kVA Smart Online 3-Phase UPS Medium Frame Modular 1 Battery | EA |  | 1 Year | 30259.8 | 5% | 28746.81
93783 | Tripplite | SV20KM1P2B | 20kVA Smart Online 3-Phase UPS Medium Frame Modular 2 Batteries | EA |  | 1 Year | 32560.2 | 5% | 30932.19
93784 | Tripplite | SV20KM1P3B | 20kVA Smart Online 3-Phase UPS Medium Frame Modular 3 Batteries | EA |  | 1 Year | 34860.6 | 5% | 33117.57
93785 | Tripplite | SV20KM1P4B | 20kVA Smart Online 3-Phase UPS Medium Frame Modular 4 Batteries | EA |  | 1 Year | 37159.2 | 5% | 35301.24
93786 | Tripplite | SV20KS1P1B | 20kVA Smart Online 3-Phase UPS Small Frame Modular 1 Battery | EA |  | 1 Year | 22280.4 | 5% | 21166.38
93787 | Tripplite | SV20KS1P2B | 20kVA Smart Online 3-Phase UPS Small Frame Modular 2 Batteries | EA |  | 1 Year | 24580.8 | 5% | 23351.76
93788 | Tripplite | SV20KS1P3B | 20kVA Smart Online 3-Phase UPS Small Frame Modular 3 Batteries | EA |  | 1 Year | 26879.4 | 5% | 25535.43
93789 | Tripplite | SV40KL | 40kVA Smart Online 3-Phase UPS Large Frame Modular 208/120V | EA |  | 1 Year | 36160.2 | 5% | 34352.19
93790 | Tripplite | SV40KM2P2B | 40kVA Smart Online 3-Phase UPS Medium Frame Modular 2 Batteries | EA |  | 1 Year | 38539.8 | 5% | 36612.81
93791 | Tripplite | SV40KM2P3B | 40kVA Smart Online 3-Phase UPS Medium Frame Modular 3 Batteries | EA |  | 1 Year | 40840.2 | 5% | 38798.19
93792 | Tripplite | SV40KM2P4B | 40kVA Smart Online 3-Phase UPS Medium Frame Modular 4 Batteries | EA |  | 1 Year | 43140.6 | 5% | 40983.57
93793 | Tripplite | SV40KS2P2B | 40kVA Smart Online 3-Phase UPS Small Frame Modular 2 Batteries | EA |  | 1 Year | 30560.4 | 5% | 29032.38
93794 | Tripplite | SV40KS2P3B | 40kVA Smart Online 3-Phase UPS Small Frame Modular 3 Batteries | EA |  | 1 Year | 32860.8 | 5% | 31217.76
93795 | Tripplite | SV60KL | 60kVA Smart Online 3-Phase UPS Large Frame Modular 208/120V | EA |  | 1 Year | 42139.8 | 5% | 40032.81
93796 | Tripplite | SV60KM3P3B | 60kVA Smart Online 3-Phase UPS Medium Frame Modular 3 Batteries | EA |  | 1 Year | 46819.8 | 5% | 44478.81
93797 | Tripplite | SV60KM3P4B | 60kVA Smart Online 3-Phase UPS Medium Frame Modular 4 Batteries | EA |  | 1 Year | 49120.2 | 5% | 46664.19
93798 | Tripplite | SV60KS3P3B | 60kVA Smart Online 3-Phase UPS Small Frame Modular 3 Batteries | EA |  | 1 Year | 38840.4 | 5% | 36898.38
93799 | Tripplite | SV80KL | 80kVA Smart Online 3-Phase UPS Large Frame Modular 208/120V | EA |  | 1 Year | 48119.4 | 5% | 45713.43
93800 | Tripplite | SV80KM4P4B | 80kVA Smart Online 3-Phase UPS Medium Frame Modular 4 Batteries | EA |  | 1 Year | 55099.8 | 5% | 52344.81
93801 | Tripplite | SVX30KM1P2B | 30kVA Smart Online 3-Phase UPS 400/230V Medium Frame 2 Batteries | EA |  | 1 Year | 29741.4 | 5% | 28254.33
93802 | Tripplite | SVX30KM1P3B | 30kVA Smart Online 3-Phase UPS 400/230V Medium Frame 3 Batteries | EA |  | 1 Year | 32461.2 | 5% | 30838.14
93803 | Tripplite | SVX30KM1P4B | 30kVA Smart Online 3-Phase UPS 400/230V Medium Frame 4 Batteries | EA |  | 1 Year | 35181 | 5% | 33421.95
93804 | Tripplite | SVX30KM1P5B | 30kVA Smart Online 3-Phase UPS 400/230V Medium Frame 5 Batteries | EA |  | 1 Year | 37900.8 | 5% | 36005.76
93805 | Tripplite | SVX60KM2P3B | 60kVA Smart Online 3-Phase UPS 400/230V Medium Frame 3 Batteries | EA |  | 1 Year | 38860.2 | 5% | 36917.19
93806 | Tripplite | SVX60KM2P4B | 60kVA Smart Online 3-Phase UPS 400/230V Medium Frame 4 Batteries | EA |  | 1 Year | 41580 | 5% | 39501
93807 | Tripplite | SVX60KM2P5B | 60kVA Smart Online 3-Phase UPS 400/230V Medium Frame 5 Batteries | EA |  | 1 Year | 44301.6 | 5% | 42086.52
93808 | Tripplite | SVX90KM3P5B | 90kVA Smart Online 3-Phase UPS 400/230V Medium Frame 5 Batteries | EA |  | 1 Year | 50700.6 | 5% | 48165.57
93809 | Tripplite | SWIVEL6 | Tripp Lite Surge Protector Swivel 6 Outlet Wallmount Direct Plug In 120V BK | EA |  | 1 Year (Limited Lifetime) | 24 | 5% | 22.8
93810 | Tripplite | SWIVEL6USB | Surge Protector Direct Plug-In 6 Outlet 3 Rotatable, 2 USB Ports | EA |  | 1 Year (Limited Lifetime) | 27.2 | 5% | 25.84
93811 | Tripplite | T010-001-K | Cable Tester Wire Tracker Lngth Fault Location RJ45 RJ11 BNC USB | EA |  | 1 Year (2 Years) | 496.56 | 5% | 471.732
93812 | Tripplite | T012-001-K | Cable Tester Wire Tracker Tone Generator RJ45 RJ11 BNC w LED | EA |  | 1 Year (2 Years) | 234.49 | 5% | 222.7655
93813 | Tripplite | T013-001-POE | Network Cable Continuity Tester RJ45/ 11 w/PoE Detect Cat5e/6/6a | EA |  | 1 Year (2 Years) | 137.94 | 5% | 131.043
93814 | Tripplite | T014-001 | Network Cable Continuity Tester Cat5/Cat6/6a RJ11 RJ45 USB BNC | EA |  | 1 Year (2 Years) | 165.52 | 5% | 157.244
93815 | Tripplite | T016-004-K | 4 Pc Network Installer Tool Kit w/ Carrying Case RJ11 RJ12 RJ45 | EA |  | 1 Year (2 Years) | 137.94 | 5% | 131.043
93816 | Tripplite | T020-001-LC10G | Optical Fiber Cable Tester Adapter FC/LC 50/125 OM3 10 Gb M/F | EA |  | 1 Year (Limited Lifetime) | 44.14 | 5% | 41.933
93817 | Tripplite | T020-001-LC50 | Optical Fiber Cable Tester Adapter FC/LC 50/125 M/F | EA |  | 1 Year (Limited Lifetime) | 44.14 | 5% | 41.933
93818 | Tripplite | T020-001-LC62 | Optical Fiber Cable Tester Adapter FC/LC 62.5/125 M/F | EA |  | 1 Year (Limited Lifetime) | 44.14 | 5% | 41.933
93819 | Tripplite | T020-001-LC9 | Optical Fiber Cable Tester Adapter FC/LC 9/125 M/F | EA |  | 1 Year (Limited Lifetime) | 44.14 | 5% | 41.933
93820 | Tripplite | T020-001-PSF | Fiber Cable Tester Power Meter Light Source Visual Fault Locator | EA |  | 1 Year (2 Years) | 827.59 | 5% | 786.2105
93821 | Tripplite | T020-001-SC10G | Optical Fiber Cable Tester Adapter FC/SC 50/125 OM3 10 Gb M/F | EA |  | 1 Year (Limited Lifetime) | 44.14 | 5% | 41.933
93822 | Tripplite | T020-001-SC50 | Optical Fiber Cable Tester Adapter FC/SC 50/125 M/F | EA |  | 1 Year (Limited Lifetime) | 44.14 | 5% | 41.933
93823 | Tripplite | T020-001-SC62 | Optical Fiber Cable Tester Adapter FC/SC 62.5/125 M/F | EA |  | 1 Year (Limited Lifetime) | 44.14 | 5% | 41.933
93824 | Tripplite | T020-001-SC9 | Optical Fiber Cable Tester Adapter FC/SC 9/125 M/F | EA |  | 1 Year (Limited Lifetime) | 44.14 | 5% | 41.933
93825 | Tripplite | T020-001-ST62 | Optical Fiber Cable Tester Adapter FC/ST 62.5/125 M/F | EA |  | 1 Year (Limited Lifetime) | 44.14 | 5% | 41.933
93826 | Tripplite | T020-001-ST9 | Optical Fiber Cable Tester Adapter FC/ST 9/125 M/F | EA |  | 1 Year (Limited Lifetime) | 44.14 | 5% | 41.933
93827 | Tripplite | T030-50M | Laser Distance Measurer Distance Meter 50M 165ft +/-1mm Accuracy | EA |  | 1 Year | 206.9 | 5% | 196.555
93828 | Tripplite | T040-001-DP | DisplayPort & Mini DisplayPort Cable Tester with Carrying Case | EA |  | 1 Year | 137.93 | 5% | 131.0335
93829 | Tripplite | T040-001-HDMI | HDMI & Mini HDMI Cable Tester with Carrying Case | EA |  | 1 Year | 115.86 | 5% | 110.067
93830 | Tripplite | T100-001 | RJ11 RJ12 RJ45 Crimping Tool with Cable Stripper Cat5e Cat6 | EA |  | 1 Year | 48.28 | 5% | 45.866
93831 | Tripplite | T100-001-TST | RJ11 / RJ12 / RJ45 Wire Crimper w/ Built in Cable Tester | EA |  | 1 Year | 96.55 | 5% | 91.7225
93832 | Tripplite | TE1200 | Tripp Lite 1200VA 940W UPS Tower AVR 120V DB9 5-15R 6 Outlet 5-15P | EA |  | 1 Year (Limited Lifetime) | 693 | 5% | 658.35
93833 | Tripplite | TE600 | Tripp Lite 600VA 425W UPS Tower AVR 120V DB9 5-15R 6 Outlet 5-15P | EA |  | 1 Year (Limited Lifetime) | 361.8 | 5% | 343.71
93834 | Tripplite | TLM1015NC | Tripp Lite Power Strip 120V 5-15R 10 Outlet Metal 15ft Cord 5-15P | EA |  | 1 Year (Limited Lifetime) | 81.6 | 5% | 77.52
93835 | Tripplite | TLM306NC | Tripp Lite Power Strip 120V 5-15R 3 Outlet Metal 6ft Cord 5-15P | EA |  | 1 Year (Limited Lifetime) | 31.2 | 5% | 29.64
93836 | Tripplite | TLM406NC | Tripp Lite Power Strip 120V 5-15R 4 Outlet Metal 6ft Cord 5-15P | EA |  | 1 Year (Limited Lifetime) | 35.2 | 5% | 33.44
93837 | Tripplite | TLM606 | Tripp Lite Surge Protector Strip 120V 6 Outlet Metal 6ft Cord 900 Joule | EA |  | 1 Year (Limited Lifetime) | 31.2 | 5% | 29.64
93838 | Tripplite | TLM606HJ | Tripp Lite Surge Protector Strip 120V 6 Outlet Metal 6ft Cord 1340 Joule | EA |  | 1 Year (Limited Lifetime) | 34.4 | 5% | 32.68
93839 | Tripplite | TLM606NC | Tripp Lite Power Strip 120V 5-15R 6 Outlet Metal 6ft Cord 5-15P | EA |  | 1 Year (Limited Lifetime) | 39.2 | 5% | 37.24
93840 | Tripplite | TLM609GF | Tripp Lite Safety Power Strip 120V 5-15R 6 Outlet 9ft Cord GFCI Plug OSHA | EA |  | 1 Year (Limited Lifetime) | 75.2 | 5% | 71.44
93841 | Tripplite | TLM609NS | Tripp Lite Safety Power Strip 120V 5-15R 6 Outlet Metal 9ft Cord OSHA | EA |  | 1 Year (Limited Lifetime) | 44.8 | 5% | 42.56
93842 | Tripplite | TLM609SA | Tripp Lite Safety Surge Protector Strip 120V 6 Outlet Metal 9ft Cord OSHA | EA |  | 1 Year (Limited Lifetime) | 57.6 | 5% | 54.72
93843 | Tripplite | TLM615NC | Tripp Lite Power Strip 120V 5-15R 6 Outlet Metal 15ft Cord 5-15P | EA |  | 1 Year (Limited Lifetime) | 48 | 5% | 45.6
93844 | Tripplite | TLM615NC20 | Tripp Lite Power Strip 120V 5-15/20R 6 Outlet Metal 15ft Cord 5-20P | EA |  | 1 Year (Limited Lifetime) | 109.2 | 5% | 103.74
93845 | Tripplite | TLM615NCRA | Tripp Lite Power Strip Metal 120V 5-15R Right Angle 6 Outlet 15ft Cord | EA |  | 1 Year (Limited Lifetime) | 51.2 | 5% | 48.64
93846 | Tripplite | TLM615SA | Tripp Lite Safety Surge Protector Strip 120V 6 Outlet 15ft Cord OSHA | EA |  | 1 Year (Limited Lifetime) | 64 | 5% | 60.8
93847 | Tripplite | TLM626 | Tripp Lite Surge Protector Strip 120V Right Angle 6 Outlet Metal 6ft Cord | EA |  | 1 Year (Limited Lifetime) | 36 | 5% | 34.2
93848 | Tripplite | TLM626NS | Tripp Lite Safety Power Strip 120V 5-15R 6 Outlet Metal 6ft Cord OSHA | EA |  | 1 Year (Limited Lifetime) | 28.8 | 5% | 27.36
93849 | Tripplite | TLM626SA | Tripp Lite Safety Surge Protector Strip 120V 6 Outlet Metal 6ft Cord OSHA | EA |  | 1 Year (Limited Lifetime) | 33.6 | 5% | 31.92
93850 | Tripplite | TLM626TEL15 | Tripp Lite Surge Protector Strip 120V RJ11 RT Angle 6 Outlet Metal 15ft Crd | EA |  | 1 Year (Limited Lifetime) | 48.8 | 5% | 46.36
93851 | Tripplite | TLM812GF | 8 outlets 12' cord GFCI plug, 4 outlet safety covers, cord wrap with hang holes | EA |  | 1 Year (Limited Lifetime) | 86.4 | 5% | 82.08
93852 | Tripplite | TLM812SA | Tripp Lite Safety Surge Protector 120V 8 Outlet Metal 12ft Cord OSHA | EA |  | 1 Year (Limited Lifetime) | 60.8 | 5% | 57.76
93853 | Tripplite | TLM815NS | Tripp Lite Safety Power Strip 120V 5-15R 8 Outlet Metal 15ft Cord OSHA | EA |  | 1 Year (Limited Lifetime) | 57.6 | 5% | 54.72
93854 | Tripplite | TLM825GF | Tripp Lite Safety Power Strip 120V 5-15R 8 Outlet Metal 25ft Crd GFCI Plug | EA |  | 1 Year (Limited Lifetime) | 100.8 | 5% | 95.76
93855 | Tripplite | TLM825SA | Tripp Lite Safety Surge Protector 120V 8 Outlet Metal 25ft Cord OSHA | EA |  | 1 Year (Limited Lifetime) | 87.2 | 5% | 82.84
93856 | Tripplite | TLM915NC | Tripp Lite Power Strip 120V 5-15R 9 Outlet Metal 15ft Cord 5-15P | EA |  | 1 Year (Limited Lifetime) | 54.4 | 5% | 51.68
93857 | Tripplite | TLNETCARD | UPS Web Management Accessory Card SNMP Remote Monitoring | EA |  | 1 Year (2 Years) | 400 | 5% | 380
93858 | Tripplite | TLNETEM | UPS Environmental Temperature Monitoring Sensor SNMP TLNETCARD | EA |  | 1 Year (2 Years) | 198 | 5% | 188.1
93859 | Tripplite | TLP1006B | 10-Outlet Surge Protector Power Strip 6ft Cord 2880 Joules Black | EA |  | 1 Year (Limited Lifetime) | 41.6 | 5% | 39.52
93860 | Tripplite | TLP1008TEL | Tripp Lite Surge Protector 120V 10 Outlet RJ11 8ft Cord 2395 Joule | EA |  | 1 Year (Limited Lifetime) | 47.2 | 5% | 44.84
93861 | Tripplite | TLP1008TELTV | Tripp Lite Surge Protector 120V 10 Outlet RJ11 Coax 8ft Cord 3345 Joule | EA |  | 1 Year (Limited Lifetime) | 54.4 | 5% | 51.68
93862 | Tripplite | TLP1208SAT | Surge Protector 120V 12 Outlet RJ11 RJ45 Coax 8ft Crd 2880 Joule | EA |  | 1 Year (Limited Lifetime) | 64 | 5% | 60.8
93863 | Tripplite | TLP1208TEL | Tripp Lite Surge Protector 12 Outlet 120V RJ11 8ft Cord 2160 Joule | EA |  | 1 Year (Limited Lifetime) | 49.6 | 5% | 47.12
93864 | Tripplite | TLP1208TELTV | Tripp Lite Surge Protector 12 Outlet 120V RJ11 Coax 8ft Cord 2880 Joule | EA |  | 1 Year (Limited Lifetime) | 60.8 | 5% | 57.76
93865 | Tripplite | TLP1210SATG | Tripp Lite Eco Surge Protector Green 120V RJ11 RJ45 Coax 12 Outlet 10ft Crd | EA |  | 1 Year (Limited Lifetime) | 124 | 5% | 117.8
93866 | Tripplite | TLP128TTUSBB | Surge Protector Power Strip 12 Outlet 2 USB Ports Tel/Modem/Coax | EA |  | 1 Year (Limited Lifetime) | 36.8 | 5% | 34.96
93867 | Tripplite | TLP26USBB | 4-Port USB Charging Station Surge 2 Outlet Ipad Tablet Stand | EA |  | 1 Year (Limited Lifetime) | 59.2 | 5% | 56.24
93868 | Tripplite | TLP310DMUSB | Desktop Grommet Surge Protector Strip 3 Outlet USB Charging RJ45 | EA |  | 1 Year (Limited Lifetime) | 75.2 | 5% | 71.44
93869 | Tripplite | TLP310USBC | 3-Outlet Surge Protector Power Strip Clamp w/2-Port USB Charging | EA |  | 1 Year (Limited Lifetime) | 76.8 | 5% | 72.96
93870 | Tripplite | TLP310USBCW | 3-Outlet Surge Protector Power Strip w/2-Port USB Charging White | EA |  | 1 Year (Limited Lifetime) | 80 | 5% | 76
93871 | Tripplite | TLP310USBS | 3-Outlet Surge Protector Power Strip w/2-Port USB Charging Black | EA |  | 1 Year (Limited Lifetime) | 75.2 | 5% | 71.44
93872 | Tripplite | TLP31SAT | Home Theater Surge Wallmount Direct Plug In 3 Outlet Rotate Coax | EA |  | 1 Year (Limited Lifetime) | 26.8 | 5% | 25.46
93873 | Tripplite | TLP404 | Tripp Lite Surge Protector Strip 120V 4 Outlet 4ft Cord 390 Joule | EA |  | 1 Year (Limited Lifetime) | 13.5 | 5% | 12.825
93874 | Tripplite | TLP410DMUSB | 4-Outlet Surge Protector Power Strip Desk Grommet w/USB Charging | EA |  | 1 Year (Limited Lifetime) | 84.8 | 5% | 80.56
93875 | Tripplite | TLP4BK | Tripp Lite Surge Protector Wallmount Direct Plug In 120V 4 Outlet 670 Joule | EA |  | 1 Year (Limited Lifetime) | 16 | 5% | 15.2
93876 | Tripplite | TLP602 | Tripp Lite Surge Protector Strip 120V 6 Outlet 2ft Cord 180 Joule | EA |  | 1 Year (Limited Lifetime) | 10 | 5% | 9.5
93877 | Tripplite | TLP604 | Tripp Lite Surge Protector Strip 120V 6 Outlet 4ft Cord 790 Joule | EA |  | 1 Year (Limited Lifetime) | 13.6 | 5% | 12.92
93878 | Tripplite | TLP604TEL | Tripp Lite Surge Protector Strip 120V 6 Outlet RJ11 4ft Cord 790 Joule | EA |  | 1 Year (Limited Lifetime) | 16.8 | 5% | 15.96
93879 | Tripplite | TLP606 | Tripp Lite Surge Protector Strip 120V 6 Outlet 6ft Cord 790 Joule | EA |  | 1 Year (Limited Lifetime) | 16 | 5% | 15.2
93880 | Tripplite | TLP606B | Tripp Lite Surge Protector Strip 120V 6 Outlet 6ft Cord 790 Joule Black | EA |  | 1 Year (Limited Lifetime) | 16 | 5% | 15.2
93881 | Tripplite | TLP606DMUSB | Surge Protector Strip Desk Mount 120V USB 6 Outlet 6ft Cord | EA |  | 1 Year (Limited Lifetime) | 44.8 | 5% | 42.56
93882 | Tripplite | TLP606RNET | Surge Protector 120V 6 Outlet Rotating RJ11 Coax 6ft Cord | EA |  | 1 Year (Limited Lifetime) | 56 | 5% | 53.2
93883 | Tripplite | TLP606SSTELB | Surge Protector Power Strip 6 Outlet Tel/Modem 6 ft Cord Black | EA |  | 1 Year (Limited Lifetime) | 28.8 | 5% | 27.36
93884 | Tripplite | TLP606TAA | Tripp Lite Surge Protector Strip 120V 6 Outlet 6ft Cord 720 Joule TAA GSA | EA |  | 1 Year (Limited Lifetime) | 24 | 5% | 22.8
93885 | Tripplite | TLP606USB | Surge Protector Strip 120V USB 6 Outlet 6ft Cord 990 Joule | EA |  | 1 Year (Limited Lifetime) | 28.8 | 5% | 27.36
93886 | Tripplite | TLP606USBB | Surge Protector Power Strip 6 Outlet 2 USB Ports 6 ft Crd Black | EA |  | 1 Year (Limited Lifetime) | 28.8 | 5% | 27.36
93887 | Tripplite | TLP606USBBTAA | Surge Protector Strip 120V USB 6 Outlet 6ft Cord 990 Joule TAA | EA |  | 1 Year (Limited Lifetime) | 46.4 | 5% | 44.08
93888 | Tripplite | TLP608 | Surge Protector Strip 120V 6 Outlet 8ft Cord 990 Joule Flat Plug | EA |  | 1 Year (Limited Lifetime) | 21.6 | 5% | 20.52
93889 | Tripplite | TLP608RUSBB | Surge 6 Outlet 3.4A USB Charger Tablet Smartphone Ipad Iphone | EA |  | 1 Year (Limited Lifetime) | 62.4 | 5% | 59.28
93890 | Tripplite | TLP608TEL | Surge Protector Strip 6 Outlet RJ11 8ft Cord 990 Joule | EA |  | 1 Year (Limited Lifetime) | 24 | 5% | 22.8
93891 | Tripplite | TLP615 | Surge Protector Strip 6 Outlet 15ft Cord 790 Joule | EA |  | 1 Year (Limited Lifetime) | 33.6 | 5% | 31.92
93892 | Tripplite | TLP615B | Surge Protector Power Strip 6 Outlet 15 ft Cord Black 790 J | EA |  | 1 Year (Limited Lifetime) | 33.6 | 5% | 31.92
93893 | Tripplite | TLP61F | Intl Protect It! Surge 6 French Type E outlets and Plug 1140 Joules | EA |  | 1 Year (Limited Lifetime) | 28.8 | 5% | 27.36
93894 | Tripplite | TLP664USBB | Surge Protector Power Strip 6-Outlets 4 USB Ports 6ft Cord Black | EA |  | 1 Year (Limited Lifetime) | 32 | 5% | 30.4
93895 | Tripplite | TLP66USBR | Surge Protector Power Strip 6-Outlet w/4 USB Charging/Sync Ports | EA |  | 1 Year (Limited Lifetime) | 58.4 | 5% | 55.48
93896 | Tripplite | TLP6B | Surge Protector Strip 6 Outlet 6ft Cord 360 Joule Black | EA |  | 1 Year (Limited Lifetime) | 14.8 | 5% | 14.06
93897 | Tripplite | TLP706TELC | Surge Protector Strip 120V 7 Outlet RJ11 6ft Cord 1440 Joule | EA |  | 1 Year (Limited Lifetime) | 31.2 | 5% | 29.64
93898 | Tripplite | TLP707TEL | Tripp Lite Surge Protector Strip 120V 7 Outlet RJ11 7ft Cord 1080 Joule | EA |  | 1 Year (Limited Lifetime) | 29.6 | 5% | 28.12
93899 | Tripplite | TLP712 | Tripp Lite Surge Protector Strip 120V 7 Outlet 12ft Cord 1080 Joule | EA |  | 1 Year (Limited Lifetime) | 29.6 | 5% | 28.12
93900 | Tripplite | TLP712B | Tripp Lite Surge Protector Strip 120V 7 Outlet 12ft Cord 1080 Joule Black | EA |  | 1 Year (Limited Lifetime) | 29.6 | 5% | 28.12
93901 | Tripplite | TLP725 | Tripp Lite Surge Protector Strip 120V 7 Outlet 25ft Cord 1080 Joule | EA |  | 1 Year (Limited Lifetime) | 52 | 5% | 49.4
93902 | Tripplite | TLP74R | Tripp Lite Surge Protector Strip TL P74 R 120V Rt Angle 7 Outlet 4ft Cord | EA |  | 1 Year (Limited Lifetime) | 18.4 | 5% | 17.48
93903 | Tripplite | TLP74RB | Tripp Lite Surge Protector Strip TL P74 RB 120V Right Angle 7 Outlet Black | EA |  | 1 Year (Limited Lifetime) | 17.2 | 5% | 16.34
93904 | Tripplite | TLP76MSG | Eco Green Surge Protector Switched 7 Outlet Conserve Energy | EA |  | 1 Year (Limited Lifetime) | 40 | 5% | 38
93905 | Tripplite | TLP76MSGB | Eco Surge Protector Power Strip Green 7-Outlet 6ft Cord, Black | EA |  | 1 Year (Limited Lifetime) | 40 | 5% | 38
93906 | Tripplite | TLP76RBTEL | Surge Protector Strip 120V Right Angle 7 Outlet RJ11 Black | EA |  | 1 Year (Limited Lifetime) | 24 | 5% | 22.8
93907 | Tripplite | TLP78TUSBG | Tripp Lite Eco Surge Protector Green Timer Controlled 7 Outlet USB 8ft Cord | EA |  | 1 Year (Limited Lifetime) | 68.8 | 5% | 65.36
93908 | Tripplite | TLP806TEL | Surge Protector Strip 120V 8 Outlet RJ11 6ft Cord 2160 Joule | EA |  | 1 Year (Limited Lifetime) | 35.2 | 5% | 33.44
93909 | Tripplite | TLP806TELTAA | Surge Protector Power Strip 8 Outlet 6ft Cord Tel/DSL 3150 J TAA | EA |  | 1 Year (Limited Lifetime) | 48 | 5% | 45.6
93910 | Tripplite | TLP808 | Tripp Lite Surge Protector 120V 5-15R 8 Outlet 8ft Cord 1440 Joule | EA |  | 1 Year (Limited Lifetime) | 34.4 | 5% | 32.68
93911 | Tripplite | TLP808B | Surge Protector Power Strip 8 Outlet 8 ft Cord Black 1440 J | EA |  | 1 Year (Limited Lifetime) | 34.4 | 5% | 32.68
93912 | Tripplite | TLP808NETG | Tripp Lite Eco Surge Protector Green 120V 8 Outlet RJ45 8ft Cord 2160 Joule | EA |  | 1 Year (Limited Lifetime) | 86.4 | 5% | 82.08
93913 | Tripplite | TLP808TEL | Tripp Lite Surge Protector 120V 5-15R 8 Outlet RJ11 8ft Cord 2160 Joule | EA |  | 1 Year (Limited Lifetime) | 44.8 | 5% | 42.56
93914 | Tripplite | TLP808TELTAA | Tripp Lite Surge Protector 120V 5-15R 8 Outlet RJ11 8ft Cord 2160 J TAA GSA | EA |  | 1 Year (Limited Lifetime) | 52.8 | 5% | 50.16
93915 | Tripplite | TLP808TELTV | Tripp Lite Surge Protector 120V 8 Outlet RJ11 Coax 8ft Cord 2160 Joule | EA |  | 1 Year (Limited Lifetime) | 52.8 | 5% | 50.16
93916 | Tripplite | TLP810NET | Tripp Lite Surge Protector 120V 8 Outlet RJ11 RJ45 Coax 10ft Crd 3240 Joule | EA |  | 1 Year (Limited Lifetime) | 68 | 5% | 64.6
93917 | Tripplite | TLP810SAT | Tripp Lite Surge Protector 120V 8 Outlet RJ11 Coax 10ft Cord 3240 Joule | EA |  | 1 Year (Limited Lifetime) | 64 | 5% | 60.8
93918 | Tripplite | TLP825 | Tripp Lite Surge Protector 120V 5-15R 8 Outlet 25ft Cord 1440 Joule | EA |  | 1 Year (Limited Lifetime) | 58.4 | 5% | 55.48
93919 | Tripplite | TLP864USBB | Surge Protector Power Strip 8-Outlets 4 USB Ports 6ft Cord Black | EA |  | 1 Year (Limited Lifetime) | 35.2 | 5% | 33.44
93920 | Tripplite | TLP906RTEL | Surge Protector Power Strip 9-Outlet 4 Rotating Outlets 6ft Cord | EA |  | 1 Year (Limited Lifetime) | 48 | 5% | 45.6
93921 | Tripplite | TMC-6 | Tripp Lite Surge Protector Under Monitor 6 Outlet RJ11 6ft Cord 1440 Joule | EA |  | 1 Year (Limited Lifetime) | 61.2 | 5% | 58.14
93922 | Tripplite | TR-6 | 6 outlets 6' cord 1500 joules Protect It! Surge Suppressor holds 4 Transformers | EA |  | 1 Year (Limited Lifetime) | 51.2 | 5% | 48.64
93923 | Tripplite | TR-6FM | 6 outlets 6' cord 2100 joules Protect It! Surge Suppressor holds 4 Transformers | EA |  | 1 Year (Limited Lifetime) | 62.4 | 5% | 59.28
93924 | Tripplite | TRAVELCUBE | Tripp Lite Notebook Surge Protector Wallmount Direct Plug In 1 Outlet RJ11 | EA |  | 1 Year (Limited Lifetime) | 14.8 | 5% | 14.06
93925 | Tripplite | TRAVELER | Tripp Lite Notebook Surge Protector Wallmount Direct Plug In 2 Outlet RJ11 | EA |  | 1 Year (Limited Lifetime) | 23.2 | 5% | 22.04
93926 | Tripplite | TRAVELER100BT | Tripp Lite Notebook Surge Protector Wallmount Direct Plug In 2 Outlet RJ45 | EA |  | 1 Year (Limited Lifetime) | 24 | 5% | 22.8
93927 | Tripplite | TRAVELER3USB | Tripp Lite Notebook Surge Protector USB Charger 3 Outlet 540 Joule | EA |  | 1 Year (Limited Lifetime) | 29.6 | 5% | 28.12
93928 | Tripplite | U005-10I | Tripp Lite 10 Inch USB A/A Gold Extension Cable Right Angle Male/Female 10" | EA |  | 1 Year (3 Years) | 11.03 | 5% | 10.4785
93929 | Tripplite | U021-003 | Tripp Lite 3ft USB 2.0 A/B Device Cable Shielded A Male to B Male 3' | EA |  | 1 Year (3 Years) | 4.69 | 5% | 4.4555
93930 | Tripplite | U022-006 | Tripp Lite 6ft USB 2.0 A/B Gold Device Cable Shielded A Male to B Male 6' | EA |  | 1 Year (3 Years) | 5.12 | 5% | 4.864
93931 | Tripplite | U022-006-BE | 6ft USB 2.0 Hi-Speed A/B Cable M/M 28/24 AWG 480 Mbps Beige 6' | EA |  | 1 Year (3 Years) | 4.97 | 5% | 4.7215
93932 | Tripplite | U022-006-COIL | 6ft Hi-Speed USB 2.0 to USB B Cable Coiled USB A-B M/M 6' | EA |  | 1 Year (3 Years) | 5.79 | 5% | 5.5005
93933 | Tripplite | U022-010 | Tripp Lite 10ft USB 2.0 A/B Gold Device Cable Shielded A Male to B Male 10' | EA |  | 1 Year (3 Years) | 6.35 | 5% | 6.0325
93934 | Tripplite | U022-010-BE | 10ft USB 2.0 Hi-Speed A/B Cable M/M 28/24 AWG 480 Mbps Beige 10' | EA |  | 1 Year (3 Years) | 6.07 | 5% | 5.7665
93935 | Tripplite | U022-010-COIL | 10ft Hi-Speed USB 2.0 to USB B Cable Coiled USB A-B M/M 10' | EA |  | 1 Year (3 Years) | 7.18 | 5% | 6.821
93936 | Tripplite | U022-010-R | Tripp Lite 10ft USB 2.0 A/B Gold Device Cable Shielded A Male to B Male 10' | EA |  | 1 Year (3 Years) | 12.97 | 5% | 12.3215
93937 | Tripplite | U022-015 | Tripp Lite 15ft USB 2.0 A/B Gold Device Cable Shielded A Male to B Male 15' | EA |  | 1 Year (3 Years) | 9.66 | 5% | 9.177
93938 | Tripplite | U022-015-BE | 15ft USB 2.0 Hi-Speed A/B Cable M/M 28/24 AWG 480 Mbps Beige 15' | EA |  | 1 Year (3 Years) | 7.72 | 5% | 7.334
93939 | Tripplite | U023-003 | Tripp Lite 3ft USB 2.0 A/B Gold Device Cable Ferrite Chokes A Male B Male | EA |  | 1 Year (3 Years) | 7.59 | 5% | 7.2105
93940 | Tripplite | U023-006 | Tripp Lite 6ft USB 2.0 A/B Gold Device Cable Ferrite Chokes A Male B Male | EA |  | 1 Year (3 Years) | 8.14 | 5% | 7.733
93941 | Tripplite | U024-001-5P-PM | USB 2.0 Panel Mount Cable 5 Pin Motherboard IDC USB-A F/F 1' | EA |  | 1 Year (3 Years) | 6.62 | 5% | 6.289
93942 | Tripplite | U024-001-KPA-BK | USB Keystone Panel Mount Extension Coupler Cable M/F Angled 1ft | EA |  | 1 Year (3 Years) | 9.93 | 5% | 9.4335
93943 | Tripplite | U024-003 | 3ft USB 2.0 Gold Extension Double Shielded Cable USB A M/F 3' | EA |  | 1 Year (3 Years) | 5.25 | 5% | 4.9875
93944 | Tripplite | U024-003-5P-PM | USB 2.0 Panel Mount Cable 5 Pin Motherboard IDC USB-A F/F 3' | EA |  | 1 Year (3 Years) | 7.72 | 5% | 7.334
93945 | Tripplite | U024-005-DSK1 | 5ft 1-Port USB 2.0 Hi-Speed Desktop Gold A/A Extension Cable M/F | EA |  | 1 Year (3 Years) | 8.83 | 5% | 8.3885
93946 | Tripplite | U024-005-DSK2 | 5ft 2-Port USB 2.0 Hi-Speed Desktop Gold A/A Extension Cable M/F | EA |  | 1 Year (3 Years) | 9.66 | 5% | 9.177
93947 | Tripplite | U024-006 | Tripp Lite 6ft USB 2.0 Gold Extension Cable Shielded USB A Male/Female 6' | EA |  | 1 Year (3 Years) | 5.79 | 5% | 5.5005
93948 | Tripplite | U024-006-BE | 6ft USB 2.0 Hi-speed A/A Cable M/M 480 Mbps Beige, USB extension | EA |  | 1 Year (3 Years) | 5.8 | 5% | 5.51
93949 | Tripplite | U024-010 | Tripp Lite 10ft USB 2.0 Gold Extension Cable Shielded USB A Male/Female 10' | EA |  | 1 Year (3 Years) | 8.28 | 5% | 7.866
93950 | Tripplite | U024-016 | 16ft USB 2.0 Gold Extension Double Shielded Cable USB A M/F 16' | EA |  | 1 Year (3 Years) | 12.14 | 5% | 11.533
93951 | Tripplite | U024-06N-IDC | USB 2.0 A Female to USB Motherboard 4-PIN IDC Header Cable 6 IN | EA |  | 1 Year (3 Years) | 4.83 | 5% | 4.5885
93952 | Tripplite | U024-06N-PM | 6 Inch Panel Mount USB 2.0 Extension Cable USB A Male/Female 6" | EA |  | 1 Year (3 Years) | 8.28 | 5% | 7.866
93953 | Tripplite | U025-001-PM | 1ft Panel Mount USB 2.0 Extension Cable USB B Male / Female 1' | EA |  | 1 Year (3 Years) | 10.21 | 5% | 9.6995
93954 | Tripplite | U026-016 | Tripp Lite 16ft USB 2.0 A/A Active Extension Cable USB-A Male / Female 16' | EA |  | 1 Year (3 Years) | 40 | 5% | 38
93955 | Tripplite | U026-025 | Active USB 2.0 Extension Cable USB-A M/F 25ft 25' 7.6M | EA |  | 1 Year (3 Years) | 49.66 | 5% | 47.177
93956 | Tripplite | U026-10M | Tripp Lite 10M USB 2.0 A/A Hi-Speed Active Extension Repeater Cable 33ft | EA |  | 1 Year (3 Years) | 63.45 | 5% | 60.2775
93957 | Tripplite | U026-15M | 15M USB 2.0 Hi-Speed Active Extension Repeater Cable USB-A M/F | EA |  | 1 Year (3 Years) | 77.25 | 5% | 73.3875
93958 | Tripplite | U026-20M | Tripp Lite 20M USB 2.0 A/A Hi-Speed Active Extension Repeater Cable 65ft | EA |  | 1 Year (3 Years) | 93.79 | 5% | 89.1005
93959 | Tripplite | U030-003 | Tripp Lite 3ft USB 2.0 Gold Device Cable A Male to 5Pin Mini-B Male 3' | EA |  | 1 Year (3 Years) | 4.69 | 5% | 4.4555
93960 | Tripplite | U030-003-COIL | 3ft Hi-Speed USB 2.0 to Mini-B Cable Coiled USB A-Mini-B M/M 3' | EA |  | 1 Year (3 Years) | 5.25 | 5% | 4.9875
93961 | Tripplite | U030-006 | Tripp Lite 6ft USB 2.0 Gold Device Cable A Male to 5Pin Mini-B Male 6' | EA |  | 1 Year (3 Years) | 5.52 | 5% | 5.244
93962 | Tripplite | U030-006-COIL | 6ft Hi-Speed USB 2.0 to Mini-B Cable Coiled USB A-Mini-B M/M 6' | EA |  | 1 Year (3 Years) | 5.79 | 5% | 5.5005
93963 | Tripplite | U038-003 | USB 2.0 Hi-Speed Cable A Male to USB Type-C Male 3' 3ft | EA |  | 1 Year (3 Years) | 13.79 | 5% | 13.1005
93964 | Tripplite | U038-006 | USB 2.0 Hi-Speed Cable A Male to USB Type-C Male 6' 6ft | EA |  | 1 Year (3 Years) | 19.31 | 5% | 18.3445
93965 | Tripplite | U040-000-MIC-F | USB C to USB Micro-B USB 2.0 Hi-Speed Adapter Compact USB Type C | EA |  | 1 Year (3 Years) | 13.79 | 5% | 13.1005
93966 | Tripplite | U040-003-C-5A | USB 2.0 USB-C Hi-Speed Cable w/ 5A Rating 20V M/M USB Type-C 3ft | EA |  | 1 Year (3 Years) | 17.93 | 5% | 17.0335
93967 | Tripplite | U040-006 | USB 2.0 Hi-Speed Cable B Male to USB Type-C Male 6' 6ft | EA |  | 1 Year (3 Years) | 16.55 | 5% | 15.7225
93968 | Tripplite | U040-006-C | USB 2.0 Hi-Speed Cable USB Type C-C M/M 6 ft | EA |  | 1 Year (3 Years) | 16.55 | 5% | 15.7225
93969 | Tripplite | U040-006-C-5A | USB 2.0 USB-C Hi-Speed Cable w/ 5A Rating 20V M/M USB Type-C 6ft | EA |  | 1 Year (3 Years) | 23.45 | 5% | 22.2775
93970 | Tripplite | U040-006-MICRO | USB 2.0 Hi-Speed Cable Micro-B Male to USB Type-C Male 6' 6ft | EA |  | 1 Year (3 Years) | 16.55 | 5% | 15.7225
93971 | Tripplite | U040-006-MINI | USB 2.0 Hi-Speed Cable 5-Pin Mini-B Male to USB Type-C Male 6ft | EA |  | 1 Year (3 Years) | 16.55 | 5% | 15.7225
93972 | Tripplite | U040-06N-MIC-F | USB 2.0 Hi-Speed Adapter Cable USB Type-C to USB Micro-B M/F 6" | EA |  | 1 Year (3 Years) | 13.79 | 5% | 13.1005
93973 | Tripplite | U042-025 | 25ft High-Speed USB2.0 A/B Active Device Cable A Male B Male 25' | EA |  | 1 Year (3 Years) | 45.52 | 5% | 43.244
93974 | Tripplite | U042-030 | USB-A to USB-B Active Repeater Printer Cable M/M 30ft 30' | EA |  | 1 Year (3 Years) | 48.28 | 5% | 45.866
93975 | Tripplite | U042-036 | Tripp Lite 36ft High Speed USB 2.0 Active Device Cable A Male to B Male 36' | EA |  | 1 Year (3 Years) | 57.94 | 5% | 55.043
93976 | Tripplite | U042-050 | USB 2.0 Hi-Speed Active Repeater Cable A/B M/M 480Mbps 50' 50ft | EA |  | 1 Year (3 Years) | 66.21 | 5% | 62.8995
93977 | Tripplite | U050-003 | Tripp Lite 3ft USB 2.0 A to Micro-USB B Device Cable A Male Micro-B Male 3' | EA |  | 1 Year (3 Years) | 6.35 | 5% | 6.0325
93978 | Tripplite | U050-003-COIL | 3ft USB 2.0 Hi-Speed A to Micro-B-USB Cable Coiled M/M 3' | EA |  | 1 Year (3 Years) | 5.73 | 5% | 5.4435
93979 | Tripplite | U050-006 | Tripp Lite 6ft USB 2.0 A to Micro-USB B Device Cable A Male Micro-B Male 6' | EA |  | 1 Year (3 Years) | 8.28 | 5% | 7.866
93980 | Tripplite | U050-006-COIL | 6ft USB 2.0 Hi-Speed A to Micro-B-USB Cable Coiled M/M 6' | EA |  | 1 Year (3 Years) | 7.94 | 5% | 7.543
93981 | Tripplite | U050-010 | Tripp Lite 10ft USB 2.0 A Micro-USB B Device Cable A Male Micro-B Male 10' | EA |  | 1 Year (3 Years) | 10.5 | 5% | 9.975
93982 | Tripplite | U050-07N-OTG | USB 2.0 OTG Cable 2-in-1 Connector A + Micro USB B to Micro-B 7" | EA |  | 1 Year (3 Years) | 8.28 | 5% | 7.866
93983 | Tripplite | U052-06N | Micro USB to OTG Host Adapter Cable 5-Pin Micro USB A/A M/F 6IN | EA |  | 1 Year (3 Years) | 6.9 | 5% | 6.555
93984 | Tripplite | U052-06N-OTG-AM | USB 2.0 OTG Cable 2-in-1 Connector A + Micro-B to A 6" | EA |  | 1 Year (3 Years) | 11.04 | 5% | 10.488
93985 | Tripplite | U052-06N-RA | 6" Micro USB-B to USB OTG Adapter Cable Right Angle White M/F | EA |  | 1 Year (3 Years) | 6.9 | 5% | 6.555
93986 | Tripplite | U052-06N-WH | 6" Micro USB-B to USB OTG Host Adapter Cable On the Go White M/F | EA |  | 1 Year (3 Years) | 7.73 | 5% | 7.3435
93987 | Tripplite | U053-000-OTG | 2-in-1 OTG Adapter USB 3.0 Micro B & USB 2.0 Micro B to USB A | EA |  | 1 Year (3 Years) | 7.18 | 5% | 6.821
93988 | Tripplite | U054-06N | USB OTG Host Adapter Cable for Samsung Galaxy Tablet 6" 6-In | EA |  | 1 Year (3 Years) | 6.63 | 5% | 6.2985
93989 | Tripplite | U060-000-KPA-BK | USB 2.0 Keystone Panel Mount Coupler All-in-One Angled F/F Black | EA |  | 1 Year (3 Years) | 11.59 | 5% | 11.0105
93990 | Tripplite | U060-000-KPA-WH | USB 2.0 Panel Mount Coupler Keystone Jack White F/F Angled | EA |  | 1 Year (3 Years) | 11.59 | 5% | 11.0105
93991 | Tripplite | U060-000-KP-BK | USB 2.0 Keystone Panel Mount Coupler All-in-One F/F USB-A Black | EA |  | 1 Year (3 Years) | 11.59 | 5% | 11.0105
93992 | Tripplite | U060-000-KP-WH | USB 2.0 Panel Mount Coupler Keystone Jack White F/F All-In-One | EA |  | 1 Year (3 Years) | 11.59 | 5% | 11.0105
93993 | Tripplite | U060-001-KPA-BK | USB 2.0 Keystone Panel Mount Coupler Cable All-In-One Angled F/F | EA |  | 1 Year (3 Years) | 12.41 | 5% | 11.7895
93994 | Tripplite | U060-001-KPA-WH | USB 2.0 Panel Mount Coupler Cable Keystone Jack White F/F 1ft 1' | EA |  | 1 Year (3 Years) | 12.41 | 5% | 11.7895
93995 | Tripplite | U152-003-3P5 | USB to DC Power Cable M/M USB-A to 3.5 x 1.35mm DC Barrel 3ft | EA |  | 1 Year (3 Years) | 7.17 | 5% | 6.8115
93996 | Tripplite | U152-003-M | 3ft USB to Type M Barrel 5V DC Power Cable Cord USB2TYPEM 3' | EA |  | 1 Year (3 Years) | 6.07 | 5% | 5.7665
93997 | Tripplite | U152-003-N | 3ft USB to Type - N 5V DC Power Cable A Male to Type N Barrel 3' | EA |  | 1 Year (3 Years) | 5.52 | 5% | 5.244
93998 | Tripplite | U206-006-R | Tripp Lite 6ft USB/IEEE 1284 Parallel Printer Gold Adapter Cable 6' | EA |  | 1 Year (3 Years) | 25.52 | 5% | 24.244
93999 | Tripplite | U206-010 | USB to Parallel Printer Adapter Cable USB to Centronics M/M 10ft | EA |  | 1 Year (3 Years) | 41.38 | 5% | 39.311
94000 | Tripplite | U207-006 | Tripp Lite 6ft USB to Parallel Printer Adapter Cable Plug and Play 6' | EA |  | 1 Year (3 Years) | 25.38 | 5% | 24.111
94001 | Tripplite | U208-002-IND | USB to Serial Adapter Converter RS-422/RS-485 USB to DB9 2-Port | EA |  | 1 Year (3 Years) | 143.45 | 5% | 136.2775
94002 | Tripplite | U208-004-IND | USB to Serial Adapter Converter RS-422/RS-485 USB to DB9 4-Port | EA |  | 1 Year (3 Years) | 231.72 | 5% | 220.134
94003 | Tripplite | U209-000-R | Tripp Lite 17 Inch USB to Serial Adapter Cable USB-A Male to DB9 Male 17" | EA |  | 1 Year (3 Years) | 27.59 | 5% | 26.2105
94004 | Tripplite | U209-005-C | USB 2.0 USB-C to DB-9 Adapter Cable RS-232 to USB-C M/M 5' 5ft | EA |  | 1 Year (3 Years) | 41.38 | 5% | 39.311
94005 | Tripplite | U209-005-COM | FTDI USB to Serial RS-232 Adapter Cable w/ COM Retention M/M 5ft | EA |  | 1 Year (3 Years) | 44.14 | 5% | 41.933
94006 | Tripplite | U209-005-DB25 | USB to RS232 Serial Adapter Cable USB-A to DB25 DB9 M/M 5' 5ft | EA |  | 1 Year (3 Years) | 34.76 | 5% | 33.022
94007 | Tripplite | U209-006-2 | 6ft 2-Port USB to DB9/ RS 232 Serial Adapter FTDI, COM Retention | EA |  | 1 Year (3 Years) | 88.28 | 5% | 83.866
94008 | Tripplite | U209-006-RJ45-X | USB to RJ45 Cisco Serial Rollover Cable USB Type A RJ45 M/M 6 ft | EA |  | 1 Year (3 Years) | 46.9 | 5% | 44.555
94009 | Tripplite | U209-18N-NULL | 18in USB to Null Modem Serial Adapter FTDI w/ COM Retention M/F | EA |  | 1 Year (3 Years) | 46.9 | 5% | 44.555
94010 | Tripplite | U209-30N-IND | RS422 RS485 USB Serial Cable Adapter w/ COM Retention FTDI 30in | EA |  | 1 Year (3 Years) | 63.45 | 5% | 60.2775
94011 | Tripplite | U215-002 | 2-Port USB Hi-Speed Sharing Switch for Printer/ Scanner /Other | EA |  | 1 Year (3 Years) | 43.04 | 5% | 40.888
94012 | Tripplite | U215-004-R | Tripp Lite 4-Port USB 2.0 Printer / Peripheral Sharing Switch Plug and Play | EA |  | 1 Year (3 Years) | 82.76 | 5% | 78.622
94013 | Tripplite | U219-000-R | Tripp Lite USB to PS/2 Adapter USB A Male 2x Mini-Din6 Female Plug and Play | EA |  | 1 Year (3 Years) | 19.32 | 5% | 18.354
94014 | Tripplite | U222-004 | 4-Port USB 2.0 Compact Mobile Hi-Speed Ultra-Mini Hub w/ Cable | EA |  | 1 Year (3 Years) | 15.17 | 5% | 14.4115
94015 | Tripplite | U222-004-R | Tripp Lite 4-Port USB 2.0 Ultra Compact Mini Hub w/ 4ft Extension Cable | EA |  | 1 Year (3 Years) | 35.86 | 5% | 34.067
94016 | Tripplite | U222-007-R | Tripp Lite 7-Port Compact USB 2.0 / USB 1.1 Hub Tower 480Mbps 110V/220V | EA |  | 1 Year (3 Years) | 75.86 | 5% | 72.067
94017 | Tripplite | U223-004-IND | 4-Port Industrial USB 2.0 Hub Heavy Duty 15kV ESD Immunity | EA |  | 1 Year (3 Years) | 140.69 | 5% | 133.6555
94018 | Tripplite | U223-007 | 7-Port USB 2.0 Mobile Hi-Speed Hub Notebook Laptop Bus Power AC | EA |  | 1 Year (3 Years) | 49.66 | 5% | 47.177
94019 | Tripplite | U223-007-IND | Tripp Lite 7-Port Industrial USB 2.0 Hub Heavy Duty 15kV ESD Immunity | EA |  | 1 Year (3 Years) | 212.41 | 5% | 201.7895
94020 | Tripplite | U223-010 | 10-Port USB 2.0 Mobile Hi-Speed Hub Notebook Laptop Bus Power AC | EA |  | 1 Year (3 Years) | 71.72 | 5% | 68.134
94021 | Tripplite | U224-1R4-R | USB 4Port Hub with 1 Remote Port over Cat5 | EA |  | 1 Year (3 Years) | 148.97 | 5% | 141.5215
94022 | Tripplite | U224-4R4-R | Tripp Lite 4-Port USB 1.1 Over Cat5 Extender Hub Plug and Play TAA GSA | EA |  | 1 Year (3 Years) | 160 | 5% | 152
94023 | Tripplite | U225-004-R | Tripp Lite 4-Port Desktop USB 2.0 USB 1.1 Hub 480Mbps 4ft USB 2.0 Hub Cable | EA |  | 1 Year (3 Years) | 30.34 | 5% | 28.823
94024 | Tripplite | U236-000-GBW | USB 2.0 Hi-Speed to Gigabit Ethernet NIC Network Adapter White | EA |  | 1 Year (3 Years) | 44.14 | 5% | 41.933
94025 | Tripplite | U236-000-R | Tripp Lite USB 2.0 / USB 1.1 to Ethernet Adapter 10/100Mbps PC / MAC | EA |  | 1 Year (3 Years) | 40 | 5% | 38
94026 | Tripplite | U237-001 | USB External Sound Card Microphone Speaker Virtual 7.1 Channel | EA |  | 1 Year (3 Years) | 30.34 | 5% | 28.823
94027 | Tripplite | U238-000-1 | USB 2.0 to SATA / 2.5" or 3.5" IDE Drive 40-44Pin Combo Adapter | EA |  | 1 Year (3 Years) | 66.21 | 5% | 62.8995
94028 | Tripplite | U244-001-HDMI-R | Tripp Lite USB 2.0 to HDMI Display Adapter PC / Laptop to HDTV 1080p | EA |  | 1 Year (3 Years) | 157.24 | 5% | 149.378
94029 | Tripplite | U244-001-R | Tripp Lite USB 2.0 to DVI and VGA Adapter Screen Share 1080p Aero Windows | EA |  | 1 Year (3 Years) | 147.59 | 5% | 140.2105
94030 | Tripplite | U244-001-VGA | USB to VGA Adapter Multi Monitor External Video Converter 1080p | EA |  | 1 Year (3 Years) | 113.1 | 5% | 107.445
94031 | Tripplite | U244-001-VGA-R | Tripp Lite USB to VGA Display Adapter Screen Share 1080p Aero Windows | EA |  | 1 Year (3 Years) | 122.76 | 5% | 116.622
94032 | Tripplite | U261-001-BT4 | Mini Bluetooth USB Adapter 4.0 Class 1 164ft Range 7 Devices | EA |  | 1 Year (3 Years) | 26.21 | 5% | 24.8995
94033 | Tripplite | U280-001-C2 | USB Tablet Phone Car Charger High Power Adapter 5V / 2.4A | EA |  | 1 Year (3 Years) | 12.97 | 5% | 12.3215
94034 | Tripplite | U280-001-W2-HG | USB Tablet Smartphone Wall Charger Hospital Medical 1-Port 2.5A | EA |  | 1 Year (3 Years) | 55.18 | 5% | 52.421
94035 | Tripplite | U280-002-C12 | Dual Port USB Tablet Phone Car Charger High Power 5V / 3.1A | EA |  | 1 Year (3 Years) | 25.67 | 5% | 24.3865
94036 | Tripplite | U280-002-W12 | Dual Port USB Tablet Wall Travel Charger 5V / 1.0/2.4A | EA |  | 1 Year (3 Years) | 33.1 | 5% | 31.445
94037 | Tripplite | U280-004 | 4-Port USB Charging Station Hub 5V 6A/30W Tablet Smartphone ipad | EA |  | 1 Year (3 Years) | 60.69 | 5% | 57.6555
94038 | Tripplite | U280-004-OTG | 4-Port USB Charging Hub w/ OTG Hub Tablet Smartphone Ipad Iphone | EA |  | 1 Year (3 Years) | 71.72 | 5% | 68.134
94039 | Tripplite | U280-004-WS3C1 | 4-Port USB Charging Station Hub w/ USB-C Charging & Auto Sensing | EA |  | 1 Year (3 Years) | 126.9 | 5% | 120.555
94040 | Tripplite | U280-005-ST | 5-Port USB Fast Charging Station Hub/ Device Organizer 12V4A 48W | EA |  | 1 Year (3 Years) | 129.66 | 5% | 123.177
94041 | Tripplite | U280-007-CQC-ST | 7-Port USB Charging Station Hub Quick Charge 3.0, USB-C, Storage | EA |  | 1 Year (3 Years) | 151.73 | 5% | 144.1435
94042 | Tripplite | U280-010 | 10-Port USB Charging Hub Tablet Smartphone Ipad Iphone TAA GSA | EA |  | 1 Year (3 Years) | 220.69 | 5% | 209.6555
94043 | Tripplite | U280-010-ST | 10 Port USB Charger 5V 2.4A Per Port Tablet iPhone iPad Laptops | EA |  | 1 Year (3 Years) | 248.28 | 5% | 235.866
94044 | Tripplite | U280-016-RM | 16-Port USB Sync Charging Hub Tablet Smartphone Ipad Iphone TAA | EA |  | 1 Year (3 Years) | 937.93 | 5% | 891.0335
94045 | Tripplite | U280-016-RM2U | 16-Port USB Charging Station Hub w/ Syncing Tablet Smartphone | EA |  | 1 Year (3 Years) | 882.76 | 5% | 838.622
94046 | Tripplite | U280-032-RM | 32-Port USB Charging Station Hub w/ Syncing Tablet Smartphone 2U | EA |  | 1 Year (3 Years) | 1379.31 | 5% | 1310.3445
94047 | Tripplite | U280-C02-S2 | USB Car Charger Dual-Port with Autosensing 5V 4.8A Fast Charger | EA |  | 1 Year (3 Years) | 15.17 | 5% | 14.4115
94048 | Tripplite | U280-C02-S-M6 | Dual USB Car Charger w/ Quick Charge 2.0 for Tablets Smartphones | EA |  | 1 Year (3 Years) | 26.21 | 5% | 24.8995
94049 | Tripplite | U280-C02-S-QC3 | Dual USB Car Charger w/ Quick Charge 3.0 for Tablets Smartphones | EA |  | 1 Year (3 Years) | 26.21 | 5% | 24.8995
94050 | Tripplite | U280-W01-QC3 | 1-Port Quick Charge 3.0 USB Wall/ Travel Charger, Autosensing | EA |  | 1 Year (3 Years) | 46.9 | 5% | 44.555
94051 | Tripplite | U320-003-BK | 3ft USB 3.0 SuperSpeed A/A Cable M/M 28/24 AWG 5 Gbps Black 3' | EA |  | 1 Year (3 Years) | 9.93 | 5% | 9.4335
94052 | Tripplite | U320-006-BK | 6ft USB 3.0 SuperSpeed A/A Cable M/M 28/24 AWG 5 Gbps Black 6' | EA |  | 1 Year (3 Years) | 13.79 | 5% | 13.1005
94053 | Tripplite | U321-18N-20P-PM | USB 3.0 2-Port Panel Adapter 20 Pin Motherboard IDC 2x USB-A 18" | EA |  | 1 Year (3 Years) | 24.83 | 5% | 23.5885
94054 | Tripplite | U322-003 | Tripp Lite 3ft USB 3.0 SuperSpeed Device Cable 5 Gbps A Male to B Male 3' | EA |  | 1 Year (3 Years) | 12.41 | 5% | 11.7895
94055 | Tripplite | U322-003-BK | 3ft USB 3.0 SuperSpeed Device Cable 5 Gbps AB M/M Black 3' | EA |  | 1 Year (3 Years) | 12.41 | 5% | 11.7895
94056 | Tripplite | U322-006 | Tripp Lite 6ft USB 3.0 SuperSpeed Device Cable 5 Gbps A Male to B Male 6' | EA |  | 1 Year (3 Years) | 13.79 | 5% | 13.1005
94057 | Tripplite | U322-006-BK | 6ft USB 3.0 SuperSpeed Device Cable 5 Gbps AB M/M Black 6' | EA |  | 1 Year (3 Years) | 13.79 | 5% | 13.1005
94058 | Tripplite | U322-010 | Tripp Lite 10ft USB 3.0 SuperSpeed Device Cable 5 Gbps A Male to B Male 10' | EA |  | 1 Year (3 Years) | 16.55 | 5% | 15.7225
94059 | Tripplite | U322-010-BK | 10ft USB 3.0 SuperSpeed Device Cable 5Gbps AB M/M Black 10' | EA |  | 1 Year (3 Years) | 16.55 | 5% | 15.7225
94060 | Tripplite | U322-015 | Tripp Lite 15ft USB 3.0 SuperSpeed Device Cable 5 Gbps A Male to B Male 15' | EA |  | 1 Year (3 Years) | 22.07 | 5% | 20.9665
94061 | Tripplite | U322-015-BK | 15ft USB 3.0 SuperSpeed Device Cable 5Gbps AB M/M Black 15' | EA |  | 1 Year (3 Years) | 22.07 | 5% | 20.9665
94062 | Tripplite | U324-001-APM | USB 3.0 Superspeed Panel Mount Type-A Extension Cable M/F 1 ft | EA |  | 1 Year (3 Years) | 16.55 | 5% | 15.7225
94063 | Tripplite | U324-001-KPA-BK | USB 3.0 Keystone Panel Mount Coupler Extension Cable Angled 1' | EA |  | 1 Year (3 Years) | 16.55 | 5% | 15.7225
94064 | Tripplite | U324-003-KJ | USB 3.0 Superspeed Keystone Jack Type-A Extension Cable M/F 3 ft | EA |  | 1 Year (3 Years) | 16.55 | 5% | 15.7225
94065 | Tripplite | U324-006 | Tripp Lite 6ft USB 3.0 SuperSpeed Extension Cable A Male to A Female 6' | EA |  | 1 Year (3 Years) | 13.26 | 5% | 12.597
94066 | Tripplite | U324-006-BK | 6ft USB 3.0 SuperSpeed Extension Cable AA M/F Black 6' | EA |  | 1 Year (3 Years) | 13.79 | 5% | 13.1005
94067 | Tripplite | U324-006-DSK1 | 6ft 1-Port USB 3.0 SuperSpeed Desktop Extension Cable M/F 6' | EA |  | 1 Year (3 Years) | 24.83 | 5% | 23.5885
94068 | Tripplite | U324-006-DSK2 | 6ft 2-Port USB 3.0 SuperSpeed Desktop Extension Cable M/F 6' | EA |  | 1 Year (3 Years) | 27.59 | 5% | 26.2105
94069 | Tripplite | U324-010 | Tripp Lite 10ft USB 3.0 SuperSpeed Extension Cable A Male to A Female 10' | EA |  | 1 Year (3 Years) | 20.69 | 5% | 19.6555
94070 | Tripplite | U324-06N-BK | USB 3.0 SuperSpeed Type-A Extension Cable M/F 6" Black 5Gbps | EA |  | 1 Year (3 Years) | 11.04 | 5% | 10.488
94071 | Tripplite | U325-000-IND | USB Coupler SuperSpeed USB 3.0 Industrial F/F Shielded Dust Cap | EA |  | 1 Year (3 Years) | 35.86 | 5% | 34.067
94072 | Tripplite | U325-000-KPA-BK | USB 3.0 Keystone Panel Mount Coupler Angled F/F All in One Black | EA |  | 1 Year (3 Years) | 15.17 | 5% | 14.4115
94073 | Tripplite | U325-000-KP-BK | USB 3.0 Keystone Panel Mount Coupler F/F All in One Black | EA |  | 1 Year (3 Years) | 15.17 | 5% | 14.4115
94074 | Tripplite | U325-001-KPA-BK | USB 3.0 Keystone Panel Mount Coupler Cable M/F Angled 1ft | EA |  | 1 Year (3 Years) | 16.55 | 5% | 15.7225
94075 | Tripplite | U325-003 | USB 3.0 SuperSpeed A/A Cable for U325 Keystone Mount Couplers 3' | EA |  | 1 Year (3 Years) | 11.03 | 5% | 10.4785
94076 | Tripplite | U325-003-IND | USB-A Cable SuperSpeed USB 3.0/3.1 Industrial Shielded M/M 3ft | EA |  | 1 Year (3 Years) | 30.34 | 5% | 28.823
94077 | Tripplite | U325-006 | USB 3.0 SuperSpeed A/A Cable for U325 Keystone Mount Couplers 6' | EA |  | 1 Year (3 Years) | 14.48 | 5% | 13.756
94078 | Tripplite | U325-006-IND | USB-A Cable SuperSpeed USB 3.0/3.1 Industrial Shielded M/M 6ft | EA |  | 1 Year (3 Years) | 38.62 | 5% | 36.689
94079 | Tripplite | U325-010-IND | USB-A Cable SuperSpeed USB 3.0/3.1 Industrial Shielded M/M 10ft | EA |  | 1 Year (3 Years) | 46.9 | 5% | 44.555
94080 | Tripplite | U326-001-BK | USB 3.0 SuperSpeed Device Cable A to Micro-B M/M Black 1' 1ft | EA |  | 1 Year (3 Years) | 12.69 | 5% | 12.0555
94081 | Tripplite | U326-003 | Tripp Lite 3ft USB 3.0 SuperSpeed Device Cable A Male to Micro B Male 3' | EA |  | 1 Year (3 Years) | 12.41 | 5% | 11.7895
94082 | Tripplite | U326-003-BK | 3ft USB 3.0 SuperSpeed Device Cable A to Micro-B M/M Black 3' | EA |  | 1 Year (3 Years) | 12.41 | 5% | 11.7895
94083 | Tripplite | U326-006 | Tripp Lite 6ft USB 3.0 SuperSpeed Device Cable A Male to Micro B Male 6' | EA |  | 1 Year (3 Years) | 19.31 | 5% | 18.3445
94084 | Tripplite | U326-006-BK | 6ft USB 3.0 SuperSpeed Device Cable A to Micro-B M/M Black 6' | EA |  | 1 Year (3 Years) | 19.31 | 5% | 18.3445
94085 | Tripplite | U326-010 | Tripp Lite 10ft USB 3.0 SuperSpeed Device Cable A Male to Micro B Male 10' | EA |  | 1 Year (3 Years) | 30.34 | 5% | 28.823
94086 | Tripplite | U328-025 | Tripp Lite 25ft SuperSpeed USB3.0 A/B Active Device Cable 5Gbps M/M 25' | EA |  | 1 Year (3 Years) | 88.28 | 5% | 83.866
94087 | Tripplite | U328-036 | Tripp Lite 36ft SuperSpeed USB3.0 A/B Active Device Cable 5Gbps M/M 36' | EA |  | 1 Year (3 Years) | 171.03 | 5% | 162.4785
94088 | Tripplite | U329-000 | USB 3.0 Adapter Converter USB-A to USB Type C M/F USB-C | EA |  | 1 Year (3 Years) | 16.55 | 5% | 15.7225
94089 | Tripplite | U330-05M | Tripp Lite 5M USB 3.0 SuperSpeed A/A Active Extension Cable USB-A M/F 16ft | EA |  | 1 Year (3 Years) | 66.21 | 5% | 62.8995
94090 | Tripplite | U330-10M | Tripp Lite 10M USB 3.0 SuperSpeed Active Extension Repeater Cable M/F 33ft | EA |  | 1 Year (3 Years) | 187.59 | 5% | 178.2105
94091 | Tripplite | U330-15M | 15M USB 3.0 Active Superspeed Extension Repeater Cable USB-A M/F | EA |  | 1 Year (3 Years) | 193.11 | 5% | 183.4545
94092 | Tripplite | U330-20M | 20M USB 3.0 Active Superspeed Extension Repeater Cable USB-A MF | EA |  | 1 Year (3 Years) | 220.69 | 5% | 209.6555
94093 | Tripplite | U336-000-GB-AL | USB 3.0 Superspeed Gigabit Ethernet Network Adapter 10/100/1000 | EA |  | 1 Year (3 Years) | 55.17 | 5% | 52.4115
94094 | Tripplite | U336-000-GBW | USB 3.0 SuperSpeed to Gigabit Ethernet NIC Network Adapter White | EA |  | 1 Year (3 Years) | 55.17 | 5% | 52.4115
94095 | Tripplite | U336-000-R | USB 3.0 to Gigabit Ethernet Adapter RJ45 10/100/1000 Mbps | EA |  | 1 Year (3 Years) | 55.17 | 5% | 52.4115
94096 | Tripplite | U336-002-GB | USB 3.0 to Dual Port Gigabit Ethernet Adapter 10/100/1000 Mbps | EA |  | 1 Year (3 Years) | 110.34 | 5% | 104.823
94097 | Tripplite | U336-U03-GB | USB 3.0 SuperSpeed Gig Ethernet NIC Adapter 3-Port USB 3.0 Hub | EA |  | 1 Year (3 Years) | 96.55 | 5% | 91.7225
94098 | Tripplite | U338-000 | USB 3.0 to SATA / IDE Combo Adapter 2.5" IDE 44pin / 3.5" 40pin | EA |  | 1 Year (3 Years) | 88.28 | 5% | 83.866
94099 | Tripplite | U338-000-SATA | USB 3.0 SuperSpeed to SATA III Adapter 2.5in / 3.5in Hard Drives | EA |  | 1 Year (3 Years) | 77.24 | 5% | 73.378
94100 | Tripplite | U338-06N | USB 3.0 SuperSpeed to SATA/IDE Adapter 2.5/3.5/5.25" Hard Drives | EA |  | 1 Year (3 Years) | 58.76 | 5% | 55.822
94101 | Tripplite | U338-06N-SATA-B | 6in USB 3.0 SuperSpeed to SATA III Adapter w/UASP/2.5-3.5" Black | EA |  | 1 Year (3 Years) | 23.45 | 5% | 22.2775
94102 | Tripplite | U338-06N-SATA-W | 6in USB 3.0 SuperSpeed to SATA III Adapter w/UASP/2.5-3.5" White | EA |  | 1 Year (3 Years) | 23.45 | 5% | 22.2775
94103 | Tripplite | U339-000 | USB 3.0 to SATA Hard Drive Quick Dock 5 Gbps Plug & Play | EA |  | 1 Year (3 Years) | 91.04 | 5% | 86.488
94104 | Tripplite | U339-001-FLAT | USB 3.0 to SATA Hard Drive Flat Quick Dock 2.5in 3.5in HDD SSD | EA |  | 1 Year (3 Years) | 96.55 | 5% | 91.7225
94105 | Tripplite | U339-002 | USB 3.0 / USB 2.0 Dual Hard Drive SATA Docking Cloning Station | EA |  | 1 Year (3 Years) | 137.93 | 5% | 131.0335
94106 | Tripplite | U339-004 | 4-Bay Docking Station USB 3.0/eSATA to SATA 2.5-3.5" Hard Drives | EA |  | 1 Year (3 Years) | 336.56 | 5% | 319.732
94107 | Tripplite | U342-DHG-402 | USB 3.0 Laptop Dual Head Dock Station HDMI DVI Audio USB RJ45 | EA |  | 1 Year (3 Years) | 358.63 | 5% | 340.6985
94108 | Tripplite | U342-GU3 | Microsoft Surface Docking Station 4K USB Hub & Gigabit Ethernet | EA |  | 1 Year (3 Years) | 137.93 | 5% | 131.0335
94109 | Tripplite | U342-HGU3 | Microsoft Surface Docking Station w/ USB Hub, HDMI 4K & Gbe Port | EA |  | 1 Year (3 Years) | 187.59 | 5% | 178.2105
94110 | Tripplite | U342-SHG-001 | USB 3.0 HDMI VGA Mini Dock Station Gigabit Ethernet HD15 RJ45 | EA |  | 1 Year (3 Years) | 275.87 | 5% | 262.0765
94111 | Tripplite | U344-001-DP | USB 3.0 SuperSpeed to Displayport Video Adapter 5Gbps Bus Power | EA |  | 1 Year (3 Years) | 198.62 | 5% | 188.689
94112 | Tripplite | U344-001-DP-4K | USB SuperSpeed DisplayPort Dual Monitor Graphics Adapter 4Kx2K | EA |  | 1 Year (3 Years) | 220.69 | 5% | 209.6555
94113 | Tripplite | U344-001-HD-4K | USB 3.0 SuperSpeed HDMI Dual Monitor Graphics Card Adapter 4Kx2K | EA |  | 1 Year (3 Years) | 226.21 | 5% | 214.8995
94114 | Tripplite | U344-001-HDDVI | USB 3.0 to DVI and HDMI Dual Monitor Video Display Adapter | EA |  | 1 Year (3 Years) | 231.74 | 5% | 220.153
94115 | Tripplite | U344-001-HDMI-R | USB 3.0 to HDMI Adapter 2048 x 1152 / 60Hz Video Resolution | EA |  | 1 Year (3 Years) | 157.24 | 5% | 149.378
94116 | Tripplite | U344-001-R | USB 3.0 to DVI or VGA Adapter 2048 x 1152 60Hz Video Resolution | EA |  | 1 Year (3 Years) | 171.03 | 5% | 162.4785
94117 | Tripplite | U344-001-VGA | USB 3.0 SuperSpeed to VGA Adapter 512MB SDRAM 2048x1152 1080p | EA |  | 1 Year (3 Years) | 154.48 | 5% | 146.756
94118 | Tripplite | U352-000-MD | Tripp Lite USB 3.0 Multi-Drive SD / CF / MS Multi-Card Reader Plug and Play | EA |  | 1 Year (3 Years) | 68.97 | 5% | 65.5215
94119 | Tripplite | U352-000-MD-AL | USB 3.0 SuperSpeed Multi-Drive Memory Card Reader/Writer 5Gbps | EA |  | 1 Year (3 Years) | 52.41 | 5% | 49.7895
94120 | Tripplite | U352-000-SD | USB 3.0 SuperSpeed SD / Micro SD Adapter, Memory Card Reader | EA |  | 1 Year (3 Years) | 17.93 | 5% | 17.0335
94121 | Tripplite | U352-000-SD-R | Tripp Lite USB 3.0 SuperSpeed SDXC Card Reader 5Gbps Plug and Play | EA |  | 1 Year (3 Years) | 22.07 | 5% | 20.9665
94122 | Tripplite | U352-06N-SD | USB 3.0 SuperSpeed SD / Micro SD Memory Card Media Reader 6in. | EA |  | 1 Year (3 Years) | 33.1 | 5% | 31.445
94123 | Tripplite | U357-002 | Tripp Lite USB 3.0 Dual Bay External RAID Enclosure 2.5" / 3.5" SATA Drive | EA |  | 1 Year (3 Years) | 281.38 | 5% | 267.311
94124 | Tripplite | U357-025-2 | USB 3.0 SuperSpeed Dual Bay 2.5in SATA Hard Drive Enclosure RAID | EA |  | 1 Year (3 Years) | 118.62 | 5% | 112.689
94125 | Tripplite | U357-025-SEC | Encrypted Drive Enclosure for 2.5in SATA III HDD/SSD, USB 3.0 | EA |  | 1 Year (3 Years) | 110.34 | 5% | 104.823
94126 | Tripplite | U357-025-UASP | USB 3.0 SuperSpeed External Hard Drive Enclosure SATA UASP 2.5in | EA |  | 1 Year (3 Years) | 40 | 5% | 38
94127 | Tripplite | U360-003-KM | 3-Port USB 3.0 SuperSpeed Hub Kbrd/Mouse Sharing & File Transfer | EA |  | 1 Year (3 Years) | 91.03 | 5% | 86.4785
94128 | Tripplite | U360-004-AL | 4-Port Portable USB 3.0 SuperSpeed Mini Hub Laptop Chromebook | EA |  | 1 Year (3 Years) | 63.45 | 5% | 60.2775
94129 | Tripplite | U360-004-IND | 4-Port Industrial USB 3.0 SuperSpeed Hub 15KV ESD Immunity Metal | EA |  | 1 Year (3 Years) | 212.42 | 5% | 201.799
94130 | Tripplite | U360-004-MINI | Portable 4-Port USB 3.0 Superspeed Mini Hub w/ Built In Cable | EA |  | 1 Year (3 Years) | 55.17 | 5% | 52.4115
94131 | Tripplite | U360-004-R | Tripp Lite 4-Port USB 3.0 SuperSpeed Compact Hub 5Gbps Bus Powered | EA |  | 1 Year (3 Years) | 129.66 | 5% | 123.177
94132 | Tripplite | U360-004-SLIM | 4-Port Portable Slim USB 3.0 Superspeed Hub w/ Built In Cable | EA |  | 1 Year (3 Years) | 44.14 | 5% | 41.933
94133 | Tripplite | U360-007 | USB 3.0 Charging Hub 7-Port x USB 3.0, 1-Port x Charging iPad2 | EA |  | 1 Year (3 Years) | 131.32 | 5% | 124.754
94134 | Tripplite | U360-007-AL | 7-Port USB 3.0 SuperSpeed Hub/Splitter Portable Aluminum 5 Gbps | EA |  | 1 Year (3 Years) | 104.83 | 5% | 99.5885
94135 | Tripplite | U360-007-IND | 7-Port Industrial USB 3.0 SuperSpeed Hub 15KV ESD Immunity Metal | EA |  | 1 Year (3 Years) | 331.04 | 5% | 314.488
94136 | Tripplite | U360-412 | Tripp Lite USB 3.0 Charging Hub 2x USB 3.0, 4x USB 2.0, 1x Charging iPad2 | EA |  | 1 Year (3 Years) | 106.9 | 5% | 101.555
94137 | Tripplite | U420-003 | USB 3.1 Gen 1 5 Gbps Cable USB Type C-C M/M 3 ft | EA |  | 1 Year (3 Years) | 35.86 | 5% | 34.067
94138 | Tripplite | U420-003-G2 | 3ft USB 3.1 Gen 2 USB-C Cable 10 Gbps M/M Fast Charging Devices | EA |  | 1 Year (3 Years) | 38.62 | 5% | 36.689
94139 | Tripplite | U420-003-G2-5A | USB 3.1 Gen 2 USB-C Cable w/ 5A Rating 20V M/M USB Type-C 3ft 3' | EA |  | 1 Year (3 Years) | 38.62 | 5% | 36.689
94140 | Tripplite | U422-003 | USB 3.1 Gen 1 5 Gbps Cable USB Type-C USB-C to USB Type B M/M 3' | EA |  | 1 Year (3 Years) | 22.07 | 5% | 20.9665
94141 | Tripplite | U422-003-G2 | 3ft USB 3.1 Gen 2 USB-C to USB-B Cable 10 Gbps M/M Fast Charging | EA |  | 1 Year (3 Years) | 27.59 | 5% | 26.2105
94142 | Tripplite | U426-003 | USB 3.1 Gen 1 5 Gbps Cable USB Type-C USB-C to Micro-B M/M 3' | EA |  | 1 Year (3 Years) | 22.07 | 5% | 20.9665
94143 | Tripplite | U426-003-G2 | 3ft USB 3.1 Gen 2 USB-C to Micro-B Cable M/M 10 Gbps Fast Charge | EA |  | 1 Year (3 Years) | 23.45 | 5% | 22.2775
94144 | Tripplite | U428-000-F | USB 3.1 Gen 1 Adapter USB Type C-A M/F 5 Gbps Tablet Smartphone | EA |  | 1 Year (3 Years) | 16.55 | 5% | 15.7225
94145 | Tripplite | U428-003 | USB 3.1 Gen 1 5 Gbps Cable USB Type-C USB-C to USB Type A M/M 3' | EA |  | 1 Year (3 Years) | 24.83 | 5% | 23.5885
94146 | Tripplite | U428-003-G2 | 3ft USB 3.1 Gen 2 USB-C to USB-A Cable 10 Gbps USB Type-C M/M 3' | EA |  | 1 Year (3 Years) | 24.83 | 5% | 23.5885
94147 | Tripplite | U428-006 | USB C to USB-A Cable 5 Gbps USB 3.1 Gen 1 M/M USB Type C 6ft | EA |  | 1 Year (3 Years) | 30.34 | 5% | 28.823
94148 | Tripplite | U428-06N-F | USB 3.1 Gen 1 5 Gbps Cable USB Type-C USB-C to USB Type A M/F 6" | EA |  | 1 Year (3 Years) | 24.83 | 5% | 23.5885
94149 | Tripplite | U436-06N-GB | USB C to Gigabit Ethernet Adapter USB Type C to Gbe 10/100/1000 | EA |  | 1 Year (3 Years) | 52.41 | 5% | 49.7895
94150 | Tripplite | U436-06N-GB-C | USB C to Gigabit Ethernet Adapter USB Type C to Gbe PD Charging | EA |  | 1 Year (3 Years) | 104.83 | 5% | 99.5885
94151 | Tripplite | U436-06N-GBW | USB 3.1 Gen 1 Type-C to Gig Ethernet Adapter 10/100/1000Mbps Wh | EA |  | 1 Year (3 Years) | 52.41 | 5% | 49.7895
94152 | Tripplite | U436-06N-G-C | USB-C to Gigabit Ethernet Network Adapter w/ USB-C Charging Port | EA |  | 1 Year (3 Years) | 104.83 | 5% | 99.5885
94153 | Tripplite | U438-06N-G1-W | 6in USB-C Gen 1 to SATA III Adapter w/ UASP 2.5-3.5" Hard Drives | EA |  | 1 Year (3 Years) | 27.59 | 5% | 26.2105
94154 | Tripplite | U438-06N-G2-W | 6in USB-C Gen 2 to SATA III Adapter w/ UASP 2.5-3.5" Hard Drives | EA |  | 1 Year (3 Years) | 46.9 | 5% | 44.555
94155 | Tripplite | U439-001 | USB 3.1 Gen 1 SATA Hard Drive Quick Dock 2.5in & 3.5in HDD SSD | EA |  | 1 Year (3 Years) | 124.14 | 5% | 117.933
94156 | Tripplite | U442-DOCK1 | USB-C Docking Station USB-A DVI HDMI VGA DP mDP Gbe USB Charging | EA |  | 1 Year (3 Years) | 331.04 | 5% | 314.488
94157 | Tripplite | U442-DOCK10-S | USB C Docking Station 4k @ 30Hz w/USB Hub HDMI Micro SD Charging | EA |  | 1 Year (3 Years) | 165.52 | 5% | 157.244
94158 | Tripplite | U442-DOCK11-S | USB C Docking Station 4k w/USB Hub HDMI SD/Micro SD Gbe Charging | EA |  | 1 Year (3 Years) | 220.69 | 5% | 209.6555
94159 | Tripplite | U442-DOCK12-S | USB C Docking Station w/USB Hub, 2x HDMI, VGA, PD Charging 1080p | EA |  | 1 Year (3 Years) | 165.52 | 5% | 157.244
94160 | Tripplite | U442-DOCK13-S | USB C Docking Station 4k @ 30Hz w/ USB Hub, HDMI Gbe USB Type C | EA |  | 1 Year (3 Years) | 154.48 | 5% | 146.756
94161 | Tripplite | U442-DOCK1-B | USB C Docking Station 4k USB Hub HDMI VGA mDP Gbe Charging Black | EA |  | 1 Year (3 Years) | 331.03 | 5% | 314.4785
94162 | Tripplite | U442-DOCK2-S | USB C Docking Station w/ USB Hub mDP HDMI VGA GbE PD Charging 4K | EA |  | 1 Year (3 Years) | 317.24 | 5% | 301.378
94163 | Tripplite | U442-DOCK3-B | USB C Docking Station HDMI VGA GbE PD Charging USB Hub 4K Black | EA |  | 1 Year (3 Years) | 248.28 | 5% | 235.866
94164 | Tripplite | U442-DOCK4-S | USB C Docking Station w/USB Hub HDMI VGA DP Gbe PD Charging 4K | EA |  | 1 Year (3 Years) | 427.59 | 5% | 406.2105
94165 | Tripplite | U444-003-D | 3ft USB-C to DVI Adapter Converter Cable 1920 x 1200 1080p 3' | EA |  | 1 Year (3 Years) | 73.1 | 5% | 69.445
94166 | Tripplite | U444-003-DP | USB C to DisplayPort 4k Adapter Cable USB Type C to DP M/M 3ft | EA |  | 1 Year (3 Years) | 66.21 | 5% | 62.8995
94167 | Tripplite | U444-003-H | 3ft USB-C to HDMI Adapter Cable Converter UHD 4K x 2K @ 30Hz 3' | EA |  | 1 Year (3 Years) | 73.1 | 5% | 69.445
94168 | Tripplite | U444-003-V | 3ft USB-C to VGA Adapter Converter Cable 1920 x 1200 1080p 3' | EA |  | 1 Year (3 Years) | 82.76 | 5% | 78.622
94169 | Tripplite | U444-006-D | 6ft USB-C to DVI Adapter Converter Cable 1920 x 1200 1080p 6' | EA |  | 1 Year (3 Years) | 80 | 5% | 76
94170 | Tripplite | U444-006-DP | USB C to DisplayPort 4k Adapter Cable USB Type C to DP M/M 6ft | EA |  | 1 Year (3 Years) | 77.24 | 5% | 73.378
94171 | Tripplite | U444-006-H | 6ft USB-C to HDMI Adapter Cable Converter UHD 4K x 2K @ 30Hz 6' | EA |  | 1 Year (3 Years) | 80 | 5% | 76
94172 | Tripplite | U444-006-MDP | USB C to Mini DisplayPort 4K Adapter Cable USB Type C to mDP 6ft | EA |  | 1 Year (3 Years) | 85.52 | 5% | 81.244
94173 | Tripplite | U444-006-V | 6ft USB-C to VGA Adapter Converter Cable 1920 x 1200 1080p 6' | EA |  | 1 Year (3 Years) | 93.79 | 5% | 89.1005
94174 | Tripplite | U444-010-DP | USB C to DisplayPort 4K Adapter Cable USB Type C to DP M/M 10ft | EA |  | 1 Year (3 Years) | 99.32 | 5% | 94.354
94175 | Tripplite | U444-016-D | 16' USB-C to DVI DisplayPort Alternate Mode Adapter Cable 1080p | EA |  | 1 Year (3 Years) | 104.83 | 5% | 99.5885
94176 | Tripplite | U444-016-H | 16' USB-C to HDMI DisplayPort Alternate Mode Adapter Cable 4Kx2K | EA |  | 1 Year (3 Years) | 107.59 | 5% | 102.2105
94177 | Tripplite | U444-016-V | 16' USB-C to VGA DisplayPort Alternate Mode Adapter Cable 1080p | EA |  | 1 Year (3 Years) | 93.8 | 5% | 89.11
94178 | Tripplite | U444-06N-DB-C | USB C to DVI Adapter w/PD Charging 1080p Black USB Type C to DVI | EA |  | 1 Year (3 Years) | 93.79 | 5% | 89.1005
94179 | Tripplite | U444-06N-D-C | USB-C to DVI DP Alt Mode Video Adapter w/ USB-C Charging Port | EA |  | 1 Year (3 Years) | 93.79 | 5% | 89.1005
94180 | Tripplite | U444-06N-DGUB-C | USB C to DVI Multiport Adapter Converter Dock USB Type C to DVI | EA |  | 1 Year (3 Years) | 171.03 | 5% | 162.4785
94181 | Tripplite | U444-06N-DGU-C | USB-C to DVI Adapter w/ USB-A Hub, USB-C PD Charging, Ethernet | EA |  | 1 Year (3 Years) | 171.04 | 5% | 162.488
94182 | Tripplite | U444-06N-DP4K6B | USB C to DisplayPort 4K 60Hz Video Adapter M/F Type C to DP 6in | EA |  | 1 Year (3 Years) | 55.17 | 5% | 52.4115
94183 | Tripplite | U444-06N-DP4K6W | USB C to DisplayPort Adapter Converter 4K White USB Type C to DP | EA |  | 1 Year (3 Years) | 55.17 | 5% | 52.4115
94184 | Tripplite | U444-06N-DP-AM | USB 3.1 to DisplayPort Dual Monitor Graphics Card Adapter 4Kx2K | EA |  | 1 Year (3 Years) | 64.84 | 5% | 61.598
94185 | Tripplite | U444-06N-DP-C | USB C to DisplayPort Video 4K 60Hz Adapter M/F w PD Charging 6in | EA |  | 1 Year (3 Years) | 107.59 | 5% | 102.2105
94186 | Tripplite | U444-06N-DUB-C | USB C to DVI Adapter USB Hub & PD Charging USB Type C to DVI 6in | EA |  | 1 Year (3 Years) | 121.38 | 5% | 115.311
94187 | Tripplite | U444-06N-DU-C | USB-C to DVI DP Alt Mode Adapter w/USB-A Hub & USB Charging Port | EA |  | 1 Year (3 Years) | 121.39 | 5% | 115.3205
94188 | Tripplite | U444-06N-DVI-AM | USB 3.1 Gen 1 to DVI Displayport Alt Mode Graphics Card Adapter | EA |  | 1 Year (3 Years) | 68.97 | 5% | 65.5215
94189 | Tripplite | U444-06N-DVIBAM | USB C to DVI Adapter Converter 1080P M/F Black USB Type C to DVI | EA |  | 1 Year (3 Years) | 68.97 | 5% | 65.5215
94190 | Tripplite | U444-06N-H4B-C | USB C to HDMI Adapter Converter w/ PD Charging 4K USB Type C | EA |  | 1 Year (3 Years) | 85.52 | 5% | 81.244
94191 | Tripplite | U444-06N-H4-C | USB-C to HDMI DP Alt Mode Video Adapter w/USB Charging Port 4K | EA |  | 1 Year (3 Years) | 85.53 | 5% | 81.2535
94192 | Tripplite | U444-06N-H4GUBC | USB C to HDMI Multiport Adapter Dock 4K USB Type C to HDMI Black | EA |  | 1 Year (3 Years) | 179.31 | 5% | 170.3445
94193 | Tripplite | U444-06N-H4GU-C | USB-C to HDMI Adapter w/ USB Hub, USB-C PD Charging, Gbe Port 4K | EA |  | 1 Year (3 Years) | 179.32 | 5% | 170.354
94194 | Tripplite | U444-06N-H4UB-C | USB C to HDMI Multiport Adapter w/USB Hub PD Charging USB Type C | EA |  | 1 Year (3 Years) | 137.93 | 5% | 131.0335
94195 | Tripplite | U444-06N-H4U-C | USB-C to HDMI Adapter w/ USB Hub USB Charging USB 3.1 to HDMI 4K | EA |  | 1 Year (3 Years) | 137.93 | 5% | 131.0335
94196 | Tripplite | U444-06N-HD | USB 3.1 Gen 1 to HDMI Dual Monitor Video Graphics Card Adapter | EA |  | 1 Year (3 Years) | 104.83 | 5% | 99.5885
94197 | Tripplite | U444-06N-HD4K6B | USB C to HDMI 4K 60Hz Adapter Converter M/F Type C to HDMI 6in | EA |  | 1 Year (3 Years) | 66.21 | 5% | 62.8995
94198 | Tripplite | U444-06N-HD-AM | USB 3.1 Gen 1 to HDMI Displayport Alt Mode Graphics Card Adapter | EA |  | 1 Year (3 Years) | 57.93 | 5% | 55.0335
94199 | Tripplite | U444-06N-HDB-AM | USB C to HDMI Adapter Converter M/F 4K USB Type C to HDMI Black | EA |  | 1 Year (3 Years) | 53.79 | 5% | 51.1005
94200 | Tripplite | U444-06N-HDV4K | USB C to HDMI/DVI/VGA Multiport Adapter 4K USB Type C to HDMI | EA |  | 1 Year (3 Years) | 137.93 | 5% | 131.0335
94201 | Tripplite | U444-06N-HDV4KB | USB C Multiport Adapter HDMI / DVI / VGA 4Kx2K USB Type C Black | EA |  | 1 Year (3 Years) | 126.9 | 5% | 120.555
94202 | Tripplite | U444-06N-HGUB-C | USB C to HDMI Multiport Adapter Dock USB Type C to HDMI Black | EA |  | 1 Year (3 Years) | 171.03 | 5% | 162.4785
94203 | Tripplite | U444-06N-HGU-C | USB-C to HDMI Adapter w/ USB-A Hub, USB-C PD Charging, Ethernet | EA |  | 1 Year (3 Years) | 173.8 | 5% | 165.11
94204 | Tripplite | U444-06N-HU-C | USB-C to HDMI Video Adapter w/ USB-A Hub & USB Charging Port | EA |  | 1 Year (3 Years) | 124.14 | 5% | 117.933
94205 | Tripplite | U444-06N-HV4K | USB C to HDMI / VGA Multiport Adapter Converter 4K, USB Type C | EA |  | 1 Year (3 Years) | 110.34 | 5% | 104.823
94206 | Tripplite | U444-06N-VB-AM | USB C to VGA Adapter Converter 1080P M/F Black USB Type C to VGA | EA |  | 1 Year (3 Years) | 60.69 | 5% | 57.6555
94207 | Tripplite | U444-06N-VB-C | USB C to VGA Adapter w/PD Charging 1080p Black USB Type C to VGA | EA |  | 1 Year (3 Years) | 77.24 | 5% | 73.378
94208 | Tripplite | U444-06N-V-C | USB-C to VGA DPort Alt Mode Video Adapter w/USB-C Charging Port | EA |  | 1 Year (3 Years) | 77.25 | 5% | 73.3875
94209 | Tripplite | U444-06N-VGA | USB 3.1 to VGA Dual Monitor External Video Graphics Card Adapter | EA |  | 1 Year (3 Years) | 104.83 | 5% | 99.5885
94210 | Tripplite | U444-06N-VGA-AM | USB 3.1 Gen 1 to VGA Displayport Alt Mode Graphics Card Adapter | EA |  | 1 Year (3 Years) | 60.7 | 5% | 57.665
94211 | Tripplite | U444-06N-VGUB-C | USB C to VGA Multiport Adapter Dock USB Type C to VGA Black | EA |  | 1 Year (3 Years) | 137.93 | 5% | 131.0335
94212 | Tripplite | U444-06N-VGU-C | USB-C to VGA Adapter w/ USB A Hub, USB-C PD Charging & GBE Port | EA |  | 1 Year (3 Years) | 137.93 | 5% | 131.0335
94213 | Tripplite | U444-06N-VUB-C | USB C to VGA Multiport Adapter w/USB Hub PD Charging 1080p Black | EA |  | 1 Year (3 Years) | 104.83 | 5% | 99.5885
94214 | Tripplite | U444-06N-VU-C | USB-C to VGA DP Alt Mode Adapter w/USB-A Hub & USB Charging Port | EA |  | 1 Year (3 Years) | 104.83 | 5% | 99.5885
94215 | Tripplite | U452-000-SD-A | USB C Memory Card Reader Adapter 2 in 1 USB-A / USB-C USB Type C | EA |  | 1 Year (3 Years) | 44.14 | 5% | 41.933
94216 | Tripplite | U452-003 | USB 3.1 Gen 1 Multi Drive Flash Memory Media Reader/Writer 5Gbps | EA |  | 1 Year (3 Years) | 60.69 | 5% | 57.6555
94217 | Tripplite | U457-025-AG2 | USB 3.1 Gen 1 5 Gbps SATA SSD/HDD USB-A Enclosure Adapter w/UASP | EA |  | 1 Year (3 Years) | 55.17 | 5% | 52.4115
94218 | Tripplite | U457-025-CG2 | USB 3.1 Gen 2 10Gbps SATA SSD/HDD USB-C Enclosure Adapter w/UASP | EA |  | 1 Year (3 Years) | 60.69 | 5% | 57.6555
94219 | Tripplite | U457-025-SATAG2 | USB 3.1 Gen 2 10Gbps SATA SSD/HDD USB-C Enclosure Adapter w/UASP | EA |  | 1 Year (3 Years) | 102.07 | 5% | 96.9665
94220 | Tripplite | U457-1M2-SATAG2 | USB 3.1 Gen 2 10 Gbps USB-C M.2 NGFF SATA SSD Enclosure Adapter | EA |  | 1 Year (3 Years) | 96.56 | 5% | 91.732
94221 | Tripplite | U460-002-2AM-C | 2Port USB-C to USB-A Hub Micro SD & SD/MMC Reader & USB Charging | EA |  | 1 Year (3 Years) | 110.35 | 5% | 104.8325
94222 | Tripplite | U460-003-3A1G | 3-Port Portable USB 3.1 Gen 1 USB-C Gigabit Ethernet Adapter | EA |  | 1 Year (3 Years) | 137.93 | 5% | 131.0335
94223 | Tripplite | U460-003-3A1GB | USB C Multiport Hub Adapter w/ 3 USB-A, Gbe Black USB Type C | EA |  | 1 Year (3 Years) | 91.03 | 5% | 86.4785
94224 | Tripplite | U460-003-3AG | 3-Port USB-C to USB-A Hub Portable w/ Gigabit Ethernet Port RJ45 | EA |  | 1 Year (3 Years) | 91.04 | 5% | 86.488
94225 | Tripplite | U460-003-3AGB-C | USB C Docking Station w/ USB Hub, Ethernet Adapter & PD Charging | EA |  | 1 Year (3 Years) | 137.93 | 5% | 131.0335
94226 | Tripplite | U460-003-3AG-C | 3-Port USB-C hub w/ GbE, USB-C Charging USB Type C USB 3.1 Hub | EA |  | 1 Year (3 Years) | 137.93 | 5% | 131.0335
94227 | Tripplite | U460-003-3AM | 3Port USB-C to USB-A 3x Hub Micro SD & SD/MMC Reader USB 3.1 Hub | EA |  | 1 Year (3 Years) | 80 | 5% | 76
94228 | Tripplite | U460-003-3AMB | USB C Hub Multiport w/ 3x USB-A Hub Micro SD, SD/MMC Card Reader | EA |  | 1 Year (3 Years) | 80 | 5% | 76
94229 | Tripplite | U460-004-2A2C | 4-Port USB 3.1 Gen 1 Portable Hub USB-C to x2 USB-A and x2 USB-C | EA |  | 1 Year (3 Years) | 82.76 | 5% | 78.622
94230 | Tripplite | U460-004-2A2CB | USB C Hub Adapter Portable w 2x USB Type C & 2x USB-A Black | EA |  | 1 Year (3 Years) | 82.76 | 5% | 78.622
94231 | Tripplite | U460-004-4A | 4-Port Portable USB 3.1 Gen 1 USB Type-C USB-C Hub Tablet Laptop | EA |  | 1 Year (3 Years) | 68.97 | 5% | 65.5215
94232 | Tripplite | U460-004-4AB | USB C Hub 4-Port w/ 4x USB-A Portable Compact USB Type C, USB-C | EA |  | 1 Year (3 Years) | 57.93 | 5% | 55.0335
94233 | Tripplite | U460-004-4AB-C | USB C Hub Adapter w 4x USB-A & USB Type C PD Charging Black | EA |  | 1 Year (3 Years) | 110.34 | 5% | 104.823
94234 | Tripplite | U460-004-4A-C | 4-Port USB 3.1 USB-C to USB-A Hub w/ USB-C Charging Port 5 Gbps | EA |  | 1 Year (3 Years) | 102.07 | 5% | 96.9665
94235 | Tripplite | UBC41 | 4 in 1 Battery Charger 12V 24V 36V 48V Lead Acid 120/240V | EA |  | 1 Year | 361 | 5% | 342.95
94236 | Tripplite | UL17CB-15 | Tripp Lite Waber Power Strip 120V 5-15R 9 Outlet Metal 15ft Cord 5-15P | EA |  | 1 Year (Limited Lifetime) | 60.3 | 5% | 57.285
94237 | Tripplite | UL24CB-15 | Tripp Lite Waber Power Strip 120V 5-15R 6 Outlet Metal 15ft Cord 5-15P | EA |  | 1 Year (Limited Lifetime) | 54 | 5% | 51.3
94238 | Tripplite | UL24RA-15 | Tripp Lite Waber Power Strip 120V Right Angle 5-15R 6 Outlet Metal 15ft Crd | EA |  | 1 Year (Limited Lifetime) | 56.7 | 5% | 53.865
94239 | Tripplite | UL603CB-6 | Relocateable Power Taps, 4 outlets, 6' cord, Metal-Receptacle Series, no switch. Blue/Gray Color w/tabs | EA |  | 1 Year (Limited Lifetime) | 37.8 | 5% | 35.91
94240 | Tripplite | UL620-15 | Relocateable Power Taps, 6 outlets, 15' cord, Metal-Duplex Series, switch pilot light. 20 Amp. Blue/Gray Color w/tabs | EA |  | 1 Year (Limited Lifetime) | 125.1 | 5% | 118.845
94241 | Tripplite | UL800CB-15 | Tripp Lite Waber Power Strip 120V 5-15R 10 Outlet Metal 15ft Cord 5-15P | EA |  | 1 Year (Limited Lifetime) | 86.4 | 5% | 82.08
94242 | Tripplite | ULTRABLOK | 2 OUTLETS Direct Plug-In 600 JOULES Isobar Ultra Surge Suppressor 15-Amp | EA |  | 1 Year (Limited Lifetime) | 41.6 | 5% | 39.52
94243 | Tripplite | UNIPLUGINT | IEC-320 C13 Outlet Adapter for Intl Plugs | EA |  | 1 Year (2 Years) | 11.2 | 5% | 10.64
94244 | Tripplite | UPB-02K6-1U | Portable 1-Port USB Battery Charger Mobile Power Bank 2.6k mAh | EA |  | 1 Year | 35.86 | 5% | 34.067
94245 | Tripplite | UPB-05K2-1U | Portable 1-Port USB Battery Charger Mobile Power Bank 5.2k mAh | EA |  | 1 Year | 55.17 | 5% | 52.4115
94246 | Tripplite | UPB-10K0-2U | Portable 2-Port USB Battery Charger Mobile Power Bank 10k mAh | EA |  | 1 Year | 82.76 | 5% | 78.622
94247 | Tripplite | UPB-10K4-S2U | Portable 2-Port USB Battery Charger Mobile Power Bank 10.4k mAh | EA |  | 1 Year | 85.52 | 5% | 81.244
94248 | Tripplite | UPB-12K0-2U | Portable 2-Port USB Battery Charger Mobile Power Bank 12k mAh | EA |  | 1 Year | 102.07 | 5% | 96.9665
94249 | Tripplite | UPB-12K0-S2X2U | Portable 2-Port USB Battery Charger Mobile Power Bank 12k mAh | EA |  | 1 Year | 104.83 | 5% | 99.5885
94250 | Tripplite | UPSHDEARKIT | Tripp Lite Rack Enclosure Server Cabinet UPS Front Rail Mounting Bracket | EA |  | 1 Year (Limited Lifetime) | 61.2 | 5% | 58.14
94251 | Tripplite | UPSWM | Tripp Lite Wallmount Rack Enclosure Bracket for Tower UPS Models | EA |  | 1 Year (2 Years) | 170 | 5% | 161.5
94252 | Tripplite | UR020-003 | 3ft USB 2.0 Universal Reversible Connector Cable Male to Male 3' | EA |  | 1 Year (Limited Lifetime) | 7.72 | 5% | 7.334
94253 | Tripplite | UR020-003-RA | 3ft USB 2.0 Universal Reversible Connector Cable Right M/M 3' | EA |  | 1 Year (Limited Lifetime) | 10.21 | 5% | 9.6995
94254 | Tripplite | UR020-006 | 6ft USB 2.0 Universal Reversible Connector Cable M/M 6' | EA |  | 1 Year (Limited Lifetime) | 8.84 | 5% | 8.398
94255 | Tripplite | UR020-006-RA | 6ft USB 2.0 Universal Reversible Connector Cable Right M/M 6' | EA |  | 1 Year (Limited Lifetime) | 10.21 | 5% | 9.6995
94256 | Tripplite | UR020-010 | 10ft USB 2.0 Universal Reversible Connector Cable M/M 10' | EA |  | 1 Year (Limited Lifetime) | 12.41 | 5% | 11.7895
94257 | Tripplite | UR022-001 | 1ft USB 2.0 Hi-Speed Universal Reversible Cable A to B M/M 1' | EA |  | 1 Year (Limited Lifetime) | 5.52 | 5% | 5.244
94258 | Tripplite | UR022-003 | 3ft USB 2.0 Universal Reversible Device Cable M/M 3' | EA |  | 1 Year (Limited Lifetime) | 7.45 | 5% | 7.0775
94259 | Tripplite | UR022-003-RA | 3ft USB 2.0 Universal Reversible Device Cable Right M/M 3' | EA |  | 1 Year (Limited Lifetime) | 7.45 | 5% | 7.0775
94260 | Tripplite | UR022-006 | 6ft USB 2.0 Universal Reversible Device Cable M/M 6' | EA |  | 1 Year (Limited Lifetime) | 8.55 | 5% | 8.1225
94261 | Tripplite | UR022-006-RA | 6ft USB 2.0 Universal Reversible Device Cable Right M/M 6' | EA |  | 1 Year (Limited Lifetime) | 8.55 | 5% | 8.1225
94262 | Tripplite | UR022-006-SLIM | USB 2.0 Hi-Speed Super Slim Universal Reversible Cable M/M 6ft | EA |  | 1 Year (Limited Lifetime) | 5.52 | 5% | 5.244
94263 | Tripplite | UR022-006-UDA | USB 2.0 Universal Reversible A/B Device Cable Up / Down 6' 6ft | EA |  | 1 Year (Limited Lifetime) | 6.07 | 5% | 5.7665
94264 | Tripplite | UR022-006-WH | 6ft USB 2.0 Universal Reversible Cable RT/LT Angle M/M White 6' | EA |  | 1 Year (Limited Lifetime) | 6.07 | 5% | 5.7665
94265 | Tripplite | UR022-010 | 10ft USB 2.0 Universal Reversible Device Cable M/M 10' | EA |  | 1 Year (Limited Lifetime) | 10.76 | 5% | 10.222
94266 | Tripplite | UR024-000 | USB 2.0 Universal Reversible Cable Adapter A-Male to A-Female | EA |  | 1 Year (Limited Lifetime) | 5.52 | 5% | 5.244
94267 | Tripplite | UR024-000-RA | Universal Reversible USB 2.0 Cable Adapter A Right Angle M/F | EA |  | 1 Year (Limited Lifetime) | 8.28 | 5% | 7.866
94268 | Tripplite | UR024-000-UP | Universal USB 2.0 Hi-Speed Adapter Reversible to Up Angle M/F | EA |  | 1 Year (Limited Lifetime) | 8.28 | 5% | 7.866
94269 | Tripplite | UR024-001 | 1ft USB 2.0 Universal Reversible Cable M/F 1' | EA |  | 1 Year (Limited Lifetime) | 6.34 | 5% | 6.023
94270 | Tripplite | UR024-003-WH | 3ft USB 2.0 Universal Reversible Extension Cable M/F White 3' | EA |  | 1 Year (Limited Lifetime) | 8.83 | 5% | 8.3885
94271 | Tripplite | UR024-006 | 6ft USB 2.0 Universal Reversible Cable M/F 6' | EA |  | 1 Year (Limited Lifetime) | 9.66 | 5% | 9.177
94272 | Tripplite | UR024-010 | 10ft USB 2.0 Universal Reversible Cable M/F 10' | EA |  | 1 Year (Limited Lifetime) | 12.42 | 5% | 11.799
94273 | Tripplite | UR024-010-WH | 10ft USB 2.0 Universal Reversible Extension Cable M/F White 10' | EA |  | 1 Year (Limited Lifetime) | 12.69 | 5% | 12.0555
94274 | Tripplite | UR024-06N | 6 Inch USB 2.0 Hi-Speed Universal Reversible Cable A to A M/F 6" | EA |  | 1 Year (Limited Lifetime) | 5.52 | 5% | 5.244
94275 | Tripplite | UR024-18N-RA | 18 Inch USB 2.0 Universal Reversible Cable Right M/F 18" | EA |  | 1 Year (Limited Lifetime) | 6.9 | 5% | 6.555
94276 | Tripplite | UR030-001 | 1ft USB 2.0 Universal Reversible Cable A to 5Pin Mini-B M/M 1' | EA |  | 1 Year (Limited Lifetime) | 4.69 | 5% | 4.4555
94277 | Tripplite | UR030-003 | 3ft USB 2.0 Universal Reversible Cable Male to 5Pin Mini Male 3' | EA |  | 1 Year (Limited Lifetime) | 5.24 | 5% | 4.978
94278 | Tripplite | UR030-003-DNB | 3ft USB 2.0 Universal Reversible Cable A to Down 5Pin Mini B 3' | EA |  | 1 Year (Limited Lifetime) | 5.53 | 5% | 5.2535
94279 | Tripplite | UR030-003-LAB | 3ft USB 2.0 Universal Reversible Cable A to Left 5Pin Mini B 3' | EA |  | 1 Year (Limited Lifetime) | 4.69 | 5% | 4.4555
94280 | Tripplite | UR030-003-RAB | 3ft USB 2.0 Universal Reversible Cable A to Right 5Pin Mini B 3' | EA |  | 1 Year (Limited Lifetime) | 5.24 | 5% | 4.978
94281 | Tripplite | UR030-003-UPB | 3ft USB 2.0 Universal Reversible Cable A to Up 5Pin Mini B 3' | EA |  | 1 Year (Limited Lifetime) | 4.69 | 5% | 4.4555
94282 | Tripplite | UR030-006 | 6ft USB 2.0 Universal Reversible Cable Male to 5Pin Mini Male 6' | EA |  | 1 Year (Limited Lifetime) | 7.45 | 5% | 7.0775
94283 | Tripplite | UR030-006-LAB | 6ft USB 2.0 Universal Reversible Cable A to Left 5Pin Mini B 6' | EA |  | 1 Year (Limited Lifetime) | 6.34 | 5% | 6.023
94284 | Tripplite | UR030-006-RA | 6ft USB 2.0 Universal Reversible Cable Right M / 5Pin Mini M 6' | EA |  | 1 Year (Limited Lifetime) | 7.45 | 5% | 7.0775
94285 | Tripplite | UR030-006-RAB | 6ft USB 2.0 Universal Reversible Cable A to Right 5Pin Mini B 6' | EA |  | 1 Year (Limited Lifetime) | 6.34 | 5% | 6.023
94286 | Tripplite | UR030-006-UPB | 6ft USB 2.0 Universal Reversible Cable A to Up 5Pin Mini B 6' | EA |  | 1 Year (Limited Lifetime) | 5.8 | 5% | 5.51
94287 | Tripplite | UR030-06N | 6 Inch USB 2.0 Universal Reversible Cable A to 5Pin Min-B M/M 6" | EA |  | 1 Year (Limited Lifetime) | 4.69 | 5% | 4.4555
94288 | Tripplite | UR050-001 | 1ft USB 2.0 Universal Reversible Cable A to 5Pin Micro B M/M 1' | EA |  | 1 Year (Limited Lifetime) | 5.52 | 5% | 5.244
94289 | Tripplite | UR050-001-24-10 | USB 2.0 Reversible Charging Cable 24AWG A 5Pin Micro B 10pc 1ft | EA |  | 1 Year (Limited Lifetime) | 55.17 | 5% | 52.4115
94290 | Tripplite | UR050-001-24G | USB 2.0 Reversible Charging Sync Cable 24AWG A to Micro B 1ft | EA |  | 1 Year (Limited Lifetime) | 6.07 | 5% | 5.7665
94291 | Tripplite | UR050-001-DNB | 1ft USB 2.0 Universal Reversible Cable A to Down 5Pin Micro B 1' | EA |  | 1 Year (Limited Lifetime) | 5.8 | 5% | 5.51
94292 | Tripplite | UR050-001-UPB | 1ft USB 2.0 Universal Reversible Cable A to Up 5Pin Micro B 1' | EA |  | 1 Year (Limited Lifetime) | 5.24 | 5% | 4.978
94293 | Tripplite | UR050-003 | 3ft USB 2.0 Universal Reversible Cable Male to Micro Male 3' | EA |  | 1 Year (Limited Lifetime) | 8.28 | 5% | 7.866
94294 | Tripplite | UR050-003-24G | 3ft USB 2.0 Universal Reversible Cable 24AWG A to 5Pin Mic B 3' | EA |  | 1 Year (Limited Lifetime) | 10.48 | 5% | 9.956
94295 | Tripplite | UR050-003-DNB | 3ft USB 2.0 Universal Reversible Cable A to Down 5Pin Micro B 3' | EA |  | 1 Year (Limited Lifetime) | 5.8 | 5% | 5.51
94296 | Tripplite | UR050-003-RA | 3ft USB 2.0 Universal Reversible Cable Right M / Micro M 3' | EA |  | 1 Year (Limited Lifetime) | 8.28 | 5% | 7.866
94297 | Tripplite | UR050-003-RAB | 3ft USB 2.0 Universal Reversible Cable A to Right 5Pin Micro B | EA |  | 1 Year (Limited Lifetime) | 8.28 | 5% | 7.866
94298 | Tripplite | UR050-003-UPB | 3ft USB 2.0 Universal Reversible Cable A to Up 5Pin Micro B 3' | EA |  | 1 Year (Limited Lifetime) | 6.07 | 5% | 5.7665
94299 | Tripplite | UR050-003-WH | 3ft USB 2.0 Universal Reversible Cable A to 5Pin Micro B White | EA |  | 1 Year (Limited Lifetime) | 8.3 | 5% | 7.885
94300 | Tripplite | UR050-006 | 6ft USB 2.0 Universal Reversible Cable Male to Micro-USB Male 6' | EA |  | 1 Year (Limited Lifetime) | 9.66 | 5% | 9.177
94301 | Tripplite | UR050-006-24G | 6ft USB 2.0 Universal Reversible Cable 24AWG A to 5Pin Mic B 6' | EA |  | 1 Year (Limited Lifetime) | 13.24 | 5% | 12.578
94302 | Tripplite | UR050-006-DNB | Tripp Lite 6ft USB 2.0 Universal Reversible Cable A to Down 5Pin Micro B | EA |  | 1 Year (Limited Lifetime) | 8.84 | 5% | 8.398
94303 | Tripplite | UR050-006-LAB | Tripp Lite 6ft USB 2.0 Universal Reversible Cable A to Left 5Pin Micro B | EA |  | 1 Year (Limited Lifetime) | 8.84 | 5% | 8.398
94304 | Tripplite | UR050-006-RAB | Tripp Lite 6ft USB 2.0 Universal Reversible Cable A to Right 5Pin Micro B | EA |  | 1 Year (Limited Lifetime) | 8.84 | 5% | 8.398
94305 | Tripplite | UR050-006-UDA | USB 2.0 Universal Reversible A Micro B Device Cable Up Down 6ft | EA |  | 1 Year (Limited Lifetime) | 8.84 | 5% | 8.398
94306 | Tripplite | UR050-006-UPB | Tripp Lite 6ft USB 2.0 Universal Reversible Cable A to Up 5Pin Micro B 6' | EA |  | 1 Year (Limited Lifetime) | 8.84 | 5% | 8.398
94307 | Tripplite | UR050-010 | 10ft USB 2.0 Universal Reversible Cable Male to Micro Male 10' | EA |  | 1 Year (Limited Lifetime) | 11.86 | 5% | 11.267
94308 | Tripplite | UR050-06N | 6 Inch USB 2.0 Universal Reversible Cable A to 5Pin Micro B M/M | EA |  | 1 Year (Limited Lifetime) | 5.53 | 5% | 5.2535
94309 | Tripplite | UR050-06N-WH | 6 Inch USB 2.0 Universal Reversible Cable A to 5Pin Mic B White | EA |  | 1 Year (Limited Lifetime) | 5.52 | 5% | 5.244
94310 | Tripplite | UR05C-003-RARB | Reversible USB Charge Cable Left Right A to Right 5-Pin Mic B 3' | EA |  | 1 Year (Limited Lifetime) | 12.41 | 5% | 11.7895
94311 | Tripplite | UR05C-003-RB | Reversible USB Charge Cable A to Right Angle 5-Pin Micro B 3' | EA |  | 1 Year (Limited Lifetime) | 12.41 | 5% | 11.7895
94312 | Tripplite | UR05C-003-UARB | Reversible USB Charge Cable Up Down A to Right 5-Pin Mic B 3' | EA |  | 1 Year (Limited Lifetime) | 12.41 | 5% | 11.7895
94313 | Tripplite | USA-19HS | Keyspan Hi Speed USB Serial Adapter, PC MAC, supports Cisco Break Sequence | EA |  | 1 Year (3 Years) | 45 | 5% | 42.75
94314 | Tripplite | USA-19HS-C | Keyspan High Speed USB C to Serial Adapter DB9 3ft USB Cable TAA | EA |  | 1 Year (3 Years) | 48 | 5% | 45.6
94315 | Tripplite | USA-49WG | Tripp Lite Keyspan High Speed 4-Port Serial to USB Adapter; 4 RS-232 DB9 | EA |  | 1 Year (3 Years) | 136 | 5% | 129.2
94316 | Tripplite | UT1250UL | 1250W 12V DC to AC Inverter for Utility/Work Truck w/ 2 GFCI Outlets | EA |  | 1 Year | 891 | 5% | 846.45
94317 | Tripplite | UT2012UL | 2000W 12V DC to AC Inverter for Utility/Work Truck w/ 2 GFCI Outlets | EA |  | 1 Year | 1395 | 5% | 1325.25
94318 | Tripplite | UT750UL | 750W 12V DC to AC Inverter for Utility/Work Truck w/ 2 GFCI Outlets | EA |  | 1 Year | 711 | 5% | 675.45
94319 | Tripplite | WATCHDOG | WatchDog Service Monitoring/Rebooting Software. | EA |  | 1 Year | 50 | 5% | 47.5
94320 | Tripplite | WEBCARDLX | UPS Web Management Accessory Card SNMP Remote Monitoring HTML5 | EA |  | 1 Year (2 Years) | 400 | 5% | 380
94321 | Tripplite | WEXT1A | 1-Year Warranty for Select Products | EA |  | 1 Year | 9 | 5% | 8.55
94322 | Tripplite | WEXT1B | 1-Year Warranty for Select Products | EA |  | 1 Year | 18 | 5% | 17.1
94323 | Tripplite | WEXT1C | 1-Year Warranty for Select Products | EA |  | 1 Year | 36 | 5% | 34.2
94324 | Tripplite | WEXT1D | 1-Year Warranty for Select Products | EA |  | 1 Year | 54 | 5% | 51.3
94325 | Tripplite | WEXT1E | 1-Year Warranty for Select Products | EA |  | 1 Year | 72 | 5% | 68.4
94326 | Tripplite | WEXT1F | 1-Year Warranty for Select Products | EA |  | 1 Year | 90 | 5% | 85.5
94327 | Tripplite | WEXT1G | 1-Year Warranty for Select Products | EA |  | 1 Year | 108 | 5% | 102.6
94328 | Tripplite | WEXT1H | 1-Year Warranty for Select Products | EA |  | 1 Year | 126 | 5% | 119.7
94329 | Tripplite | WEXT1J | 1-Year Warranty for Select Products | EA |  | 1 Year | 144 | 5% | 136.8
94330 | Tripplite | WEXT1K | 1-Year Warranty for Select Products | EA |  | 1 Year | 162 | 5% | 153.9
94331 | Tripplite | WEXT1L | 1-Year Warranty for Select Products | EA |  | 1 Year | 180 | 5% | 171
94332 | Tripplite | WEXT1M | 1-Year Warranty for Select Products | EA |  | 1 Year | 216 | 5% | 205.2
94333 | Tripplite | WEXT1N | 1-Year Warranty for Select Products | EA |  | 1 Year | 288 | 5% | 273.6
94334 | Tripplite | WEXT1P | 1-Year Warranty for Select Products | EA |  | 1 Year | 360 | 5% | 342
94335 | Tripplite | WEXT1Q | 1-Year Warranty for Select Products | EA |  | 1 Year | 468 | 5% | 444.6
94336 | Tripplite | WEXT1R | 1-Year Warranty for Select Products | EA |  | 1 Year | 630 | 5% | 598.5
94337 | Tripplite | WEXT1S | 1-Year Warranty for Select Products | EA |  | 1 Year | 810 | 5% | 769.5
94338 | Tripplite | WEXT1T | 1-Year Warranty for Select Products | EA |  | 1 Year | 1080 | 5% | 1026
94339 | Tripplite | WEXT1U | 1-Year Warranty for Select Products | EA |  | 1 Year | 1350 | 5% | 1282.5
94340 | Tripplite | WEXT1V | 1-Year Warranty for Select Products | EA |  | 1 Year | 1620 | 5% | 1539
94341 | Tripplite | WEXT1W | 1-Year Warranty for Select Products | EA |  | 1 Year | 2250 | 5% | 2137.5
94342 | Tripplite | WEXT2A | 2-Year Warranty for Select Products | EA |  | 1 Year (2 Years) | 18 | 5% | 17.1
94343 | Tripplite | WEXT2B | 2-Year Warranty for Select Products | EA |  | 1 Year (2 Years) | 36 | 5% | 34.2
94344 | Tripplite | WEXT2C | 2-Year Warranty for Select Products | EA |  | 1 Year (2 Years) | 72 | 5% | 68.4
94345 | Tripplite | WEXT2D | 2-Year Warranty for Select Products | EA |  | 1 Year (2 Years) | 108 | 5% | 102.6
94346 | Tripplite | WEXT2E | 2-Year Warranty for Select Products | EA |  | 1 Year (2 Years) | 144 | 5% | 136.8
94347 | Tripplite | WEXT2F | 2-Year Warranty for Select Products | EA |  | 1 Year (2 Years) | 180 | 5% | 171
94348 | Tripplite | WEXT2G | 2-Year Warranty for Select Products | EA |  | 1 Year (2 Years) | 216 | 5% | 205.2
94349 | Tripplite | WEXT2H | 2-Year Warranty for Select Products | EA |  | 1 Year (2 Years) | 252 | 5% | 239.4
94350 | Tripplite | WEXT2J | 2-Year Warranty for Select Products | EA |  | 1 Year (2 Years) | 288 | 5% | 273.6
94351 | Tripplite | WEXT2K | 2-Year Warranty for Select Products | EA |  | 1 Year (2 Years) | 324 | 5% | 307.8
94352 | Tripplite | WEXT2L | 2-Year Warranty for Select Products | EA |  | 1 Year (2 Years) | 360 | 5% | 342
94353 | Tripplite | WEXT2M | 2-Year Warranty for Select Products | EA |  | 1 Year (2 Years) | 432 | 5% | 410.4
94354 | Tripplite | WEXT2N | 2-Year Warranty for Select Products | EA |  | 1 Year (2 Years) | 576 | 5% | 547.2
94355 | Tripplite | WEXT2P | 2-Year Warranty for Select Products | EA |  | 1 Year (2 Years) | 720 | 5% | 684
94356 | Tripplite | WEXT2Q | 2-Year Warranty for Select Products | EA |  | 1 Year (2 Years) | 936 | 5% | 889.2
94357 | Tripplite | WEXT2R | 2-Year Warranty for Select Products | EA |  | 1 Year (2 Years) | 1260 | 5% | 1197
94358 | Tripplite | WEXT2S | 2-Year Warranty for Select Products | EA |  | 1 Year (2 Years) | 1620 | 5% | 1539
94359 | Tripplite | WEXT2T | 2-Year Warranty for Select Products | EA |  | 1 Year (2 Years) | 2160 | 5% | 2052
94360 | Tripplite | WEXT2U | 2-Year Warranty for Select Products | EA |  | 1 Year (2 Years) | 2700 | 5% | 2565
94361 | Tripplite | WEXT2V | 2-Year Warranty for Select Products | EA |  | 1 Year (2 Years) | 3240 | 5% | 3078
94362 | Tripplite | WEXT2W | 2-Year Warranty for Select Products | EA |  | 1 Year (2 Years) | 4500 | 5% | 4275
94363 | Tripplite | WEXT3A | 3-Year Warranty for Select Products | EA |  | 1 Year (3 Years) | 27 | 5% | 25.65
94364 | Tripplite | WEXT3B | 3-Year Warranty for Select Products | EA |  | 1 Year (3 Years) | 54 | 5% | 51.3
94365 | Tripplite | WEXT3C | 3-Year Warranty for Select Products | EA |  | 1 Year (3 Years) | 108 | 5% | 102.6
94366 | Tripplite | WEXT3D | 3-Year Warranty for Select Products | EA |  | 1 Year (3 Years) | 162 | 5% | 153.9
94367 | Tripplite | WEXT3E | 3-Year Warranty for Select Products | EA |  | 1 Year (3 Years) | 216 | 5% | 205.2
94368 | Tripplite | WEXT3F | 3-Year Warranty for Select Products | EA |  | 1 Year (3 Years) | 270 | 5% | 256.5
94369 | Tripplite | WEXT3G | 3-Year Warranty for Select Products | EA |  | 1 Year (3 Years) | 324 | 5% | 307.8
94370 | Tripplite | WEXT3H | 3-Year Warranty for Select Products | EA |  | 1 Year (3 Years) | 378 | 5% | 359.1
94371 | Tripplite | WEXT3J | 3-Year Warranty for Select Products | EA |  | 1 Year (3 Years) | 432 | 5% | 410.4
94372 | Tripplite | WEXT3K | 3-Year Warranty for Select Products | EA |  | 1 Year (3 Years) | 486 | 5% | 461.7
94373 | Tripplite | WEXT3L | 3-Year Warranty for Select Products | EA |  | 1 Year (3 Years) | 540 | 5% | 513
94374 | Tripplite | WEXT3M | 3-Year Warranty for Select Products | EA |  | 1 Year (3 Years) | 648 | 5% | 615.6
94375 | Tripplite | WEXT3N | 3-Year Warranty for Select Products | EA |  | 1 Year (3 Years) | 864 | 5% | 820.8
94376 | Tripplite | WEXT3P | 3-Year Warranty for Select Products | EA |  | 1 Year (3 Years) | 1080 | 5% | 1026
94377 | Tripplite | WEXT3Q | 3-Year Warranty for Select Products | EA |  | 1 Year (3 Years) | 1404 | 5% | 1333.8
94378 | Tripplite | WEXT3R | 3-Year Warranty for Select Products | EA |  | 1 Year (3 Years) | 1890 | 5% | 1795.5
94379 | Tripplite | WEXT3S | 3-Year Warranty for Select Products | EA |  | 1 Year (3 Years) | 2430 | 5% | 2308.5
94380 | Tripplite | WEXT3T | 3-Year Warranty for Select Products | EA |  | 1 Year (3 Years) | 3240 | 5% | 3078
94381 | Tripplite | WEXT3U | 3-Year Warranty for Select Products | EA |  | 1 Year (3 Years) | 4050 | 5% | 3847.5
94382 | Tripplite | WEXT3V | 3-Year Warranty for Select Products | EA |  | 1 Year (3 Years) | 4860 | 5% | 4617
94383 | Tripplite | WEXT3W | 3-Year Warranty for Select Products | EA |  | 1 Year (3 Years) | 6750 | 5% | 6412.5
94384 | Ubiquiti | INS-3AF-I-G | Instant 802.3af Adapter Indoor Gigabit | Ea |  | 1 Year | 20 | 5% | 19
94385 | Ubiquiti | INS-3AF-O-G | Instant 802.3af Adapter Outdoor Gigabit | Ea |  | 1 Year | 21 | 5% | 19.95
94386 | Ubiquiti | IS-5AC | 5GHz IsoStation ac CPE 14dBi ROW | Ea |  | 1 Year | 129 | 5% | 122.55
94387 | Ubiquiti | IS-M5 | 5GHz IsoStation CPE 14dBi ROW | Ea |  | 1 Year | 109 | 5% | 103.55
94388 | Ubiquiti | IS-M5A | 5GHz IsoStation CPE 14dBi ROW | Ea |  | 1 Year | 109 | 5% | 103.55
94389 | Ubiquiti | IS-MB | IsoStation Mounting Bracket | Ea |  | 1 Year | 29 | 5% | 27.55
94390 | Ubiquiti | ISO-BEAM-16 | Isolator Shield for NanoBeam | Ea |  | 1 Year | 10 | 5% | 9.5
94391 | Ubiquiti | LAP-GPS | 5GHz LiteAP GPS 17dBi ROW | Ea |  | 1 Year | 99 | 5% | 94.05
94392 | Ubiquiti | LBE-5AC-GEN2-US | 5GHz LiteBeam ac Gen2 23dBi US | Ea |  | 1 Year | 65 | 5% | 61.75
94393 | Ubiquiti | LBE-5AC-LR | 5GHz LiteBeam ac Long-Range 26dBi ROW | Ea |  | 1 Year | 109 | 5% | 103.55
94394 | Ubiquiti | LBE-M5-23 | 5GHz LiteBeam M5 23dBi 1x1 ROW | Ea |  | 1 Year | 49 | 5% | 46.55
94395 | Ubiquiti | mFi-LD-W | mFi In-Wall Manageable Switch/Dimmer Wht | Ea |  | 1 Year | 59 | 5% | 56.05
94396 | Ubiquiti | NBE-19-WM | Window Mount for NBE-19 NanoBeams | Ea |  | 1 Year | 9 | 5% | 8.55
94397 | Ubiquiti | NBM3-KITA | NBM3 and NB-OD3 complete system | Ea |  | 1 Year | 185 | 5% | 175.75
94398 | Ubiquiti | NBM9-KIT | 900MHz NanoBridge 11dBi System | Ea |  | 1 Year | 159 | 5% | 151.05
94399 | Ubiquiti | ACB-AC | airCube AC 802.11ac 2x2 ROW | Ea |  | 1 Year | 79 | 5% | 75.05
94400 | Ubiquiti | ACB-AC-US | airCube AC 802.11ac 2x2 US | Ea |  | 1 Year | 79 | 5% | 75.05
94401 | Ubiquiti | ACB-ISP | airCube ISP 802.11n 2x2 ROW | Ea |  | 1 Year | 29 | 5% | 27.55
94402 | Ubiquiti | ACB-ISP-US | airCube ISP 802.11n 2x2 US | Ea |  | 1 Year | 29 | 5% | 27.55
94403 | Ubiquiti | AF-11CA | airFiber Cables and Mounts Dish Antenna | Ea |  | 1 Year | 55 | 5% | 52.25
94404 | Ubiquiti | AF-11FX | airFiberX 11GHz Full-Duplex No Duplexer | Ea |  | 1 Year | 600 | 5% | 570
94405 | Ubiquiti | AF-11FX-DUP-H | airFiberX 11GHz High-Band Duplexer | Ea |  | 1 Year | 199 | 5% | 189.05
94406 | Ubiquiti | AF-11FX-H | airFiberX 11GHz Full-Duplex High-Band | Ea |  | 1 Year | 799 | 5% | 759.05
94407 | Ubiquiti | AF-11FX-L | airFiberX 11GHz Full-Duplex Low-Band | Ea |  | 1 Year | 799 | 5% | 759.05
94408 | Ubiquiti | AF-11G35 | airFiberX 11GHz AF-11FX antenna 35dBi | Ea |  | 1 Year | 379 | 5% | 360.05
94409 | Ubiquiti | AF-24 | 24GHz airFiber PtP 1.4Gbps+ Radio ROW | Ea |  | 1 Year | 1497.5 | 5% | 1422.625
94410 | Ubiquiti | AF-24HD | 24GHz airFiber PtP 2Gbps Radio ROW | Ea |  | 1 Year | 3000 | 5% | 2850
94411 | Ubiquiti | AF-24HD-US | 24GHz airFiber PtP 2Gbps Radio US | Ea |  | 1 Year | 3000 | 5% | 2850
94412 | Ubiquiti | AF-24-US | 24GHz airFiber PtP 1.4Gbps+ Radio US | Ea |  | 1 Year | 1497.5 | 5% | 1422.625
94413 | Ubiquiti | AF-2G24-S45 | 2.4GHz airFiberX Dish 24dBi Slant 45 | Ea |  | 1 Year | 229 | 5% | 217.55
94414 | Ubiquiti | AF-2X | 2.4GHz airFiberX PtP 500Mbps+ Radio ROW | Ea |  | 1 Year | 499 | 5% | 474.05
94415 | Ubiquiti | AF-2X-KIT-US | 2.4GHz airFiberX PtP 500Mbps+ Kit US | Ea |  | 1 Year | 1456 | 5% | 1383.2
94416 | Ubiquiti | AF-2X-US | 2.4GHz airFiberX PtP 500Mbps+ Radio US | Ea |  | 1 Year | 499 | 5% | 474.05
94417 | Ubiquiti | AF-3G26-S45 | 3GHz airFiberX Dish 26dBi Slant 45 | Ea |  | 1 Year | 299 | 5% | 284.05
94418 | Ubiquiti | AF-3X | 3GHz airFiberX PtP 500Mbps+ Radio ROW | Ea |  | 1 Year | 799 | 5% | 759.05
94419 | Ubiquiti | AF-3X-US | 3GHz airFiberX PtP 500Mbps+ Radio US | Ea |  | 1 Year | 799 | 5% | 759.05
94420 | Ubiquiti | AF-4X | 4.9GHz airFiberX PtP 500Mbps+ROW | Ea |  | 1 Year | 399 | 5% | 379.05
94421 | Ubiquiti | AF-4X-US | 4.9GHz airFiberX PtP 500Mbps+ USA | Ea |  | 1 Year | 399 | 5% | 379.05
94422 | Ubiquiti | AF-5 | 5.4-5.9GHz airFiber PtP 500Mbps+ ROW | Ea |  | 1 Year | 999 | 5% | 949.05
94423 | Ubiquiti | AF-5G23-S45 | 5GHz airFiberX Dish 23dBi Slant 45 | Ea |  | 1 Year | 119 | 5% | 113.05
94424 | Ubiquiti | AF-5G30-S45 | 5GHz airFiberX Dish 30dBi Slant 45 | Ea |  | 1 Year | 125 | 5% | 118.75
94425 | Ubiquiti | AF-5G34-S45 | 5GHz airFiberX Dish 34dBi Slant 45 | Ea |  | 1 Year | 389 | 5% | 369.55
94426 | Ubiquiti | AF-5G-OMT-S45 | 5GHz airFiberX Conversion Kit Slant 45 | Ea |  | 1 Year | 39 | 5% | 37.05
94427 | Ubiquiti | AF-5U | 5.7-6.2GHz airFiber PtP 500Mbps+ ROW | Ea |  | 1 Year | 999 | 5% | 949.05
94428 | Ubiquiti | AF-5-US | 5.4-5.9GHz airFiber PtP 500Mbps+ US | Ea |  | 1 Year | 999 | 5% | 949.05
94429 | Ubiquiti | AF-5U-US | 5.7-6.2GHz airFiber PtP 500Mbps+ US | Ea |  | 1 Year | 999 | 5% | 949.05
94430 | Ubiquiti | AF-5X | 5GHz airFiberX PtP 500Mbps+ Radio ROW | Ea |  | 1 Year | 399 | 5% | 379.05
94431 | Ubiquiti | AF-5XHD | 5GHz airFiberX PtP 1Gbps Radio ROW | Ea |  | 1 Year | 429 | 5% | 407.55
94432 | Ubiquiti | AF-5XHD-US | 5GHz airFiberX PtP 1Gbps Radio US | Ea |  | 1 Year | 429 | 5% | 407.55
94433 | Ubiquiti | AF-5X-US | 5GHz airFiberX PtP 500Mbps+ Radio US | Ea |  | 1 Year | 399 | 5% | 379.05
94434 | Ubiquiti | AF-MPX4 | airFiber 4x4 MIMO Multiplexor for AF-5X | Ea |  | 1 Year | 89 | 5% | 84.55
94435 | Ubiquiti | AF-MPX8 | airFiber 8x8 MIMO Multiplexor for AF-5X | Ea |  | 1 Year | 119 | 5% | 113.05
94436 | Ubiquiti | AF-X-IP67 | IP67 Upgrade Kit | Ea |  | 1 Year | 20 | 5% | 19
94437 | Ubiquiti | AG-HP-5G23-HP-US | 5GHz AirGrid, AIRMAX, 23dBi (24v) 11X14 | Ea |  | 1 Year | 59 | 5% | 56.05
94438 | Ubiquiti | AGM5-HP-23 | 5GHz airGrid M5 HP 23dBi Antenna ROW | Ea |  | 1 Year | 59 | 5% | 56.05
94439 | Ubiquiti | AGM5-HP-27 | 5GHz airGrid M2 HP 27dBi Antenna ROW | Ea |  | 1 Year | 69 | 5% | 65.55
94440 | Ubiquiti | AG-PRO-INS | 2.4/5GHz airGateway Pro Installer AP | Ea |  | 1 Year | 49 | 5% | 46.55
94441 | Ubiquiti | AM-2G15-120 | 2.4GHz airMAX 120° Sector 15dBi | Ea |  | 1 Year | 139 | 5% | 132.05
94442 | Ubiquiti | AM-2G16-90 | 2.4GHz airMAX 90° Sector 16dBi | Ea |  | 1 Year | 139 | 5% | 132.05
94443 | Ubiquiti | AM-3G18-120 | 3GHz airMAX 120° Sector 18dBi | Ea |  | 1 Year | 199 | 5% | 189.05
94444 | Ubiquiti | AM-5AC21-60 | 5GHz airMAX ac 60° Sector 21dBi | Ea |  | 1 Year | 199 | 5% | 189.05
94445 | Ubiquiti | AM-5AC22-45 | 5GHz airMAX ac 45° Sector 22dBi | Ea |  | 1 Year | 199 | 5% | 189.05
94446 | Ubiquiti | AM-5AC22-45 | 5GHz airMAX ac 45° Sector 22dBi | Ea |  | 1 Year | 199 | 5% | 189.05
94447 | Ubiquiti | AM-5G16-120 | 5GHz airMAX 120° Sector 16dBi | Ea |  | 1 Year | 79 | 5% | 75.05
94448 | Ubiquiti | AM-5G17-90 | 5GHz airMAX 90° Sector 17dBi | Ea |  | 1 Year | 79 | 5% | 75.05
94449 | Ubiquiti | AM-5G19-120 | 5GHz airMAX 120° Sector 19dBi | Ea |  | 1 Year | 139 | 5% | 132.05
94450 | Ubiquiti | AM-5G20-90 | 5GHz airMAX 90° Sector 20dBi | Ea |  | 1 Year | 139 | 5% | 132.05
94451 | Ubiquiti | AM-9M13-120 | 900MHz airMAX 120° Sector 13dBi | Ea |  | 1 Year | 269 | 5% | 255.55
94452 | Ubiquiti | AM-M-V5G-TI | 5GHz airMAX 60-120° Sector 15-17dBi Ti | Ea |  | 1 Year | 170 | 5% | 161.5
94453 | Ubiquiti | AMO-2G10 | 2.4GHz airMAX Omni 10dBi 2x2 | Ea |  | 1 Year | 175 | 5% | 166.25
94454 | Ubiquiti | AMO-2G13 | 2.4GHz airMAX Omni 13dBi 2x2 | Ea |  | 1 Year | 245 | 5% | 232.75
94455 | Ubiquiti | AMO-3G12 | 3GHz airMAX Omni 12dBi 2x2 | Ea |  | 1 Year | 159 | 5% | 151.05
94456 | Ubiquiti | AMO-5G10 | 5GHz airMAX Omni 10dBi 2x2 | Ea |  | 1 Year | 125 | 5% | 118.75
94457 | Ubiquiti | AMO-5G13 | 5GHz airMAX Omni 13dBi 2x2 | Ea |  | 1 Year | 165 | 5% | 156.75
94458 | Ubiquiti | AM-V2G-Ti | 2.4GHz airMAX 60-120° Sector 15-17dBi Ti | Ea |  | 1 Year | 269 | 5% | 255.55
94459 | Ubiquiti | AM-V5G-Ti | 5GHz airMAX 60-120° Sector 19-21dBi Ti | Ea |  | 1 Year | 229 | 5% | 217.55
94460 | Ubiquiti | AMY-9M16x2 | 900MHz airMAX Yagi 16dBi 2Pk | Ea |  | 1 Year | 209 | 5% | 198.55
94461 | Ubiquiti | AP-5AC-90-HD | 5GHz airMAX ac 3x30° Sector 22dBi | Ea |  | 1 Year | 499 | 5% | 474.05
94462 | Ubiquiti | B-DB-AC | 2.4/5GHz Bullet Dual-Band AC ROW | Ea |  | 1 Year | 99 | 5% | 94.05
94463 | Ubiquiti | B-DB-AC-US | 2.4/5GHz Bullet Dual-Band AC US | Ea |  | 1 Year | 99 | 5% | 94.05
94464 | Ubiquiti | B-DB-AC-US | 2.4/5GHz Bullet Dual-Band AC US | Ea |  | 1 Year | 99 | 5% | 94.05
94465 | Ubiquiti | BM2HP | 2.4GHz Bullet M2 HP 600mW ROW | Ea |  | 1 Year | 79 | 5% | 75.05
94466 | Ubiquiti | BM2HP | 2.4GHz Bullet M2 HP 600mW ROW | Ea |  | 1 Year | 79 | 5% | 75.05
94467 | Ubiquiti | BM2HP-US | 2.4GHz Bullet M2 HP 600mW US | Ea |  | 1 Year | 79 | 5% | 75.05
94468 | Ubiquiti | BM5-Ti | 5GHz Bullet M5 Titanium 300mW ROW | Ea |  | 1 Year | 115 | 5% | 109.25
94469 | Ubiquiti | BulletAC-IP67 | 2.4/5GHz Bullet Dual-Band AC IP67 ROW | Ea |  | 1 Year | 129 | 5% | 122.55
94470 | Ubiquiti | BulletAC-IP67-US | 2.4/5GHz Bullet Dual-Band AC IP67 US | Ea |  | 1 Year | 129 | 5% | 122.55
94471 | Ubiquiti | CKG2-RM | G2 Cloud Key Rack Mount | Ea |  | 1 Year | 99 | 5% | 94.05
94472 | Ubiquiti | CRM-P | CRM Point Advanced Device Management | Ea |  | 1 Year | 99 | 5% | 94.05
94473 | Ubiquiti | EP-54V-150W | EdgePoint DC Power Supply | Ea |  | 1 Year | 195 | 5% | 185.25
94474 | Ubiquiti | EP-54V-150W-AC | Secondary AC/DC PSU Module EP-54V-150W | Ea |  | 1 Year | 79 | 5% | 75.05
94475 | Ubiquiti | EP-54V-150W-DC | Secondary DC/DC PSU Module EP-54V-150W | Ea |  | 1 Year | 79 | 5% | 75.05
94476 | Ubiquiti | EP-R6 | EdgePoint Router 6 24V PoE | Ea |  | 1 Year | 140 | 5% | 133
94477 | Ubiquiti | EP-R8 | EdgePoint Router 8 24/54V PoE | Ea |  | 1 Year | 509 | 5% | 483.55
94478 | Ubiquiti | EP-S16 | EdgePoint Switch 16 24/54V, af/at PoE | Ea |  | 1 Year | 529 | 5% | 502.55
94479 | Ubiquiti | ER-12 | EdgeRouter 12 | Ea |  | 1 Year | 249 | 5% | 236.55
94480 | Ubiquiti | ER-4 | EdgeRouter 4 | Ea |  | 1 Year | 199 | 5% | 189.05
94481 | Ubiquiti | ER-4 | EdgeRouter 4 | Ea |  | 1 Year | 199 | 5% | 189.05
94482 | Ubiquiti | ER-6P | EdgeRouter 6-Port with PoE | Ea |  | 1 Year | 259 | 5% | 246.05
94483 | Ubiquiti | ER-8 | EdgeRouter 8 | Ea |  | 1 Year | 329 | 5% | 312.55
94484 | Ubiquiti | ER-8-XG | EdgeRouter Infinity 8 Port 10G SFP+ | Ea |  | 1 Year | 1849 | 5% | 1756.55
94485 | Ubiquiti | ERLite-3 | EdgeRouter Lite - 3 Gigabit Ports | Ea |  | 1 Year | 129 | 5% | 122.55
94486 | Ubiquiti | ERpoe-5 | EdgeRouter PoE - 5 Gig with 24/48V PoE | Ea |  | 1 Year | 175 | 5% | 166.25
94487 | Ubiquiti | ERPoe-5 | EdgeRouter PoE - 5 Gig with 24/48V PoE | Ea |  | 1 Year | 175 | 5% | 166.25
94488 | Ubiquiti | ERPRO-8 | EdgeRouter Pro - 8xRJ45 2xSFP Gigabit | Ea |  | 1 Year | 399 | 5% | 379.05
94489 | Ubiquiti | ER-RMKIT | EdgeMAX Universal Rack Mount Kit | Ea |  | 1 Year | 15 | 5% | 14.25
94490 | Ubiquiti | ER-X | EdgeRouter X - 5 Gig + PoE In & Out | Ea |  | 1 Year | 59 | 5% | 56.05
94491 | Ubiquiti | ER-X-SFP | EdgeRouter X SFP - 5xRJ45 1xSFP Gigabit | Ea |  | 1 Year | 99 | 5% | 94.05
94492 | Ubiquiti | ES-10X | EdgeSwitch 10X Air shipped | Ea |  | 1 Year | 115 | 5% | 109.25
94493 | Ubiquiti | ES-10X ¦ ES-10X | EdgeSwitch 10X | Ea |  | 1 Year | 115 | 5% | 109.25
94494 | Ubiquiti | ES-10XP | EdgeSwitch 10XP | Ea |  | 1 Year | 129 | 5% | 122.55
94495 | Ubiquiti | ES-12F | EdgeSwitch 12 Fiber 12xSFP 4xRJ45 Gig | Ea |  | 1 Year | 244 | 5% | 231.8
94496 | Ubiquiti | ES-12F | EdgeSwitch 12 Fiber 12xSFP 4xRJ45 Gig | Ea |  | 1 Year | 244 | 5% | 231.8
94497 | Ubiquiti | ES-16-150W | EdgeSwitch 16 150W 24V,802.3af/at PoE | Ea |  | 1 Year | 329 | 5% | 312.55
94498 | Ubiquiti | ES-16-XG | EdgeSwitch 12xSFP+ 4x10Gigabit | Ea |  | 1 Year | 669 | 5% | 635.55
94499 | Ubiquiti | ES-16-XG | EdgeSwitch 12xSFP+ 4x10Gigabit | Ea |  | 1 Year | 669 | 5% | 635.55
94500 | Ubiquiti | ES-16XP | EdgeSwitch XP 16 Gigabit 24V/48V PoE | Ea |  | 1 Year | 465 | 5% | 441.75
94501 | Ubiquiti | ES-16XP | EdgeSwitch XP 16 Gigabit 24V/48V PoE | Ea |  | 1 Year | 465 | 5% | 441.75
94502 | Ubiquiti | ES-24-250W | EdgeSwitch 24 250W 24V 802.3af/at PoE | Ea |  | 1 Year | 399 | 5% | 379.05
94503 | Ubiquiti | ES-24-250W | EdgeSwitch 24 250W 24V 802.3af/at PoE | Ea |  | 1 Year | 399 | 5% | 379.05
94504 | Ubiquiti | ES-24-500W | EdgeSwitch 24 500W 24V 802.3af/at PoE | Ea |  | 1 Year | 595 | 5% | 565.25
94505 | Ubiquiti | ES-24-500W | EdgeSwitch 24 500W 24V 802.3af/at PoE | Ea |  | 1 Year | 595 | 5% | 565.25
94506 | Ubiquiti | ES-24-Lite | EdgeSwitch 24 Lite | Ea |  | 1 Year | 240 | 5% | 228
94507 | Ubiquiti | ES-48-500W | EdgeSwitch 48 500W SFP+ 24V,802.3af/at | Ea |  | 1 Year | 899 | 5% | 854.05
94508 | Ubiquiti | ES-48-500W | EdgeSwitch 48 500W SFP+ 24V,802.3af/at | Ea |  | 1 Year | 899 | 5% | 854.05
94509 | Ubiquiti | ES-48-750W | EdgeSwitch 48 750W SFP+ 24V,802.3af/at | Ea |  | 1 Year | 1099 | 5% | 1044.05
94510 | Ubiquiti | ES-48-750W | EdgeSwitch 48 750W SFP+ 24V,802.3af/at | Ea |  | 1 Year | 1099 | 5% | 1044.05
94511 | Ubiquiti | ES-48-Lite | EdgeSwitch 48 Lite SFP+ | Ea |  | 1 Year | 460 | 5% | 437
94512 | Ubiquiti | ES-5XP | EdgeSwitch XP 5 Gigabit 24V PoE | Ea |  | 1 Year | 105 | 5% | 99.75
94513 | Ubiquiti | ES-8-150W | EdgeSwitch 8 150W 24V 802.3af/at PoE | Ea |  | 1 Year | 199 | 5% | 189.05
94514 | Ubiquiti | ES-8-150W | EdgeSwitch 8 150W 24V 802.3af/at PoE | Ea |  | 1 Year | 199 | 5% | 189.05
94515 | Ubiquiti | ES-8XP | EdgeSwitch XP 8 Gigabit 24/48V PoE | Ea |  | 1 Year | 189 | 5% | 179.55
94516 | Ubiquiti | ES-8XP | EdgeSwitch XP 8 Gigabit 24/48V PoE AIR | Ea |  | 1 Year | 189 | 5% | 179.55
94517 | Ubiquiti | ETH-SP | Ethernet Surge Protector | Ea |  | 1 Year | 12.5 | 5% | 11.875
94518 | Ubiquiti | ETH-SP-G2 | Ethernet Surge Protector Gen2 | Ea |  | 1 Year | 12.5 | 5% | 11.875
94519 | Ubiquiti | FC-SM-100 | Fiber Cable Assembly Single Mode 100Ft | Ea |  | 1 Year | 59 | 5% | 56.05
94520 | Ubiquiti | FC-SM-200 | Fiber Cable Assembly Single Mode 200Ft | Ea |  | 1 Year | 89 | 5% | 84.55
94521 | Ubiquiti | FC-SM-300 | Fiber Cable Assembly Single Mode 300Ft | Ea |  | 1 Year | 119 | 5% | 113.05
94522 | Ubiquiti | F-POE-G2 | FiberPoE G2 - for Outdoor PoE Devices | Ea |  | 1 Year | 29 | 5% | 27.55
94523 | Ubiquiti | Horn-5-30 | Horn 5GHz 30° Isolation Horn Antenna | Ea |  | 1 Year | 79 | 5% | 75.05
94524 | Ubiquiti | Horn-5-45 | Horn 5GHz 45° Isolation Horn Antenna | Ea |  | 1 Year | 79 | 5% | 75.05
94525 | Ubiquiti | Horn-5-60 | Horn 5GHz 60° Isolation Horn Antenna | Ea |  | 1 Year | 79 | 5% | 75.05
94526 | Ubiquiti | Horn-5-90 | Horn 5GHz 90° Isolation Horn Antenna | Ea |  | 1 Year | 79 | 5% | 75.05
94527 | Ubiquiti | INS-3AF-USB | Instant 802.3af Adapter to USB | Ea |  | 1 Year | 19 | 5% | 18.05
94528 | Ubiquiti | IP67CA-RPSMA | Ubiquiti Airmax Cable - RP-SMA | Ea |  | 1 Year | 12 | 5% | 11.4
94529 | Ubiquiti | IS-5AC-US | 5GHz IsoStation ac CPE 14dBi US | Ea |  | 1 Year | 129 | 5% | 122.55
94530 | Ubiquiti | IS-M5-US | 5GHz IsoStation CPE 14dBi US | Ea |  | 1 Year | 109 | 5% | 103.55
94531 | Ubiquiti | ISO-BEAM-19 | Isolator Shield for NanoBeam | Ea |  | 1 Year | 12 | 5% | 11.4
94532 | Ubiquiti | ISO-BEAM-620 | Isolator Radome for 620mm Dish Reflector | Ea |  | 1 Year | 89 | 5% | 84.55
94533 | Ubiquiti | LAP-120 | 5GHz LiteAP ac 16dBi ROW | Ea |  | 1 Year | 89 | 5% | 84.55
94534 | Ubiquiti | LAP-120-US | 5GHz LiteAP ac 16dBi US | Ea |  | 1 Year | 89 | 5% | 84.55
94535 | Ubiquiti | LAP-GPS-US | 5GHz LiteAP GPS 17dBi US | Ea |  | 1 Year | 99 | 5% | 94.05
94536 | Ubiquiti | LAP-GPS-USA | 5GHz LiteAP GPS 17dBi US | Ea |  | 1 Year | 99 | 5% | 94.05
94537 | Ubiquiti | LBE-5AC-16-120 | 5GHz LiteBeam ac w/120° Sector 16dBi ROW | Ea |  | 1 Year | 89 | 5% | 84.55
94538 | Ubiquiti | LBE-5AC16120-US | 5GHz LiteBeam ac w/120° Sector 16dBi US | Ea |  | 1 Year | 89 | 5% | 84.55
94539 | Ubiquiti | LBE-5AC-23 | 5GHz LiteBeam ac 23dBi ROW | Ea |  | 1 Year | 59 | 5% | 56.05
94540 | Ubiquiti | LBE-5AC-23-US | 5GHz LiteBeam ac 23dBi US | Ea |  | 1 Year | 59 | 5% | 56.05
94541 | Ubiquiti | LBE-5AC-GEN2 | 5GHz LiteBeam ac Gen2 23dBi ROW | Ea |  | 1 Year | 65 | 5% | 61.75
94542 | Ubiquiti | LBE-5AC-GEN2A | 5GHz LiteBeam ac Gen2 23dBi ROW | Ea |  | 1 Year | 65 | 5% | 61.75
94543 | Ubiquiti | LBE-5AC-GEN2USA | 5GHz LiteBeam ac Gen2 23dBi US | Ea |  | 1 Year | 65 | 5% | 61.75
94544 | Ubiquiti | LBE-5AC-LR-US | 5GHz LiteBeam ac Long-Range 26dBi US | Ea |  | 1 Year | 109 | 5% | 103.55
94545 | Ubiquiti | LBE-M5-23-US | 5GHz LiteBeam M5 23dBi 1x1 US | Ea |  | 1 Year | 49 | 5% | 46.55
94546 | Ubiquiti | LocoM2 | 2.4GHz NanoStation Loco M2 2x2 ROW | Ea |  | 1 Year | 49 | 5% | 46.55
94547 | Ubiquiti | LocoM2A | 2.4GHz NanoStation Loco M2 2x2 ROW | Ea |  | 1 Year | 49 | 5% | 46.55
94548 | Ubiquiti | LocoM2-US | 2.4GHz NanoStation Loco M2 2x2 US | Ea |  | 1 Year | 49 | 5% | 46.55
94549 | Ubiquiti | LocoM5 | 5GHz NanoStation Loco M5 2x2 ROW | Ea |  | 1 Year | 67 | 5% | 63.65
94550 | Ubiquiti | LocoM5A | 5GHz NanoStation Loco M5 2x2 ROW | Ea |  | 1 Year | 67 | 5% | 63.65
94551 | Ubiquiti | LocoM5-US | 5GHz NanoStation Loco M5 2x2 US | Ea |  | 1 Year | 67 | 5% | 63.65
94552 | Ubiquiti | LocoM900 | 900MHz NanoStation Loco M900 2x2 | Ea |  | 1 Year | 129 | 5% | 122.55
94553 | Ubiquiti | mFi-CS | mFi mPort Current Sensor | Ea |  | 1 Year | 14 | 5% | 13.3
94554 | Ubiquiti | mFi-DS | mFi mPort Door Sensor | Ea |  | 1 Year | 8.5 | 5% | 8.075
94555 | Ubiquiti | mFi-LD | mFi In-Wall Manageable Switch/Dimmer Blk | Ea |  | 1 Year | 59 | 5% | 56.05
94556 | Ubiquiti | mFi-MPW | mFi In-Wall Manageable Outlet Blk | Ea |  | 1 Year | 59 | 5% | 56.05
94557 | Ubiquiti | mFi-MPW-W | mFi In-Wall Manageable Outlet Wht | Ea |  | 1 Year | 59 | 5% | 56.05
94558 | Ubiquiti | mFi-MSC | mFi mPort Ceiling Mount Motion Sensor | Ea |  | 1 Year | 42 | 5% | 39.9
94559 | Ubiquiti | mFi-MSW | mFi mPort Wall Mount Motion Sensor | Ea |  | 1 Year | 30 | 5% | 28.5
94560 | Ubiquiti | mFi-THS | mFi mPort Temperature Sensor | Ea |  | 1 Year | 24 | 5% | 22.8
94561 | Ubiquiti | mPort | mFi mPort WiFi/Ethernet | Ea |  | 1 Year | 79 | 5% | 75.05
94562 | Ubiquiti | mPort-S | mFi mPort Serial DB9, WiFi/Ethernet | Ea |  | 1 Year | 99 | 5% | 94.05
94563 | Ubiquiti | mPower-Mini | mFi mPower mini 1 US Outlet, WiFi | Ea |  | 1 Year | 39 | 5% | 37.05
94564 | Ubiquiti | MUSB-1A-B-5 | UF-Loco Micro USB Power Supply 5Pk | Ea |  | 1 Year | 15 | 5% | 14.25
94565 | Ubiquiti | nanoHD-RCM-3 | nanoHD Recessed Ceiling Mount 3Pk | Ea |  | 1 Year | 49 | 5% | 46.55
94566 | Ubiquiti | nanoHDRetroFit3 | UAP AC Pro to nanoHD Upgrade Mount 3Pk | Ea |  | 1 Year | 29 | 5% | 27.55
94567 | Ubiquiti | NanoMount | NanoMount for NanoStations | Ea |  | 1 Year | 5 | 5% | 4.75
94568 | Ubiquiti | NB-5G22-US | 5GHz NanoBridge M5 22dBi 2x2 US | Ea |  | 1 Year | 79 | 5% | 75.05
94569 | Ubiquiti | NBE-2AC-13 | 2GHz NanoBeam ac 13dBi 2x2 ROW | Ea |  | 1 Year | 99 | 5% | 94.05
94570 | Ubiquiti | NBE-2AC-13-US | 2GHz NanoBeam ac 13dBi 2x2 US | Ea |  | 1 Year | 99 | 5% | 94.05
94571 | Ubiquiti | NBE-5AC-16-US | 5GHz NanoBeam ac 16dBi 2x2 US | Ea |  | 1 Year | 80 | 5% | 76
94572 | Ubiquiti | NBE-5AC-GEN2 | 5GHz NanoBeam ac Gen2 19dBi ROW | Ea |  | 1 Year | 99 | 5% | 94.05
94573 | Ubiquiti | NBE-5AC-GEN2A | 5GHz NanoBeam ac Gen2 19dBi ROW | Ea |  | 1 Year | 99 | 5% | 94.05
94574 | Ubiquiti | NBE-5AC-GEN2-US | 5GHz NanoBeam ac Gen2 19dBi US | Ea |  | 1 Year | 99 | 5% | 94.05
94575 | Ubiquiti | NBE-5AC-GEN2USA | 5GHz NanoBeam ac Gen2 19dBi US | Ea |  | 1 Year | 99 | 5% | 94.05
94576 | Ubiquiti | NBE-M2-13 | 2.4GHz NanoBeam M2 13dBi 2x2 ROW | Ea |  | 1 Year | 89 | 5% | 84.55
94577 | Ubiquiti | NBE-M2-13-US | 2.4GHz NanoBeam M2 13dBi 2x2 US | Ea |  | 1 Year | 89 | 5% | 84.55
94578 | Ubiquiti | NBE-M5-16 | 5GHz NanoBeam M5 16dBi 2x2 ROW | Ea |  | 1 Year | 67 | 5% | 63.65
94579 | Ubiquiti | NBE-M5-16-US | 5GHz NanoBeam M5 16dBi 2x2 US | Ea |  | 1 Year | 67 | 5% | 63.65
94580 | Ubiquiti | NBE-M5-19 | 5GHz NanoBeam M5 19dBi 2x2 ROW | Ea |  | 1 Year | 89 | 5% | 84.55
94581 | Ubiquiti | NBE-M5-19-US | 5GHz NanoBeam M5 19dBi 2x2 US | Ea |  | 1 Year | 89 | 5% | 84.55
94582 | Ubiquiti | NBE-WMK | NanoBeam Wall Mount Kit | Ea |  | 1 Year | 2.25 | 5% | 2.1375
94583 | Ubiquiti | NBM365-KIT | NBM365 and NB-OD3 complete system | Ea |  | 1 Year | 185 | 5% | 175.75
94584 | Ubiquiti | NBM3-KIT | NBM3 and NB-OD3 complete system | Ea |  | 1 Year | 185 | 5% | 175.75
94585 | Ubiquiti | nHD-cover-Black-3 | Matte Black Skin for UAP-nanoHD 3Pk | Ea |  | 1 Year | 49 | 5% | 46.55
94586 | Ubiquiti | nHD-cover-Camo-3 | Camo Skin for UAP-nanoHD 3Pk | Ea |  | 1 Year | 49 | 5% | 46.55
94587 | Ubiquiti | nHD-cover-Concrete-3 | Concrete Skin for UAP-nanoHD 3Pk | Ea |  | 1 Year | 49 | 5% | 46.55
94588 | Ubiquiti | nHD-cover-Fabric-3 | Fabric Skin for UAP-nanoHD 3Pk | Ea |  | 1 Year | 49 | 5% | 46.55
94589 | Ubiquiti | nHD-cover-Marble-3 | Marble Skin for UAP-nanoHD 3Pk | Ea |  | 1 Year | 49 | 5% | 46.55
94590 | Ubiquiti | nHD-cover-Wood-3 | Wood Skin for UAP-nanoHD 3Pk | Ea |  | 1 Year | 49 | 5% | 46.55
94591 | Ubiquiti | NS-5AC | 5GHz NanoStation 5AC ROW | Ea |  | 1 Year | 129 | 5% | 122.55
94592 | Ubiquiti | NS-5AC | 5GHz NanoStation 5AC ROW | Ea |  | 1 Year | 129 | 5% | 122.55
94593 | Ubiquiti | NS-5ACL | 5GHz NanoStation 5AC Loco ROW | Ea |  | 1 Year | 49 | 5% | 46.55
94594 | Ubiquiti | NS-5ACL-5 | 5GHz NanoStation 5AC Loco ROW 5Pk | Ea |  | 1 Year | 240 | 5% | 228
94595 | Ubiquiti | NS-5ACL-5-US | 5GHz NanoStation 5AC Loco US 5Pk | Ea |  | 1 Year | 240 | 5% | 228
94596 | Ubiquiti | NS-5ACL-5-US | 5GHz NanoStation 5AC Loco US 5Pk | Ea |  | 1 Year | 240 | 5% | 228
94597 | Ubiquiti | NS-5ACL-US | 5GHz NanoStation 5AC Loco US | Ea |  | 1 Year | 49 | 5% | 46.55
94598 | Ubiquiti | NS-5ACL-US | 5GHz NanoStation 5AC Loco US | Ea |  | 1 Year | 49 | 5% | 46.55
94599 | Ubiquiti | NS-5AC-US | 5GHz NanoStation 5AC US | Ea |  | 1 Year | 129 | 5% | 122.55
94600 | Ubiquiti | NSM2 | 2.4GHz NanoStation M2 2x2 ROW | Ea |  | 1 Year | 89 | 5% | 84.55
94601 | Ubiquiti | NSM2-US | 2.4GHz NanoStation M2 2x2 US | Ea |  | 1 Year | 89 | 5% | 84.55
94602 | Ubiquiti | NSM3 | 3.5GHz NanoStation M3 2x2 | Ea |  | 1 Year | 129 | 5% | 122.55
94603 | Ubiquiti | NSM365 | 3.65GHz NanoStation M365 2x2 | Ea |  | 1 Year | 129 | 5% | 122.55
94604 | Ubiquiti | NSM5 | 5GHz NanoStation M5 2x2 ROW | Ea |  | 1 Year | 89 | 5% | 84.55
94605 | Ubiquiti | NSM5-US | 5GHz NanoStation M5 2x2 US | Ea |  | 1 Year | 89 | 5% | 84.55
94606 | Ubiquiti | N-SW | NanoSwitch 4 Gigabit 24V PoE | Ea |  | 1 Year | 40 | 5% | 38
94607 | Ubiquiti | N-SWA | NanoSwitch 4 Gigabit 24V PoE | Ea |  | 1 Year | 40 | 5% | 38
94608 | Ubiquiti | NS-WM | Nanostation Window/Wall Mount Kit | Ea |  | 1 Year | 19 | 5% | 18.05
94609 | Ubiquiti | PAK-620 | Precision Alignment Kit for 620mm Dish | Ea |  | 1 Year | 35 | 5% | 33.25
94610 | Ubiquiti | PBE-2AC-400 | 2.4GHz PowerBeam ac 18dBi 400mm | Ea |  | 1 Year | 119 | 5% | 113.05
94611 | Ubiquiti | PBE-2AC-400-US | 2.4GHz PowerBeam ac 18dBi 400mm US | Ea |  | 1 Year | 119 | 5% | 113.05
94612 | Ubiquiti | PBE-2AC-400-US | 2.4GHz PowerBeam ac 18dBi 400mm US | Ea |  | 1 Year | 119 | 5% | 113.05
94613 | Ubiquiti | PBE-5AC-300-ISO | 5GHz PowerBeam ac ISO 22dBi 300mm ROW | Ea |  | 1 Year | 115 | 5% | 109.25
94614 | Ubiquiti | PBE-5AC-300-ISO | 5GHz PowerBeam ac ISO 22dBi 300mm ROW | Ea |  | 1 Year | 115 | 5% | 109.25
94615 | Ubiquiti | PBE-5AC-300-ISO-US | 5GHz PowerBeam ac ISO 22dBi 300mm US | Ea |  | 1 Year | 115 | 5% | 109.25
94616 | Ubiquiti | PBE-5AC-300-US | 5GHz PowerBeam ac 22dBi 300mm US | Ea |  | 1 Year | 99 | 5% | 94.05
94617 | Ubiquiti | PBE-5AC-400-ISO | 5GHz PowerBeam ac ISO 25dBi ROW | Ea |  | 1 Year | 129 | 5% | 122.55
94618 | Ubiquiti | PBE-5AC-400-ISO-US | 5GHz PowerBeam ac ISO 25dBi 400mm US | Ea |  | 1 Year | 129 | 5% | 122.55
94619 | Ubiquiti | PBE-5AC-500 | 5GHz PowerBeam ac 27dBi 500mm ROW | Ea |  | 1 Year | 159 | 5% | 151.05
94620 | Ubiquiti | PBE-5AC-500-ISO | 5GHz PowerBeam ac ISO 27dBi 500mm ROW | Ea |  | 1 Year | 185 | 5% | 175.75
94621 | Ubiquiti | PBE-5AC-500-ISO-US | 5GHz PowerBeam ac ISO 27dBi 500mm US | Ea |  | 1 Year | 185 | 5% | 175.75
94622 | Ubiquiti | PBE-5AC-500-US | 5GHz PowerBeam ac 27dBi 500mm US | Ea |  | 1 Year | 159 | 5% | 151.05
94623 | Ubiquiti | PBE-5AC-620 | 5GHz PowerBeam ac 29dBi 620mm ROW | Ea |  | 1 Year | 219 | 5% | 208.05
94624 | Ubiquiti | PBE-5AC-620-US | 5GHz PowerBeam ac 29dBi 620mm US | Ea |  | 1 Year | 219 | 5% | 208.05
94625 | Ubiquiti | PBE-5AC-GEN2 | 5GHz PowerBeam ac Gen2 25dBi ROW | Ea |  | 1 Year | 119 | 5% | 113.05
94626 | Ubiquiti | PBE-5AC-GEN2-5 | 5GHz PowerBeam ac Gen2 25dBi ROW 5Pk | Ea |  | 1 Year | 580 | 5% | 551
94627 | Ubiquiti | PBE-5AC-GEN2-5-US | 5GHz PowerBeam ac Gen2 25dBi US 5Pk | Ea |  | 1 Year | 580 | 5% | 551
94628 | Ubiquiti | PBE-5AC-GEN2-US | 5GHz PowerBeam ac Gen2 25dBi US | Ea |  | 1 Year | 119 | 5% | 113.05
94629 | Ubiquiti | PBE-5AC-GEN2-US | 5GHz PowerBeam ac Gen2 25dBi US | Ea |  | 1 Year | 119 | 5% | 113.05
94630 | Ubiquiti | PBE-5AC-ISO-GEN2 | 5GHz PowerBeam ac Gen2 ISO 25dBi ROW | Ea |  | 1 Year | 135 | 5% | 128.25
94631 | Ubiquiti | PBE-5AC-ISO-GEN2-US | 5GHz PowerBeam ac Gen2 ISO 25dBi US | Ea |  | 1 Year | 135 | 5% | 128.25
94632 | Ubiquiti | PBE-M2-400 | 2.4GHz PowerBeam M2 18dBi 400mm ROW | Ea |  | 1 Year | 79 | 5% | 75.05
94633 | Ubiquiti | PBE-M2-400-US | 2.4GHz PowerBeam M2 18dBi 400mm US | Ea |  | 1 Year | 79 | 5% | 75.05
94634 | Ubiquiti | PBE-M5-300 | 5GHz PowerBeam M5 22dBi 300mm ROW | Ea |  | 1 Year | 79 | 5% | 75.05
94635 | Ubiquiti | PBE-M5-300-ISO | 5GHz PowerBeam M5 ISO 22dBi 300mm ROW | Ea |  | 1 Year | 95 | 5% | 90.25
94636 | Ubiquiti | PBE-M5-300-US | 5GHz PowerBeam M5 22dBi 300mm US | Ea |  | 1 Year | 79 | 5% | 75.05
94637 | Ubiquiti | PBE-M5-400 | 5GHz PowerBeam M5 25dBi 400mm ROW | Ea |  | 1 Year | 95 | 5% | 90.25
94638 | Ubiquiti | PBE-M5-400-ISO | 5GHz PowerBeam M5 ISO 25dBi 400mm ROW | Ea |  | 1 Year | 110 | 5% | 104.5
94639 | Ubiquiti | PBE-M5-400-ISO-US | 5GHz PowerBeam M5 ISO 25dBi 400mm US | Ea |  | 1 Year | 110 | 5% | 104.5
94640 | Ubiquiti | PBE-M5-400-US | 5GHz PowerBeam M5 25dBi 400mm US | Ea |  | 1 Year | 95 | 5% | 90.25
94641 | Ubiquiti | PBE-M5-620 | 5GHz PowerBeam M5 29dBi 620mm ROW | Ea |  | 1 Year | 199 | 5% | 189.05
94642 | Ubiquiti | PBE-M5-620-US | 5GHz PowerBeam M5 29dBi 620mm US | Ea |  | 1 Year | 199 | 5% | 189.05
94643 | Ubiquiti | PBE-RAD-400 | PowerBeam Radome 400mm | Ea |  | 1 Year | 13 | 5% | 12.35
94644 | Ubiquiti | PBM3 | 3GHz PowerBridge M3 2x2 | Ea |  | 1 Year | 399 | 5% | 379.05
94645 | Ubiquiti | PBM365 | 3.65GHz PowerBridge M365 2x2 | Ea |  | 1 Year | 399 | 5% | 379.05
94646 | Ubiquiti | PC-12 | Outdoor DC Power Cabling, 12 AWG 1000Ft | Ea |  | 1 Year | 599 | 5% | 569.05
94647 | Ubiquiti | POE-15-12W | 15V PoE 0.8A with US Power Cord | Ea |  | 1 Year | 9 | 5% | 8.55
94648 | Ubiquiti | POE-15-12W-EU | 15V PoE 0.8A with EU Power Cord | Ea |  | 1 Year | 9 | 5% | 8.55
94649 | Ubiquiti | POE-24-12W | 24V PoE 0.5A with US Power Cord | Ea |  | 1 Year | 9 | 5% | 8.55
94650 | Ubiquiti | POE-24-12W-G | 24V PoE 0.5A Gigabit with US Power Cord | Ea |  | 1 Year | 15 | 5% | 14.25
94651 | Ubiquiti | POE-24-24W | 24V PoE 1A with US Power Cord | Ea |  | 1 Year | 15 | 5% | 14.25
94652 | Ubiquiti | POE-24-24W-5P | 24V PoE 1A Gigabit White 5Pk | Ea |  | 1 Year | 49 | 5% | 46.55
94653 | Ubiquiti | POE-24-24W-G | 24V PoE 1A Gigabit with US Power Cord | Ea |  | 1 Year | 16 | 5% | 15.2
94654 | Ubiquiti | POE-24-30W | 24V PoE 1A w/US Power Cord | Ea |  | 1 Year | 16 | 5% | 15.2
94655 | Ubiquiti | POE-24-7W-G-WH | PoE Injector, 24VDC, .3A, Gigabit | Ea |  | 1 Year | 6 | 5% | 5.7
94656 | Ubiquiti | POE-24-AF5X | 24V PoE 1A AF-5X w/US Power Cord | Ea |  | 1 Year | 16 | 5% | 15.2
94657 | Ubiquiti | POE-48-24W | 48V PoE 0.5A w/US Power Cord | Ea |  | 1 Year | 15 | 5% | 14.25
94658 | Ubiquiti | POE-48-24W-G | 48V PoE 0.5A Gigabit w/US Power Cord | Ea |  | 1 Year | 16 | 5% | 15.2
94659 | Ubiquiti | POE-50-60W | 50V PoE 1.2A Gigabit w/US Power Cord | Ea |  | 1 Year | 17 | 5% | 16.15
94660 | Ubiquiti | POE-54-80W | 54V PoE 1.5A w/US Power Cord | Ea |  | 1 Year | 29 | 5% | 27.55
94661 | Ubiquiti | POE-WM | PoE Wall Mount Bracket | Ea |  | 1 Year | 1 | 5% | 0.95
94662 | Ubiquiti | PrismAP-5-30 | PrismAP-5 30° Isolation Antenna Horn | Ea |  | 1 Year | 79 | 5% | 75.05
94663 | Ubiquiti | PrismAP-5-45 | PrismAP-5 45° Isolation Antenna Horn | Ea |  | 1 Year | 79 | 5% | 75.05
94664 | Ubiquiti | PS5-22V-US | 5GHz PowerStation 400mW 22dBi US | Ea |  | 1 Year | 169 | 5% | 160.55
94665 | Ubiquiti | PS-5AC | 5GHz PrismStation AC ROW | Ea |  | 1 Year | 299 | 5% | 284.05
94666 | Ubiquiti | PS-5AC-US | 5GHz PrismStation AC US | Ea |  | 1 Year | 299 | 5% | 284.05
94667 | Ubiquiti | R2AC | 2GHz Rocket ac Prism ROW | Ea |  | 1 Year | 209 | 5% | 198.55
94668 | Ubiquiti | R2AC | 2GHz Rocket ac Prism ROW | Ea |  | 1 Year | 209 | 5% | 198.55
94669 | Ubiquiti | R2AC-US | 2GHz Rocket ac Prism US | Ea |  | 1 Year | 209 | 5% | 198.55
94670 | Ubiquiti | R5AC-Lite | 5GHz Rocket ac Lite 2x2 ROW | Ea |  | 1 Year | 135 | 5% | 128.25
94671 | Ubiquiti | R5AC-Lite-US | 5GHz Rocket ac Lite 2x2 US | Ea |  | 1 Year | 135 | 5% | 128.25
94672 | Ubiquiti | RAD-2RD | RocketDish Radome 2' | Ea |  | 1 Year | 79 | 5% | 75.05
94673 | Ubiquiti | RAD-3RD | RocketDish Radome 3' | Ea |  | 1 Year | 129 | 5% | 122.55
94674 | Ubiquiti | RD-2G24 | 2.4GHz RocketDish 24dBi 2x2 MIMO | Ea |  | 1 Year | 169 | 5% | 160.55
94675 | Ubiquiti | RD-3G26 | 3GHz RocketDish 26dBi 2x2 MIMO | Ea |  | 1 Year | 229 | 5% | 217.55
94676 | Ubiquiti | RD-5G30 | 5GHz RocketDish 30dBi 2x2 | Ea |  | 1 Year | 149 | 5% | 141.55
94677 | Ubiquiti | RD-5G30-LW | 5GHz RocketDish 30dBi 2x2 Light Weight | Ea |  | 1 Year | 109 | 5% | 103.55
94678 | Ubiquiti | RD-5G31-AC | 5GHz RocketDish ac 31dBi 2x2 MIMO | Ea |  | 1 Year | 339 | 5% | 322.05
94679 | Ubiquiti | RD-5G34 | 5GHz RocketDish 34dBi 2x2 3ft | Ea |  | 1 Year | 329 | 5% | 312.55
94680 | Ubiquiti | RM2 | 2.4GHz Rocket M2 2x2 ROW | Ea |  | 1 Year | 89 | 5% | 84.55
94681 | Ubiquiti | RM2-US | 2.4GHz Rocket M2 2x2 US | Ea |  | 1 Year | 89 | 5% | 84.55
94682 | Ubiquiti | RM3 | 3GHz Rocket M3 2x2 ROW | Ea |  | 1 Year | 179 | 5% | 170.05
94683 | Ubiquiti | RM5 | 5GHz Rocket M5 2x2 ROW | Ea |  | 1 Year | 89 | 5% | 84.55
94684 | Ubiquiti | RM5-US | 5GHz Rocket M5 2x2 US | Ea |  | 1 Year | 89 | 5% | 84.55
94685 | Ubiquiti | RM900 | 900MHz Rocket M900 2x2 MIMO | Ea |  | 1 Year | 179 | 5% | 170.05
94686 | Ubiquiti | ROCKETM365 | 3.65GHz Rocket M365 2x2 | Ea |  | 1 Year | 179 | 5% | 170.05
94687 | Ubiquiti | RP-5AC-GEN2 | 5GHz Rocket ac Gen2 Prism ROW | Ea |  | 1 Year | 249 | 5% | 236.55
94688 | Ubiquiti | RP-5AC-GEN2 | 5GHz Rocket ac Gen2 Prism ROW | Ea |  | 1 Year | 249 | 5% | 236.55
94689 | Ubiquiti | RP-5AC-GEN2-US | 5GHz Rocket ac Gen2 Prism US | Ea |  | 1 Year | 249 | 5% | 236.55
94690 | Ubiquiti | RPS-AC-100W | AC/DC Power Module | Ea |  | 1 Year | 69 | 5% | 65.55
94691 | Ubiquiti | RPS-DC-100W | DC/DC Power Module | Ea |  | 1 Year | 89 | 5% | 84.55
94692 | Ubiquiti | SR71-15 | 5GHz SuperRange71-15 2x2 Mini-PCI | Ea |  | 1 Year | 79 | 5% | 75.05
94693 | Ubiquiti | SR71-C | 2.4/5GHz SuperRange71-C 2x2 PCMCIA | Ea |  | 1 Year | 139 | 5% | 132.05
94694 | Ubiquiti | SR71-X | 2.4/5GHz SuperRange71-X 2x2 ExpressCard | Ea |  | 1 Year | 79 | 5% | 75.05
94695 | Ubiquiti | SRC | 2.4/5GHz SuperRange 1x1 PCMCIA | Ea |  | 1 Year | 132.95 | 5% | 126.3025
94696 | Ubiquiti | SRC4 | 4.9GHz SuperRange4 1x1 PCMCIA | Ea |  | 1 Year | 189 | 5% | 179.55
94697 | Ubiquiti | TC-Carrier | TOUGHCable Carrier Outdoor Cat5e 1000ft | Ea |  | 1 Year | 180 | 5% | 171
94698 | Ubiquiti | TC-Con-100 | TOUGHCable Ethernet Connector 100pc | Ea |  | 1 Year | 52 | 5% | 49.4
94699 | Ubiquiti | TC-GND | TOUGHCable Grounded Ethernet Conn 1000pc | Ea |  | 1 Year | 750 | 5% | 712.5
94700 | Ubiquiti | TC-GND-20 | TOUGHCable Grounded Ethernet Conn 20pc | Ea |  | 1 Year | 24.95 | 5% | 23.7025
94701 | Ubiquiti | TC-Pro | TOUGHCable Pro Outdoor Cat5e 1000ft | Ea |  | 1 Year | 135 | 5% | 128.25
94702 | Ubiquiti | TS-8-PRO | TOUGHSwitch PoE 8 Gigabit 24V/48V PoE | Ea |  | 1 Year | 189 | 5% | 179.55
94703 | Ubiquiti | UAP | UniFi AP 2.4GHz 802.11n ROW | Ea |  | 1 Year | 69 | 5% | 65.55
94704 | Ubiquiti | UAP-3 | UniFi AP 2.4GHz 802.11n ROW 3Pk | Ea |  | 1 Year | 199 | 5% | 189.05
94705 | Ubiquiti | UAP-3-US | UniFi AP 2.4GHz 802.11n US 3Pk | Ea |  | 1 Year | 199 | 5% | 189.05
94706 | Ubiquiti | UAP-AC-EDU | UniFi AP ac EDU w/Speaker ROW | Ea |  | 1 Year | 399 | 5% | 379.05
94707 | Ubiquiti | UAP-AC-EDU-4 | UniFi AP ac EDU w/Speaker ROW 4Pk | Ea |  | 1 Year | 1540 | 5% | 1463
94708 | Ubiquiti | UAP-AC-EDU-4-US | UniFi AP ac EDU w/Speaker US 4Pk | Ea |  | 1 Year | 1540 | 5% | 1463
94709 | Ubiquiti | UAP-AC-EDU-US | UniFi AP ac EDU w/Speaker US | Ea |  | 1 Year | 399 | 5% | 379.05
94710 | Ubiquiti | UAP-AC-HD | UniFi AP ac HD ROW | Ea |  | 1 Year | 349 | 5% | 331.55
94711 | Ubiquiti | UAP-AC-HD-5 | UniFi AP ac HD ROW 5Pk | Ea |  | 1 Year | 1679 | 5% | 1595.05
94712 | Ubiquiti | UAP-AC-HD-5 | UniFi AP ac HD ROW 5Pk | Ea |  | 1 Year | 1679 | 5% | 1595.05
94713 | Ubiquiti | UAP-AC-HD-5-US | UniFi AP ac HD US 5Pk | Ea |  | 1 Year | 1679 | 5% | 1595.05
94714 | Ubiquiti | UAP-AC-HD-US | UniFi AP ac HD US | Ea |  | 1 Year | 349 | 5% | 331.55
94715 | Ubiquiti | UAP-AC-IW | UniFi AP ac In-Wall ROW | Ea |  | 1 Year | 99 | 5% | 94.05
94716 | Ubiquiti | UAP-AC-IW | UniFi AP ac In-Wall ROW | Ea |  | 1 Year | 99 | 5% | 94.05
94717 | Ubiquiti | UAP-AC-IW-5 | UniFi AP ac In-Wall ROW 5Pk | Ea |  | 1 Year | 480 | 5% | 456
94718 | Ubiquiti | UAP-AC-IW-5-US | UniFi AP ac In-Wall US 5Pk | Ea |  | 1 Year | 480 | 5% | 456
94719 | Ubiquiti | UAP-AC-IW-PRO | UniFi AP ac In-Wall Pro ROW | Ea |  | 1 Year | 199 | 5% | 189.05
94720 | Ubiquiti | UAP-AC-IW-PRO | UniFi AP ac In-Wall Pro ROW | Ea |  | 1 Year | 199 | 5% | 189.05
94721 | Ubiquiti | UAP-AC-IW-PRO-5 | UniFi AP ac In-Wall Pro ROW 5Pk | Ea |  | 1 Year | 945 | 5% | 897.75
94722 | Ubiquiti | UAP-AC-IW-PRO-5-US | UniFi AP ac In-Wall Pro US 5Pk | Ea |  | 1 Year | 945 | 5% | 897.75
94723 | Ubiquiti | UAP-AC-IW-PRO-5-US | UniFi AP ac In-Wall Pro US 5Pk | Ea |  | 1 Year | 945 | 5% | 897.75
94724 | Ubiquiti | UAP-AC-IW-PRO-US | UniFi AP ac In-Wall PRO US | Ea |  | 1 Year | 199 | 5% | 189.05
94725 | Ubiquiti | UAP-AC-IW-PRO-US | UniFi AP ac In-Wall Pro US | Ea |  | 1 Year | 199 | 5% | 189.05
94726 | Ubiquiti | UAP-AC-IW-US | UniFi AP ac In-Wall US | Ea |  | 1 Year | 99 | 5% | 94.05
94727 | Ubiquiti | UAP-AC-IW-US | UniFi AP ac In-Wall US | Ea |  | 1 Year | 99 | 5% | 94.05
94728 | Ubiquiti | UAP-AC-LITE | UniFi AP ac Lite ROW | Ea |  | 1 Year | 89 | 5% | 84.55
94729 | Ubiquiti | UAP-AC-LITE-5 | UniFi AP ac Lite ROW 5Pk | Ea |  | 1 Year | 399 | 5% | 379.05
94730 | Ubiquiti | UAP-AC-LITE-5-US | UniFi AP ac Lite US 5Pk | Ea |  | 1 Year | 399 | 5% | 379.05
94731 | Ubiquiti | UAP-AC-LITE-US | UniFi AP ac Lite US | Ea |  | 1 Year | 89 | 5% | 84.55
94732 | Ubiquiti | UAP-AC-LR | UniFi AP ac Long Range ROW | Ea |  | 1 Year | 109 | 5% | 103.55
94733 | Ubiquiti | UAP-AC-LR-5 | UniFi AP ac Long Range ROW 5Pk | Ea |  | 1 Year | 499 | 5% | 474.05
94734 | Ubiquiti | UAP-AC-LR-5-US | UniFi AP ac Long Range US 5Pk | Ea |  | 1 Year | 499 | 5% | 474.05
94735 | Ubiquiti | UAP-AC-LR-US | UniFi AP ac Long Range US | Ea |  | 1 Year | 109 | 5% | 103.55
94736 | Ubiquiti | UAP-AC-M | UniFi AP ac Mesh ROW | Ea |  | 1 Year | 99 | 5% | 94.05
94737 | Ubiquiti | UAP-AC-M-5 | UniFi AP ac Mesh ROW 5Pk | Ea |  | 1 Year | 480 | 5% | 456
94738 | Ubiquiti | UAP-AC-M-5-US | UniFi AP ac Mesh US 5Pk | Ea |  | 1 Year | 480 | 5% | 456
94739 | Ubiquiti | UAP-AC-M-PRO | UniFi AP ac Mesh Pro ROW | Ea |  | 1 Year | 199 | 5% | 189.05
94740 | Ubiquiti | UAP-AC-M-PRO-5 | UniFi AP ac Mesh Pro ROW 5Pk | Ea |  | 1 Year | 975 | 5% | 926.25
94741 | Ubiquiti | UAP-AC-M-PRO-5-US | UniFi AP ac Mesh Pro US 5Pk | Ea |  | 1 Year | 975 | 5% | 926.25
94742 | Ubiquiti | UAP-AC-M-PRO-US | UniFi AP ac Mesh Pro US | Ea |  | 1 Year | 199 | 5% | 189.05
94743 | Ubiquiti | UAP-AC-M-PRO-US | UniFi AP ac Mesh Pro US | Ea |  | 1 Year | 199 | 5% | 189.05
94744 | Ubiquiti | UAP-AC-M-PRO-US | UniFi AP ac Mesh Pro US | Ea |  | 1 Year | 99 | 5% | 94.05
94745 | Ubiquiti | UAP-AC-M-US | UniFi AP ac Mesh US | Ea |  | 1 Year | 99 | 5% | 94.05
94746 | Ubiquiti | UAP-AC-PRO | UniFi AP ac Pro ROW | Ea |  | 1 Year | 149 | 5% | 141.55
94747 | Ubiquiti | UAP-AC-PRO-3 | UniFi AP ac Pro ROW 3Pk | Ea |  | 1 Year | 432 | 5% | 410.4
94748 | Ubiquiti | UAP-AC-PRO-5 | UniFi AP ac Pro ROW 5Pk | Ea |  | 1 Year | 699 | 5% | 664.05
94749 | Ubiquiti | UAP-AC-PRO-5-US | UniFi AP ac Pro US 5Pk | Ea |  | 1 Year | 699 | 5% | 664.05
94750 | Ubiquiti | UAP-AC-PRO-US | UniFi AP ac PRO US | Ea |  | 1 Year | 149 | 5% | 141.55
94751 | Ubiquiti | UAP-AC-SHD | UniFi AP ac SHD ROW | Ea |  | 1 Year | 549 | 5% | 521.55
94752 | Ubiquiti | UAP-AC-SHD-5 | UniFi AP ac SHD ROW 5Pk | Ea |  | 1 Year | 2649 | 5% | 2516.55
94753 | Ubiquiti | UAP-AC-SHD-5-US | UniFi AP ac SHD US 5Pk | Ea |  | 1 Year | 2649 | 5% | 2516.55
94754 | Ubiquiti | UAP-AC-SHD-US | UniFi AP ac SHD US | Ea |  | 1 Year | 549 | 5% | 521.55
94755 | Ubiquiti | UAP-IW | UniFi AP In-Wall 2.4GHz 802.11n ROW | Ea |  | 1 Year | 59 | 5% | 56.05
94756 | Ubiquiti | UAP-IW-5 | UniFi AP In-Wall 2.4GHz 802.11n ROW 5Pk | Ea |  | 1 Year | 270 | 5% | 256.5
94757 | Ubiquiti | UAP-IW-5-US | UniFi AP In-Wall 2.4GHz 802.11n US 5Pk | Ea |  | 1 Year | 270 | 5% | 256.5
94758 | Ubiquiti | UAP-IW-HD | UniFi AP In-Wall HD 2.4/5GHz ROW | Ea |  | 1 Year | 209 | 5% | 198.55
94759 | Ubiquiti | UAP-IW-HD | UniFi AP In-Wall HD 2.4/5GHz ROW | Ea |  | 1 Year | 209 | 5% | 198.55
94760 | Ubiquiti | UAP-IW-HD-US | UniFi AP In-Wall HD 2.4/5GHz US | Ea |  | 1 Year | 179 | 5% | 170.05
94761 | Ubiquiti | UAP-IW-US | UniFi AP In-Wall 2.4GHz 802.11n US | Ea |  | 1 Year | 59 | 5% | 56.05
94762 | Ubiquiti | UAP-LR | UniFi AP LR 2.4GHz 802.11n ROW | Ea |  | 1 Year | 89 | 5% | 84.55
94763 | Ubiquiti | UAP-LR-3 | UniFi AP Long Range 2.4GHz ROW 3pk | Ea |  | 1 Year | 260 | 5% | 247
94764 | Ubiquiti | UAP-LR-3-US | UniFi AP LR 2.4GHz 802.11n US 3Pk | Ea |  | 1 Year | 260 | 5% | 247
94765 | Ubiquiti | UAP-LR-US | UniFi AP LR 2.4GHz 802.11n US | Ea |  | 1 Year | 89 | 5% | 84.55
94766 | Ubiquiti | UAP-NanoHD | UniFi AP ac NanoHD ROW | Ea |  | 1 Year | 179 | 5% | 170.05
94767 | Ubiquiti | UAP-NanoHD-3 | UniFi AP ac NanoHD ROW 3Pk | Ea |  | 1 Year | 527 | 5% | 500.65
94768 | Ubiquiti | UAP-NanoHD-3-US | UniFi AP ac NanoHD US 3Pk | Ea |  | 1 Year | 527 | 5% | 500.65
94769 | Ubiquiti | UAP-NanoHD-5 | UniFi AP ac NanoHD ROW 5Pk | Ea |  | 1 Year | 875 | 5% | 831.25
94770 | Ubiquiti | UAP-NanoHD-5 | UniFi AP ac NanoHD ROW 5Pk | Ea |  | 1 Year | 875 | 5% | 831.25
94771 | Ubiquiti | UAP-NanoHD-5-US | UniFi AP ac NanoHD US 5Pk | Ea |  | 1 Year | 875 | 5% | 831.25
94772 | Ubiquiti | UAP-NanoHD-US | UniFi AP ac NanoHD US | Ea |  | 1 Year | 179 | 5% | 170.05
94773 | Ubiquiti | UAP-Pro-US | UniFi AP Pro 2.4/5GHz 802.11n US | Ea |  | 1 Year | 229 | 5% | 217.55
94774 | Ubiquiti | UAP-US | UniFi AP 2.4GHz 802.11n US | Ea |  | 1 Year | 69 | 5% | 65.55
94775 | Ubiquiti | UAP-XG | UniFi XG AP 5GHz 802.11ac ROW | Ea |  | 1 Year | 799 | 5% | 759.05
94776 | Ubiquiti | UAP-XG | UniFi XG AP 5GHz 802.11ac ROW | Ea |  | 1 Year | 799 | 5% | 759.05
94777 | Ubiquiti | UAP-XG-US | UniFi XG AP 5GHz 802.11ac US | Ea |  | 1 Year | 799 | 5% | 759.05
94778 | Ubiquiti | UAS-XG | 10G UniFi Application Server | Ea |  | 1 Year | 1999 | 5% | 1899.05
94779 | Ubiquiti | UAS-XG | 10G UniFi Application Server XG | Ea |  | 1 Year | 1999 | 5% | 1899.05
94780 | Ubiquiti | UB-AM | Universal Antenna Mount | Ea |  | 1 Year | 8 | 5% | 7.6
94781 | Ubiquiti | UBNT-EU | EU PowerCord | Ea |  | 1 Year | 6.95 | 5% | 6.6025
94782 | Ubiquiti | UC-C6-CMR | UniFi Cable Cat6 CMR 23AWG 1000ft | Ea |  | 1 Year | 149 | 5% | 141.55
94783 | Ubiquiti | UC-CK | UniFi Controller Cloud Key | Ea |  | 1 Year | 99 | 5% | 94.05
94784 | Ubiquiti | UCK-G2 | UniFi Cloud Key Gen2 AIR Shipped | Ea |  | 1 Year | 179 | 5% | 170.05
94785 | Ubiquiti | UCK-G2 | UniFi Cloud Key Gen2 | Ea |  | 1 Year | 179 | 5% | 170.05
94786 | Ubiquiti | UCK-G2-PLUS | UniFi Cloud Key Gen2 Plus | Ea |  | 1 Year | 199 | 5% | 189.05
94787 | Ubiquiti | UCK-G2-PLUS | UniFi Cloud Key Gen2 Plus | Ea |  | 1 Year | 199 | 5% | 189.05
94788 | Ubiquiti | UDC-1 | UniFi Direct Attach Copper 10Gbps 1m | Ea |  | 1 Year | 20 | 5% | 19
94789 | Ubiquiti | UDC-2 | UniFi Direct Attach Copper 10Gbps 2m | Ea |  | 1 Year | 25 | 5% | 23.75
94790 | Ubiquiti | UDC-3 | UniFi Direct Attach Copper 10Gbps 3m | Ea |  | 1 Year | 30 | 5% | 28.5
94791 | Ubiquiti | UDIM-AT | UniFi Dimmer Switch 802.3af PoE | Ea |  | 1 Year | 49 | 5% | 46.55
94792 | Ubiquiti | UDIM-AT-5 | UniFi Dimmer Switch 802.3af PoE 5Pk | Ea |  | 1 Year | 215 | 5% | 204.25
94793 | Ubiquiti | UF-GP-B+ | UFiber Class B+ GPON SFP Module | Ea |  | 1 Year | 79 | 5% | 75.05
94794 | Ubiquiti | UF-GP-C+ | UFiber Class C+ GPON SFP Module | Ea |  | 1 Year | 86 | 5% | 81.7
94795 | Ubiquiti | UF-LOCO | UFiber Loco GPON CPE | Ea |  | 1 Year | 49 | 5% | 46.55
94796 | Ubiquiti | UF-LOCO-20 | UFiber Loco GPON CPE 20pk | Ea |  | 1 Year | 899 | 5% | 854.05
94797 | Ubiquiti | UF-LOCO-5 | UFiber Loco GPON CPE 5pk | Ea |  | 1 Year | 225 | 5% | 213.75
94798 | Ubiquiti | UF-MM-10G | U Fiber Multi-Mode SFP+ 2Pk | Ea |  | 1 Year | 38 | 5% | 36.1
94799 | Ubiquiti | UF-MM-10G-20 | U Fiber Multi-Mode SFP+ 20Pk | Ea |  | 1 Year | 360 | 5% | 342
94800 | Ubiquiti | UF-MM-1G | U Fiber Multi-Mode SFP 2Pk | Ea |  | 1 Year | 17 | 5% | 16.15
94801 | Ubiquiti | UF-MM-1G-20 | U Fiber Multi-Mode SFP 20Pk | Ea |  | 1 Year | 150 | 5% | 142.5
94802 | Ubiquiti | UF-NANO | UFiber Nano G GPON CPE | Ea |  | 1 Year | 69 | 5% | 65.55
94803 | Ubiquiti | UF-OLT | UFiber GPON Optical Line Terminal 8 port | Ea |  | 1 Year | 1799 | 5% | 1709.05
94804 | Ubiquiti | UF-OLT-4 | UFiber GPON Optical Line Terminal 4 port | Ea |  | 1 Year | 1189 | 5% | 1129.55
94805 | Ubiquiti | UF-RJ45-10G | U Fiber Copper 1/10 Gbps | Ea |  | 1 Year | 65 | 5% | 61.75
94806 | Ubiquiti | UF-RJ45-1G | U Fiber Copper 10/100/1000 Mbps | Ea |  | 1 Year | 19.5 | 5% | 18.525
94807 | Ubiquiti | UF-SM-10G | U Fiber Single-Mode SFP+ 2 Pack | Ea |  | 1 Year | 85 | 5% | 80.75
94808 | Ubiquiti | UF-SM-10G-20 | U Fiber Single-Mode SFP+ 20 Pack | Ea |  | 1 Year | 750 | 5% | 712.5
94809 | Ubiquiti | UF-SM-10G-S | U Fiber Single-Mode SFP+ BiDi 1 Pair | Ea |  | 1 Year | 160 | 5% | 152
94810 | Ubiquiti | UF-SM-10G-S-20 | U Fiber Single-Mode SFP+ BiDi 10 Pair | Ea |  | 1 Year | 1450 | 5% | 1377.5
94811 | Ubiquiti | UF-SM-1G-S | U Fiber Single-Mode SFP BiDi 1 Pair | Ea |  | 1 Year | 22 | 5% | 20.9
94812 | Ubiquiti | UF-SM-1G-S-20 | U Fiber Single-Mode SFP BiDi 10 Pair | Ea |  | 1 Year | 190 | 5% | 180.5
94813 | Ubiquiti | U-Installer | Ubiquiti Installer (WiFi, Battery, PoE) | Ea |  | 1 Year | 109 | 5% | 103.55
94814 | Ubiquiti | ULED-AT | UniFi LED Panel 802.3at PoE+ | Ea |  | 1 Year | 139 | 5% | 132.05
94815 | Ubiquiti | ULED-AT-2 | UniFi LED Panel 802.3at PoE+ 2Pk | Ea |  | 1 Year | 259 | 5% | 246.05
94816 | Ubiquiti | UMA-D | UniFi Dual-Band Directional Antenna | Ea |  | 1 Year | 99 | 5% | 94.05
94817 | Ubiquiti | UniFi-Elite-T1 | UniFi Elite Premium Support - Tier 1 1yr | Ea |  | 1 Year | 25 | 5% | 23.75
94818 | Ubiquiti | UniFi-Elite-T2 | UniFi Elite Premium Support - Tier 2 1yr | Ea |  | 1 Year | 50 | 5% | 47.5
94819 | Ubiquiti | UniFi-Elite-T3 | UniFi Elite Premium Support - Tier 3 1yr | Ea |  | 1 Year | 100 | 5% | 95
94820 | Ubiquiti | UniFi-Elite-T4 | UniFi Elite Premium Support - Tier 4 1yr | Ea |  | 1 Year | 200 | 5% | 190
94821 | Ubiquiti | UOC-0.5 | UniFi ODN Cable 0.5 Meter | Ea |  | 1 Year | 5 | 5% | 4.75
94822 | Ubiquiti | UOC-1 | UniFi ODN Cable 1 Meter | Ea |  | 1 Year | 6 | 5% | 5.7
94823 | Ubiquiti | UOC-2 | UniFi ODN Cable 2 Meter | Ea |  | 1 Year | 7 | 5% | 6.65
94824 | Ubiquiti | UOC-3 | UniFi ODN Cable 3 Meter | Ea |  | 1 Year | 8 | 5% | 7.6
94825 | Ubiquiti | UOC-5 | UniFi ODN Cable 5 Meter | Ea |  | 1 Year | 9 | 5% | 8.55
94826 | Ubiquiti | U-OMT-Dish | U-OMT-Dish 27dBi 6.5 Deg. Beam | Ea |  | 1 Year | 69 | 5% | 65.55
94827 | Ubiquiti | U-OMT-Dish-5 | U-OMT-Dish 27dBi 6.5 Deg. Beam 5 Pack | Ea |  | 1 Year | 325 | 5% | 308.75
94828 | Ubiquiti | U-POE-AF | 802.3af Supported PoE Injector | Ea |  | 1 Year | 8 | 5% | 7.6
94829 | Ubiquiti | U-PRO-MP | UniFi Professional Mounting System | Ea |  | 1 Year | 8.5 | 5% | 8.075
94830 | Ubiquiti | US-16-150W | Unifi Switch 16 150W 24V,802.3af/at PoE | Ea |  | 1 Year | 299 | 5% | 284.05
94831 | Ubiquiti | US-16-150W | Unifi Switch 16 150W 24V,802.3af/at PoE | Ea |  | 1 Year | 299 | 5% | 284.05
94832 | Ubiquiti | US-16-XG | UniFi Switch 16 12xSFP+ 4x10Gigabit | Ea |  | 1 Year | 599 | 5% | 569.05
94833 | Ubiquiti | US-24 | UniFi Switch 24 Gigabit 2 SFP | Ea |  | 1 Year | 215 | 5% | 204.25
94834 | Ubiquiti | US-24-250W | UniFi Switch 24 250W 24V,802.3af/at PoE | Ea |  | 1 Year | 399 | 5% | 379.05
94835 | Ubiquiti | US-24-500W | UniFi Switch 24 500W 24V,802.3af/at PoE | Ea |  | 1 Year | 545 | 5% | 517.75
94836 | Ubiquiti | US-48 | UniFi Switch 48 Gigabit 2 SFP 2 SFP+ | Ea |  | 1 Year | 415 | 5% | 394.25
94837 | Ubiquiti | US-48-500W | UniFi Switch 48 500W 24V,802.3af/at PoE | Ea |  | 1 Year | 835 | 5% | 793.25
94838 | Ubiquiti | US-48-500W | UniFi Switch 48 500W 24V,802.3af/at PoE | Ea |  | 1 Year | 835 | 5% | 793.25
94839 | Ubiquiti | US-48-750W | UniFi Switch 48 750W 24V,802.3af/at PoE | Ea |  | 1 Year | 1025 | 5% | 973.75
94840 | Ubiquiti | US-8 | UniFi Switch 8 | Ea |  | 1 Year | 99 | 5% | 94.05
94841 | Ubiquiti | US-8-150W | UniFi Switch 8 150W 24V,802.3af/at PoE | Ea |  | 1 Year | 199 | 5% | 189.05
94842 | Ubiquiti | US-8-5 | UniFi Switch 8 5Pk | Ea |  | 1 Year | 480 | 5% | 456
94843 | Ubiquiti | US-8-60W | UniFi Switch 8 60W 4 ports PoE | Ea |  | 1 Year | 109 | 5% | 103.55
94844 | Ubiquiti | US-8-60W-5 | UniFi Switch 8 60W 4 ports PoE 5Pk | Ea |  | 1 Year | 540 | 5% | 513
94845 | Ubiquiti | USG | UniFi Security Gateway 3xRJ45 Gigabit | Ea |  | 1 Year | 139 | 5% | 132.05
94846 | Ubiquiti | USG-PRO-4 | UniFi Security Gateway Pro 4xRJ45 2xSFP | Ea |  | 1 Year | 344 | 5% | 326.8
94847 | Ubiquiti | USG-PRO-4 | UniFi Security Gateway Pro 4xRJ45 2xSFP | Ea |  | 1 Year | 344 | 5% | 326.8
94848 | Ubiquiti | USG-XG-8 | UniFi XG Gateway 8xSFP+ | Ea |  | 1 Year | 2499 | 5% | 2374.05
94849 | Ubiquiti | USG-XG-8 | UniFi XG Gateway 8xSFP+ | Ea |  | 1 Year | 2499 | 5% | 2374.05
94850 | Ubiquiti | US-XG-6POE | UniFi Switch 10 Gigabit 6-Port 802.3bt | Ea |  | 1 Year | 599 | 5% | 569.05
94851 | Ubiquiti | UVC-G3-AF | UniFi Video Camera G3 1080p 802.3af | Ea |  | 1 Year | 149 | 5% | 141.55
94852 | Ubiquiti | UVC-G3-AF-5 | UniFi Video Camera G3 1080p 802.3af 5Pk | Ea |  | 1 Year | 679 | 5% | 645.05
94853 | Ubiquiti | UVC-G3-Dome | UniFi Video Camera G3 Dome 1080p | Ea |  | 1 Year | 149 | 5% | 141.55
94854 | Ubiquiti | UVC-G3-Dome-5 | UniFi Video Camera G3 Dome 1080p 5Pk | Ea |  | 1 Year | 679 | 5% | 645.05
94855 | Ubiquiti | UVC-G3-F-C-10 | UniFi Video Camera G3 Flex Ceiling Mount | Ea |  | 1 Year | 95 | 5% | 90.25
94856 | Ubiquiti | UVC-G3-Flex | UniFi Video Camera G3 Flex 1080p IR | Ea |  | 1 Year | 79 | 5% | 75.05
94857 | Ubiquiti | UVC-G3-FLEX-5 | UniFi Video Camera G3 Flex 1080p IR 5Pk | Ea |  | 1 Year | 379 | 5% | 360.05
94858 | Ubiquiti | UVC-G3-LED | UniFi Video Camera G3 IR Range Extender | Ea |  | 1 Year | 79 | 5% | 75.05
94859 | Ubiquiti | UVC-G3-MICRO | UniFi Video Camera G3 Micro 1080p | Ea |  | 1 Year | 199 | 5% | 189.05
94860 | Ubiquiti | UVC-G3-MICRO-5 | UniFi Video Camera G3 Micro 1080p 5Pk | Ea |  | 1 Year | 949 | 5% | 901.55
94861 | Ubiquiti | UVC-G3-PRO | UniFi Video Camera G3 1080p Pro | Ea |  | 1 Year | 299 | 5% | 284.05
94862 | Ubiquiti | UVC-G3-PRO | UniFi Video Camera G3 1080p Pro | Ea |  | 1 Year | 299 | 5% | 284.05
94863 | Ubiquiti | UVC-G4-PRO | UniFi Video Camera G4 4K Pro | Ea |  | 1 Year | 449 | 5% | 426.55
94864 | Ubiquiti | UVC-NVR-2TB | UniFi Video Camera NVR 2TB | Ea |  | 1 Year | 365 | 5% | 346.75
94865 | Ubiquiti | UVP | UniFi VoIP Phone 5" | Ea |  | 1 Year | 149 | 5% | 141.55
94866 | Ubiquiti | UVP-Executive | UniFi VoIP Exec 7" Cam, Bluetooth, WiFi | Ea |  | 1 Year | 399 | 5% | 379.05
94867 | Ubiquiti | UVP-PRO | UniFi Voip Phone PRO Air Shipped | Ea |  | 1 Year | 229 | 5% | 217.55
94868 | Ubiquiti | UWB-XG | Beam Forming BaseStation 1500 Client ROW | Ea |  | 1 Year | 1499 | 5% | 1424.05
94869 | Ubiquiti | UWB-XG | Beam Forming BaseStation 1500 Client ROW | Ea |  | 1 Year | 1499 | 5% | 1424.05
94870 | Ubiquiti | UWB-XG-US | Beam Forming BaseStation 1500 Client US | Ea |  | 1 Year | 1499 | 5% | 1424.05
94871 | Ubiquiti | UWB-XG-US | Beam Forming BaseStation 1500 Client US | Ea |  | 1 Year | 1499 | 5% | 1424.05
94872 | Ubiquiti | XR2 | 2.4GHz XtreamRange2 1x1 600mW Mini-PCI | Ea |  | 1 Year | 105 | 5% | 99.75
94873 | Ubiquiti | XR5 | 5GHz XtreamRange5 1x1 Mini-PCI | Ea |  | 1 Year | 105 | 5% | 99.75
94874 | Ubiquiti | XR9 | 900Mhz XtreamRange9 1x1 600mW Mini-PCI | Ea |  | 1 Year | 159 | 5% | 151.05
94875 | Fortis | IMP | Incident Management Portal - One time fee. Includes license, installation and configuration, and 2 weeks of onsite and remote support | Ea |  | 1 Year | 175000 | 4.5% | 167125
94876 | Fortis | TIP | Traveler Information Portal - One time fee. Includes license, installation and configuration, and 2 weeks of onsite and remote support | Ea |  | 1 Year | 175000 | 4.5% | 167125

## Region 1 Labor Rates
Region 1 - Nassau and Suffolk Counties
| Contractor Name: | 0
Job Title | Description of Duties | Prevailing Wage Occupation Sub-category | Prevailing Wage Rate | Supplemental Benefit | Percent Markup | Total Hourly Rate | Overtime Hourly Pay Rate | Overtime Total Hourly Rate | After Business Hours Hourly Pay Rate | After Business Hours Total Hourly Rate | Saturday Hourly Pay Rate | Saturday Total Hourly Rate | Sunday and NYS Holiday Hourly Pay Rate | Sunday and NYS Holiday Total Hourly Rate
Electrician/Electrical Installer Onsite Region 1 | Individual employed by the Contractor or a Subcontractor who: 1) Installs, runs, pulls, etc. Low Voltage Wiring, Line Voltage Wiring, cable, fiber optics, etc. for all products/systems which fit the scope of the contract; 2) Installs raceway, conduits, etc. for wire, cable, and fiber optics for all products/systems which fit the scope of the contract; 3) Installs/Mounts products onto poles, pads, etc.; 4) Performs any other Installation work classified by NYS DOL as electrical work which is permitted on This Award; But only for: A. Electronic Article Surveillance Systems B. Electronic Identification System C. Guard Tour System D. CCTV/Surveillance Camera Systems E. Physical Access Control Systems F. Alarm and Signal Systems ***This Job Title can only be used for work/Services on Systems/Product Lines/Equipment which are included on the Contractor's Contract***. | Electrician: Telephone and Integrated Tele-Data System Electrician- Nassau, Suffolk | 40.43 | 29.6374 | 175% | 192.6853 | 60.645 | 258.283 | 60.645 | 258.283 | 60.645 | 258.283 | 80.86 | 323.8807 | 22.36 | 0.18
Electrician Lineman Onsite Region 1 | Individual employed by the Contractor or Subcontractor who: 1) Installs, runs, pulls, etc. Low Voltage Wiring, Line Voltage Wiring, cable, fiber optics, etc. for all Traffic and Transportation CCTV/Surveillance Camera Systems. 2) Installs raceway, conduits, etc. for wire, cable, and fiber optics for Traffic and Transportation CCTV/Surveillance Camera Systems. 3) Installs/Mounts products onto poles, pads, etc. for Traffic and Transportation CCTV/Surveillance Camera Systems. ***This Job Title can only be used for work/Services on Systems/Product Lines/Equipment which are included on the Contractor's Contract***. | Electrician Lineman: Lineman/Splicer - Nassau, Queens, Suffolk | 65.25 | 36.4094 | 125% | 228.7336 | 97.875 | 326.1804 | 97.875 | 326.1804 | 97.875 | 326.1804 | 130.5 | 423.6272 | 15.04 | 0.3275
Electronic Article Surveillance System Electronic Identification System Guard Tour System Technician Onsite Region 1 | Individual employed by the Contractor or Subcontractor who Starts-Up, Commissions, Programs, Integrates, and Maintains (both Preventative and Remedial Maintenance) Electronic Article Surveillance Systems, Electronic Identification Systems, and Guard Tour Systems. ***This Job Title can only be used for work/Services on Systems/Product Lines/Equipment which are included on the Contractor's Contract*** | Electrician: Telephone and Integrated Tele-Data System Electrician- Nassau, Suffolk | 40.43 | 29.6374 | 175% | 192.6853 | 60.645 | 258.283 | 60.645 | 258.283 | 60.645 | 258.283 | 80.86 | 323.8807 | 22.36 | 0.18
CCTV/Surveillance Camera System Physical Access Control System Alarm and Signal System Technician Onsite Region 1 | Individual employed by the Contractor or Subcontractor who Starts-Up, Commissions, Programs, Integrates, and Maintains (both Preventative and Remedial Maintenance) Facility Affixed CCTV/Surveillance Cameras, Facility Affixed Physical Access Control Systems, and Alarm and Signal Systems. ***This Job Title can only be used for Work/Services on Systems which are included on the Contractor's Contract***. | Electrician: Telephone and Integrated Tele-Data System Electrician- Nassau, Suffolk | 40.43 | 29.6374 | 175% | 192.6853 | 60.645 | 258.283 | 60.645 | 258.283 | 60.645 | 258.283 | 80.86 | 323.8807 | 22.36 | 0.18
Traffic and Transportation CCTV/Surveillance Camera System Technician Onsite Region 1 | Individual employed by the Contractor or Subcontractor who Starts-Up, Commissions, Programs, Integrates, and Maintains (both Preventative and Remedial Maintenance) Traffic Camera Systems. ***This Job Title can only be used for work/Services on Systems/Product Lines/Equipment which are included on the Contractor's Contract***. | Electrician Lineman: Lineman/Splicer - Nassau, Queens, Suffolk | 65.25 | 36.4094 | 125% | 228.7336 | 97.875 | 326.1804 | 97.875 | 326.1804 | 97.875 | 326.1804 | 130.5 | 423.6272 | 15.04 | 0.3275
Project/Program Manager | Individual employed by the Contractor or Subcontractor who oversees all onsite Work. ***This Job Title can only be used for work/Services on Systems/Product Lines/Equipment which are included on the Contractor's Contract***. |  |  |  |  | 170 |  | 255 |  | 255 |  | 255 |  | 340
CAD Specialist | Individual employed by the Contractor or Subcontractor who generates diagrams, drawings, plans, etc. ***This Job Title can only be used for work/Services on Systems/Product Lines/Equipment which are included on the Contractor's Contract***. |  |  |  |  | 145 |  | 217.5 |  | 217.5 |  | 217.5 |  | 290
Designer | Individual employed by the Contractor or Subcontractor who performs design Services related to the Installation and Integration of an Intelligent Facility and Security System and Solution as permitted by This Award, excluding Professional Design Services. ***This Job Title can only be used for work/Services on Systems/Product Lines/Equipment which are included on the Contractor's Contract***. |  |  |  |  | 170 |  | 255 |  | 255 |  | 255 |  | 340
Offsite Integration and Maintenance Technician | Individual employed by the Contractor or Subcontractor who performs Commissioning, Programming, Integration, Maintenance (both Preventative or Remedial Maintenance) offsite. See also Sec. "Remote Maintenance." This Job Title and corresponding Total Hourly Rate Must not be utilized for any work performed onsite, regardless of the nature of the Work. ***This Job Title can only be used for work/Services on Systems/Product Lines/Equipment which are included on the Contractor's Contract***. |  |  |  |  | 125 |  | 187.5 |  | 187.5 |  | 187.5 |  | 250
Trainer | Individual employed by the Contractor or Subcontractor who performs training of Authorized User's personnel in the use of Systems obtained or Maintained under This Award. ***This Job Title can only be used for work/Services on Systems/Product Lines/Equipment which are included on the Contractor's Contract***. |  |  |  |  | 125 |  | 187.5 |  | 187.5 |  | 187.5 |  | 250
Class Size (Number of People) | 10
Length of Class (Number of Hours) | 8
Advanced Trainer | Individual employed by the Contractor or Subcontractor who performs advanced training of Authorized User's personnel in the use of Systems obtained or Maintained under This Award. ***This Job Title can only be used for work/Services on Systems/Product Lines/Equipment which are included on the Contractor's Contract***. |  |  |  |  | 150 |  | 225 |  | 225 |  | 225 |  | 300
Class Size (Number of People) | 10
Length of Class (Number of Hours) | 8

## Region 2 Labor Rates
Region 2 - Bronx, Kings, New York, Queens, and Richmond Counties
| Contractor Name: | 0
Job Title | Description of Duties | Prevailing Wage Occupation Sub-category | Prevailing Wage Rate | Supplemental Benefit | Percent Markup | Total Hourly Rate | Overtime Hourly Pay Rate | Overtime Total Hourly Rate | After Business Hours Hourly Pay Rate | After Business Hours Total Hourly Rate | Saturday Hourly Pay Rate | Saturday Total Hourly Rate | Sunday and NYS Holiday Hourly Pay Rate | Sunday and NYS Holiday Total Hourly Rate
Electrician/Electrical Installer Onsite Region 2 | Individual employed by the Contractor who: 1) Installs, runs, pulls, etc. Low Voltage Wiring, Line Voltage Wiring,, cable, fiber optics, etc. for all products/systems which fit the scope of the contract. 2) Installs raceway, conduits, etc. for wire, cable, and fiber optics for all products/systems which fit the scope of the contract. 3) Installs/Mounts products onto poles, pads, etc. 4) Performs any other Installation work classified by NYS DOL as electrical work which is permitted on This Award. ***This Job Title can only be used for work/Services on Systems/Product Lines/Equipment which are included on the Contractor's Contract***. | Electrician: Electrician Audio/Sound and Temporary Light/Power - Bronx, Kings, Queens, New York, Richmond | 61 | 63.84 | 125% | 280.89 | 91.5 | 358.1775 | 91.5 | 358.1775 | 91.5 | 358.1775 | 91.5 | 358.1775 | 67.69
Electronic Article Surveillance System Electronic Identification System Guard Tour System Technician Onsite Region 2 | Individual employed by the Contractor or Subcontractor who Starts-Up, Commissions, Programs, Integrates, and Maintains (both Preventative and Remedial Maintenance) Electronic Article Surveillance Systems, Electronic Identification Systems, and Guard Tour Systems. ***This Job Title can only be used for work/Services on Systems/Product Lines/Equipment which are included on the Contractor's Contract***. | Electrician: Electrician Audio/Sound and Temporary Light/Power - Bronx, Kings, Queens, New York, Richmond | 61 | 63.84 | 125% | 280.89 | 91.5 | 358.1775 | 91.5 | 358.1775 | 91.5 | 358.1775 | 91.5 | 358.1775 | 67.69
CCTV/Surveillance Camera System Physical Access Control System Alarm and Signal System Technician Integration Onsite Integration Region 2 | Individual employed by the Contractor or Subcontractor who Starts-Up, Commissions, Programs, and Integrates Facility Affixed CCTV/Surveillance Cameras, Facility Affixed Physical Access Control Systems, and Alarm and Signal Systems. ***This Job Title can only be used for work/Services on Systems/Product Lines/Equipment which are included on the Contractor's Contract***. | Electrician: Electrician Audio/Sound and Temporary Light/Power - Bronx, Kings, Queens, New York, Richmond | 61 | 63.84 | 125% | 280.89 | 91.5 | 358.1775 | 91.5 | 358.1775 | 91.5 | 358.1775 | 91.5 | 358.1775 | 67.69
CCTV/Surveillance Camera System Physical Access Control System Alarm and Signal System Technician Maintenance Onsite Region 2 | Individual employed by the Contractor or Subcontractor who Maintains (both Preventative and Remedial Maintenance) CCTV/Surveillance Cameras, Physical Access Control Systems, and Alarm and Signal Systems. ***This Job Title can only be used for work/Services on Systems/Product Lines/Equipment which are included on the Contractor's Contract***. | Electrician: Service Technician (Service and Maintenance on Alarm and Security Systems) - Bronx, Kings, New York, Queens, Richmond, Westchester | 36.4 | 21.07 | 275% | 215.5125 | 54.6 | 283.7625 | 54.6 | 283.7625 | 54.6 | 283.7625 | 72.8 | 352.0125 | 16.1
Traffic and Transportation CCTV/Surveillance Camera System Technician Onsite Region 2 Entire Counties: New York, Richmond, Kings, Bronx | Individual employed by the Contractor or Subcontractor who Starts-Up, Commissions, Programs, Integrates, and Maintains (both Preventative and Remedial Maintenance) Integrates Traffic Camera Systems. ***This Job Title can only be used for work/Services on Systems/Product Lines/Equipment which are included on the Contractor's Contract***. | Electrician: Electrician Audio/Sound and Temporary Light/Power - Bronx, Kings, Queens, New York, Richmond | 61 | 63.84 | 125% | 280.89 | 91.5 | 358.1775 | 91.5 | 358.1775 | 91.5 | 358.1775 | 91.5 | 358.1775 | 67.69
Traffic and Transportation CCTV/Surveillance Camera System Technician Onsite Region 2 Entire Counties: Queens | Individual employed by the Contractor or Subcontractor who Starts-Up, Commissions, Programs, Integrates, and Maintains (both Preventative and Remedial Maintenance) Integrates Traffic Camera Systems. ***This Job Title can only be used for work/Services on Systems/Product Lines/Equipment which are included on the Contractor's Contract***. | Electrician Lineman: Lineman/Splicer - Nassau, Queens, Suffolk | 65.25 | 36.4094 | 130% | 233.8166 | 97.875 | 333.4288 | 97.875 | 333.4288 | 97.875 | 333.4288 | 97.875 | 333.4288 | 15.04 | 0.3275
Project/Program Manager | Individual employed by the Contractor or Subcontractor who oversees all onsite Work. ***This Job Title can only be used for work/Services on Systems/Product Lines/Equipment which are included on the Contractor's Contract***. |  |  |  |  | 170 |  | 255 |  | 255 |  | 255 |  | 340
CAD Specialist | Individual employed by the Contractor or Subcontractor who generates diagrams, drawings, plans, etc. ***This Job Title can only be used for work/Services on Systems/Product Lines/Equipment which are included on the Contractor's Contract***. |  |  |  |  | 145 |  | 217.5 |  | 217.5 |  | 217.5 |  | 290
Designer | Individual employed by the Contractor or Subcontractor who performs design Services related to the Installation and Integration of an Intelligent Facility and Security System and Solution as permitted by This Award, excluding Professional Design Services. ***This Job Title can only be used for work/Services on Systems/Product Lines/Equipment which are included on the Contractor's Contract***. |  |  |  |  | 170 |  | 255 |  | 255 |  | 255 |  | 340
Offsite Integration and Maintenance Technician | Individual employed by the Contractor or Subcontractor who performs Commissioning, Programming, Integration, Maintenance (both Preventative or Remedial Maintenance) offsite. See also Sec. "Remote Maintenance." This Job Title and corresponding Total Hourly Rate Must not be utilized for any work performed onsite, regardless of the nature of the Work. ***This Job Title can only be used for work/Services on Systems/Product Lines/Equipment which are included on the Contractor's Contract***. |  |  |  |  | 125 |  | 187.5 |  | 187.5 |  | 187.5 |  | 250
Trainer | Individual employed by the Contractor or Subcontractor who performs training of Authorized User's personnel in the use of Systems obtained or Maintained under This Award. ***This Job Title can only be used for work/Services on Systems/Product Lines/Equipment which are included on the Contractor's Contract*** |  |  |  |  | 125 |  | 187.5 |  | 187.5 |  | 187.5 |  | 250
Class Size (Number of People) | 10
Length of Class (Number of Hours) | 8
Advanced Trainer | Individual employed by the Contractor or Subcontractor who performs advanced training of Authorized User's personnel in the use of Systems obtained or Maintained under This Award. ***This Job Title can only be used for work/Services on Systems/Product Lines/Equipment which are included on the Contractor's Contract*** |  |  |  |  | 150 |  | 225 |  | 225 |  | 225 |  | 300
Class Size (Number of People) | 10
Length of Class (Number of Hours) | 8

## Region 3 Labor Rates
Region 3 - Dutchess, Putnam, and Westchester Counties
| Contractor Name: | 0
Job Title | Description of Duties | Prevailing Wage Occupation Sub-category | Prevailing Wage Rate | Supplemental Benefit | Percent Markup | Total Hourly Rate | Overtime Hourly Pay Rate | Overtime Total Hourly Rate | After Business Hours Hourly Pay Rate | After Business Hours Total Hourly Rate | Saturday Hourly Pay Rate | Saturday Total Hourly Rate | Sunday and NYS Holiday Hourly Pay Rate | Sunday and NYS Holiday Total Hourly Rate
Electrician/Electrical Installer Onsite Region 3 Entire County: Westchester | Individual employed by the Contractor or a Subcontractor who: 1) installs, runs, pulls, etc. low voltage wiring, line voltage wiring, cable, fiber optics, etc. for all products/systems which fit the scope of the contract except for Traffic Camera Systems. 2) installs raceway, conduits, etc. for wire, cable, and fiber optics for all products/systems which fit the scope of the contract except for Traffic Camera Systems. 3) Installs/Mounts products onto poles, pads, etc. except for Traffic Cameras. 4) Performs any other Installation work classified by NYS DOL as electrical work which is permitted on This Award. ***This Job Title can only be used for work/Services on Systems/Product Lines/Equipment which are included on the Contractor's Contract***. | Electrician: Teledata - Westchester | 55.75 | 56.26 | 115% | 240.8215 | 83.625 | 300.7527 | 83.625 | 300.7527 | 83.625 | 300.7527 | 111.5 | 360.684
Electrician/Electrical Installer Onsite Region 3 Entire Counties: Putnam Partial Counties: Dutchess: Towns of Fishkill, East Fishkill, and Beacon. | Individual employed by the Contractor or a Subcontractor who: 1) installs, runs, pulls, etc. low voltage wiring, line voltage wiring, cable, fiber optics, etc. for all products/systems which fit the scope of the contract except for Traffic Camera Systems. 2) installs raceway, conduits, etc. for wire, cable, and fiber optics for all products/systems which fit the scope of the contract except for Traffic Camera Systems. 3) Installs/Mounts products onto poles, pads, etc. except for Traffic Cameras. 4) Performs any other Installation work classified by NYS DOL as electrical work which is permitted on This Award. ***This Job Title can only be used for work/Services on Systems/Product Lines/Equipment which are included on the Contractor's Contract***. | Electrician: Electrician Wireman/Technician - Orange, Putnam, Rockland, Dutchess: Towns of Fishkill, East Fishkill, and Beacon. | 58.5 | 28.445 | 150% | 217.3625 | 83.25 | 281.0938 | 83.25 | 281.0938 | 83.25 | 281.0938 | 108 | 344.825 | 26.69 | 0.03 | 49.5 | 9
Electrician/Electrical Installer Onsite Region 3 Partial Counties: - Dutchess: All of the county except for the towns of Fishkill, East Fishkill, and Beacon. | Individual employed by the Contractor or a Subcontractor who: 1) installs, runs, pulls, etc. low voltage wiring, line voltage wiring, cable, fiber optics, etc. for all products/systems which fit the scope of the contract except for Traffic Camera Systems. 2) installs raceway, conduits, etc. for wire, cable, and fiber optics for all products/systems which fit the scope of the contract except for Traffic Camera Systems. 3) Installs/Mounts products onto poles, pads, etc. except for Traffic Cameras. 4) Performs any other Installation work classified by NYS DOL as electrical work which is permitted on This Award. ***This Job Title can only be used for work/Services on Systems/Product Lines/Equipment which are included on the Contractor's Contract***. | Electrician: Electrician Wireman/Technician Electrical/Technician Projects - Sullivan, Ulster, Delaware: Only in the Townships of Andes, Harpersfield, Kortwright,Stamford, Bovina, Roxbury, Middletown and those portions of Colchester and Hancock south of the East Branch of the Delaware River. Dutchess: All of the county except for the towns of Fishkill,East Fishkill, and Beacon. Greene: That portion of the county south of a line following the south limits of the city of Catskill in a Westerly direction from the Hudson River to Highway 23A along 23A to the road following the Little Westkill and continuing along this road to Delaware County. | 58.5 | 28.445 | 150% | 217.3625 | 83.25 | 281.0938 | 83.25 | 281.0938 | 83.25 | 281.0938 | 108 | 344.825 | 26.69 | 0.03 | 49.5 | 9
Electrician Lineman Onsite Region 3 Entire County: Westchester | Individual employed by the Contractor or Subcontractor who: 1) Installs, runs, pulls, etc. Low Voltage Wiring, Line Voltage Wiring, cable, fiber optics, etc. for all Traffic and Transportation CCTV/Surveillance Camera Systems. 2) Installs raceway, conduits, etc. for wire, cable, and fiber optics for Traffic and Transportation CCTV/Surveillance Camera Systems. 3) Installs/Mounts products onto poles, pads, etc. for Traffic and Transportation CCTV/Surveillance Camera Systems. ***This Job Title can only be used for work/Services on Systems/Product Lines/Equipment which are included on the Contractor's Contract*** | Lineman Electrician: Lineman, Tech, Welder - Westchester | 60.41 | 33.6287 | 150% | 235.0967 | 90.615 | 315.8951 | 90.615 | 315.8951 | 90.615 | 315.8951 | 120.82 | 396.6935 | 29.4 | 0.07
Electrician Lineman Onsite Region 3 Entire Counties: Dutchess and Putnam | Individual employed by the Contractor or Subcontractor who: 1) Installs, runs, pulls, etc. Low Voltage Wiring, Line Voltage Wiring, cable, fiber optics, etc. for all Traffic and Transportation CCTV/Surveillance Camera Systems. 2) Installs raceway, conduits, etc. for wire, cable, and fiber optics for Traffic and Transportation CCTV/Surveillance Camera Systems. 3) Installs/Mounts products onto poles, pads, etc. for Traffic and Transportation CCTV/Surveillance Camera Systems. ***This Job Title can only be used for work/Services on Systems/Product Lines/Equipment which are included on the Contractor's Contract***. | Lineman Electrician: Lineman, Tech, Welder - Albany, Allegany, Broome, Cattaraugus, Cayuga, Chautauqua, Chemung, Chenango, Clinton, Columbia, Cortland, Delaware, Dutchess, Erie, Essex, Franklin, Fulton, Genesee, Greene, Hamilton, Herkimer, Jefferson, Lewis, Livingston, Madison, Monroe, Montgomery, Niagara, Oneida, Onondaga, Ontario, Orange, Orleans, Oswego, Otsego, Putnam, Rensselaer, Rockland, Saratoga, Schenectady, Schoharie, Schuyler, Seneca, St. Lawrence, Steuben, Sullivan, Tioga, Tompkins, Ulster, Warren, Washington, Wayne, Wyoming, Yates | 59.91 | 33.5937 | 150% | 233.7592 | 89.865 | 313.8889 | 89.865 | 313.8889 | 89.865 | 313.8889 | 119.82 | 394.0185 | 29.4 | 0.07
Building Automation System Energy Management System Lighting Control/Occupancy Detecting System Technician Onsite Region 3 Partial Counties - Dutchess: All of the county except for the towns of Fishkill,East Fishkill, and Beacon. | Individual employed by the Contractor or Subcontractor who Commissions, Programs, Integrates, and Maintains (both Preventative and Remedial Maintenance) Building Automation Systems, Energy Management Systems, and Lighting Control/Occupancy Detecting Systems. ***This Job Title can only be used for work/Services on Systems/Product Lines/Equipment which are included on the Contractor's Contract***. | Electrician: Electrician Wireman/Technician Electrical/Technician Projects - Sullivan, Ulster, Delaware: Only in the Townships of Andes, Harpersfield, Kortwright,Stamford, Bovina, Roxbury, Middletown and those portions of Colchester and Hancock south of the East Branch of the Delaware River. Dutchess: All of the county except for the towns of Fishkill,East Fishkill, and Beacon. Greene: That portion of the county south of a line following the south limits of the city of Catskill in a Westerly direction from the Hudson River to Highway 23A along 23A to the road following the Little Westkill and continuing along this road to Delaware County. | 58.5 | 28.445 | 150% | 217.3625 | 83.25 | 281.0938 | 83.25 | 281.0938 | 83.25 | 281.0938 | 108 | 344.825 | 26.69 | 0.03 | 49.5 | 9
Electronic Article Surveillance Systems Electronic Identification Systems Guard Tour Systems Technician Onsite Integration Region 3 Entire County: Westchester | Individual employed by the Contractor or Subcontractor who Starts-Up, Commissions, Programs, Integrates, and Maintains (both Preventative and Remedial Maintenance) Electronic Article Surveillance Systems, and Electronic Identification System, and Guard Tour Systems. ***This Job Title can only be used for Work/Services on Systems which are included on the Contractor's Contract***. | Electrician: Teledata - Westchester | 55.75 | 56.26 | 115% | 240.8215 | 83.625 | 300.7527 | 83.625 | 300.7527 | 83.625 | 300.7527 | 111.5 | 360.684
Electronic Article Surveillance Systems Electronic Identification Systems Guard Tour Systems Technician Onsite Region 3 Entire Counties: Putnam Partial Counties: Dutchess:Towns of Fishkill, East Fishkill, and Beacon. | Individual employed by the Contractor or Subcontractor who Starts-Up, Commissions, Programs, Integrates, and Maintains (both Preventative and Remedial Maintenance) Electronic Article Surveillance Systems, Electronic Identification Systems, and Guard Tour Systems. ***This Job Title can only be used for work/Services on Systems/Product Lines/Equipment which are included on the Contractor's Contract***. | Electrician: Electrician Wireman/Technician - Orange, Putnam, Rockland, Dutchess: Towns of Fishkill, East Fishkill, and Beacon. | 58.5 | 28.445 | 150% | 217.3625 | 83.25 | 281.0938 | 83.25 | 281.0938 | 83.25 | 281.0938 | 108 | 344.825 | 26.69 | 0.03 | 49.5 | 9
Electronic Article Surveillance Systems Electronic Identification Systems Guard Tour Systems Technician Onsite Region 3 Partial Counties - Dutchess: All of the county except for the towns of Fishkill,East Fishkill, and Beacon. | Individual employed by the Contractor or Subcontractor who Starts-Up, Commissions, Programs, Integrates, and Maintains (both Preventative and Remedial Maintenance) Electronic Article Surveillance Systems, Electronic Identification Systems, and Guard Tour Systems. ***This Job Title can only be used for Work/Services on Systems which are included on the Contractor's Contract***. | Electrician: Electrician Wireman/Technician Electrical/Technician Projects - Sullivan, Ulster, Delaware: Only in the Townships of Andes, Harpersfield, Kortwright,Stamford, Bovina, Roxbury, Middletown and those portions of Colchester and Hancock south of the East Branch of the Delaware River. Dutchess: All of the county except for the towns of Fishkill,East Fishkill, and Beacon. Greene: That portion of the county south of a line following the south limits of the city of Catskill in a Westerly direction from the Hudson River to Highway 23A along 23A to the road following the Little Westkill and continuing along this road to Delaware County. | 58.5 | 28.445 | 150% | 217.3625 | 83.25 | 281.0938 | 83.25 | 281.0938 | 83.25 | 281.0938 | 108 | 344.825 | 26.69 | 0.03 | 49.5 | 9
CCTV/Surveillance Camera Systems Physical Access Control Systems Alarm and Signal Systems Technician Integration Onsite Region 3 Entire County: Westchester | Individual employed by the Contractor or Subcontractor who Starts-Up, Commissions, Programs, and Integrates CCTV/Surveillance Cameras, Physical Access Control Systems, and Alarm and Signal Systems. ***This Job Title can only be used for Work/Services on Systems which are included on the Contractor's Contract***. | Electrician: Teledata - Westchester | 55.75 | 56.26 | 115% | 240.8215 | 83.625 | 300.7527 | 83.625 | 300.7527 | 83.625 | 300.7527 | 111.5 | 360.684
CCTV/Surveillance Camera System Physical Access Control System Alarm and Signal System Technician Maintenance Onsite Region 3 Entire County: Westchester | Individual employed by the Contractor or Subcontractor who Maintains (both Preventative and Remedial Maintenance) Fire Alarm Systems. ***This Job Title can only be used for work/Services on Systems/Product Lines/Equipment which are included on the Contractor's Contract***. | Electrician: Service Technician - Bronx, Kings, New York, Queens, Richmond, Westchester | 36.4 | 21.07 | 300% | 229.88 | 54.6 | 302.68 | 54.6 | 302.68 | 54.6 | 302.68 | 72.8 | 375.48
CCTV/Surveillance Camera System Physical Access Control System Alarm and Signal System Technician Onsite Region 3 Entire Counties: Putnam Partial Counties: Dutchess:Towns of Fishkill, East Fishkill, and Beacon. | Individual employed by the Contractor who Starts-Up, Commissions, Programs, Integrates, and Maintains (both Preventative and Remedial Maintenance) CCTV/Surveillance Cameras, Physical Access Control Systems, and Alarm and Signal Systems. ***This Job Title can only be used for work/Services on Systems/Product Lines/Equipment which are included on the Contractor's Contract***. | Electrician: Electrician Wireman/Technician - Orange, Putnam, Rockland, Dutchess: Towns of Fishkill, East Fishkill, and Beacon. | 58.5 | 28.445 | 150% | 217.3625 | 83.25 | 281.0938 | 83.25 | 281.0938 | 83.25 | 281.0938 | 108 | 344.825 | 26.69 | 0.03 | 49.5 | 9
CCTV/Surveillance Camera System Physical Access Control System Alarm and Signal System Technician Onsite Region 3 Partial Counties - Dutchess: All of the county except for the towns of Fishkill,East Fishkill, and Beacon. | Individual employed by the Contractor or Subcontractor who Starts-Up, Commissions, Programs, Integrates, and Maintains (both Preventative and Remedial Maintenance) CCTV/Surveillance Cameras, Physical Access Control Systems, and Alarm and Signal Systems. ***This Job Title can only be used for work/Services on Systems/Product Lines/Equipment which are included on the Contractor's Contract***. | Electrician: Electrician Wireman/Technician Electrical/Technician Projects - Sullivan, Ulster, Delaware: Only in the Townships of Andes, Harpersfield, Kortwright,Stamford, Bovina, Roxbury, Middletown and those portions of Colchester and Hancock south of the East Branch of the Delaware River. Dutchess: All of the county except for the towns of Fishkill,East Fishkill, and Beacon. Greene: That portion of the county south of a line following the south limits of the city of Catskill in a Westerly direction from the Hudson River to Highway 23A along 23A to the road following the Little Westkill and continuing along this road to Delaware County. | 58.5 | 28.445 | 150% | 217.3625 | 83.25 | 281.0938 | 83.25 | 281.0938 | 83.25 | 281.0938 | 108 | 344.825 | 26.69 | 0.03 | 49.5 | 9
Traffic and Transportation CCTV/Surveillance Camera System Technician Onsite Region 3 Entire County: Westchester | Individual employed by the Contractor or Subcontractor who Starts-Up, Commissions, Programs, Integrates, and Maintains (both Preventative and Remedial Maintenance)Traffic Camera Systems. ***This Job Title can only be used for work/Services on Systems/Product Lines/Equipment which are included on the Contractor's Contract***. | Lineman Electrician: Lineman, Tech, Welder - Westchester | 60.41 | 33.6287 | 150% | 235.0967 | 90.615 | 315.8951 | 90.615 | 315.8951 | 90.615 | 315.8951 | 120.82 | 396.6935 | 29.4 | 0.07
Traffic and Transportation CCTV/Surveillance Camera System Technician Onsite Region 3 Entire Counties: Dutchess and Putnam | Individual employed by the Contractor or Subcontractor who Starts-Up, commissions, programs, integrates, and maintains (both preventative and remedial maintenance) Traffic Camera Systems. ***This Job Title can only be used for work/Services on Systems/Product Lines/Equipment which are included on the Contractor's Contract***. | Lineman Electrician: Lineman, Tech, Welder - Albany, Allegany, Broome, Cattaraugus, Cayuga, Chautauqua, Chemung, Chenango, Clinton, Columbia, Cortland, Delaware, Dutchess, Erie, Essex, Franklin, Fulton, Genesee, Greene, Hamilton, Herkimer, Jefferson, Lewis, Livingston, Madison, Monroe, Montgomery, Niagara, Oneida, Onondaga, Ontario, Orange, Orleans, Oswego, Otsego, Putnam, Rensselaer, Rockland, Saratoga, Schenectady, Schoharie, Schuyler, Seneca, St. Lawrence, Steuben, Sullivan, Tioga, Tompkins, Ulster, Warren, Washington, Wayne, Wyoming, Yates | 59.91 | 33.5937 | 150% | 233.7592 | 89.865 | 308.6467 | 89.865 | 308.6467 | 89.865 | 308.6467 | 119.82 | 383.5343 | 29.4 | 0.07
Project/Program Manager | Individual employed by the Contractor or Subcontractor who oversees all onsite Work. ***This Job Title can only be used for work/Services on Systems/Product Lines/Equipment which are included on the Contractor's Contract***. |  |  |  |  | 170 |  | 255 |  | 255 |  | 255 |  | 340
CAD Specialist | Individual employed by the Contractor or Subcontractor who generates diagrams, drawings, plans, etc. ***This Job Title can only be used for work/Services on Systems/Product Lines/Equipment which are included on the Contractor's Contract***. |  |  |  |  | 145 |  | 217.5 |  | 217.5 |  | 217.5 |  | 290
Designer | Individual employed by the Contractor or Subcontractor who performs design Services related to the Installation and Integration of an Intelligent Facility and Security System and Solution as permitted by This Award, excluding Professional Design Services. ***This Job Title can only be used for work/Services on Systems/Product Lines/Equipment which are included on the Contractor's Contract***. |  |  |  |  | 170 |  | 255 |  | 255 |  | 255 |  | 340
Offsite Integration and Maintenance Technician | Individual employed by the Contractor or Subcontractor who performs Commissioning, Programming, Integration, Maintenance (both Preventative or Remedial Maintenance) offsite. See also Sec. "Remote Maintenance." This Job Title and corresponding Total Hourly Rate Must not be utilized for any work performed onsite, regardless of the nature of the Work. ***This Job Title can only be used for work/Services on Systems/Product Lines/Equipment which are included on the Contractor's Contract***. |  |  |  |  | 125 |  | 187.5 |  | 187.5 |  | 187.5 |  | 250
Trainer | Individual employed by the Contractor or Subcontractor who performs training of Authorized User's personnel in the use of Systems obtained or Maintained under This Award. ***This Job Title can only be used for work/Services on Systems/Product Lines/Equipment which are included on the Contractor's Contract***. |  |  |  |  | 125 |  | 187.5 |  | 187.5 |  | 187.5 |  | 250
Class Size (Number of People) | 10
Length of Class (Number of Hours) | 8
Advanced Trainer | Individual employed by the Contractor or Subcontractor who performs advanced training of Authorized User's personnel in the use of Systems obtained or Maintained under This Award. ***This Job Title can only be used for work/Services on Systems/Product Lines/Equipment which are included on the Contractor's Contract***. |  |  |  |  | 150 |  | 225 |  | 225 |  | 225 |  | 300
Class Size (Number of People) | 10
Length of Class (Number of Hours) | 8

## Region 4 Labor Rates
Region 4 - Orange, Rockland, Sullivan, and Ulster Counties
| Contractor Name: | 0
Job Title | Description of Duties | Prevailing Wage Occupation Sub-category | Prevailing Wage Rate | Supplemental Benefit | Percent Markup | Total Hourly Rate | Overtime Hourly Pay Rate | Overtime Total Hourly Rate | After Business Hours Hourly Pay Rate | After Business Hours Total Hourly Rate | Saturday Hourly Pay Rate | Saturday Total Hourly Rate | Sunday and NYS Holiday Hourly Pay Rate | Sunday and NYS Holiday Total Hourly Rate
Electrician/Electrical Installer Onsite Region 4 Entire Counties - Orange and Rockland | Individual employed by the Contractor or a Subcontractor who: 1) installs, runs, pulls, etc. low voltage wiring, line voltage wiring, cable, fiber optics, etc. for all products/systems which fit the scope of the contract except for Traffic Camera Systems. 2) installs raceway, conduits, etc. for wire, cable, and fiber optics for all products/systems which fit the scope of the contract except for Traffic Camera Systems. 3) Installs/Mounts products onto poles, pads, etc. except for Traffic Cameras. 4) Performs any other Installation work classified by NYS DOL as electrical work which is permitted on THis Award. ***This Job Title can only be used for work/Services on Systems/Product Lines/Equipment which are included on the Contractor's Contract*** | Electrician: Electrician Wireman/Technician - Orange, Putnam, Rockland, Dutchess: Towns of Fishkill, East Fishkill, and Beacon. | 58.5 | 30.435 | 150% | 222.3375 | 83.25 | 286.0688 | 83.25 | 286.0688 | 83.25 | 286.0688 | 108 | 349.8 | 28.68 | 0.03 | 49.5 | 9
Electrician/Electrical Installer Onsite Region 4 Entire Counties - Sullivan and Ulster | Individual employed by the Contractor or a Subcontractor who: 1) installs, runs, pulls, etc. low voltage wiring, line voltage wiring, cable, fiber optics, etc. for all products/systems which fit the scope of the contract except for Traffic Camera Systems. 2) installs raceway, conduits, etc. for wire, cable, and fiber optics for all products/systems which fit the scope of the contract except for Traffic Camera Systems. 3) Installs/Mounts products onto poles, pads, etc. except for Traffic Cameras. 4) Performs any other Installation work classified by NYS DOL as electrical work which is permitted on THis Award. ***This Job Title can only be used for work/Services on Systems/Product Lines/Equipment which are included on the Contractor's Contract*** | Electrician: Electrician Wireman/ Technician Electrical/Technician Projects- Sullivan, Ulster, Delaware: Only in the Townships of Andes, Harpersfield, Kortwright,Stamford, Bovina, Roxbury, Middletown and those portions of Colchester and Hancock south of the East Branch of the Delaware River. Dutchess: All of the county except for the towns of Fishkill,East Fishkill, and Beacon. Greene: That portion of the county south of a line following the south limits of the city of Catskill in a Westerly direction from the Hudson River to Highway 23A along 23A to the road following the Little Westkill and continuing along this road to Delaware County. | 58.5 | 30.435 | 150% | 222.3375 | 83.25 | 286.0688 | 83.25 | 286.0688 | 83.25 | 286.0688 | 108 | 349.8 | 28.68 | 0.03 | 49.5 | 9
Electrician Lineman Onsite Region 4 Entire Counties - Orange, Rockland, Sullivan, Ulster | Individual employed by the Contractor or Subcontractor who: 1) Installs, runs, pulls, etc. Low Voltage Wiring, Line Voltage Wiring, cable, fiber optics, etc. for all Traffic and Transportation CCTV/Surveillance Camera Systems. 2) Installs raceway, conduits, etc. for wire, cable, and fiber optics for Traffic and Transportation CCTV/Surveillance Camera Systems. 3) Installs/Mounts products onto poles, pads, etc. for Traffic and Transportation CCTV/Surveillance Camera Systems ***This Job Title can only be used for work/Services on Systems/Product Lines/Equipment which are included on the Contractor's Contract*** | Lineman Electrician: Lineman, Tech, Welder - Albany, Allegany, Broome, Cattaraugus, Cayuga, Chautauqua, Chemung, Chenango, Clinton, Columbia, Cortland, Delaware, Dutchess, Erie, Essex, Franklin, Fulton, Genesee, Greene, Hamilton, Herkimer, Jefferson, Lewis, Livingston, Madison, Monroe, Montgomery, Niagara, Oneida, Onondaga, Ontario, Orange, Orleans, Oswego, Otsego, Putnam, Rensselaer, Rockland, Saratoga, Schenectady, Schoharie, Schuyler, Seneca, St. Lawrence, Steuben, Sullivan, Tioga, Tompkins, Ulster, Warren, Washington, Wayne, Wyoming, Yates | 59.91 | 33.5937 | 150% | 233.7592 | 89.865 | 313.8889 | 89.865 | 313.8889 | 89.865 | 313.8889 | 119.82 | 394.0185 | 29.4 | 0.07
Electronic Article Surveillance Systems Electronic Identification Systems Technician Onsite Region 4 Entire Counties - Orange and Rockland | Individual employed by the Contractor or Subcontractor who Starts-Up, Commissions, Programs, Integrates, and Maintains (both Preventative and Remedial Maintenance) Electronic Article Surveillance System and Electronic Identification System. ***This Job Title can only be used for work/Services on Systems/Product Lines/Equipment which are included on the Contractor's Contract***. | Electrician: Electrician Wireman/Technician - Orange, Putnam, Rockland, Dutchess: Towns of Fishkill, East Fishkill, and Beacon. | 58.5 | 30.435 | 150% | 222.3375 | 83.25 | 286.0688 | 83.25 | 286.0688 | 83.25 | 286.0688 | 108 | 349.8 | 28.68 | 0.03 | 49.5 | 9
Electronic Article Surveillance Systems Electronic Identification Systems Technician Onsite Region 4 Entire Counties - Sullivan and Ulster | Individual employed by the Contractor or Subcontractor who Starts-Up, Commissions, Programs, Integrates, and Maintains (both Preventative and Remedial Maintenance) Electronic Article Surveillance System and Electronic Identification System. ***This Job Title can only be used for work/Services on Systems/Product Lines/Equipment which are included on the Contractor's Contract***. | Electrician: Electrician Wireman/ Technician Electrical/Technician Projects- Sullivan, Ulster, Delaware: Only in the Townships of Andes, Harpersfield, Kortwright,Stamford, Bovina, Roxbury, Middletown and those portions of Colchester and Hancock south of the East Branch of the Delaware River. Dutchess: All of the county except for the towns of Fishkill,East Fishkill, and Beacon. Greene: That portion of the county south of a line following the south limits of the city of Catskill in a Westerly direction from the Hudson River to Highway 23A along 23A to the road following the Little Westkill and continuing along this road to Delaware County. | 58.5 | 30.435 | 150% | 222.3375 | 83.25 | 286.0688 | 83.25 | 286.0688 | 83.25 | 286.0688 | 108 | 349.8 | 28.68 | 0.03 | 49.5 | 9
CCTV/Surveillance Camera Systems Physical Access Control Systems Alarm and Signal Systems Technician Onsite Region 4 Entire Counties - Orange and Rockland | Individual employed by the Contractor or Subcontractor who Starts-Up, Commissions, Programs, Integrates, and Maintains (both Preventative and Remedial Maintenance) CCTV/Surveillance Cameras, Physical Access Control Systems, and Alarm and Signal Systems. ***This Job Title can only be used for work/Services on Systems/Product Lines/Equipment which are included on the Contractor's Contract***. | Electrician: Electrician Wireman/Technician - Orange, Putnam, Rockland, Dutchess: Towns of Fishkill, East Fishkill, and Beacon. | 58.5 | 30.435 | 150% | 222.3375 | 83.25 | 286.0688 | 83.25 | 286.0688 | 83.25 | 286.0688 | 108 | 349.8 | 28.68 | 0.03 | 49.5 | 9
CCTV/Surveillance Camera Systems Physical Access Control Systems Alarm and Signal Systems Technician Onsite Region 4 Entire Counties - Sullivan and Ulster | Individual employed by the Contractor or Subcontractor who Starts-Up, Commissions, Programs, Integrates, and Maintains (both Preventative and Remedial Maintenance) CCTV/Surveillance Cameras, Physical Access Control Systems, and Alarm and Signal Systems. ***This Job Title can only be used for work/Services on Systems/Product Lines/Equipment which are included on the Contractor's Contract***. | Electrician: Electrician Wireman/ Technician Electrical/Technician Projects- Sullivan, Ulster, Delaware: Only in the Townships of Andes, Harpersfield, Kortwright,Stamford, Bovina, Roxbury, Middletown and those portions of Colchester and Hancock south of the East Branch of the Delaware River. Dutchess: All of the county except for the towns of Fishkill,East Fishkill, and Beacon. Greene: That portion of the county south of a line following the south limits of the city of Catskill in a Westerly direction from the Hudson River to Highway 23A along 23A to the road following the Little Westkill and continuing along this road to Delaware County. | 58.5 | 30.435 | 150% | 222.3375 | 83.25 | 286.0688 | 83.25 | 286.0688 | 83.25 | 286.0688 | 108 | 349.8 | 28.68 | 0.03 | 49.5 | 9
Traffic and Transportation CCTV/Surveillance Camera System Technician Onsite Region 4 Entire Counties - Orange, Rockland, Sullivan, Ulster | Individual employed by the Contractor or Subcontractor who Starts-Up, Commissions, Programs, Integrates, and Maintains (both Preventative and Remedial Maintenance) Traffic Camera Systems. ***This Job Title can only be used for work/Services on Systems/Product Lines/Equipment which are included on the Contractor's Contract***. | Lineman Electrician: Lineman, Tech, Welder - Albany, Allegany, Broome, Cattaraugus, Cayuga, Chautauqua, Chemung, Chenango, Clinton, Columbia, Cortland, Delaware, Dutchess, Erie, Essex, Franklin, Fulton, Genesee, Greene, Hamilton, Herkimer, Jefferson, Lewis, Livingston, Madison, Monroe, Montgomery, Niagara, Oneida, Onondaga, Ontario, Orange, Orleans, Oswego, Otsego, Putnam, Rensselaer, Rockland, Saratoga, Schenectady, Schoharie, Schuyler, Seneca, St. Lawrence, Steuben, Sullivan, Tioga, Tompkins, Ulster, Warren, Washington, Wayne, Wyoming, Yates | 59.91 | 33.5937 | 150% | 233.7592 | 89.865 | 313.8889 | 89.865 | 313.8889 | 89.865 | 313.8889 | 119.82 | 394.0185 | 29.4 | 0.07
Project/Program Manager | Individual employed by the Contractor or Subcontractor who oversees all onsite Work. ***This Job Title can only be used for work/Services on Systems/Product Lines/Equipment which are included on the Contractor's Contract***. |  |  |  |  | 170 |  | 255 |  | 255 |  | 255 |  | 340
CAD Specialist | Individual employed by the Contractor or Subcontractor who generates diagrams, drawings, plans, etc. ***This Job Title can only be used for work/Services on Systems/Product Lines/Equipment which are included on the Contractor's Contract***. |  |  |  |  | 145 |  | 217.5 |  | 217.5 |  | 217.5 |  | 290
Designer | Individual employed by the Contractor or Subcontractor who performs design Services related to the Installation and Integration of an Intelligent Facility and Security System and Solution as permitted by This Award, excluding Professional Design Services. ***This Job Title can only be used for work/Services on Systems/Product Lines/Equipment which are included on the Contractor's Contract***. |  |  |  |  | 170 |  | 255 |  | 255 |  | 255 |  | 340
Offsite Integration and Maintenance Technician | Individual employed by the Contractor or Subcontractor who performs Commissioning, Programming, Integration, Maintenance (both Preventative or Remedial Maintenance) offsite. See also Sec. "Remote Maintenance." This Job Title and corresponding Total Hourly Rate Must not be utilized for any work performed onsite, regardless of the nature of the Work. ***This Job Title can only be used for work/Services on Systems/Product Lines/Equipment which are included on the Contractor's Contract***. |  |  |  |  | 125 |  | 187.5 |  | 187.5 |  | 187.5 |  | 250
Trainer | Individual employed by the Contractor or Subcontractor who performs training of Authorized User's personnel in the use of Systems obtained or Maintained under This Award. ***This Job Title can only be used for work/Services on Systems/Product Lines/Equipment which are included on the Contractor's Contract***. |  |  |  |  | 125 |  | 187.5 |  | 187.5 |  | 187.5 |  | 250
Class Size (Number of People) | 10
Length of Class (Number of Hours) | 8
Advanced Trainer | Individual employed by the Contractor or Subcontractor who performs advanced training of Authorized User's personnel in the use of Systems obtained or Maintained under This Award. ***This Job Title can only be used for work/Services on Systems/Product Lines/Equipment which are included on the Contractor's Contract***. |  |  |  |  | 150 |  | 225 |  | 225 |  | 225 |  | 300
Class Size (Number of People) | 10
Length of Class (Number of Hours) | 8

## Region 5 Labor Rates
Region 5 - Albany, Columbia, Greene, Delaware, Fulton, Greene, Montgomery, Rensselaer, Schenectady, and Schoharie Counties
| Contractor Name: | 0
Job Title | Description of Duties | Prevailing Wage Occupation Sub-category | Prevailing Wage Rate | Supplemental Benefit | Percent Markup | Total Hourly Rate | Overtime Hourly Pay Rate | Overtime Total Hourly Rate | After Business Hours Hourly Pay Rate | After Business Hours Total Hourly Rate | Saturday Hourly Pay Rate | Saturday Total Hourly Rate | Sunday and NYS Holiday Hourly Pay Rate | Sunday and NYS Holiday Total Hourly Rate
Electrician/Electrical Installer Onsite Region 5 Partial Counties - Delaware: Only the Townships of Davenport, Delhi, Deposit, Franklin, Hamden, Masonville, Meredith, Sidney, Tompkins, and Walton Townships, and that portion of Colchester and Hancock Townships north of the east branch of the Delaware River. Otsego: Only the Townships of Butternuts, Hartwick, Laurens, Maryland, Milford, Morris, Oneonta, Otego, Unadilla, and Westford. | Individual employed by the Contractor or a Subcontractor who: 1) Installs, runs, pulls, etc. Low Voltage Wiring, Line Voltage Wiring,, cable, fiber optics, etc. for all products/systems which fit the scope of the contract except for Traffic Camera Systems. 2) Installs raceway, conduits, etc. for wire, cable, and fiber optics for all products/systems which fit the scope of the contract except for Traffic Camera Systems. 3) Installs/Mounts products onto poles, pads, etc. except for Traffic Cameras. 4) Performs any other Installation work classified by NYS DOL as electrical work which is permitted on This Award. ***This Job Title can only be used for work/Services on Systems/Product Lines/Equipment which are included on the Contractor's Contract***. | Electrician: Electrician - Broome, Chenango: Entire County except the Townships of Columbus, New Berlin and Sherburne. Delaware: Only the Townships of Davenport, Delhi, Deposit, Franklin, Hamden, Masonville, Meredith, Sidney, Tompkins and Walton Townships,and that portion of Colchester and Hancock Townships north of the east branch of the Delaware River. Otsego: Only the Townships of Butternuts, Hartwick, Laurens, Maryland, Milford, Morris, Oneonta, Otego, Unadilla and Westford. Tioga: Only the Townships of Berkshire, Newark Valley, Owego, Richford and Tioga. | 39.43 | 30.4629 | 335% | 304.0341 | 59.145 | 392.3672 | 59.145 | 392.3672 | 59.145 | 392.3672 | 78.86 | 480.7002 | 29.28 | 0.03
Electrician/Electrical Installer Onsite Region 5 Entire Counties - Albany, Columbia, Fulton, Montgomery, Rensselaer, Schenectady, and Schoharie Partial Counties - Greene: Portion of the County North of a line following the South limits of the City of Catskill in a westerly direction from the Hudson River to State Highway 23A. Then continuing on 23A to the road following the Little West Kill and continuing along this road to Delaware County. Otsego: Only the Towns of Decatur and Worchester. | Individual employed by the Contractor or a Subcontractor who: 1) Installs, runs, pulls, etc. Low Voltage Wiring, Line Voltage Wiring,, cable, fiber optics, etc. for all products/systems which fit the scope of the contract except for Traffic Camera Systems. 2) Installs raceway, conduits, etc. for wire, cable, and fiber optics for all products/systems which fit the scope of the contract except for Traffic Camera Systems. 3) Installs/Mounts products onto poles, pads, etc. except for Traffic Cameras. 4) Performs any other Installation work classified by NYS DOL as electrical work which is permitted on This Award. ***This Job Title can only be used for work/Services on Systems/Product Lines/Equipment which are included on the Contractor's Contract***. | Electrician: Electrician- Albany, Columbia, Fulton, Hamilton, Montgomery, Rensselaer, Saratoga, Schenectady, Schoharie, Warren, Washington, Greene: Portion of the County North of a line following the South limits of the City of Catskill in a westerly direction from the Hudson River to State Highway 23A. Then continuing on 23A to the road following the Little West Kill and continuing along this road to Delaware County. Otsego: Only the Towns of Decatur and Worchester | 46.5 | 31.305 | 335% | 338.4518 | 69.75 | 439.5892 | 69.75 | 439.5892 | 69.75 | 439.5892 | 93 | 540.7268 | 29.91 | 0.03
Electrician/Electrical Installer Onsite Region 5 Partial Counties - Delaware: Only in the Townships of Andes, Harpersfield, Kortwright, Stamford, Bovina, Roxbury, Middletown and those portions of Colchester and Hancock south of the East Branch of the Delaware River. Greene: That portion of the county south of a line following the south limits of the city of Catskill in a Westerly direction from the Hudson River to Highway 23A along 23A to the road following the Little Westkill and continuing along this road to Delaware County. | Individual employed by the Contractor or a Subcontractor who: 1) Installs, runs, pulls, etc. Low Voltage Wiring, Line Voltage Wiring,, cable, fiber optics, etc. for all products/systems which fit the scope of the contract except for Traffic Camera Systems. 2) Installs raceway, conduits, etc. for wire, cable, and fiber optics for all products/systems which fit the scope of the contract except for Traffic Camera Systems. 3) Installs/Mounts products onto poles, pads, etc. except for Traffic Cameras. 4) Performs any other Installation work classified by NYS DOL as electrical work which is permitted on This Award. ***This Job Title can only be used for work/Services on Systems/Product Lines/Equipment which are included on the Contractor's Contract***. | Electrician: Electrician Wireman/Technician -Sullivan, Ulster, Delaware: Only in the Townships of Andes, Harpersfield, Kortwright,Stamford, Bovina, Roxbury, Middletown and those portions of Colchester and Hancock south of the East Branch of the Delaware River. Dutchess: All of the county except for the towns of Fishkill,East Fishkill, and Beacon. Greene: That portion of the county south of a line following the south limits of the city of Catskill in a Westerly direction from the Hudson River to Highway 23A along 23A to the road following the Little Westkill and continuing along this road to Delaware County. | 58.5 | 30.435 | 315% | 369.0803 | 83.25 | 474.8741 | 83.25 | 474.8741 | 83.25 | 474.8741 | 108 | 580.668 | 28.68 | 0.03 | 49.5 | 9
Electrical/Electrician Installer Onsite Region 5 Partial County - Otsego: Only the Townships of Plainfield, Richfield, Springfield, Cherry Valley, Roseboom, Middlefield, Otsego, Exeter, Edmeston, Burlington, Pittsfield, and New Lebanon. | Individual employed by the Contractor or a Subcontractor who: 1) Installs, runs, pulls, etc. Low Voltage Wiring, Line Voltage Wiring,, cable, fiber optics, etc. for all products/systems which fit the scope of the contract except for Traffic Camera Systems. 2) Installs raceway, conduits, etc. for wire, cable, and fiber optics for all products/systems which fit the scope of the contract except for Traffic Camera Systems. 3) Installs/Mounts products onto poles, pads, etc. except for Traffic Cameras. 4) Performs any other Installation work classified by NYS DOL as electrical work which is permitted on This Award. ***This Job Title can only be used for work/Services on Systems/Product Lines/Equipment which are included on the Contractor's Contract***. | Electrician: Electrician - Cortland, Herkimer, Madison, Oneida, Oswego, Cayuga: Townships of Ira, Locke, Sempronius, Sterling, Summerhill and Victory. Chenango: Only the Townships of Columbus, New Berlin and Sherburne. Onondaga: Entire County except Townships of Elbridge and Skaneateles. Otsego: Only the Townships of Plainfield, Richfield, Springfield, Cherry Valley, Roseboom, Middlefield, Otsego, Exeter, Edmeston, Burlington, Pittsfield and New Lebanon. Tompkins: Only the Township of Groton. Wayne: Only the Townships of Huron, Wolcott, Rose and Butler. | 44 | 31.49 | 335% | 328.3815 | 66 | 426.9525 | 66 | 426.9525 | 66 | 426.9525 | 88 | 525.5235 | 30.17 | 0.03
Electrician Lineman Onsite Region 5 Entire Counties: Albany, Columbia, Greene, Delaware, Fulton, Greene, Montgomery, Rensselaer, Schenectady, and Schoharie | Individual employed by the Contractor or Subcontractor who: 1) Installs, runs, pulls, etc. Low Voltage Wiring, Line Voltage Wiring, cable, fiber optics, etc. for all Traffic and Transportation CCTV/Surveillance Camera Systems. 2) Installs raceway, conduits, etc. for wire, cable, and fiber optics for Traffic and Transportation CCTV/Surveillance Camera Systems. 3) Installs/Mounts products onto poles, pads, etc. for Traffic and Transportation CCTV/Surveillance Camera Systems. ***This Job Title can only be used for work/Services on Systems/Product Lines/Equipment which are included on the Contractor's Contract***. | Lineman Electrician: Lineman, Tech, Welder- Albany, Allegany, Broome, Cattaraugus, Cayuga, Chautauqua, Chemung, Chenango, Clinton, Columbia, Cortland, Delaware, Dutchess, Erie, Essex, Franklin, Fulton, Genesee, Greene, Hamilton, Herkimer, Jefferson, Lewis, Livingston, Madison, Monroe, Montgomery, Niagara, Oneida, Onondaga, Ontario, Orange, Orleans, Oswego, Otsego, Putnam, Rensselaer, Rockland, Saratoga, Schenectady, Schoharie, Schuyler, Seneca, St. Lawrence, Steuben, Sullivan, Tioga, Tompkins, Ulster, Warren, Washington, Wayne, Wyoming, Yates | 59.91 | 33.5937 | 275% | 350.6389 | 89.865 | 470.8333 | 89.865 | 470.8333 | 89.865 | 470.8333 | 119.82 | 591.0277 | 29.4 | 0.07
Electronic Article Surveillance System Electronic Identification System Guard Tour System Partial Counties - Delaware: Only the Townships of Davenport, Delhi, Deposit, Franklin, Hamden, Masonville, Meredith, Sidney, Tompkins, and Walton Townships, and that portion of Colchester and Hancock Townships north of the east branch of the Delaware River. Otsego: Only the Townships of Butternuts, Hartwick, Laurens, Maryland, Milford, Morris, Oneonta, Otego, Unadilla, and Westford. | Individual employed by the Contractor or Subcontractor who Starts-Up, Commissions, Programs, Integrates, and Maintains (both Preventative and Remedial Maintenance) Electronic Article Surveillance System and Electronic Identification System. ***This Job Title can only be used for work/Services on Systems/Product Lines/Equipment which are included on the Contractor's Contract***. | Electrician: Electrician - Broome, Chenango: Entire County except the Townships of Columbus, New Berlin and Sherburne. Delaware: Only the Townships of Davenport, Delhi, Deposit, Franklin, Hamden, Masonville, Meredith, Sidney, Tompkins and Walton Townships,and that portion of Colchester and Hancock Townships north of the east branch of the Delaware River. Otsego: Only the Townships of Butternuts, Hartwick, Laurens, Maryland, Milford, Morris, Oneonta, Otego, Unadilla and Westford. Tioga: Only the Townships of Berkshire, Newark Valley, Owego, Richford and Tioga. | 39.43 | 30.4629 | 335% | 304.0341 | 59.145 | 392.3672 | 59.145 | 392.3672 | 59.145 | 392.3672 | 78.86 | 480.7002 | 29.28 | 0.03
Electronic Article Surveillance System Electronic Identification System Guard Tour System Technician Onsite Region 5 Entire Counties - Albany, Columbia, Fulton, Montgomery, Rensselaer, Schenectady, and Schoharie Partial Counties - Greene: Portion of the County North of a line following the South limits of the City of Catskill in a westerly direction from the Hudson River to State Highway 23A. Then continuing on 23A to the road following the Little West Kill and continuing along this road to Delaware County. Otsego: Only the Towns of Decatur and Worchester. | Individual employed by the Contractor or Subcontractor who Starts-Up, Commissions, Programs, Integrates, and Maintains (both Preventative and Remedial Maintenance) Electronic Article Surveillance System and Electronic Identification System. ***This Job Title can only be used for work/Services on Systems/Product Lines/Equipment which are included on the Contractor's Contract***. | Electrician: Electrician- Albany, Columbia, Fulton, Hamilton, Montgomery, Rensselaer, Saratoga, Schenectady, Schoharie, Warren, Washington, Greene: Portion of the County North of a line following the South limits of the City of Catskill in a westerly direction from the Hudson River to State Highway 23A. Then continuing on 23A to the road following the Little West Kill and continuing along this road to Delaware County. Otsego: Only the Towns of Decatur and Worchester | 46.5 | 31.305 | 335% | 338.4518 | 69.75 | 439.5892 | 69.75 | 439.5892 | 69.75 | 439.5892 | 93 | 540.7268 | 29.91 | 0.03
Electronic Article Surveillance System Electronic Identification System Guard Tour System Technician Onsite Region 5 Partial Counties - Delaware: Only in the Townships of Andes, Harpersfield, Kortwright, Stamford, Bovina, Roxbury, Middletown and those portions of Colchester and Hancock south of the East Branch of the Delaware River. Greene: That portion of the county south of a line following the south limits of the city of Catskill in a Westerly direction from the Hudson River to Highway 23A along 23A to the road following the Little Westkill and continuing along this road to Delaware County. | Individual employed by the Contractor or Subcontractor who Starts-Up, Commissions, Programs, Integrates, and Maintains (both Preventative and Remedial Maintenance) Electronic Article Surveillance System and Electronic Identification System. ***This Job Title can only be used for work/Services on Systems/Product Lines/Equipment which are included on the Contractor's Contract***. | Electrician: Electrician Wireman/Technician -Sullivan, Ulster, Delaware: Only in the Townships of Andes, Harpersfield, Kortwright,Stamford, Bovina, Roxbury, Middletown and those portions of Colchester and Hancock south of the East Branch of the Delaware River. Dutchess: All of the county except for the towns of Fishkill,East Fishkill, and Beacon. Greene: That portion of the county south of a line following the south limits of the city of Catskill in a Westerly direction from the Hudson River to Highway 23A along 23A to the road following the Little Westkill and continuing along this road to Delaware County. | 58.5 | 30.435 | 315% | 369.0803 | 83.25 | 474.8741 | 83.25 | 474.8741 | 83.25 | 474.8741 | 108 | 580.668 | 28.68 | 0.03 | 49.5 | 9
Electronic Article Surveillance System Electronic Identification System Guard Tour System Technician Onsite Region 5 Partial County - Otsego: Only the Townships of Plainfield, Richfield, Springfield, Cherry Valley, Roseboom, Middlefield, Otsego, Exeter, Edmeston, Burlington, Pittsfield, and New Lebanon. | Individual employed by the Contractor or Subcontractor who Starts-Up, Commissions, Programs, Integrates, and Maintains (both Preventative and Remedial Maintenance) Electronic Article Surveillance System and Electronic Identification System. ***This Job Title can only be used for work/Services on Systems/Product Lines/Equipment which are included on the Contractor's Contract***. | Electrician: Electrician - Cortland, Herkimer, Madison, Oneida, Oswego, Cayuga: Townships of Ira, Locke, Sempronius, Sterling, Summerhill and Victory.Chenango: Only the Townships of Columbus, New Berlin and Sherburne. Onondaga: Entire County except Townships of Elbridge and Skaneateles. Otsego: Only the Townships of Plainfield, Richfield, Springfield, Cherry Valley, Roseboom, Middlefield, Otsego, Exeter, Edmeston, Burlington, Pittsfield and New Lebanon. Tompkins: Only the Township of Groton. Wayne: Only the Townships of Huron, Wolcott, Rose and Butler. | 44 | 31.49 | 335% | 328.3815 | 66 | 426.9525 | 66 | 426.9525 | 66 | 426.9525 | 88 | 525.5235 | 30.17 | 0.03
CCTV/Surveillance Cameras System Physical Access Control System Alarm and Signal System Technician Onsite Region 5 Partial Counties - Delaware: Only the Townships of Davenport, Delhi, Deposit, Franklin, Hamden, Masonville, Meredith, Sidney, Tompkins, and Walton Townships, and that portion of Colchester and Hancock Townships north of the east branch of the Delaware River. Otsego: Only the Townships of Butternuts, Hartwick, Laurens, Maryland, Milford, Morris, Oneonta, Otego, Unadilla, and Westford. | Individual employed by the Contractor or Subcontractor who Starts-Up, Commissions, Programs, Integrates, and Maintains (both Preventative and Remedial Maintenance) Facility Affixed CCTV/Surveillance Cameras, Facility Affixed Physical Access Control Systems, and Alarm and Signal Systems. ***This Job Title can only be used for work/Services on Systems/Product Lines/Equipment which are included on the Contractor's Contract***. | Electrician: Electrician - Broome, Chenango: Entire County except the Townships of Columbus, New Berlin and Sherburne. Delaware: Only the Townships of Davenport, Delhi, Deposit, Franklin, Hamden, Masonville, Meredith, Sidney, Tompkins and Walton Townships,and that portion of Colchester and Hancock Townships north of the east branch of the Delaware River. Otsego: Only the Townships of Butternuts, Hartwick, Laurens, Maryland, Milford, Morris, Oneonta, Otego, Unadilla and Westford. Tioga: Only the Townships of Berkshire, Newark Valley, Owego, Richford and Tioga. | 39.43 | 30.4629 | 335% | 304.0341 | 59.145 | 392.3672 | 59.145 | 392.3672 | 59.145 | 392.3672 | 78.86 | 480.7002 | 29.28 | 0.03
CCTV/Surveillance Cameras System Physical Access Control System Alarm and Signal System Technician Onsite Region 5 Entire Counties - Albany, Columbia, Fulton, Montgomery, Rensselaer, Schenectady, and Schoharie Partial Counties - Greene: Portion of the County North of a line following the South limits of the City of Catskill in a westerly direction from the Hudson River to State Highway 23A. Then continuing on 23A to the road following the Little West Kill and continuing along this road to Delaware County. Otsego: Only the Towns of Decatur and Worchester. | Individual employed by the Contractor or Subcontractor who Starts-Up, Commissions, Programs, Integrates, and Maintains (both Preventative and Remedial Maintenance) Facility Affixed CCTV/Surveillance Cameras, Facility Affixed Physical Access Control Systems, and Alarm and Signal Systems. ***This Job Title can only be used for work/Services on Systems/Product Lines/Equipment which are included on the Contractor's Contract***. | Electrician: Electrician- Albany, Columbia, Fulton, Hamilton, Montgomery, Rensselaer, Saratoga, Schenectady, Schoharie, Warren, Washington, Greene: Portion of the County North of a line following the South limits of the City of Catskill in a westerly direction from the Hudson River to State Highway 23A. Then continuing on 23A to the road following the Little West Kill and continuing along this road to Delaware County. Otsego: Only the Towns of Decatur and Worchester | 46.5 | 31.305 | 335% | 338.4518 | 69.75 | 439.5892 | 69.75 | 439.5892 | 69.75 | 439.5892 | 93 | 540.7268 | 29.91 | 0.03
CCTV/Surveillance Cameras System Physical Access Control System Alarm and Signal System Technician Onsite Region 5 Partial Counties - Delaware: Only in the Townships of Andes, Harpersfield, Kortwright, Stamford, Bovina, Roxbury, Middletown and those portions of Colchester and Hancock south of the East Branch of the Delaware River. Greene: That portion of the county south of a line following the south limits of the city of Catskill in a Westerly direction from the Hudson River to Highway 23A along 23A to the road following the Little Westkill and continuing along this road to Delaware County. | Individual employed by the Contractor or Subcontractor who Starts-Up, Commissions, Programs, Integrates, and Maintains (both Preventative and Remedial Maintenance) Facility Affixed CCTV/Surveillance Cameras, Facility Affixed Physical Access Control Systems, and Alarm and Signal Systems. ***This Job Title can only be used for work/Services on Systems/Product Lines/Equipment which are included on the Contractor's Contract***. | Electrician: Electrician Wireman/Technician -Sullivan, Ulster, Delaware: Only in the Townships of Andes, Harpersfield, Kortwright,Stamford, Bovina, Roxbury, Middletown and those portions of Colchester and Hancock south of the East Branch of the Delaware River. Dutchess: All of the county except for the towns of Fishkill,East Fishkill, and Beacon. Greene: That portion of the county south of a line following the south limits of the city of Catskill in a Westerly direction from the Hudson River to Highway 23A along 23A to the road following the Little Westkill and continuing along this road to Delaware County. | 58.5 | 30.435 | 315% | 369.0803 | 83.25 | 474.8741 | 83.25 | 474.8741 | 83.25 | 474.8741 | 108 | 580.668 | 28.68 | 0.03 | 49.5 | 9
CCTV/Surveillance Cameras System Physical Access Control Systems Alarm and Signal System Technician Onsite Region 5 Partial County - Otsego: Only the Townships of Plainfield, Richfield, Springfield, Cherry Valley, Roseboom, Middlefield, Otsego, Exeter, Edmeston, Burlington, Pittsfield, and New Lebanon. | Individual employed by the Contractor or Subcontractor who Starts-Up, Commissions, Programs, Integrates, and Maintains (both Preventative and Remedial Maintenance) Facility Affixed CCTV/Surveillance Cameras, Facility Affixed Physical Access Control Systems, and Alarm and Signal Systems. ***This Job Title can only be used for work/Services on Systems/Product Lines/Equipment which are included on the Contractor's Contract***. | Electrician: Electrician - Cortland, Herkimer, Madison, Oneida, Oswego, Cayuga: Townships of Ira, Locke, Sempronius, Sterling, Summerhill and Victory.Chenango: Only the Townships of Columbus, New Berlin and Sherburne. Onondaga: Entire County except Townships of Elbridge and Skaneateles. Otsego: Only the Townships of Plainfield, Richfield, Springfield, Cherry Valley, Roseboom, Middlefield, Otsego, Exeter, Edmeston, Burlington, Pittsfield and New Lebanon. Tompkins: Only the Township of Groton. Wayne: Only the Townships of Huron, Wolcott, Rose and Butler. | 44 | 31.49 | 335% | 328.3815 | 66 | 426.9525 | 66 | 426.9525 | 66 | 426.9525 | 88 | 525.5235 | 30.17 | 0.03
Traffic and Transportation CCTV/Surveillance Camera System Technician Onsite Region 5 Entire Counties: Albany, Columbia, Greene, Delaware, Fulton, Greene, Montgomery, Rensselaer, Schenectady, and Schoharie | Individual employed by the Contractor or Subcontractor who Starts-Up, Commissions, Programs, Integrates, and Maintains (both Preventative and Remedial Maintenance) Traffic Camera Systems. ***This Job Title can only be used for work/Services on Systems/Product Lines/Equipment which are included on the Contractor's Contract***. | Lineman Electrician: Lineman, Tech, Welder- Albany, Allegany, Broome, Cattaraugus, Cayuga, Chautauqua, Chemung, Chenango, Clinton, Columbia, Cortland, Delaware, Dutchess, Erie, Essex, Franklin, Fulton, Genesee, Greene, Hamilton, Herkimer, Jefferson, Lewis, Livingston, Madison, Monroe, Montgomery, Niagara, Oneida, Onondaga, Ontario, Orange, Orleans, Oswego, Otsego, Putnam, Rensselaer, Rockland, Saratoga, Schenectady, Schoharie, Schuyler, Seneca, St. Lawrence, Steuben, Sullivan, Tioga, Tompkins, Ulster, Warren, Washington, Wayne, Wyoming, Yates | 59.91 | 33.5937 | 275% | 350.6389 | 89.865 | 470.8333 | 89.865 | 470.8333 | 89.865 | 470.8333 | 119.82 | 591.0277 | 29.4 | 0.07
Project/Program Manager | Individual employed by the Contractor or Subcontractor who oversees all onsite Work. ***This Job Title can only be used for work/Services on Systems/Product Lines/Equipment which are included on the Contractor's Contract***. |  |  |  |  | 175 |  | 262.5 |  | 262.5 |  | 262.5 |  | 350
CAD Specialist | Individual employed by the Contractor or Subcontractor who generates diagrams, drawings, plans, etc. ***This Job Title can only be used for work/Services on Systems/Product Lines/Equipment which are included on the Contractor's Contract***. |  |  |  |  | 145 |  | 217.5 |  | 217.5 |  | 217.5 |  | 290
Designer | Individual employed by the Contractor or Subcontractor who performs design Services related to the Installation and Integration of an Intelligent Facility and Security System and Solution as permitted by This Award, excluding Professional Design Services. ***This Job Title can only be used for work/Services on Systems/Product Lines/Equipment which are included on the Contractor's Contract***. |  |  |  |  | 175 |  | 262.5 |  | 262.5 |  | 262.5 |  | 350
Offsite Integration and Maintenance Technician | Individual employed by the Contractor or Subcontractor who performs Commissioning, Programming, Integration, Maintenance (both Preventative or Remedial Maintenance) offsite. See also Sec. "Remote Maintenance." This Job Title and corresponding Total Hourly Rate Must not be utilized for any work performed onsite, regardless of the nature of the Work. ***This Job Title can only be used for work/Services on Systems/Product Lines/Equipment which are included on the Contractor's Contract***. |  |  |  |  | 125 |  | 187.5 |  | 187.5 |  | 187.5 |  | 250
Trainer | Individual employed by the Contractor or Subcontractor who performs training of Authorized User's personnel in the use of Systems obtained or Maintained under This Award. ***This Job Title can only be used for work/Services on Systems/Product Lines/Equipment which are included on the Contractor's Contract***. |  |  |  |  | 125 |  | 187.5 |  | 187.5 |  | 187.5 |  | 250
Class Size (Number of People) | 10
Length of Class (Number of Hours) | 8
Advanced Trainer | Individual employed by the Contractor or Subcontractor who performs advanced training of Authorized User's personnel in the use of Systems obtained or Maintained under This Award. ***This Job Title can only be used for work/Services on Systems/Product Lines/Equipment which are included on the Contractor's Contract***. |  |  |  |  | 150 |  | 225 |  | 225 |  | 225 |  | 300
Class Size (Number of People) | 10
Length of Class (Number of Hours) | 8

## Region 6 Labor Rates
Region 6 - Clinton, Essex, Hamilton, Franklin, Saratoga, Warren, Washington
| Contractor Name: | 0
Job Title | Description of Duties | Prevailing Wage Occupation Sub-category | Prevailing Wage Rate | Supplemental Benefit | Percent Markup | Total Hourly Rate | Overtime Hourly Pay Rate | Overtime Total Hourly Rate | After Business Hours Hourly Pay Rate | After Business Hours Total Hourly Rate | Saturday Hourly Pay Rate | Saturday Total Hourly Rate | Sunday and NYS Holiday Hourly Pay Rate | Sunday and NYS Holiday Total Hourly Rate
Electrician/Electrical Installer Onsite Region 6 Entire Counties: Hamilton, Saratoga, Warren, and Washington | Individual employed by the Contractor or a Subcontractor who: 1) Installs, runs, pulls, etc. Low Voltage Wiring, Line Voltage Wiring,, cable, fiber optics, etc. for all products/systems which fit the scope of the contract except for Traffic Camera Systems. 2) Installs raceway, conduits, etc. for wire, cable, and fiber optics for all products/systems which fit the scope of the contract except for Traffic Camera Systems. 3) Installs/Mounts products onto poles, pads, etc. except for Traffic Cameras. 4) Performs any other Installation work classified by NYS DOL as electrical work which is permitted on This Award. ***This Job Title can only be used for work/Services on Systems/Product Lines/Equipment which are included on the Contractor's Contract***. | Electrician: Electrician/Tele-Data - Albany, Columbia, Fulton, Hamilton, Montgomery, Rensselaer, Saratoga, Schenectady, Schoharie, Warren, Washington, Greene: Portion of the County North of a line following the South limits of the City of Catskill in a westerly direction from the Hudson River to State Highway 23A. Then continuing on 23A to the road following the Little West Kill and continuing along this road to Delaware County. Otsego: Only the Towns of Decatur and Worchester | 46.5 | 31.305 | 405% | 392.9153 | 69.75 | 510.3278 | 69.75 | 510.3278 | 69.75 | 510.3278 | 93 | 627.7403 | 29.91 | 0.03
Electrician/Electrical Installer Onsite Region 6 Entire Counties: Clinton, Essex, and Franklin | Individual employed by the Contractor or a Subcontractor who: 1) Installs, runs, pulls, etc. Low Voltage Wiring, Line Voltage Wiring,, cable, fiber optics, etc. for all products/systems which fit the scope of the contract except for Traffic Camera Systems. 2) Installs raceway, conduits, etc. for wire, cable, and fiber optics for all products/systems which fit the scope of the contract except for Traffic Camera Systems. 3) Installs/Mounts products onto poles, pads, etc. except for Traffic Cameras. 4) Performs any other Installation work classified by NYS DOL as electrical work which is permitted on This Award. ***This Job Title can only be used for work/Services on Systems/Product Lines/Equipment which are included on the Contractor's Contract***. | Electrician: Electrician/Teledata - Clinton, Essex, Franklin, Jefferson, Lewis, St. Lawrence | 40.5 | 25.4587 | 420% | 342.9855 | 60.75 | 454.3403 | 60.75 | 454.3403 | 60.75 | 454.3403 | 81 | 565.695 | 23.13 | 0.0575
Electrician Lineman Onsite Region 6 Entire Counties: Clinton, Essex, Hamilton, Franklin, Saratoga, Warren, Washington | Individual employed by the Contractor or Subcontractor who: 1) Installs, runs, pulls, etc. Low Voltage Wiring, Line Voltage Wiring, cable, fiber optics, etc. for all Traffic and Transportation CCTV/Surveillance Camera Systems. 2) Installs raceway, conduits, etc. for wire, cable, and fiber optics for Traffic and Transportation CCTV/Surveillance Camera Systems. 3) Installs/Mounts products onto poles, pads, etc. for Traffic and Transportation CCTV/Surveillance Camera Systems. ***This Job Title can only be used for Work/Services on Systems which are included on the Contractor's Contract***. ***This Job Title can only be used for work/Services on Systems/Product Lines/Equipment which are included on the Contractor's Contract***. | Lineman Electrician: Lineman, Tech, Welder - Albany, Allegany, Broome, Cattaraugus, Cayuga, Chautauqua, Chemung, Chenango, Clinton, Columbia, Cortland, Delaware, Dutchess, Erie, Essex, Franklin, Fulton, Genesee, Greene, Hamilton, Herkimer, Jefferson, Lewis, Livingston, Madison, Monroe, Montgomery, Niagara, Oneida, Onondaga, Ontario, Orange, Orleans, Oswego, Otsego, Putnam, Rensselaer, Rockland, Saratoga, Schenectady, Schoharie, Schuyler, Seneca, St. Lawrence, Steuben, Sullivan, Tioga, Tompkins, Ulster, Warren, Washington, Wayne, Wyoming, Yates | 59.91 | 33.5937 | 300% | 374.0148 | 89.865 | 502.2222 | 89.865 | 502.2222 | 89.865 | 502.2222 | 119.82 | 630.4296 | 29.4 | 0.07
Electronic Article Surveillance System Electronic Identification System Guard Tour System Technician Onsite Region 6 Entire Counties: Hamilton, Saratoga, Warren, and Washington | Individual employed by the Contractor or Subcontractor who Starts-Up, Commissions, Programs, Integrates, and Maintains (both Preventative and Remedial Maintenance) Electronic Article Surveillance System, Electronic Identification System, and Guard Tour System. ***This Job Title can only be used for work/Services on Systems/Product Lines/Equipment which are included on the Contractor's Contract***. | Electrician: Electrician - Albany, Columbia, Fulton, Hamilton, Montgomery, Rensselaer, Saratoga, Schenectady, Schoharie, Warren, Washington, Greene: Portion of the County North of a line following the South limits of the City of Catskill in a westerly direction from the Hudson River to State Highway 23A. Then continuing on 23A to the road following the Little West Kill and continuing along this road to Delaware County. Otsego: Only the Towns of Decatur and Worchester | 46.5 | 31.305 | 405% | 392.9153 | 69.75 | 510.3278 | 69.75 | 510.3278 | 69.75 | 510.3278 | 93 | 627.7403 | 29.91 | 0.03
Electronic Article Surveillance System Electronic Identification System Guard Tour System Technician Onsite Region 6 Entire Counties: Clinton, Essex, and Franklin | Individual employed by the Contractor or Subcontractor who Starts-Up, Commissions, Programs, Integrates, and Maintains (both Preventative and Remedial Maintenance) Electronic Article Surveillance System, Electronic Identification System, and Guard Tour System. ***This Job Title can only be used for work/Services on Systems/Product Lines/Equipment which are included on the Contractor's Contract***. | Electrician: Electrician - Clinton, Essex, Franklin, Jefferson, Lewis, St. Lawrence | 40.5 | 25.4587 | 420% | 342.9855 | 60.75 | 454.3403 | 60.75 | 454.3403 | 60.75 | 454.3403 | 81 | 565.695 | 23.13 | 0.0575
CCTV/Surveillance Camera System Physical Access Control Systems Alarm and Signal System Technician Onsite Region 6 Entire Counties: Hamilton, Saratoga, Warren, and Washington | Individual employed by the Contractor or Subcontractor who Starts-Up, Commissions, Programs, Integrates, and Maintains (both Preventative and Remedial Maintenance) CCTV/Surveillance Cameras, Physical Access Control Systems, and Alarm and Signal Systems. ***This Job Title can only be used for work/Services on Systems/Product Lines/Equipment which are included on the Contractor's Contract***. | Electrician: Electrician - Albany, Columbia, Fulton, Hamilton, Montgomery, Rensselaer, Saratoga, Schenectady, Schoharie, Warren, Washington, Greene: Portion of the County North of a line following the South limits of the City of Catskill in a westerly direction from the Hudson River to State Highway 23A. Then continuing on 23A to the road following the Little West Kill and continuing along this road to Delaware County. Otsego: Only the Towns of Decatur and Worchester | 46.5 | 31.305 | 405% | 392.9153 | 69.75 | 510.3278 | 69.75 | 510.3278 | 69.75 | 510.3278 | 93 | 627.7403 | 29.91 | 0.03
CCTV/Surveillance Camera System Physical Access Control Systems Alarm and Signal System Technician Onsite Region 6 Entire Counties: Clinton, Essex, and Franklin | Individual employed by the Contractor or Subcontractor who Starts-Up, Commissions, Programs, Integrates, and Maintains (both Preventative and Remedial Maintenance) CCTV/Surveillance Cameras, Physical Access Control Systems, and Alarm and Signal Systems. ***This Job Title can only be used for work/Services on Systems/Product Lines/Equipment which are included on the Contractor's Contract***. | Electrician: Electrician - Clinton, Essex, Franklin, Jefferson, Lewis, St. Lawrence | 40.5 | 25.4587 | 420% | 342.9855 | 60.75 | 454.3403 | 60.75 | 454.3403 | 60.75 | 454.3403 | 81 | 565.695 | 23.13 | 0.0575
Traffic and Transportation CCTV/Surveillance Camera System Technician Onsite Region 6 Entire Counties: Clinton, Essex, Hamilton, Franklin, Saratoga, Warren, Washington | Individual employed by the Contractor or Subcontractor who Starts-Up, Commissions, Programs, Integrates, and Maintains (both Preventative and Remedial Maintenance) Traffic Camera Systems. ***This Job Title can only be used for work/Services on Systems/Product Lines/Equipment which are included on the Contractor's Contract***. | Lineman Electrician: Lineman, Tech, Welder- Albany, Allegany, Broome, Cattaraugus, Cayuga, Chautauqua, Chemung, Chenango, Clinton, Columbia, Cortland, Delaware, Dutchess, Erie, Essex, Franklin, Fulton, Genesee, Greene, Hamilton, Herkimer, Jefferson, Lewis, Livingston, Madison, Monroe, Montgomery, Niagara, Oneida, Onondaga, Ontario, Orange, Orleans, Oswego, Otsego, Putnam, Rensselaer, Rockland, Saratoga, Schenectady, Schoharie, Schuyler, Seneca, St. Lawrence, Steuben, Sullivan, Tioga, Tompkins, Ulster, Warren, Washington, Wayne, Wyoming, Yates | 59.91 | 33.5937 | 300% | 374.0148 | 89.865 | 502.2222 | 89.865 | 502.2222 | 89.865 | 502.2222 | 119.82 | 630.4296 | 29.4 | 0.07
Project/Program Manager | Individual employed by the Contractor or Subcontractor who oversees all onsite Work. ***This Job Title can only be used for work/Services on Systems/Product Lines/Equipment which are included on the Contractor's Contract***. |  |  |  |  | 175 |  | 262.5 |  | 262.5 |  | 262.5 |  | 350
CAD Specialist | Individual employed by the Contractor or Subcontractor who generates diagrams, drawings, plans, etc. ***This Job Title can only be used for work/Services on Systems/Product Lines/Equipment which are included on the Contractor's Contract***. |  |  |  |  | 145 |  | 217.5 |  | 217.5 |  | 217.5 |  | 290
Designer | Individual employed by the Contractor or Subcontractor who performs design Services related to the Installation and Integration of an Intelligent Facility and Security System and Solution as permitted by This Award, excluding Professional Design Services. ***This Job Title can only be used for work/Services on Systems/Product Lines/Equipment which are included on the Contractor's Contract***. |  |  |  |  | 175 |  | 262.5 |  | 262.5 |  | 262.5 |  | 350
Offsite Integration and Maintenance Technician | Individual employed by the Contractor or Subcontractor who performs Commissioning, Programming, Integration, Maintenance (both Preventative or Remedial Maintenance) offsite. See also Sec. "Remote Maintenance." This Job Title and corresponding Total Hourly Rate Must not be utilized for any work performed onsite, regardless of the nature of the Work. ***This Job Title can only be used for work/Services on Systems/Product Lines/Equipment which are included on the Contractor's Contract***. |  |  |  |  | 125 |  | 187.5 |  | 187.5 |  | 187.5 |  | 250
Trainer | Individual employed by the Contractor or Subcontractor who performs training of Authorized User's personnel in the use of Systems obtained or Maintained under This Award. ***This Job Title can only be used for work/Services on Systems/Product Lines/Equipment which are included on the Contractor's Contract***. |  |  |  |  | 125 |  | 187.5 |  | 187.5 |  | 187.5 |  | 250
Class Size (Number of People) | 10
Length of Class (Number of Hours) | 8
Advanced Trainer | Individual employed by the Contractor or Subcontractor who performs advanced training of Authorized User's personnel in the use of Systems obtained or Maintained under This Award. ***This Job Title can only be used for work/Services on Systems/Product Lines/Equipment which are included on the Contractor's Contract***. |  |  |  |  | 150 |  | 225 |  | 225 |  | 225 |  | 300
Class Size (Number of People) | 10
Length of Class (Number of Hours) | 8

## Region 7 Labor Rates
Region 7 - Cayuga, Cortland, Herkimer, Jefferson, Lewis, Madison, Oneida, Onondaga, Oswego, and St. Lawrence Counties
| Contractor Name: | 0
Job Title | Description of Duties | Prevailing Wage Occupation Sub-category | Prevailing Wage Rate | Supplemental Benefit | Percent Markup | Total Hourly Rate | Overtime Hourly Pay Rate | Overtime Total Hourly Rate | After Business Hours Hourly Pay Rate | After Business Hours Total Hourly Rate | Saturday Hourly Pay Rate | Saturday Total Hourly Rate | Sunday and NYS Holiday Hourly Pay Rate | Sunday and NYS Holiday Total Hourly Rate
Electrician/Electrical Installer Onsite Region 7 Entire Counties - Jefferson, Lewis, and St. Lawrence | Individual employed by the Contractor or a Subcontractor who: 1) Installs, runs, pulls, etc. Low Voltage Wiring, Line Voltage Wiring,, cable, fiber optics, etc. for all products/systems which fit the scope of the contract except for Traffic Camera Systems. 2) Installs raceway, conduits, etc. for wire, cable, and fiber optics for all products/systems which fit the scope of the contract except for Traffic Camera Systems. 3) Installs/Mounts products onto poles, pads, etc. except for Traffic Cameras. 4) Performs any other Installation work classified by NYS DOL as electrical work which is permitted on This Award. ***This Job Title can only be used for work/Services on Systems/Product Lines/Equipment which are included on the Contractor's Contract***. | Electrician: Teledata - Clinton, Essex, Franklin, Jefferson, Lewis, St. Lawrence | 40.5 | 25.4587 | 425% | 346.2834 | 60.75 | 458.7089 | 60.75 | 458.7089 | 60.75 | 458.7089 | 81 | 571.1344 | 23.13 | 0.0575
Electrician/Electrical Installer Onsite Region 7 Partial County - Cayuga: Only the Township of Genoa. | Individual employed by the Contractor or a Subcontractor who: 1) Installs, runs, pulls, etc. Low Voltage Wiring, Line Voltage Wiring,, cable, fiber optics, etc. for all products/systems which fit the scope of the contract except for Traffic Camera Systems. 2) Installs raceway, conduits, etc. for wire, cable, and fiber optics for all products/systems which fit the scope of the contract except for Traffic Camera Systems. 3) Installs/Mounts products onto poles, pads, etc. except for Traffic Cameras. 4) Performs any other Installation work classified by NYS DOL as electrical work which is permitted on This Award. ***This Job Title can only be used for work/Services on Systems/Product Lines/Equipment which are included on the Contractor's Contract***. | Electrician: Electrician - Cayuga: Only the Township of Genoa. Schuyler: Only the Townships of Cayuga, Catharine, and Hector. Seneca: Only the Townships of Lodi and Covert. Tioga: Only the Townships of Spencer and Candor. Tompkins: Entire county except the Township of Groton. | 40 | 30 | 425% | 367.5 | 60 | 475.65 | 60 | 475.65 | 60 | 475.65 | 80 | 583.8 | 28.8 | 0.03
Electrician/Electrical Installer Onsite Region 7 Partial Counties - Cayuga: All Townships except Genoa, Ira, Sterling, Victory, Locke, Sempronius and Summerhill Onondaga: Only the Townships of Elbridge and Skaneateles | Individual employed by the Contractor or a Subcontractor who: 1) Installs, runs, pulls, etc. Low Voltage Wiring, Line Voltage Wiring,, cable, fiber optics, etc. for all products/systems which fit the scope of the contract except for Traffic Camera Systems. 2) Installs raceway, conduits, etc. for wire, cable, and fiber optics for all products/systems which fit the scope of the contract except for Traffic Camera Systems. 3) Installs/Mounts products onto poles, pads, etc. except for Traffic Cameras. 4) Performs any other Installation work classified by NYS DOL as electrical work which is permitted on This Award. ***This Job Title can only be used for work/Services on Systems/Product Lines/Equipment which are included on the Contractor's Contract***. | Electrician: Teledata, Sound Wireman - Yates, Cayuga: All Townships except Genoa, Ira, Sterling, Victory, Locke, Sempronius and Summerhill, Onondaga: Townships of Elbridge and Skaneateles, Ontario: Only the Townships of Canandaigua, Farmington, Geneva, Gorham, Hopewell, Manchester, Phelps and Seneca, Seneca: All townships except Covert and Lodi, Wayne: Only the Townships of Arcadia, Galen, Lyons, Savannah and Village of Newark. | 36.45 | 26.3635 | 425% | 329.7709 | 54.675 | 425.4521 | 54.675 | 425.4521 | 54.675 | 425.4521 | 72.9 | 521.1334 | 25.27 | 0.03
Electrician/Electrical Installer Onsite Region 7 Entire Counties - Cortland, Herkimer, Madison, Oneida, Oswego Partial Counties - Cayuga: Townships of Ira, Locke, Sempronius, Sterling, Summerhill and Victory. Onondaga: Entire County except Townships of Elbridge and Skaneateles. | Individual employed by the Contractor or a Subcontractor who: 1) Installs, runs, pulls, etc. Low Voltage Wiring, Line Voltage Wiring,, cable, fiber optics, etc. for all products/systems which fit the scope of the contract except for Traffic Camera Systems. 2) Installs raceway, conduits, etc. for wire, cable, and fiber optics for all products/systems which fit the scope of the contract except for Traffic Camera Systems. 3) Installs/Mounts products onto poles, pads, etc. except for Traffic Cameras. 4) Performs any other Installation work classified by NYS DOL as electrical work which is permitted on This Award. ***This Job Title can only be used for work/Services on Systems/Product Lines/Equipment which are included on the Contractor's Contract***. | Electrician: Teledata - Cortland, Herkimer, Madison, Oneida, Oswego, Cayuga: Townships of Ira, Locke, Sempronius, Sterling, Summerhill and Victory. Chenango: Only the Townships of Columbus, New Berlin and Sherburne. Onondaga: Entire County except Townships of Elbridge and Skaneateles. Otsego: Only the Townships of Plainfield, Richfield, Springfield, Cherry Valley, Roseboom, Middlefield, Otsego, Exeter, Edmeston, Burlington, Pittsfield and New Lebanon. Tompkins: Only the Township of Groton.Wayne: Only the Townships of Huron, Wolcott, Rose and Butler. | 44 | 31.49 | 425% | 396.3225 | 66 | 515.2875 | 66 | 515.2875 | 66 | 515.2875 | 88 | 634.2525 | 30.17 | 0.03
Electrician Lineman Region 7 Entire Counties: Cayuga, Cortland, Herkimer, Jefferson, Lewis, Madison, Oneida, Onondaga, Oswego, and St. Lawrence | Individual employed by the Contractor or Subcontractor who: 1) Installs, runs, pulls, etc. Low Voltage Wiring, Line Voltage Wiring, cable, fiber optics, etc. for all Traffic and Transportation CCTV/Surveillance Camera Systems. 2) Installs raceway, conduits, etc. for wire, cable, and fiber optics for Traffic and Transportation CCTV/Surveillance Camera Systems. 3) Installs/Mounts products onto poles, pads, etc. for Traffic and Transportation CCTV/Surveillance Camera Systems. ***This Job Title can only be used for work/Services on Systems/Product Lines/Equipment which are included on the Contractor's Contract***. | Lineman Electrician: Lineman, Tech, Welder - Albany, Allegany, Broome, Cattaraugus, Cayuga, Chautauqua, Chemung, Chenango, Clinton, Columbia, Cortland, Delaware, Dutchess, Erie, Essex, Franklin, Fulton, Genesee, Greene, Hamilton, Herkimer, Jefferson, Lewis, Livingston, Madison, Monroe, Montgomery, Niagara, Oneida, Onondaga, Ontario, Orange, Orleans, Oswego, Otsego, Putnam, Rensselaer, Rockland, Saratoga, Schenectady, Schoharie, Schuyler, Seneca, St. Lawrence, Steuben, Sullivan, Tioga, Tompkins, Ulster, Warren, Washington, Wayne, Wyoming, Yates | 59.91 | 33.5937 | 315% | 388.0404 | 89.865 | 521.0555 | 89.865 | 521.0555 | 89.865 | 521.0555 | 119.82 | 654.0707 | 29.4 | 0.07
Electronic Article Surveillance System Electronic Identification System Guard Tour System Technician Onsite Region 7 Entire Counties - Jefferson, Lewis, and St. Lawrence | Individual employed by the Contractor or Subcontractor who Starts-Up, Commissions, Programs, Integrates, and Maintains (both Preventative and Remedial Maintenance) Electronic Article Surveillance Systems, Electronic Identification Systems, and Guard Tour System. ***This Job Title can only be used for work/Services on Systems/Product Lines/Equipment which are included on the Contractor's Contract***. | Electrician: Teledata - Clinton, Essex, Franklin, Jefferson, Lewis, St. Lawrence | 40.5 | 25.4587 | 425% | 346.2834 | 60.75 | 458.7089 | 60.75 | 458.7089 | 60.75 | 458.7089 | 81 | 571.1344 | 23.13 | 0.0575
Electronic Article Surveillance System Electronic Identification System Guard Tour System Technician Onsite Region 7 Partial County - Cayuga: Only the Township of Genoa. | Individual employed by the Contractor or Subcontractor who Starts-Up, Commissions, Programs, Integrates, and Maintains (both Preventative and Remedial Maintenance) Electronic Article Surveillance Systems, Electronic Identification Systems, and Guard Tour System. ***This Job Title can only be used for work/Services on Systems/Product Lines/Equipment which are included on the Contractor's Contract***. | Electrician: Electrician - Cayuga: Only the Township of Genoa. Schuyler: Only the Townships of Cayuga, Catharine, and Hector. Seneca: Only the Townships of Lodi and Covert. Tioga: Only the Townships of Spencer and Candor. Tompkins: Entire county except the Township of Groton. | 40 | 30 | 425% | 367.5 | 60 | 475.65 | 60 | 475.65 | 60 | 475.65 | 80 | 583.8 | 28.8 | 0.03
Electronic Article Surveillance System Electronic Identification System Guard Tour System Technician Onsite Region 7 Partial Counties - Cayuga: All Townships except Genoa, Ira, Sterling, Victory, Locke, Sempronius and Summerhill Onondaga: Only the Townships of Elbridge and Skaneateles | Individual employed by the Contractor or Subcontractor who Starts-Up, Commissions, Programs, Integrates, and Maintains (both Preventative and Remedial Maintenance) Electronic Article Surveillance Systems, Electronic Identification Systems, and Guard Tour System. ***This Job Title can only be used for work/Services on Systems/Product Lines/Equipment which are included on the Contractor's Contract***. | Electrician: Teledata, Sound Wireman - Yates, Cayuga: All Townships except Genoa, Ira, Sterling, Victory, Locke, Sempronius and Summerhill, Onondaga: Townships of Elbridge and Skaneateles, Ontario: Only the Townships of Canandaigua, Farmington, Geneva, Gorham, Hopewell, Manchester, Phelps and Seneca, Seneca: All townships except Covert and Lodi, Wayne: Only the Townships of Arcadia, Galen, Lyons, Savannah and Village of Newark. | 36.45 | 26.3635 | 425% | 329.7709 | 54.675 | 425.4521 | 54.675 | 425.4521 | 54.675 | 425.4521 | 72.9 | 521.1334 | 25.27 | 0.03
Electronic Article Surveillance System Electronic Identification System Guard Tour System Technician Onsite Region 7 Entire Counties - Cortland, Herkimer, Madison, Oneida, Oswego Partial Counties - Cayuga: Townships of Ira, Locke, Sempronius, Sterling, Summerhill and Victory. Onondaga: Entire County except Townships of Elbridge and Skaneateles. | Individual employed by the Contractor or Subcontractor who Starts-Up, Commissions, Programs, Integrates, and Maintains (both Preventative and Remedial Maintenance) Electronic Article Surveillance Systems, Electronic Identification Systems, and Guard Tour System. ***This Job Title can only be used for work/Services on Systems/Product Lines/Equipment which are included on the Contractor's Contract***. | Electrician: Teledata - Cortland, Herkimer, Madison, Oneida, Oswego, Cayuga: Townships of Ira, Locke, Sempronius, Sterling, Summerhill and Victory. Chenango: Only the Townships of Columbus, New Berlin and Sherburne. Onondaga: Entire County except Townships of Elbridge and Skaneateles. Otsego: Only the Townships of Plainfield, Richfield, Springfield, Cherry Valley, Roseboom, Middlefield, Otsego, Exeter, Edmeston, Burlington, Pittsfield and New Lebanon. Tompkins: Only the Township of Groton.Wayne: Only the Townships of Huron, Wolcott, Rose and Butler. | 44 | 31.49 | 425% | 396.3225 | 66 | 515.2875 | 66 | 515.2875 | 66 | 515.2875 | 88 | 634.2525 | 30.17 | 0.03
CCTV/Surveillance Camera System Physical Access Control System Alarm and Signal System Technician Onsite Region 7 Entire Counties - Jefferson, Lewis, and St. Lawrence | Individual employed by the Contractor or Subcontractor who Starts-Up, Commissions, Programs, Integrates, and Maintains (both Preventative and Remedial Maintenance) CCTV/Surveillance Cameras, Physical Access Control Systems, and Alarm and Signal Systems. ***This Job Title can only be used for work/Services on Systems/Product Lines/Equipment which are included on the Contractor's Contract***. | Electrician: Teledata - Clinton, Essex, Franklin, Jefferson, Lewis, St. Lawrence | 40.5 | 25.4587 | 425% | 346.2834 | 60.75 | 458.7089 | 60.75 | 458.7089 | 60.75 | 458.7089 | 81 | 571.1344 | 23.13 | 0.0575
CCTV/Surveillance Camera System Physical Access Control System Alarm and Signal System Technician Onsite Region 7 Partial County - Cayuga: Only the Township of Genoa. | Individual employed by the Contractor or Subcontractor who Starts-Up, Commissions, Programs, Integrates, and Maintains (both Preventative and Remedial Maintenance) CCTV/Surveillance Cameras, Physical Access Control Systems, and Alarm and Signal Systems. ***This Job Title can only be used for work/Services on Systems/Product Lines/Equipment which are included on the Contractor's Contract***. | Electrician: Electrician - Cayuga: Only the Township of Genoa. Schuyler: Only the Townships of Cayuga, Catharine, and Hector. Seneca: Only the Townships of Lodi and Covert. Tioga: Only the Townships of Spencer and Candor. Tompkins: Entire county except the Township of Groton. | 40 | 30 | 425% | 367.5 | 60 | 475.65 | 60 | 475.65 | 60 | 475.65 | 80 | 583.8 | 28.8 | 0.03
CCTV/Surveillance Camera System Physical Access Control System Alarm and Signal System Technician Onsite Region 7 Partial Counties - Cayuga: All Townships except Genoa, Ira, Sterling, Victory, Locke, Sempronius and Summerhill Onondaga: Only the Townships of Elbridge and Skaneateles | Individual employed by the Contractor or Subcontractor who Starts-Up, Commissions, Programs, Integrates, and Maintains (both Preventative and Remedial Maintenance) CCTV/Surveillance Cameras, Physical Access Control Systems, and Alarm and Signal Systems. ***This Job Title can only be used for work/Services on Systems/Product Lines/Equipment which are included on the Contractor's Contract***. | Electrician: Teledata, Sound Wireman - Yates, Cayuga: All Townships except Genoa, Ira, Sterling, Victory, Locke, Sempronius and Summerhill, Onondaga: Townships of Elbridge and Skaneateles, Ontario: Only the Townships of Canandaigua, Farmington, Geneva, Gorham, Hopewell, Manchester, Phelps and Seneca, Seneca: All townships except Covert and Lodi, Wayne: Only the Townships of Arcadia, Galen, Lyons, Savannah and Village of Newark. | 36.45 | 26.3635 | 425% | 329.7709 | 54.675 | 425.4521 | 54.675 | 425.4521 | 54.675 | 425.4521 | 72.9 | 521.1334 | 25.27 | 0.03
CCTV/Surveillance Camera System Physical Access Control System Alarm and Signal System Technician Onsite Region 7 Entire Counties - Cortland, Herkimer, Madison, Oneida, Oswego Partial Counties - Cayuga: Townships of Ira, Locke, Sempronius, Sterling, Summerhill and Victory. Onondaga: Entire County except Townships of Elbridge and Skaneateles. | Individual employed by the Contractor or Subcontractor who Starts-Up, Commissions, Programs, Integrates, and Maintains (both Preventative and Remedial Maintenance) CCTV/Surveillance Cameras, Physical Access Control Systems, and Alarm and Signal Systems. ***This Job Title can only be used for work/Services on Systems/Product Lines/Equipment which are included on the Contractor's Contract***. | Electrician: Teledata - Cortland, Herkimer, Madison, Oneida, Oswego, Cayuga: Townships of Ira, Locke, Sempronius, Sterling, Summerhill and Victory. Chenango: Only the Townships of Columbus, New Berlin and Sherburne. Onondaga: Entire County except Townships of Elbridge and Skaneateles. Otsego: Only the Townships of Plainfield, Richfield, Springfield, Cherry Valley, Roseboom, Middlefield, Otsego, Exeter, Edmeston, Burlington, Pittsfield and New Lebanon. Tompkins: Only the Township of Groton.Wayne: Only the Townships of Huron, Wolcott, Rose and Butler. | 44 | 31.49 | 425% | 396.3225 | 66 | 515.2875 | 66 | 515.2875 | 66 | 515.2875 | 88 | 634.2525 | 30.17 | 0.03
Traffic and Transportation CCTV/Surveillance Camera System Technician Onsite Region 7 Entire Counties: Cayuga, Cortland, Herkimer, Jefferson, Lewis, Madison, Oneida, Onondaga, Oswego, and St. Lawrence | Individual employed by the Contractor or Subcontractor who Starts-Up, Commissions, Programs, Integrates, and Maintains (both Preventative and Remedial Maintenance) Traffic Camera Systems. | Lineman Electrician: Lineman, Tech, Welder - Albany, Allegany, Broome, Cattaraugus, Cayuga, Chautauqua, Chemung, Chenango, Clinton, Columbia, Cortland, Delaware, Dutchess, Erie, Essex, Franklin, Fulton, Genesee, Greene, Hamilton, Herkimer, Jefferson, Lewis, Livingston, Madison, Monroe, Montgomery, Niagara, Oneida, Onondaga, Ontario, Orange, Orleans, Oswego, Otsego, Putnam, Rensselaer, Rockland, Saratoga, Schenectady, Schoharie, Schuyler, Seneca, St. Lawrence, Steuben, Sullivan, Tioga, Tompkins, Ulster, Warren, Washington, Wayne, Wyoming, Yates | 59.91 | 33.5937 | 315% | 388.0404 | 89.865 | 521.0555 | 89.865 | 521.0555 | 89.865 | 521.0555 | 119.82 | 654.0707 | 29.4 | 0.07
Project/Program Manager | Individual employed by the Contractor or Subcontractor who oversees all onsite Work. ***This Job Title can only be used for work/Services on Systems/Product Lines/Equipment which are included on the Contractor's Contract***. |  |  |  |  | 175 |  | 262.5 |  | 262.5 |  | 262.5 |  | 350
CAD Specialist | Individual employed by the Contractor or Subcontractor who generates diagrams, drawings, plans, etc. ***This Job Title can only be used for work/Services on Systems/Product Lines/Equipment which are included on the Contractor's Contract***. |  |  |  |  | 145 |  | 217.5 |  | 217.5 |  | 217.5 |  | 290
Designer | Individual employed by the Contractor or Subcontractor who performs design Services related to the Installation and Integration of an Intelligent Facility and Security System and Solution as permitted by This Award, excluding Professional Design Services. ***This Job Title can only be used for work/Services on Systems/Product Lines/Equipment which are included on the Contractor's Contract***. |  |  |  |  | 175 |  | 262.5 |  | 262.5 |  | 262.5 |  | 350
Offsite Integration and Maintenance Technician | Individual employed by the Contractor or Subcontractor who performs Commissioning, Programming, Integration, Maintenance (both Preventative or Remedial Maintenance) offsite. See also Sec. "Remote Maintenance." This Job Title and corresponding Total Hourly Rate Must not be utilized for any work performed onsite, regardless of the nature of the Work. ***This Job Title can only be used for work/Services on Systems/Product Lines/Equipment which are included on the Contractor's Contract***. |  |  |  |  | 125 |  | 187.5 |  | 187.5 |  | 187.5 |  | 250
Trainer | Individual employed by the Contractor or Subcontractor who performs training of Authorized User's personnel in the use of Systems obtained or Maintained under This Award. ***This Job Title can only be used for work/Services on Systems/Product Lines/Equipment which are included on the Contractor's Contract***. |  |  |  |  | 125 |  | 187.5 |  | 187.5 |  | 187.5 |  | 250
Class Size (Number of People) | 10
Length of Class (Number of Hours) | 8
Advanced Trainer | Individual employed by the Contractor or Subcontractor who performs advanced training of Authorized User's personnel in the use of Systems obtained or Maintained under This Award. ***This Job Title can only be used for work/Services on Systems/Product Lines/Equipment which are included on the Contractor's Contract***. |  |  |  |  | 150 |  | 225 |  | 225 |  | 225 |  | 300
Class Size (Number of People) | 10
Length of Class (Number of Hours) | 8

## Region 8 Labor Rates
Region 8 - Broome, Chemung, Chenango, Livingston, Monroe, Ontario, Orleans, Schuyler, Seneca, Steuben, Tioga, Tompkins, Wayne, and Yates Counties
| Contractor Name: | 0
Job Title | Description of Duties | Prevailing Wage Occupation Sub-category | Prevailing Wage Rate | Supplemental Benefits | Percent Markup | Total Hourly Rate | Overtime Hourly Pay Rate | Overtime Total Hourly Rate | After Business Hours Hourly Pay Rate | After Business Hours Total Hourly Rate | Saturday Hourly Pay Rate | Saturday Total Hourly Rate | Sunday and NYS Holiday Hourly Pay Rate | Sunday and NYS Holiday Total Hourly Rate
Electrician/Electrical Installer Onsite Region 8 Partial Counties - Chenango: Only the Townships of Columbus, New Berlin and Sherburne. Tompkins: Only the Township of Groton. Wayne: Only the Townships of Huron, Wolcott, Rose and Butler. | Individual employed by the Contractor or a Subcontractor who: 1) Installs, runs, pulls, etc. Low Voltage Wiring, Line Voltage Wiring,, cable, fiber optics, etc. for all products/systems which fit the scope of the contract except for Traffic Camera Systems. 2) Installs raceway, conduits, etc. for wire, cable, and fiber optics for all products/systems which fit the scope of the contract except for Traffic Camera Systems. 3) Installs/Mounts products onto poles, pads, etc. except for Traffic Cameras. 4) Performs any other Installation work classified by NYS DOL as electrical work which is permitted on This Award. ***This Job Title can only be used for work/Services on Systems/Product Lines/Equipment which are included on the Contractor's Contract***. | Electrician: Teledata - Cortland, Herkimer, Madison, Oneida, Oswego, Cayuga: Townships of Ira, Locke, Sempronius, Sterling, Summerhill and Victory. Chenango: Only the Townships of Columbus, New Berlin and Sherburne. Onondaga: Entire County except Townships of Elbridge and Skaneateles. Otsego: Only the Townships of Plainfield, Richfield, Springfield, Cherry Valley, Roseboom, Middlefield, Otsego, Exeter, Edmeston, Burlington, Pittsfield and New Lebanon. Tompkins: Only the Township of Groton.Wayne: Only the Townships of Huron, Wolcott, Rose and Butler. | 44 | 31.49 | 405% | 381.2245 | 66 | 495.6575 | 66 | 495.6575 | 66 | 495.6575 | 88 | 610.0905 | 30.17 | 0.03
Electrician/Electrical Installer Onsite Region 8 Entire County - Yates Partial Counties - Ontario: Only the Townships of Canadaigua, Farmington, Geneva, Gorham, Hopewell, Manchester, Phelps and Seneca Seneca: All townships except Covert and Lodi. Wayne: Only the Townships of Arcadia, Galen, Lyons, Savannah, and Village of Newark. | Individual employed by the Contractor or a Subcontractor who: 1) Installs, runs, pulls, etc. Low Voltage Wiring, Line Voltage Wiring,, cable, fiber optics, etc. for all products/systems which fit the scope of the contract except for Traffic Camera Systems. 2) Installs raceway, conduits, etc. for wire, cable, and fiber optics for all products/systems which fit the scope of the contract except for Traffic Camera Systems. 3) Installs/Mounts products onto poles, pads, etc. except for Traffic Cameras. 4) Performs any other Installation work classified by NYS DOL as electrical work which is permitted on This Award. ***This Job Title can only be used for work/Services on Systems/Product Lines/Equipment which are included on the Contractor's Contract***. | Electrician: Teledata, Sound Wireman - Yates, Cayuga: All Townships except Genoa, Ira, Sterling, Victory, Locke, Sempronius and Summerhill, Onondaga: Townships of Elbridge and Skaneateles, Ontario: Only the Townships of Canadaigua, Farmington, Geneva, Gorham, Hopewell, Manchester, Phelps and Seneca, Seneca: All townships except Covert and Lodi, Wayne: Only the Townships of Arcadia, Galen, Lyons, Savannah and Village of Newark. | 41 | 26.5 | 420% | 351 | 61.5 | 457.6 | 61.5 | 457.6 | 61.5 | 457.6 | 82 | 564.2 | 25.27 | 0.03
Electrician/Electrical Installer Onsite Region 8 Partial Counties - Schuyler: Only the Townships of Cayuta, Catharine, and Hector. Seneca: Only the Townships of Lodi and Covert. Tioga: Only the Townships of Spencer and Candor. Tompkins: Entire county except the Township of Groton. | Individual employed by the Contractor or a Subcontractor who: 1) Installs, runs, pulls, etc. Low Voltage Wiring, Line Voltage Wiring,, cable, fiber optics, etc. for all products/systems which fit the scope of the contract except for Traffic Camera Systems. 2) Installs raceway, conduits, etc. for wire, cable, and fiber optics for all products/systems which fit the scope of the contract except for Traffic Camera Systems. 3) Installs/Mounts products onto poles, pads, etc. except for Traffic Cameras. 4) Performs any other Installation work classified by NYS DOL as electrical work which is permitted on This Award. ***This Job Title can only be used for work/Services on Systems/Product Lines/Equipment which are included on the Contractor's Contract***. | Electrician: Electrician - Cayuga: Only the Township of Genoa. Schuyler: Only the Townships of Cayuta, Catharine, and Hector. Seneca: Only the Townships of Lodi and Covert. Tioga: Only the Townships of Spencer and Candor. Tompkins: Entire county except the Township of Groton. | 40 | 30 | 420% | 364 | 60 | 471.12 | 60 | 471.12 | 60 | 471.12 | 80 | 578.24 | 28.8 | 0.03
Electrician/Electrical Installer Entire Counties: Livingston and Monroe Partial Counties - Ontario: Only the Townships of Bristol, Canadice, Naples, West Bloomfield, Richmond, South Bristol, East Bloomfield and Victor. Orleans: Only the townships of Clarendon, Kendall, and Murray Wayne: Only the Townships of Macedon, Marion, Ontario, Palmyra, Sodus, Walworth, Williamson | Individual employed by the Contractor or a Subcontractor who: 1) Installs, runs, pulls, etc. Low Voltage Wiring, Line Voltage Wiring,, cable, fiber optics, etc. for all products/systems which fit the scope of the contract except for Traffic Camera Systems. 2) Installs raceway, conduits, etc. for wire, cable, and fiber optics for all products/systems which fit the scope of the contract except for Traffic Camera Systems. 3) Installs/Mounts products onto poles, pads, etc. except for Traffic Cameras. 4) Performs any other Installation work classified by NYS DOL as electrical work which is permitted on This Award. ***This Job Title can only be used for work/Services on Systems/Product Lines/Equipment which are included on the Contractor's Contract***. | Electrician: Teledata, Sound Wireman - Livingston, Monroe, Genesee: Only the Townships of Bergen, Bethany, Byron, Leroy, Pavillion, Stafford, and that portion of the Townships of Batavia and Elba which lie east of a line following the Little Tonawanda Creek, north on the Tonawanda Creek to the City limits of Batavia, northwest and northeast around the City limits, but including the City of Batavia (in effect prior to 02/01/70), to State Highway 98, north on 98 to Orleans County. Ontario: Only the Townships of Bristol, Canadice, Naples, West Bloomfield, Richmond, South Bristol, East Bloomfield and Victor. Orleans: Only the townships of Clarendon, Kendall, and Murray Wayne: Only the Townships of Macedon, Marion, Ontario, Palmyra, Sodus, Walworth, Williamson Wyoming: Only the Townships of Castile, Covington, Gainesville, Genesee Falls, Middlebury, Perry, Pike and Warsaw. | 39.3 | 28.0733 | 420% | 350.3409 | 58.95 | 452.5209 | 58.95 | 452.5209 | 58.95 | 452.5209 | 78.6 | 554.7009 | 26.01 | 0.0525
Electrician/Electrical Installer Onsite Region 8 Entire County - Broome Partial Counties - Chenango: Entire County except the Townships of Columbus, New Berlin, and Sherburne. Tioga: Only the Townships of Berkshire, Newark Valley, Owego, Richford, and Tioga. | Individual employed by the Contractor or a Subcontractor who: 1) Installs, runs, pulls, etc. Low Voltage Wiring, Line Voltage Wiring,, cable, fiber optics, etc. for all products/systems which fit the scope of the contract except for Traffic Camera Systems. 2) Installs raceway, conduits, etc. for wire, cable, and fiber optics for all products/systems which fit the scope of the contract except for Traffic Camera Systems. 3) Installs/Mounts products onto poles, pads, etc. except for Traffic Cameras. 4) Performs any other Installation work classified by NYS DOL as electrical work which is permitted on This Award. ***This Job Title can only be used for work/Services on Systems/Product Lines/Equipment which are included on the Contractor's Contract***. | Electrician: Electrician (base wage) - Broome, Chenango: Entire County except the Townships of Columbus, New Berlin and Sherburne. Delaware: Only the Townships of Davenport, Delhi, Deposit, Franklin, Hamden, Masonville, Meredith, Sidney, Tompkins and Walton Townships,and that portion of Colchester and Hancock Townships north of the east branch of the Delaware River. Otsego: Only the Townships of Butternuts, Hartwick, Laurens, Maryland, Milford, Morris, Oneonta, Otego, Unadilla and Westford. Tioga: Only the Townships of Berkshire, Newark Valley, Owego, Richford and Tioga. | 39.43 | 30.4629 | 410% | 356.4538 | 59.145 | 460.0167 | 59.145 | 460.0167 | 59.145 | 460.0167 | 78.86 | 563.5796 | 29.28 | 0.03
Electrician/Electrical Installer Onsite Region 8 Entire Counties - Chemung, Steuben Partial Counties - Schuyler: Only the Townships of Dix, Montour, Orange, Reading, and Tyrone. Tioga: Only the Townships of Barton and Nichols. | Individual employed by the Contractor or a Subcontractor who: 1) Installs, runs, pulls, etc. Low Voltage Wiring, Line Voltage Wiring,, cable, fiber optics, etc. for all products/systems which fit the scope of the contract except for Traffic Camera Systems. 2) Installs raceway, conduits, etc. for wire, cable, and fiber optics for all products/systems which fit the scope of the contract except for Traffic Camera Systems. 3) Installs/Mounts products onto poles, pads, etc. except for Traffic Cameras. 4) Performs any other Installation work classified by NYS DOL as electrical work which is permitted on This Award. ***This Job Title can only be used for work/Services on Systems/Product Lines/Equipment which are included on the Contractor's Contract***. | Electrician: Audio,Sound,Teledata - Chemung, Steuben, Allegany: Only the townships of Allen, Almond, Alfred, Andover, Birdsall, Burns, Granger, Grove, Hume, Independence, Ward, Wellsville, West Almond, Willing, and that portion of Amity, Angelica, Belfast, Caneadea, and Scio that lie east of the Genesee River. Schuyler: Only the Townships of Dix, Montour, Orange, Reading and Tyrone. Tioga: Only the Townships of Barton and Nichols. | 41 | 29.13 | 405% | 354.1565 | 61.5 | 513.3578 | 61.5 | 513.3578 | 61.5 | 513.3578 | 82 | 635.4415 | 20.55 | 7.35 | 0.03
Electrician Lineman Onsite Region 8 Entire Counties: Broome, Chemung, Chenango, Livingston, Monroe, Ontario, Orleans, Schuyler, Seneca, Steuben, Tioga, Tompkins, Wayne, and Yates | Individual employed by the Contractor or Subcontractor who: 1) Installs, runs, pulls, etc. Low Voltage Wiring, Line Voltage Wiring, cable, fiber optics, etc. for all Traffic and Transportation CCTV/Surveillance Camera Systems. 2) Installs raceway, conduits, etc. for wire, cable, and fiber optics for Traffic and Transportation CCTV/Surveillance Camera Systems. 3) Installs/Mounts products onto poles, pads, etc. for Traffic and Transportation CCTV/Surveillance Camera Systems. ***This Job Title can only be used for work/Services on Systems/Product Lines/Equipment which are included on the Contractor's Contract***. | Lineman Electrician: Lineman, Tech, Welder - Albany, Allegany, Broome, Cattaraugus, Cayuga, Chautauqua, Chemung, Chenango, Clinton, Columbia, Cortland, Delaware, Dutchess, Erie, Essex, Franklin, Fulton, Genesee, Greene, Hamilton, Herkimer, Jefferson, Lewis, Livingston, Madison, Monroe, Montgomery, Niagara,Oneida, Onondaga, Ontario, Orange, Orleans, Oswego, Otsego, Putnam, Rensselaer, Rockland, Saratoga, Schenectady, Schoharie,Schuyler, Seneca, St. Lawrence, Steuben, Sullivan, Tioga, Tompkins, Ulster, Warren, Washington, Wayne, Wyoming, Yates | 59.91 | 33.5937 | 285% | 359.9892 | 89.865 | 483.3889 | 89.865 | 483.3889 | 89.865 | 483.3889 | 119.82 | 606.7885 | 29.4 | 0.07
Electronic Article Surveillance System Electronic Identification System Guard Tour System Technician Onsite Region 8 Partial Counties - Chenango: Only the Townships of Columbus, New Berlin and Sherburne. Tompkins: Only the Township of Groton. Wayne: Only the Townships of Huron, Wolcott, Rose and Butler | Individual employed by the Contractor or Subcontractor who Starts-Up, commissions, programs, integrates, maintains (both preventative and remedial maintenance) Electronic Article Surveillance Systems, Electronic Identification Systems, and Guard Tour Systems. ***This Job Title can only be used for work/Services on Systems/Product Lines/Equipment which are included on the Contractor's Contract***. | Electrician: Teledata - Cortland, Herkimer, Madison, Oneida, Oswego, Cayuga: Townships of Ira, Locke, Sempronius, Sterling, Summerhill and Victory. Chenango: Only the Townships of Columbus, New Berlin and Sherburne. Onondaga: Entire County except Townships of Elbridge and Skaneateles. Otsego: Only the Townships of Plainfield, Richfield, Springfield, Cherry Valley, Roseboom, Middlefield, Otsego, Exeter, Edmeston, Burlington, Pittsfield and New Lebanon. Tompkins: Only the Township of Groton. Wayne: Only the Townships of Huron, Wolcott, Rose and Butler. | 44 | 31.49 | 405% | 381.2245 | 66 | 495.6575 | 66 | 495.6575 | 66 | 495.6575 | 88 | 610.0905 | 30.17 | 0.03
Electronic Article Surveillance System Electronic Identification System Guard Tour System Technician Onsite Region 8 Entire County - Yates Partial Counties - Ontario: Only the Townships of Canadaigua, Farmington, Geneva, Gorham, Hopewell, Manchester, Phelps and Seneca Seneca: All townships except Covert and Lodi. Wayne: Only the Townships of Arcadia, Galen, Lyons, Savannah, and Village of Newark. | Individual employed by the Contractor or Subcontractor who Starts-Up, commissions, programs, integrates, maintains (both preventative and remedial maintenance) Electronic Article Surveillance Systems, Electronic Identification Systems, and Guard Tour Systems. ***This Job Title can only be used for work/Services on Systems/Product Lines/Equipment which are included on the Contractor's Contract***. | Electrician: Teledata, Sound Wireman - Yates, Cayuga: All Townships except Genoa, Ira, Sterling, Victory, Locke, Sempronius and Summerhill, Onondaga: Townships of Elbridge and Skaneateles, Ontario: Only the Townships of Canadaigua, Farmington, Geneva, Gorham, Hopewell, Manchester, Phelps and Seneca, Seneca: All townships except Covert and Lodi, Wayne: Only the Townships of Arcadia, Galen, Lyons, Savannah and Village of Newark. | 41 | 26.5 | 420% | 351 | 61.5 | 457.6 | 61.5 | 457.6 | 61.5 | 457.6 | 82 | 564.2 | 25.27 | 0.03
Electronic Article Surveillance System Electronic Identification System Guard Tour System Technician Onsite Region 8 Partial Counties - Schuyler: Only the Townships of Cayuta, Catharine, and Hector. Seneca: Only the Townships of Lodi and Covert. Tioga: Only the Townships of Spencer and Candor. Tompkins: Entire county except the Township of Groton. | Individual employed by the Contractor or Subcontractor who Starts-Up, commissions, programs, integrates, maintains (both preventative and remedial maintenance) Electronic Article Surveillance Systems, Electronic Identification Systems, and Guard Tour Systems. ***This Job Title can only be used for work/Services on Systems/Product Lines/Equipment which are included on the Contractor's Contract***. | Electrician: Electrician - Cayuga: Only the Township of Genoa. Schuyler: Only the Townships of Cayuta, Catharine, and Hector. Seneca: Only the Townships of Lodi and Covert. Tioga: Only the Townships of Spencer and Candor. Tompkins: Entire county except the Township of Groton. | 40 | 30 | 420% | 364 | 60 | 471.12 | 60 | 471.12 | 60 | 471.12 | 80 | 578.24 | 28.8 | 0.03
Electronic Article Surveillance System Electronic Identification System Guard Tour System Technician Onsite Region 8 Entire Counties - Livingston and Monroe Partial Counties - Ontario: Only the Townships of Bristol, Canadice, Naples, West Bloomfield, Richmond, South Bristol, East Bloomfield and Victor. Orleans: Only the townships of Clarendon, Kendall, and Murray Wayne: Only the Townships of Macedon, Marion, Ontario, Palmyra, Sodus, Walworth, Williamson | Individual employed by the Contractor or Subcontractor who Starts-Up, commissions, programs, integrates, maintains (both preventative and remedial maintenance) Electronic Article Surveillance Systems, Electronic Identification Systems, and Guard Tour Systems. ***This Job Title can only be used for work/Services on Systems/Product Lines/Equipment which are included on the Contractor's Contract***. | Electrician: Teledata, Sound Wireman - Livingston, Monroe, Genesee: Only the Townships of Bergen, Bethany, Byron, Leroy, Pavillion, Stafford, and that portion of the Townships of Batavia and Elba which lie east of a line following the Little Tonawanda Creek, north on the Tonawanda Creek to the City limits of Batavia, northwest and northeast around the City limits, but including the City of Batavia (in effect prior to 02/01/70), to State Highway 98, north on 98 to Orleans County. Ontario: Only the Townships of Bristol, Canadice, Naples, West Bloomfield, Richmond, South Bristol, East Bloomfield and Victor. Orleans: Only the townships of Clarendon, Kendall, and Murray Wayne: Only the Townships of Macedon, Marion, Ontario, Palmyra, Sodus, Walworth, Williamson Wyoming: Only the Townships of Castile, Covington, Gainesville, Genesee Falls, Middlebury, Perry, Pike and Warsaw. | 39.3 | 28.0733 | 420% | 350.3409 | 58.95 | 452.5209 | 58.95 | 452.5209 | 58.95 | 452.5209 | 78.6 | 554.7009 | 26.01 | 0.0525
Electronic Article Surveillance System Electronic Identification System Guard Tour System Technician Onsite Region 8 Entire County - Broome Partial Counties - Chenango: Entire County except the Townships of Columbus, New Berlin, and Sherburne. Tioga: Only the Townships of Berkshire, Newark Valley, Owego, Richford, and Tioga. | Individual employed by the Contractor or Subcontractor who Starts-Up, commissions, programs, integrates, maintains (both preventative and remedial maintenance) Electronic Article Surveillance Systems, Electronic Identification Systems, and Guard Tour Systems. ***This Job Title can only be used for work/Services on Systems/Product Lines/Equipment which are included on the Contractor's Contract***. | Electrician: Electrician (base wage) - Broome, Chenango: Entire County except the Townships of Columbus, New Berlin and Sherburne. Delaware: Only the Townships of Davenport, Delhi, Deposit, Franklin, Hamden, Masonville, Meredith, Sidney, Tompkins and Walton Townships, and that portion of Colchester and Hancock Townships north of the east branch of the Delaware River. Otsego: Only the Townships of Butternuts, Hartwick, Laurens, Maryland, Milford, Morris, Oneonta, Otego, Unadilla and Westford. Tioga: Only the Townships of Berkshire, Newark Valley, Owego, Richford and Tioga. | 39.43 | 30.4629 | 415% | 359.9484 | 59.145 | 464.5267 | 59.145 | 464.5267 | 59.145 | 464.5267 | 78.86 | 569.1049 | 29.28 | 0.03
Electronic Article Surveillance System Electronic Identification System Guard Tour System Technician Onsite Region 8 Entire Counties - Chemung, Steuben Partial Counties - Schuyler: Only the Townships of Dix, Montour, Orange, Reading, and Tyrone. Tioga: Only the Townships of Barton and Nichols. | Individual employed by the Contractor or Subcontractor who Starts-Up, commissions, programs, integrates, maintains (both preventative and remedial maintenance) Electronic Article Surveillance Systems, Electronic Identification Systems, and Guard Tour Systems. ***This Job Title can only be used for work/Services on Systems/Product Lines/Equipment which are included on the Contractor's Contract***. | Electrician: Electrician (Base Wage) Audio, Sound, Teledata - Chemung, Steuben, Allegany: Only the townships of Allen, Almond, Alfred, Andover, Birdsall, Burns, Granger, Grove, Hume, Independence, Ward, Wellsville, West Almond, Willing, and that portion of Amity, Angelica, Belfast, Caneadea, and Scio that lie east of the Genesee River. Schuyler: Only the Townships of Dix, Montour, Orange, Reading and Tyrone. Tioga: Only the Townships of Barton and Nichols. | 41 | 29.13 | 405% | 354.1565 | 61.5 | 513.3578 | 61.5 | 513.3578 | 61.5 | 513.3578 | 82 | 635.4415 | 20.55 | 7.35 | 0.03
CCTV/Surveillance Camera System Physical Access Control System Alarm and Signal System Technician Onsite Region 8 Entire County - Yates Partial Counties - Ontario: Only the Townships of Canadaigua, Farmington, Geneva, Gorham, Hopewell, Manchester, Phelps and Seneca Seneca: All townships except Covert and Lodi. Wayne: Only the Townships of Arcadia, Galen, Lyons, Savannah, and Village of Newark. | Individual employed by the Contractor or Subcontractor who Starts-Up, commissions, programs, integrates, and maintains (both preventative and remedial maintenance) CCTV/Surveillance Camera Systems, Physical Access Control Systems, and Alarm and Signal Systems. ***This Job Title can only be used for work/Services on Systems/Product Lines/Equipment which are included on the Contractor's Contract***. | Electrician: Teledata, Sound Wireman - Yates, Cayuga: All Townships except Genoa, Ira, Sterling, Victory, Locke, Sempronius and Summerhill, Onondaga: Townships of Elbridge and Skaneateles, Ontario: Only the Townships of Canadaigua, Farmington, Geneva, Gorham, Hopewell, Manchester, Phelps and Seneca, Seneca: All townships except Covert and Lodi, Wayne: Only the Townships of Arcadia, Galen, Lyons, Savannah and Village of Newark. | 41 | 26.5 | 420% | 351 | 61.5 | 457.6 | 61.5 | 457.6 | 61.5 | 457.6 | 82 | 564.2 | 25.27 | 0.03
CCTV/Surveillance Camera System Physical Access Control System Alarm and Signal System Technician Onsite Region 8 Partial Counties - Schuyler: Only the Townships of Cayuta, Catharine, and Hector. Seneca: Only the Townships of Lodi and Covert. Tioga: Only the Townships of Spencer and Candor. Tompkins: Entire county except the Township of Groton. | Individual employed by the Contractor or Subcontractor who Starts-Up, commissions, programs, integrates, and maintains (both preventative and remedial maintenance) CCTV/Surveillance Camera Systems, Physical Access Control Systems, and Alarm and Signal Systems. ***This Job Title can only be used for work/Services on Systems/Product Lines/Equipment which are included on the Contractor's Contract***. | Electrician: Electrician - Cayuga: Only the Township of Genoa. Schuyler: Only the Townships of Cayuta, Catharine, and Hector. Seneca: Only the Townships of Lodi and Covert. Tioga: Only the Townships of Spencer and Candor. Tompkins: Entire county except the Township of Groton. | 40 | 30 | 415% | 360.5 | 60 | 466.59 | 60 | 466.59 | 60 | 466.59 | 80 | 572.68 | 28.8 | 0.03
CCTV/Surveillance Camera System Physical Access Control System Alarm and Signal System Technician Onsite Region 8 Entire Counties - Livingston and Monroe Partial Counties - Ontario: Only the Townships of Bristol, Canadice, Naples, West Bloomfield, Richmond, South Bristol, East Bloomfield and Victor. Orleans: Only the townships of Clarendon, Kendall, and Murray Wayne: Only the Townships of Macedon, Marion, Ontario, Palmyra, Sodus, Walworth, Williamson | Individual employed by the Contractor or Subcontractor who Starts-Up, commissions, programs, integrates, and maintains (both preventative and remedial maintenance) CCTV/Surveillance Camera Systems, Physical Access Control Systems, and Alarm and Signal Systems. ***This Job Title can only be used for work/Services on Systems/Product Lines/Equipment which are included on the Contractor's Contract***. | Electrician: Teledata, Sound Wireman - Yates, Cayuga: All Townships except Genoa, Ira, Sterling, Victory, Locke, Sempronius and Summerhill, Onondaga: Townships of Elbridge and Skaneateles, Ontario: Only the Townships of Canadaigua, Farmington, Geneva, Gorham, Hopewell, Manchester, Phelps and Seneca, Seneca: All townships except Covert and Lodi, Wayne: Only the Townships of Arcadia, Galen, Lyons, Savannah and Village of Newark. | 39.3 | 28.0733 | 420% | 350.3409 | 58.95 | 452.5209 | 58.95 | 452.5209 | 58.95 | 452.5209 | 78.6 | 554.7009 | 26.01 | 0.0525
CCTV/Surveillance Camera System Physical Access Control System Alarm and Signal System Technician Onsite Region 8 Entire County - Broome Partial Counties - Chenango: Entire County except the Townships of Columbus, New Berlin, and Sherburne. Tioga: Only the Townships of Berkshire, Newark Valley, Owego, Richford, and Tioga. | Individual employed by the Contractor or Subcontractor who Starts-Up, commissions, programs, integrates, and maintains (both preventative and remedial maintenance) CCTV/Surveillance Camera Systems, Physical Access Control Systems, and Alarm and Signal Systems. ***This Job Title can only be used for work/Services on Systems/Product Lines/Equipment which are included on the Contractor's Contract***. | Electrician: Electrician (base wage) - Broome, Chenango: Entire County except the Townships of Columbus, New Berlin and Sherburne. Delaware: Only the Townships of Davenport, Delhi, Deposit, Franklin, Hamden, Masonville, Meredith, Sidney, Tompkins and Walton Townships,and that portion of Colchester and Hancock Townships north of the east branch of the Delaware River. Otsego: Only the Townships of Butternuts, Hartwick, Laurens, Maryland, Milford, Morris, Oneonta, Otego, Unadilla and Westford. Tioga: Only the Townships of Berkshire, Newark Valley, Owego, Richford and Tioga. | 39.43 | 30.4629 | 415% | 359.9484 | 59.145 | 464.5267 | 59.145 | 464.5267 | 59.145 | 464.5267 | 78.86 | 569.1049 | 29.28 | 0.03
CCTV/Surveillance Camera System Physical Access Control System Alarm and Signal System Technician Onsite Region 8 Entire Counties - Chemung, Steuben Partial Counties - Schuyler: Only the Townships of Dix, Montour, Orange, Reading, and Tyrone. Tioga: Only the Townships of Barton and Nichols. | Individual employed by the Contractor or Subcontractor who Starts-Up, commissions, programs, integrates, and maintains (both preventative and remedial maintenance) CCTV/Surveillance Camera Systems, Physical Access Control Systems, and Alarm and Signal Systems. ***This Job Title can only be used for work/Services on Systems/Product Lines/Equipment which are included on the Contractor's Contract***. | Electrician: Electrician (Base Wage) Audio, Sound, Teledata - Chemung, Steuben, Allegany: Only the townships of Allen, Almond, Alfred, Andover, Birdsall, Burns, Granger, Grove, Hume, Independence, Ward, Wellsville, West Almond, Willing, and that portion of Amity, Angelica, Belfast, Caneadea, and Scio that lie east of the Genesee River. Schuyler: Only the Townships of Dix, Montour, Orange, Reading and Tyrone. Tioga: Only the Townships of Barton and Nichols. | 41 | 29.13 | 405% | 354.1565 | 61.5 | 513.3578 | 61.5 | 513.3578 | 61.5 | 513.3578 | 82 | 635.4415 | 20.55 | 7.35 | 0.03
Traffic and Transportation CCTV/Surveillance Camera System Technician Onsite Region 8 | Individual employed by the Contractor or Subcontractor who Starts-Up, Commissions, Programs, Integrates, and Maintains (both Preventative and Remedial Maintenance) Traffic Camera Systems. ***This Job Title can only be used for work/Services on Systems/Product Lines/Equipment which are included on the Contractor's Contract***. | Lineman Electrician: Lineman, Tech, Welder - Albany, Allegany, Broome, Cattaraugus, Cayuga, Chautauqua, Chemung, Chenango, Clinton, Columbia, Cortland, Delaware, Dutchess, Erie, Essex, Franklin, Fulton, Genesee, Greene, Hamilton, Herkimer, Jefferson, Lewis, Livingston, Madison, Monroe, Montgomery, Niagara, Oneida, Onondaga, Ontario, Orange, Orleans, Oswego, Otsego, Putnam, Rensselaer, Rockland, Saratoga, Schenectady, Schoharie, Schuyler, Seneca, St. Lawrence, Steuben, Sullivan, Tioga, Tompkins, Ulster, Warren, Washington, Wayne, Wyoming, Yates | 59.91 | 33.5937 | 285% | 359.9892 | 89.865 | 483.3889 | 89.865 | 483.3889 | 89.865 | 483.3889 | 119.82 | 606.7885 | 29.4 | 0.07
Project/Program Manager | Individual employed by the Contractor or Subcontractor who oversees all onsite Work. ***This Job Title can only be used for work/Services on Systems/Product Lines/Equipment which are included on the Contractor's Contract***. |  |  |  |  | 175 |  | 262.5 |  | 262.5 |  | 262.5 |  | 350
CAD Specialist | Individual employed by the Contractor or Subcontractor who generates diagrams, drawings, plans, etc. ***This Job Title can only be used for work/Services on Systems/Product Lines/Equipment which are included on the Contractor's Contract***. |  |  |  |  | 145 |  | 217.5 |  | 217.5 |  | 217.5 |  | 290
Designer | Individual employed by the Contractor or Subcontractor who performs design Services related to the Installation and Integration of an Intelligent Facility and Security System and Solution as permitted by This Award, excluding Professional Design Services. ***This Job Title can only be used for work/Services on Systems/Product Lines/Equipment which are included on the Contractor's Contract***. |  |  |  |  | 175 |  | 262.5 |  | 262.5 |  | 262.5 |  | 350
Offsite Integration and Maintenance Technician | Individual employed by the Contractor or Subcontractor who performs Commissioning, Programming, Integration, Maintenance (both Preventative or Remedial Maintenance) offsite. See also Sec. "Remote Maintenance." This Job Title and corresponding Total Hourly Rate Must not be utilized for any work performed onsite, regardless of the nature of the Work. ***This Job Title can only be used for work/Services on Systems/Product Lines/Equipment which are included on the Contractor's Contract***. |  |  |  |  | 125 |  | 187.5 |  | 187.5 |  | 187.5 |  | 250
Trainer | Individual employed by the Contractor or Subcontractor who performs training of Authorized User's personnel in the use of Systems obtained or Maintained under This Award. ***This Job Title can only be used for work/Services on Systems/Product Lines/Equipment which are included on the Contractor's Contract***. |  |  |  |  | 125 |  | 187.5 |  | 187.5 |  | 187.5 |  | 250
Class Size (Number of People) | 10
Length of Class (Number of Hours) | 8
Advanced Trainer | Individual employed by the Contractor or Subcontractor who performs advanced training of Authorized User's personnel in the use of Systems obtained or Maintained under This Award. ***This Job Title can only be used for work/Services on Systems/Product Lines/Equipment which are included on the Contractor's Contract***. |  |  |  |  | 150 |  | 225 |  | 225 |  | 225 |  | 300
Class Size (Number of People) | 10
Length of Class (Number of Hours) | 8

## Region 9 Labor Rates
Region 9 - Alleghany, Cattaraugus, Chautauqua, Erie, Genesee, Niagara, and Wyoming Counties
| Contractor Name: | 0
Job Title | Description of Duties | Prevailing Wage Occupation Sub-category | Prevailing Wage Rate | Supplemental Benefit | Percent Markup | Total Hourly Rate | Overtime Hourly Pay Rate | Overtime Total Hourly Rate | After Business Hours Hourly Pay Rate | After Business Hours Total Hourly Rate | Saturday Hourly Pay Rate | Saturday Total Hourly Rate | Sunday and NYS Holiday Hourly Pay Rate | Sunday and NYS Holiday Total Hourly Rate
Electrician/Electrical Installer Onsite Region 9 Partial Counties Genesee: Only the Townships of Bergen, Bethany, Byron, Leroy, Pavillion, Stafford, and that portion of the Townships of Batavia and Elba which lie east of a line following the Little Tonawanda Creek, north on the Tonawanda Creek to the City limits of Batavia, northwest and northeast around the City limits, but including the City of Batavia (in effect prior to 02/01/70), to State Highway 98, north on 98 to Orleans County. Orleans: Only the townships of Clarendon, Kendall, and Murray Wyoming: Only the Townships of Castile, Covington, Gainesville, Genesee Falls, Middlebury, Perry, Pike and Warsaw. | Individual employed by the Contractor or a Subcontractor who: 1) Installs, runs, pulls, etc. Low Voltage Wiring, Line Voltage Wiring,, cable, fiber optics, etc. for all products/systems which fit the scope of the contract except for Traffic Camera Systems. 2) Installs raceway, conduits, etc. for wire, cable, and fiber optics for all products/systems which fit the scope of the contract except for Traffic Camera Systems. 3) Installs/Mounts products onto poles, pads, etc. except for Traffic Cameras. 4) Performs any other Installation work classified by NYS DOL as electrical work which is permitted on This Award. ***This Job Title can only be used for work/Services on Systems/Product Lines/Equipment which are included on the Contractor's Contract***. | Electrician: Teledata, Sound Wireman- Livingston, Monroe, Genesee: Only the Townships of Bergen, Bethany, Byron, Leroy, Pavillion, Stafford, and that portion of the Townships of Batavia and Elba which lie east of a line following the Little Tonawanda Creek, north on the Tonawanda Creek to the City limits of Batavia, northwest and northeast around the City limits, but including the City of Batavia (in effect prior to 02/01/70), to State Highway 98, north on 98 to Orleans County., Ontario: Only the Townships of Bristol, Canadice, Naples, West Bloomfield, Richmond, South Bristol, East Bloomfield and Victor. Orleans: Only the townships of Clarendon, Kendall, and Murray, Wayne: Only the Townships of Macedon, Marion, Ontario, Palmyra, Sodus, Walworth, Williamson, Wyoming: Only the Townships of Castile, Covington, Gainesville, Genesee Falls, Middlebury, Perry, Pike and Warsaw. | 39.3 | 28.0733 | 425% | 353.7096 | 58.95 | 462.2881 | 58.95 | 462.2881 | 58.95 | 462.2881 | 78.6 | 570.8666 | 26.01 | 0.0525
Electrician/Electrical Installer Onsite Region 9 Entire County: - Chautauqua Partial Counties: Allegany: Only the Townships of Alma, Bolivar, Centerville, Clarksville, Cuba, Friendship, Genesee, New Hudson, Rushford, Wirt and that portion of the Townships of Amity, Angelica, Belfast, Caneadea and Scio that are west of the Genesee River. Cattaraugus: Only the Townships of Allegany, Carrollton, Cold Spring, Conewango, Dayton, Great Valley, Hinsdale, Humphrey, Ischua, Leon, Little Valley, Napoli, Olean, Portville, Red House, Randolph, Salamanca and South Valley. | Individual employed by the Contractor or a Subcontractor who: 1) Installs, runs, pulls, etc. Low Voltage Wiring, Line Voltage Wiring,, cable, fiber optics, etc. for all products/systems which fit the scope of the contract except for Traffic Camera Systems. 2) Installs raceway, conduits, etc. for wire, cable, and fiber optics for all products/systems which fit the scope of the contract except for Traffic Camera Systems. 3) Installs/Mounts products onto poles, pads, etc. except for Traffic Cameras. 4) Performs any other Installation work classified by NYS DOL as electrical work which is permitted on This Award. ***This Job Title can only be used for work/Services on Systems/Product Lines/Equipment which are included on the Contractor's Contract***. | Electrician: Electrician (includes Teledata work) - Chautauqua, Allegany: Only the Townships of Alma, Bolivar, Centerville, Clarksville, Cuba, Friendship, Genesee, New Hudson, Rushford, Wirt and that portion of the Townships of Amity, Angelica, Belfast, Caneadea and Scio that are west of the Genesee River. Cattaraugus: Only the Townships of Allegany, Carrollton, Cold Spring, Conewango, Dayton, Great Valley, Hinsdale, Humphrey, Ischua, Leon, Little Valley, Napoli, Olean, Portville, Red House, Randolph, Salamanca and South Valley. | 40 | 26.52 | 425% | 349.23 | 60 | 488.8511 | 60 | 488.8511 | 60 | 488.8511 | 80 | 630.7844 | 25.32 | 0.03 | 11.66
Electrician/Electrical Installer Onsite Region 9 Entire County - Erie Partial Counties - Cattaraugus: Only the Townships of Ashford, East Otto, Ellicottville, Farmersville, Freedom, Franklinville, Lyndon, Machias, Mansfield, New Albion, Otto, Perrysburg, Persia and Yorkshire. Genesee: Only the Townships of Alabama, Alexander, Darien, Oakfield, Pembroke and that portion of the Towns of Batavia and Elba that are west of Little Tonawanda Creek; Tonawanda Creek; the City limits of Batavia (in effect prior to Feb. 1, 1970) and State Highway 98 north of the City of Batavia, then north on Highway 98 to the Orleans County line. Wyoming: Only the Townships of Arcade, Attica, Bennington, Eagle, Java, Orangeville, Sheldon and Wethersfield. | Individual employed by the Contractor or a Subcontractor who: 1) Installs, runs, pulls, etc. Low Voltage Wiring, Line Voltage Wiring,, cable, fiber optics, etc. for all products/systems which fit the scope of the contract except for Traffic Camera Systems. 2) Installs raceway, conduits, etc. for wire, cable, and fiber optics for all products/systems which fit the scope of the contract except for Traffic Camera Systems. 3) Installs/Mounts products onto poles, pads, etc. except for Traffic Cameras. 4) Performs any other Installation work classified by NYS DOL as electrical work which is permitted on This Award. ***This Job Title can only be used for work/Services on Systems/Product Lines/Equipment which are included on the Contractor's Contract***. | Electrician: Electrician (includes Teledata work) - Erie, Cattaraugus: Only the Townships of Ashford, East Otto, Ellicottville, Farmersville, Freedom, Franklinville, Lyndon, Machias, Mansfield, New Albion, Otto, Perrysburg, Persia and Yorkshire. Genesee: Only the Townships of Alabama, Alexander, Darien, Oakfield,Pembroke and that portion of the Towns of Batavia and Elba that are west of Little Tonawanda Creek; Tonawanda Creek; the City limits of Batavia (in effect prior to Feb. 1, 1970) and State Highway 98 north of the City of Batavia, then north on Highway 98 to the Orleans County line. Wyoming: Only the Townships of Arcade, Attica, Bennington, Eagle, Java, Orangeville, Sheldon and Wethersfield. | 39.99 | 32.7497 | 395% | 360.0615 | 59.985 | 462.006 | 59.985 | 462.006 | 59.985 | 462.006 | 79.98 | 563.9505 | 31.55 | 0.03
Electrician/Electrical Installer Onsite Region 9 Entire County - Niagara Partial County : Orleans: Only the Townships of Albion, Barre, Carlton, Gaines, Ridgeway, Shelby and Yates. | Individual employed by the Contractor or a Subcontractor who: 1) Installs, runs, pulls, etc. Low Voltage Wiring, Line Voltage Wiring,, cable, fiber optics, etc. for all products/systems which fit the scope of the contract except for Traffic Camera Systems. 2) Installs raceway, conduits, etc. for wire, cable, and fiber optics for all products/systems which fit the scope of the contract except for Traffic Camera Systems. 3) Installs/Mounts products onto poles, pads, etc. except for Traffic Cameras. 4) Performs any other Installation work classified by NYS DOL as electrical work which is permitted on This Award. ***This Job Title can only be used for work/Services on Systems/Product Lines/Equipment which are included on the Contractor's Contract***. | Electrician: Electrician (includes Teledata work)- Niagara, Orleans: Only the Townships of Albion, Barre, Carlton, Gaines, Ridgeway, Shelby and Yates. | 40.6 | 31.998 | 395% | 359.3601 | 60.9 | 462.8597 | 60.9 | 462.8597 | 60.9 | 462.8597 | 81.2 | 566.3592 | 30.78 | 0.03
Electrician/Electrical Installer Onsite Region 9 Partial County - Allegany: Only the townships of Allen, Almond, Alfred, Andover, Birdsall, Burns, Granger, Grove, Hume, Independence, Ward, Wellsville, West Almond, Willing, and that portion of Amity, Angelica, Belfast, Caneadea, and Scio that lie east of the Genesee River. | Individual employed by the Contractor or a Subcontractor who: 1) Installs, runs, pulls, etc. Low Voltage Wiring, Line Voltage Wiring,, cable, fiber optics, etc. for all products/systems which fit the scope of the contract except for Traffic Camera Systems. 2) Installs raceway, conduits, etc. for wire, cable, and fiber optics for all products/systems which fit the scope of the contract except for Traffic Camera Systems. 3) Installs/Mounts products onto poles, pads, etc. except for Traffic Cameras. 4) Performs any other Installation work classified by NYS DOL as electrical work which is permitted on This Award. ***This Job Title can only be used for work/Services on Systems/Product Lines/Equipment which are included on the Contractor's Contract***. | Electrician: Audio, Data, Sound - Chemung, Steuben, Allegany: Only the townships of Allen, Almond, Alfred, Andover, Birdsall, Burns, Granger, Grove, Hume, Independence, Ward, Wellsville, West Almond, Willing, and that portion of Amity, Angelica, Belfast, Caneadea, and Scio that lie east of the Genesee River. Schuyler: Only the Townships of Dix, Montour, Orange, Reading and Tyrone. Tioga: Only the Townships of Barton and Nichols | 39 | 29.07 | 395% | 336.9465 | 58.5 | 454.5585 | 58.5 | 454.5585 | 58.5 | 454.5585 | 78 | 572.1705 | 20.55 | 7.35 | 0.03
Electrician Lineman Onsite Region 9 | Individual employed by the Contractor or Subcontractor who: 1) Installs, runs, pulls, etc. Low Voltage Wiring, Line Voltage Wiring, cable, fiber optics, etc. for all Traffic and Transportation CCTV/Surveillance Camera Systems. 2) Installs raceway, conduits, etc. for wire, cable, and fiber optics for Traffic and Transportation CCTV/Surveillance Camera Systems. 3) Installs/Mounts products onto poles, pads, etc. for Traffic and Transportation CCTV/Surveillance Camera Systems. ***This Job Title can only be used for work/Services on Systems/Product Lines/Equipment which are included on the Contractor's Contract***. | Lineman Electrician: Lineman, Tech, Welder - Albany, Allegany, Broome, Cattaraugus, Cayuga, Chautauqua, Chemung, Chenango, Clinton, Columbia, Cortland, Delaware, Dutchess, Erie, Essex, Franklin, Fulton, Genesee, Greene, Hamilton, Herkimer, Jefferson, Lewis, Livingston, Madison, Monroe, Montgomery, Niagara, Oneida, Onondaga, Ontario, Orange, Orleans, Oswego, Otsego, Putnam, Rensselaer, Rockland, Saratoga, Schenectady, Schoharie, Schuyler, Seneca, St. Lawrence, Steuben, Sullivan, Tioga, Tompkins, Ulster, Warren, Washington, Wayne, Wyoming, Yates | 59.91 | 33.5937 | 285% | 359.9892 | 89.865 | 483.3889 | 89.865 | 483.3889 | 89.865 | 483.3889 | 119.82 | 606.7885 | 29.4 | 0.07
Electronic Article Surveillance System Electronic Identification System Guard Tour System Technician Onsite Region 9 Partial Counties - Genesee: Only the Townships of Bergen, Bethany, Byron, Leroy, Pavillion, Stafford, and that portion of the Townships of Batavia and Elba which lie east of a line following the Little Tonawanda Creek, north on the Tonawanda Creek to the City limits of Batavia, northwest and northeast around the City limits, but including the City of Batavia (in effect prior to 02/01/70), to State Highway 98, north on 98 to Orleans County. Orleans: Only the townships of Clarendon, Kendall, and Murray Wyoming: Only the Townships of Castile, Covington, Gainesville, Genesee Falls, Middlebury, Perry, Pike and Warsaw. | Individual employed by the Contractor or Subcontractor who Starts-Up, Commissions, Programs, Integrates, and Maintains (both Preventative and Remedial Maintenance) Electronic Article Surveillance Systems, Electronic Identification Systems, and Guard Tour Systems. ***This Job Title can only be used for work/Services on Systems/Product Lines/Equipment which are included on the Contractor's Contract***. | Electrician: Teledata, Sound Wireman - Livingston, Monroe, Genesee: Only the Townships of Bergen, Bethany, Byron, Leroy, Pavillion, Stafford, and that portion of the Townships of Batavia and Elba which lie east of a line following the Little Tonawanda Creek, north on the Tonawanda Creek to the City limits of Batavia, northwest and northeast around the City limits, but including the City of Batavia (in effect prior to 02/01/70), to State Highway 98, north on 98 to Orleans County. Ontario: Only the Townships of Bristol, Canadice, Naples, West Bloomfield, Richmond, South Bristol, East Bloomfield and Victor. Orleans: Only the townships of Clarendon, Kendall, and Murray Wayne: Only the Townships of Macedon, Marion, Ontario, Palmyra, Sodus, Walworth, Williamson Wyoming: Only the Townships of Castile, Covington, Gainesville, Genesee Falls, Middlebury, Perry, Pike and Warsaw. | 39.3 | 28.0733 | 425% | 353.7096 | 58.95 | 462.2881 | 58.95 | 462.2881 | 58.95 | 462.2881 | 78.6 | 570.8666 | 26.01 | 0.0525
Electronic Article Surveillance System Electronic Identification System Guard Tour System Technician Onsite Region 9 Entire County - Chautauqua Partial Counties - Allegany: Only the Townships of Alma, Bolivar, Centerville, Clarksville, Cuba, Friendship, Genesee, New Hudson, Rushford, Wirt and that portion of the Townships of Amity, Angelica, Belfast, Caneadea and Scio that are west of the Genesee River. Cattaraugus: Only the Townships of Allegany, Carrollton, Cold Spring, Conewango, Dayton, Great Valley, Hinsdale, Humphrey, Ischua, Leon, Little Valley, Napoli, Olean, Portville, Red House, Randolph, Salamanca and South Valley. | Individual employed by the Contractor or Subcontractor who Starts-Up, Commissions, Programs, Integrates, and Maintains (both Preventative and Remedial Maintenance) Electronic Article Surveillance Systems, Electronic Identification Systems, and Guard Tour Systems. ***This Job Title can only be used for work/Services on Systems/Product Lines/Equipment which are included on the Contractor's Contract***. | Electrician: Electrician (includes teledata work) - Chautauqua, Allegany: Only the Townships of Alma, Bolivar, Centerville, Clarksville, Cuba, Friendship, Genesee, New Hudson, Rushford, Wirt and that portion of the Townships of Amity, Angelica, Belfast, Caneadea and Scio that are west of the Genesee River. Cattaraugus: Only the Townships of Allegany, Carrollton, Cold Spring, Conewango, Dayton, Great Valley, Hinsdale, Humphrey, Ischua, Leon, Little Valley, Napoli, Olean, Portville, Red House, Randolph, Salamanca and South Valley. | 40 | 26.52 | 425% | 349.23 | 60 | 488.8511 | 60 | 488.8511 | 60 | 488.8511 | 80 | 630.7844 | 25.32 | 0.03 | 11.66
Electronic Article Surveillance System Electronic Identification System Guard Tour System Technician Onsite Region 9 Entire County - Erie Partial Counties - Cattaraugus: Only the Townships of Ashford, East Otto, Ellicottville, Farmersville, Freedom, Franklinville, Lyndon, Machias, Mansfield, New Albion, Otto, Perrysburg, Persia and Yorkshire. Genesee: Only the Townships of Alabama, Alexander, Darien, Oakfield, Pembroke and that portion of the Towns of Batavia and Elba that are west of Little Tonawanda Creek; Tonawanda Creek; the City limits of Batavia (in effect prior to Feb. 1, 1970) and State Highway 98 north of the City of Batavia, then north on Highway 98 to the Orleans County line. Wyoming: Only the Townships of Arcade, Attica, Bennington, Eagle, Java, Orangeville, Sheldon and Wethersfield. | Individual employed by the Contractor or Subcontractor who Starts-Up, Commissions, Programs, Integrates, and Maintains (both Preventative and Remedial Maintenance) Electronic Article Surveillance Systems, Electronic Identification Systems, and Guard Tour Systems. ***This Job Title can only be used for work/Services on Systems/Product Lines/Equipment which are included on the Contractor's Contract***. | Electrician: Electrician (includes Teledata work) - Erie, Cattaraugus: Only the Townships of Ashford, East Otto, Ellicottville, Farmersville, Freedom, Franklinville, Lyndon, Machias, Mansfield, New Albion, Otto, Perrysburg, Persia and Yorkshire. Genesee: Only the Townships of Alabama, Alexander, Darien, Oakfield,Pembroke and that portion of the Towns of Batavia and Elba that are west of Little Tonawanda Creek; Tonawanda Creek; the City limits of Batavia (in effect prior to Feb. 1, 1970) and State Highway 98 north of the City of Batavia, then north on Highway 98 to the Orleans County line. Wyoming: Only the Townships of Arcade, Attica, Bennington, Eagle, Java, Orangeville, Sheldon and Wethersfield. | 39.99 | 32.7497 | 395% | 360.0615 | 59.985 | 462.006 | 59.985 | 462.006 | 59.985 | 462.006 | 79.98 | 563.9505 | 31.55 | 0.03
Electronic Article Surveillance System Electronic Identification System Guard Tour System Technician Onsite Region 9 Entire County - Niagara Partial County - Orleans: Only the Townships of Albion, Barre, Carlton, Gaines, Ridgeway, Shelby and Yates. | Individual employed by the Contractor or Subcontractor who Starts-Up, Commissions, Programs, Integrates, and Maintains (both Preventative and Remedial Maintenance) Electronic Article Surveillance Systems, Electronic Identification Systems, and Guard Tour Systems. ***This Job Title can only be used for work/Services on Systems/Product Lines/Equipment which are included on the Contractor's Contract***. | Electrician: Electrician (includes Teledata work)- Niagara, Orleans: Only the Townships of Albion, Barre, Carlton, Gaines, Ridgeway, Shelby and Yates. | 40.6 | 31.998 | 395% | 359.3601 | 60.9 | 462.8597 | 60.9 | 462.8597 | 60.9 | 462.8597 | 81.2 | 566.3592 | 30.78 | 0.03
Electronic Article Surveillance System Electronic Identification System Guard Tour System Technician Onsite Region 9 Partial County - Allegany: Only the townships of Allen, Almond, Alfred, Andover, Birdsall, Burns, Granger, Grove, Hume, Independence, Ward, Wellsville, West Almond, Willing, and that portion of Amity, Angelica, Belfast, Caneadea, and Scio that lie east of the Genesee River. | Individual employed by the Contractor or Subcontractor who Starts-Up, Commissions, Programs, Integrates, and Maintains (both Preventative and Remedial Maintenance) Electronic Article Surveillance Systems, Electronic Identification Systems, and Guard Tour Systems. ***This Job Title can only be used for work/Services on Systems/Product Lines/Equipment which are included on the Contractor's Contract***. | Electrician: Electrician (includes Teledata work)- Niagara, Orleans: Only the Townships of Albion, Barre, Carlton, Gaines, Ridgeway, Shelby and Yates. | 37 | 29.01 | 395% | 326.7495 | 55.5 | 439.263 | 55.5 | 439.263 | 55.5 | 439.263 | 74 | 551.7765 | 20.55 | 7.35 | 0.03
CCTV/Surveillance Camera System Physical Access Control System Alarm and Signal System Technician Onsite Region 9 Partial Counties - Genesee: Only the Townships of Bergen, Bethany, Byron, Leroy, Pavillion, Stafford, and that portion of the Townships of Batavia and Elba which lie east of a line following the Little Tonawanda Creek, north on the Tonawanda Creek to the City limits of Batavia, northwest and northeast around the City limits, but including the City of Batavia (in effect prior to 02/01/70), to State Highway 98, north on 98 to Orleans County. Orleans: Only the townships of Clarendon, Kendall, and Murray Wyoming: Only the Townships of Castile, Covington, Gainesville, Genesee Falls, Middlebury, Perry, Pike and Warsaw. | Individual employed by the Contractor who Starts-Up, Commissions, Programs, Integrates, and Maintains (both Preventative and Remedial Maintenance) CCTV/Surveillance Cameras, Physical Access Control Systems, and Alarm and Signal Systems. ***This Job Title can only be used for work/Services on Systems/Product Lines/Equipment which are included on the Contractor's Contract***. | Electrician: Teledata, Sound Wireman - Livingston, Monroe, Genesee: Only the Townships of Bergen, Bethany, Byron, Leroy, Pavillion, Stafford, and that portion of the Townships of Batavia and Elba which lie east of a line following the Little Tonawanda Creek, north on the Tonawanda Creek to the City limits of Batavia, northwest and northeast around the City limits, but including the City of Batavia (in effect prior to 02/01/70), to State Highway 98, north on 98 to Orleans County. Ontario: Only the Townships of Bristol, Canadice, Naples, West Bloomfield, Richmond, South Bristol, East Bloomfield and Victor. Orleans: Only the townships of Clarendon, Kendall, and Murray Wayne: Only the Townships of Macedon, Marion, Ontario, Palmyra, Sodus, Walworth, Williamson Wyoming: Only the Townships of Castile, Covington, Gainesville, Genesee Falls, Middlebury, Perry, Pike and Warsaw. | 39.3 | 28.0733 | 425% | 353.7096 | 58.95 | 462.2881 | 58.95 | 462.2881 | 58.95 | 462.2881 | 78.6 | 570.8666 | 26.01 | 0.0525
CCTV/Surveillance Camera System Physical Access Control System Alarm and Signal System Technician Onsite Region 9 Entire County - Chautauqua Partial Counties - Allegany: Only the Townships of Alma, Bolivar, Centerville, Clarksville, Cuba, Friendship, Genesee, New Hudson, Rushford, Wirt and that portion of the Townships of Amity, Angelica, Belfast, Caneadea and Scio that are west of the Genesee River. Cattaraugus: Only the Townships of Allegany, Carrollton, Cold Spring, Conewango, Dayton, Great Valley, Hinsdale, Humphrey, Ischua, Leon, Little Valley, Napoli, Olean, Portville, Red House, Randolph, Salamanca and South Valley. | Individual employed by the Contractor who Starts-Up, Commissions, Programs, Integrates, and Maintains (both Preventative and Remedial Maintenance) CCTV/Surveillance Cameras, Physical Access Control Systems, and Alarm and Signal Systems. ***This Job Title can only be used for work/Services on Systems/Product Lines/Equipment which are included on the Contractor's Contract***. | Electrician: Electrician (includes teledata work) - Chautauqua, Allegany: Only the Townships of Alma, Bolivar, Centerville, Clarksville, Cuba, Friendship, Genesee, New Hudson, Rushford, Wirt and that portion of the Townships of Amity, Angelica, Belfast, Caneadea and Scio that are west of the Genesee River. Cattaraugus: Only the Townships of Allegany, Carrollton, Cold Spring, Conewango, Dayton, Great Valley, Hinsdale, Humphrey, Ischua, Leon, Little Valley, Napoli, Olean, Portville, Red House, Randolph, Salamanca and South Valley. | 40 | 26.52 | 425% | 349.23 | 60 | 488.8511 | 60 | 488.8511 | 60 | 488.8511 | 80 | 630.7844 | 25.32 | 0.03 | 11.66
CCTV/Surveillance Camera System Physical Access Control System Alarm and Signal System Technician Onsite Region 9 Entire County - Erie Partial Counties - Cattaraugus: Only the Townships of Ashford, East Otto, Ellicottville, Farmersville, Freedom, Franklinville, Lyndon, Machias, Mansfield, New Albion, Otto, Perrysburg, Persia and Yorkshire. Genesee: Only the Townships of Alabama, Alexander, Darien, Oakfield, Pembroke and that portion of the Towns of Batavia and Elba that are west of Little Tonawanda Creek; Tonawanda Creek; the City limits of Batavia (in effect prior to Feb. 1, 1970) and State Highway 98 north of the City of Batavia, then north on Highway 98 to the Orleans County line. Wyoming: Only the Townships of Arcade, Attica, Bennington, Eagle, Java, Orangeville, Sheldon and Wethersfield. | Individual employed by the Contractor who Starts-Up, Commissions, Programs, Integrates, and Maintains (both Preventative and Remedial Maintenance) CCTV/Surveillance Cameras, Physical Access Control Systems, and Alarm and Signal Systems. ***This Job Title can only be used for work/Services on Systems/Product Lines/Equipment which are included on the Contractor's Contract***. | Electrician: Electrician (includes Teledata work) - Erie, Cattaraugus: Only the Townships of Ashford, East Otto, Ellicottville, Farmersville, Freedom, Franklinville, Lyndon, Machias, Mansfield, New Albion, Otto, Perrysburg, Persia and Yorkshire. Genesee: Only the Townships of Alabama, Alexander, Darien, Oakfield,Pembroke and that portion of the Towns of Batavia and Elba that are west of Little Tonawanda Creek; Tonawanda Creek; the City limits of Batavia (in effect prior to Feb. 1, 1970) and State Highway 98 north of the City of Batavia, then north on Highway 98 to the Orleans County line. Wyoming: Only the Townships of Arcade, Attica, Bennington, Eagle, Java, Orangeville, Sheldon and Wethersfield. | 39.99 | 32.7497 | 395% | 360.0615 | 59.985 | 462.006 | 59.985 | 462.006 | 59.985 | 462.006 | 79.98 | 563.9505 | 31.55 | 0.03
CCTV/Surveillance Camera System Physical Access Control System Alarm and Signal System Technician Onsite Region 9 Entire County - Niagara Partial County - Orleans: Only the Townships of Albion, Barre, Carlton, Gaines, Ridgeway, Shelby and Yates. | Individual employed by the Contractor who Starts-Up, Commissions, Programs, Integrates, and Maintains (both Preventative and Remedial Maintenance) CCTV/Surveillance Cameras, Physical Access Control Systems, and Alarm and Signal Systems. ***This Job Title can only be used for work/Services on Systems/Product Lines/Equipment which are included on the Contractor's Contract***. | Electrician: Electrician (includes Teledata work)- Niagara, Orleans: Only the Townships of Albion, Barre, Carlton, Gaines, Ridgeway, Shelby and Yates. | 40.6 | 31.998 | 400% | 362.99 | 60.9 | 467.535 | 60.9 | 467.535 | 60.9 | 467.535 | 81.2 | 572.08 | 30.78 | 0.03
CCTV/Surveillance Camera System Physical Access Control System Alarm and Signal System Technician Onsite Region 9 Partial County - Allegany: Only the townships of Allen, Almond, Alfred, Andover, Birdsall, Burns, Granger, Grove, Hume, Independence, Ward, Wellsville, West Almond, Willing, and that portion of Amity, Angelica, Belfast, Caneadea, and Scio that lie east of the Genesee River. | Individual employed by the Contractor who Starts-Up, Commissions, Programs, Integrates, and Maintains (both Preventative and Remedial Maintenance) CCTV/Surveillance Cameras, Physical Access Control Systems, and Alarm and Signal Systems. ***This Job Title can only be used for work/Services on Systems/Product Lines/Equipment which are included on the Contractor's Contract***. | Electrician: Electrician (includes Teledata work)- Niagara, Orleans: Only the Townships of Albion, Barre, Carlton, Gaines, Ridgeway, Shelby and Yates. | 37 | 29.01 | 405% | 333.3505 | 55.5 | 448.137 | 55.5 | 448.137 | 55.5 | 448.137 | 74 | 562.9235 | 20.55 | 7.35 | 0.03
Traffic and Transportation CCTV/Surveillance Camera System Technician Onsite Region 9 | Individual employed by the Contractor or Subcontractor who Starts-up, Commissions, Programs, Integrates, and Maintains (both Preventative and Remedial Maintenance) Traffic Camera Systems. ***This Job Title can only be used for work/Services on Systems/Product Lines/Equipment which are included on the Contractor's Contract***. | Lineman Electrician: Lineman, Tech, Welder - Albany, Allegany, Broome, Cattaraugus, Cayuga, Chautauqua, Chemung, Chenango, Clinton, Columbia, Cortland, Delaware, Dutchess, Erie, Essex, Franklin, Fulton, Genesee, Greene, Hamilton, Herkimer, Jefferson, Lewis, Livingston, Madison, Monroe, Montgomery, Niagara, Oneida, Onondaga, Ontario, Orange, Orleans, Oswego, Otsego, Putnam, Rensselaer, Rockland, Saratoga, Schenectady, Schoharie, Schuyler, Seneca, St. Lawrence, Steuben, Sullivan, Tioga, Tompkins, Ulster, Warren, Washington, Wayne, Wyoming, Yates | 59.91 | 33.5937 | 285% | 359.9892 | 89.865 | 483.3889 | 89.865 | 483.3889 | 89.865 | 483.3889 | 119.82 | 606.7885 | 29.4 | 0.07
Project/Program Manager | Individual employed by the Contractor or Subcontractor who oversees all onsite Work. ***This Job Title can only be used for work/Services on Systems/Product Lines/Equipment which are included on the Contractor's Contract***. |  |  |  |  | 175 |  | 262.5 |  | 262.5 |  | 262.5 |  | 350
CAD Specialist | Individual employed by the Contractor or Subcontractor who generates diagrams, drawings, plans, etc. ***This Job Title can only be used for work/Services on Systems/Product Lines/Equipment which are included on the Contractor's Contract***. |  |  |  |  | 145 |  | 217.5 |  | 217.5 |  | 217.5 |  | 290
Designer | Individual employed by the Contractor or Subcontractor who performs design Services related to the Installation and Integration of an Intelligent Facility and Security System and Solution as permitted by This Award, excluding Professional Design Services. ***This Job Title can only be used for work/Services on Systems/Product Lines/Equipment which are included on the Contractor's Contract***. |  |  |  |  | 175 |  | 262.5 |  | 262.5 |  | 262.5 |  | 350
Offsite Integration and Maintenance Technician | Individual employed by the Contractor or Subcontractor who performs Commissioning, Programming, Integration, Maintenance (both Preventative or Remedial Maintenance) offsite. See also Sec. "Remote Maintenance." This Job Title and corresponding Total Hourly Rate Must not be utilized for any work performed onsite, regardless of the nature of the Work. ***This Job Title can only be used for work/Services on Systems/Product Lines/Equipment which are included on the Contractor's Contract***. |  |  |  |  | 125 |  | 187.5 |  | 187.5 |  | 187.5 |  | 250
Trainer | Individual employed by the Contractor or Subcontractor who performs training of Authorized User's personnel in the use of Systems obtained or Maintained under This Award. ***This Job Title can only be used for work/Services on Systems/Product Lines/Equipment which are included on the Contractor's Contract***. |  |  |  |  | 125 |  | 187.5 |  | 187.5 |  | 187.5 |  | 250
Class Size (Number of People) | 10
Length of Class (Number of Hours) | 8
Advanced Trainer | Individual employed by the Contractor or Subcontractor who performs advanced training of Authorized User's personnel in the use of Systems obtained or Maintained under This Award. ***This Job Title can only be used for work/Services on Systems/Product Lines/Equipment which are included on the Contractor's Contract***. |  |  |  |  | 150 |  | 225 |  | 225 |  | 225 |  | 300
Class Size (Number of People) | 10
Length of Class (Number of Hours) | 8

## Subcontractor Utilization
| ContractorName | 0%
Subcontractor Percent (%) Markup |  | 25%