32520 | Belden Wire | C601403007 | XOVERCORD BCAT6+ CMR ORA 7FT | EA |  | 1 Year | 11.1375 | 5% | 10.5806
32521 | Belden Wire | C601403010 | XOVERCORD BCAT6+ CMR ORA 10FT | EA |  | 1 Year | 12.54 | 5% | 11.913
32522 | Belden Wire | C601403025 | XOVERCORD BCAT6+ CMR ORA 25FT | EA |  | 1 Year | 19.5525 | 5% | 18.5749
32523 | Belden Wire | C601404001 | XOVERCORD BCAT6+ CMR YEL 1FT | EA |  | 1 Year | 8.3325 | 5% | 7.9159
32524 | Belden Wire | C601404002 | XOVERCORD BCAT6+ CMR YEL 2FT | EA |  | 1 Year | 8.8 | 5% | 8.36
32525 | Belden Wire | C601404003 | XOVERCORD BCAT6+ CMR YEL 3FT | EA |  | 1 Year | 9.2675 | 5% | 8.8041
32526 | Belden Wire | C601404004 | XOVERCORD BCAT6+ CMR YEL 4FT | EA |  | 1 Year | 9.735 | 5% | 9.2482
32527 | Belden Wire | C601404005 | XOVERCORD BCAT6+ CMR YEL 5FT | EA |  | 1 Year | 10.2025 | 5% | 9.6924
32528 | Belden Wire | C601404006 | XOVERCORD BCAT6+ CMR YEL 6FT | EA |  | 1 Year | 10.67 | 5% | 10.1365
32529 | Belden Wire | C601404007 | XOVERCORD BCAT6+ CMR YEL 7FT | EA |  | 1 Year | 11.1375 | 5% | 10.5806
32530 | Belden Wire | C601404010 | XOVERCORD BCAT6+ CMR YEL 10FT | EA |  | 1 Year | 12.54 | 5% | 11.913
32531 | Belden Wire | C601404015 | XOVERCORD BCAT6+ CMR YEL 15FT | EA |  | 1 Year | 14.8775 | 5% | 14.1336
32532 | Belden Wire | C601404020 | XOVERCORD BCAT6+ CMR YEL 20FT | EA |  | 1 Year | 17.215 | 5% | 16.3543
32533 | Belden Wire | C601404025 | XOVERCORD BCAT6+ CMR YEL 25FT | EA |  | 1 Year | 19.5525 | 5% | 18.5749
32534 | Belden Wire | C601404030 | XOVERCORD BCAT6+ CMR YEL 30FT | EA |  | 1 Year | 21.89 | 5% | 20.7955
32535 | Belden Wire | C601404035 | XOVERCORD BCAT6+ CMR YEL 35FT | EA |  | 1 Year | 24.2275 | 5% | 23.0161
32536 | Belden Wire | C601404040 | XOVERCORD BCAT6+ CMR YEL 40FT | EA |  | 1 Year | 26.565 | 5% | 25.2368
32537 | Belden Wire | C601404050 | XOVERCORD BCAT6+ CMR YEL 50FT | EA |  | 1 Year | 31.24 | 5% | 29.678
32538 | Belden Wire | C601405004 | XOVERCORD BCAT6+ CMR GRN 4FT | EA |  | 1 Year | 9.735 | 5% | 9.2482
32539 | Belden Wire | C601405006 | XOVERCORD BCAT6+ CMR GRN 6FT | EA |  | 1 Year | 10.67 | 5% | 10.1365
32540 | Belden Wire | C601405007 | XOVERCORD BCAT6+ CMR GRN 7FT | EA |  | 1 Year | 11.1375 | 5% | 10.5806
32541 | Belden Wire | C601405010 | XOVERCORD BCAT6+ CMR GRN 10FT | EA |  | 1 Year | 12.54 | 5% | 11.913
32542 | Belden Wire | C601405015 | XOVERCORD BCAT6+ CMR GRN 15FT | EA |  | 1 Year | 14.8775 | 5% | 14.1336
32543 | Belden Wire | C601406004 | XOVERCORD BCAT6+ CMR BLU 4FT | EA |  | 1 Year | 9.735 | 5% | 9.2482
32544 | Belden Wire | C601406014 | XOVERCORD BCAT6+ CMR BLU 14FT | EA |  | 1 Year | 14.41 | 5% | 13.6895
32545 | Belden Wire | C601406015 | XOVERCORD BCAT6+ CMR BLU 15FT | EA |  | 1 Year | 14.8775 | 5% | 14.1336
32546 | Belden Wire | C601406017 | XOVERCORD BCAT6+ CMR BLU 17FT | EA |  | 1 Year | 15.8125 | 5% | 15.0219
32547 | Belden Wire | C601406020 | XOVERCORD BCAT6+ CMR BLU 20FT | EA |  | 1 Year | 17.215 | 5% | 16.3543
32548 | Belden Wire | C601406025 | XOVERCORD BCAT6+ CMR BLU 25FT | EA |  | 1 Year | 19.5525 | 5% | 18.5749
32549 | Belden Wire | C601406033 | XOVERCORD BCAT6+ CMR BLU 33FT | EA |  | 1 Year | 23.2925 | 5% | 22.1279
32550 | Belden Wire | C601407003 | XOVERCORD BCAT6+ CMR PUR 3FT | EA |  | 1 Year | 9.2675 | 5% | 8.8041
32551 | Belden Wire | C601407004 | XOVERCORD BCAT6+ CMR PUR 4FT | EA |  | 1 Year | 9.735 | 5% | 9.2482
32552 | Belden Wire | C601407006 | XOVERCORD BCAT6+ CMR PUR 6FT | EA |  | 1 Year | 10.67 | 5% | 10.1365
32553 | Belden Wire | C601408004 | XOVERCORD BCAT6+ CMR GRY 4FT | EA |  | 1 Year | 9.735 | 5% | 9.2482
32554 | Belden Wire | C601408007 | XOVERCORD BCAT6+ CMR GRY 7FT | EA |  | 1 Year | 11.1375 | 5% | 10.5806
32555 | Belden Wire | C601408010 | XOVERCORD BCAT6+ CMR GRY 10FT | EA |  | 1 Year | 12.54 | 5% | 11.913
32556 | Belden Wire | C601408012 | XOVERCORD BCAT6+ CMR GRY 12FT | EA |  | 1 Year | 13.475 | 5% | 12.8012
32557 | Belden Wire | C601412002 | XOVERCORD BCAT6+ CMR LTRD 2FT | EA |  | 1 Year | 8.8 | 5% | 8.36
32558 | Belden Wire | C601412003 | XOVERCORD BCAT6+ CMR LTRD 3FT | EA |  | 1 Year | 9.2675 | 5% | 8.8041
32559 | Belden Wire | C601412004 | XOVERCORD BCAT6+ CMR LTRD 4FT | EA |  | 1 Year | 9.735 | 5% | 9.2482
32560 | Belden Wire | C601412007 | XOVERCORD BCAT6+ CMR LTRD 7FT | EA |  | 1 Year | 11.1375 | 5% | 10.5806
32561 | Belden Wire | C601412015 | XOVERCORD BCAT6+ CMR LTRD 15FT | EA |  | 1 Year | 14.8775 | 5% | 14.1336
32562 | Belden Wire | C601414007 | XOVERCORD BCAT6+ CMR LTYL 7FT | EA |  | 1 Year | 11.1375 | 5% | 10.5806
32563 | Belden Wire | C601414010 | XOVERCORD BCAT6+ CMR LTYL 10FT | EA |  | 1 Year | 12.54 | 5% | 11.913
32564 | Belden Wire | C601500004 | IEEEXOVER BCAT6+ CMR BLK 4FT | EA |  | 1 Year | 9.735 | 5% | 9.2482
32565 | Belden Wire | C601500006 | IEEEXOVER BCAT6+ CMR BLK 6FT | EA |  | 1 Year | 10.67 | 5% | 10.1365
32566 | Belden Wire | C601500015 | IEEEXOVER BCAT6+ CMR BLK 15FT | EA |  | 1 Year | 14.8775 | 5% | 14.1336
32567 | Belden Wire | C601502001 | IEEEXOVER BCAT6+ CMR RED 1FT | EA |  | 1 Year | 8.3325 | 5% | 7.9159
32568 | Belden Wire | C601502002 | IEEEXOVER BCAT6+ CMR RED 2FT | EA |  | 1 Year | 8.8 | 5% | 8.36
32569 | Belden Wire | C601502003 | IEEEXOVER BCAT6+ CMR RED 3FT | EA |  | 1 Year | 9.2675 | 5% | 8.8041
32570 | Belden Wire | C601502004 | IEEEXOVER BCAT6+ CMR RED 4FT | EA |  | 1 Year | 9.735 | 5% | 9.2482
32571 | Belden Wire | C601502005 | IEEEXOVER BCAT6+ CMR RED 5FT | EA |  | 1 Year | 10.2025 | 5% | 9.6924
32572 | Belden Wire | C601502006 | IEEEXOVER BCAT6+ CMR RED 6FT | EA |  | 1 Year | 10.67 | 5% | 10.1365
32573 | Belden Wire | C601502007 | IEEEXOVER BCAT6+ CMR RED 7FT | EA |  | 1 Year | 11.1375 | 5% | 10.5806
32574 | Belden Wire | C601502010 | IEEEXOVER BCAT6+ CMR RED 10FT | EA |  | 1 Year | 12.54 | 5% | 11.913
32575 | Belden Wire | C601502015 | IEEEXOVER BCAT6+ CMR RED 15FT | EA |  | 1 Year | 14.8775 | 5% | 14.1336
32576 | Belden Wire | C601502020 | IEEEXOVER BCAT6+ CMR RED 20FT | EA |  | 1 Year | 17.215 | 5% | 16.3543
32577 | Belden Wire | C601502025 | IEEEXOVER BCAT6+ CMR RED 25FT | EA |  | 1 Year | 19.5525 | 5% | 18.5749
32578 | Belden Wire | C601503010 | IEEEXOVER BCAT6+ CMR ORA 10FT | EA |  | 1 Year | 12.54 | 5% | 11.913
32579 | Belden Wire | C601504001 | IEEEXOVER BCAT6+ CMR YEL 1FT | EA |  | 1 Year | 8.3325 | 5% | 7.9159
32580 | Belden Wire | C601504004 | IEEEXOVER BCAT6+ CMR YEL 4FT | EA |  | 1 Year | 9.735 | 5% | 9.2482
32581 | Belden Wire | C601504007 | IEEEXOVER BCAT6+ CMR YEL 7FT | EA |  | 1 Year | 11.1375 | 5% | 10.5806
32582 | Belden Wire | C601504010 | IEEEXOVER BCAT6+ CMR YEL 10FT | EA |  | 1 Year | 12.54 | 5% | 11.913
32583 | Belden Wire | C601504015 | IEEEXOVER BCAT6+ CMR YEL 15FT | EA |  | 1 Year | 14.8775 | 5% | 14.1336
32584 | Belden Wire | C601504020 | IEEEXOVER BCAT6+ CMR YEL 20FT | EA |  | 1 Year | 17.215 | 5% | 16.3543
32585 | Belden Wire | C601504025 | IEEEXOVER BCAT6+ CMR YEL 25FT | EA |  | 1 Year | 19.5525 | 5% | 18.5749
32586 | Belden Wire | C601504030 | IEEEXOVER BCAT6+ CMR YEL 30FT | EA |  | 1 Year | 21.89 | 5% | 20.7955
32587 | Belden Wire | C601504035 | IEEEXOVER BCAT6+ CMR YEL 35FT | EA |  | 1 Year | 24.2275 | 5% | 23.0161
32588 | Belden Wire | C601504040 | IEEEXOVER BCAT6+ CMR YEL 40FT | EA |  | 1 Year | 26.565 | 5% | 25.2368
32589 | Belden Wire | C601504050 | IEEEXOVER BCAT6+ CMR YEL 50FT | EA |  | 1 Year | 31.24 | 5% | 29.678
32590 | Belden Wire | C601504060 | IEEEXOVER BCAT6+ CMR YEL 60FT | EA |  | 1 Year | 35.915 | 5% | 34.1193
32591 | Belden Wire | C601504100 | IEEEXOVER BCAT6+ CMR YEL 100FT | EA |  | 1 Year | 54.615 | 5% | 51.8843
32592 | Belden Wire | C601506010 | IEEEXOVER BCAT6+ CMR BLU 10FT | EA |  | 1 Year | 12.54 | 5% | 11.913
32593 | Belden Wire | C601507001 | IEEEXOVER BCAT6+ CMR PUR 1FT | EA |  | 1 Year | 8.3325 | 5% | 7.9159
32594 | Belden Wire | C601507002 | IEEEXOVER BCAT6+ CMR PUR 2FT | EA |  | 1 Year | 8.8 | 5% | 8.36
32595 | Belden Wire | C601507003 | IEEEXOVER BCAT6+ CMR PUR 3FT | EA |  | 1 Year | 9.2675 | 5% | 8.8041
32596 | Belden Wire | C601507004 | IEEEXOVER BCAT6+ CMR PUR 4FT | EA |  | 1 Year | 9.735 | 5% | 9.2482
32597 | Belden Wire | C601507005 | IEEEXOVER BCAT6+ CMR PUR 5FT | EA |  | 1 Year | 10.2025 | 5% | 9.6924
32598 | Belden Wire | C601507006 | IEEEXOVER BCAT6+ CMR PUR 6FT | EA |  | 1 Year | 10.67 | 5% | 10.1365
32599 | Belden Wire | C601507007 | IEEEXOVER BCAT6+ CMR PUR 7FT | EA |  | 1 Year | 11.1375 | 5% | 10.5806
32600 | Belden Wire | C601507008 | IEEEXOVER BCAT6+ CMR PUR 8FT | EA |  | 1 Year | 11.605 | 5% | 11.0247
32601 | Belden Wire | C601507009 | IEEEXOVER BCAT6+ CMR PUR 9FT | EA |  | 1 Year | 12.0725 | 5% | 11.4689
32602 | Belden Wire | C601507010 | IEEEXOVER BCAT6+ CMR PUR 10FT | EA |  | 1 Year | 12.54 | 5% | 11.913
32603 | Belden Wire | C601507050 | IEEE XOVER BCAT6+ CMR PUR 50FT | EA |  | 1 Year | 31.24 | 5% | 29.678
32604 | Belden Wire | C601512007 | IEEEXOVER BCAT6+ CMR LTRD 7FT | EA |  | 1 Year | 11.1375 | 5% | 10.5806
32605 | Belden Wire | C601602001 | ROVERCORD BCAT6+ CMR RD 1FT | EA |  | 1 Year | 8.3325 | 5% | 7.9159
32606 | Belden Wire | C601602002 | ROVERCORD BCAT6+ CMR RD 2FT | EA |  | 1 Year | 8.8 | 5% | 8.36
32607 | Belden Wire | C601607004 | ROVERCORD BCAT6+ CMR PUR 4 FT | EA |  | 1 Year | 9.735 | 5% | 9.2482
32608 | Belden Wire | C601607005 | ROVERCORD BCAT6+ CMR PUR 5FT | EA |  | 1 Year | 10.2025 | 5% | 9.6924
32609 | Belden Wire | C601607007 | ROVERCORD BCAT6+ CMR PUR 7FT | EA |  | 1 Year | 11.1375 | 5% | 10.5806
32610 | Belden Wire | C601607010 | ROVERCORD BCAT6+ CMR PUR 10FT | EA |  | 1 Year | 12.54 | 5% | 11.913
32611 | Belden Wire | C601607025 | ROVERCORD BCAT6+ CMR PUR 25FT | EA |  | 1 Year | 19.5525 | 5% | 18.5749
32612 | Belden Wire | C601608004 | ROVERCORD BCAT6+ CMR GRY 4 FT | EA |  | 1 Year | 9.735 | 5% | 9.2482
32613 | Belden Wire | C601612004 | ROVERCORD BCAT6+ CMR RED 4 FT | EA |  | 1 Year | 9.735 | 5% | 9.2482
32614 | Belden Wire | C602100001 | PATCHCORD BCAT6+ CMP BLK 1FT | EA |  | 1 Year | 8.987 | 5% | 8.5376
32615 | Belden Wire | C602100002 | PATCHCORD BCAT6+ CMP BLK 2FT | EA |  | 1 Year | 10.109 | 5% | 9.6036
32616 | Belden Wire | C602100003 | PATCHCORD BCAT6+ CMP BLK 3FT | EA |  | 1 Year | 11.231 | 5% | 10.6694
32617 | Belden Wire | C602100004 | PATCHCORD BCAT6+ CMP BLK 4FT | EA |  | 1 Year | 12.353 | 5% | 11.7353
32618 | Belden Wire | C602100005 | PATCHCORD BCAT6+ CMP BLK 5FT | EA |  | 1 Year | 13.475 | 5% | 12.8012
32619 | Belden Wire | C602100006 | PATCHCORD BCAT6+ CMP BLK 6FT | EA |  | 1 Year | 14.597 | 5% | 13.8671
32620 | Belden Wire | C602100006A06 | 3600 PRE-TERM ASSY BLK 6FT | EA |  | 1 Year | 130.0134 | 5% | 123.5127
32621 | Belden Wire | C602100006A08 | 8P HARNESS B3600 CMP BLK 6FT | EA |  | 1 Year | 167.9656 | 5% | 159.5673
32622 | Belden Wire | C602100007A06 | 3600 PRE-TERM ASSY BLK 7FT | EA |  | 1 Year | 141.4578 | 5% | 134.3849
32623 | Belden Wire | C602100007A08 | 8P HARNESS B3600 CMP BLK 7FT | EA |  | 1 Year | 182.3272 | 5% | 173.2108
32624 | Belden Wire | C602100008 | PATCHCORD BCAT6+ CMP BLK 8FT | EA |  | 1 Year | 16.841 | 5% | 15.999
32625 | Belden Wire | C602100008A06 | 3600 PRE-TERM ASSY BLK 8FT | EA |  | 1 Year | 152.9022 | 5% | 145.2571
32626 | Belden Wire | C602100008A08 | 8P HARNESS B3600 CMP BLK 8FT | EA |  | 1 Year | 196.6888 | 5% | 186.8544
32627 | Belden Wire | C602100009A06 | 3600 PRE-TERM ASSY BLK 9FT | EA |  | 1 Year | 164.3466 | 5% | 156.1293
32628 | Belden Wire | C602100009A08 | 8P HARNESS B3600 CMP BLK 9FT | EA |  | 1 Year | 211.0504 | 5% | 200.4979
32629 | Belden Wire | C602100010 | PATCHCORD BCAT6+ CMP BLK 10FT | EA |  | 1 Year | 19.085 | 5% | 18.1307
32630 | Belden Wire | C602100010A06 | 3600 PRE-TERM ASSY BLK 10FT | EA |  | 1 Year | 175.791 | 5% | 167.0014
32631 | Belden Wire | C602100010A08 | 8P HARNESS B3600 CMP BLK 10FT | EA |  | 1 Year | 225.412 | 5% | 214.1414
32632 | Belden Wire | C602100011A06 | 3600 PRE-TERM ASSY BLK 11FT | EA |  | 1 Year | 187.2354 | 5% | 177.8736
32633 | Belden Wire | C602100011A08 | 8P HARNESS B3600 CMP BLK 11FT | EA |  | 1 Year | 239.7736 | 5% | 227.7849
32634 | Belden Wire | C602100012 | PATCHCORD BCAT6+ CMP BLK 12FT | EA |  | 1 Year | 21.329 | 5% | 20.2626
32635 | Belden Wire | C602100012A06 | 3600 PRE-TERM ASSY BLK 12FT | EA |  | 1 Year | 198.6798 | 5% | 188.7458
32636 | Belden Wire | C602100012A08 | 8P HARNESS B3600 CMP BLK 12FT | EA |  | 1 Year | 254.1352 | 5% | 241.4284
32637 | Belden Wire | C602100013A06 | 3600 PRE-TERM ASSY BLK 13FT | EA |  | 1 Year | 210.1242 | 5% | 199.618
32638 | Belden Wire | C602100013A08 | 8P HARNESS B3600 CMP BLK 13FT | EA |  | 1 Year | 268.4968 | 5% | 255.072
32639 | Belden Wire | C602100014A06 | 3600 PRE-TERM ASSY BLK 14FT | EA |  | 1 Year | 221.5686 | 5% | 210.4902
32640 | Belden Wire | C602100014A08 | 8P HARNESS B3600 CMP BLK 14FT | EA |  | 1 Year | 282.8584 | 5% | 268.7155
32641 | Belden Wire | C602100015A06 | 3600 PRE-TERM ASSY BLK 15FT | EA |  | 1 Year | 233.013 | 5% | 221.3623
32642 | Belden Wire | C602100015A08 | 8P HARNESS B3600 CMP BLK 15FT | EA |  | 1 Year | 297.22 | 5% | 282.359
32643 | Belden Wire | C602100016A06 | 3600 PRE-TERM ASSY BLK 16FT | EA |  | 1 Year | 244.4574 | 5% | 232.2345
32644 | Belden Wire | C602100016A08 | 8P HARNESS B3600 CMP BLK 16FT | EA |  | 1 Year | 311.5816 | 5% | 296.0025
32645 | Belden Wire | C602100017A06 | 3600 PRE-TERM ASSY BLK 17FT | EA |  | 1 Year | 255.9018 | 5% | 243.1067
32646 | Belden Wire | C602100017A08 | 8P HARNESS B3600 CMP BLK 17FT | EA |  | 1 Year | 325.9432 | 5% | 309.646
32647 | Belden Wire | C602100018A06 | 3600 PRE-TERM ASSY BLK 18FT | EA |  | 1 Year | 267.3462 | 5% | 253.9789
32648 | Belden Wire | C602100018A08 | 8P HARNESS B3600 CMP BLK 18FT | EA |  | 1 Year | 340.3048 | 5% | 323.2896
32649 | Belden Wire | C602100019A06 | 3600 PRE-TERM ASSY BLK 19FT | EA |  | 1 Year | 278.7906 | 5% | 264.8511
32650 | Belden Wire | C602100019A08 | 8P HARNESS B3600 CMP BLK 19FT | EA |  | 1 Year | 354.6664 | 5% | 336.9331
32651 | Belden Wire | C602100020A06 | 3600 PRE-TERM ASSY BLK 20FT | EA |  | 1 Year | 290.235 | 5% | 275.7233
32652 | Belden Wire | C602100020A08 | 8P HARNESS B3600 CMP BLK 20FT | EA |  | 1 Year | 369.028 | 5% | 350.5766
32653 | Belden Wire | C602100021A06 | 3600 PRE-TERM ASSY BLK 21FT | EA |  | 1 Year | 301.6794 | 5% | 286.5954
32654 | Belden Wire | C602100021A08 | 8P HARNESS B3600 CMP BLK 21FT | EA |  | 1 Year | 383.3896 | 5% | 364.2201
32655 | Belden Wire | C602100022A06 | 3600 PRE-TERM ASSY BLK 22FT | EA |  | 1 Year | 313.1238 | 5% | 297.4676
32656 | Belden Wire | C602100022A08 | 8P HARNESS B3600 CMP BLK 22FT | EA |  | 1 Year | 397.7512 | 5% | 377.8636
32657 | Belden Wire | C602100023A06 | 3600 PRE-TERM ASSY BLK 23FT | EA |  | 1 Year | 324.5682 | 5% | 308.3398
32658 | Belden Wire | C602100023A08 | 8P HARNESS B3600 CMP BLK 23FT | EA |  | 1 Year | 412.1128 | 5% | 391.5072
32659 | Belden Wire | C602100024A06 | 3600 PRE-TERM ASSY BLK 24FT | EA |  | 1 Year | 336.0126 | 5% | 319.212
32660 | Belden Wire | C602100024A08 | 8P HARNESS B3600 CMP BLK 24FT | EA |  | 1 Year | 426.4744 | 5% | 405.1507
32661 | Belden Wire | C602100025 | PATCHCORD BCAT6+ CMP BLK 25FT | EA |  | 1 Year | 35.915 | 5% | 34.1193
32662 | Belden Wire | C602100025A06 | 3600 PRE-TERM ASSY BLK 25FT | EA |  | 1 Year | 347.457 | 5% | 330.0841
32663 | Belden Wire | C602100025A08 | 8P HARNESS B3600 CMP BLK 25FT | EA |  | 1 Year | 440.836 | 5% | 418.7942
32664 | Belden Wire | C602100026A06 | 3600 PRE-TERM ASSY BLK 26FT | EA |  | 1 Year | 358.9014 | 5% | 340.9563
32665 | Belden Wire | C602100026A08 | 8P HARNESS B3600 CMP BLK 26FT | EA |  | 1 Year | 455.1976 | 5% | 432.4377
32666 | Belden Wire | C602100027A06 | 3600 PRE-TERM ASSY BLK 27FT | EA |  | 1 Year | 370.3458 | 5% | 351.8285
32667 | Belden Wire | C602100027A08 | 8P HARNESS B3600 CMP BLK 27FT | EA |  | 1 Year | 469.5592 | 5% | 446.0812
32668 | Belden Wire | C602100028A06 | 3600 PRE-TERM ASSY BLK 28FT | EA |  | 1 Year | 381.7902 | 5% | 362.7007
32669 | Belden Wire | C602100028A08 | 8P HARNESS B3600 CMP BLK 28FT | EA |  | 1 Year | 483.9208 | 5% | 459.7248
32670 | Belden Wire | C602100029A06 | 3600 PRE-TERM ASSY BLK 29FT | EA |  | 1 Year | 393.2346 | 5% | 373.5729
32671 | Belden Wire | C602100029A08 | 8P HARNESS B3600 CMP BLK 29FT | EA |  | 1 Year | 498.2824 | 5% | 473.3683
32672 | Belden Wire | C602100030A06 | 3600 PRE-TERM ASSY BLK 30FT | EA |  | 1 Year | 404.679 | 5% | 384.445
32673 | Belden Wire | C602100030A08 | 8P HARNESS B3600 CMP BLK 30FT | EA |  | 1 Year | 512.644 | 5% | 487.0118
32674 | Belden Wire | C602100031A06 | 3600 PRE-TERM ASSY BLK 31FT | EA |  | 1 Year | 416.1234 | 5% | 395.3172
32675 | Belden Wire | C602100031A08 | 8P HARNESS B3600 CMP BLK 31FT | EA |  | 1 Year | 527.0056 | 5% | 500.6553
32676 | Belden Wire | C602100032A06 | 3600 PRE-TERM ASSY BLK 32FT | EA |  | 1 Year | 427.5678 | 5% | 406.1894
32677 | Belden Wire | C602100032A08 | 8P HARNESS B3600 CMP BLK 32FT | EA |  | 1 Year | 541.3672 | 5% | 514.2988
32678 | Belden Wire | C602100033A06 | 3600 PRE-TERM ASSY BLK 33FT | EA |  | 1 Year | 439.0122 | 5% | 417.0616
32679 | Belden Wire | C602100033A08 | 8P HARNESS B3600 CMP BLK 33FT | EA |  | 1 Year | 555.7288 | 5% | 527.9424
32680 | Belden Wire | C602100034A06 | 3600 PRE-TERM ASSY BLK 34FT | EA |  | 1 Year | 450.4566 | 5% | 427.9338
32681 | Belden Wire | C602100034A08 | 8P HARNESS B3600 CMP BLK 34FT | EA |  | 1 Year | 570.0904 | 5% | 541.5859
32682 | Belden Wire | C602100035A06 | 3600 PRE-TERM ASSY BLK 35FT | EA |  | 1 Year | 461.901 | 5% | 438.8059
32683 | Belden Wire | C602100035A08 | 8P HARNESS B3600 CMP BLK 35FT | EA |  | 1 Year | 584.452 | 5% | 555.2294
32684 | Belden Wire | C602100036A06 | 3600 PRE-TERM ASSY BLK 36FT | EA |  | 1 Year | 473.3454 | 5% | 449.6781
32685 | Belden Wire | C602100036A08 | 8P HARNESS B3600 CMP BLK 36FT | EA |  | 1 Year | 598.8136 | 5% | 568.8729
32686 | Belden Wire | C602100037A06 | 3600 PRE-TERM ASSY BLK 37FT | EA |  | 1 Year | 484.7898 | 5% | 460.5503
32687 | Belden Wire | C602100037A08 | 8P HARNESS B3600 CMP BLK 37FT | EA |  | 1 Year | 613.1752 | 5% | 582.5164
32688 | Belden Wire | C602100038A06 | 3600 PRE-TERM ASSY BLK 38FT | EA |  | 1 Year | 496.2342 | 5% | 471.4225
32689 | Belden Wire | C602100038A08 | 8P HARNESS B3600 CMP BLK 38FT | EA |  | 1 Year | 627.5368 | 5% | 596.16
32690 | Belden Wire | C602100039A06 | 3600 PRE-TERM ASSY BLK 39FT | EA |  | 1 Year | 507.6786 | 5% | 482.2947
32691 | Belden Wire | C602100039A08 | 8P HARNESS B3600 CMP BLK 39FT | EA |  | 1 Year | 641.8984 | 5% | 609.8035
32692 | Belden Wire | C602100040A06 | 3600 PRE-TERM ASSY BLK 40FT | EA |  | 1 Year | 519.123 | 5% | 493.1669
32693 | Belden Wire | C602100040A08 | 8P HARNESS B3600 CMP BLK 40FT | EA |  | 1 Year | 656.26 | 5% | 623.447
32694 | Belden Wire | C602100041A06 | 3600 PRE-TERM ASSY BLK 41FT | EA |  | 1 Year | 530.5674 | 5% | 504.039
32695 | Belden Wire | C602100041A08 | 8P HARNESS B3600 CMP BLK 41FT | EA |  | 1 Year | 670.6216 | 5% | 637.0905
32696 | Belden Wire | C602100042A06 | 3600 PRE-TERM ASSY BLK 42FT | EA |  | 1 Year | 542.0118 | 5% | 514.9112
32697 | Belden Wire | C602100042A08 | 8P HARNESS B3600 CMP BLK 42FT | EA |  | 1 Year | 684.9832 | 5% | 650.734
32698 | Belden Wire | C602100043A06 | 3600 PRE-TERM ASSY BLK 43FT | EA |  | 1 Year | 553.4562 | 5% | 525.7834
32699 | Belden Wire | C602100043A08 | 8P HARNESS B3600 CMP BLK 43FT | EA |  | 1 Year | 699.3448 | 5% | 664.3776
32700 | Belden Wire | C602100044A06 | 3600 PRE-TERM ASSY BLK 44FT | EA |  | 1 Year | 564.9006 | 5% | 536.6556
32701 | Belden Wire | C602100044A08 | 8P HARNESS B3600 CMP BLK 44FT | EA |  | 1 Year | 713.7064 | 5% | 678.0211
32702 | Belden Wire | C602100045A06 | 3600 PRE-TERM ASSY BLK 45FT | EA |  | 1 Year | 576.345 | 5% | 547.5277
32703 | Belden Wire | C602100045A08 | 8P HARNESS B3600 CMP BLK 45FT | EA |  | 1 Year | 728.068 | 5% | 691.6646
32704 | Belden Wire | C602100046A06 | 3600 PRE-TERM ASSY BLK 46FT | EA |  | 1 Year | 587.7894 | 5% | 558.3999
32705 | Belden Wire | C602100046A08 | 8P HARNESS B3600 CMP BLK 46FT | EA |  | 1 Year | 742.4296 | 5% | 705.3081
32706 | Belden Wire | C602100047A06 | 3600 PRE-TERM ASSY BLK 47FT | EA |  | 1 Year | 599.2338 | 5% | 569.2721
32707 | Belden Wire | C602100047A08 | 8P HARNESS B3600 CMP BLK 47FT | EA |  | 1 Year | 756.7912 | 5% | 718.9516
32708 | Belden Wire | C602100048A06 | 3600 PRE-TERM ASSY BLK 48FT | EA |  | 1 Year | 610.6782 | 5% | 580.1443
32709 | Belden Wire | C602100048A08 | 8P HARNESS B3600 CMP BLK 48FT | EA |  | 1 Year | 771.1528 | 5% | 732.5952
32710 | Belden Wire | C602100049A06 | 3600 PRE-TERM ASSY BLK 49FT | EA |  | 1 Year | 622.1226 | 5% | 591.0165
32711 | Belden Wire | C602100049A08 | 8P HARNESS B3600 CMP BLK 49FT | EA |  | 1 Year | 785.5144 | 5% | 746.2387
32712 | Belden Wire | C602100050 | PATCHCORD BCAT6+ CMP BLK 50FT | EA |  | 1 Year | 63.965 | 5% | 60.7668
32713 | Belden Wire | C602100050A06 | 3600 PRE-TERM ASSY BLK 50FT | EA |  | 1 Year | 633.567 | 5% | 601.8886
32714 | Belden Wire | C602100050A08 | 8P HARNESS B3600 CMP BLK 50FT | EA |  | 1 Year | 799.876 | 5% | 759.8822
32715 | Belden Wire | C602100051A08 | 8P HARNESS B3600 CMP BLK 51FT | EA |  | 1 Year | 814.2376 | 5% | 773.5257
32716 | Belden Wire | C602100052A08 | 8P HARNESS B3600 CMP BLK 52FT | EA |  | 1 Year | 828.5992 | 5% | 787.1692
32717 | Belden Wire | C602100053A08 | 8P HARNESS B3600 CMP BLK 53FT | EA |  | 1 Year | 842.9608 | 5% | 800.8128
32718 | Belden Wire | C602100054A08 | 8P HARNESS B3600 CMP BLK 54FT | EA |  | 1 Year | 857.3224 | 5% | 814.4563
32719 | Belden Wire | C602100055A08 | 8P HARNESS B3600 CMP BLK 55FT | EA |  | 1 Year | 871.684 | 5% | 828.0998
32720 | Belden Wire | C602100056A08 | 8P HARNESS B3600 CMP BLK 56FT | EA |  | 1 Year | 886.0456 | 5% | 841.7433
32721 | Belden Wire | C602100057A08 | 8P HARNESS B3600 CMP BLK 57FT | EA |  | 1 Year | 900.4072 | 5% | 855.3868
32722 | Belden Wire | C602100058A08 | 8P HARNESS B3600 CMP BLK 58FT | EA |  | 1 Year | 914.7688 | 5% | 869.0304
32723 | Belden Wire | C602100059A08 | 8P HARNESS B3600 CMP BLK 59FT | EA |  | 1 Year | 929.1304 | 5% | 882.6739
32724 | Belden Wire | C602100060A06 | 3600 PRE-TERM ASSY BLK 60FT | EA |  | 1 Year | 748.011 | 5% | 710.6104
32725 | Belden Wire | C602100060A08 | 8P HARNESS B3600 CMP BLK 60FT | EA |  | 1 Year | 943.492 | 5% | 896.3174
32726 | Belden Wire | C602100061A08 | 8P HARNESS B3600 CMP BLK 61FT | EA |  | 1 Year | 957.8536 | 5% | 909.9609
32727 | Belden Wire | C602100062A08 | 8P HARNESS B3600 CMP BLK 62FT | EA |  | 1 Year | 972.2152 | 5% | 923.6044
32728 | Belden Wire | C602100063A08 | 8P HARNESS B3600 CMP BLK 63FT | EA |  | 1 Year | 986.5768 | 5% | 937.248
32729 | Belden Wire | C602100064A08 | 8P HARNESS B3600 CMP BLK 64FT | EA |  | 1 Year | 1000.9384 | 5% | 950.8915
32730 | Belden Wire | C602100065A06 | 3600 PRE-TERM ASSY BLK 65FT | EA |  | 1 Year | 805.233 | 5% | 764.9713
32731 | Belden Wire | C602100065A08 | 8P HARNESS B3600 CMP BLK 65FT | EA |  | 1 Year | 1015.3 | 5% | 964.535
32732 | Belden Wire | C602100066A08 | 8P HARNESS B3600 CMP BLK 66FT | EA |  | 1 Year | 1029.6616 | 5% | 978.1785
32733 | Belden Wire | C602100067A08 | 8P HARNESS B3600 CMP BLK 67FT | EA |  | 1 Year | 1044.0232 | 5% | 991.822
32734 | Belden Wire | C602100068A08 | 8P HARNESS B3600 CMP BLK 68FT | EA |  | 1 Year | 1058.3848 | 5% | 1005.4656
32735 | Belden Wire | C602100069A08 | 8P HARNESS B3600 CMP BLK 69FT | EA |  | 1 Year | 1072.7464 | 5% | 1019.1091
32736 | Belden Wire | C602100070A06 | 3600 PRE-TERM ASSY BLK 70FT | EA |  | 1 Year | 862.455 | 5% | 819.3323
32737 | Belden Wire | C602100070A08 | 8P HARNESS B3600 CMP BLK 70FT | EA |  | 1 Year | 1087.108 | 5% | 1032.7526
32738 | Belden Wire | C602100071A08 | 8P HARNESS B3600 CMP BLK 71FT | EA |  | 1 Year | 1101.4696 | 5% | 1046.3961
32739 | Belden Wire | C602100072A08 | 8P HARNESS B3600 CMP BLK 72FT | EA |  | 1 Year | 1115.8312 | 5% | 1060.0396
32740 | Belden Wire | C602100073A08 | 8P HARNESS B3600 CMP BLK 73FT | EA |  | 1 Year | 1130.1928 | 5% | 1073.6832
32741 | Belden Wire | C602100074A08 | 8P HARNESS B3600 CMP BLK 74FT | EA |  | 1 Year | 1144.5544 | 5% | 1087.3267
32742 | Belden Wire | C602100075A06 | 3600 PRE-TERM ASSY BLK 75FT | EA |  | 1 Year | 919.677 | 5% | 873.6931
32743 | Belden Wire | C602100075A08 | 8P HARNESS B3600 CMP BLK 75FT | EA |  | 1 Year | 1158.916 | 5% | 1100.9702
32744 | Belden Wire | C602100076A08 | 8P HARNESS B3600 CMP BLK 76FT | EA |  | 1 Year | 1173.2776 | 5% | 1114.6137
32745 | Belden Wire | C602100077A08 | 8P HARNESS B3600 CMP BLK 77FT | EA |  | 1 Year | 1187.6392 | 5% | 1128.2572
32746 | Belden Wire | C602100078A08 | 8P HARNESS B3600 CMP BLK 78FT | EA |  | 1 Year | 1202.0008 | 5% | 1141.9008
32747 | Belden Wire | C602100079A08 | 8P HARNESS B3600 CMP BLK 79FT | EA |  | 1 Year | 1216.3624 | 5% | 1155.5443
32748 | Belden Wire | C602100080A06 | 3600 PRE-TERM ASSY BLK 80FT | EA |  | 1 Year | 976.899 | 5% | 928.054
32749 | Belden Wire | C602100080A08 | 8P HARNESS B3600 CMP BLK 80FT | EA |  | 1 Year | 1230.724 | 5% | 1169.1878
32750 | Belden Wire | C602100081A08 | 8P HARNESS B3600 CMP BLK 81FT | EA |  | 1 Year | 1245.0856 | 5% | 1182.8313
32751 | Belden Wire | C602100082A08 | 8P HARNESS B3600 CMP BLK 82FT | EA |  | 1 Year | 1259.4472 | 5% | 1196.4748
32752 | Belden Wire | C602100083A08 | 8P HARNESS B3600 CMP BLK 83FT | EA |  | 1 Year | 1273.8088 | 5% | 1210.1184
32753 | Belden Wire | C602100084A08 | 8P HARNESS B3600 CMP BLK 84FT | EA |  | 1 Year | 1288.1704 | 5% | 1223.7619
32754 | Belden Wire | C602100085A06 | 3600 PRE-TERM ASSY BLK 85FT | EA |  | 1 Year | 1034.121 | 5% | 982.415
32755 | Belden Wire | C602100085A08 | 8P HARNESS B3600 CMP BLK 85FT | EA |  | 1 Year | 1302.532 | 5% | 1237.4054
32756 | Belden Wire | C602100086A08 | 8P HARNESS B3600 CMP BLK 86FT | EA |  | 1 Year | 1316.8936 | 5% | 1251.0489
32757 | Belden Wire | C602100087A08 | 8P HARNESS B3600 CMP BLK 87FT | EA |  | 1 Year | 1331.2552 | 5% | 1264.6924
32758 | Belden Wire | C602100088A08 | 8P HARNESS B3600 CMP BLK 88FT | EA |  | 1 Year | 1345.6168 | 5% | 1278.336
32759 | Belden Wire | C602100089A08 | 8P HARNESS B3600 CMP BLK 89FT | EA |  | 1 Year | 1359.9784 | 5% | 1291.9795
32760 | Belden Wire | C602100090A06 | 3600 PRE-TERM ASSY BLK 90FT | EA |  | 1 Year | 1091.343 | 5% | 1036.7758
32761 | Belden Wire | C602100090A08 | 8P HARNESS B3600 CMP BLK 90FT | EA |  | 1 Year | 1374.34 | 5% | 1305.623
32762 | Belden Wire | C602100091A08 | 8P HARNESS B3600 CMP BLK 91FT | EA |  | 1 Year | 1388.7016 | 5% | 1319.2665
32763 | Belden Wire | C602100092A08 | 8P HARNESS B3600 CMP BLK 92FT | EA |  | 1 Year | 1403.0632 | 5% | 1332.91
32764 | Belden Wire | C602100093A08 | 8P HARNESS B3600 CMP BLK 93FT | EA |  | 1 Year | 1417.4248 | 5% | 1346.5536
32765 | Belden Wire | C602100094A08 | 8P HARNESS B3600 CMP BLK 94FT | EA |  | 1 Year | 1431.7864 | 5% | 1360.1971
32766 | Belden Wire | C602100095A06 | 3600 PRE-TERM ASSY BLK 95FT | EA |  | 1 Year | 1148.565 | 5% | 1091.1367
32767 | Belden Wire | C602100095A08 | 8P HARNESS B3600 CMP BLK 95FT | EA |  | 1 Year | 1446.148 | 5% | 1373.8406
32768 | Belden Wire | C602100096A08 | 8P HARNESS B3600 CMP BLK 96FT | EA |  | 1 Year | 1460.5096 | 5% | 1387.4841
32769 | Belden Wire | C602100097A08 | 8P HARNESS B3600 CMP BLK 97FT | EA |  | 1 Year | 1474.8712 | 5% | 1401.1276
32770 | Belden Wire | C602100098A08 | 8P HARNESS B3600 CMP BLK 98FT | EA |  | 1 Year | 1489.2328 | 5% | 1414.7712
32771 | Belden Wire | C602100099A08 | 8P HARNESS B3600 CMP BLK 99FT | EA |  | 1 Year | 1503.5944 | 5% | 1428.4147
32772 | Belden Wire | C602100100A06 | 3600 PRE-TERM ASSY BLK 100FT | EA |  | 1 Year | 1205.787 | 5% | 1145.4977
32773 | Belden Wire | C602100100A08 | 8P HARNESS B3600 CMP BLK 100FT | EA |  | 1 Year | 1517.956 | 5% | 1442.0582
32774 | Belden Wire | C602100105A06 | 3600 PRE-TERM ASSY BLK 105FT | EA |  | 1 Year | 1383.1752 | 5% | 1314.0164
32775 | Belden Wire | C602100105A08 | 8P HARNESS B3600 CMP BLK 105FT | EA |  | 1 Year | 1740.5608 | 5% | 1653.5328
32776 | Belden Wire | C602100110A06 | 3600 PRE-TERM ASSY BLK 110FT | EA |  | 1 Year | 1446.1194 | 5% | 1373.8134
32777 | Belden Wire | C602100110A08 | 8P HARNESS B3600 CMP BLK 110FT | EA |  | 1 Year | 1819.5496 | 5% | 1728.5721
32778 | Belden Wire | C602100115A06 | 3600 PRE-TERM ASSY BLK 115FT | EA |  | 1 Year | 1509.0636 | 5% | 1433.6104
32779 | Belden Wire | C602100115A08 | 8P HARNESS B3600 CMP BLK 115FT | EA |  | 1 Year | 1898.5384 | 5% | 1803.6115
32780 | Belden Wire | C602100120A06 | 3600 PRE-TERM ASSY BLK 120FT | EA |  | 1 Year | 1572.0078 | 5% | 1493.4074
32781 | Belden Wire | C602100120A08 | 8P HARNESS B3600 CMP BLK 120FT | EA |  | 1 Year | 1977.5272 | 5% | 1878.6508
32782 | Belden Wire | C602100125A06 | 3600 PRE-TERM ASSY BLK 125FT | EA |  | 1 Year | 1634.952 | 5% | 1553.2044
32783 | Belden Wire | C602100125A08 | 8P HARNESS B3600 CMP BLK 125FT | EA |  | 1 Year | 2056.516 | 5% | 1953.6902
32784 | Belden Wire | C602100130A06 | 3600 PRE-TERM ASSY BLK 130FT | EA |  | 1 Year | 1697.8962 | 5% | 1613.0014
32785 | Belden Wire | C602100130A08 | 8P HARNESS B3600 CMP BLK 130FT | EA |  | 1 Year | 2135.5048 | 5% | 2028.7296
32786 | Belden Wire | C602100135A06 | 3600 PRE-TERM ASSY BLK 135FT | EA |  | 1 Year | 1760.8404 | 5% | 1672.7984
32787 | Belden Wire | C602100135A08 | 8P HARNESS B3600 CMP BLK 135FT | EA |  | 1 Year | 2214.4936 | 5% | 2103.7689
32788 | Belden Wire | C602100140A06 | 3600 PRE-TERM ASSY BLK 140FT | EA |  | 1 Year | 1823.7846 | 5% | 1732.5954
32789 | Belden Wire | C602100140A08 | 8P HARNESS B3600 CMP BLK 140FT | EA |  | 1 Year | 2293.4824 | 5% | 2178.8083
32790 | Belden Wire | C602100145A06 | 3600 PRE-TERM ASSY BLK 145FT | EA |  | 1 Year | 1886.7288 | 5% | 1792.3924
32791 | Belden Wire | C602100145A08 | 8P HARNESS B3600 CMP BLK 145FT | EA |  | 1 Year | 2372.4712 | 5% | 2253.8476
32792 | Belden Wire | C602100150A06 | 3600 PRE-TERM ASSY BLK 150FT | EA |  | 1 Year | 1949.673 | 5% | 1852.1893
32793 | Belden Wire | C602100150A08 | 8P HARNESS B3600 CMP BLK 150FT | EA |  | 1 Year | 2451.46 | 5% | 2328.887
32794 | Belden Wire | C602100155A06 | 3600 PRE-TERM ASSY BLK 155FT | EA |  | 1 Year | 2012.6172 | 5% | 1911.9863
32795 | Belden Wire | C602100155A08 | 8P HARNESS B3600 CMP BLK 155FT | EA |  | 1 Year | 2530.4488 | 5% | 2403.9264
32796 | Belden Wire | C602100160A06 | 3600 PRE-TERM ASSY BLK 160FT | EA |  | 1 Year | 2075.5614 | 5% | 1971.7833
32797 | Belden Wire | C602100160A08 | 8P HARNESS B3600 CMP BLK 160FT | EA |  | 1 Year | 2609.4376 | 5% | 2478.9657
32798 | Belden Wire | C602100165A06 | 3600 PRE-TERM ASSY BLK 165FT | EA |  | 1 Year | 2138.5056 | 5% | 2031.5803
32799 | Belden Wire | C602100165A08 | 8P HARNESS B3600 CMP BLK 165FT | EA |  | 1 Year | 2688.4264 | 5% | 2554.0051
32800 | Belden Wire | C602100170A06 | 3600 PRE-TERM ASSY BLK 170FT | EA |  | 1 Year | 2201.4498 | 5% | 2091.3773
32801 | Belden Wire | C602100170A08 | 8P HARNESS B3600 CMP BLK 170FT | EA |  | 1 Year | 2767.4152 | 5% | 2629.0444
32802 | Belden Wire | C602100175A06 | 3600 PRE-TERM ASSY BLK 175FT | EA |  | 1 Year | 2264.394 | 5% | 2151.1743
32803 | Belden Wire | C602100175A08 | 8P HARNESS B3600 CMP BLK 175FT | EA |  | 1 Year | 2846.404 | 5% | 2704.0838
32804 | Belden Wire | C602100180A06 | 3600 PRE-TERM ASSY BLK 180FT | EA |  | 1 Year | 2327.3382 | 5% | 2210.9713
32805 | Belden Wire | C602100180A08 | 8P HARNESS B3600 CMP BLK 180FT | EA |  | 1 Year | 2925.3928 | 5% | 2779.1232
32806 | Belden Wire | C602100185A06 | 3600 PRE-TERM ASSY BLK 185FT | EA |  | 1 Year | 2390.2824 | 5% | 2270.7683
32807 | Belden Wire | C602100185A08 | 8P HARNESS B3600 CMP BLK 185FT | EA |  | 1 Year | 3004.3816 | 5% | 2854.1625
32808 | Belden Wire | C602100190A06 | 3600 PRE-TERM ASSY BLK 190FT | EA |  | 1 Year | 2453.2266 | 5% | 2330.5653
32809 | Belden Wire | C602100190A08 | 8P HARNESS B3600 CMP BLK 190FT | EA |  | 1 Year | 3083.3704 | 5% | 2929.2019
32810 | Belden Wire | C602100195A06 | 3600 PRE-TERM ASSY BLK 195FT | EA |  | 1 Year | 2516.1708 | 5% | 2390.3623
32811 | Belden Wire | C602100195A08 | 8P HARNESS B3600 CMP BLK 195FT | EA |  | 1 Year | 3162.3592 | 5% | 3004.2412
32812 | Belden Wire | C602100200A06 | 3600 PRE-TERM ASSY BLK 200FT | EA |  | 1 Year | 2579.115 | 5% | 2450.1592
32813 | Belden Wire | C602100200A08 | 8P HARNESS B3600 CMP BLK 200FT | EA |  | 1 Year | 3241.348 | 5% | 3079.2806
32814 | Belden Wire | C602100205A06 | 3600 PRE-TERM ASSY BLK 205FT | EA |  | 1 Year | 2759.3643 | 5% | 2621.3961
32815 | Belden Wire | C602100205A08 | 8P HARNESS B3600 CMP BLK 205FT | EA |  | 1 Year | 3467.5432 | 5% | 3294.166
32816 | Belden Wire | C602100210A06 | 3600 PRE-TERM ASSY BLK 210FT | EA |  | 1 Year | 2825.1696 | 5% | 2683.9111
32817 | Belden Wire | C602100210A08 | 8P HARNESS B3600 CMP BLK 210FT | EA |  | 1 Year | 3550.1224 | 5% | 3372.6163
32818 | Belden Wire | C602100215A06 | 3600 PRE-TERM ASSY BLK 215FT | EA |  | 1 Year | 2890.9749 | 5% | 2746.4262
32819 | Belden Wire | C602100215A08 | 8P HARNESS B3600 CMP BLK 215FT | EA |  | 1 Year | 3632.7016 | 5% | 3451.0665
32820 | Belden Wire | C602100220A06 | 3600 PRE-TERM ASSY BLK 220FT | EA |  | 1 Year | 2956.7802 | 5% | 2808.9412
32821 | Belden Wire | C602100220A08 | 8P HARNESS B3600 CMP BLK 220FT | EA |  | 1 Year | 3715.2808 | 5% | 3529.5168
32822 | Belden Wire | C602100225A06 | 3600 PRE-TERM ASSY BLK 225FT | EA |  | 1 Year | 3022.5855 | 5% | 2871.4562
32823 | Belden Wire | C602100225A08 | 8P HARNESS B3600 CMP BLK 225FT | EA |  | 1 Year | 3797.86 | 5% | 3607.967
32824 | Belden Wire | C602100230A06 | 3600 PRE-TERM ASSY BLK 230FT | EA |  | 1 Year | 3088.3908 | 5% | 2933.9713
32825 | Belden Wire | C602100230A08 | 8P HARNESS B3600 CMP BLK 230FT | EA |  | 1 Year | 3880.4392 | 5% | 3686.4172
32826 | Belden Wire | C602100235A06 | 3600 PRE-TERM ASSY BLK 235FT | EA |  | 1 Year | 3154.1961 | 5% | 2996.4863
32827 | Belden Wire | C602100235A08 | 8P HARNESS B3600 CMP BLK 235FT | EA |  | 1 Year | 3963.0184 | 5% | 3764.8675
32828 | Belden Wire | C602100240A06 | 3600 PRE-TERM ASSY BLK 240FT | EA |  | 1 Year | 3220.0014 | 5% | 3059.0013
32829 | Belden Wire | C602100240A08 | 8P HARNESS B3600 CMP BLK 240FT | EA |  | 1 Year | 4045.5976 | 5% | 3843.3177
32830 | Belden Wire | C602100245A06 | 3600 PRE-TERM ASSY BLK 245FT | EA |  | 1 Year | 3285.8067 | 5% | 3121.5164
32831 | Belden Wire | C602100245A08 | 8P HARNESS B3600 CMP BLK 245FT | EA |  | 1 Year | 4128.1768 | 5% | 3921.768
32832 | Belden Wire | C602100250A06 | 3600 PRE-TERM ASSY BLK 250FT | EA |  | 1 Year | 3351.612 | 5% | 3184.0314
32833 | Belden Wire | C602100250A08 | 8P HARNESS B3600 CMP BLK 250FT | EA |  | 1 Year | 4210.756 | 5% | 4000.2182
32834 | Belden Wire | C602100255A06 | 3600 PRE-TERM ASSY BLK 255FT | EA |  | 1 Year | 3417.4173 | 5% | 3246.5464
32835 | Belden Wire | C602100255A08 | 8P HARNESS B3600 CMP BLK 255FT | EA |  | 1 Year | 4293.3352 | 5% | 4078.6684
32836 | Belden Wire | C602100260A06 | 3600 PRE-TERM ASSY BLK 260FT | EA |  | 1 Year | 3483.2226 | 5% | 3309.0615
32837 | Belden Wire | C602100260A08 | 8P HARNESS B3600 CMP BLK 260FT | EA |  | 1 Year | 4375.9144 | 5% | 4157.1187
32838 | Belden Wire | C602100265A06 | 3600 PRE-TERM ASSY BLK 265FT | EA |  | 1 Year | 3549.0279 | 5% | 3371.5765
32839 | Belden Wire | C602100265A08 | 8P HARNESS B3600 CMP BLK 265FT | EA |  | 1 Year | 4458.4936 | 5% | 4235.5689
32840 | Belden Wire | C602100270A08 | 8P HARNESS B3600 CMP BLK 270FT | EA |  | 1 Year | 4541.0728 | 5% | 4314.0192
32841 | Belden Wire | C602100275A08 | 8P HARNESS B3600 CMP BLK 275FT | EA |  | 1 Year | 4623.652 | 5% | 4392.4694
32842 | Belden Wire | C602100280A08 | 8P HARNESS B3600 CMP BLK 280FT | EA |  | 1 Year | 4706.2312 | 5% | 4470.9196
32843 | Belden Wire | C602100285A08 | 8P HARNESS B3600 CMP BLK 285FT | EA |  | 1 Year | 4788.8104 | 5% | 4549.3699
32844 | Belden Wire | C602100290A08 | 8P HARNESS B3600 CMP BLK 290FT | EA |  | 1 Year | 4871.3896 | 5% | 4627.8201
32845 | Belden Wire | C602100295A08 | 8P HARNESS B3600 CMP BLK 295FT | EA |  | 1 Year | 4509.7 | 5% | 4284.215
32846 | Belden Wire | C602102001 | PATCHCORD BCAT6+ CMP RED 1FT | EA |  | 1 Year | 8.987 | 5% | 8.5376
32847 | Belden Wire | C602102002 | PATCHCORD BCAT6+ CMP RED 2FT | EA |  | 1 Year | 10.109 | 5% | 9.6036
32848 | Belden Wire | C602102003 | PATCHCORD BCAT6+ CMP RED 3FT | EA |  | 1 Year | 11.231 | 5% | 10.6694
32849 | Belden Wire | C602102004 | PATCHCORD BCAT6+ CMP RED 4FT | EA |  | 1 Year | 12.353 | 5% | 11.7353
32850 | Belden Wire | C602102005 | PATCHCORD BCAT6+ CMP RED 5FT | EA |  | 1 Year | 13.475 | 5% | 12.8012
32851 | Belden Wire | C602102006 | PATCHCORD BCAT6+ CMP RED 6FT | EA |  | 1 Year | 14.597 | 5% | 13.8671
32852 | Belden Wire | C602102007 | PATCHCORD BCAT6+ CMP RED 7FT | EA |  | 1 Year | 15.719 | 5% | 14.933
32853 | Belden Wire | C602102008 | PATCHCORD BCAT6+ CMP RED 8FT | EA |  | 1 Year | 16.841 | 5% | 15.999
32854 | Belden Wire | C602102010 | PATCHCORD BCAT6+ CMP RED 10FT | EA |  | 1 Year | 19.085 | 5% | 18.1307
32855 | Belden Wire | C602102012 | PATCHCORD BCAT6+ CMP RED 12FT | EA |  | 1 Year | 21.329 | 5% | 20.2626
32856 | Belden Wire | C602102015 | PATCHCORD BCAT6+ CMP RED 15FT | EA |  | 1 Year | 24.695 | 5% | 23.4602
32857 | Belden Wire | C602102017 | PATCHCORD BCAT6+ CMP RED 17FT | EA |  | 1 Year | 26.939 | 5% | 25.5921
32858 | Belden Wire | C602102025 | PATCHCORD BCAT6+ CMP RED 25FT | EA |  | 1 Year | 35.915 | 5% | 34.1193
32859 | Belden Wire | C602103003 | PATCHCORD BCAT6+ CMP ORA 3FT | EA |  | 1 Year | 11.231 | 5% | 10.6694
32860 | Belden Wire | C602103004 | PATCHCORD BCAT6+ CMP ORA 4FT | EA |  | 1 Year | 12.353 | 5% | 11.7353
32861 | Belden Wire | C602103006 | PATCHCORD BCAT6+ CMP ORA 6FT | EA |  | 1 Year | 14.597 | 5% | 13.8671
32862 | Belden Wire | C602103007 | PATCHCORD BCAT6+ CMP ORA 7FT | EA |  | 1 Year | 15.719 | 5% | 14.933
32863 | Belden Wire | C602103010 | PATCHCORD BCAT6+ CMP ORA 10FT | EA |  | 1 Year | 19.085 | 5% | 18.1307
32864 | Belden Wire | C602103015 | PATCHCORD BCAT6+ CMP ORA 15FT | EA |  | 1 Year | 24.695 | 5% | 23.4602
32865 | Belden Wire | C602103017 | PATCHCORD BCAT6+ CMP ORA 17FT | EA |  | 1 Year | 26.939 | 5% | 25.5921
32866 | Belden Wire | C602103025 | PATCHCORD BCAT6+ CMP ORA 25FT | EA |  | 1 Year | 35.915 | 5% | 34.1193
32867 | Belden Wire | C602104004 | PATCHCORD BCAT6+ CMP YEL 4FT | EA |  | 1 Year | 12.353 | 5% | 11.7353
32868 | Belden Wire | C602104006 | PATCHCORD BCAT6+ CMP YEL 6FT | EA |  | 1 Year | 14.597 | 5% | 13.8671
32869 | Belden Wire | C602104007 | PATCHCORD BCAT6+ CMP YEL 7FT | EA |  | 1 Year | 15.719 | 5% | 14.933
32870 | Belden Wire | C602104010 | PATCHCORD BCAT6+ CMP YEL 10FT | EA |  | 1 Year | 19.085 | 5% | 18.1307
32871 | Belden Wire | C602104025 | PATCHCORD BCAT6+ CMP YEL 25FT | EA |  | 1 Year | 35.915 | 5% | 34.1193
32872 | Belden Wire | C602104050 | PATCHCORD BCAT6+ CMP YEL 50FT | EA |  | 1 Year | 63.965 | 5% | 60.7668
32873 | Belden Wire | C602104065 | PATCHCORD BCAT6+ CMP YEL 65FT | EA |  | 1 Year | 80.795 | 5% | 76.7553
32874 | Belden Wire | C602104075 | PATCHCORD BCAT6+ CMP YEL 75FT | EA |  | 1 Year | 92.015 | 5% | 87.4142
32875 | Belden Wire | C602105003 | PATCHCORD BCAT6+ CMP GRN 3FT | EA |  | 1 Year | 11.231 | 5% | 10.6694
32876 | Belden Wire | C602105004 | PATCHCORD BCAT6+ CMP GRN 4FT | EA |  | 1 Year | 12.353 | 5% | 11.7353
32877 | Belden Wire | C602105005 | PATCHCORD BCAT6+ CMP GRN 5FT | EA |  | 1 Year | 13.475 | 5% | 12.8012
32878 | Belden Wire | C602105006 | PATCHCORD BCAT6+ CMP GRN 6FT | EA |  | 1 Year | 14.597 | 5% | 13.8671
32879 | Belden Wire | C602105010 | PATCHCORD BCAT6+ CMP GRN 10FT | EA |  | 1 Year | 19.085 | 5% | 18.1307
32880 | Belden Wire | C602105014 | PATCHCORD BCAT6+ CMP GRN 14FT | EA |  | 1 Year | 23.573 | 5% | 22.3943
32881 | Belden Wire | C602105016 | PATCHCORD BCAT6+ CMP GRN 16FT | EA |  | 1 Year | 25.817 | 5% | 24.5261
32882 | Belden Wire | C602105018 | PATCHCORD BCAT6+ CMP GRN 18FT | EA |  | 1 Year | 28.061 | 5% | 26.6579
32883 | Belden Wire | C602105040 | PATCHCORD BCAT6+ CMP GRN 40FT | EA |  | 1 Year | 52.745 | 5% | 50.1077
32884 | Belden Wire | C602105050 | PATCHCORD BCAT6+ CMP GRN 50FT | EA |  | 1 Year | 63.965 | 5% | 60.7668
32885 | Belden Wire | C602105060 | PATCHCORD BCAT6+ CMP GRN 60FT | EA |  | 1 Year | 75.185 | 5% | 71.4257
32886 | Belden Wire | C602105065 | PATCHCORD BCAT6+ CMP GRN 65FT | EA |  | 1 Year | 80.795 | 5% | 76.7553
32887 | Belden Wire | C602105075 | PATCHCORD BCAT6+ CMP GRN 75FT | EA |  | 1 Year | 92.015 | 5% | 87.4142
32888 | Belden Wire | C602105100 | PATCHCORD BCAT6+ CMP GRN 100FT | EA |  | 1 Year | 120.065 | 5% | 114.0617
32889 | Belden Wire | C602105125 | PATCHCORD BCAT6+ CMP GRN 125FT | EA |  | 1 Year | 162.14 | 5% | 154.033
32890 | Belden Wire | C602105150 | PATCHCORD BCAT6+ CMP GRN 150FT | EA |  | 1 Year | 192.995 | 5% | 183.3452
32891 | Belden Wire | C602105150A06 | 3600 PRE-TERM ASSY GRN 150FT | EA |  | 1 Year | 1949.673 | 5% | 1852.1893
32892 | Belden Wire | C602105175 | PATCHCORD BCAT6+ CMP GRN 175FT | EA |  | 1 Year | 223.85 | 5% | 212.6575
32893 | Belden Wire | C602105200 | PATCHCORD BCAT6+ CMP GRN 200FT | EA |  | 1 Year | 254.705 | 5% | 241.9698
32894 | Belden Wire | C602106002 | PATCHCORD BCAT6+ CMP BLU 2FT | EA |  | 1 Year | 10.109 | 5% | 9.6036
32895 | Belden Wire | C602106003 | PATCHCORD BCAT6+ CMP BLU 3FT | EA |  | 1 Year | 11.231 | 5% | 10.6694
32896 | Belden Wire | C602106004 | PATCHCORD BCAT6+ CMP BLU 4FT | EA |  | 1 Year | 12.353 | 5% | 11.7353
32897 | Belden Wire | C602106005 | PATCHCORD BCAT6+ CMP BLU 5FT | EA |  | 1 Year | 13.475 | 5% | 12.8012
32898 | Belden Wire | C602106006 | PATCHCORD BCAT6+ CMP BLU 6FT | EA |  | 1 Year | 14.597 | 5% | 13.8671
32899 | Belden Wire | C602106006A06 | 3600 PRE-TERM ASSY BLU 6FT | EA |  | 1 Year | 130.0134 | 5% | 123.5127
32900 | Belden Wire | C602106006A08 | 8P HARNESS B3600 CMP BLU 6FT | EA |  | 1 Year | 167.9656 | 5% | 159.5673
32901 | Belden Wire | C602106007 | PATCHCORD BCAT6+ CMP BLU 7FT | EA |  | 1 Year | 15.719 | 5% | 14.933
32902 | Belden Wire | C602106007A06 | 3600 PRE-TERM ASSY BLU 7FT | EA |  | 1 Year | 141.4578 | 5% | 134.3849
32903 | Belden Wire | C602106007A08 | 8P HARNESS B3600 CMP BLU 7FT | EA |  | 1 Year | 182.3272 | 5% | 173.2108
32904 | Belden Wire | C602106008A06 | 3600 PRE-TERM ASSY BLU 8FT | EA |  | 1 Year | 152.9022 | 5% | 145.2571
32905 | Belden Wire | C602106008A08 | 8P HARNESS B3600 CMP BLU 8FT | EA |  | 1 Year | 196.6888 | 5% | 186.8544
32906 | Belden Wire | C602106009A06 | 3600 PRE-TERM ASSY BLU 9FT | EA |  | 1 Year | 164.3466 | 5% | 156.1293
32907 | Belden Wire | C602106009A08 | 8P HARNESS B3600 CMP BLU 9FT | EA |  | 1 Year | 211.0504 | 5% | 200.4979
32908 | Belden Wire | C602106010 | PATCHCORD BCAT6+ CMP BLU 10FT | EA |  | 1 Year | 19.085 | 5% | 18.1307
32909 | Belden Wire | C602106010A06 | 3600 PRE-TERM ASSY BLU 10FT | EA |  | 1 Year | 175.791 | 5% | 167.0014
32910 | Belden Wire | C602106010A08 | 8P HARNESS B3600 CMP BLU 10FT | EA |  | 1 Year | 225.412 | 5% | 214.1414
32911 | Belden Wire | C602106011A06 | 3600 PRE-TERM ASSY BLU 11FT | EA |  | 1 Year | 187.2354 | 5% | 177.8736
32912 | Belden Wire | C602106011A08 | 8P HARNESS B3600 CMP BLU 11FT | EA |  | 1 Year | 239.7736 | 5% | 227.7849
32913 | Belden Wire | C602106012 | PATCHCORD BCAT6+ CMP BLU 12FT | EA |  | 1 Year | 21.329 | 5% | 20.2626
32914 | Belden Wire | C602106012A06 | 3600 PRE-TERM ASSY BLU 12FT | EA |  | 1 Year | 198.6798 | 5% | 188.7458
32915 | Belden Wire | C602106012A08 | 8P HARNESS B3600 CMP BLU 12FT | EA |  | 1 Year | 254.1352 | 5% | 241.4284
32916 | Belden Wire | C602106013A06 | 3600 PRE-TERM ASSY BLU 13FT | EA |  | 1 Year | 210.1242 | 5% | 199.618
32917 | Belden Wire | C602106013A08 | 8P HARNESS B3600 CMP BLU 13FT | EA |  | 1 Year | 268.4968 | 5% | 255.072
32918 | Belden Wire | C602106014 | PATCHCORD BCAT6+ CMP BLU 14FT | EA |  | 1 Year | 23.573 | 5% | 22.3943
32919 | Belden Wire | C602106014A06 | 3600 PRE-TERM ASSY BLU 14FT | EA |  | 1 Year | 221.5686 | 5% | 210.4902
32920 | Belden Wire | C602106014A08 | 8P HARNESS B3600 CMP BLU 14FT | EA |  | 1 Year | 282.8584 | 5% | 268.7155
32921 | Belden Wire | C602106015 | PATCHCORD BCAT6+ CMP BLU 15FT | EA |  | 1 Year | 24.695 | 5% | 23.4602
32922 | Belden Wire | C602106015A06 | 3600 PRE-TERM ASSY BLU 15FT | EA |  | 1 Year | 233.013 | 5% | 221.3623
32923 | Belden Wire | C602106015A08 | 8P HARNESS B3600 CMP BLU 15FT | EA |  | 1 Year | 297.22 | 5% | 282.359
32924 | Belden Wire | C602106016 | PATCHCORD BCAT6+ CMP BLU 16FT | EA |  | 1 Year | 25.817 | 5% | 24.5261
32925 | Belden Wire | C602106016A06 | 3600 PRE-TERM ASSY BLU 16FT | EA |  | 1 Year | 244.4574 | 5% | 232.2345
32926 | Belden Wire | C602106016A08 | 8P HARNESS B3600 CMP BLU 16FT | EA |  | 1 Year | 311.5816 | 5% | 296.0025
32927 | Belden Wire | C602106017A06 | 3600 PRE-TERM ASSY BLU 17FT | EA |  | 1 Year | 255.9018 | 5% | 243.1067
32928 | Belden Wire | C602106017A08 | 8P HARNESS B3600 CMP BLU 17FT | EA |  | 1 Year | 325.9432 | 5% | 309.646
32929 | Belden Wire | C602106018 | PATCHCORD BCAT6+ CMP BLU 18FT | EA |  | 1 Year | 28.061 | 5% | 26.6579
32930 | Belden Wire | C602106018A06 | 3600 PRE-TERM ASSY BLU 18FT | EA |  | 1 Year | 267.3462 | 5% | 253.9789
32931 | Belden Wire | C602106018A08 | 8P HARNESS B3600 CMP BLU 18FT | EA |  | 1 Year | 340.3048 | 5% | 323.2896
32932 | Belden Wire | C602106019A06 | 3600 PRE-TERM ASSY BLU 19FT | EA |  | 1 Year | 278.7906 | 5% | 264.8511
32933 | Belden Wire | C602106019A08 | 8P HARNESS B3600 CMP BLU 19FT | EA |  | 1 Year | 354.6664 | 5% | 336.9331
32934 | Belden Wire | C602106020 | PATCHCORD BCAT6+ CMP BLU 20FT | EA |  | 1 Year | 30.305 | 5% | 28.7897
32935 | Belden Wire | C602106020A06 | 3600 PRE-TERM ASSY BLU 20FT | EA |  | 1 Year | 290.235 | 5% | 275.7233
32936 | Belden Wire | C602106020A08 | 8P HARNESS B3600 CMP BLU 20FT | EA |  | 1 Year | 369.028 | 5% | 350.5766
32937 | Belden Wire | C602106021A06 | 3600 PRE-TERM ASSY BLU 21FT | EA |  | 1 Year | 301.6794 | 5% | 286.5954
32938 | Belden Wire | C602106021A08 | 8P HARNESS B3600 CMP BLU 21FT | EA |  | 1 Year | 383.3896 | 5% | 364.2201
32939 | Belden Wire | C602106022 | PATCHCORD BCAT6+ CMP BLU 22FT | EA |  | 1 Year | 32.549 | 5% | 30.9215
32940 | Belden Wire | C602106022A06 | 3600 PRE-TERM ASSY BLU 22FT | EA |  | 1 Year | 313.1238 | 5% | 297.4676
32941 | Belden Wire | C602106022A08 | 8P HARNESS B3600 CMP BLU 22FT | EA |  | 1 Year | 397.7512 | 5% | 377.8636
32942 | Belden Wire | C602106023A06 | 3600 PRE-TERM ASSY BLU 23FT | EA |  | 1 Year | 324.5682 | 5% | 308.3398
32943 | Belden Wire | C602106023A08 | 8P HARNESS B3600 CMP BLU 23FT | EA |  | 1 Year | 412.1128 | 5% | 391.5072
32944 | Belden Wire | C602106024 | PATCHCORD BCAT6+ CMP BLU 24FT | EA |  | 1 Year | 34.793 | 5% | 33.0533
32945 | Belden Wire | C602106024A06 | 3600 PRE-TERM ASSY BLU 24FT | EA |  | 1 Year | 336.0126 | 5% | 319.212
32946 | Belden Wire | C602106024A08 | 8P HARNESS B3600 CMP BLU 24FT | EA |  | 1 Year | 426.4744 | 5% | 405.1507
32947 | Belden Wire | C602106025 | PATCHCORD BCAT6+ CMP BLU 25FT | EA |  | 1 Year | 35.915 | 5% | 34.1193
32948 | Belden Wire | C602106025A06 | 3600 PRE-TERM ASSY BLU 25FT | EA |  | 1 Year | 347.457 | 5% | 330.0841
32949 | Belden Wire | C602106025A08 | 8P HARNESS B3600 CMP BLU 25FT | EA |  | 1 Year | 440.836 | 5% | 418.7942
32950 | Belden Wire | C602106026 | PATCHCORD BCAT6+ CMP BLU 26FT | EA |  | 1 Year | 37.037 | 5% | 35.1852
32951 | Belden Wire | C602106026A06 | 3600 PRE-TERM ASSY BLU 26FT | EA |  | 1 Year | 358.9014 | 5% | 340.9563
32952 | Belden Wire | C602106026A08 | 8P HARNESS B3600 CMP BLU 26FT | EA |  | 1 Year | 455.1976 | 5% | 432.4377
32953 | Belden Wire | C602106027A06 | 3600 PRE-TERM ASSY BLU 27FT | EA |  | 1 Year | 370.3458 | 5% | 351.8285
32954 | Belden Wire | C602106027A08 | 8P HARNESS B3600 CMP BLU 27FT | EA |  | 1 Year | 469.5592 | 5% | 446.0812
32955 | Belden Wire | C602106028 | PATCHCORD BCAT6+ CMP BLU 28FT | EA |  | 1 Year | 39.281 | 5% | 37.3169
32956 | Belden Wire | C602106028A06 | 3600 PRE-TERM ASSY BLU 28FT | EA |  | 1 Year | 381.7902 | 5% | 362.7007
32957 | Belden Wire | C602106028A08 | 8P HARNESS B3600 CMP BLU 28FT | EA |  | 1 Year | 483.9208 | 5% | 459.7248
32958 | Belden Wire | C602106029A06 | 3600 PRE-TERM ASSY BLU 29FT | EA |  | 1 Year | 393.2346 | 5% | 373.5729
32959 | Belden Wire | C602106029A08 | 8P HARNESS B3600 CMP BLU 29FT | EA |  | 1 Year | 498.2824 | 5% | 473.3683
32960 | Belden Wire | C602106030 | PATCHCORD BCAT6+ CMP BLU 30FT | EA |  | 1 Year | 41.525 | 5% | 39.4487
32961 | Belden Wire | C602106030A06 | 3600 PRE-TERM ASSY BLU 30FT | EA |  | 1 Year | 404.679 | 5% | 384.445
32962 | Belden Wire | C602106030A08 | 8P HARNESS B3600 CMP BLU 30FT | EA |  | 1 Year | 512.644 | 5% | 487.0118
32963 | Belden Wire | C602106031A06 | 3600 PRE-TERM ASSY BLU 31FT | EA |  | 1 Year | 416.1234 | 5% | 395.3172
32964 | Belden Wire | C602106031A08 | 8P HARNESS B3600 CMP BLU 31FT | EA |  | 1 Year | 527.0056 | 5% | 500.6553
32965 | Belden Wire | C602106032 | PATCHCORD BCAT6+ CMP BLU 32FT | EA |  | 1 Year | 43.769 | 5% | 41.5805
32966 | Belden Wire | C602106032A06 | 3600 PRE-TERM ASSY BLU 32FT | EA |  | 1 Year | 427.5678 | 5% | 406.1894
32967 | Belden Wire | C602106032A08 | 8P HARNESS B3600 CMP BLU 32FT | EA |  | 1 Year | 541.3672 | 5% | 514.2988
32968 | Belden Wire | C602106033 | PATCHCORD BCAT6+ CMP BLU 33FT | EA |  | 1 Year | 44.891 | 5% | 42.6464
32969 | Belden Wire | C602106033A06 | 3600 PRE-TERM ASSY BLU 33FT | EA |  | 1 Year | 439.0122 | 5% | 417.0616
32970 | Belden Wire | C602106033A08 | 8P HARNESS B3600 CMP BLU 33FT | EA |  | 1 Year | 555.7288 | 5% | 527.9424
32971 | Belden Wire | C602106034 | PATCHCORD BCAT6+ CMP BLU 34FT | EA |  | 1 Year | 46.013 | 5% | 43.7123
32972 | Belden Wire | C602106034A06 | 3600 PRE-TERM ASSY BLU 34FT | EA |  | 1 Year | 450.4566 | 5% | 427.9338
32973 | Belden Wire | C602106034A08 | 8P HARNESS B3600 CMP BLU 34FT | EA |  | 1 Year | 570.0904 | 5% | 541.5859
32974 | Belden Wire | C602106035 | PATCHCORD BCAT6+ CMP BLU 35FT | EA |  | 1 Year | 47.135 | 5% | 44.7782
32975 | Belden Wire | C602106035A06 | 3600 PRE-TERM ASSY BLU 35FT | EA |  | 1 Year | 461.901 | 5% | 438.8059
32976 | Belden Wire | C602106035A08 | 8P HARNESS B3600 CMP BLU 35FT | EA |  | 1 Year | 584.452 | 5% | 555.2294
32977 | Belden Wire | C602106036 | PATCHCORD BCAT6+ CMP BLU 36FT | EA |  | 1 Year | 48.257 | 5% | 45.8441
32978 | Belden Wire | C602106036A06 | 3600 PRE-TERM ASSY BLU 36FT | EA |  | 1 Year | 473.3454 | 5% | 449.6781
32979 | Belden Wire | C602106036A08 | 8P HARNESS B3600 CMP BLU 36FT | EA |  | 1 Year | 598.8136 | 5% | 568.8729
32980 | Belden Wire | C602106037A06 | 3600 PRE-TERM ASSY BLU 37FT | EA |  | 1 Year | 484.7898 | 5% | 460.5503
32981 | Belden Wire | C602106037A08 | 8P HARNESS B3600 CMP BLU 37FT | EA |  | 1 Year | 613.1752 | 5% | 582.5164
32982 | Belden Wire | C602106038 | PATCHCORD BCAT6+ CMP BLU 38FT | EA |  | 1 Year | 50.501 | 5% | 47.9759
32983 | Belden Wire | C602106038A06 | 3600 PRE-TERM ASSY BLU 38FT | EA |  | 1 Year | 496.2342 | 5% | 471.4225
32984 | Belden Wire | C602106038A08 | 8P HARNESS B3600 CMP BLU 38FT | EA |  | 1 Year | 627.5368 | 5% | 596.16
32985 | Belden Wire | C602106039A06 | 3600 PRE-TERM ASSY BLU 39FT | EA |  | 1 Year | 507.6786 | 5% | 482.2947
32986 | Belden Wire | C602106039A08 | 8P HARNESS B3600 CMP BLU 39FT | EA |  | 1 Year | 641.8984 | 5% | 609.8035
32987 | Belden Wire | C602106040 | PATCHCORD BCAT6+ CMP BLU 40FT | EA |  | 1 Year | 52.745 | 5% | 50.1077
32988 | Belden Wire | C602106040A06 | 3600 PRE-TERM ASSY BLU 40FT | EA |  | 1 Year | 519.123 | 5% | 493.1669
32989 | Belden Wire | C602106040A08 | 8P HARNESS B3600 CMP BLU 40FT | EA |  | 1 Year | 656.26 | 5% | 623.447
32990 | Belden Wire | C602106041A06 | 3600 PRE-TERM ASSY BLU 41FT | EA |  | 1 Year | 530.5674 | 5% | 504.039
32991 | Belden Wire | C602106041A08 | 8P HARNESS B3600 CMP BLU 41FT | EA |  | 1 Year | 670.6216 | 5% | 637.0905
32992 | Belden Wire | C602106042 | PATCHCORD BCAT6+ CMP BLU 42FT | EA |  | 1 Year | 54.989 | 5% | 52.2395
32993 | Belden Wire | C602106042A06 | 3600 PRE-TERM ASSY BLU 42FT | EA |  | 1 Year | 542.0118 | 5% | 514.9112
32994 | Belden Wire | C602106042A08 | 8P HARNESS B3600 CMP BLU 42FT | EA |  | 1 Year | 684.9832 | 5% | 650.734
32995 | Belden Wire | C602106043A06 | 3600 PRE-TERM ASSY BLU 43FT | EA |  | 1 Year | 553.4562 | 5% | 525.7834
32996 | Belden Wire | C602106043A08 | 8P HARNESS B3600 CMP BLU 43FT | EA |  | 1 Year | 699.3448 | 5% | 664.3776
32997 | Belden Wire | C602106044 | PATCHCORD BCAT6+ CMP BLU 44FT | EA |  | 1 Year | 57.233 | 5% | 54.3713
32998 | Belden Wire | C602106044A06 | 3600 PRE-TERM ASSY BLU 44FT | EA |  | 1 Year | 564.9006 | 5% | 536.6556
32999 | Belden Wire | C602106044A08 | 8P HARNESS B3600 CMP BLU 44FT | EA |  | 1 Year | 713.7064 | 5% | 678.0211
33000 | Belden Wire | C602106045 | PATCHCORD BCAT6+ CMP BLU 45FT | EA |  | 1 Year | 58.355 | 5% | 55.4372
33001 | Belden Wire | C602106045A06 | 3600 PRE-TERM ASSY BLU 45FT | EA |  | 1 Year | 576.345 | 5% | 547.5277
33002 | Belden Wire | C602106045A08 | 8P HARNESS B3600 CMP BLU 45FT | EA |  | 1 Year | 728.068 | 5% | 691.6646
33003 | Belden Wire | C602106046 | PATCHCORD BCAT6+ CMP BLU 46FT | EA |  | 1 Year | 59.477 | 5% | 56.5031
33004 | Belden Wire | C602106046A06 | 3600 PRE-TERM ASSY BLU 46FT | EA |  | 1 Year | 587.7894 | 5% | 558.3999
33005 | Belden Wire | C602106046A08 | 8P HARNESS B3600 CMP BLU 46FT | EA |  | 1 Year | 742.4296 | 5% | 705.3081
33006 | Belden Wire | C602106047A06 | 3600 PRE-TERM ASSY BLU 47FT | EA |  | 1 Year | 599.2338 | 5% | 569.2721
33007 | Belden Wire | C602106047A08 | 8P HARNESS B3600 CMP BLU 47FT | EA |  | 1 Year | 756.7912 | 5% | 718.9516
33008 | Belden Wire | C602106048 | PATCHCORD BCAT6+ CMP BLU 48FT | EA |  | 1 Year | 61.721 | 5% | 58.6349
33009 | Belden Wire | C602106048A06 | 3600 PRE-TERM ASSY BLU 48FT | EA |  | 1 Year | 610.6782 | 5% | 580.1443
33010 | Belden Wire | C602106048A08 | 8P HARNESS B3600 CMP BLU 48FT | EA |  | 1 Year | 771.1528 | 5% | 732.5952
33011 | Belden Wire | C602106049A06 | 3600 PRE-TERM ASSY BLU 49FT | EA |  | 1 Year | 622.1226 | 5% | 591.0165
33012 | Belden Wire | C602106049A08 | 8P HARNESS B3600 CMP BLU 49FT | EA |  | 1 Year | 785.5144 | 5% | 746.2387
33013 | Belden Wire | C602106050 | PATCHCORD BCAT6+ CMP BLU 50FT | EA |  | 1 Year | 63.965 | 5% | 60.7668
33014 | Belden Wire | C602106050A06 | 3600 PRE-TERM ASSY BLU 50FT | EA |  | 1 Year | 633.567 | 5% | 601.8886
33015 | Belden Wire | C602106050A08 | 8P HARNESS B3600 CMP BLU 50FT | EA |  | 1 Year | 799.876 | 5% | 759.8822
33016 | Belden Wire | C602106051A08 | 8P HARNESS B3600 CMP BLU 51FT | EA |  | 1 Year | 814.2376 | 5% | 773.5257
33017 | Belden Wire | C602106052 | PATCHCORD BCAT6+ CMP BLU 52FT | EA |  | 1 Year | 66.209 | 5% | 62.8986
33018 | Belden Wire | C602106052A08 | 8P HARNESS B3600 CMP BLU 52FT | EA |  | 1 Year | 828.5992 | 5% | 787.1692
33019 | Belden Wire | C602106053A08 | 8P HARNESS B3600 CMP BLU 53FT | EA |  | 1 Year | 842.9608 | 5% | 800.8128
33020 | Belden Wire | C602106054 | PATCHCORD BCAT6+ CMP BLU 54FT | EA |  | 1 Year | 68.453 | 5% | 65.0303
33021 | Belden Wire | C602106054A08 | 8P HARNESS B3600 CMP BLU 54FT | EA |  | 1 Year | 857.3224 | 5% | 814.4563
33022 | Belden Wire | C602106055A06 | 3600 PRE-TERM ASSY BLU 55FT | EA |  | 1 Year | 690.789 | 5% | 656.2495
33023 | Belden Wire | C602106055A08 | 8P HARNESS B3600 CMP BLU 55FT | EA |  | 1 Year | 871.684 | 5% | 828.0998
33024 | Belden Wire | C602106056 | PATCHCORD BCAT6+ CMP BLU 56FT | EA |  | 1 Year | 70.697 | 5% | 67.1621
33025 | Belden Wire | C602106056A08 | 8P HARNESS B3600 CMP BLU 56FT | EA |  | 1 Year | 886.0456 | 5% | 841.7433
33026 | Belden Wire | C602106057A08 | 8P HARNESS B3600 CMP BLU 57FT | EA |  | 1 Year | 900.4072 | 5% | 855.3868
33027 | Belden Wire | C602106058 | PATCHCORD BCAT6+ CMP BLU 58FT | EA |  | 1 Year | 72.941 | 5% | 69.2939
33028 | Belden Wire | C602106058A08 | 8P HARNESS B3600 CMP BLU 58FT | EA |  | 1 Year | 914.7688 | 5% | 869.0304
33029 | Belden Wire | C602106059A08 | 8P HARNESS B3600 CMP BLU 59FT | EA |  | 1 Year | 929.1304 | 5% | 882.6739
33030 | Belden Wire | C602106060 | PATCHCORD BCAT6+ CMP BLU 60FT | EA |  | 1 Year | 75.185 | 5% | 71.4257
33031 | Belden Wire | C602106060A06 | 3600 PRE-TERM ASSY BLU 60FT | EA |  | 1 Year | 748.011 | 5% | 710.6104
33032 | Belden Wire | C602106060A08 | 8P HARNESS B3600 CMP BLU 60FT | EA |  | 1 Year | 943.492 | 5% | 896.3174
33033 | Belden Wire | C602106061A08 | 8P HARNESS B3600 CMP BLU 61FT | EA |  | 1 Year | 957.8536 | 5% | 909.9609
33034 | Belden Wire | C602106062 | PATCHCORD BCAT6+ CMP BLU 62FT | EA |  | 1 Year | 77.429 | 5% | 73.5575
33035 | Belden Wire | C602106062A08 | 8P HARNESS B3600 CMP BLU 62FT | EA |  | 1 Year | 972.2152 | 5% | 923.6044
33036 | Belden Wire | C602106063A08 | 8P HARNESS B3600 CMP BLU 63FT | EA |  | 1 Year | 986.5768 | 5% | 937.248
33037 | Belden Wire | C602106064 | PATCHCORD BCAT6+ CMP BLU 64FT | EA |  | 1 Year | 79.673 | 5% | 75.6894
33038 | Belden Wire | C602106064A08 | 8P HARNESS B3600 CMP BLU 64FT | EA |  | 1 Year | 1000.9384 | 5% | 950.8915
33039 | Belden Wire | C602106065A06 | 3600 PRE-TERM ASSY BLU 65FT | EA |  | 1 Year | 805.233 | 5% | 764.9713
33040 | Belden Wire | C602106065A08 | 8P HARNESS B3600 CMP BLU 65FT | EA |  | 1 Year | 1015.3 | 5% | 964.535
33041 | Belden Wire | C602106066 | PATCHCORD BCAT6+ CMP BLU 66FT | EA |  | 1 Year | 81.917 | 5% | 77.8212
33042 | Belden Wire | C602106066A08 | 8P HARNESS B3600 CMP BLU 66FT | EA |  | 1 Year | 1029.6616 | 5% | 978.1785
33043 | Belden Wire | C602106067A08 | 8P HARNESS B3600 CMP BLU 67FT | EA |  | 1 Year | 1044.0232 | 5% | 991.822
33044 | Belden Wire | C602106068 | PATCHCORD BCAT6+ CMP BLU 68FT | EA |  | 1 Year | 84.161 | 5% | 79.953
33045 | Belden Wire | C602106068A08 | 8P HARNESS B3600 CMP BLU 68FT | EA |  | 1 Year | 1058.3848 | 5% | 1005.4656
33046 | Belden Wire | C602106069A08 | 8P HARNESS B3600 CMP BLU 69FT | EA |  | 1 Year | 1072.7464 | 5% | 1019.1091
33047 | Belden Wire | C602106070 | PATCHCORD BCAT6+ CMP BLU 70FT | EA |  | 1 Year | 86.405 | 5% | 82.0847
33048 | Belden Wire | C602106070A06 | 3600 PRE-TERM ASSY BLU 70FT | EA |  | 1 Year | 862.455 | 5% | 819.3323
33049 | Belden Wire | C602106070A08 | 8P HARNESS B3600 CMP BLU 70FT | EA |  | 1 Year | 1087.108 | 5% | 1032.7526
33050 | Belden Wire | C602106071A08 | 8P HARNESS B3600 CMP BLU 71FT | EA |  | 1 Year | 1101.4696 | 5% | 1046.3961
33051 | Belden Wire | C602106072 | PATCHCORD BCAT6+ CMP BLU 72FT | EA |  | 1 Year | 88.649 | 5% | 84.2165
33052 | Belden Wire | C602106072A08 | 8P HARNESS B3600 CMP BLU 72FT | EA |  | 1 Year | 1115.8312 | 5% | 1060.0396
33053 | Belden Wire | C602106073A08 | 8P HARNESS B3600 CMP BLU 73FT | EA |  | 1 Year | 1130.1928 | 5% | 1073.6832
33054 | Belden Wire | C602106074 | PATCHCORD BCAT6+ CMP BLU 74FT | EA |  | 1 Year | 90.893 | 5% | 86.3483
33055 | Belden Wire | C602106074A08 | 8P HARNESS B3600 CMP BLU 74FT | EA |  | 1 Year | 1144.5544 | 5% | 1087.3267
33056 | Belden Wire | C602106075 | PATCHCORD BCAT6+ CMP BLU 75FT | EA |  | 1 Year | 92.015 | 5% | 87.4142
33057 | Belden Wire | C602106075A06 | 3600 PRE-TERM ASSY BLU 75FT | EA |  | 1 Year | 919.677 | 5% | 873.6931
33058 | Belden Wire | C602106075A08 | 8P HARNESS B3600 CMP BLU 75FT | EA |  | 1 Year | 1158.916 | 5% | 1100.9702
33059 | Belden Wire | C602106076 | PATCHCORD BCAT6+ CMP BLU 76FT | EA |  | 1 Year | 93.137 | 5% | 88.4801
33060 | Belden Wire | C602106076A08 | 8P HARNESS B3600 CMP BLU 76FT | EA |  | 1 Year | 1173.2776 | 5% | 1114.6137
33061 | Belden Wire | C602106077A08 | 8P HARNESS B3600 CMP BLU 77FT | EA |  | 1 Year | 1187.6392 | 5% | 1128.2572
33062 | Belden Wire | C602106078 | PATCHCORD BCAT6+ CMP BLU 78FT | EA |  | 1 Year | 95.381 | 5% | 90.6119
33063 | Belden Wire | C602106078A08 | 8P HARNESS B3600 CMP BLU 78FT | EA |  | 1 Year | 1202.0008 | 5% | 1141.9008
33064 | Belden Wire | C602106079A08 | 8P HARNESS B3600 CMP BLU 79FT | EA |  | 1 Year | 1216.3624 | 5% | 1155.5443
33065 | Belden Wire | C602106080 | PATCHCORD BCAT6+ CMP BLU 80FT | EA |  | 1 Year | 97.625 | 5% | 92.7437
33066 | Belden Wire | C602106080A06 | 3600 PRE-TERM ASSY BLU 80FT | EA |  | 1 Year | 976.899 | 5% | 928.054
33067 | Belden Wire | C602106080A08 | 8P HARNESS B3600 CMP BLU 80FT | EA |  | 1 Year | 1230.724 | 5% | 1169.1878
33068 | Belden Wire | C602106081A08 | 8P HARNESS B3600 CMP BLU 81FT | EA |  | 1 Year | 1245.0856 | 5% | 1182.8313
33069 | Belden Wire | C602106082 | PATCHCORD BCAT6+ CMP BLU 82FT | EA |  | 1 Year | 99.869 | 5% | 94.8755
33070 | Belden Wire | C602106082A08 | 8P HARNESS B3600 CMP BLU 82FT | EA |  | 1 Year | 1259.4472 | 5% | 1196.4748
33071 | Belden Wire | C602106083A08 | 8P HARNESS B3600 CMP BLU 83FT | EA |  | 1 Year | 1273.8088 | 5% | 1210.1184
33072 | Belden Wire | C602106084 | PATCHCORD BCAT6+ CMP BLU 84FT | EA |  | 1 Year | 102.113 | 5% | 97.0073
33073 | Belden Wire | C602106084A08 | 8P HARNESS B3600 CMP BLU 84FT | EA |  | 1 Year | 1288.1704 | 5% | 1223.7619
33074 | Belden Wire | C602106085A06 | 3600 PRE-TERM ASSY BLU 85FT | EA |  | 1 Year | 1034.121 | 5% | 982.415
33075 | Belden Wire | C602106085A08 | 8P HARNESS B3600 CMP BLU 85FT | EA |  | 1 Year | 1302.532 | 5% | 1237.4054
33076 | Belden Wire | C602106086 | PATCHCORD BCAT6+ CMP BLU 86FT | EA |  | 1 Year | 104.357 | 5% | 99.1392
33077 | Belden Wire | C602106086A08 | 8P HARNESS B3600 CMP BLU 86FT | EA |  | 1 Year | 1316.8936 | 5% | 1251.0489
33078 | Belden Wire | C602106087A08 | 8P HARNESS B3600 CMP BLU 87FT | EA |  | 1 Year | 1331.2552 | 5% | 1264.6924
33079 | Belden Wire | C602106088 | PATCHCORD BCAT6+ CMP BLU 88FT | EA |  | 1 Year | 106.601 | 5% | 101.2709
33080 | Belden Wire | C602106088A08 | 8P HARNESS B3600 CMP BLU 88FT | EA |  | 1 Year | 1345.6168 | 5% | 1278.336
33081 | Belden Wire | C602106089A08 | 8P HARNESS B3600 CMP BLU 89FT | EA |  | 1 Year | 1359.9784 | 5% | 1291.9795
33082 | Belden Wire | C602106090 | PATCHCORD BCAT6+ CMP BLU 90FT | EA |  | 1 Year | 108.845 | 5% | 103.4027
33083 | Belden Wire | C602106090A06 | 3600 PRE-TERM ASSY BLU 90FT | EA |  | 1 Year | 1091.343 | 5% | 1036.7758
33084 | Belden Wire | C602106090A08 | 8P HARNESS B3600 CMP BLU 90FT | EA |  | 1 Year | 1374.34 | 5% | 1305.623
33085 | Belden Wire | C602106091A08 | 8P HARNESS B3600 CMP BLU 91FT | EA |  | 1 Year | 1388.7016 | 5% | 1319.2665
33086 | Belden Wire | C602106092 | PATCHCORD BCAT6+ CMP BLU 92FT | EA |  | 1 Year | 111.089 | 5% | 105.5345
33087 | Belden Wire | C602106092A08 | 8P HARNESS B3600 CMP BLU 92FT | EA |  | 1 Year | 1403.0632 | 5% | 1332.91
33088 | Belden Wire | C602106093A08 | 8P HARNESS B3600 CMP BLU 93FT | EA |  | 1 Year | 1417.4248 | 5% | 1346.5536
33089 | Belden Wire | C602106094 | PATCHCORD BCAT6+ CMP BLU 94FT | EA |  | 1 Year | 113.333 | 5% | 107.6663
33090 | Belden Wire | C602106094A08 | 8P HARNESS B3600 CMP BLU 94FT | EA |  | 1 Year | 1431.7864 | 5% | 1360.1971
33091 | Belden Wire | C602106095A06 | 3600 PRE-TERM ASSY BLU 95FT | EA |  | 1 Year | 1148.565 | 5% | 1091.1367
33092 | Belden Wire | C602106095A08 | 8P HARNESS B3600 CMP BLU 95FT | EA |  | 1 Year | 1446.148 | 5% | 1373.8406
33093 | Belden Wire | C602106096 | PATCHCORD BCAT6+ CMP BLU 96FT | EA |  | 1 Year | 115.577 | 5% | 109.7981
33094 | Belden Wire | C602106096A08 | 8P HARNESS B3600 CMP BLU 96FT | EA |  | 1 Year | 1460.5096 | 5% | 1387.4841
33095 | Belden Wire | C602106097A08 | 8P HARNESS B3600 CMP BLU 97FT | EA |  | 1 Year | 1474.8712 | 5% | 1401.1276
33096 | Belden Wire | C602106098 | PATCHCORD BCAT6+ CMP BLU 98FT | EA |  | 1 Year | 117.821 | 5% | 111.9299
33097 | Belden Wire | C602106098A08 | 8P HARNESS B3600 CMP BLU 98FT | EA |  | 1 Year | 1489.2328 | 5% | 1414.7712
33098 | Belden Wire | C602106099A08 | 8P HARNESS B3600 CMP BLU 99FT | EA |  | 1 Year | 1503.5944 | 5% | 1428.4147
33099 | Belden Wire | C602106100 | PATCHCORD BCAT6+ CMP BLU 100FT | EA |  | 1 Year | 120.065 | 5% | 114.0617
33100 | Belden Wire | C602106100A06 | 3600 PRE-TERM ASSY BLU 100FT | EA |  | 1 Year | 1205.787 | 5% | 1145.4977
33101 | Belden Wire | C602106100A08 | 8P HARNESS B3600 CMP BLU 100FT | EA |  | 1 Year | 1517.956 | 5% | 1442.0582
33102 | Belden Wire | C602106102 | PATCHCORD BCAT6+ CMP BLU 102FT | EA |  | 1 Year | 133.7534 | 5% | 127.0657
33103 | Belden Wire | C602106104 | PATCHCORD BCAT6+ CMP BLU 104FT | EA |  | 1 Year | 136.2218 | 5% | 129.4107
33104 | Belden Wire | C602106105A06 | 3600 PRE-TERM ASSY BLU 105FT | EA |  | 1 Year | 1383.1752 | 5% | 1314.0164
33105 | Belden Wire | C602106105A08 | 8P HARNESS B3600 CMP BLU 105FT | EA |  | 1 Year | 1740.5608 | 5% | 1653.5328
33106 | Belden Wire | C602106106 | PATCHCORD BCAT6+ CMP BLU 106FT | EA |  | 1 Year | 138.6902 | 5% | 131.7557
33107 | Belden Wire | C602106108 | PATCHCORD BCAT6+ CMP BLU 108FT | EA |  | 1 Year | 141.1586 | 5% | 134.1007
33108 | Belden Wire | C602106110 | PATCHCORD BCAT6+ CMP BLU 110FT | EA |  | 1 Year | 143.627 | 5% | 136.4457
33109 | Belden Wire | C602106110A06 | 3600 PRE-TERM ASSY BLU 110FT | EA |  | 1 Year | 1446.1194 | 5% | 1373.8134
33110 | Belden Wire | C602106110A08 | 8P HARNESS B3600 CMP BLU 110FT | EA |  | 1 Year | 1819.5496 | 5% | 1728.5721
33111 | Belden Wire | C602106112 | PATCHCORD BCAT6+ CMP BLU 112FT | EA |  | 1 Year | 146.0954 | 5% | 138.7906
33112 | Belden Wire | C602106114 | PATCHCORD BCAT6+ CMP BLU 114FT | EA |  | 1 Year | 148.5638 | 5% | 141.1356
33113 | Belden Wire | C602106115A06 | 3600 PRE-TERM ASSY BLU 115FT | EA |  | 1 Year | 1509.0636 | 5% | 1433.6104
33114 | Belden Wire | C602106115A08 | 8P HARNESS B3600 CMP BLU 115FT | EA |  | 1 Year | 1898.5384 | 5% | 1803.6115
33115 | Belden Wire | C602106116 | PATCHCORD BCAT6+ CMP BLU 116FT | EA |  | 1 Year | 151.0322 | 5% | 143.4806
33116 | Belden Wire | C602106118 | PATCHCORD BCAT6+ CMP BLU 118FT | EA |  | 1 Year | 153.5006 | 5% | 145.8256
33117 | Belden Wire | C602106120 | PATCHCORD BCAT6+ CMP BLU 120FT | EA |  | 1 Year | 155.969 | 5% | 148.1705
33118 | Belden Wire | C602106120A06 | 3600 PRE-TERM ASSY BLU 120FT | EA |  | 1 Year | 1572.0078 | 5% | 1493.4074
33119 | Belden Wire | C602106120A08 | 8P HARNESS B3600 CMP BLU 120FT | EA |  | 1 Year | 1977.5272 | 5% | 1878.6508
33120 | Belden Wire | C602106122 | PATCHCORD BCAT6+ CMP BLU 122FT | EA |  | 1 Year | 158.4374 | 5% | 150.5155
33121 | Belden Wire | C602106124 | PATCHCORD BCAT6+ CMP BLU 124FT | EA |  | 1 Year | 160.9058 | 5% | 152.8605
33122 | Belden Wire | C602106125A06 | 3600 PRE-TERM ASSY BLU 125FT | EA |  | 1 Year | 1634.952 | 5% | 1553.2044
33123 | Belden Wire | C602106125A08 | 8P HARNESS B3600 CMP BLU 125FT | EA |  | 1 Year | 2056.516 | 5% | 1953.6902
33124 | Belden Wire | C602106126 | PATCHCORD BCAT6+ CMP BLU 126FT | EA |  | 1 Year | 163.3742 | 5% | 155.2055
33125 | Belden Wire | C602106128 | PATCHCORD BCAT6+ CMP BLU 128FT | EA |  | 1 Year | 165.8426 | 5% | 157.5505
33126 | Belden Wire | C602106130 | PATCHCORD BCAT6+ CMP BLU 130FT | EA |  | 1 Year | 168.311 | 5% | 159.8955
33127 | Belden Wire | C602106130A06 | 3600 PRE-TERM ASSY BLU 130FT | EA |  | 1 Year | 1697.8962 | 5% | 1613.0014
33128 | Belden Wire | C602106130A08 | 8P HARNESS B3600 CMP BLU 130FT | EA |  | 1 Year | 2135.5048 | 5% | 2028.7296
33129 | Belden Wire | C602106132 | PATCHCORD BCAT6+ CMP BLU 132FT | EA |  | 1 Year | 170.7794 | 5% | 162.2404
33130 | Belden Wire | C602106134 | PATCHCORD BCAT6+ CMP BLU 134FT | EA |  | 1 Year | 173.2478 | 5% | 164.5854
33131 | Belden Wire | C602106135A06 | 3600 PRE-TERM ASSY BLU 135FT | EA |  | 1 Year | 1760.8404 | 5% | 1672.7984
33132 | Belden Wire | C602106135A08 | 8P HARNESS B3600 CMP BLU 135FT | EA |  | 1 Year | 2214.4936 | 5% | 2103.7689
33133 | Belden Wire | C602106136 | PATCHCORD BCAT6+ CMP BLU 136FT | EA |  | 1 Year | 175.7162 | 5% | 166.9304
33134 | Belden Wire | C602106138 | PATCHCORD BCAT6+ CMP BLU 138FT | EA |  | 1 Year | 178.1846 | 5% | 169.2754
33135 | Belden Wire | C602106140A06 | 3600 PRE-TERM ASSY BLU 140FT | EA |  | 1 Year | 1823.7846 | 5% | 1732.5954
33136 | Belden Wire | C602106140A08 | 8P HARNESS B3600 CMP BLU 140FT | EA |  | 1 Year | 2293.4824 | 5% | 2178.8083
33137 | Belden Wire | C602106145A06 | 3600 PRE-TERM ASSY BLU 145FT | EA |  | 1 Year | 1886.7288 | 5% | 1792.3924
33138 | Belden Wire | C602106145A08 | 8P HARNESS B3600 CMP BLU 145FT | EA |  | 1 Year | 2372.4712 | 5% | 2253.8476
33139 | Belden Wire | C602106150A06 | 3600 PRE-TERM ASSY BLU 150FT | EA |  | 1 Year | 1949.673 | 5% | 1852.1893
33140 | Belden Wire | C602106150A08 | 8P HARNESS B3600 CMP BLU 150FT | EA |  | 1 Year | 2451.46 | 5% | 2328.887
33141 | Belden Wire | C602106155A06 | 3600 PRE-TERM ASSY BLU 155FT | EA |  | 1 Year | 2012.6172 | 5% | 1911.9863
33142 | Belden Wire | C602106155A08 | 8P HARNESS B3600 CMP BLU 155FT | EA |  | 1 Year | 2530.4488 | 5% | 2403.9264
33143 | Belden Wire | C602106160A06 | 3600 PRE-TERM ASSY BLU 160FT | EA |  | 1 Year | 2075.5614 | 5% | 1971.7833
33144 | Belden Wire | C602106160A08 | 8P HARNESS B3600 CMP BLU 160FT | EA |  | 1 Year | 2609.4376 | 5% | 2478.9657
33145 | Belden Wire | C602106165A06 | 3600 PRE-TERM ASSY BLU 165FT | EA |  | 1 Year | 2138.5056 | 5% | 2031.5803
33146 | Belden Wire | C602106165A08 | 8P HARNESS B3600 CMP BLU 165FT | EA |  | 1 Year | 2688.4264 | 5% | 2554.0051
33147 | Belden Wire | C602106170A06 | 3600 PRE-TERM ASSY BLU 170FT | EA |  | 1 Year | 2201.4498 | 5% | 2091.3773
33148 | Belden Wire | C602106170A08 | 8P HARNESS B3600 CMP BLU 170FT | EA |  | 1 Year | 2767.4152 | 5% | 2629.0444
33149 | Belden Wire | C602106175A06 | 3600 PRE-TERM ASSY BLU 175FT | EA |  | 1 Year | 2264.394 | 5% | 2151.1743
33150 | Belden Wire | C602106175A08 | 8P HARNESS B3600 CMP BLU 175FT | EA |  | 1 Year | 2846.404 | 5% | 2704.0838
33151 | Belden Wire | C602106180A06 | 3600 PRE-TERM ASSY BLU 180FT | EA |  | 1 Year | 2327.3382 | 5% | 2210.9713
33152 | Belden Wire | C602106180A08 | 8P HARNESS B3600 CMP BLU 180FT | EA |  | 1 Year | 2925.3928 | 5% | 2779.1232
33153 | Belden Wire | C602106185A06 | 3600 PRE-TERM ASSY BLU 185FT | EA |  | 1 Year | 2390.2824 | 5% | 2270.7683
33154 | Belden Wire | C602106185A08 | 8P HARNESS B3600 CMP BLU 185FT | EA |  | 1 Year | 3004.3816 | 5% | 2854.1625
33155 | Belden Wire | C602106190A06 | 3600 PRE-TERM ASSY BLU 190FT | EA |  | 1 Year | 2453.2266 | 5% | 2330.5653
33156 | Belden Wire | C602106190A08 | 8P HARNESS B3600 CMP BLU 190FT | EA |  | 1 Year | 3083.3704 | 5% | 2929.2019
33157 | Belden Wire | C602106195A06 | 3600 PRE-TERM ASSY BLU 195FT | EA |  | 1 Year | 2516.1708 | 5% | 2390.3623
33158 | Belden Wire | C602106195A08 | 8P HARNESS B3600 CMP BLU 195FT | EA |  | 1 Year | 3162.3592 | 5% | 3004.2412
33159 | Belden Wire | C602106200A06 | 3600 PRE-TERM ASSY BLU 200FT | EA |  | 1 Year | 2579.115 | 5% | 2450.1592
33160 | Belden Wire | C602106200A08 | 8P HARNESS B3600 CMP BLU 200FT | EA |  | 1 Year | 3241.348 | 5% | 3079.2806
33161 | Belden Wire | C602106205A06 | 3600 PRE-TERM ASSY BLU 205FT | EA |  | 1 Year | 2759.3643 | 5% | 2621.3961
33162 | Belden Wire | C602106205A08 | 8P HARNESS B3600 CMP BLU 205FT | EA |  | 1 Year | 3467.5432 | 5% | 3294.166
33163 | Belden Wire | C602106210A06 | 3600 PRE-TERM ASSY BLU 210FT | EA |  | 1 Year | 2825.1696 | 5% | 2683.9111
33164 | Belden Wire | C602106210A08 | 8P HARNESS B3600 CMP BLU 210FT | EA |  | 1 Year | 3550.1224 | 5% | 3372.6163
33165 | Belden Wire | C602106215A06 | 3600 PRE-TERM ASSY BLU 215FT | EA |  | 1 Year | 2890.9749 | 5% | 2746.4262
33166 | Belden Wire | C602106215A08 | 8P HARNESS B3600 CMP BLU 215FT | EA |  | 1 Year | 3632.7016 | 5% | 3451.0665
33167 | Belden Wire | C602106220A06 | 3600 PRE-TERM ASSY BLU 220FT | EA |  | 1 Year | 2956.7802 | 5% | 2808.9412
33168 | Belden Wire | C602106220A08 | 8P HARNESS B3600 CMP BLU 220FT | EA |  | 1 Year | 3715.2808 | 5% | 3529.5168
33169 | Belden Wire | C602106225A06 | 3600 PRE-TERM ASSY BLU 225FT | EA |  | 1 Year | 3022.5855 | 5% | 2871.4562
33170 | Belden Wire | C602106225A08 | 8P HARNESS B3600 CMP BLU 225FT | EA |  | 1 Year | 3797.86 | 5% | 3607.967
33171 | Belden Wire | C602106230A06 | 3600 PRE-TERM ASSY BLU 230FT | EA |  | 1 Year | 3088.3908 | 5% | 2933.9713
33172 | Belden Wire | C602106230A08 | 8P HARNESS B3600 CMP BLU 230FT | EA |  | 1 Year | 3880.4392 | 5% | 3686.4172
33173 | Belden Wire | C602106235A06 | 3600 PRE-TERM ASSY BLU 235FT | EA |  | 1 Year | 3154.1961 | 5% | 2996.4863
33174 | Belden Wire | C602106235A08 | 8P HARNESS B3600 CMP BLU 235FT | EA |  | 1 Year | 3963.0184 | 5% | 3764.8675
33175 | Belden Wire | C602106240A06 | 3600 PRE-TERM ASSY BLU 240FT | EA |  | 1 Year | 3220.0014 | 5% | 3059.0013
33176 | Belden Wire | C602106240A08 | 8P HARNESS B3600 CMP BLU 240FT | EA |  | 1 Year | 4045.5976 | 5% | 3843.3177
33177 | Belden Wire | C602106245A06 | 3600 PRE-TERM ASSY BLU 245FT | EA |  | 1 Year | 3285.8067 | 5% | 3121.5164
33178 | Belden Wire | C602106245A08 | 8P HARNESS B3600 CMP BLU 245FT | EA |  | 1 Year | 4128.1768 | 5% | 3921.768
33179 | Belden Wire | C602106250A06 | 3600 PRE-TERM ASSY BLU 250FT | EA |  | 1 Year | 3351.612 | 5% | 3184.0314
33180 | Belden Wire | C602106250A08 | 8P HARNESS B3600 CMP BLU 250FT | EA |  | 1 Year | 4210.756 | 5% | 4000.2182
33181 | Belden Wire | C602106255A06 | 3600 PRE-TERM ASSY BLU 255FT | EA |  | 1 Year | 3417.4173 | 5% | 3246.5464
33182 | Belden Wire | C602106255A08 | 8P HARNESS B3600 CMP BLU 255FT | EA |  | 1 Year | 4293.3352 | 5% | 4078.6684
33183 | Belden Wire | C602106260A06 | 3600 PRE-TERM ASSY BLU 260FT | EA |  | 1 Year | 3483.2226 | 5% | 3309.0615
33184 | Belden Wire | C602106260A08 | 8P HARNESS B3600 CMP BLU 260FT | EA |  | 1 Year | 4375.9144 | 5% | 4157.1187
33185 | Belden Wire | C602106265A06 | 3600 PRE-TERM ASSY BLU 265FT | EA |  | 1 Year | 3549.0279 | 5% | 3371.5765
33186 | Belden Wire | C602106265A08 | 8P HARNESS B3600 CMP BLU 265FT | EA |  | 1 Year | 4458.4936 | 5% | 4235.5689
33187 | Belden Wire | C602106270A06 | 3600 PRE-TERM ASSY BLU 270FT | EA |  | 1 Year | 3614.8332 | 5% | 3434.0915
33188 | Belden Wire | C602106270A08 | 8P HARNESS B3600 CMP BLU 270FT | EA |  | 1 Year | 4541.0728 | 5% | 4314.0192
33189 | Belden Wire | C602106275A06 | 3600 PRE-TERM ASSY BLU 275FT | EA |  | 1 Year | 3680.6385 | 5% | 3496.6066
33190 | Belden Wire | C602106275A08 | 8P HARNESS B3600 CMP BLU 275FT | EA |  | 1 Year | 4623.652 | 5% | 4392.4694
33191 | Belden Wire | C602106280A06 | 3600 PRE-TERM ASSY BLU 280FT | EA |  | 1 Year | 3746.4438 | 5% | 3559.1216
33192 | Belden Wire | C602106280A08 | 8P HARNESS B3600 CMP BLU 280FT | EA |  | 1 Year | 4706.2312 | 5% | 4470.9196
33193 | Belden Wire | C602106285A06 | 3600 PRE-TERM ASSY BLU 285FT | EA |  | 1 Year | 3812.2491 | 5% | 3621.6366
33194 | Belden Wire | C602106285A08 | 8P HARNESS B3600 CMP BLU 285FT | EA |  | 1 Year | 4788.8104 | 5% | 4549.3699
33195 | Belden Wire | C602106290A06 | 3600 PRE-TERM ASSY BLU 290FT | EA |  | 1 Year | 3878.0544 | 5% | 3684.1517
33196 | Belden Wire | C602106290A08 | 8P HARNESS B3600 CMP BLU 290FT | EA |  | 1 Year | 4871.3896 | 5% | 4627.8201
33197 | Belden Wire | C602106295A06 | 3600 PRE-TERM ASSY BLU 295FT | EA |  | 1 Year | 3469 | 5% | 3295.55
33198 | Belden Wire | C602106295A08 | 8P HARNESS B3600 CMP BLU 295FT | EA |  | 1 Year | 4509.7 | 5% | 4284.215
33199 | Belden Wire | C602107003 | PATCHCORD BCAT6+ CMP VIO 3FT | EA |  | 1 Year | 11.231 | 5% | 10.6694
33200 | Belden Wire | C602107007 | PATCHCORD BCAT6+ CMP VIO 7FT | EA |  | 1 Year | 15.719 | 5% | 14.933
33201 | Belden Wire | C602107010 | PATCHCORD BCAT6+ CMP VIO 10FT | EA |  | 1 Year | 19.085 | 5% | 18.1307
33202 | Belden Wire | C602107017 | PATCHCORD BCAT6+ CMP VIO 17FT | EA |  | 1 Year | 26.939 | 5% | 25.5921
33203 | Belden Wire | C602107050 | PATCHCORD BCAT6+ CMP VIO 50FT | EA |  | 1 Year | 63.965 | 5% | 60.7668
33204 | Belden Wire | C602108002 | PATCHCORD BCAT6+ CMP GRY 2FT | EA |  | 1 Year | 10.109 | 5% | 9.6036
33205 | Belden Wire | C602108003 | PATCHCORD BCAT6+ CMP GRY 3FT | EA |  | 1 Year | 11.231 | 5% | 10.6694
33206 | Belden Wire | C602108004 | PATCHCORD BCAT6+ CMP GRY 4FT | EA |  | 1 Year | 12.353 | 5% | 11.7353
33207 | Belden Wire | C602108005 | PATCHCORD BCAT6+ CMP GRY 5FT | EA |  | 1 Year | 13.475 | 5% | 12.8012
33208 | Belden Wire | C602108006 | PATCHCORD BCAT6+ CMP GRY 6FT | EA |  | 1 Year | 14.597 | 5% | 13.8671
33209 | Belden Wire | C602108007 | PATCHCORD BCAT6+ CMP GRY 7FT | EA |  | 1 Year | 15.719 | 5% | 14.933
33210 | Belden Wire | C602108008 | PATCHCORD BCAT6+ CMP GRY 8FT | EA |  | 1 Year | 16.841 | 5% | 15.999
33211 | Belden Wire | C602108010 | PATCHCORD BCAT6+ CMP GRY 10FT | EA |  | 1 Year | 19.085 | 5% | 18.1307
33212 | Belden Wire | C602108015 | PATCHCORD BCAT6+ CMP GRY 15FT | EA |  | 1 Year | 24.695 | 5% | 23.4602
33213 | Belden Wire | C602108017 | PATCHCORD BCAT6+ CMP GRY 17FT | EA |  | 1 Year | 26.939 | 5% | 25.5921
33214 | Belden Wire | C602108025 | PATCHCORD BCAT6+ CMP GRY 25FT | EA |  | 1 Year | 35.915 | 5% | 34.1193
33215 | Belden Wire | C602108050 | PATCHCORD BCAT6+ CMP GRY 50FT | EA |  | 1 Year | 63.965 | 5% | 60.7668
33216 | Belden Wire | C602108100 | PATCHCORD BCAT6+ CMP GRY 100FT | EA |  | 1 Year | 120.065 | 5% | 114.0617
33217 | Belden Wire | C602109002 | PATCHCORD BCAT6+ CMP WHI 2FT | EA |  | 1 Year | 10.109 | 5% | 9.6036
33218 | Belden Wire | C602109003 | PATCHCORD BCAT6+ CMP WHI 3FT | EA |  | 1 Year | 11.231 | 5% | 10.6694
33219 | Belden Wire | C602109004 | PATCHCORD BCAT6+ CMP WHI 4FT | EA |  | 1 Year | 12.353 | 5% | 11.7353
33220 | Belden Wire | C602109005 | PATCHCORD BCAT6+ CMP WHI 5FT | EA |  | 1 Year | 13.475 | 5% | 12.8012
33221 | Belden Wire | C602109006 | PATCHCORD BCAT6+ CMP WHI 6FT | EA |  | 1 Year | 14.597 | 5% | 13.8671
33222 | Belden Wire | C602109006A06 | 3600 PRE-TERM ASSY WHI 6FT | EA |  | 1 Year | 130.0134 | 5% | 123.5127
33223 | Belden Wire | C602109006A08 | 8P HARNESS B3600 CMP WHI 6FT | EA |  | 1 Year | 167.9656 | 5% | 159.5673
33224 | Belden Wire | C602109007 | PATCHCORD BCAT6+ CMP WHI 7FT | EA |  | 1 Year | 15.719 | 5% | 14.933
33225 | Belden Wire | C602109007A06 | 3600 PRE-TERM ASSY WHI 7FT | EA |  | 1 Year | 141.4578 | 5% | 134.3849
33226 | Belden Wire | C602109007A08 | 8P HARNESS B3600 CMP WHI 7FT | EA |  | 1 Year | 182.3272 | 5% | 173.2108
33227 | Belden Wire | C602109008A06 | 3600 PRE-TERM ASSY WHI 8FT | EA |  | 1 Year | 152.9022 | 5% | 145.2571
33228 | Belden Wire | C602109008A08 | 8P HARNESS B3600 CMP WHI 8FT | EA |  | 1 Year | 196.6888 | 5% | 186.8544
33229 | Belden Wire | C602109009A06 | 3600 PRE-TERM ASSY WHI 9FT | EA |  | 1 Year | 164.3466 | 5% | 156.1293
33230 | Belden Wire | C602109009A08 | 8P HARNESS B3600 CMP WHI 9FT | EA |  | 1 Year | 211.0504 | 5% | 200.4979
33231 | Belden Wire | C602109010 | PATCHCORD BCAT6+ CMP WHI 10FT | EA |  | 1 Year | 19.085 | 5% | 18.1307
33232 | Belden Wire | C602109010A06 | 3600 PRE-TERM ASSY WHI 10FT | EA |  | 1 Year | 175.791 | 5% | 167.0014
33233 | Belden Wire | C602109010A08 | 8P HARNESS B3600 CMP WHI 10FT | EA |  | 1 Year | 225.412 | 5% | 214.1414
33234 | Belden Wire | C602109011A06 | 3600 PRE-TERM ASSY WHI 11FT | EA |  | 1 Year | 187.2354 | 5% | 177.8736
33235 | Belden Wire | C602109011A08 | 8P HARNESS B3600 CMP WHI 11FT | EA |  | 1 Year | 239.7736 | 5% | 227.7849
33236 | Belden Wire | C602109012A06 | 3600 PRE-TERM ASSY WHI 12FT | EA |  | 1 Year | 198.6798 | 5% | 188.7458
33237 | Belden Wire | C602109012A08 | 8P HARNESS B3600 CMP WHI 12FT | EA |  | 1 Year | 254.1352 | 5% | 241.4284
33238 | Belden Wire | C602109013A06 | 3600 PRE-TERM ASSY WHI 13FT | EA |  | 1 Year | 210.1242 | 5% | 199.618
33239 | Belden Wire | C602109013A08 | 8P HARNESS B3600 CMP WHI 13FT | EA |  | 1 Year | 268.4968 | 5% | 255.072
33240 | Belden Wire | C602109014A06 | 3600 PRE-TERM ASSY WHI 14FT | EA |  | 1 Year | 221.5686 | 5% | 210.4902
33241 | Belden Wire | C602109014A08 | 8P HARNESS B3600 CMP WHI 14FT | EA |  | 1 Year | 282.8584 | 5% | 268.7155
33242 | Belden Wire | C602109015 | PATCHCORD BCAT6+ CMP WHI 15FT | EA |  | 1 Year | 24.695 | 5% | 23.4602
33243 | Belden Wire | C602109015A06 | 3600 PRE-TERM ASSY WHI 15FT | EA |  | 1 Year | 233.013 | 5% | 221.3623
33244 | Belden Wire | C602109015A08 | 8P HARNESS B3600 CMP WHI 15FT | EA |  | 1 Year | 297.22 | 5% | 282.359
33245 | Belden Wire | C602109016A06 | 3600 PRE-TERM ASSY WHI 16FT | EA |  | 1 Year | 244.4574 | 5% | 232.2345
33246 | Belden Wire | C602109016A08 | 8P HARNESS B3600 CMP WHI 16FT | EA |  | 1 Year | 311.5816 | 5% | 296.0025
33247 | Belden Wire | C602109017A06 | 3600 PRE-TERM ASSY WHI 17FT | EA |  | 1 Year | 255.9018 | 5% | 243.1067
33248 | Belden Wire | C602109017A08 | 8P HARNESS B3600 CMP WHI 17FT | EA |  | 1 Year | 325.9432 | 5% | 309.646
33249 | Belden Wire | C602109018A06 | 3600 PRE-TERM ASSY WHI 18FT | EA |  | 1 Year | 267.3462 | 5% | 253.9789
33250 | Belden Wire | C602109018A08 | 8P HARNESS B3600 CMP WHI 18FT | EA |  | 1 Year | 340.3048 | 5% | 323.2896
33251 | Belden Wire | C602109019A06 | 3600 PRE-TERM ASSY WHI 19FT | EA |  | 1 Year | 278.7906 | 5% | 264.8511
33252 | Belden Wire | C602109019A08 | 8P HARNESS B3600 CMP WHI 19FT | EA |  | 1 Year | 354.6664 | 5% | 336.9331
33253 | Belden Wire | C602109020 | PATCHCORD BCAT6+ CMP WHI 20FT | EA |  | 1 Year | 30.305 | 5% | 28.7897
33254 | Belden Wire | C602109020A06 | 3600 PRE-TERM ASSY WHI 20FT | EA |  | 1 Year | 290.235 | 5% | 275.7233
33255 | Belden Wire | C602109020A08 | 8P HARNESS B3600 CMP WHI 20FT | EA |  | 1 Year | 369.028 | 5% | 350.5766
33256 | Belden Wire | C602109021A06 | 3600 PRE-TERM ASSY WHI 21FT | EA |  | 1 Year | 301.6794 | 5% | 286.5954
33257 | Belden Wire | C602109021A08 | 8P HARNESS B3600 CMP WHI 21FT | EA |  | 1 Year | 383.3896 | 5% | 364.2201
33258 | Belden Wire | C602109022A06 | 3600 PRE-TERM ASSY WHI 22FT | EA |  | 1 Year | 313.1238 | 5% | 297.4676
33259 | Belden Wire | C602109022A08 | 8P HARNESS B3600 CMP WHI 22FT | EA |  | 1 Year | 397.7512 | 5% | 377.8636
33260 | Belden Wire | C602109023A06 | 3600 PRE-TERM ASSY WHI 23FT | EA |  | 1 Year | 324.5682 | 5% | 308.3398
33261 | Belden Wire | C602109023A08 | 8P HARNESS B3600 CMP WHI 23FT | EA |  | 1 Year | 412.1128 | 5% | 391.5072
33262 | Belden Wire | C602109024A06 | 3600 PRE-TERM ASSY WHI 24FT | EA |  | 1 Year | 336.0126 | 5% | 319.212
33263 | Belden Wire | C602109024A08 | 8P HARNESS B3600 CMP WHI 24FT | EA |  | 1 Year | 426.4744 | 5% | 405.1507
33264 | Belden Wire | C602109025 | PATCHCORD BCAT6+ CMP WHI 25FT | EA |  | 1 Year | 35.915 | 5% | 34.1193
33265 | Belden Wire | C602109025A06 | 3600 PRE-TERM ASSY WHI 25FT | EA |  | 1 Year | 347.457 | 5% | 330.0841
33266 | Belden Wire | C602109025A08 | 8P HARNESS B3600 CMP WHI 25FT | EA |  | 1 Year | 440.836 | 5% | 418.7942
33267 | Belden Wire | C602109026A06 | 3600 PRE-TERM ASSY WHI 26FT | EA |  | 1 Year | 358.9014 | 5% | 340.9563
33268 | Belden Wire | C602109026A08 | 8P HARNESS B3600 CMP WHI 26FT | EA |  | 1 Year | 455.1976 | 5% | 432.4377
33269 | Belden Wire | C602109027A06 | 3600 PRE-TERM ASSY WHI 27FT | EA |  | 1 Year | 370.3458 | 5% | 351.8285
33270 | Belden Wire | C602109027A08 | 8P HARNESS B3600 CMP WHI 27FT | EA |  | 1 Year | 469.5592 | 5% | 446.0812
33271 | Belden Wire | C602109028A06 | 3600 PRE-TERM ASSY WHI 28FT | EA |  | 1 Year | 381.7902 | 5% | 362.7007
33272 | Belden Wire | C602109028A08 | 8P HARNESS B3600 CMP WHI 28FT | EA |  | 1 Year | 483.9208 | 5% | 459.7248
33273 | Belden Wire | C602109029A06 | 3600 PRE-TERM ASSY WHI 29FT | EA |  | 1 Year | 393.2346 | 5% | 373.5729
33274 | Belden Wire | C602109029A08 | 8P HARNESS B3600 CMP WHI 29FT | EA |  | 1 Year | 498.2824 | 5% | 473.3683
33275 | Belden Wire | C602109030A06 | 3600 PRE-TERM ASSY WHI 30FT | EA |  | 1 Year | 404.679 | 5% | 384.445
33276 | Belden Wire | C602109030A08 | 8P HARNESS B3600 CMP WHI 30FT | EA |  | 1 Year | 512.644 | 5% | 487.0118
33277 | Belden Wire | C602109031A06 | 3600 PRE-TERM ASSY WHI 31FT | EA |  | 1 Year | 416.1234 | 5% | 395.3172
33278 | Belden Wire | C602109031A08 | 8P HARNESS B3600 CMP WHI 31FT | EA |  | 1 Year | 527.0056 | 5% | 500.6553
33279 | Belden Wire | C602109032A06 | 3600 PRE-TERM ASSY WHI 32FT | EA |  | 1 Year | 427.5678 | 5% | 406.1894
33280 | Belden Wire | C602109032A08 | 8P HARNESS B3600 CMP WHI 32FT | EA |  | 1 Year | 541.3672 | 5% | 514.2988
33281 | Belden Wire | C602109033A06 | 3600 PRE-TERM ASSY WHI 33FT | EA |  | 1 Year | 439.0122 | 5% | 417.0616
33282 | Belden Wire | C602109033A08 | 8P HARNESS B3600 CMP WHI 33FT | EA |  | 1 Year | 555.7288 | 5% | 527.9424
33283 | Belden Wire | C602109034A06 | 3600 PRE-TERM ASSY WHI 34FT | EA |  | 1 Year | 450.4566 | 5% | 427.9338
33284 | Belden Wire | C602109034A08 | 8P HARNESS B3600 CMP WHI 34FT | EA |  | 1 Year | 570.0904 | 5% | 541.5859
33285 | Belden Wire | C602109035A06 | 3600 PRE-TERM ASSY WHI 35FT | EA |  | 1 Year | 461.901 | 5% | 438.8059
33286 | Belden Wire | C602109035A08 | 8P HARNESS B3600 CMP WHI 35FT | EA |  | 1 Year | 584.452 | 5% | 555.2294
33287 | Belden Wire | C602109036A06 | 3600 PRE-TERM ASSY WHI 36FT | EA |  | 1 Year | 473.3454 | 5% | 449.6781
33288 | Belden Wire | C602109036A08 | 8P HARNESS B3600 CMP WHI 36FT | EA |  | 1 Year | 598.8136 | 5% | 568.8729
33289 | Belden Wire | C602109037A06 | 3600 PRE-TERM ASSY WHI 37FT | EA |  | 1 Year | 484.7898 | 5% | 460.5503
33290 | Belden Wire | C602109037A08 | 8P HARNESS B3600 CMP WHI 37FT | EA |  | 1 Year | 613.1752 | 5% | 582.5164
33291 | Belden Wire | C602109038A06 | 3600 PRE-TERM ASSY WHI 38FT | EA |  | 1 Year | 496.2342 | 5% | 471.4225
33292 | Belden Wire | C602109038A08 | 8P HARNESS B3600 CMP WHI 38FT | EA |  | 1 Year | 627.5368 | 5% | 596.16
33293 | Belden Wire | C602109039A06 | 3600 PRE-TERM ASSY WHI 39FT | EA |  | 1 Year | 507.6786 | 5% | 482.2947
33294 | Belden Wire | C602109039A08 | 8P HARNESS B3600 CMP WHI 39FT | EA |  | 1 Year | 641.8984 | 5% | 609.8035
33295 | Belden Wire | C602109040 | PATCHCORD BCAT6+ CMP WHI 40FT | EA |  | 1 Year | 52.745 | 5% | 50.1077
33296 | Belden Wire | C602109040A06 | 3600 PRE-TERM ASSY WHI 40FT | EA |  | 1 Year | 519.123 | 5% | 493.1669
33297 | Belden Wire | C602109040A08 | 8P HARNESS B3600 CMP WHI 40FT | EA |  | 1 Year | 656.26 | 5% | 623.447
33298 | Belden Wire | C602109041A06 | 3600 PRE-TERM ASSY WHI 41FT | EA |  | 1 Year | 530.5674 | 5% | 504.039
33299 | Belden Wire | C602109041A08 | 8P HARNESS B3600 CMP WHI 41FT | EA |  | 1 Year | 670.6216 | 5% | 637.0905
33300 | Belden Wire | C602109042A06 | 3600 PRE-TERM ASSY WHI 42FT | EA |  | 1 Year | 542.0118 | 5% | 514.9112
33301 | Belden Wire | C602109042A08 | 8P HARNESS B3600 CMP WHI 42FT | EA |  | 1 Year | 684.9832 | 5% | 650.734
33302 | Belden Wire | C602109043A06 | 3600 PRE-TERM ASSY WHI 43FT | EA |  | 1 Year | 553.4562 | 5% | 525.7834
33303 | Belden Wire | C602109043A08 | 8P HARNESS B3600 CMP WHI 43FT | EA |  | 1 Year | 699.3448 | 5% | 664.3776
33304 | Belden Wire | C602109044A06 | 3600 PRE-TERM ASSY WHI 44FT | EA |  | 1 Year | 564.9006 | 5% | 536.6556
33305 | Belden Wire | C602109044A08 | 8P HARNESS B3600 CMP WHI 44FT | EA |  | 1 Year | 713.7064 | 5% | 678.0211
33306 | Belden Wire | C602109045A06 | 3600 PRE-TERM ASSY WHI 45FT | EA |  | 1 Year | 576.345 | 5% | 547.5277
33307 | Belden Wire | C602109045A08 | 8P HARNESS B3600 CMP WHI 45FT | EA |  | 1 Year | 728.068 | 5% | 691.6646
33308 | Belden Wire | C602109046A06 | 3600 PRE-TERM ASSY WHI 46FT | EA |  | 1 Year | 587.7894 | 5% | 558.3999
33309 | Belden Wire | C602109046A08 | 8P HARNESS B3600 CMP WHI 46FT | EA |  | 1 Year | 742.4296 | 5% | 705.3081
33310 | Belden Wire | C602109047A06 | 3600 PRE-TERM ASSY WHI 47FT | EA |  | 1 Year | 599.2338 | 5% | 569.2721
33311 | Belden Wire | C602109047A08 | 8P HARNESS B3600 CMP WHI 47FT | EA |  | 1 Year | 756.7912 | 5% | 718.9516
33312 | Belden Wire | C602109048A06 | 3600 PRE-TERM ASSY WHI 48FT | EA |  | 1 Year | 610.6782 | 5% | 580.1443
33313 | Belden Wire | C602109048A08 | 8P HARNESS B3600 CMP WHI 48FT | EA |  | 1 Year | 771.1528 | 5% | 732.5952
33314 | Belden Wire | C602109049A06 | 3600 PRE-TERM ASSY WHI 49FT | EA |  | 1 Year | 622.1226 | 5% | 591.0165
33315 | Belden Wire | C602109049A08 | 8P HARNESS B3600 CMP WHI 49FT | EA |  | 1 Year | 785.5144 | 5% | 746.2387
33316 | Belden Wire | C602109050A06 | 3600 PRE-TERM ASSY WHI 50FT | EA |  | 1 Year | 633.567 | 5% | 601.8886
33317 | Belden Wire | C602109050A08 | 8P HARNESS B3600 CMP WHI 50FT | EA |  | 1 Year | 799.876 | 5% | 759.8822
33318 | Belden Wire | C602109051A08 | 8P HARNESS B3600 CMP WHI 51FT | EA |  | 1 Year | 814.2376 | 5% | 773.5257
33319 | Belden Wire | C602109052A08 | 8P HARNESS B3600 CMP WHI 52FT | EA |  | 1 Year | 828.5992 | 5% | 787.1692
33320 | Belden Wire | C602109053A08 | 8P HARNESS B3600 CMP WHI 53FT | EA |  | 1 Year | 842.9608 | 5% | 800.8128
33321 | Belden Wire | C602109054A08 | 8P HARNESS B3600 CMP WHI 54FT | EA |  | 1 Year | 857.3224 | 5% | 814.4563
33322 | Belden Wire | C602109055A08 | 8P HARNESS B3600 CMP WHI 55FT | EA |  | 1 Year | 871.684 | 5% | 828.0998
33323 | Belden Wire | C602109056A08 | 8P HARNESS B3600 CMP WHI 56FT | EA |  | 1 Year | 886.0456 | 5% | 841.7433
33324 | Belden Wire | C602109057A08 | 8P HARNESS B3600 CMP WHI 57FT | EA |  | 1 Year | 900.4072 | 5% | 855.3868
33325 | Belden Wire | C602109058A08 | 8P HARNESS B3600 CMP WHI 58FT | EA |  | 1 Year | 914.7688 | 5% | 869.0304
33326 | Belden Wire | C602109059A08 | 8P HARNESS B3600 CMP WHI 59FT | EA |  | 1 Year | 929.1304 | 5% | 882.6739
33327 | Belden Wire | C602109060 | PATCHCORD BCAT6+ CMP WHI 60FT | EA |  | 1 Year | 75.185 | 5% | 71.4257
33328 | Belden Wire | C602109060A06 | 3600 PRE-TERM ASSY WHI 60FT | EA |  | 1 Year | 748.011 | 5% | 710.6104
33329 | Belden Wire | C602109060A08 | 8P HARNESS B3600 CMP WHI 60FT | EA |  | 1 Year | 943.492 | 5% | 896.3174
33330 | Belden Wire | C602109061A08 | 8P HARNESS B3600 CMP WHI 61FT | EA |  | 1 Year | 957.8536 | 5% | 909.9609
33331 | Belden Wire | C602109062A08 | 8P HARNESS B3600 CMP WHI 62FT | EA |  | 1 Year | 972.2152 | 5% | 923.6044
33332 | Belden Wire | C602109063A08 | 8P HARNESS B3600 CMP WHI 63FT | EA |  | 1 Year | 986.5768 | 5% | 937.248
33333 | Belden Wire | C602109064A08 | 8P HARNESS B3600 CMP WHI 64FT | EA |  | 1 Year | 1000.9384 | 5% | 950.8915
33334 | Belden Wire | C602109065A06 | 3600 PRE-TERM ASSY WHI 65FT | EA |  | 1 Year | 805.233 | 5% | 764.9713
33335 | Belden Wire | C602109065A08 | 8P HARNESS B3600 CMP WHI 65FT | EA |  | 1 Year | 1015.3 | 5% | 964.535
33336 | Belden Wire | C602109066 | PATCHCORD BCAT6+ CMP WHI 66FT | EA |  | 1 Year | 81.917 | 5% | 77.8212
33337 | Belden Wire | C602109066A08 | 8P HARNESS B3600 CMP WHI 66FT | EA |  | 1 Year | 1029.6616 | 5% | 978.1785
33338 | Belden Wire | C602109067A08 | 8P HARNESS B3600 CMP WHI 67FT | EA |  | 1 Year | 1044.0232 | 5% | 991.822
33339 | Belden Wire | C602109068A08 | 8P HARNESS B3600 CMP WHI 68FT | EA |  | 1 Year | 1058.3848 | 5% | 1005.4656
33340 | Belden Wire | C602109069A08 | 8P HARNESS B3600 CMP WHI 69FT | EA |  | 1 Year | 1072.7464 | 5% | 1019.1091
33341 | Belden Wire | C602109070 | PATCHCORD BCAT6+ CMP WHI 70FT | EA |  | 1 Year | 86.405 | 5% | 82.0847
33342 | Belden Wire | C602109070A06 | 3600 PRE-TERM ASSY WHI 70FT | EA |  | 1 Year | 862.455 | 5% | 819.3323
33343 | Belden Wire | C602109070A08 | 8P HARNESS B3600 CMP WHI 70FT | EA |  | 1 Year | 1087.108 | 5% | 1032.7526
33344 | Belden Wire | C602109071A08 | 8P HARNESS B3600 CMP WHI 71FT | EA |  | 1 Year | 1101.4696 | 5% | 1046.3961
33345 | Belden Wire | C602109072A08 | 8P HARNESS B3600 CMP WHI 72FT | EA |  | 1 Year | 1115.8312 | 5% | 1060.0396
33346 | Belden Wire | C602109073A08 | 8P HARNESS B3600 CMP WHI 73FT | EA |  | 1 Year | 1130.1928 | 5% | 1073.6832
33347 | Belden Wire | C602109074A08 | 8P HARNESS B3600 CMP WHI 74FT | EA |  | 1 Year | 1144.5544 | 5% | 1087.3267
33348 | Belden Wire | C602109075A06 | 3600 PRE-TERM ASSY WHI 75FT | EA |  | 1 Year | 919.677 | 5% | 873.6931
33349 | Belden Wire | C602109075A08 | 8P HARNESS B3600 CMP WHI 75FT | EA |  | 1 Year | 1158.916 | 5% | 1100.9702
33350 | Belden Wire | C602109076A08 | 8P HARNESS B3600 CMP WHI 76FT | EA |  | 1 Year | 1173.2776 | 5% | 1114.6137
33351 | Belden Wire | C602109077A08 | 8P HARNESS B3600 CMP WHI 77FT | EA |  | 1 Year | 1187.6392 | 5% | 1128.2572
33352 | Belden Wire | C602109078A08 | 8P HARNESS B3600 CMP WHI 78FT | EA |  | 1 Year | 1202.0008 | 5% | 1141.9008
33353 | Belden Wire | C602109079A08 | 8P HARNESS B3600 CMP WHI 79FT | EA |  | 1 Year | 1216.3624 | 5% | 1155.5443
33354 | Belden Wire | C602109080A06 | 3600 PRE-TERM ASSY WHI 80FT | EA |  | 1 Year | 976.899 | 5% | 928.054
33355 | Belden Wire | C602109080A08 | 8P HARNESS B3600 CMP WHI 80FT | EA |  | 1 Year | 1230.724 | 5% | 1169.1878
33356 | Belden Wire | C602109081A08 | 8P HARNESS B3600 CMP WHI 81FT | EA |  | 1 Year | 1245.0856 | 5% | 1182.8313
33357 | Belden Wire | C602109082A08 | 8P HARNESS B3600 CMP WHI 82FT | EA |  | 1 Year | 1259.4472 | 5% | 1196.4748
33358 | Belden Wire | C602109083A08 | 8P HARNESS B3600 CMP WHI 83FT | EA |  | 1 Year | 1273.8088 | 5% | 1210.1184
33359 | Belden Wire | C602109084A08 | 8P HARNESS B3600 CMP WHI 84FT | EA |  | 1 Year | 1288.1704 | 5% | 1223.7619
33360 | Belden Wire | C602109085A06 | 3600 PRE-TERM ASSY WHI 85FT | EA |  | 1 Year | 1034.121 | 5% | 982.415
33361 | Belden Wire | C602109085A08 | 8P HARNESS B3600 CMP WHI 85FT | EA |  | 1 Year | 1302.532 | 5% | 1237.4054
33362 | Belden Wire | C602109086A08 | 8P HARNESS B3600 CMP WHI 86FT | EA |  | 1 Year | 1316.8936 | 5% | 1251.0489
33363 | Belden Wire | C602109087A08 | 8P HARNESS B3600 CMP WHI 87FT | EA |  | 1 Year | 1331.2552 | 5% | 1264.6924
33364 | Belden Wire | C602109088A08 | 8P HARNESS B3600 CMP WHI 88FT | EA |  | 1 Year | 1345.6168 | 5% | 1278.336
33365 | Belden Wire | C602109089A08 | 8P HARNESS B3600 CMP WHI 89FT | EA |  | 1 Year | 1359.9784 | 5% | 1291.9795
33366 | Belden Wire | C602109090A06 | 3600 PRE-TERM ASSY WHI 90FT | EA |  | 1 Year | 1091.343 | 5% | 1036.7758
33367 | Belden Wire | C602109090A08 | 8P HARNESS B3600 CMP WHI 90FT | EA |  | 1 Year | 1374.34 | 5% | 1305.623
33368 | Belden Wire | C602109091A08 | 8P HARNESS B3600 CMP WHI 91FT | EA |  | 1 Year | 1388.7016 | 5% | 1319.2665
33369 | Belden Wire | C602109092A08 | 8P HARNESS B3600 CMP WHI 92FT | EA |  | 1 Year | 1403.0632 | 5% | 1332.91
33370 | Belden Wire | C602109093A08 | 8P HARNESS B3600 CMP WHI 93FT | EA |  | 1 Year | 1417.4248 | 5% | 1346.5536
33371 | Belden Wire | C602109094A08 | 8P HARNESS B3600 CMP WHI 94FT | EA |  | 1 Year | 1431.7864 | 5% | 1360.1971
33372 | Belden Wire | C602109095A06 | 3600 PRE-TERM ASSY WHI 95FT | EA |  | 1 Year | 1148.565 | 5% | 1091.1367
33373 | Belden Wire | C602109095A08 | 8P HARNESS B3600 CMP WHI 95FT | EA |  | 1 Year | 1446.148 | 5% | 1373.8406
33374 | Belden Wire | C602109096A08 | 8P HARNESS B3600 CMP WHI 96FT | EA |  | 1 Year | 1460.5096 | 5% | 1387.4841
33375 | Belden Wire | C602109097A08 | 8P HARNESS B3600 CMP WHI 97FT | EA |  | 1 Year | 1474.8712 | 5% | 1401.1276
33376 | Belden Wire | C602109098A08 | 8P HARNESS B3600 CMP WHI 98FT | EA |  | 1 Year | 1489.2328 | 5% | 1414.7712
33377 | Belden Wire | C602109099 | PATCHCORD BCAT6+ CMP WHI 99FT | EA |  | 1 Year | 118.943 | 5% | 112.9958
33378 | Belden Wire | C602109099A08 | 8P HARNESS B3600 CMP WHI 99FT | EA |  | 1 Year | 1503.5944 | 5% | 1428.4147
33379 | Belden Wire | C602109100 | PATCHCORD BCAT6+ CMP WHI 100FT | EA |  | 1 Year | 120.065 | 5% | 114.0617
33380 | Belden Wire | C602109100A06 | 3600 PRE-TERM ASSY WHI 100FT | EA |  | 1 Year | 1205.787 | 5% | 1145.4977
33381 | Belden Wire | C602109100A08 | 8P HARNESS B3600 CMP WHI 100FT | EA |  | 1 Year | 1517.956 | 5% | 1442.0582
33382 | Belden Wire | C602109105A06 | 3600 PRE-TERM ASSY WHI 105FT | EA |  | 1 Year | 1383.1752 | 5% | 1314.0164
33383 | Belden Wire | C602109105A08 | 8P HARNESS B3600 CMP WHI 105FT | EA |  | 1 Year | 1740.5608 | 5% | 1653.5328
33384 | Belden Wire | C602109110A06 | 3600 PRE-TERM ASSY WHI 110FT | EA |  | 1 Year | 1446.1194 | 5% | 1373.8134
33385 | Belden Wire | C602109110A08 | 8P HARNESS B3600 CMP WHI 110FT | EA |  | 1 Year | 1819.5496 | 5% | 1728.5721
33386 | Belden Wire | C602109115A06 | 3600 PRE-TERM ASSY WHI 115FT | EA |  | 1 Year | 1509.0636 | 5% | 1433.6104
33387 | Belden Wire | C602109115A08 | 8P HARNESS B3600 CMP WHI 115FT | EA |  | 1 Year | 1898.5384 | 5% | 1803.6115
33388 | Belden Wire | C602109120A06 | 3600 PRE-TERM ASSY WHI 120FT | EA |  | 1 Year | 1572.0078 | 5% | 1493.4074
33389 | Belden Wire | C602109120A08 | 8P HARNESS B3600 CMP WHI 120FT | EA |  | 1 Year | 1977.5272 | 5% | 1878.6508
33390 | Belden Wire | C602109125A06 | 3600 PRE-TERM ASSY WHI 125FT | EA |  | 1 Year | 1634.952 | 5% | 1553.2044
33391 | Belden Wire | C602109125A08 | 8P HARNESS B3600 CMP WHI 125FT | EA |  | 1 Year | 2056.516 | 5% | 1953.6902
33392 | Belden Wire | C602109130A06 | 3600 PRE-TERM ASSY WHI 130FT | EA |  | 1 Year | 1697.8962 | 5% | 1613.0014
33393 | Belden Wire | C602109130A08 | 8P HARNESS B3600 CMP WHI 130FT | EA |  | 1 Year | 2135.5048 | 5% | 2028.7296
33394 | Belden Wire | C602109135A06 | 3600 PRE-TERM ASSY WHI 135FT | EA |  | 1 Year | 1760.8404 | 5% | 1672.7984
33395 | Belden Wire | C602109135A08 | 8P HARNESS B3600 CMP WHI 135FT | EA |  | 1 Year | 2214.4936 | 5% | 2103.7689
33396 | Belden Wire | C602109140A06 | 3600 PRE-TERM ASSY WHI 140FT | EA |  | 1 Year | 1823.7846 | 5% | 1732.5954
33397 | Belden Wire | C602109140A08 | 8P HARNESS B3600 CMP WHI 140FT | EA |  | 1 Year | 2293.4824 | 5% | 2178.8083
33398 | Belden Wire | C602109145A06 | 3600 PRE-TERM ASSY WHI 145FT | EA |  | 1 Year | 1886.7288 | 5% | 1792.3924
33399 | Belden Wire | C602109145A08 | 8P HARNESS B3600 CMP WHI 145FT | EA |  | 1 Year | 2372.4712 | 5% | 2253.8476
33400 | Belden Wire | C602109150 | PATCHCORD BCAT6+ CMP WHI 150FT | EA |  | 1 Year | 192.995 | 5% | 183.3452
33401 | Belden Wire | C602109150A06 | 3600 PRE-TERM ASSY WHI 150FT | EA |  | 1 Year | 1949.673 | 5% | 1852.1893
33402 | Belden Wire | C602109150A08 | 8P HARNESS B3600 CMP WHI 150FT | EA |  | 1 Year | 2451.46 | 5% | 2328.887
33403 | Belden Wire | C602109155A08 | 8P HARNESS B3600 CMP WHI 155FT | EA |  | 1 Year | 2530.4488 | 5% | 2403.9264
33404 | Belden Wire | C602109160A06 | 3600 PRE-TERM ASSY WHI 160FT | EA |  | 1 Year | 2075.5614 | 5% | 1971.7833
33405 | Belden Wire | C602109160A08 | 8P HARNESS B3600 CMP WHI 160FT | EA |  | 1 Year | 2609.4376 | 5% | 2478.9657
33406 | Belden Wire | C602109165 | PATCHCORD BCAT6+ CMP WHI 165FT | EA |  | 1 Year | 211.508 | 5% | 200.9326
33407 | Belden Wire | C602109165A06 | 3600 PRE-TERM ASSY WHI 165FT | EA |  | 1 Year | 2138.5056 | 5% | 2031.5803
33408 | Belden Wire | C602109165A08 | 8P HARNESS B3600 CMP WHI 165FT | EA |  | 1 Year | 2688.4264 | 5% | 2554.0051
33409 | Belden Wire | C602109170A06 | 3600 PRE-TERM ASSY WHI 170FT | EA |  | 1 Year | 2201.4498 | 5% | 2091.3773
33410 | Belden Wire | C602109170A08 | 8P HARNESS B3600 CMP WHI 170FT | EA |  | 1 Year | 2767.4152 | 5% | 2629.0444
33411 | Belden Wire | C602109175A06 | 3600 PRE-TERM ASSY WHI 175FT | EA |  | 1 Year | 2264.394 | 5% | 2151.1743
33412 | Belden Wire | C602109175A08 | 8P HARNESS B3600 CMP WHI 175FT | EA |  | 1 Year | 2846.404 | 5% | 2704.0838
33413 | Belden Wire | C602109180A06 | 3600 PRE-TERM ASSY WHI 180FT | EA |  | 1 Year | 2327.3382 | 5% | 2210.9713
33414 | Belden Wire | C602109180A08 | 8P HARNESS B3600 CMP WHI 180FT | EA |  | 1 Year | 2925.3928 | 5% | 2779.1232
33415 | Belden Wire | C602109185A06 | 3600 PRE-TERM ASSY WHI 185FT | EA |  | 1 Year | 2390.2824 | 5% | 2270.7683
33416 | Belden Wire | C602109185A08 | 8P HARNESS B3600 CMP WHI 185FT | EA |  | 1 Year | 3004.3816 | 5% | 2854.1625
33417 | Belden Wire | C602109190A06 | 3600 PRE-TERM ASSY WHI 190FT | EA |  | 1 Year | 2453.2266 | 5% | 2330.5653
33418 | Belden Wire | C602109190A08 | 8P HARNESS B3600 CMP WHI 190FT | EA |  | 1 Year | 3083.3704 | 5% | 2929.2019
33419 | Belden Wire | C602109195A06 | 3600 PRE-TERM ASSY WHI 195FT | EA |  | 1 Year | 2516.1708 | 5% | 2390.3623
33420 | Belden Wire | C602109195A08 | 8P HARNESS B3600 CMP WHI 195FT | EA |  | 1 Year | 3162.3592 | 5% | 3004.2412
33421 | Belden Wire | C602109200A06 | 3600 PRE-TERM ASSY WHI 200FT | EA |  | 1 Year | 2579.115 | 5% | 2450.1592
33422 | Belden Wire | C602109200A08 | 8P HARNESS B3600 CMP WHI 200FT | EA |  | 1 Year | 3241.348 | 5% | 3079.2806
33423 | Belden Wire | C602109205A06 | 3600 PRE-TERM ASSY WHI 205FT | EA |  | 1 Year | 2759.3643 | 5% | 2621.3961
33424 | Belden Wire | C602109205A08 | 8P HARNESS B3600 CMP WHI 205FT | EA |  | 1 Year | 3467.5432 | 5% | 3294.166
33425 | Belden Wire | C602109210A06 | 3600 PRE-TERM ASSY WHI 210FT | EA |  | 1 Year | 2825.1696 | 5% | 2683.9111
33426 | Belden Wire | C602109210A08 | 8P HARNESS B3600 CMP WHI 210FT | EA |  | 1 Year | 3550.1224 | 5% | 3372.6163
33427 | Belden Wire | C602109215A06 | 3600 PRE-TERM ASSY WHI 215FT | EA |  | 1 Year | 2890.9749 | 5% | 2746.4262
33428 | Belden Wire | C602109215A08 | 8P HARNESS B3600 CMP WHI 215FT | EA |  | 1 Year | 3632.7016 | 5% | 3451.0665
33429 | Belden Wire | C602109220A06 | 3600 PRE-TERM ASSY WHI 220FT | EA |  | 1 Year | 2956.7802 | 5% | 2808.9412
33430 | Belden Wire | C602109220A08 | 8P HARNESS B3600 CMP WHI 220FT | EA |  | 1 Year | 3715.2808 | 5% | 3529.5168
33431 | Belden Wire | C602109225A06 | 3600 PRE-TERM ASSY WHI 225FT | EA |  | 1 Year | 3022.5855 | 5% | 2871.4562
33432 | Belden Wire | C602109225A08 | 8P HARNESS B3600 CMP WHI 225FT | EA |  | 1 Year | 3797.86 | 5% | 3607.967
33433 | Belden Wire | C602109230A06 | 3600 PRE-TERM ASSY WHI 230FT | EA |  | 1 Year | 3088.3908 | 5% | 2933.9713
33434 | Belden Wire | C602109230A08 | 8P HARNESS B3600 CMP WHI 230FT | EA |  | 1 Year | 3880.4392 | 5% | 3686.4172
33435 | Belden Wire | C602109235A06 | 3600 PRE-TERM ASSY WHI 235FT | EA |  | 1 Year | 3154.1961 | 5% | 2996.4863
33436 | Belden Wire | C602109235A08 | 8P HARNESS B3600 CMP WHI 235FT | EA |  | 1 Year | 3963.0184 | 5% | 3764.8675
33437 | Belden Wire | C602109240A06 | 3600 PRE-TERM ASSY WHI 240FT | EA |  | 1 Year | 3220.0014 | 5% | 3059.0013
33438 | Belden Wire | C602109240A08 | 8P HARNESS B3600 CMP WHI 240FT | EA |  | 1 Year | 4045.5976 | 5% | 3843.3177
33439 | Belden Wire | C602109245A06 | 3600 PRE-TERM ASSY WHI 245FT | EA |  | 1 Year | 3285.8067 | 5% | 3121.5164
33440 | Belden Wire | C602109245A08 | 8P HARNESS B3600 CMP WHI 245FT | EA |  | 1 Year | 4128.1768 | 5% | 3921.768
33441 | Belden Wire | C602109250A06 | 3600 PRE-TERM ASSY WHI 250FT | EA |  | 1 Year | 3351.612 | 5% | 3184.0314
33442 | Belden Wire | C602109250A08 | 8P HARNESS B3600 CMP WHI 250FT | EA |  | 1 Year | 4210.756 | 5% | 4000.2182
33443 | Belden Wire | C602109255A06 | 3600 PRE-TERM ASSY WHI 255FT | EA |  | 1 Year | 3417.4173 | 5% | 3246.5464
33444 | Belden Wire | C602109255A08 | 8P HARNESS B3600 CMP WHI 255FT | EA |  | 1 Year | 4293.3352 | 5% | 4078.6684
33445 | Belden Wire | C602109260A06 | 3600 PRE-TERM ASSY WHI 260FT | EA |  | 1 Year | 3483.2226 | 5% | 3309.0615
33446 | Belden Wire | C602109260A08 | 8P HARNESS B3600 CMP WHI 260FT | EA |  | 1 Year | 4375.9144 | 5% | 4157.1187
33447 | Belden Wire | C602109265A06 | 3600 PRE-TERM ASSY WHI 265FT | EA |  | 1 Year | 3549.0279 | 5% | 3371.5765
33448 | Belden Wire | C602109265A08 | 8P HARNESS B3600 CMP WHI 265FT | EA |  | 1 Year | 4458.4936 | 5% | 4235.5689
33449 | Belden Wire | C602109270A08 | 8P HARNESS B3600 CMP WHI 270FT | EA |  | 1 Year | 4541.0728 | 5% | 4314.0192
33450 | Belden Wire | C602109275A08 | 8P HARNESS B3600 CMP WHI 275FT | EA |  | 1 Year | 4623.652 | 5% | 4392.4694
33451 | Belden Wire | C602109280A08 | 8P HARNESS B3600 CMP WHI 280FT | EA |  | 1 Year | 4706.2312 | 5% | 4470.9196
33452 | Belden Wire | C602109285A08 | 8P HARNESS B3600 CMP WHI 285FT | EA |  | 1 Year | 4788.8104 | 5% | 4549.3699
33453 | Belden Wire | C602109290A08 | 8P HARNESS B3600 CMP WHI 290FT | EA |  | 1 Year | 4871.3896 | 5% | 4627.8201
33454 | Belden Wire | C602109295A08 | 8P HARNESS B3600 CMP WHI 295FT | EA |  | 1 Year | 4509.7 | 5% | 4284.215
33455 | Belden Wire | C602112010A06 | 3600 PRE-TERM ASSY LTRD 10FT | EA |  | 1 Year | 175.791 | 5% | 167.0014
33456 | Belden Wire | C602112014A06 | 3600 PRE-TERM ASSY LTRD 14FT | EA |  | 1 Year | 221.5686 | 5% | 210.4902
33457 | Belden Wire | C602112023A06 | 3600 PRE-TERM ASSY LTRD 23FT | EA |  | 1 Year | 324.5682 | 5% | 308.3398
33458 | Belden Wire | C602112027A06 | 3600 PRE-TERM ASSY LTRD 27FT | EA |  | 1 Year | 370.3458 | 5% | 351.8285
33459 | Belden Wire | C602112036A06 | 3600 PRE-TERM ASSY LTRD 36FT | EA |  | 1 Year | 473.3454 | 5% | 449.6781
33460 | Belden Wire | C602112043A06 | 3600 PRE-TERM ASSY LTRD 43FT | EA |  | 1 Year | 553.4562 | 5% | 525.7834
33461 | Belden Wire | C602112046A06 | 3600 PRE-TERM ASSY LTRD 46FT | EA |  | 1 Year | 587.7894 | 5% | 558.3999
33462 | Belden Wire | C602112050A06 | 3600 PRE-TERM ASSY LTRD 50FT | EA |  | 1 Year | 633.567 | 5% | 601.8886
33463 | Belden Wire | C602112053A06 | 3600 PRE-TERM ASSY LTRD 53FT | EA |  | 1 Year | 667.9002 | 5% | 634.5052
33464 | Belden Wire | C602112056A06 | 3600 PRE-TERM ASSY LTRD 56FT | EA |  | 1 Year | 702.2334 | 5% | 667.1217
33465 | Belden Wire | C602112060A06 | 3600 PRE-TERM ASSY LTRD 60FT | EA |  | 1 Year | 748.011 | 5% | 710.6104
33466 | Belden Wire | C602112063A06 | 3600 PRE-TERM ASSY LTRD 63FT | EA |  | 1 Year | 782.3442 | 5% | 743.227
33467 | Belden Wire | C602112079A06 | 3600 PRE-TERM ASSY LTRD 79FT | EA |  | 1 Year | 965.4546 | 5% | 917.1819
33468 | Belden Wire | C602112086A06 | 3600 PRE-TERM ASSY LTRD 86FT | EA |  | 1 Year | 1045.5654 | 5% | 993.2871
33469 | Belden Wire | C602112092A06 | 3600 PRE-TERM ASSY LTRD 92FT | EA |  | 1 Year | 1114.2318 | 5% | 1058.5202
33470 | Belden Wire | C602112095A06 | 3600 PRE-TERM ASSY LTRD 95FT | EA |  | 1 Year | 1148.565 | 5% | 1091.1367
33471 | Belden Wire | C602206015 | PIGTAIL-A BCAT6+ CMP BLU 15FT | EA |  | 1 Year | 22.3355 | 5% | 21.2187
33472 | Belden Wire | C602206020 | PIGTAIL-A BCAT6+ CMP BLU 20FT | EA |  | 1 Year | 27.9455 | 5% | 26.5482
33473 | Belden Wire | C602206025 | PIGTAIL-A BCAT6+ CMP BLU 25FT | EA |  | 1 Year | 33.5555 | 5% | 31.8777
33474 | Belden Wire | C602206035 | PIGTAIL-A BCAT6+ CMP BLU 35FT | EA |  | 1 Year | 44.7755 | 5% | 42.5367
33475 | Belden Wire | C602206050 | PIGTAIL-A BCAT6+ CMP BLU 50FT | EA |  | 1 Year | 61.6055 | 5% | 58.5252
33476 | Belden Wire | C602206075 | PIGTAIL-A BCAT6+ CMP BLU 75FT | EA |  | 1 Year | 89.6555 | 5% | 85.1727
33477 | Belden Wire | C602206100 | PIGTAIL-A BCAT6+ CMP BLU 100F | EA |  | 1 Year | 117.7055 | 5% | 111.8202
33478 | Belden Wire | C602208015 | PIGTAIL-A BCAT6+ CMP GRY 15FT | EA |  | 1 Year | 22.3355 | 5% | 21.2187
33479 | Belden Wire | C602208020 | PIGTAIL-A BCAT6+ CMP GRY 20FT | EA |  | 1 Year | 27.9455 | 5% | 26.5482
33480 | Belden Wire | C602208025 | PIGTAIL-A BCAT6+ CMP GRY 25FT | EA |  | 1 Year | 33.5555 | 5% | 31.8777
33481 | Belden Wire | C602208030 | PIGTAIL-A BCAT6+ CMP GRY 30FT | EA |  | 1 Year | 39.1655 | 5% | 37.2072
33482 | Belden Wire | C602208035 | PIGTAIL-A BCAT6+ CMP GRY 35FT | EA |  | 1 Year | 44.7755 | 5% | 42.5367
33483 | Belden Wire | C602208050 | PIGTAIL-A BCAT6+ CMP GRY 50FT | EA |  | 1 Year | 61.6055 | 5% | 58.5252
33484 | Belden Wire | C602208075 | PIGTAIL-A BCAT6+ CMP GRY 75FT | EA |  | 1 Year | 89.6555 | 5% | 85.1727
33485 | Belden Wire | C602208100 | PIGTAIL-A BCAT6+ CMP GRY 100F | EA |  | 1 Year | 117.7055 | 5% | 111.8202
33486 | Belden Wire | C602209015 | PIGTAIL-A BCAT6+ CMP WHI 15FT | EA |  | 1 Year | 22.3355 | 5% | 21.2187
33487 | Belden Wire | C602209020 | PIGTAIL-A BCAT6+ CMP WHI 20FT | EA |  | 1 Year | 27.9455 | 5% | 26.5482
33488 | Belden Wire | C602209025 | PIGTAIL-A BCAT6+ CMP WHI 25FT | EA |  | 1 Year | 33.5555 | 5% | 31.8777
33489 | Belden Wire | C602209035 | PIGTAIL-A BCAT6+ CMP WHI 35FT | EA |  | 1 Year | 44.7755 | 5% | 42.5367
33490 | Belden Wire | C602209050 | PIGTAIL-A BCAT6+ CMP WHI 50FT | EA |  | 1 Year | 61.6055 | 5% | 58.5252
33491 | Belden Wire | C602209075 | PIGTAIL-A BCAT6+ CMP WHI 75FT | EA |  | 1 Year | 89.6555 | 5% | 85.1727
33492 | Belden Wire | C602209100 | PIGTAIL-A BCAT6+ CMP WHI 100F | EA |  | 1 Year | 117.7055 | 5% | 111.8202
33493 | Belden Wire | C602305080 | PIGTAIL-B BCAT6+ CMP GRN 80FT | EA |  | 1 Year | 95.2655 | 5% | 90.5022
33494 | Belden Wire | C602306015 | PIGTAIL-B BCAT6+ CMP BLU 15FT | EA |  | 1 Year | 22.3355 | 5% | 21.2187
33495 | Belden Wire | C602306020 | PIGTAIL-B BCAT6+ CMP BLU 20FT | EA |  | 1 Year | 27.9455 | 5% | 26.5482
33496 | Belden Wire | C602306025 | PIGTAIL-B BCAT6+ CMP BLU 25FT | EA |  | 1 Year | 33.5555 | 5% | 31.8777
33497 | Belden Wire | C602306030 | PIGTAIL-B BCAT6+ CMP BLU 30FT | EA |  | 1 Year | 39.1655 | 5% | 37.2072
33498 | Belden Wire | C602306035 | PIGTAIL-B BCAT6+ CMP BLU 35FT | EA |  | 1 Year | 44.7755 | 5% | 42.5367
33499 | Belden Wire | C602306040 | PIGTAIL-B BCAT6+ CMP BLU 40FT | EA |  | 1 Year | 50.3855 | 5% | 47.8662
33500 | Belden Wire | C602306050 | PIGTAIL-B BCAT6+ CMP BLU 50FT | EA |  | 1 Year | 61.6055 | 5% | 58.5252
33501 | Belden Wire | C602306060 | PIGTAIL-B BCAT6+ CMP BLU 60FT | EA |  | 1 Year | 72.8255 | 5% | 69.1842
33502 | Belden Wire | C602306070 | PIGTAIL-B BCAT6+ CMP BLU 70FT | EA |  | 1 Year | 84.0455 | 5% | 79.8432
33503 | Belden Wire | C602306075 | PIGTAIL-B BCAT6+ CMP BLU 75FT | EA |  | 1 Year | 89.6555 | 5% | 85.1727
33504 | Belden Wire | C602306080 | PIGTAIL-B BCAT6+ CMP BLU 80FT | EA |  | 1 Year | 95.2655 | 5% | 90.5022
33505 | Belden Wire | C602306090 | PIGTAIL-B BCAT6+ CMP BLU 90FT | EA |  | 1 Year | 106.4855 | 5% | 101.1612
33506 | Belden Wire | C602306100 | PIGTAIL-B BCAT6+ CMP BLU 100F | EA |  | 1 Year | 117.7055 | 5% | 111.8202
33507 | Belden Wire | C602306110 | PIGTAIL-B BCAT6+ CMP BLU 110FT | EA |  | 1 Year | 141.2675 | 5% | 134.2041
33508 | Belden Wire | C602306120 | PIGTAIL-B BCAT6+ CMP BLU 120FT | EA |  | 1 Year | 153.6095 | 5% | 145.929
33509 | Belden Wire | C602306140 | PIGTAIL-B BCAT6+ CMP BLU 140FT | EA |  | 1 Year | 178.2935 | 5% | 169.3788
33510 | Belden Wire | C602306160 | PIGTAIL-B BCAT6+ CMP BLU 160FT | EA |  | 1 Year | 202.9775 | 5% | 192.8286
33511 | Belden Wire | C602306190 | PIGTAIL-B BCAT6+ CMP BLU 190FT | EA |  | 1 Year | 240.0035 | 5% | 228.0033
33512 | Belden Wire | C602308015 | PIGTAIL-B BCAT6+ CMP GRY 15FT | EA |  | 1 Year | 22.3355 | 5% | 21.2187
33513 | Belden Wire | C602308020 | PIGTAIL-B BCAT6+ CMP GRY 20FT | EA |  | 1 Year | 27.9455 | 5% | 26.5482
33514 | Belden Wire | C602308025 | PIGTAIL-B BCAT6+ CMP GRY 25FT | EA |  | 1 Year | 33.5555 | 5% | 31.8777
33515 | Belden Wire | C602308030 | PIGTAIL-B BCAT6+ CMP GRY 30FT | EA |  | 1 Year | 39.1655 | 5% | 37.2072
33516 | Belden Wire | C602308035 | PIGTAIL-B BCAT6+ CMP GRY 35FT | EA |  | 1 Year | 44.7755 | 5% | 42.5367
33517 | Belden Wire | C602308050 | PIGTAIL-B BCAT6+ CMP GRY 50FT | EA |  | 1 Year | 61.6055 | 5% | 58.5252
33518 | Belden Wire | C602308075 | PIGTAIL-B BCAT6+ CMP GRY 75FT | EA |  | 1 Year | 89.6555 | 5% | 85.1727
33519 | Belden Wire | C602308100 | PIGTAIL-B BCAT6+ CMP GRY 100F | EA |  | 1 Year | 117.7055 | 5% | 111.8202
33520 | Belden Wire | C602309015 | PIGTAIL-B BCAT6+ CMP WHI 15FT | EA |  | 1 Year | 22.3355 | 5% | 21.2187
33521 | Belden Wire | C602309020 | PIGTAIL-B BCAT6+ CMP WHI 20FT | EA |  | 1 Year | 27.9455 | 5% | 26.5482
33522 | Belden Wire | C602309025 | PIGTAIL-B BCAT6+ CMP WHI 25FT | EA |  | 1 Year | 33.5555 | 5% | 31.8777
33523 | Belden Wire | C602309035 | PIGTAIL-B BCAT6+ CMP WHI 35FT | EA |  | 1 Year | 44.7755 | 5% | 42.5367
33524 | Belden Wire | C602309050 | PIGTAIL-B BCAT6+ CMP WHI 50FT | EA |  | 1 Year | 61.6055 | 5% | 58.5252
33525 | Belden Wire | C602309075 | PIGTAIL-B BCAT6+ CMP WHI 75FT | EA |  | 1 Year | 89.6555 | 5% | 85.1727
33526 | Belden Wire | C602309100 | PIGTAIL-B BCAT6+ CMP WHI 100F | EA |  | 1 Year | 117.7055 | 5% | 111.8202
33527 | Belden Wire | C602403015 | XOVERCORD BCAT6+ CMP ORA 15FT | EA |  | 1 Year | 24.695 | 5% | 23.4602
33528 | Belden Wire | C604100005 | PATCHCORD BCAT6+ LSZH BLK 5FT | EA |  | 1 Year | 10.67 | 5% | 10.1365
33529 | Belden Wire | C604100010 | PATCHCORD BCAT6+ LSZH BLK 10FT | EA |  | 1 Year | 13.475 | 5% | 12.8012
33530 | Belden Wire | C604100015 | PATCHCORD BCAT6+ LSZH BLK 15FT | EA |  | 1 Year | 16.28 | 5% | 15.466
33531 | Belden Wire | C604100020 | PATCHCORD BCAT6+ LSZH BLK 20FT | EA |  | 1 Year | 19.085 | 5% | 18.1307
33532 | Belden Wire | C604102002 | PATCHCORD BCAT6+ LSZH RED 2FT | EA |  | 1 Year | 8.987 | 5% | 8.5376
33533 | Belden Wire | C604102005 | PATCHCORD BCAT6+ LSZH RED 5FT | EA |  | 1 Year | 10.67 | 5% | 10.1365
33534 | Belden Wire | C604102007 | PATCHCORD BCAT6+ LSZH RED 7FT | EA |  | 1 Year | 11.792 | 5% | 11.2024
33535 | Belden Wire | C604102010 | PATCHCORD BCAT6+ LSZH RED 10FT | EA |  | 1 Year | 13.475 | 5% | 12.8012
33536 | Belden Wire | C604102015 | PATCHCORD BCAT6+ LSZH RED 15FT | EA |  | 1 Year | 16.28 | 5% | 15.466
33537 | Belden Wire | C604102030 | PATCHCORD BCAT6+ LSZH RED 30FT | EA |  | 1 Year | 24.695 | 5% | 23.4602
33538 | Belden Wire | C604103017 | PATCHCORD BCAT6+ LSZH ORA 17FT | EA |  | 1 Year | 17.402 | 5% | 16.5319
33539 | Belden Wire | C604105001 | PATCHCORD BCAT6+ LSZH GRN 1FT | EA |  | 1 Year | 8.426 | 5% | 8.0047
33540 | Belden Wire | C604105002 | PATCHCORD BCAT6+ LSZH GRN 2FT | EA |  | 1 Year | 8.987 | 5% | 8.5376
33541 | Belden Wire | C604105003 | PATCHCORD BCAT6+ LSZH GRN 3FT | EA |  | 1 Year | 9.548 | 5% | 9.0706
33542 | Belden Wire | C604105004 | PATCHCORD BCAT6+ LSZH GRN 4FT | EA |  | 1 Year | 10.109 | 5% | 9.6036
33543 | Belden Wire | C604105005 | PATCHCORD BCAT6+ LSZH GRN 5FT | EA |  | 1 Year | 10.67 | 5% | 10.1365
33544 | Belden Wire | C604105007 | PATCHCORD BCAT6+ LSZH GRN 7FT | EA |  | 1 Year | 11.792 | 5% | 11.2024
33545 | Belden Wire | C604105010 | PATCHCORD BCAT6+ LSZH GRN 10FT | EA |  | 1 Year | 13.475 | 5% | 12.8012
33546 | Belden Wire | C604105015 | PATCHCORD BCAT6+ LSZH GRN 15FT | EA |  | 1 Year | 16.28 | 5% | 15.466
33547 | Belden Wire | C604105030 | PATCHCORD BCAT6+ LSZH GRN 30FT | EA |  | 1 Year | 24.695 | 5% | 23.4602
33548 | Belden Wire | C604105050 | PATCHCORD BCAT6+ LSZH GRN 50FT | EA |  | 1 Year | 35.915 | 5% | 34.1193
33549 | Belden Wire | C604106001 | PATCHCORD BCAT6+ LSZH BLU 1FT | EA |  | 1 Year | 8.426 | 5% | 8.0047
33550 | Belden Wire | C604106002 | PATCHCORD BCAT6+ LSZH BLU 2FT | EA |  | 1 Year | 8.987 | 5% | 8.5376
33551 | Belden Wire | C604106003 | PATCHCORD BCAT6+ LSZH BLU 3FT | EA |  | 1 Year | 9.548 | 5% | 9.0706
33552 | Belden Wire | C604106004 | PATCHCORD BCAT6+ LSZH BLU 4FT | EA |  | 1 Year | 10.109 | 5% | 9.6036
33553 | Belden Wire | C604106005 | PATCHCORD BCAT6+ LSZH BLU 5FT | EA |  | 1 Year | 10.67 | 5% | 10.1365
33554 | Belden Wire | C604106007 | PATCHCORD BCAT6+ LSZH BLU 7FT | EA |  | 1 Year | 11.792 | 5% | 11.2024
33555 | Belden Wire | C604106010 | PATCHCORD BCAT6+ LSZH BLU 10FT | EA |  | 1 Year | 13.475 | 5% | 12.8012
33556 | Belden Wire | C604106015 | PATCHCORD BCAT6+ LSZH BLU 15FT | EA |  | 1 Year | 16.28 | 5% | 15.466
33557 | Belden Wire | C604106020 | PATCHCORD BCAT6+ LSZH BLU 20FT | EA |  | 1 Year | 19.085 | 5% | 18.1307
33558 | Belden Wire | C604106030 | PATCHCORD BCAT6+ LSZH BLU 30FT | EA |  | 1 Year | 24.695 | 5% | 23.4602
33559 | Belden Wire | C604106050 | PATCHCORD BCAT6+ LSZH BLU 50FT | EA |  | 1 Year | 35.915 | 5% | 34.1193
33560 | Belden Wire | C604107002 | PATCHCORD BCAT6+ LSZH PUR 2FT | EA |  | 1 Year | 8.987 | 5% | 8.5376
33561 | Belden Wire | C604107005 | PATCHCORD BCAT6+ LSZH PUR 5FT | EA |  | 1 Year | 10.67 | 5% | 10.1365
33562 | Belden Wire | C604107007 | PATCHCORD BCAT6+ LSZH PUR 7FT | EA |  | 1 Year | 11.792 | 5% | 11.2024
33563 | Belden Wire | C604107010 | PATCHCORD BCAT6+ LSZH PUR 10FT | EA |  | 1 Year | 13.475 | 5% | 12.8012
33564 | Belden Wire | C604107015 | PATCHCORD BCAT6+ LSZH PUR 15FT | EA |  | 1 Year | 16.28 | 5% | 15.466
33565 | Belden Wire | C604107030 | PATCHCORD BCAT6+ LSZH PUR 30FT | EA |  | 1 Year | 24.695 | 5% | 23.4602
33566 | Belden Wire | C604108001 | PATCHCORD BCAT6+ LSZH GRY 1FT | EA |  | 1 Year | 8.426 | 5% | 8.0047
33567 | Belden Wire | C604108007 | PATCHCORD BCAT6+ LSZH GRY 7FT | EA |  | 1 Year | 11.792 | 5% | 11.2024
33568 | Belden Wire | C604108010 | PATCHCORD BCAT6+ LSZH GRY 10FT | EA |  | 1 Year | 13.475 | 5% | 12.8012
33569 | Belden Wire | C604108015 | PATCHCORD BCAT6+ LSZH GRY 15FT | EA |  | 1 Year | 16.28 | 5% | 15.466
33570 | Belden Wire | C604108020 | PATCHCORD BCAT6+ LSZH GRY 20FT | EA |  | 1 Year | 19.085 | 5% | 18.1307
33571 | Belden Wire | C604108025 | PATCHCORD BCAT6+ LSZH GRY 25FT | EA |  | 1 Year | 21.89 | 5% | 20.7955
33572 | Belden Wire | C604108030 | PATCHCORD BCAT6+ LSZH GRY 30FT | EA |  | 1 Year | 24.695 | 5% | 23.4602
33573 | Belden Wire | C631202025 | PIGTAIL-A CAT6+ CMR RED 25FT | EA |  | 1 Year | 17.193 | 5% | 16.3333
33574 | Belden Wire | C631202050 | PIGTAIL-A CAT6+ CMR RED 50FT | EA |  | 1 Year | 28.8805 | 5% | 27.4365
33575 | Belden Wire | C631202075 | PIGTAIL-A CAT6+ CMR RED 75FT | EA |  | 1 Year | 40.568 | 5% | 38.5396
33576 | Belden Wire | C631204007 | PIGTAIL-A CAT6+ CMR YEL 7FT | EA |  | 1 Year | 8.778 | 5% | 8.3391
33577 | Belden Wire | C631204010 | PIGTAIL-A CAT6+ CMR YEL 10FT | EA |  | 1 Year | 10.1805 | 5% | 9.6715
33578 | Belden Wire | C631204015 | PIGTAIL-A CAT6+ CMR YEL 15FT | EA |  | 1 Year | 12.518 | 5% | 11.8921
33579 | Belden Wire | C631204020 | PIGTAIL-A CAT6+ CMR YEL 20FT | EA |  | 1 Year | 14.8555 | 5% | 14.1127
33580 | Belden Wire | C631204025 | PIGTAIL-A CAT6+ CMR YEL 25FT | EA |  | 1 Year | 17.193 | 5% | 16.3333
33581 | Belden Wire | C631204035 | PIGTAIL-A CAT6+ CMR YEL 35FT | EA |  | 1 Year | 21.868 | 5% | 20.7746
33582 | Belden Wire | C631204050 | PIGTAIL-A CAT6+ CMR YEL 50FT | EA |  | 1 Year | 28.8805 | 5% | 27.4365
33583 | Belden Wire | C631204075 | PIGTAIL-A CAT6+ CMR YEL 75FT | EA |  | 1 Year | 40.568 | 5% | 38.5396
33584 | Belden Wire | C631205020 | PIGTAIL-A CAT6+ CMR GRN 20FT | EA |  | 1 Year | 14.8555 | 5% | 14.1127
33585 | Belden Wire | C631205025 | PIGTAIL-A CAT6+ CMR GRN 25FT | EA |  | 1 Year | 17.193 | 5% | 16.3333
33586 | Belden Wire | C631205035 | PIGTAIL-A CAT6+ CMR GRN 35FT | EA |  | 1 Year | 21.868 | 5% | 20.7746
33587 | Belden Wire | C631206015 | PIGTAIL-A CAT6+ CMR BLU 15FT | EA |  | 1 Year | 12.518 | 5% | 11.8921
33588 | Belden Wire | C631206020 | PIGTAIL-A CAT6+ CMR BLU 20FT | EA |  | 1 Year | 14.8555 | 5% | 14.1127
33589 | Belden Wire | C631206025 | PIGTAIL-A CAT6+ CMR BLU 25FT | EA |  | 1 Year | 17.193 | 5% | 16.3333
33590 | Belden Wire | C631206030 | PIGTAIL-A CAT6+ CMR BLU 30FT | EA |  | 1 Year | 19.5305 | 5% | 18.554
33591 | Belden Wire | C631206035 | PIGTAIL-A CAT6+ CMR BLU 35FT | EA |  | 1 Year | 21.868 | 5% | 20.7746
33592 | Belden Wire | C631206040 | PIGTAIL-A CAT6+ CMR BLU 40FT | EA |  | 1 Year | 24.2055 | 5% | 22.9952
33593 | Belden Wire | C631206050 | PIGTAIL-A CAT6+ CMR BLU 50FT | EA |  | 1 Year | 28.8805 | 5% | 27.4365
33594 | Belden Wire | C631206055 | PIGTAIL-A CAT6+ CMR BLU 55FT | EA |  | 1 Year | 31.218 | 5% | 29.6571
33595 | Belden Wire | C631206060 | PIGTAIL-A CAT6+ CMR BLU 60FT | EA |  | 1 Year | 33.5555 | 5% | 31.8777
33596 | Belden Wire | C631206070 | PIGTAIL-A CAT6+ CMR BLU 70FT | EA |  | 1 Year | 38.2305 | 5% | 36.319
33597 | Belden Wire | C631206075 | PIGTAIL-A CAT6+ CMR BLU 75FT | EA |  | 1 Year | 40.568 | 5% | 38.5396
33598 | Belden Wire | C631206080 | PIGTAIL-A CAT6+ CMR BLU 80FT | EA |  | 1 Year | 42.9055 | 5% | 40.7602
33599 | Belden Wire | C631206100 | PIGTAIL-A CAT6+ CMR BLU 100FT | EA |  | 1 Year | 52.2555 | 5% | 49.6427
33600 | Belden Wire | C631206120 | PIGTAIL-A CAT6+ CMR BLU 120FT | EA |  | 1 Year | 67.2155 | 5% | 63.8547
33601 | Belden Wire | C631207009 | PIGTAIL-A CAT6+ CMR PUR 9FT | EA |  | 1 Year | 9.713 | 5% | 9.2273
33602 | Belden Wire | C631207020 | PIGTAIL-A CAT6+ CMR PUR 20FT | EA |  | 1 Year | 14.8555 | 5% | 14.1127
33603 | Belden Wire | C631208004 | PIGTAIL-A CAT6+ CMR GRY 4FT | EA |  | 1 Year | 7.3755 | 5% | 7.0067
33604 | Belden Wire | C631208007 | PIGTAIL-A CAT6+ CMR GRY 7FT | EA |  | 1 Year | 8.778 | 5% | 8.3391
33605 | Belden Wire | C631208010 | PIGTAIL-A CAT6+ CMR GRY 10FT | EA |  | 1 Year | 10.1805 | 5% | 9.6715
33606 | Belden Wire | C631208015 | PIGTAIL-A CAT6+ CMR GRY 15FT | EA |  | 1 Year | 12.518 | 5% | 11.8921
33607 | Belden Wire | C631208020 | PIGTAIL-A CAT6+ CMR GRY 20FT | EA |  | 1 Year | 14.8555 | 5% | 14.1127
33608 | Belden Wire | C631208025 | PIGTAIL-A CAT6+ CMR GRY 25FT | EA |  | 1 Year | 17.193 | 5% | 16.3333
33609 | Belden Wire | C631208030 | PIGTAIL-A CAT6+ CMR GRY 30FT | EA |  | 1 Year | 19.5305 | 5% | 18.554
33610 | Belden Wire | C631208035 | PIGTAIL-A CAT6+ CMR GRY 35FT | EA |  | 1 Year | 21.868 | 5% | 20.7746
33611 | Belden Wire | C631208040 | PIGTAIL-A CAT6+ CMR GRY 40FT | EA |  | 1 Year | 24.2055 | 5% | 22.9952
33612 | Belden Wire | C631208045 | PIGTAIL-A CAT6+ CMR GRY 45FT | EA |  | 1 Year | 26.543 | 5% | 25.2158
33613 | Belden Wire | C631208050 | PIGTAIL-A CAT6+ CMR GRY 50FT | EA |  | 1 Year | 28.8805 | 5% | 27.4365
33614 | Belden Wire | C631208060 | PIGTAIL-A CAT6+ CMR GRY 60FT | EA |  | 1 Year | 33.5555 | 5% | 31.8777
33615 | Belden Wire | C631208065 | PIGTAIL-A CAT6+ CMR GRY 65FT | EA |  | 1 Year | 35.893 | 5% | 34.0983
33616 | Belden Wire | C631208070 | PIGTAIL-A CAT6+ CMR GRY 70FT | EA |  | 1 Year | 38.2305 | 5% | 36.319
33617 | Belden Wire | C631208075 | PIGTAIL-A CAT6+ CMR GRY 75FT | EA |  | 1 Year | 40.568 | 5% | 38.5396
33618 | Belden Wire | C631208080 | PIGTAIL-A CAT6+ CMR GRY 80FT | EA |  | 1 Year | 42.9055 | 5% | 40.7602
33619 | Belden Wire | C631208085 | PIGTAIL-A CAT6+ CMR GRY 85FT | EA |  | 1 Year | 45.243 | 5% | 42.9808
33620 | Belden Wire | C631208090 | PIGTAIL-A CAT6+ CMR GRY 90FT | EA |  | 1 Year | 47.5805 | 5% | 45.2015
33621 | Belden Wire | C631208095 | PIGTAIL-A CAT6+ CMR GRY 95FT | EA |  | 1 Year | 49.918 | 5% | 47.4221
33622 | Belden Wire | C631208100 | PIGTAIL-A CAT6+ CMR GRY 100FT | EA |  | 1 Year | 52.2555 | 5% | 49.6427
33623 | Belden Wire | C631208105 | PIGTAIL-A CAT6+ CMR GRY 105FT | EA |  | 1 Year | 59.5018 | 5% | 56.5267
33624 | Belden Wire | C631208110 | PIGTAIL-A CAT6+ CMR GRY 110FT | EA |  | 1 Year | 62.073 | 5% | 58.9693
33625 | Belden Wire | C631208115 | PIGTAIL-A CAT6+ CMR GRY 115FT | EA |  | 1 Year | 64.6443 | 5% | 61.4121
33626 | Belden Wire | C631208120 | PIGTAIL-A CAT6+ CMR GRY 120FT | EA |  | 1 Year | 67.2155 | 5% | 63.8547
33627 | Belden Wire | C631208125 | PIGTAIL-A CAT6+ CMR GRY 125FT | EA |  | 1 Year | 69.7868 | 5% | 66.2975
33628 | Belden Wire | C631208156 | PIGTAIL-A CAT6+ CMR GRY 156FT | EA |  | 1 Year | 85.7285 | 5% | 81.4421
33629 | Belden Wire | C631208160 | PIGTAIL-A CAT6+ CMR GRY 160FT | EA |  | 1 Year | 87.7855 | 5% | 83.3962
33630 | Belden Wire | C631209010 | PIGTAIL-A CAT6+ CMR WHI 10FT | EA |  | 1 Year | 10.1805 | 5% | 9.6715
33631 | Belden Wire | C631209015 | PIGTAIL-A CAT6+ CMR WHI 15FT | EA |  | 1 Year | 12.518 | 5% | 11.8921
33632 | Belden Wire | C631209020 | PIGTAIL-A CAT6+ CMR WHI 20FT | EA |  | 1 Year | 14.8555 | 5% | 14.1127
33633 | Belden Wire | C631209025 | PIGTAIL-A CAT6+ CMR WHI 25FT | EA |  | 1 Year | 17.193 | 5% | 16.3333
33634 | Belden Wire | C631209030 | PIGTAIL-A CAT6+ CMR WHI 30FT | EA |  | 1 Year | 19.5305 | 5% | 18.554
33635 | Belden Wire | C631209035 | PIGTAIL-A CAT6+ CMR WHI 35FT | EA |  | 1 Year | 21.868 | 5% | 20.7746
33636 | Belden Wire | C631209050 | PIGTAIL-A CAT6+ CMR WHI 50FT | EA |  | 1 Year | 28.8805 | 5% | 27.4365
33637 | Belden Wire | C631209060 | PIGTAIL-A CAT6+ CMR WHI 60FT | EA |  | 1 Year | 33.5555 | 5% | 31.8777
33638 | Belden Wire | C631209075 | PIGTAIL-A CAT6+ CMR WHI 75FT | EA |  | 1 Year | 40.568 | 5% | 38.5396
33639 | Belden Wire | C631209090 | PIGTAIL-A CAT6+ CMR WHI 90FT | EA |  | 1 Year | 47.5805 | 5% | 45.2015
33640 | Belden Wire | C631209100 | PIGTAIL-A CAT6+ CMR WHI 100FT | EA |  | 1 Year | 52.2555 | 5% | 49.6427
33641 | Belden Wire | C631209156 | PIGTAIL-A CAT6+ CMR WHI 156FT | EA |  | 1 Year | 85.7285 | 5% | 81.4421
33642 | Belden Wire | C631302025 | PIGTAIL-B CAT6+ CMR RED 25FT | EA |  | 1 Year | 17.193 | 5% | 16.3333
33643 | Belden Wire | C631303030 | PIGTAIL-B CAT6+ CMR ORA 30FT | EA |  | 1 Year | 19.5305 | 5% | 18.554
33644 | Belden Wire | C631304020 | PIGTAIL-B CAT6+ CMR YEL 20FT | EA |  | 1 Year | 14.8555 | 5% | 14.1127
33645 | Belden Wire | C631304025 | PIGTAIL-B CAT6+ CMR YEL 25FT | EA |  | 1 Year | 17.193 | 5% | 16.3333
33646 | Belden Wire | C631304030 | PIGTAIL-B CAT6+ CMR YEL 30FT | EA |  | 1 Year | 19.5305 | 5% | 18.554
33647 | Belden Wire | C631304050 | PIGTAIL-B CAT6+ CMR YEL 50FT | EA |  | 1 Year | 28.8805 | 5% | 27.4365
33648 | Belden Wire | C631306015 | PIGTAIL-B CAT6+ CMR BLU 15FT | EA |  | 1 Year | 12.518 | 5% | 11.8921
33649 | Belden Wire | C631306020 | PIGTAIL-B CAT6+ CMR BLU 20FT | EA |  | 1 Year | 14.8555 | 5% | 14.1127
33650 | Belden Wire | C631306025 | PIGTAIL-B CAT6+ CMR BLU 25FT | EA |  | 1 Year | 17.193 | 5% | 16.3333
33651 | Belden Wire | C631306035 | PIGTAIL-B CAT6+ CMR BLU 35FT | EA |  | 1 Year | 21.868 | 5% | 20.7746
33652 | Belden Wire | C631306045 | PIGTAIL-B CAT6+ CMR BLU 45FT | EA |  | 1 Year | 26.543 | 5% | 25.2158
33653 | Belden Wire | C631306050 | PIGTAIL-B CAT6+ CMR BLU 50FT | EA |  | 1 Year | 28.8805 | 5% | 27.4365
33654 | Belden Wire | C631306060 | PIGTAIL-B CAT6+ CMR BLU 60FT | EA |  | 1 Year | 33.5555 | 5% | 31.8777
33655 | Belden Wire | C631306070 | PIGTAIL-B CAT6+ CMR BLU 70FT | EA |  | 1 Year | 38.2305 | 5% | 36.319
33656 | Belden Wire | C631306075 | PIGTAIL-B CAT6+ CMR BLU 75FT | EA |  | 1 Year | 40.568 | 5% | 38.5396
33657 | Belden Wire | C631306080 | PIGTAIL-B CAT6+ CMR BLU 80FT | EA |  | 1 Year | 42.9055 | 5% | 40.7602
33658 | Belden Wire | C631306085 | PIGTAIL-B CAT6+ CMR BLU 85FT | EA |  | 1 Year | 45.243 | 5% | 42.9808
33659 | Belden Wire | C631306100 | PIGTAIL-B CAT6+ CMR BLU 100FT | EA |  | 1 Year | 52.2555 | 5% | 49.6427
33660 | Belden Wire | C631306200 | PIGTAIL-B CAT6+ CMR BLU 200FT | EA |  | 1 Year | 108.3555 | 5% | 102.9377
33661 | Belden Wire | C631308007 | PIGTAIL-B CAT6+ CMR GRY 7FT | EA |  | 1 Year | 8.778 | 5% | 8.3391
33662 | Belden Wire | C631308010 | PIGTAIL-B CAT6+ CMR GRY 10FT | EA |  | 1 Year | 10.1805 | 5% | 9.6715
33663 | Belden Wire | C631308015 | PIGTAIL-B CAT6+ CMR GRY 15FT | EA |  | 1 Year | 12.518 | 5% | 11.8921
33664 | Belden Wire | C631308020 | PIGTAIL-B CAT6+ CMR GRY 20FT | EA |  | 1 Year | 14.8555 | 5% | 14.1127
33665 | Belden Wire | C631308025 | PIGTAIL-B CAT6+ CMR GRY 25FT | EA |  | 1 Year | 17.193 | 5% | 16.3333
33666 | Belden Wire | C631308030 | PIGTAIL-B CAT6+ CMR GRY 30FT | EA |  | 1 Year | 19.5305 | 5% | 18.554
33667 | Belden Wire | C631308035 | PIGTAIL-B CAT6+ CMR GRY 35FT | EA |  | 1 Year | 21.868 | 5% | 20.7746
33668 | Belden Wire | C631308050 | PIGTAIL-B CAT6+ CMR GRY 50FT | EA |  | 1 Year | 28.8805 | 5% | 27.4365
33669 | Belden Wire | C631308060 | PIGTAIL-B CAT6+ CMR GRY 60FT | EA |  | 1 Year | 33.5555 | 5% | 31.8777
33670 | Belden Wire | C631308075 | PIGTAIL-B CAT6+ CMR GRY 75FT | EA |  | 1 Year | 40.568 | 5% | 38.5396
33671 | Belden Wire | C631308100 | PIGTAIL-B CAT6+ CMR GRY 100FT | EA |  | 1 Year | 52.2555 | 5% | 49.6427
33672 | Belden Wire | C631308156 | PIGTAIL-B CAT6+ CMR GRY 156FT | EA |  | 1 Year | 85.7285 | 5% | 81.4421
33673 | Belden Wire | C631308160 | PIGTAIL-B CAT6+ CMR GRY 160FT | EA |  | 1 Year | 87.7855 | 5% | 83.3962
33674 | Belden Wire | C631309004 | PIGTAIL-B CAT6+ CMR WHI 4FT | EA |  | 1 Year | 7.3755 | 5% | 7.0067
33675 | Belden Wire | C631309007 | PIGTAIL-B CAT6+ CMR WHI 7FT | EA |  | 1 Year | 8.778 | 5% | 8.3391
33676 | Belden Wire | C631309015 | PIGTAIL-B CAT6+ CMR WHI 15FT | EA |  | 1 Year | 12.518 | 5% | 11.8921
33677 | Belden Wire | C631309020 | PIGTAIL-B CAT6+ CMR WHI 20FT | EA |  | 1 Year | 14.8555 | 5% | 14.1127
33678 | Belden Wire | C631309025 | PIGTAIL-B CAT6+ CMR WHI 25FT | EA |  | 1 Year | 17.193 | 5% | 16.3333
33679 | Belden Wire | C631309035 | PIGTAIL-B CAT6+ CMR WHI 35FT | EA |  | 1 Year | 21.868 | 5% | 20.7746
33680 | Belden Wire | C631309050 | PIGTAIL-B CAT6+ CMR WHI 50FT | EA |  | 1 Year | 28.8805 | 5% | 27.4365
33681 | Belden Wire | C631309075 | PIGTAIL-B CAT6+ CMR WHI 75FT | EA |  | 1 Year | 40.568 | 5% | 38.5396
33682 | Belden Wire | C631309100 | PIGTAIL-B CAT6+ CMR WHI 100FT | EA |  | 1 Year | 52.2555 | 5% | 49.6427
33683 | Belden Wire | C632200015 | PIGTAIL-A CAT6+ CMP BLK 15FT | EA |  | 1 Year | 22.3355 | 5% | 21.2187
33684 | Belden Wire | C632202012 | PIGTAIL-A CAT6+ CMP RED 12FT | EA |  | 1 Year | 18.9695 | 5% | 18.021
33685 | Belden Wire | C632204012 | PIGTAIL-A CAT6+ CMP YEL 12FT | EA |  | 1 Year | 18.9695 | 5% | 18.021
33686 | Belden Wire | C632204050 | PIGTAIL-A CAT6+ CMP YEL 50FT | EA |  | 1 Year | 61.6055 | 5% | 58.5252
33687 | Belden Wire | C632206015 | PIGTAIL-A CAT6+ CMP BLU 15FT | EA |  | 1 Year | 22.3355 | 5% | 21.2187
33688 | Belden Wire | C632206020 | PIGTAIL-A CAT6+ CMP BLU 20FT | EA |  | 1 Year | 27.9455 | 5% | 26.5482
33689 | Belden Wire | C632206025 | PIGTAIL-A CAT6+ CMP BLU 25FT | EA |  | 1 Year | 33.5555 | 5% | 31.8777
33690 | Belden Wire | C632206035 | PIGTAIL-A CAT6+ CMP BLU 35FT | EA |  | 1 Year | 44.7755 | 5% | 42.5367
33691 | Belden Wire | C632206043 | PIGTAIL-A CAT6+ CMP BLU 43FT | EA |  | 1 Year | 53.7515 | 5% | 51.0639
33692 | Belden Wire | C632206050 | PIGTAIL-A CAT6+ CMP BLU 50FT | EA |  | 1 Year | 61.6055 | 5% | 58.5252
33693 | Belden Wire | C632206055 | PIGTAIL-A CAT6+ CMP BLU 55FT | EA |  | 1 Year | 67.2155 | 5% | 63.8547
33694 | Belden Wire | C632206075 | PIGTAIL-A CAT6+ CMP BLU 75FT | EA |  | 1 Year | 89.6555 | 5% | 85.1727
33695 | Belden Wire | C632206100 | PIGTAIL-A CAT6+ CMP BLU 100FT | EA |  | 1 Year | 117.7055 | 5% | 111.8202
33696 | Belden Wire | C632207012 | PIGTAIL-A CAT6+ CMP PUR 12FT | EA |  | 1 Year | 18.9695 | 5% | 18.021
33697 | Belden Wire | C632208015 | PIGTAIL-A CAT6+ CMP GRY 15FT | EA |  | 1 Year | 22.3355 | 5% | 21.2187
33698 | Belden Wire | C632208017 | PIGTAIL-A CAT6+ CMP GRY 17FT | EA |  | 1 Year | 24.5795 | 5% | 23.3505
33699 | Belden Wire | C632208020 | PIGTAIL-A CAT6+ CMP GRY 20FT | EA |  | 1 Year | 27.9455 | 5% | 26.5482
33700 | Belden Wire | C632208025 | PIGTAIL-A CAT6+ CMP GRY 25FT | EA |  | 1 Year | 33.5555 | 5% | 31.8777
33701 | Belden Wire | C632208030 | PIGTAIL-A CAT6+ CMP GRY 30FT | EA |  | 1 Year | 39.1655 | 5% | 37.2072
33702 | Belden Wire | C632208035 | PIGTAIL-A CAT6+ CMP GRY 35FT | EA |  | 1 Year | 44.7755 | 5% | 42.5367
33703 | Belden Wire | C632208040 | PIGTAIL-A CAT6+ CMP GRY 40FT | EA |  | 1 Year | 50.3855 | 5% | 47.8662
33704 | Belden Wire | C632208045 | PIGTAIL-A CAT6+ CMP GRY 45FT | EA |  | 1 Year | 55.9955 | 5% | 53.1957
33705 | Belden Wire | C632208050 | PIGTAIL-A CAT6+ CMP GRY 50FT | EA |  | 1 Year | 61.6055 | 5% | 58.5252
33706 | Belden Wire | C632208075 | PIGTAIL-A CAT6+ CMP GRY 75FT | EA |  | 1 Year | 89.6555 | 5% | 85.1727
33707 | Belden Wire | C632208100 | PIGTAIL-A CAT6+ CMP GRY 100FT | EA |  | 1 Year | 117.7055 | 5% | 111.8202
33708 | Belden Wire | C632209015 | PIGTAIL-A CAT6+ CMP WHI 15FT | EA |  | 1 Year | 22.3355 | 5% | 21.2187
33709 | Belden Wire | C632209020 | PIGTAIL-A CAT6+ CMP WHI 20FT | EA |  | 1 Year | 27.9455 | 5% | 26.5482
33710 | Belden Wire | C632209025 | PIGTAIL-A CAT6+ CMP WHI 25FT | EA |  | 1 Year | 33.5555 | 5% | 31.8777
33711 | Belden Wire | C632209035 | PIGTAIL-A CAT6+ CMP WHI 35FT | EA |  | 1 Year | 44.7755 | 5% | 42.5367
33712 | Belden Wire | C632209050 | PIGTAIL-A CAT6+ CMP WHI 50FT | EA |  | 1 Year | 61.6055 | 5% | 58.5252
33713 | Belden Wire | C632209070 | PIGTAIL-A CAT6+ CMP WHI 70FT | EA |  | 1 Year | 84.0455 | 5% | 79.8432
33714 | Belden Wire | C632209075 | PIGTAIL-A CAT6+ CMP WHI 75FT | EA |  | 1 Year | 89.6555 | 5% | 85.1727
33715 | Belden Wire | C632209100 | PIGTAIL-A CAT6+ CMP WHI 100FT | EA |  | 1 Year | 117.7055 | 5% | 111.8202
33716 | Belden Wire | C632209150 | PIGTAIL-A CAT6+ CMP WHI 150FT | EA |  | 1 Year | 190.6355 | 5% | 181.1037
33717 | Belden Wire | C632304012 | PIGTAIL-B CAT6+ CMP YEL 12FT | EA |  | 1 Year | 18.9695 | 5% | 18.021
33718 | Belden Wire | C632306012 | PIGTAIL-B CAT6+ CMP BLU 12FT | EA |  | 1 Year | 18.9695 | 5% | 18.021
33719 | Belden Wire | C632306015 | PIGTAIL-B CAT6+ CMP BLU 15FT | EA |  | 1 Year | 22.3355 | 5% | 21.2187
33720 | Belden Wire | C632306020 | PIGTAIL-B CAT6+ CMP BLU 20FT | EA |  | 1 Year | 27.9455 | 5% | 26.5482
33721 | Belden Wire | C632306025 | PIGTAIL-B CAT6+ CMP BLU 25FT | EA |  | 1 Year | 33.5555 | 5% | 31.8777
33722 | Belden Wire | C632306035 | PIGTAIL-B CAT6+ CMP BLU 35FT | EA |  | 1 Year | 44.7755 | 5% | 42.5367
33723 | Belden Wire | C632306050 | PIGTAIL-B CAT6+ CMP BLU 50FT | EA |  | 1 Year | 61.6055 | 5% | 58.5252
33724 | Belden Wire | C632306065 | PIGTAIL-B CAT6+ CMP BLU 65FT | EA |  | 1 Year | 78.4355 | 5% | 74.5137
33725 | Belden Wire | C632306075 | PIGTAIL-B CAT6+ CMP BLU 75FT | EA |  | 1 Year | 89.6555 | 5% | 85.1727
33726 | Belden Wire | C632306100 | PIGTAIL-B CAT6+ CMP BLU 100FT | EA |  | 1 Year | 117.7055 | 5% | 111.8202
33727 | Belden Wire | C632308015 | PIGTAIL-B CAT6+ CMP GRY 15FT | EA |  | 1 Year | 22.3355 | 5% | 21.2187
33728 | Belden Wire | C632308020 | PIGTAIL-B CAT6+ CMP GRY 20FT | EA |  | 1 Year | 27.9455 | 5% | 26.5482
33729 | Belden Wire | C632308025 | PIGTAIL-B CAT6+ CMP GRY 25FT | EA |  | 1 Year | 33.5555 | 5% | 31.8777
33730 | Belden Wire | C632308030 | PIGTAIL-B CAT6+ CMP GRY 30FT | EA |  | 1 Year | 39.1655 | 5% | 37.2072
33731 | Belden Wire | C632308035 | PIGTAIL-B CAT6+ CMP GRY 35FT | EA |  | 1 Year | 44.7755 | 5% | 42.5367
33732 | Belden Wire | C632308050 | PIGTAIL-B CAT6+ CMP GRY 50FT | EA |  | 1 Year | 61.6055 | 5% | 58.5252
33733 | Belden Wire | C632308075 | PIGTAIL-B CAT6+ CMP GRY 75FT | EA |  | 1 Year | 89.6555 | 5% | 85.1727
33734 | Belden Wire | C632308100 | PIGTAIL-B CAT6+ CMP GRY 100FT | EA |  | 1 Year | 117.7055 | 5% | 111.8202
33735 | Belden Wire | C632308150 | PIGTAIL-B CAT6+ CMP GRY 150FT | EA |  | 1 Year | 190.6355 | 5% | 181.1037
33736 | Belden Wire | C632308200 | PIGTAIL-B CAT6+ CMP GRY 200FT | EA |  | 1 Year | 252.3455 | 5% | 239.7282
33737 | Belden Wire | C632308250 | PIGTAIL-B CAT6+ CMP GRY 250FT | EA |  | 1 Year | 328.0805 | 5% | 311.6765
33738 | Belden Wire | C632309015 | PIGTAIL-B CAT6+ CMP WHI 15FT | EA |  | 1 Year | 22.3355 | 5% | 21.2187
33739 | Belden Wire | C632309020 | PIGTAIL-B CAT6+ CMP WHI 20FT | EA |  | 1 Year | 27.9455 | 5% | 26.5482
33740 | Belden Wire | C632309025 | PIGTAIL-B CAT6+ CMP WHI 25FT | EA |  | 1 Year | 33.5555 | 5% | 31.8777
33741 | Belden Wire | C632309035 | PIGTAIL-B CAT6+ CMP WHI 35FT | EA |  | 1 Year | 44.7755 | 5% | 42.5367
33742 | Belden Wire | C632309050 | PIGTAIL-B CAT6+ CMP WHI 50FT | EA |  | 1 Year | 61.6055 | 5% | 58.5252
33743 | Belden Wire | C632309075 | PIGTAIL-B CAT6+ CMP WHI 75FT | EA |  | 1 Year | 89.6555 | 5% | 85.1727
33744 | Belden Wire | C632309100 | PIGTAIL-B CAT6+ CMP WHI 100FT | EA |  | 1 Year | 117.7055 | 5% | 111.8202
33745 | Belden Wire | C6424 | DROP WIRE GROMMET 4 TERMASTER | EA |  | 1 Year | 1.75 | 5% | 1.6625
33746 | Belden Wire | C6D1100001 | PATCHC 28AWG CAT6 CMR BLK 1FT | EA |  | 1 Year | 8.3325 | 5% | 7.9159
33747 | Belden Wire | C6D1100002 | PATCHC 28AWG CAT6 CMR BLK 2FT | EA |  | 1 Year | 8.8 | 5% | 8.36
33748 | Belden Wire | C6D1100003 | PATCHC 28AWG CAT6 CMR BLK 3FT | EA |  | 1 Year | 9.2675 | 5% | 8.8041
33749 | Belden Wire | C6D1100004 | PATCHC 28AWG CAT6 CMR BLK 4FT | EA |  | 1 Year | 9.735 | 5% | 9.2482
33750 | Belden Wire | C6D1100005 | PATCHC 28AWG CAT6 CMR BLK 5FT | EA |  | 1 Year | 10.2025 | 5% | 9.6924
33751 | Belden Wire | C6D1100006 | PATCHC 28AWG CAT6 CMR BLK 6FT | EA |  | 1 Year | 10.67 | 5% | 10.1365
33752 | Belden Wire | C6D1100007 | PATCHC 28AWG CAT6 CMR BLK 7FT | EA |  | 1 Year | 11.1375 | 5% | 10.5806
33753 | Belden Wire | C6D1100008 | PATCHC 28AWG CAT6 CMR BLK 8FT | EA |  | 1 Year | 11.605 | 5% | 11.0247
33754 | Belden Wire | C6D1100009 | PATCHC 28AWG CAT6 CMR BLK 9FT | EA |  | 1 Year | 12.0725 | 5% | 11.4689
33755 | Belden Wire | C6D1100010 | PATCHC 28AWG CAT6 CMR BLK 10FT | EA |  | 1 Year | 12.54 | 5% | 11.913
33756 | Belden Wire | C6D1100011 | PATCHC 28AWG CAT6 CMR BLK 11FT | EA |  | 1 Year | 13.0075 | 5% | 12.3571
33757 | Belden Wire | C6D1100012 | PATCHC 28AWG CAT6 CMR BLK 12FT | EA |  | 1 Year | 13.475 | 5% | 12.8012
33758 | Belden Wire | C6D1100013 | PATCHC 28AWG CAT6 CMR BLK 13FT | EA |  | 1 Year | 13.9425 | 5% | 13.2454
33759 | Belden Wire | C6D1100014 | PATCHC 28AWG CAT6 CMR BLK 14FT | EA |  | 1 Year | 14.41 | 5% | 13.6895
33760 | Belden Wire | C6D1100015 | PATCHC 28AWG CAT6 CMR BLK 15FT | EA |  | 1 Year | 14.8775 | 5% | 14.1336
33761 | Belden Wire | C6D1100016 | PATCHC 28AWG CAT6 CMR BLK 16FT | EA |  | 1 Year | 15.345 | 5% | 14.5777
33762 | Belden Wire | C6D1100017 | PATCHC 28AWG CAT6 CMR BLK 17FT | EA |  | 1 Year | 15.8125 | 5% | 15.0219
33763 | Belden Wire | C6D1100018 | PATCHC 28AWG CAT6 CMR BLK 18FT | EA |  | 1 Year | 16.28 | 5% | 15.466
33764 | Belden Wire | C6D1100019 | PATCHC 28AWG CAT6 CMR BLK 19FT | EA |  | 1 Year | 16.7475 | 5% | 15.9101
33765 | Belden Wire | C6D1100020 | PATCHC 28AWG CAT6 CMR BLK 20FT | EA |  | 1 Year | 17.215 | 5% | 16.3543
33766 | Belden Wire | C6D1100021 | PATCHC 28AWG CAT6 CMR BLK 21FT | EA |  | 1 Year | 17.6825 | 5% | 16.7984
33767 | Belden Wire | C6D1100022 | PATCHC 28AWG CAT6 CMR BLK 22FT | EA |  | 1 Year | 18.15 | 5% | 17.2425
33768 | Belden Wire | C6D1100023 | PATCHC 28AWG CAT6 CMR BLK 23FT | EA |  | 1 Year | 18.6175 | 5% | 17.6866
33769 | Belden Wire | C6D1100024 | PATCHC 28AWG CAT6 CMR BLK 24FT | EA |  | 1 Year | 19.085 | 5% | 18.1307
33770 | Belden Wire | C6D1100025 | PATCHC 28AWG CAT6 CMR BLK 25FT | EA |  | 1 Year | 19.5525 | 5% | 18.5749
33771 | Belden Wire | C6D1100026 | PATCHC 28AWG CAT6 CMR BLK 26FT | EA |  | 1 Year | 20.02 | 5% | 19.019
33772 | Belden Wire | C6D1100027 | PATCHC 28AWG CAT6 CMR BLK 27FT | EA |  | 1 Year | 20.4875 | 5% | 19.4631
33773 | Belden Wire | C6D1100028 | PATCHC 28AWG CAT6 CMR BLK 28FT | EA |  | 1 Year | 20.955 | 5% | 19.9072
33774 | Belden Wire | C6D1100029 | PATCHC 28AWG CAT6 CMR BLK 29FT | EA |  | 1 Year | 21.4225 | 5% | 20.3514
33775 | Belden Wire | C6D1100030 | PATCHC 28AWG CAT6 CMR BLK 30FT | EA |  | 1 Year | 21.89 | 5% | 20.7955
33776 | Belden Wire | C6D1100033 | PATCHC 28AWG CAT6 CMR BLK 33FT | EA |  | 1 Year | 23.2925 | 5% | 22.1279
33777 | Belden Wire | C6D1102001 | PATCHC 28AWG CAT6 CMR RED 1FT | EA |  | 1 Year | 8.3325 | 5% | 7.9159
33778 | Belden Wire | C6D1102002 | PATCHC 28AWG CAT6 CMR RED 2FT | EA |  | 1 Year | 8.8 | 5% | 8.36
33779 | Belden Wire | C6D1102003 | PATCHC 28AWG CAT6 CMR RED 3FT | EA |  | 1 Year | 9.2675 | 5% | 8.8041
33780 | Belden Wire | C6D1102004 | PATCHC 28AWG CAT6 CMR RED 4FT | EA |  | 1 Year | 9.735 | 5% | 9.2482
33781 | Belden Wire | C6D1102005 | PATCHC 28AWG CAT6 CMR RED 5FT | EA |  | 1 Year | 10.2025 | 5% | 9.6924
33782 | Belden Wire | C6D1102006 | PATCHC 28AWG CAT6 CMR RED 6FT | EA |  | 1 Year | 10.67 | 5% | 10.1365
33783 | Belden Wire | C6D1102007 | PATCHC 28AWG CAT6 CMR RED 7FT | EA |  | 1 Year | 11.1375 | 5% | 10.5806
33784 | Belden Wire | C6D1102008 | PATCHC 28AWG CAT6 CMR RED 8FT | EA |  | 1 Year | 11.605 | 5% | 11.0247
33785 | Belden Wire | C6D1102009 | PATCHC 28AWG CAT6 CMR RED 9FT | EA |  | 1 Year | 12.0725 | 5% | 11.4689
33786 | Belden Wire | C6D1102010 | PATCHC 28AWG CAT6 CMR RED 10FT | EA |  | 1 Year | 12.54 | 5% | 11.913
33787 | Belden Wire | C6D1102011 | PATCHC 28AWG CAT6 CMR RED 11FT | EA |  | 1 Year | 13.0075 | 5% | 12.3571
33788 | Belden Wire | C6D1102012 | PATCHC 28AWG CAT6 CMR RED 12FT | EA |  | 1 Year | 13.475 | 5% | 12.8012
33789 | Belden Wire | C6D1102013 | PATCHC 28AWG CAT6 CMR RED 13FT | EA |  | 1 Year | 13.9425 | 5% | 13.2454
33790 | Belden Wire | C6D1102014 | PATCHC 28AWG CAT6 CMR RED 14FT | EA |  | 1 Year | 14.41 | 5% | 13.6895
33791 | Belden Wire | C6D1102015 | PATCHC 28AWG CAT6 CMR RED 15FT | EA |  | 1 Year | 14.8775 | 5% | 14.1336
33792 | Belden Wire | C6D1102016 | PATCHC 28AWG CAT6 CMR RED 16FT | EA |  | 1 Year | 15.345 | 5% | 14.5777
33793 | Belden Wire | C6D1102017 | PATCHC 28AWG CAT6 CMR RED 17FT | EA |  | 1 Year | 15.8125 | 5% | 15.0219
33794 | Belden Wire | C6D1102018 | PATCHC 28AWG CAT6 CMR RED 18FT | EA |  | 1 Year | 16.28 | 5% | 15.466
33795 | Belden Wire | C6D1102019 | PATCHC 28AWG CAT6 CMR RED 19FT | EA |  | 1 Year | 16.7475 | 5% | 15.9101
33796 | Belden Wire | C6D1102020 | PATCHC 28AWG CAT6 CMR RED 20FT | EA |  | 1 Year | 17.215 | 5% | 16.3543
33797 | Belden Wire | C6D1102021 | PATCHC 28AWG CAT6 CMR RED 21FT | EA |  | 1 Year | 17.6825 | 5% | 16.7984
33798 | Belden Wire | C6D1102022 | PATCHC 28AWG CAT6 CMR RED 22FT | EA |  | 1 Year | 18.15 | 5% | 17.2425
33799 | Belden Wire | C6D1102023 | PATCHC 28AWG CAT6 CMR RED 23FT | EA |  | 1 Year | 18.6175 | 5% | 17.6866
33800 | Belden Wire | C6D1102024 | PATCHC 28AWG CAT6 CMR RED 24FT | EA |  | 1 Year | 19.085 | 5% | 18.1307
33801 | Belden Wire | C6D1102025 | PATCHC 28AWG CAT6 CMR RED 25FT | EA |  | 1 Year | 19.5525 | 5% | 18.5749
33802 | Belden Wire | C6D1102026 | PATCHC 28AWG CAT6 CMR RED 26FT | EA |  | 1 Year | 20.02 | 5% | 19.019
33803 | Belden Wire | C6D1102027 | PATCHC 28AWG CAT6 CMR RED 27FT | EA |  | 1 Year | 20.4875 | 5% | 19.4631
33804 | Belden Wire | C6D1102028 | PATCHC 28AWG CAT6 CMR RED 28FT | EA |  | 1 Year | 20.955 | 5% | 19.9072
33805 | Belden Wire | C6D1102029 | PATCHC 28AWG CAT6 CMR RED 29FT | EA |  | 1 Year | 21.4225 | 5% | 20.3514
33806 | Belden Wire | C6D1102030 | PATCHC 28AWG CAT6 CMR RED 30FT | EA |  | 1 Year | 21.89 | 5% | 20.7955
33807 | Belden Wire | C6D1106001 | PATCHC 28AWG CAT6 CMR BLU 1FT | EA |  | 1 Year | 8.3325 | 5% | 7.9159
33808 | Belden Wire | C6D1106002 | PATCHC 28AWG CAT6 CMR BLU 2FT | EA |  | 1 Year | 8.8 | 5% | 8.36
33809 | Belden Wire | C6D1106003 | PATCHC 28AWG CAT6 CMR BLU 3FT | EA |  | 1 Year | 9.2675 | 5% | 8.8041
33810 | Belden Wire | C6D1106004 | PATCHC 28AWG CAT6 CMR BLU 4FT | EA |  | 1 Year | 9.735 | 5% | 9.2482
33811 | Belden Wire | C6D1106005 | PATCHC 28AWG CAT6 CMR BLU 5FT | EA |  | 1 Year | 10.2025 | 5% | 9.6924
33812 | Belden Wire | C6D1106006 | PATCHC 28AWG CAT6 CMR BLU 6FT | EA |  | 1 Year | 10.67 | 5% | 10.1365
33813 | Belden Wire | C6D1106007 | PATCHC 28AWG CAT6 CMR BLU 7FT | EA |  | 1 Year | 11.1375 | 5% | 10.5806
33814 | Belden Wire | C6D1106008 | PATCHC 28AWG CAT6 CMR BLU 8FT | EA |  | 1 Year | 11.605 | 5% | 11.0247
33815 | Belden Wire | C6D1106009 | PATCHC 28AWG CAT6 CMR BLU 9FT | EA |  | 1 Year | 12.0725 | 5% | 11.4689
33816 | Belden Wire | C6D1106010 | PATCHC 28AWG CAT6 CMR BLU 10FT | EA |  | 1 Year | 12.54 | 5% | 11.913
33817 | Belden Wire | C6D1106011 | PATCHC 28AWG CAT6 CMR BLU 11FT | EA |  | 1 Year | 13.0075 | 5% | 12.3571
33818 | Belden Wire | C6D1106012 | PATCHC 28AWG CAT6 CMR BLU 12FT | EA |  | 1 Year | 13.475 | 5% | 12.8012
33819 | Belden Wire | C6D1106013 | PATCHC 28AWG CAT6 CMR BLU 13FT | EA |  | 1 Year | 13.9425 | 5% | 13.2454
33820 | Belden Wire | C6D1106014 | PATCHC 28AWG CAT6 CMR BLU 14FT | EA |  | 1 Year | 14.41 | 5% | 13.6895
33821 | Belden Wire | C6D1106015 | PATCHC 28AWG CAT6 CMR BLU 15FT | EA |  | 1 Year | 14.8775 | 5% | 14.1336
33822 | Belden Wire | C6D1106016 | PATCHC 28AWG CAT6 CMR BLU 16FT | EA |  | 1 Year | 15.345 | 5% | 14.5777
33823 | Belden Wire | C6D1106017 | PATCHC 28AWG CAT6 CMR BLU 17FT | EA |  | 1 Year | 15.8125 | 5% | 15.0219
33824 | Belden Wire | C6D1106018 | PATCHC 28AWG CAT6 CMR BLU 18FT | EA |  | 1 Year | 16.28 | 5% | 15.466
33825 | Belden Wire | C6D1106019 | PATCHC 28AWG CAT6 CMR BLU 19FT | EA |  | 1 Year | 16.7475 | 5% | 15.9101
33826 | Belden Wire | C6D1106020 | PATCHC 28AWG CAT6 CMR BLU 20FT | EA |  | 1 Year | 17.215 | 5% | 16.3543
33827 | Belden Wire | C6D1106021 | PATCHC 28AWG CAT6 CMR BLU 21FT | EA |  | 1 Year | 17.6825 | 5% | 16.7984
33828 | Belden Wire | C6D1106022 | PATCHC 28AWG CAT6 CMR BLU 22FT | EA |  | 1 Year | 18.15 | 5% | 17.2425
33829 | Belden Wire | C6D1106023 | PATCHC 28AWG CAT6 CMR BLU 23FT | EA |  | 1 Year | 18.6175 | 5% | 17.6866
33830 | Belden Wire | C6D1106024 | PATCHC 28AWG CAT6 CMR BLU 24FT | EA |  | 1 Year | 19.085 | 5% | 18.1307
33831 | Belden Wire | C6D1106025 | PATCHC 28AWG CAT6 CMR BLU 25FT | EA |  | 1 Year | 19.5525 | 5% | 18.5749
33832 | Belden Wire | C6D1106026 | PATCHC 28AWG CAT6 CMR BLU 26FT | EA |  | 1 Year | 20.02 | 5% | 19.019
33833 | Belden Wire | C6D1106027 | PATCHC 28AWG CAT6 CMR BLU 27FT | EA |  | 1 Year | 20.4875 | 5% | 19.4631
33834 | Belden Wire | C6D1106028 | PATCHC 28AWG CAT6 CMR BLU 28FT | EA |  | 1 Year | 20.955 | 5% | 19.9072
33835 | Belden Wire | C6D1106029 | PATCHC 28AWG CAT6 CMR BLU 29FT | EA |  | 1 Year | 21.4225 | 5% | 20.3514
33836 | Belden Wire | C6D1106030 | PATCHC 28AWG CAT6 CMR BLU 30FT | EA |  | 1 Year | 21.89 | 5% | 20.7955
33837 | Belden Wire | C6D1108001 | PATCHC 28AWG CAT6 CMR GRY 1FT | EA |  | 1 Year | 8.3325 | 5% | 7.9159
33838 | Belden Wire | C6D1108002 | PATCHC 28AWG CAT6 CMR GRY 2FT | EA |  | 1 Year | 8.8 | 5% | 8.36
33839 | Belden Wire | C6D1108003 | PATCHC 28AWG CAT6 CMR GRY 3FT | EA |  | 1 Year | 9.2675 | 5% | 8.8041
33840 | Belden Wire | C6D1108004 | PATCHC 28AWG CAT6 CMR GRY 4FT | EA |  | 1 Year | 9.735 | 5% | 9.2482
33841 | Belden Wire | C6D1108005 | PATCHC 28AWG CAT6 CMR GRY 5FT | EA |  | 1 Year | 10.2025 | 5% | 9.6924
33842 | Belden Wire | C6D1108006 | PATCHC 28AWG CAT6 CMR GRY 6FT | EA |  | 1 Year | 10.67 | 5% | 10.1365
33843 | Belden Wire | C6D1108007 | PATCHC 28AWG CAT6 CMR GRY 7FT | EA |  | 1 Year | 11.1375 | 5% | 10.5806
33844 | Belden Wire | C6D1108008 | PATCHC 28AWG CAT6 CMR GRY 8FT | EA |  | 1 Year | 11.605 | 5% | 11.0247
33845 | Belden Wire | C6D1108009 | PATCHC 28AWG CAT6 CMR GRY 9FT | EA |  | 1 Year | 12.0725 | 5% | 11.4689
33846 | Belden Wire | C6D1108010 | PATCHC 28AWG CAT6 CMR GRY 10FT | EA |  | 1 Year | 12.54 | 5% | 11.913
33847 | Belden Wire | C6D1108011 | PATCHC 28AWG CAT6 CMR GRY 11FT | EA |  | 1 Year | 13.0075 | 5% | 12.3571
33848 | Belden Wire | C6D1108012 | PATCHC 28AWG CAT6 CMR GRY 12FT | EA |  | 1 Year | 13.475 | 5% | 12.8012
33849 | Belden Wire | C6D1108013 | PATCHC 28AWG CAT6 CMR GRY 13FT | EA |  | 1 Year | 13.9425 | 5% | 13.2454
33850 | Belden Wire | C6D1108014 | PATCHC 28AWG CAT6 CMR GRY 14FT | EA |  | 1 Year | 14.41 | 5% | 13.6895
33851 | Belden Wire | C6D1108015 | PATCHC 28AWG CAT6 CMR GRY 15FT | EA |  | 1 Year | 14.8775 | 5% | 14.1336
33852 | Belden Wire | C6D1108016 | PATCHC 28AWG CAT6 CMR GRY 16FT | EA |  | 1 Year | 15.345 | 5% | 14.5777
33853 | Belden Wire | C6D1108017 | PATCHC 28AWG CAT6 CMR GRY 17FT | EA |  | 1 Year | 15.8125 | 5% | 15.0219
33854 | Belden Wire | C6D1108018 | PATCHC 28AWG CAT6 CMR GRY 18FT | EA |  | 1 Year | 16.28 | 5% | 15.466
33855 | Belden Wire | C6D1108019 | PATCHC 28AWG CAT6 CMR GRY 19FT | EA |  | 1 Year | 16.7475 | 5% | 15.9101
33856 | Belden Wire | C6D1108020 | PATCHC 28AWG CAT6 CMR GRY 20FT | EA |  | 1 Year | 17.215 | 5% | 16.3543
33857 | Belden Wire | C6D1108021 | PATCHC 28AWG CAT6 CMR GRY 21FT | EA |  | 1 Year | 17.6825 | 5% | 16.7984
33858 | Belden Wire | C6D1108022 | PATCHC 28AWG CAT6 CMR GRY 22FT | EA |  | 1 Year | 18.15 | 5% | 17.2425
33859 | Belden Wire | C6D1108023 | PATCHC 28AWG CAT6 CMR GRY 23FT | EA |  | 1 Year | 18.6175 | 5% | 17.6866
33860 | Belden Wire | C6D1108024 | PATCHC 28AWG CAT6 CMR GRY 24FT | EA |  | 1 Year | 19.085 | 5% | 18.1307
33861 | Belden Wire | C6D1108025 | PATCHC 28AWG CAT6 CMR GRY 25FT | EA |  | 1 Year | 19.5525 | 5% | 18.5749
33862 | Belden Wire | C6D1108026 | PATCHC 28AWG CAT6 CMR GRY 26FT | EA |  | 1 Year | 20.02 | 5% | 19.019
33863 | Belden Wire | C6D1108027 | PATCHC 28AWG CAT6 CMR GRY 27FT | EA |  | 1 Year | 20.4875 | 5% | 19.4631
33864 | Belden Wire | C6D1108028 | PATCHC 28AWG CAT6 CMR GRY 28FT | EA |  | 1 Year | 20.955 | 5% | 19.9072
33865 | Belden Wire | C6D1108029 | PATCHC 28AWG CAT6 CMR GRY 29FT | EA |  | 1 Year | 21.4225 | 5% | 20.3514
33866 | Belden Wire | C6D1108030 | PATCHC 28AWG CAT6 CMR GRY 30FT | EA |  | 1 Year | 21.89 | 5% | 20.7955
33867 | Belden Wire | C6D1108033 | PATCHC 28AWG CAT6 CMR GRY 33FT | EA |  | 1 Year | 23.2925 | 5% | 22.1279
33868 | Belden Wire | C6D1109001 | PATCHC 28AWG CAT6 CMR WHI 1FT | EA |  | 1 Year | 8.3325 | 5% | 7.9159
33869 | Belden Wire | C6D1109002 | PATCHC 28AWG CAT6 CMR WHI 2FT | EA |  | 1 Year | 8.8 | 5% | 8.36
33870 | Belden Wire | C6D1109003 | PATCHC 28AWG CAT6 CMR WHI 3FT | EA |  | 1 Year | 9.2675 | 5% | 8.8041
33871 | Belden Wire | C6D1109004 | PATCHC 28AWG CAT6 CMR WHI 4FT | EA |  | 1 Year | 9.735 | 5% | 9.2482
33872 | Belden Wire | C6D1109005 | PATCHC 28AWG CAT6 CMR WHI 5FT | EA |  | 1 Year | 10.2025 | 5% | 9.6924
33873 | Belden Wire | C6D1109006 | PATCHC 28AWG CAT6 CMR WHI 6FT | EA |  | 1 Year | 10.67 | 5% | 10.1365
33874 | Belden Wire | C6D1109007 | PATCHC 28AWG CAT6 CMR WHI 7FT | EA |  | 1 Year | 11.1375 | 5% | 10.5806
33875 | Belden Wire | C6D1109008 | PATCHC 28AWG CAT6 CMR WHI 8FT | EA |  | 1 Year | 11.605 | 5% | 11.0247
33876 | Belden Wire | C6D1109009 | PATCHC 28AWG CAT6 CMR WHI 9FT | EA |  | 1 Year | 12.0725 | 5% | 11.4689
33877 | Belden Wire | C6D1109010 | PATCHC 28AWG CAT6 CMR WHI 10FT | EA |  | 1 Year | 12.54 | 5% | 11.913
33878 | Belden Wire | C6D1109011 | PATCHC 28AWG CAT6 CMR WHI 11FT | EA |  | 1 Year | 13.0075 | 5% | 12.3571
33879 | Belden Wire | C6D1109012 | PATCHC 28AWG CAT6 CMR WHI 12FT | EA |  | 1 Year | 13.475 | 5% | 12.8012
33880 | Belden Wire | C6D1109013 | PATCHC 28AWG CAT6 CMR WHI 13FT | EA |  | 1 Year | 13.9425 | 5% | 13.2454
33881 | Belden Wire | C6D1109014 | PATCHC 28AWG CAT6 CMR WHI 14FT | EA |  | 1 Year | 14.41 | 5% | 13.6895
33882 | Belden Wire | C6D1109015 | PATCHC 28AWG CAT6 CMR WHI 15FT | EA |  | 1 Year | 14.8775 | 5% | 14.1336
33883 | Belden Wire | C6D1109016 | PATCHC 28AWG CAT6 CMR WHI 16FT | EA |  | 1 Year | 15.345 | 5% | 14.5777
33884 | Belden Wire | C6D1109017 | PATCHC 28AWG CAT6 CMR WHI 17FT | EA |  | 1 Year | 15.8125 | 5% | 15.0219
33885 | Belden Wire | C6D1109018 | PATCHC 28AWG CAT6 CMR WHI 18FT | EA |  | 1 Year | 16.28 | 5% | 15.466
33886 | Belden Wire | C6D1109019 | PATCHC 28AWG CAT6 CMR WHI 19FT | EA |  | 1 Year | 16.7475 | 5% | 15.9101
33887 | Belden Wire | C6D1109020 | PATCHC 28AWG CAT6 CMR WHI 20FT | EA |  | 1 Year | 17.215 | 5% | 16.3543
33888 | Belden Wire | C6D1109021 | PATCHC 28AWG CAT6 CMR WHI 21FT | EA |  | 1 Year | 17.6825 | 5% | 16.7984
33889 | Belden Wire | C6D1109022 | PATCHC 28AWG CAT6 CMR WHI 22FT | EA |  | 1 Year | 18.15 | 5% | 17.2425
33890 | Belden Wire | C6D1109023 | PATCHC 28AWG CAT6 CMR WHI 23FT | EA |  | 1 Year | 18.6175 | 5% | 17.6866
33891 | Belden Wire | C6D1109024 | PATCHC 28AWG CAT6 CMR WHI 24FT | EA |  | 1 Year | 19.085 | 5% | 18.1307
33892 | Belden Wire | C6D1109025 | PATCHC 28AWG CAT6 CMR WHI 25FT | EA |  | 1 Year | 19.5525 | 5% | 18.5749
33893 | Belden Wire | C6D1109026 | PATCHC 28AWG CAT6 CMR WHI 26FT | EA |  | 1 Year | 20.02 | 5% | 19.019
33894 | Belden Wire | C6D1109027 | PATCHC 28AWG CAT6 CMR WHI 27FT | EA |  | 1 Year | 20.4875 | 5% | 19.4631
33895 | Belden Wire | C6D1109028 | PATCHC 28AWG CAT6 CMR WHI 28FT | EA |  | 1 Year | 20.955 | 5% | 19.9072
33896 | Belden Wire | C6D1109029 | PATCHC 28AWG CAT6 CMR WHI 29FT | EA |  | 1 Year | 21.4225 | 5% | 20.3514
33897 | Belden Wire | C6D1109030 | PATCHC 28AWG CAT6 CMR WHI 30FT | EA |  | 1 Year | 21.89 | 5% | 20.7955
33898 | Belden Wire | C6D1109050A12 | PRE-TERM ASSY 28AWG WHI 50FT | EA |  | 1 Year | 543.444 | 5% | 516.2718
33899 | Belden Wire | C6F1100001 | PATCHCORD CAT6F CMR BLACK 1FT | EA |  | 1 Year | 10.8495 | 5% | 10.307
33900 | Belden Wire | C6F1100002 | PATCHCORD CAT6F CMR BLACK 2FT | EA |  | 1 Year | 11.4745 | 5% | 10.9008
33901 | Belden Wire | C6F1100003 | PATCHCORD CAT6F CMR BLACK 3FT | EA |  | 1 Year | 12.0995 | 5% | 11.4945
33902 | Belden Wire | C6F1100004 | PATCHCORD CAT6F CMR BLACK 4FT | EA |  | 1 Year | 12.7245 | 5% | 12.0883
33903 | Belden Wire | C6F1100005 | PATCHCORD CAT6F CMR BLACK 5FT | EA |  | 1 Year | 13.3495 | 5% | 12.682
33904 | Belden Wire | C6F1100006 | PATCHCORD CAT6F CMR BLACK 6FT | EA |  | 1 Year | 13.9745 | 5% | 13.2758
33905 | Belden Wire | C6F1100007 | PATCHCORD CAT6F CMR BLACK 7FT | EA |  | 1 Year | 14.5995 | 5% | 13.8695
33906 | Belden Wire | C6F1100008 | PATCHCORD CAT6F CMR BLACK 8FT | EA |  | 1 Year | 15.2245 | 5% | 14.4633
33907 | Belden Wire | C6F1100009 | PATCHCORD CAT6F CMR BLACK 9FT | EA |  | 1 Year | 15.8495 | 5% | 15.057
33908 | Belden Wire | C6F1100010 | PATCHCORD CAT6F CMR BLACK 10FT | EA |  | 1 Year | 16.4745 | 5% | 15.6508
33909 | Belden Wire | C6F1100011 | PATCHCORD CAT6F CMR BLACK 11FT | EA |  | 1 Year | 17.0995 | 5% | 16.2445
33910 | Belden Wire | C6F1100012 | PATCHCORD CAT6F CMR BLACK 12FT | EA |  | 1 Year | 17.7245 | 5% | 16.8383
33911 | Belden Wire | C6F1100013 | PATCHCORD CAT6F CMR BLACK 13FT | EA |  | 1 Year | 18.3495 | 5% | 17.432
33912 | Belden Wire | C6F1100014 | PATCHCORD CAT6F CMR BLACK 14FT | EA |  | 1 Year | 18.9745 | 5% | 18.0258
33913 | Belden Wire | C6F1100015 | PATCHCORD CAT6F CMR BLACK 15FT | EA |  | 1 Year | 19.5995 | 5% | 18.6195
33914 | Belden Wire | C6F1100020 | PATCHCORD CAT6F CMR BLACK 20FT | EA |  | 1 Year | 22.7245 | 5% | 21.5883
33915 | Belden Wire | C6F1100025 | PATCHCORD CAT6F CMR BLACK 25FT | EA |  | 1 Year | 25.8495 | 5% | 24.557
33916 | Belden Wire | C6F1100050 | PATCHCORD CAT6F CMR BLACK 50FT | EA |  | 1 Year | 41.4745 | 5% | 39.4008
33917 | Belden Wire | C6F1100080 | PATCHCORD CAT6F CMR BLACK 80FT | EA |  | 1 Year | 60.2245 | 5% | 57.2133
33918 | Belden Wire | C6F1100082 | PATCHCORD CAT6F CMR BLACK 82FT | EA |  | 1 Year | 61.4745 | 5% | 58.4008
33919 | Belden Wire | C6F1106001 | PATCHCORD CAT6F CMR BLUE 1FT | EA |  | 1 Year | 10.8495 | 5% | 10.307
33920 | Belden Wire | C6F1106002 | PATCHCORD CAT6F CMR BLUE 2FT | EA |  | 1 Year | 11.4745 | 5% | 10.9008
33921 | Belden Wire | C6F1106003 | PATCHCORD CAT6F CMR BLUE 3FT | EA |  | 1 Year | 12.0995 | 5% | 11.4945
33922 | Belden Wire | C6F1106004 | PATCHCORD CAT6F CMR BLUE 4FT | EA |  | 1 Year | 12.7245 | 5% | 12.0883
33923 | Belden Wire | C6F1106005 | PATCHCORD CAT6F CMR BLUE 5FT | EA |  | 1 Year | 13.3495 | 5% | 12.682
33924 | Belden Wire | C6F1106006 | PATCHCORD CAT6F CMR BLUE 6FT | EA |  | 1 Year | 13.9745 | 5% | 13.2758
33925 | Belden Wire | C6F1106007 | PATCHCORD CAT6F CMR BLUE 7FT | EA |  | 1 Year | 14.5995 | 5% | 13.8695
33926 | Belden Wire | C6F1106008 | PATCHCORD CAT6F CMR BLUE 8FT | EA |  | 1 Year | 15.2245 | 5% | 14.4633
33927 | Belden Wire | C6F1106009 | PATCHCORD CAT6F CMR BLUE 9FT | EA |  | 1 Year | 15.8495 | 5% | 15.057
33928 | Belden Wire | C6F1106010 | PATCHCORD CAT6F CMR BLUE 10FT | EA |  | 1 Year | 16.4745 | 5% | 15.6508
33929 | Belden Wire | C6F1106011 | PATCHCORD CAT6F CMR BLUE 11FT | EA |  | 1 Year | 17.0995 | 5% | 16.2445
33930 | Belden Wire | C6F1106012 | PATCHCORD CAT6F CMR BLUE 12FT | EA |  | 1 Year | 17.7245 | 5% | 16.8383
33931 | Belden Wire | C6F1106013 | PATCHCORD CAT6F CMR BLUE 13FT | EA |  | 1 Year | 18.3495 | 5% | 17.432
33932 | Belden Wire | C6F1106014 | PATCHCORD CAT6F CMR BLUE 14FT | EA |  | 1 Year | 18.9745 | 5% | 18.0258
33933 | Belden Wire | C6F1106015 | PATCHCORD CAT6F CMR BLUE 15FT | EA |  | 1 Year | 19.5995 | 5% | 18.6195
33934 | Belden Wire | C6F1106017 | PATCHCORD CAT6F CMR BLUE 17FT | EA |  | 1 Year | 20.8495 | 5% | 19.807
33935 | Belden Wire | C6F1106020 | PATCHCORD CAT6F CMR BLUE 20FT | EA |  | 1 Year | 22.7245 | 5% | 21.5883
33936 | Belden Wire | C6F1106025 | PATCHCORD CAT6F CMR BLUE 25FT | EA |  | 1 Year | 25.8495 | 5% | 24.557
33937 | Belden Wire | C6F1106030 | PATCHCORD CAT6F CMR BLUE 30FT | EA |  | 1 Year | 28.9745 | 5% | 27.5258
33938 | Belden Wire | C6F1106035 | PATCHCORD CAT6F CMR BLUE 35FT | EA |  | 1 Year | 32.0995 | 5% | 30.4945
33939 | Belden Wire | C6F1106050 | PATCHCORD CAT6F CMR BLUE 50FT | EA |  | 1 Year | 41.4745 | 5% | 39.4008
33940 | Belden Wire | C6F1106060 | PATCHCORD CAT6F CMR BLUE 60FT | EA |  | 1 Year | 47.7245 | 5% | 45.3383
33941 | Belden Wire | C6F1106066 | PATCHCORD CAT6F CMR BLUE 66FT | EA |  | 1 Year | 51.4745 | 5% | 48.9008
33942 | Belden Wire | C6F1106075 | PATCHCORD CAT6F CMR BLUE 75FT | EA |  | 1 Year | 57.0995 | 5% | 54.2445
33943 | Belden Wire | C6F1106082 | PATCHCORD CAT6F CMR BLUE 82FT | EA |  | 1 Year | 61.4745 | 5% | 58.4008
33944 | Belden Wire | C6F1106090 | PATCHCORD CAT6F CMR BLUE 90FT | EA |  | 1 Year | 66.4745 | 5% | 63.1508
33945 | Belden Wire | C6F1106100 | PATCHCORD CAT6F CMR BLUE 100FT | EA |  | 1 Year | 72.7245 | 5% | 69.0883
33946 | Belden Wire | C6F1106150 | PATCHCORD CAT6F CMR BLUE 150FT | EA |  | 1 Year | 113.3495 | 5% | 107.682
33947 | Belden Wire | C6F1106210 | PATCHCORD CAT6F CMR BLUE 210FT | EA |  | 1 Year | 161.162 | 5% | 153.1039
33948 | Belden Wire | C6F1108001 | PATCHCORD CAT6F CMR GRAY 1FT | EA |  | 1 Year | 10.8495 | 5% | 10.307
33949 | Belden Wire | C6F1108002 | PATCHCORD CAT6F CMR GRAY 2FT | EA |  | 1 Year | 11.4745 | 5% | 10.9008
33950 | Belden Wire | C6F1108003 | PATCHCORD CAT6F CMR GRAY 3FT | EA |  | 1 Year | 12.0995 | 5% | 11.4945
33951 | Belden Wire | C6F1108004 | PATCHCORD CAT6F CMR GRAY 4FT | EA |  | 1 Year | 12.7245 | 5% | 12.0883
33952 | Belden Wire | C6F1108005 | PATCHCORD CAT6F CMR GRAY 5FT | EA |  | 1 Year | 13.3495 | 5% | 12.682
33953 | Belden Wire | C6F1108006 | PATCHCORD CAT6F CMR GRAY 6FT | EA |  | 1 Year | 13.9745 | 5% | 13.2758
33954 | Belden Wire | C6F1108007 | PATCHCORD CAT6F CMR GRAY 7FT | EA |  | 1 Year | 14.5995 | 5% | 13.8695
33955 | Belden Wire | C6F1108008 | PATCHCORD CAT6F CMR GRAY 8FT | EA |  | 1 Year | 15.2245 | 5% | 14.4633
33956 | Belden Wire | C6F1108009 | PATCHCORD CAT6F CMR GRAY 9FT | EA |  | 1 Year | 15.8495 | 5% | 15.057
33957 | Belden Wire | C6F1108010 | PATCHCORD CAT6F CMR GRAY 10FT | EA |  | 1 Year | 16.4745 | 5% | 15.6508
33958 | Belden Wire | C6F1108011 | PATCHCORD CAT6F CMR GRAY 11FT | EA |  | 1 Year | 17.0995 | 5% | 16.2445
33959 | Belden Wire | C6F1108012 | PATCHCORD CAT6F CMR GRAY 12FT | EA |  | 1 Year | 17.7245 | 5% | 16.8383
33960 | Belden Wire | C6F1108013 | PATCHCORD CAT6F CMR GRAY 13FT | EA |  | 1 Year | 18.3495 | 5% | 17.432
33961 | Belden Wire | C6F1108014 | PATCHCORD CAT6F CMR GRAY 14FT | EA |  | 1 Year | 18.9745 | 5% | 18.0258
33962 | Belden Wire | C6F1108015 | PATCHCORD CAT6F CMR GRAY 15FT | EA |  | 1 Year | 19.5995 | 5% | 18.6195
33963 | Belden Wire | C6F1108020 | PATCHCORD CAT6F CMR GRAY 20FT | EA |  | 1 Year | 22.7245 | 5% | 21.5883
33964 | Belden Wire | C6F1108025 | PATCHCORD CAT6F CMR GRAY 25FT | EA |  | 1 Year | 25.8495 | 5% | 24.557
33965 | Belden Wire | C6F1108035 | PATCHCORD CAT6F CMR GRAY 35FT | EA |  | 1 Year | 32.0995 | 5% | 30.4945
33966 | Belden Wire | C6F1108050 | PATCHCORD CAT6F CMR GRAY 50FT | EA |  | 1 Year | 41.4745 | 5% | 39.4008
33967 | Belden Wire | C6F1108060 | PATCHCORD CAT6F CMR GRAY 60FT | EA |  | 1 Year | 47.7245 | 5% | 45.3383
33968 | Belden Wire | C6F1108065 | PATCHCORD CAT6F CMR GRAY 65FT | EA |  | 1 Year | 50.8495 | 5% | 48.307
33969 | Belden Wire | C6F1108080 | PATCHCORD CAT6F CMR GRAY 80FT | EA |  | 1 Year | 60.2245 | 5% | 57.2133
33970 | Belden Wire | C6F1108085 | PATCHCORD CAT6F CMR GRAY 85FT | EA |  | 1 Year | 63.3495 | 5% | 60.182
33971 | Belden Wire | C6F1108100 | PATCHCORD CAT6F CMR GRAY 100FT | EA |  | 1 Year | 72.7245 | 5% | 69.0883
33972 | Belden Wire | C6F1108115 | PATCHCORD CAT6F CMR GRAY 115FT | EA |  | 1 Year | 89.287 | 5% | 84.8226
33973 | Belden Wire | C6F1108130 | PATCHCORD CAT6F CMR GRAY 130FT | EA |  | 1 Year | 99.5995 | 5% | 94.6195
33974 | Belden Wire | C6F1109001 | PATCHCORD CAT6F CMR WHITE 1FT | EA |  | 1 Year | 10.8495 | 5% | 10.307
33975 | Belden Wire | C6F1109002 | PATCHCORD CAT6F CMR WHITE 2FT | EA |  | 1 Year | 11.4745 | 5% | 10.9008
33976 | Belden Wire | C6F1109003 | PATCHCORD CAT6F CMR WHITE 3FT | EA |  | 1 Year | 12.0995 | 5% | 11.4945
33977 | Belden Wire | C6F1109004 | PATCHCORD CAT6F CMR WHITE 4FT | EA |  | 1 Year | 12.7245 | 5% | 12.0883
33978 | Belden Wire | C6F1109005 | PATCHCORD CAT6F CMR WHITE 5FT | EA |  | 1 Year | 13.3495 | 5% | 12.682
33979 | Belden Wire | C6F1109006 | PATCHCORD CAT6F CMR WHITE 6FT | EA |  | 1 Year | 13.9745 | 5% | 13.2758
33980 | Belden Wire | C6F1109007 | PATCHCORD CAT6F CMR WHITE 7FT | EA |  | 1 Year | 14.5995 | 5% | 13.8695
33981 | Belden Wire | C6F1109008 | PATCHCORD CAT6F CMR WHITE 8FT | EA |  | 1 Year | 15.2245 | 5% | 14.4633
33982 | Belden Wire | C6F1109009 | PATCHCORD CAT6F CMR WHITE 9FT | EA |  | 1 Year | 15.8495 | 5% | 15.057
33983 | Belden Wire | C6F1109010 | PATCHCORD CAT6F CMR WHITE 10FT | EA |  | 1 Year | 16.4745 | 5% | 15.6508
33984 | Belden Wire | C6F1109011 | PATCHCORD CAT6F CMR WHITE 11FT | EA |  | 1 Year | 17.0995 | 5% | 16.2445
33985 | Belden Wire | C6F1109012 | PATCHCORD CAT6F CMR WHITE 12FT | EA |  | 1 Year | 17.7245 | 5% | 16.8383
33986 | Belden Wire | C6F1109013 | PATCHCORD CAT6F CMR WHITE 13FT | EA |  | 1 Year | 18.3495 | 5% | 17.432
33987 | Belden Wire | C6F1109014 | PATCHCORD CAT6F CMR WHITE 14FT | EA |  | 1 Year | 18.9745 | 5% | 18.0258
33988 | Belden Wire | C6F1109015 | PATCHCORD CAT6F CMR WHITE 15FT | EA |  | 1 Year | 19.5995 | 5% | 18.6195
33989 | Belden Wire | C6F1109020 | PATCHCORD CAT6F CMR WHITE 20FT | EA |  | 1 Year | 22.7245 | 5% | 21.5883
33990 | Belden Wire | C6F1109025 | PATCHCORD CAT6F CMR WHITE 25FT | EA |  | 1 Year | 25.8495 | 5% | 24.557
33991 | Belden Wire | C6F1109035 | PATCHCORD CAT6F CMR WHITE 35FT | EA |  | 1 Year | 32.0995 | 5% | 30.4945
33992 | Belden Wire | C6F1109050 | PATCHCORD CAT6F CMR WHITE 50FT | EA |  | 1 Year | 41.4745 | 5% | 39.4008
33993 | Belden Wire | C6F1202009 | PIGTAIL CAT6F CMR RED 9FT | EA |  | 1 Year | 12.7822 | 5% | 12.1431
33994 | Belden Wire | C6F1202020 | PIGTAIL CAT6F CMR RED 20FT | EA |  | 1 Year | 19.6572 | 5% | 18.6743
33995 | Belden Wire | C6F1206015 | PIGTAIL CAT6F CMR BLUE 15FT | EA |  | 1 Year | 16.5322 | 5% | 15.7056
33996 | Belden Wire | C6F1206020 | PIGTAIL CAT6F CMR BLUE 20FT | EA |  | 1 Year | 19.6572 | 5% | 18.6743
33997 | Belden Wire | C6F1206025 | PIGTAIL CAT6F CMR BLUE 25FT | EA |  | 1 Year | 22.7822 | 5% | 21.6431
33998 | Belden Wire | C6F1206030 | PIGTAIL CAT6F CMR BLUE 30FT | EA |  | 1 Year | 25.9072 | 5% | 24.6118
33999 | Belden Wire | C6F1206035 | PIGTAIL CAT6F CMR BLUE 35FT | EA |  | 1 Year | 29.0322 | 5% | 27.5806
34000 | Belden Wire | C6F1206040 | PIGTAIL CAT6F CMR BLUE 40FT | EA |  | 1 Year | 32.1572 | 5% | 30.5493
34001 | Belden Wire | C6F1206045 | PIGTAIL CAT6F CMR BLUE 45FT | EA |  | 1 Year | 35.2822 | 5% | 33.5181
34002 | Belden Wire | C6F1206050 | PIGTAIL CAT6F CMR BLUE 50FT | EA |  | 1 Year | 38.4072 | 5% | 36.4868
34003 | Belden Wire | C6F1206055 | PIGTAIL CAT6F CMR BLUE 55FT | EA |  | 1 Year | 41.5322 | 5% | 39.4556
34004 | Belden Wire | C6F1206060 | PIGTAIL CAT6F CMR BLUE 60FT | EA |  | 1 Year | 44.6572 | 5% | 42.4243
34005 | Belden Wire | C6F1206065 | PIGTAIL CAT6F CMR BLUE 65FT | EA |  | 1 Year | 47.7822 | 5% | 45.3931
34006 | Belden Wire | C6F1206070 | PIGTAIL CAT6F CMR BLUE 70FT | EA |  | 1 Year | 50.9072 | 5% | 48.3618
34007 | Belden Wire | C6F1206075 | PIGTAIL CAT6F CMR BLUE 75FT | EA |  | 1 Year | 54.0322 | 5% | 51.3306
34008 | Belden Wire | C6F1206080 | PIGTAIL CAT6F CMR BLUE 80FT | EA |  | 1 Year | 57.1572 | 5% | 54.2993
34009 | Belden Wire | C6F1206085 | PIGTAIL CAT6F CMR BLUE 85FT | EA |  | 1 Year | 60.2822 | 5% | 57.2681
34010 | Belden Wire | C6F1206090 | PIGTAIL CAT6F CMR BLUE 90FT | EA |  | 1 Year | 63.4072 | 5% | 60.2368
34011 | Belden Wire | C6F1206095 | PIGTAIL CAT6F CMR BLUE 95FT | EA |  | 1 Year | 66.5322 | 5% | 63.2056
34012 | Belden Wire | C6F1206100 | PIGTAIL CAT6F CMR BLUE 100FT | EA |  | 1 Year | 69.6572 | 5% | 66.1743
34013 | Belden Wire | C6F1208015 | PIGTAIL CAT6F CMR GRAY 15FT | EA |  | 1 Year | 16.5322 | 5% | 15.7056
34014 | Belden Wire | C6F1208020 | PIGTAIL CAT6F CMR GRAY 20FT | EA |  | 1 Year | 19.6572 | 5% | 18.6743
34015 | Belden Wire | C6F1208025 | PIGTAIL CAT6F CMR GRAY 25FT | EA |  | 1 Year | 22.7822 | 5% | 21.6431
34016 | Belden Wire | C6F1208030 | PIGTAIL CAT6F CMR GRAY 30FT | EA |  | 1 Year | 25.9072 | 5% | 24.6118
34017 | Belden Wire | C6F1208035 | PIGTAIL CAT6F CMR GRAY 35FT | EA |  | 1 Year | 29.0322 | 5% | 27.5806
34018 | Belden Wire | C6F1208040 | PIGTAIL CAT6F CMR GRAY 40FT | EA |  | 1 Year | 32.1572 | 5% | 30.5493
34019 | Belden Wire | C6F1208045 | PIGTAIL CAT6F CMR GRAY 45FT | EA |  | 1 Year | 35.2822 | 5% | 33.5181
34020 | Belden Wire | C6F1208055 | PIGTAIL CAT6F CMR GRAY 55FT | EA |  | 1 Year | 41.5322 | 5% | 39.4556
34021 | Belden Wire | C6F1208060 | PIGTAIL CAT6F CMR GRAY 60FT | EA |  | 1 Year | 44.6572 | 5% | 42.4243
34022 | Belden Wire | C6F1208065 | PIGTAIL CAT6F CMR GRAY 65FT | EA |  | 1 Year | 47.7822 | 5% | 45.3931
34023 | Belden Wire | C6F1208070 | PIGTAIL CAT6F CMR GRAY 70FT | EA |  | 1 Year | 50.9072 | 5% | 48.3618
34024 | Belden Wire | C6F1208075 | PIGTAIL CAT6F CMR GRAY 75FT | EA |  | 1 Year | 54.0322 | 5% | 51.3306
34025 | Belden Wire | C6F1208080 | PIGTAIL CAT6F CMR GRAY 80FT | EA |  | 1 Year | 57.1572 | 5% | 54.2993
34026 | Belden Wire | C6F1208085 | PIGTAIL CAT6F CMR GRAY 85FT | EA |  | 1 Year | 60.2822 | 5% | 57.2681
34027 | Belden Wire | C6F1208090 | PIGTAIL CAT6F CMR GRAY 90FT | EA |  | 1 Year | 63.4072 | 5% | 60.2368
34028 | Belden Wire | C6F1208095 | PIGTAIL CAT6F CMR GRAY 95FT | EA |  | 1 Year | 66.5322 | 5% | 63.2056
34029 | Belden Wire | C6F1208100 | PIGTAIL CAT6F CMR GRAY 100FT | EA |  | 1 Year | 69.6572 | 5% | 66.1743
34030 | Belden Wire | C6F1306015 | PIGTAIL CAT6F CMR BLUE 15FT | EA |  | 1 Year | 16.5322 | 5% | 15.7056
34031 | Belden Wire | C6F1306020 | PIGTAIL CAT6F CMR BLUE 20FT | EA |  | 1 Year | 19.6572 | 5% | 18.6743
34032 | Belden Wire | C6F1306025 | PIGTAIL CAT6F CMR BLUE 25FT | EA |  | 1 Year | 22.7822 | 5% | 21.6431
34033 | Belden Wire | C6F1306030 | PIGTAIL CAT6F CMR BLUE 30FT | EA |  | 1 Year | 25.9072 | 5% | 24.6118
34034 | Belden Wire | C6F1306035 | PIGTAIL CAT6F CMR BLUE 35FT | EA |  | 1 Year | 29.0322 | 5% | 27.5806
34035 | Belden Wire | C6F1306040 | PIGTAIL CAT6F CMR BLUE 40FT | EA |  | 1 Year | 32.1572 | 5% | 30.5493
34036 | Belden Wire | C6F1306045 | PIGTAIL CAT6F CMR BLUE 45FT | EA |  | 1 Year | 35.2822 | 5% | 33.5181
34037 | Belden Wire | C6F1306050 | PIGTAIL CAT6F CMR BLUE 50FT | EA |  | 1 Year | 38.4072 | 5% | 36.4868
34038 | Belden Wire | C6F1306055 | PIGTAIL CAT6F CMR BLUE 55FT | EA |  | 1 Year | 41.5322 | 5% | 39.4556
34039 | Belden Wire | C6F1306060 | PIGTAIL CAT6F CMR BLUE 60FT | EA |  | 1 Year | 44.6572 | 5% | 42.4243
34040 | Belden Wire | C6F1306065 | PIGTAIL CAT6F CMR BLUE 65FT | EA |  | 1 Year | 47.7822 | 5% | 45.3931
34041 | Belden Wire | C6F1306070 | PIGTAIL CAT6F CMR BLUE 70FT | EA |  | 1 Year | 50.9072 | 5% | 48.3618
34042 | Belden Wire | C6F1306075 | PIGTAIL CAT6F CMR BLUE 75FT | EA |  | 1 Year | 54.0322 | 5% | 51.3306
34043 | Belden Wire | C6F1306080 | PIGTAIL CAT6F CMR BLUE 80FT | EA |  | 1 Year | 57.1572 | 5% | 54.2993
34044 | Belden Wire | C6F1306085 | PIGTAIL CAT6F CMR BLUE 85FT | EA |  | 1 Year | 60.2822 | 5% | 57.2681
34045 | Belden Wire | C6F1306090 | PIGTAIL CAT6F CMR BLUE 90FT | EA |  | 1 Year | 63.4072 | 5% | 60.2368
34046 | Belden Wire | C6F1306095 | PIGTAIL CAT6F CMR BLUE 95FT | EA |  | 1 Year | 66.5322 | 5% | 63.2056
34047 | Belden Wire | C6F1306100 | PIGTAIL CAT6F CMR BLUE 100FT | EA |  | 1 Year | 69.6572 | 5% | 66.1743
34048 | Belden Wire | C6F1308015 | PIGTAIL CAT6F CMR GRAY 15FT | EA |  | 1 Year | 16.5322 | 5% | 15.7056
34049 | Belden Wire | C6F1308020 | PIGTAIL CAT6F CMR GRAY 20FT | EA |  | 1 Year | 19.6572 | 5% | 18.6743
34050 | Belden Wire | C6F1308025 | PIGTAIL CAT6F CMR GRAY 25FT | EA |  | 1 Year | 22.7822 | 5% | 21.6431
34051 | Belden Wire | C6F1308030 | PIGTAIL CAT6F CMR GRAY 30FT | EA |  | 1 Year | 25.9072 | 5% | 24.6118
34052 | Belden Wire | C6F1308035 | PIGTAIL CAT6F CMR GRAY 35FT | EA |  | 1 Year | 29.0322 | 5% | 27.5806
34053 | Belden Wire | C6F1308040 | PIGTAIL CAT6F CMR GRAY 40FT | EA |  | 1 Year | 32.1572 | 5% | 30.5493
34054 | Belden Wire | C6F1308045 | PIGTAIL CAT6F CMR GRAY 45FT | EA |  | 1 Year | 35.2822 | 5% | 33.5181
34055 | Belden Wire | C6F1308050 | PIGTAIL CAT6F CMR GRAY 50FT | EA |  | 1 Year | 38.4072 | 5% | 36.4868
34056 | Belden Wire | C6F1308055 | PIGTAIL CAT6F CMR GRAY 55FT | EA |  | 1 Year | 41.5322 | 5% | 39.4556
34057 | Belden Wire | C6F1308060 | PIGTAIL CAT6F CMR GRAY 60FT | EA |  | 1 Year | 44.6572 | 5% | 42.4243
34058 | Belden Wire | C6F1308065 | PIGTAIL CAT6F CMR GRAY 65FT | EA |  | 1 Year | 47.7822 | 5% | 45.3931
34059 | Belden Wire | C6F1308070 | PIGTAIL CAT6F CMR GRAY 70FT | EA |  | 1 Year | 50.9072 | 5% | 48.3618
34060 | Belden Wire | C6F1308075 | PIGTAIL CAT6F CMR GRAY 75FT | EA |  | 1 Year | 54.0322 | 5% | 51.3306
34061 | Belden Wire | C6F1308080 | PIGTAIL CAT6F CMR GRAY 80FT | EA |  | 1 Year | 57.1572 | 5% | 54.2993
34062 | Belden Wire | C6F1308085 | PIGTAIL CAT6F CMR GRAY 85FT | EA |  | 1 Year | 60.2822 | 5% | 57.2681
34063 | Belden Wire | C6F1308090 | PIGTAIL CAT6F CMR GRAY 90FT | EA |  | 1 Year | 63.4072 | 5% | 60.2368
34064 | Belden Wire | C6F1308095 | PIGTAIL CAT6F CMR GRAY 95FT | EA |  | 1 Year | 66.5322 | 5% | 63.2056
34065 | Belden Wire | C6F1308100 | PIGTAIL CAT6F CMR GRAY 100FT | EA |  | 1 Year | 69.6572 | 5% | 66.1743
34066 | Belden Wire | C6PFCU-B25 | CAT5E/6 FIELD CRIMPED PLUG KIT | EA |  | 1 Year | 17.9204 | 5% | 17.0244
34067 | Belden Wire | C6T1100001 | CAT6+ TRACEABLE PCORD BLK 1FT | EA |  | 1 Year | 11.6655 | 5% | 11.0822
34068 | Belden Wire | C6T1100002 | CAT6+ TRACEABLE PCORD BLK 2FT | EA |  | 1 Year | 12.32 | 5% | 11.704
34069 | Belden Wire | C6T1100003 | CAT6+ TRACEABLE PCORD BLK 3FT | EA |  | 1 Year | 12.9745 | 5% | 12.3258
34070 | Belden Wire | C6T1100004 | CAT6+ TRACEABLE PCORD BLK 4FT | EA |  | 1 Year | 13.629 | 5% | 12.9475
34071 | Belden Wire | C6T1100005 | CAT6+ TRACEABLE PCORD BLK 5FT | EA |  | 1 Year | 14.2835 | 5% | 13.5693
34072 | Belden Wire | C6T1100006 | CAT6+ TRACEABLE PCORD BLK 6FT | EA |  | 1 Year | 14.938 | 5% | 14.1911
34073 | Belden Wire | C6T1100007 | CAT6+ TRACEABLE PCORD BLK 7FT | EA |  | 1 Year | 15.5925 | 5% | 14.8129
34074 | Belden Wire | C6T1100008 | CAT6+ TRACEABLE PCORD BLK 8FT | EA |  | 1 Year | 16.247 | 5% | 15.4346
34075 | Belden Wire | C6T1100009 | CAT6+ TRACEABLE PCORD BLK 9FT | EA |  | 1 Year | 16.9015 | 5% | 16.0564
34076 | Belden Wire | C6T1100010 | CAT6+ TRACEABLE PCORD BLK 10FT | EA |  | 1 Year | 17.556 | 5% | 16.6782
34077 | Belden Wire | C6T1100011 | CAT6+ TRACEABLE PCORD BLK 11FT | EA |  | 1 Year | 18.2105 | 5% | 17.3
34078 | Belden Wire | C6T1100012 | CAT6+ TRACEABLE PCORD BLK 12FT | EA |  | 1 Year | 18.865 | 5% | 17.9217
34079 | Belden Wire | C6T1100013 | CAT6+ TRACEABLE PCORD BLK 13FT | EA |  | 1 Year | 19.5195 | 5% | 18.5435
34080 | Belden Wire | C6T1100014 | CAT6+ TRACEABLE PCORD BLK 14FT | EA |  | 1 Year | 20.174 | 5% | 19.1653
34081 | Belden Wire | C6T1100015 | CAT6+ TRACEABLE PCORD BLK 15FT | EA |  | 1 Year | 20.8285 | 5% | 19.7871
34082 | Belden Wire | C6T1100016 | CAT6+ TRACEABLE PCORD BLK 16FT | EA |  | 1 Year | 21.483 | 5% | 20.4089
34083 | Belden Wire | C6T1100017 | CAT6+ TRACEABLE PCORD BLK 17FT | EA |  | 1 Year | 22.1375 | 5% | 21.0306
34084 | Belden Wire | C6T1100018 | CAT6+ TRACEABLE PCORD BLK 18FT | EA |  | 1 Year | 22.792 | 5% | 21.6524
34085 | Belden Wire | C6T1100019 | CAT6+ TRACEABLE PCORD BLK 19FT | EA |  | 1 Year | 23.4465 | 5% | 22.2742
34086 | Belden Wire | C6T1100020 | CAT6+ TRACEABLE PCORD BLK 20FT | EA |  | 1 Year | 24.101 | 5% | 22.8959
34087 | Belden Wire | C6T1100021 | CAT6+ TRACEABLE PCORD BLK 21FT | EA |  | 1 Year | 24.7555 | 5% | 23.5177
34088 | Belden Wire | C6T1100022 | CAT6+ TRACEABLE PCORD BLK 22FT | EA |  | 1 Year | 25.41 | 5% | 24.1395
34089 | Belden Wire | C6T1100025 | CAT6+ TRACEABLE PCORD BLK 25FT | EA |  | 1 Year | 27.3735 | 5% | 26.0048
34090 | Belden Wire | C6T1100030 | CAT6+ TRACEABLE PCORD BLK 30FT | EA |  | 1 Year | 30.646 | 5% | 29.1137
34091 | Belden Wire | C6T1100035 | CAT6+ TRACEABLE PCORD BLK 35FT | EA |  | 1 Year | 33.9185 | 5% | 32.2226
34092 | Belden Wire | C6T1100040 | CAT6+ TRACEABLE PCORD BLK 40FT | EA |  | 1 Year | 37.191 | 5% | 35.3315
34093 | Belden Wire | C6T1100045 | CAT6+ TRACEABLE PCORD BLK 45FT | EA |  | 1 Year | 40.4635 | 5% | 38.4403
34094 | Belden Wire | C6T1100050 | CAT6+ TRACEABLE PCORD BLK 50FT | EA |  | 1 Year | 43.736 | 5% | 41.5492
34095 | Belden Wire | C6T1100080 | CAT6+ TRACEABLE PCORD BLK 80FT | EA |  | 1 Year | 63.371 | 5% | 60.2024
34096 | Belden Wire | C6T1100082 | CAT6+ TRACEABLE PCORD BLK 82FT | EA |  | 1 Year | 64.68 | 5% | 61.446
34097 | Belden Wire | C6T1102001 | CAT6+ TRACEABLE PCORD RED 1FT | EA |  | 1 Year | 11.6655 | 5% | 11.0822
34098 | Belden Wire | C6T1102002 | CAT6+ TRACEABLE PCORD RED 2FT | EA |  | 1 Year | 12.32 | 5% | 11.704
34099 | Belden Wire | C6T1102003 | CAT6+ TRACEABLE PCORD RED 3FT | EA |  | 1 Year | 12.9745 | 5% | 12.3258
34100 | Belden Wire | C6T1102004 | CAT6+ TRACEABLE PCORD RED 4FT | EA |  | 1 Year | 13.629 | 5% | 12.9475
34101 | Belden Wire | C6T1102005 | CAT6+ TRACEABLE PCORD RED 5FT | EA |  | 1 Year | 14.2835 | 5% | 13.5693
34102 | Belden Wire | C6T1102006 | CAT6+ TRACEABLE PCORD RED 6FT | EA |  | 1 Year | 14.938 | 5% | 14.1911
34103 | Belden Wire | C6T1102007 | CAT6+ TRACEABLE PCORD RED 7FT | EA |  | 1 Year | 15.5925 | 5% | 14.8129
34104 | Belden Wire | C6T1102008 | CAT6+ TRACEABLE PCORD RED 8FT | EA |  | 1 Year | 16.247 | 5% | 15.4346
34105 | Belden Wire | C6T1102009 | CAT6+ TRACEABLE PCORD RED 9FT | EA |  | 1 Year | 16.9015 | 5% | 16.0564
34106 | Belden Wire | C6T1102010 | CAT6+ TRACEABLE PCORD RED 10FT | EA |  | 1 Year | 17.556 | 5% | 16.6782
34107 | Belden Wire | C6T1102011 | CAT6+ TRACEABLE PCORD RED 11FT | EA |  | 1 Year | 18.2105 | 5% | 17.3
34108 | Belden Wire | C6T1102012 | CAT6+ TRACEABLE PCORD RED 12FT | EA |  | 1 Year | 18.865 | 5% | 17.9217
34109 | Belden Wire | C6T1102013 | CAT6+ TRACEABLE PCORD RED 13FT | EA |  | 1 Year | 19.5195 | 5% | 18.5435
34110 | Belden Wire | C6T1102014 | CAT6+ TRACEABLE PCORD RED 14FT | EA |  | 1 Year | 20.174 | 5% | 19.1653
34111 | Belden Wire | C6T1102015 | CAT6+ TRACEABLE PCORD RED 15FT | EA |  | 1 Year | 20.8285 | 5% | 19.7871
34112 | Belden Wire | C6T1102016 | CAT6+ TRACEABLE PCORD RED 16FT | EA |  | 1 Year | 21.483 | 5% | 20.4089
34113 | Belden Wire | C6T1102020 | CAT6+ TRACEABLE PCORD RED 20FT | EA |  | 1 Year | 24.101 | 5% | 22.8959
34114 | Belden Wire | C6T1102025 | CAT6+ TRACEABLE PCORD RED 25FT | EA |  | 1 Year | 27.3735 | 5% | 26.0048
34115 | Belden Wire | C6T1102030 | CAT6+ TRACEABLE PCORD RED 30FT | EA |  | 1 Year | 30.646 | 5% | 29.1137
34116 | Belden Wire | C6T1102035 | CAT6+ TRACEABLE PCORD RED 35FT | EA |  | 1 Year | 33.9185 | 5% | 32.2226
34117 | Belden Wire | C6T1103001 | CAT6+ TRACEABLE PCORD ORG 1FT | EA |  | 1 Year | 11.6655 | 5% | 11.0822
34118 | Belden Wire | C6T1103002 | CAT6+ TRACEABLE PCORD ORG 2FT | EA |  | 1 Year | 12.32 | 5% | 11.704
34119 | Belden Wire | C6T1103003 | CAT6+ TRACEABLE PCORD ORG 3FT | EA |  | 1 Year | 12.9745 | 5% | 12.3258
34120 | Belden Wire | C6T1103004 | CAT6+ TRACEABLE PCORD ORG 4FT | EA |  | 1 Year | 13.629 | 5% | 12.9475
34121 | Belden Wire | C6T1103005 | CAT6+ TRACEABLE PCORD ORG 5FT | EA |  | 1 Year | 14.2835 | 5% | 13.5693
34122 | Belden Wire | C6T1103006 | CAT6+ TRACEABLE PCORD ORG 6FT | EA |  | 1 Year | 14.938 | 5% | 14.1911
34123 | Belden Wire | C6T1103007 | CAT6+ TRACEABLE PCORD ORG 7FT | EA |  | 1 Year | 15.5925 | 5% | 14.8129
34124 | Belden Wire | C6T1103008 | CAT6+ TRACEABLE PCORD ORG 8FT | EA |  | 1 Year | 16.247 | 5% | 15.4346
34125 | Belden Wire | C6T1103009 | CAT6+ TRACEABLE PCORD ORG 9FT | EA |  | 1 Year | 16.9015 | 5% | 16.0564
34126 | Belden Wire | C6T1103010 | CAT6+ TRACEABLE PCORD ORG 10FT | EA |  | 1 Year | 17.556 | 5% | 16.6782
34127 | Belden Wire | C6T1103011 | CAT6+ TRACEABLE PCORD ORG 11FT | EA |  | 1 Year | 18.2105 | 5% | 17.3
34128 | Belden Wire | C6T1103012 | CAT6+ TRACEABLE PCORD ORG 12FT | EA |  | 1 Year | 18.865 | 5% | 17.9217
34129 | Belden Wire | C6T1103013 | CAT6+ TRACEABLE PCORD ORG 13FT | EA |  | 1 Year | 19.5195 | 5% | 18.5435
34130 | Belden Wire | C6T1103014 | CAT6+ TRACEABLE PCORD ORG 14FT | EA |  | 1 Year | 20.174 | 5% | 19.1653
34131 | Belden Wire | C6T1103015 | CAT6+ TRACEABLE PCORD ORG 15FT | EA |  | 1 Year | 20.8285 | 5% | 19.7871
34132 | Belden Wire | C6T1103020 | CAT6+ TRACEABLE PCORD ORG 20FT | EA |  | 1 Year | 24.101 | 5% | 22.8959
34133 | Belden Wire | C6T1103025 | CAT6+ TRACEABLE PCORD ORG 25FT | EA |  | 1 Year | 27.3735 | 5% | 26.0048
34134 | Belden Wire | C6T1103032 | CAT6+ TRACEABLE PCORD ORG 32FT | EA |  | 1 Year | 31.955 | 5% | 30.3572
34135 | Belden Wire | C6T1103035 | CAT6+ TRACEABLE PCORD ORG 35FT | EA |  | 1 Year | 33.9185 | 5% | 32.2226
34136 | Belden Wire | C6T1104001 | CAT6+ TRACEABLE PCORD YEL 1FT | EA |  | 1 Year | 11.6655 | 5% | 11.0822
34137 | Belden Wire | C6T1104002 | CAT6+ TRACEABLE PCORD YEL 2FT | EA |  | 1 Year | 12.32 | 5% | 11.704
34138 | Belden Wire | C6T1104003 | CAT6+ TRACEABLE PCORD YEL 3FT | EA |  | 1 Year | 12.9745 | 5% | 12.3258
34139 | Belden Wire | C6T1104004 | CAT6+ TRACEABLE PCORD YEL 4FT | EA |  | 1 Year | 13.629 | 5% | 12.9475
34140 | Belden Wire | C6T1104005 | CAT6+ TRACEABLE PCORD YEL 5FT | EA |  | 1 Year | 14.2835 | 5% | 13.5693
34141 | Belden Wire | C6T1104006 | CAT6+ TRACEABLE PCORD YEL 6FT | EA |  | 1 Year | 14.938 | 5% | 14.1911
34142 | Belden Wire | C6T1104007 | CAT6+ TRACEABLE PCORD YEL 7FT | EA |  | 1 Year | 15.5925 | 5% | 14.8129
34143 | Belden Wire | C6T1104008 | CAT6+ TRACEABLE PCORD YEL 8FT | EA |  | 1 Year | 16.247 | 5% | 15.4346
34144 | Belden Wire | C6T1104009 | CAT6+ TRACEABLE PCORD YEL 9FT | EA |  | 1 Year | 16.9015 | 5% | 16.0564
34145 | Belden Wire | C6T1104010 | CAT6+ TRACEABLE PCORD YEL 10FT | EA |  | 1 Year | 17.556 | 5% | 16.6782
34146 | Belden Wire | C6T1104011 | CAT6+ TRACEABLE PCORD YEL 11FT | EA |  | 1 Year | 18.2105 | 5% | 17.3
34147 | Belden Wire | C6T1104012 | CAT6+ TRACEABLE PCORD YEL 12FT | EA |  | 1 Year | 18.865 | 5% | 17.9217
34148 | Belden Wire | C6T1104013 | CAT6+ TRACEABLE PCORD YEL 13FT | EA |  | 1 Year | 19.5195 | 5% | 18.5435
34149 | Belden Wire | C6T1104014 | CAT6+ TRACEABLE PCORD YEL 14FT | EA |  | 1 Year | 20.174 | 5% | 19.1653
34150 | Belden Wire | C6T1104015 | CAT6+ TRACEABLE PCORD YEL 15FT | EA |  | 1 Year | 20.8285 | 5% | 19.7871
34151 | Belden Wire | C6T1104020 | CAT6+ TRACEABLE PCORD YEL 20FT | EA |  | 1 Year | 24.101 | 5% | 22.8959
34152 | Belden Wire | C6T1104025 | CAT6+ TRACEABLE PCORD YEL 25FT | EA |  | 1 Year | 27.3735 | 5% | 26.0048
34153 | Belden Wire | C6T1104035 | CAT6+ TRACEABLE PCORD YEL 35FT | EA |  | 1 Year | 33.9185 | 5% | 32.2226
34154 | Belden Wire | C6T1105001 | CAT6+ TRACEABLE PCORD GRN 1FT | EA |  | 1 Year | 11.6655 | 5% | 11.0822
34155 | Belden Wire | C6T1105002 | CAT6+ TRACEABLE PCORD GRN 2FT | EA |  | 1 Year | 12.32 | 5% | 11.704
34156 | Belden Wire | C6T1105003 | CAT6+ TRACEABLE PCORD GRN 3FT | EA |  | 1 Year | 12.9745 | 5% | 12.3258
34157 | Belden Wire | C6T1105004 | CAT6+ TRACEABLE PCORD GRN 4FT | EA |  | 1 Year | 13.629 | 5% | 12.9475
34158 | Belden Wire | C6T1105005 | CAT6+ TRACEABLE PCORD GRN 5FT | EA |  | 1 Year | 14.2835 | 5% | 13.5693
34159 | Belden Wire | C6T1105006 | CAT6+ TRACEABLE PCORD GRN 6FT | EA |  | 1 Year | 14.938 | 5% | 14.1911
34160 | Belden Wire | C6T1105007 | CAT6+ TRACEABLE PCORD GRN 7FT | EA |  | 1 Year | 15.5925 | 5% | 14.8129
34161 | Belden Wire | C6T1105008 | CAT6+ TRACEABLE PCORD GRN 8FT | EA |  | 1 Year | 16.247 | 5% | 15.4346
34162 | Belden Wire | C6T1105009 | CAT6+ TRACEABLE PCORD GRN 9FT | EA |  | 1 Year | 16.9015 | 5% | 16.0564
34163 | Belden Wire | C6T1105010 | CAT6+ TRACEABLE PCORD GRN 10FT | EA |  | 1 Year | 17.556 | 5% | 16.6782
34164 | Belden Wire | C6T1105011 | CAT6+ TRACEABLE PCORD GRN 11FT | EA |  | 1 Year | 18.2105 | 5% | 17.3
34165 | Belden Wire | C6T1105012 | CAT6+ TRACEABLE PCORD GRN 12FT | EA |  | 1 Year | 18.865 | 5% | 17.9217
34166 | Belden Wire | C6T1105013 | CAT6+ TRACEABLE PCORD GRN 13FT | EA |  | 1 Year | 19.5195 | 5% | 18.5435
34167 | Belden Wire | C6T1105014 | CAT6+ TRACEABLE PCORD GRN 14FT | EA |  | 1 Year | 20.174 | 5% | 19.1653
34168 | Belden Wire | C6T1105015 | CAT6+ TRACEABLE PCORD GRN 15FT | EA |  | 1 Year | 20.8285 | 5% | 19.7871
34169 | Belden Wire | C6T1105020 | CAT6+ TRACEABLE PCORD GRN 20FT | EA |  | 1 Year | 24.101 | 5% | 22.8959
34170 | Belden Wire | C6T1105025 | CAT6+ TRACEABLE PCORD GRN 25FT | EA |  | 1 Year | 27.3735 | 5% | 26.0048
34171 | Belden Wire | C6T1105030 | CAT6+ TRACEABLE PCORD GRN 30FT | EA |  | 1 Year | 30.646 | 5% | 29.1137
34172 | Belden Wire | C6T1105040 | CAT6+ TRACEABLE PCORD GRN 40FT | EA |  | 1 Year | 37.191 | 5% | 35.3315
34173 | Belden Wire | C6T1106001 | CAT6+ TRACEABLE PCORD BLU 1FT | EA |  | 1 Year | 11.6655 | 5% | 11.0822
34174 | Belden Wire | C6T1106002 | CAT6+ TRACEABLE PCORD BLU 2FT | EA |  | 1 Year | 12.32 | 5% | 11.704
34175 | Belden Wire | C6T1106003 | CAT6+ TRACEABLE PCORD BLU 3FT | EA |  | 1 Year | 12.9745 | 5% | 12.3258
34176 | Belden Wire | C6T1106004 | CAT6+ TRACEABLE PCORD BLU 4FT | EA |  | 1 Year | 13.629 | 5% | 12.9475
34177 | Belden Wire | C6T1106005 | CAT6+ TRACEABLE PCORD BLU 5FT | EA |  | 1 Year | 14.2835 | 5% | 13.5693
34178 | Belden Wire | C6T1106006 | CAT6+ TRACEABLE PCORD BLU 6FT | EA |  | 1 Year | 14.938 | 5% | 14.1911
34179 | Belden Wire | C6T1106007 | CAT6+ TRACEABLE PCORD BLU 7FT | EA |  | 1 Year | 15.5925 | 5% | 14.8129
34180 | Belden Wire | C6T1106008 | CAT6+ TRACEABLE PCORD BLU 8FT | EA |  | 1 Year | 16.247 | 5% | 15.4346
34181 | Belden Wire | C6T1106009 | CAT6+ TRACEABLE PCORD BLU 9FT | EA |  | 1 Year | 16.9015 | 5% | 16.0564
34182 | Belden Wire | C6T1106010 | CAT6+ TRACEABLE PCORD BLU 10FT | EA |  | 1 Year | 17.556 | 5% | 16.6782
34183 | Belden Wire | C6T1106011 | CAT6+ TRACEABLE PCORD BLU 11FT | EA |  | 1 Year | 18.2105 | 5% | 17.3
34184 | Belden Wire | C6T1106012 | CAT6+ TRACEABLE PCORD BL 12FT | EA |  | 1 Year | 18.865 | 5% | 17.9217
34185 | Belden Wire | C6T1106013 | CAT6+ TRACEABLE PCORD BLU 13FT | EA |  | 1 Year | 19.5195 | 5% | 18.5435
34186 | Belden Wire | C6T1106014 | CAT6+ TRACEABLE PCORD BLU 14FT | EA |  | 1 Year | 20.174 | 5% | 19.1653
34187 | Belden Wire | C6T1106015 | CAT6+ TRACEABLE PCORD BLU 15FT | EA |  | 1 Year | 20.8285 | 5% | 19.7871
34188 | Belden Wire | C6T1106016 | CAT6+ TRACEABLE PCORD BLU 16FT | EA |  | 1 Year | 21.483 | 5% | 20.4089
34189 | Belden Wire | C6T1106020 | CAT6+ TRACEABLE PCORD BLU 20FT | EA |  | 1 Year | 24.101 | 5% | 22.8959
34190 | Belden Wire | C6T1106023 | CAT6+ TRACEABLE PCORD BLU 23FT | EA |  | 1 Year | 26.0645 | 5% | 24.7613
34191 | Belden Wire | C6T1106025 | CAT6+ TRACEABLE PCORD BLU 25FT | EA |  | 1 Year | 27.3735 | 5% | 26.0048
34192 | Belden Wire | C6T1106030 | TRAC.PCORD BCAT6+ CMR BLU 30FT | EA |  | 1 Year | 30.646 | 5% | 29.1137
34193 | Belden Wire | C6T1106035 | TRAC.PCORD BCAT6+ CMR BLU 35FT | EA |  | 1 Year | 33.9185 | 5% | 32.2226
34194 | Belden Wire | C6T1106040 | TRAC.PCORD BCAT6+ CMR BLU 40FT | EA |  | 1 Year | 37.191 | 5% | 35.3315
34195 | Belden Wire | C6T1106045 | TRAC.PCORD BCAT6+ CMR BLU 45FT | EA |  | 1 Year | 40.4635 | 5% | 38.4403
34196 | Belden Wire | C6T1106050 | TRAC.PCORD BCAT6+ CMR BLU 50FT | EA |  | 1 Year | 43.736 | 5% | 41.5492
34197 | Belden Wire | C6T1106070 | TRAC.PCORD BCAT6+ CMR BLU 70FT | EA |  | 1 Year | 56.826 | 5% | 53.9847
34198 | Belden Wire | C6T1106075 | TRAC.PCORD BCAT6+ CMR BLU 75FT | EA |  | 1 Year | 60.0985 | 5% | 57.0936
34199 | Belden Wire | C6T1106082 | TRAC.PCORD BCAT6+ CMR BLU 82FT | EA |  | 1 Year | 64.68 | 5% | 61.446
34200 | Belden Wire | C6T1106103 | TRAC.PCORD BCAT6+CMR BLU 103FT | EA |  | 1 Year | 85.1659 | 5% | 80.9076
34201 | Belden Wire | C6T1106120 | TRAC.PCORD BCAT6+CMR BLU 120FT | EA |  | 1 Year | 97.405 | 5% | 92.5348
34202 | Belden Wire | C6T1106160 | TRAC.PCORD BCAT6+CMR BLU 160FT | EA |  | 1 Year | 126.203 | 5% | 119.8928
34203 | Belden Wire | C6T1107004 | TRAC.PCORD BCAT6+ CMR PUR 4FT | EA |  | 1 Year | 13.629 | 5% | 12.9475
34204 | Belden Wire | C6T1107005 | TRAC.PCORD BCAT6+ CMR PUR 5FT | EA |  | 1 Year | 14.2835 | 5% | 13.5693
34205 | Belden Wire | C6T1107007 | TRAC.PCORD BCAT6+ CMR PUR 7FT | EA |  | 1 Year | 15.5925 | 5% | 14.8129
34206 | Belden Wire | C6T1107010 | TRAC.PCORD BCAT6+ CMR PUR 10FT | EA |  | 1 Year | 17.556 | 5% | 16.6782
34207 | Belden Wire | C6T1107015 | TRAC.PCORD BCAT6+ CMR PUR 15FT | EA |  | 1 Year | 20.8285 | 5% | 19.7871
34208 | Belden Wire | C6T1107025 | TRAC.PCORD BCAT6+ CMR PUR 25FT | EA |  | 1 Year | 27.3735 | 5% | 26.0048
34209 | Belden Wire | C6T1107030 | TRAC.PCORD BCAT6+ CMR PUR 30FT | EA |  | 1 Year | 30.646 | 5% | 29.1137
34210 | Belden Wire | C6T1108001 | CAT6+ TRACEABLE PCORD GRY 1FT | EA |  | 1 Year | 11.6655 | 5% | 11.0822
34211 | Belden Wire | C6T1108002 | CAT6+ TRACEABLE PCORD GRY 2FT | EA |  | 1 Year | 12.32 | 5% | 11.704
34212 | Belden Wire | C6T1108003 | CAT6+ TRACEABLE PCORD GRY 3FT | EA |  | 1 Year | 12.9745 | 5% | 12.3258
34213 | Belden Wire | C6T1108004 | CAT6+ TRACEABLE PCORD GRY 4FT | EA |  | 1 Year | 13.629 | 5% | 12.9475
34214 | Belden Wire | C6T1108005 | CAT6+ TRACEABLE PCORD GRY 5FT | EA |  | 1 Year | 14.2835 | 5% | 13.5693
34215 | Belden Wire | C6T1108006 | CAT6+ TRACEABLE PCORD GRY 6FT | EA |  | 1 Year | 14.938 | 5% | 14.1911
34216 | Belden Wire | C6T1108007 | CAT6+ TRACEABLE PCORD GRY 7FT | EA |  | 1 Year | 15.5925 | 5% | 14.8129
34217 | Belden Wire | C6T1108008 | CAT6+ TRACEABLE PCORD GRY 8FT | EA |  | 1 Year | 16.247 | 5% | 15.4346
34218 | Belden Wire | C6T1108009 | CAT6+ TRACEABLE PCORD GRY 9FT | EA |  | 1 Year | 16.9015 | 5% | 16.0564
34219 | Belden Wire | C6T1108010 | CAT6+ TRACEABLE PCORD GRY 10FT | EA |  | 1 Year | 17.556 | 5% | 16.6782
34220 | Belden Wire | C6T1108011 | CAT6+ TRACEABLE PCORD GRY 11FT | EA |  | 1 Year | 18.2105 | 5% | 17.3
34221 | Belden Wire | C6T1108012 | CAT6+ TRACEABLE PCORD GRY 12FT | EA |  | 1 Year | 18.865 | 5% | 17.9217
34222 | Belden Wire | C6T1108013 | CAT6+ TRACEABLE PCORD GRY 13FT | EA |  | 1 Year | 19.5195 | 5% | 18.5435
34223 | Belden Wire | C6T1108014 | CAT6+ TRACEABLE PCORD GRY 14FT | EA |  | 1 Year | 20.174 | 5% | 19.1653
34224 | Belden Wire | C6T1108015 | CAT6+ TRACEABLE PCORD GRY 15FT | EA |  | 1 Year | 20.8285 | 5% | 19.7871
34225 | Belden Wire | C6T1108020 | CAT6+ TRACEABLE PCORD GRY 20FT | EA |  | 1 Year | 24.101 | 5% | 22.8959
34226 | Belden Wire | C6T1108025 | CAT6+ TRACEABLE PCORD GRY 25FT | EA |  | 1 Year | 27.3735 | 5% | 26.0048
34227 | Belden Wire | C6T1108040 | CAT6+ TRACEABLE PCORD GRY 40FT | EA |  | 1 Year | 37.191 | 5% | 35.3315
34228 | Belden Wire | C6T1109001 | CAT6+ TRACEABLE PCORD WHI 1FT | EA |  | 1 Year | 11.6655 | 5% | 11.0822
34229 | Belden Wire | C6T1109002 | CAT6+ TRACEABLE PCORD WHI 2FT | EA |  | 1 Year | 12.32 | 5% | 11.704
34230 | Belden Wire | C6T1109003 | CAT6+ TRACEABLE PCORD WHI 3FT | EA |  | 1 Year | 12.9745 | 5% | 12.3258
34231 | Belden Wire | C6T1109004 | CAT6+ TRACEABLE PCORD WHI 4FT | EA |  | 1 Year | 13.629 | 5% | 12.9475
34232 | Belden Wire | C6T1109005 | CAT6+ TRACEABLE PCORD WHI 5FT | EA |  | 1 Year | 14.2835 | 5% | 13.5693
34233 | Belden Wire | C6T1109006 | CAT6+ TRACEABLE PCORD WHI 6FT | EA |  | 1 Year | 14.938 | 5% | 14.1911
34234 | Belden Wire | C6T1109007 | CAT6+ TRACEABLE PCORD WHI 7FT | EA |  | 1 Year | 15.5925 | 5% | 14.8129
34235 | Belden Wire | C6T1109008 | CAT6+ TRACEABLE PCORD WHI 8FT | EA |  | 1 Year | 16.247 | 5% | 15.4346
34236 | Belden Wire | C6T1109009 | CAT6+ TRACEABLE PCORD WHI 9FT | EA |  | 1 Year | 16.9015 | 5% | 16.0564
34237 | Belden Wire | C6T1109010 | CAT6+ TRACEABLE PCORD WHI 10FT | EA |  | 1 Year | 17.556 | 5% | 16.6782
34238 | Belden Wire | C6T1109011 | CAT6+ TRACEABLE PCORD WHI 11FT | EA |  | 1 Year | 18.2105 | 5% | 17.3
34239 | Belden Wire | C6T1109012 | CAT6+ TRACEABLE PCORD WHI 12FT | EA |  | 1 Year | 18.865 | 5% | 17.9217
34240 | Belden Wire | C6T1109013 | CAT6+ TRACEABLE PCORD WHI 13FT | EA |  | 1 Year | 19.5195 | 5% | 18.5435
34241 | Belden Wire | C6T1109014 | CAT6+ TRACEABLE PCORD WHI 14FT | EA |  | 1 Year | 20.174 | 5% | 19.1653
34242 | Belden Wire | C6T1109015 | CAT6+ TRACEABLE PCORD WHI 15FT | EA |  | 1 Year | 20.8285 | 5% | 19.7871
34243 | Belden Wire | C6T1109020 | CAT6+ TRACEABLE PCORD WHI 20FT | EA |  | 1 Year | 24.101 | 5% | 22.8959
34244 | Belden Wire | C6T1109025 | CAT6+ TRACEABLE PCORD WHI 25FT | EA |  | 1 Year | 27.3735 | 5% | 26.0048
34245 | Belden Wire | C6T1109030 | CAT6+ TRACEABLE PCORD WHI 30FT | EA |  | 1 Year | 30.646 | 5% | 29.1137
34246 | Belden Wire | C6T1109035 | CAT6+ TRACEABLE PCORD WHI 35FT | EA |  | 1 Year | 33.9185 | 5% | 32.2226
34247 | Belden Wire | C6T1109050 | CAT6+ TRACEABLE PCORD WHI 50FT | EA |  | 1 Year | 43.736 | 5% | 41.5492
34248 | Belden Wire | C6T1112003 | TRAC.PCORD BCAT6+CMR LTRD 3FT | EA |  | 1 Year | 12.9745 | 5% | 12.3258
34249 | Belden Wire | C6T1112006 | TRAC.PCORD BCAT6+CMR LTRD 6FT | EA |  | 1 Year | 14.938 | 5% | 14.1911
34250 | Belden Wire | C6T1112007 | TRAC.PCORD BCAT6+CMR LTRD 7FT | EA |  | 1 Year | 15.5925 | 5% | 14.8129
34251 | Belden Wire | C6T1112015 | TRAC.PCORD BCAT6+CMR LTRD 15FT | EA |  | 1 Year | 20.8285 | 5% | 19.7871
34252 | Belden Wire | C6T1112025 | TRAC.PCORD BCAT6+CMR LTRD 25FT | EA |  | 1 Year | 27.3735 | 5% | 26.0048
34253 | Belden Wire | C6T1402007 | XOVERCORD BCAT6+ CMR RED 7FT | EA |  | 1 Year | 15.5925 | 5% | 14.8129
34254 | Belden Wire | C6T1402010 | XOVERCORD BCAT6+ CMR RED 10FT | EA |  | 1 Year | 17.556 | 5% | 16.6782
34255 | Belden Wire | C6T1402015 | XOVERCORD BCAT6+ CMR RED 15FT | EA |  | 1 Year | 20.8285 | 5% | 19.7871
34256 | Belden Wire | C6T1402020 | XOVERCORD BCAT6+ CMR RED 20FT | EA |  | 1 Year | 24.101 | 5% | 22.8959
34257 | Belden Wire | C6T1402025 | XOVERCORD BCAT6+ CMR RED 10FT | EA |  | 1 Year | 27.3735 | 5% | 26.0048
34258 | Belden Wire | C7261 | PIN PUNCH 1/8" | EA |  | 1 Year | 27 | 5% | 25.65
34259 | Belden Wire | C7281 | CLEANING BRUSH | EA |  | 1 Year | 21 | 5% | 19.95
34260 | Belden Wire | C7300 | 710A MOUNTING KIT (COMPLETE) | EA |  | 1 Year | 1500 | 5% | 1425
34261 | Belden Wire | C7301 | 710A1 MOUNTING BASE | EA |  | 1 Year | 85 | 5% | 80.75
34262 | Belden Wire | C7302 | 710A2 TOOL CLAMP | EA |  | 1 Year | 150 | 5% | 142.5
34263 | Belden Wire | C7303 | 710A3 SWIVEL BAR | EA |  | 1 Year | 150 | 5% | 142.5
34264 | Belden Wire | C7304 | 710A4 TUBE CLAMP | EA |  | 1 Year | 150 | 5% | 142.5
34265 | Belden Wire | C7305 | C710A5 VICE CLAMP | EA |  | 1 Year | 375 | 5% | 356.25
34266 | Belden Wire | C7306 | 710A6 SWIVEL BAR & KNOB | EA |  | 1 Year | 210 | 5% | 199.5
34267 | Belden Wire | C7307 | C710A7 TUBE/TOOL CLAMP | EA |  | 1 Year | 270 | 5% | 256.5
34268 | Belden Wire | C7308 | 710A8 90 DEGREE CLAMP | EA |  | 1 Year | 180 | 5% | 171
34269 | Belden Wire | C7309 | 710A9 CARRYING CASE | EA |  | 1 Year | 225 | 5% | 213.75
34270 | Belden Wire | C7310BSS | C/P W/O WIRE HARNESS | EA |  | 1 Year | 3500 | 5% | 3325
34271 | Belden Wire | C7311 | C/P KIT W/O ELECT TEST | EA |  | 1 Year | 3500 | 5% | 3325
34272 | Belden Wire | C7323 | 710 C/P BLADE KIT (1 BLADE) | EA |  | 1 Year | 160.5 | 5% | 152.475
34273 | Belden Wire | C7331 | 710 C/P LAMINTED SHIM | EA |  | 1 Year | 10 | 5% | 9.5
34274 | Belden Wire | C7332 | C/P ERROR TESTOR | EA |  | 1 Year | 15 | 5% | 14.25
34275 | Belden Wire | C7334 | 710 C/P CONDUCTOR GROUP HOLDER | EA |  | 1 Year | 200 | 5% | 190
34276 | Belden Wire | C7335 | C/P BRIDGE MODULE SUPPORT | EA |  | 1 Year | 15 | 5% | 14.25
34277 | Belden Wire | C7336 | 710 C/P HALP TAPE MODULE SUPP | EA |  | 1 Year | 18 | 5% | 17.1
34278 | Belden Wire | C7337 | 710 C/P HEX WRENCH SET | EA |  | 1 Year | 35 | 5% | 33.25
34279 | Belden Wire | C7340 | 710 C/PCOMPLETE KIT W/O CASE | EA |  | 1 Year | 3600 | 5% | 3420
34280 | Belden Wire | C7341 | C/P W/MAINT. KIT | EA |  | 1 Year | 3200 | 5% | 3040
34281 | Belden Wire | C7342 | 710 C/P W/O ACCESSORY | EA |  | 1 Year | 4600 | 5% | 4370
34282 | Belden Wire | C7344 | 710 C/P BASIC FIELD MAINT KIT | EA |  | 1 Year | 200 | 5% | 190
34283 | Belden Wire | C7349 | C/P 710 19AWG | EA |  | 1 Year | 3000 | 5% | 2850
34284 | Belden Wire | C7362 | C/P 710 HANDLE | EA |  | 1 Year | 100 | 5% | 95
34285 | Belden Wire | C7363 | C/P L-CLIP ASSEMBLY | EA |  | 1 Year | 300 | 5% | 285
34286 | Belden Wire | C7364 | C/PT BAR LEVEL CLIP | EA |  | 1 Year | 65 | 5% | 61.75
34287 | Belden Wire | C7366 | C/P SAFETY BAR & HARDWARE | EA |  | 1 Year | 55 | 5% | 52.25
34288 | Belden Wire | C7367 | 710 C/P CAP CHAIN ASSY | EA |  | 1 Year | 75 | 5% | 71.25
34289 | Belden Wire | C7368 | C/P ROLL PIN T-BAR (PK OF 10) | EA |  | 1 Year | 15 | 5% | 14.25
34290 | Belden Wire | C7369 | C/P COLOR CODE STRIP | EA |  | 1 Year | 22 | 5% | 20.9
34291 | Belden Wire | C7371 | C/PT BAR LOCKING KNOB | EA |  | 1 Year | 36 | 5% | 34.2
34292 | Belden Wire | C7372 | 710 C/P AERIAL MOUNTING CLAMP | EA |  | 1 Year | 450 | 5% | 427.5
34293 | Belden Wire | C7375 | 710 C/P TRIPOD MOUNTING STAND | EA |  | 1 Year | 2000 | 5% | 1900
34294 | Belden Wire | C7376 | C/P TRIPOD BAG | EA |  | 1 Year | 70 | 5% | 66.5
34295 | Belden Wire | C7379 | C/P 710 SUPPORT ROD LONG | EA |  | 1 Year | 40 | 5% | 38
34296 | Belden Wire | C7380 | C/P 710 SUPPORT ROD - SHORT | EA |  | 1 Year | 22 | 5% | 20.9
34297 | Belden Wire | C7381 | C/P DUST BRUSH | EA |  | 1 Year | 7 | 5% | 6.65
34298 | Belden Wire | C7382 | C/P BLADE HAREDWARE | EA |  | 1 Year | 3 | 5% | 2.85
34299 | Belden Wire | C7383 | C/P LUBRICATING GREASE | EA |  | 1 Year | 18 | 5% | 17.1
34300 | Belden Wire | C7388 | JAWS 11 BR/H - T JAW&WRENCH | EA |  | 1 Year | 75 | 5% | 71.25
34301 | Belden Wire | C7390 | TAG IT BLOCK HLDS 710 INDEX ST | EA |  | 1 Year | 125 | 5% | 118.75
34302 | Belden Wire | C7393 | C/P HANDBOOK (USE 1829503) | EA |  | 1 Year | 15 | 5% | 14.25
34303 | Belden Wire | C7396 | JAWS II PRESSER WTIH B/HT JAW | EA |  | 1 Year | 350 | 5% | 332.5
34304 | Belden Wire | C7399 | C/P COMPLETE SPLICING KIT PB | EA |  | 1 Year | 7000 | 5% | 6650
34305 | Belden Wire | C8811 | KILI-IT II 5 PAIR | EA |  | 1 Year | 17.67 | 5% | 16.7865
34306 | Belden Wire | C8811BCT | KLIK-IT II,WIDENECK W/STRN REL | EA |  | 1 Year | 30 | 5% | 28.5
34307 | Belden Wire | C8811G | KLIK-IT GTE,5PR W/BOND STUD CN | EA |  | 1 Year | 19.3966 | 5% | 18.4268
34308 | Belden Wire | C8812 | KLIK-IT 25PR.BUTT SPLICE CLOSE | EA |  | 1 Year | 87 | 5% | 82.65
34309 | Belden Wire | C8813 | KLIK-IT 5PR STR-SPL W/BAREL BD | EA |  | 1 Year | 30 | 5% | 28.5
34310 | Belden Wire | C8815 | KLIK-IT, 5PR. W/O GROUNDING | EA |  | 1 Year | 25 | 5% | 23.75
34311 | Belden Wire | C8816 | KLIK-IT II W/O GROUNDING 5 PR | EA |  | 1 Year | 25 | 5% | 23.75
34312 | Belden Wire | C8816KB | KLIK-IT II 5PR.W/STRAIN RELIEF | EA |  | 1 Year | 42.5 | 5% | 40.375
34313 | Belden Wire | C8820 | KLIK-IT III 5PR W/BONDING&GRND | EA |  | 1 Year | 28 | 5% | 26.6
34314 | Belden Wire | C8825 | KLIK-IT III 5PR.W/BNDNG&GRNDNG | EA |  | 1 Year | 30 | 5% | 28.5
34315 | Belden Wire | C8826U | KLIK-IT ILS COAX/COPPER-SPRINT | EA |  | 1 Year | 32 | 5% | 30.4
34316 | Belden Wire | C885611X | KLIK-IT 6PR WIDE NECK W/11X CN | EA |  | 1 Year | 23.9 | 5% | 22.705
34317 | Belden Wire | CA21100001 | PATCHCORD B10GX CMR BLK 1FT | EA |  | 1 Year | 14.98 | 5% | 14.231
34318 | Belden Wire | CA21100002 | PATCHCORD B10GX CMR BLK 2FT | EA |  | 1 Year | 15.66 | 5% | 14.877
34319 | Belden Wire | CA21100003 | PATCHCORD B10GX CMR BLK 3FT | EA |  | 1 Year | 16.34 | 5% | 15.523
34320 | Belden Wire | CA21100004 | PATCHCORD B10GX CMR BLK 4FT | EA |  | 1 Year | 17.02 | 5% | 16.169
34321 | Belden Wire | CA21100005 | PATCHCORD B10GX CMR BLK 5FT | EA |  | 1 Year | 17.7 | 5% | 16.815
34322 | Belden Wire | CA21100006 | PATCHCORD B10GX CMR BLK 6FT | EA |  | 1 Year | 18.38 | 5% | 17.461
34323 | Belden Wire | CA21100006A06 | 6P HARNESS B10GX CMR BLK 6FT | EA |  | 1 Year | 153.156 | 5% | 145.4982
34324 | Belden Wire | CA21100006A08 | 8P HARNESS B10GX CMR BLK 6FT | EA |  | 1 Year | 200.944 | 5% | 190.8968
34325 | Belden Wire | CA21100007 | PATCHCORD B10GX CMR BLK 7FT | EA |  | 1 Year | 19.06 | 5% | 18.107
34326 | Belden Wire | CA21100007A06 | 6P HARNESS B10GX CMR BLK 7FT | EA |  | 1 Year | 160.092 | 5% | 152.0874
34327 | Belden Wire | CA21100007A08 | 8P HARNESS B10GX CMR BLK 7FT | EA |  | 1 Year | 209.648 | 5% | 199.1656
34328 | Belden Wire | CA21100008 | PATCHCORD B10GX CMR BLK 8FT | EA |  | 1 Year | 19.74 | 5% | 18.753
34329 | Belden Wire | CA21100008A06 | 6P HARNESS B10GX CMR BLK 8FT | EA |  | 1 Year | 167.028 | 5% | 158.6766
34330 | Belden Wire | CA21100008A08 | 8P HARNESS B10GX CMR BLK 8FT | EA |  | 1 Year | 218.352 | 5% | 207.4344
34331 | Belden Wire | CA21100009 | PATCHCORD B10GX CMR BLK 9FT | EA |  | 1 Year | 20.42 | 5% | 19.399
34332 | Belden Wire | CA21100009A06 | 6P HARNESS B10GX CMR BLK 9FT | EA |  | 1 Year | 173.964 | 5% | 165.2658
34333 | Belden Wire | CA21100009A08 | 8P HARNESS B10GX CMR BLK 9FT | EA |  | 1 Year | 227.056 | 5% | 215.7032
34334 | Belden Wire | CA21100010 | PATCHCORD B10GX CMR BLK 10FT | EA |  | 1 Year | 21.1 | 5% | 20.045
34335 | Belden Wire | CA21100010A06 | 6P HARNESS B10GX CMR BLK 10FT | EA |  | 1 Year | 180.9 | 5% | 171.855
34336 | Belden Wire | CA21100010A08 | 8P HARNESS B10GX CMR BLK 10FT | EA |  | 1 Year | 235.76 | 5% | 223.972
34337 | Belden Wire | CA21100011 | PATCHCORD B10GX CMR BLK 11FT | EA |  | 1 Year | 21.78 | 5% | 20.691
34338 | Belden Wire | CA21100011A06 | 6P HARNESS B10GX CMR BLK 11FT | EA |  | 1 Year | 187.836 | 5% | 178.4442
34339 | Belden Wire | CA21100011A08 | 8P HARNESS B10GX CMR BLK 11FT | EA |  | 1 Year | 244.464 | 5% | 232.2408
34340 | Belden Wire | CA21100012 | PATCHCORD B10GX CMR BLK 12FT | EA |  | 1 Year | 22.46 | 5% | 21.337
34341 | Belden Wire | CA21100012A06 | 6P HARNESS B10GX CMR BLK 12FT | EA |  | 1 Year | 194.772 | 5% | 185.0334
34342 | Belden Wire | CA21100012A08 | 8P HARNESS B10GX CMR BLK 12FT | EA |  | 1 Year | 253.168 | 5% | 240.5096
34343 | Belden Wire | CA21100013 | PATCHCORD B10GX CMR BLK 13FT | EA |  | 1 Year | 23.14 | 5% | 21.983
34344 | Belden Wire | CA21100013A06 | 6P HARNESS B10GX CMR BLK 13FT | EA |  | 1 Year | 201.708 | 5% | 191.6226
34345 | Belden Wire | CA21100013A08 | 8P HARNESS B10GX CMR BLK 13FT | EA |  | 1 Year | 261.872 | 5% | 248.7784
34346 | Belden Wire | CA21100014 | PATCHCORD B10GX CMR BLK 14FT | EA |  | 1 Year | 23.82 | 5% | 22.629
34347 | Belden Wire | CA21100014A06 | 6P HARNESS B10GX CMR BLK 14FT | EA |  | 1 Year | 208.644 | 5% | 198.2118
34348 | Belden Wire | CA21100014A08 | 8P HARNESS B10GX CMR BLK 14FT | EA |  | 1 Year | 270.576 | 5% | 257.0472
34349 | Belden Wire | CA21100015 | PATCHCORD B10GX CMR BLK 15FT | EA |  | 1 Year | 24.5 | 5% | 23.275
34350 | Belden Wire | CA21100015A06 | 6P HARNESS B10GX CMR BLK 15FT | EA |  | 1 Year | 215.58 | 5% | 204.801
34351 | Belden Wire | CA21100015A08 | 8P HARNESS B10GX CMR BLK 15FT | EA |  | 1 Year | 279.28 | 5% | 265.316
34352 | Belden Wire | CA21100016 | PATCHCORD B10GX CMR BLK 16FT | EA |  | 1 Year | 25.18 | 5% | 23.921
34353 | Belden Wire | CA21100016A06 | 6P HARNESS B10GX CMR BLK 16FT | EA |  | 1 Year | 222.516 | 5% | 211.3902
34354 | Belden Wire | CA21100016A08 | 8P HARNESS B10GX CMR BLK 16FT | EA |  | 1 Year | 287.984 | 5% | 273.5848
34355 | Belden Wire | CA21100017 | PATCHCORD B10GX CMR BLK 17FT | EA |  | 1 Year | 25.86 | 5% | 24.567
34356 | Belden Wire | CA21100017A06 | 6P HARNESS B10GX CMR BLK 17FT | EA |  | 1 Year | 229.452 | 5% | 217.9794
34357 | Belden Wire | CA21100017A08 | 8P HARNESS B10GX CMR BLK 17FT | EA |  | 1 Year | 296.688 | 5% | 281.8536
34358 | Belden Wire | CA21100018 | PATCHCORD B10GX CMR BLK 18FT | EA |  | 1 Year | 26.54 | 5% | 25.213
34359 | Belden Wire | CA21100018A06 | 6P HARNESS B10GX CMR BLK 18FT | EA |  | 1 Year | 236.388 | 5% | 224.5686
34360 | Belden Wire | CA21100018A08 | 8P HARNESS B10GX CMR BLK 18FT | EA |  | 1 Year | 305.392 | 5% | 290.1224
34361 | Belden Wire | CA21100019 | PATCHCORD B10GX CMR BLK 19FT | EA |  | 1 Year | 27.22 | 5% | 25.859
34362 | Belden Wire | CA21100019A06 | 6P HARNESS B10GX CMR BLK 19FT | EA |  | 1 Year | 243.324 | 5% | 231.1578
34363 | Belden Wire | CA21100019A08 | 8P HARNESS B10GX CMR BLK 19FT | EA |  | 1 Year | 314.096 | 5% | 298.3912
34364 | Belden Wire | CA21100020 | PATCHCORD B10GX CMR BLK 20FT | EA |  | 1 Year | 27.9 | 5% | 26.505
34365 | Belden Wire | CA21100020A06 | 6P HARNESS B10GX CMR BLK 20FT | EA |  | 1 Year | 250.26 | 5% | 237.747
34366 | Belden Wire | CA21100020A08 | 8P HARNESS B10GX CMR BLK 20FT | EA |  | 1 Year | 322.8 | 5% | 306.66
34367 | Belden Wire | CA21100021 | PATCHCORD B10GX CMR BLK 21FT | EA |  | 1 Year | 28.58 | 5% | 27.151
34368 | Belden Wire | CA21100021A06 | 6P HARNESS B10GX CMR BLK 21FT | EA |  | 1 Year | 257.196 | 5% | 244.3362
34369 | Belden Wire | CA21100021A08 | 8P HARNESS B10GX CMR BLK 21FT | EA |  | 1 Year | 331.504 | 5% | 314.9288
34370 | Belden Wire | CA21100022 | PATCHCORD B10GX CMR BLK 22FT | EA |  | 1 Year | 29.26 | 5% | 27.797
34371 | Belden Wire | CA21100022A06 | 6P HARNESS B10GX CMR BLK 22FT | EA |  | 1 Year | 264.132 | 5% | 250.9254
34372 | Belden Wire | CA21100022A08 | 8P HARNESS B10GX CMR BLK 22FT | EA |  | 1 Year | 340.208 | 5% | 323.1976
34373 | Belden Wire | CA21100023 | PATCHCORD B10GX CMR BLK 23FT | EA |  | 1 Year | 29.94 | 5% | 28.443
34374 | Belden Wire | CA21100023A06 | 6P HARNESS B10GX CMR BLK 23FT | EA |  | 1 Year | 271.068 | 5% | 257.5146
34375 | Belden Wire | CA21100023A08 | 8P HARNESS B10GX CMR BLK 23FT | EA |  | 1 Year | 348.912 | 5% | 331.4664
34376 | Belden Wire | CA21100024 | PATCHCORD B10GX CMR BLK 24FT | EA |  | 1 Year | 30.62 | 5% | 29.089
34377 | Belden Wire | CA21100024A06 | 6P HARNESS B10GX CMR BLK 24FT | EA |  | 1 Year | 278.004 | 5% | 264.1038
34378 | Belden Wire | CA21100024A08 | 8P HARNESS B10GX CMR BLK 24FT | EA |  | 1 Year | 357.616 | 5% | 339.7352
34379 | Belden Wire | CA21100025 | PATCHCORD B10GX CMR BLK 25FT | EA |  | 1 Year | 31.3 | 5% | 29.735
34380 | Belden Wire | CA21100025A06 | 6P HARNESS B10GX CMR BLK 25FT | EA |  | 1 Year | 284.94 | 5% | 270.693
34381 | Belden Wire | CA21100025A08 | 8P HARNESS B10GX CMR BLK 25FT | EA |  | 1 Year | 366.32 | 5% | 348.004
34382 | Belden Wire | CA21100026A06 | 6P HARNESS B10GX CMR BLK 26FT | EA |  | 1 Year | 291.876 | 5% | 277.2822
34383 | Belden Wire | CA21100026A08 | 8P HARNESS B10GX CMR BLK 26FT | EA |  | 1 Year | 375.024 | 5% | 356.2728
34384 | Belden Wire | CA21100027 | PATCHCORD B10GX CMR BLK 27FT | EA |  | 1 Year | 32.66 | 5% | 31.027
34385 | Belden Wire | CA21100027A06 | 6P HARNESS B10GX CMR BLK 27FT | EA |  | 1 Year | 298.812 | 5% | 283.8714
34386 | Belden Wire | CA21100027A08 | 8P HARNESS B10GX CMR BLK 27FT | EA |  | 1 Year | 383.728 | 5% | 364.5416
34387 | Belden Wire | CA21100028A06 | 6P HARNESS B10GX CMR BLK 28FT | EA |  | 1 Year | 305.748 | 5% | 290.4606
34388 | Belden Wire | CA21100028A08 | 8P HARNESS B10GX CMR BLK 28FT | EA |  | 1 Year | 392.432 | 5% | 372.8104
34389 | Belden Wire | CA21100029A06 | 6P HARNESS B10GX CMR BLK 29FT | EA |  | 1 Year | 312.684 | 5% | 297.0498
34390 | Belden Wire | CA21100029A08 | 8P HARNESS B10GX CMR BLK 29FT | EA |  | 1 Year | 401.136 | 5% | 381.0792
34391 | Belden Wire | CA21100030 | PATCHCORD B10GX CMR BLK 30FT | EA |  | 1 Year | 34.7 | 5% | 32.965
34392 | Belden Wire | CA21100030A06 | 6P HARNESS B10GX CMR BLK 30FT | EA |  | 1 Year | 319.62 | 5% | 303.639
34393 | Belden Wire | CA21100030A08 | 8P HARNESS B10GX CMR BLK 30FT | EA |  | 1 Year | 409.84 | 5% | 389.348
34394 | Belden Wire | CA21100031A06 | 6P HARNESS B10GX CMR BLK 31FT | EA |  | 1 Year | 326.556 | 5% | 310.2282
34395 | Belden Wire | CA21100031A08 | 8P HARNESS B10GX CMR BLK 31FT | EA |  | 1 Year | 418.544 | 5% | 397.6168
34396 | Belden Wire | CA21100032A06 | 6P HARNESS B10GX CMR BLK 32FT | EA |  | 1 Year | 333.492 | 5% | 316.8174
34397 | Belden Wire | CA21100032A08 | 8P HARNESS B10GX CMR BLK 32FT | EA |  | 1 Year | 427.248 | 5% | 405.8856
34398 | Belden Wire | CA21100033 | PATCHCORD B10GX CMR BLK 33FT | EA |  | 1 Year | 36.74 | 5% | 34.903
34399 | Belden Wire | CA21100033A06 | 6P HARNESS B10GX CMR BLK 33FT | EA |  | 1 Year | 340.428 | 5% | 323.4066
34400 | Belden Wire | CA21100033A08 | 8P HARNESS B10GX CMR BLK 33FT | EA |  | 1 Year | 435.952 | 5% | 414.1544
34401 | Belden Wire | CA21100034 | PATCHCORD B10GX CMR BLK 34FT | EA |  | 1 Year | 37.42 | 5% | 35.549
34402 | Belden Wire | CA21100034A06 | 6P HARNESS B10GX CMR BLK 34FT | EA |  | 1 Year | 347.364 | 5% | 329.9958
34403 | Belden Wire | CA21100034A08 | 8P HARNESS B10GX CMR BLK 34FT | EA |  | 1 Year | 444.656 | 5% | 422.4232
34404 | Belden Wire | CA21100035 | PATCHCORD B10GX CMR BLK 35FT | EA |  | 1 Year | 38.1 | 5% | 36.195
34405 | Belden Wire | CA21100035A06 | 6P HARNESS B10GX CMR BLK 35FT | EA |  | 1 Year | 354.3 | 5% | 336.585
34406 | Belden Wire | CA21100035A08 | 8P HARNESS B10GX CMR BLK 35FT | EA |  | 1 Year | 453.36 | 5% | 430.692
34407 | Belden Wire | CA21100036 | PATCHCORD B10GX CMR BLK 36FT | EA |  | 1 Year | 38.78 | 5% | 36.841
34408 | Belden Wire | CA21100036A06 | 6P HARNESS B10GX CMR BLK 36FT | EA |  | 1 Year | 361.236 | 5% | 343.1742
34409 | Belden Wire | CA21100036A08 | 8P HARNESS B10GX CMR BLK 36FT | EA |  | 1 Year | 462.064 | 5% | 438.9608
34410 | Belden Wire | CA21100037 | PATCHCORD B10GX CMR BLK 37FT | EA |  | 1 Year | 39.46 | 5% | 37.487
34411 | Belden Wire | CA21100037A06 | 6P HARNESS B10GX CMR BLK 37FT | EA |  | 1 Year | 368.172 | 5% | 349.7634
34412 | Belden Wire | CA21100037A08 | 8P HARNESS B10GX CMR BLK 37FT | EA |  | 1 Year | 470.768 | 5% | 447.2296
34413 | Belden Wire | CA21100038A06 | 6P HARNESS B10GX CMR BLK 38FT | EA |  | 1 Year | 375.108 | 5% | 356.3526
34414 | Belden Wire | CA21100038A08 | 8P HARNESS B10GX CMR BLK 38FT | EA |  | 1 Year | 479.472 | 5% | 455.4984
34415 | Belden Wire | CA21100039A06 | 6P HARNESS B10GX CMR BLK 39FT | EA |  | 1 Year | 382.044 | 5% | 362.9418
34416 | Belden Wire | CA21100039A08 | 8P HARNESS B10GX CMR BLK 39FT | EA |  | 1 Year | 488.176 | 5% | 463.7672
34417 | Belden Wire | CA21100040 | PATCHCORD B10GX CMR BLK 40FT | EA |  | 1 Year | 41.5 | 5% | 39.425
34418 | Belden Wire | CA21100040A06 | 6P HARNESS B10GX CMR BLK 40FT | EA |  | 1 Year | 388.98 | 5% | 369.531
34419 | Belden Wire | CA21100040A08 | 8P HARNESS B10GX CMR BLK 40FT | EA |  | 1 Year | 496.88 | 5% | 472.036
34420 | Belden Wire | CA21100041A06 | 6P HARNESS B10GX CMR BLK 41FT | EA |  | 1 Year | 395.916 | 5% | 376.1202
34421 | Belden Wire | CA21100041A08 | 8P HARNESS B10GX CMR BLK 41FT | EA |  | 1 Year | 505.584 | 5% | 480.3048
34422 | Belden Wire | CA21100042A06 | 6P HARNESS B10GX CMR BLK 42FT | EA |  | 1 Year | 402.852 | 5% | 382.7094
34423 | Belden Wire | CA21100042A08 | 8P HARNESS B10GX CMR BLK 42FT | EA |  | 1 Year | 514.288 | 5% | 488.5736
34424 | Belden Wire | CA21100043 | PATCHCORD B10GX CMR BLK 43FT | EA |  | 1 Year | 43.54 | 5% | 41.363
34425 | Belden Wire | CA21100043A06 | 6P HARNESS B10GX CMR BLK 43FT | EA |  | 1 Year | 409.788 | 5% | 389.2986
34426 | Belden Wire | CA21100043A08 | 8P HARNESS B10GX CMR BLK 43FT | EA |  | 1 Year | 522.992 | 5% | 496.8424
34427 | Belden Wire | CA21100044A06 | 6P HARNESS B10GX CMR BLK 44FT | EA |  | 1 Year | 416.724 | 5% | 395.8878
34428 | Belden Wire | CA21100044A08 | 8P HARNESS B10GX CMR BLK 44FT | EA |  | 1 Year | 531.696 | 5% | 505.1112
34429 | Belden Wire | CA21100045 | PATCHCORD B10GX CMR BLK 45FT | EA |  | 1 Year | 44.9 | 5% | 42.655
34430 | Belden Wire | CA21100045A06 | 6P HARNESS B10GX CMR BLK 45FT | EA |  | 1 Year | 423.66 | 5% | 402.477
34431 | Belden Wire | CA21100045A08 | 8P HARNESS B10GX CMR BLK 45FT | EA |  | 1 Year | 540.4 | 5% | 513.38
34432 | Belden Wire | CA21100046 | PATCHCORD B10GX CMR BLK 46FT | EA |  | 1 Year | 45.58 | 5% | 43.301
34433 | Belden Wire | CA21100046A06 | 6P HARNESS B10GX CMR BLK 46FT | EA |  | 1 Year | 430.596 | 5% | 409.0662
34434 | Belden Wire | CA21100046A08 | 8P HARNESS B10GX CMR BLK 46FT | EA |  | 1 Year | 549.104 | 5% | 521.6488
34435 | Belden Wire | CA21100047A06 | 6P HARNESS B10GX CMR BLK 47FT | EA |  | 1 Year | 437.532 | 5% | 415.6554
34436 | Belden Wire | CA21100047A08 | 8P HARNESS B10GX CMR BLK 47FT | EA |  | 1 Year | 557.808 | 5% | 529.9176
34437 | Belden Wire | CA21100048A06 | 6P HARNESS B10GX CMR BLK 48FT | EA |  | 1 Year | 444.468 | 5% | 422.2446
34438 | Belden Wire | CA21100048A08 | 8P HARNESS B10GX CMR BLK 48FT | EA |  | 1 Year | 566.512 | 5% | 538.1864
34439 | Belden Wire | CA21100049 | PATCHCORD B10GX CMR BLK 49FT | EA |  | 1 Year | 47.62 | 5% | 45.239
34440 | Belden Wire | CA21100049A06 | 6P HARNESS B10GX CMR BLK 49FT | EA |  | 1 Year | 451.404 | 5% | 428.8338
34441 | Belden Wire | CA21100049A08 | 8P HARNESS B10GX CMR BLK 49FT | EA |  | 1 Year | 575.216 | 5% | 546.4552
34442 | Belden Wire | CA21100050 | PATCHCORD B10GX CMR BLK 50FT | EA |  | 1 Year | 48.3 | 5% | 45.885
34443 | Belden Wire | CA21100050A06 | 6P HARNESS B10GX CMR BLK 50FT | EA |  | 1 Year | 458.34 | 5% | 435.423
34444 | Belden Wire | CA21100050A08 | 8P HARNESS B10GX CMR BLK 50FT | EA |  | 1 Year | 583.92 | 5% | 554.724
34445 | Belden Wire | CA21100051A06 | 6P HARNESS B10GX CMR BLK 51FT | EA |  | 1 Year | 465.276 | 5% | 442.0122
34446 | Belden Wire | CA21100051A08 | 8P HARNESS B10GX CMR BLK 51FT | EA |  | 1 Year | 592.624 | 5% | 562.9928
34447 | Belden Wire | CA21100052 | PATCHCORD B10GX CMR BLK 52FT | EA |  | 1 Year | 49.66 | 5% | 47.177
34448 | Belden Wire | CA21100052A06 | 6P HARNESS B10GX CMR BLK 52FT | EA |  | 1 Year | 472.212 | 5% | 448.6014
34449 | Belden Wire | CA21100052A08 | 8P HARNESS B10GX CMR BLK 52FT | EA |  | 1 Year | 601.328 | 5% | 571.2616
34450 | Belden Wire | CA21100053 | PATCHCORD B10GX CMR BLK 53FT | EA |  | 1 Year | 50.34 | 5% | 47.823
34451 | Belden Wire | CA21100053A06 | 6P HARNESS B10GX CMR BLK 53FT | EA |  | 1 Year | 479.148 | 5% | 455.1906
34452 | Belden Wire | CA21100053A08 | 8P HARNESS B10GX CMR BLK 53FT | EA |  | 1 Year | 610.032 | 5% | 579.5304
34453 | Belden Wire | CA21100054 | PATCHCORD B10GX CMR BLK 54FT | EA |  | 1 Year | 51.02 | 5% | 48.469
34454 | Belden Wire | CA21100054A06 | 6P HARNESS B10GX CMR BLK 54FT | EA |  | 1 Year | 486.084 | 5% | 461.7798
34455 | Belden Wire | CA21100054A08 | 8P HARNESS B10GX CMR BLK 54FT | EA |  | 1 Year | 618.736 | 5% | 587.7992
34456 | Belden Wire | CA21100055A06 | 6P HARNESS B10GX CMR BLK 55FT | EA |  | 1 Year | 493.02 | 5% | 468.369
34457 | Belden Wire | CA21100055A08 | 8P HARNESS B10GX CMR BLK 55FT | EA |  | 1 Year | 627.44 | 5% | 596.068
34458 | Belden Wire | CA21100056 | PATCHCORD B10GX CMR BLK 56FT | EA |  | 1 Year | 52.38 | 5% | 49.761
34459 | Belden Wire | CA21100056A08 | 8P HARNESS B10GX CMR BLK 56FT | EA |  | 1 Year | 636.144 | 5% | 604.3368
34460 | Belden Wire | CA21100057A06 | 6P HARNESS B10GX CMR BLK 57FT | EA |  | 1 Year | 506.892 | 5% | 481.5474
34461 | Belden Wire | CA21100057A08 | 8P HARNESS B10GX CMR BLK 57FT | EA |  | 1 Year | 644.848 | 5% | 612.6056
34462 | Belden Wire | CA21100058A06 | 6P HARNESS B10GX CMR BLK 58FT | EA |  | 1 Year | 513.828 | 5% | 488.1366
34463 | Belden Wire | CA21100058A08 | 8P HARNESS B10GX CMR BLK 58FT | EA |  | 1 Year | 653.552 | 5% | 620.8744
34464 | Belden Wire | CA21100059 | PATCHCORD B10GX CMR BLK 59FT | EA |  | 1 Year | 54.42 | 5% | 51.699
34465 | Belden Wire | CA21100059A06 | 6P HARNESS B10GX CMR BLK 59FT | EA |  | 1 Year | 520.764 | 5% | 494.7258
34466 | Belden Wire | CA21100059A08 | 8P HARNESS B10GX CMR BLK 59FT | EA |  | 1 Year | 662.256 | 5% | 629.1432
34467 | Belden Wire | CA21100060 | PATCHCORD B10GX CMR BLK 60FT | EA |  | 1 Year | 55.1 | 5% | 52.345
34468 | Belden Wire | CA21100060A06 | 6P HARNESS B10GX CMR BLK 60FT | EA |  | 1 Year | 527.7 | 5% | 501.315
34469 | Belden Wire | CA21100060A08 | 8P HARNESS B10GX CMR BLK 60FT | EA |  | 1 Year | 670.96 | 5% | 637.412
34470 | Belden Wire | CA21100061A06 | 6P HARNESS B10GX CMR BLK 61FT | EA |  | 1 Year | 534.636 | 5% | 507.9042
34471 | Belden Wire | CA21100061A08 | 8P HARNESS B10GX CMR BLK 61FT | EA |  | 1 Year | 679.664 | 5% | 645.6808
34472 | Belden Wire | CA21100062 | PATCHCORD B10GX CMR BLK 62FT | EA |  | 1 Year | 56.46 | 5% | 53.637
34473 | Belden Wire | CA21100062A06 | 6P HARNESS B10GX CMR BLK 62FT | EA |  | 1 Year | 541.572 | 5% | 514.4934
34474 | Belden Wire | CA21100062A08 | 8P HARNESS B10GX CMR BLK 62FT | EA |  | 1 Year | 688.368 | 5% | 653.9496
34475 | Belden Wire | CA21100063A06 | 6P HARNESS B10GX CMR BLK 63FT | EA |  | 1 Year | 548.508 | 5% | 521.0826
34476 | Belden Wire | CA21100063A08 | 8P HARNESS B10GX CMR BLK 63FT | EA |  | 1 Year | 697.072 | 5% | 662.2184
34477 | Belden Wire | CA21100064A06 | 6P HARNESS B10GX CMR BLK 64FT | EA |  | 1 Year | 555.444 | 5% | 527.6718
34478 | Belden Wire | CA21100064A08 | 8P HARNESS B10GX CMR BLK 64FT | EA |  | 1 Year | 705.776 | 5% | 670.4872
34479 | Belden Wire | CA21100065 | PATCHCORD B10GX CMR BLK 65FT | EA |  | 1 Year | 58.5 | 5% | 55.575
34480 | Belden Wire | CA21100065A06 | 6P HARNESS B10GX CMR BLK 65FT | EA |  | 1 Year | 562.38 | 5% | 534.261
34481 | Belden Wire | CA21100065A08 | 8P HARNESS B10GX CMR BLK 65FT | EA |  | 1 Year | 714.48 | 5% | 678.756
34482 | Belden Wire | CA21100066 | PATCHCORD B10GX CMR BLK 66FT | EA |  | 1 Year | 59.18 | 5% | 56.221
34483 | Belden Wire | CA21100066A06 | 6P HARNESS B10GX CMR BLK 66FT | EA |  | 1 Year | 569.316 | 5% | 540.8502
34484 | Belden Wire | CA21100066A08 | 8P HARNESS B10GX CMR BLK 66FT | EA |  | 1 Year | 723.184 | 5% | 687.0248
34485 | Belden Wire | CA21100067A06 | 6P HARNESS B10GX CMR BLK 67FT | EA |  | 1 Year | 576.252 | 5% | 547.4394
34486 | Belden Wire | CA21100067A08 | 8P HARNESS B10GX CMR BLK 67FT | EA |  | 1 Year | 731.888 | 5% | 695.2936
34487 | Belden Wire | CA21100068A06 | 6P HARNESS B10GX CMR BLK 68FT | EA |  | 1 Year | 583.188 | 5% | 554.0286
34488 | Belden Wire | CA21100068A08 | 8P HARNESS B10GX CMR BLK 68FT | EA |  | 1 Year | 740.592 | 5% | 703.5624
34489 | Belden Wire | CA21100069 | PATCHCORD B10GX CMR BLK 69FT | EA |  | 1 Year | 61.22 | 5% | 58.159
34490 | Belden Wire | CA21100069A06 | 6P HARNESS B10GX CMR BLK 69FT | EA |  | 1 Year | 590.124 | 5% | 560.6178
34491 | Belden Wire | CA21100069A08 | 8P HARNESS B10GX CMR BLK 69FT | EA |  | 1 Year | 749.296 | 5% | 711.8312
34492 | Belden Wire | CA21100070 | PATCHCORD B10GX CMR BLK 70FT | EA |  | 1 Year | 61.9 | 5% | 58.805
34493 | Belden Wire | CA21100070A06 | 6P HARNESS B10GX CMR BLK 70FT | EA |  | 1 Year | 597.06 | 5% | 567.207
34494 | Belden Wire | CA21100070A08 | 8P HARNESS B10GX CMR BLK 70FT | EA |  | 1 Year | 758 | 5% | 720.1
34495 | Belden Wire | CA21100071A06 | 6P HARNESS B10GX CMR BLK 71FT | EA |  | 1 Year | 603.996 | 5% | 573.7962
34496 | Belden Wire | CA21100071A08 | 8P HARNESS B10GX CMR BLK 71FT | EA |  | 1 Year | 766.704 | 5% | 728.3688
34497 | Belden Wire | CA21100072 | PATCHCORD B10GX CMR BLK 72FT | EA |  | 1 Year | 63.26 | 5% | 60.097
34498 | Belden Wire | CA21100072A06 | 6P HARNESS B10GX CMR BLK 72FT | EA |  | 1 Year | 610.932 | 5% | 580.3854
34499 | Belden Wire | CA21100072A08 | 8P HARNESS B10GX CMR BLK 72FT | EA |  | 1 Year | 775.408 | 5% | 736.6376
34500 | Belden Wire | CA21100073A08 | 8P HARNESS B10GX CMR BLK 73FT | EA |  | 1 Year | 784.112 | 5% | 744.9064
34501 | Belden Wire | CA21100074A06 | 6P HARNESS B10GX CMR BLK 74FT | EA |  | 1 Year | 624.804 | 5% | 593.5638
34502 | Belden Wire | CA21100074A08 | 8P HARNESS B10GX CMR BLK 74FT | EA |  | 1 Year | 792.816 | 5% | 753.1752
34503 | Belden Wire | CA21100075 | PATCHCORD B10GX CMR BLK 75FT | EA |  | 1 Year | 65.3 | 5% | 62.035
34504 | Belden Wire | CA21100075A06 | 6P HARNESS B10GX CMR BLK 75FT | EA |  | 1 Year | 631.74 | 5% | 600.153
34505 | Belden Wire | CA21100075A08 | 8P HARNESS B10GX CMR BLK 75FT | EA |  | 1 Year | 801.52 | 5% | 761.444
34506 | Belden Wire | CA21100076A06 | 6P HARNESS B10GX CMR BLK 76FT | EA |  | 1 Year | 638.676 | 5% | 606.7422
34507 | Belden Wire | CA21100076A08 | 8P HARNESS B10GX CMR BLK 76FT | EA |  | 1 Year | 810.224 | 5% | 769.7128
34508 | Belden Wire | CA21100077A06 | 6P HARNESS B10GX CMR BLK 77FT | EA |  | 1 Year | 645.612 | 5% | 613.3314
34509 | Belden Wire | CA21100077A08 | 8P HARNESS B10GX CMR BLK 77FT | EA |  | 1 Year | 818.928 | 5% | 777.9816
34510 | Belden Wire | CA21100078A06 | 6P HARNESS B10GX CMR BLK 78FT | EA |  | 1 Year | 652.548 | 5% | 619.9206
34511 | Belden Wire | CA21100078A08 | 8P HARNESS B10GX CMR BLK 78FT | EA |  | 1 Year | 827.632 | 5% | 786.2504
34512 | Belden Wire | CA21100079 | PATCHCORD B10GX CMR BLK 79FT | EA |  | 1 Year | 68.02 | 5% | 64.619
34513 | Belden Wire | CA21100079A08 | 8P HARNESS B10GX CMR BLK 79FT | EA |  | 1 Year | 836.336 | 5% | 794.5192
34514 | Belden Wire | CA21100080 | PATCHCORD B10GX CMR BLK 80FT | EA |  | 1 Year | 68.7 | 5% | 65.265
34515 | Belden Wire | CA21100080A06 | 6P HARNESS B10GX CMR BLK 80FT | EA |  | 1 Year | 666.42 | 5% | 633.099
34516 | Belden Wire | CA21100080A08 | 8P HARNESS B10GX CMR BLK 80FT | EA |  | 1 Year | 845.04 | 5% | 802.788
34517 | Belden Wire | CA21100081A06 | 6P HARNESS B10GX CMR BLK 81FT | EA |  | 1 Year | 673.356 | 5% | 639.6882
34518 | Belden Wire | CA21100081A08 | 8P HARNESS B10GX CMR BLK 81FT | EA |  | 1 Year | 853.744 | 5% | 811.0568
34519 | Belden Wire | CA21100082 | PATCHCORD B10GX CMR BLK 82FT | EA |  | 1 Year | 70.06 | 5% | 66.557
34520 | Belden Wire | CA21100082A06 | 6P HARNESS B10GX CMR BLK 82FT | EA |  | 1 Year | 680.292 | 5% | 646.2774
34521 | Belden Wire | CA21100082A08 | 8P HARNESS B10GX CMR BLK 82FT | EA |  | 1 Year | 862.448 | 5% | 819.3256
34522 | Belden Wire | CA21100083A06 | 6P HARNESS B10GX CMR BLK 83FT | EA |  | 1 Year | 687.228 | 5% | 652.8666
34523 | Belden Wire | CA21100083A08 | 8P HARNESS B10GX CMR BLK 83FT | EA |  | 1 Year | 871.152 | 5% | 827.5944
34524 | Belden Wire | CA21100084A08 | 8P HARNESS B10GX CMR BLK 84FT | EA |  | 1 Year | 879.856 | 5% | 835.8632
34525 | Belden Wire | CA21100085 | PATCHCORD B10GX CMR BLK 85FT | EA |  | 1 Year | 72.1 | 5% | 68.495
34526 | Belden Wire | CA21100085A06 | 6P HARNESS B10GX CMR BLK 85FT | EA |  | 1 Year | 701.1 | 5% | 666.045
34527 | Belden Wire | CA21100085A08 | 8P HARNESS B10GX CMR BLK 85FT | EA |  | 1 Year | 888.56 | 5% | 844.132
34528 | Belden Wire | CA21100086A06 | 6P HARNESS B10GX CMR BLK 86FT | EA |  | 1 Year | 708.036 | 5% | 672.6342
34529 | Belden Wire | CA21100086A08 | 8P HARNESS B10GX CMR BLK 86FT | EA |  | 1 Year | 897.264 | 5% | 852.4008
34530 | Belden Wire | CA21100087A06 | 6P HARNESS B10GX CMR BLK 87FT | EA |  | 1 Year | 714.972 | 5% | 679.2234
34531 | Belden Wire | CA21100087A08 | 8P HARNESS B10GX CMR BLK 87FT | EA |  | 1 Year | 905.968 | 5% | 860.6696
34532 | Belden Wire | CA21100088A06 | 6P HARNESS B10GX CMR BLK 88FT | EA |  | 1 Year | 721.908 | 5% | 685.8126
34533 | Belden Wire | CA21100088A08 | 8P HARNESS B10GX CMR BLK 88FT | EA |  | 1 Year | 914.672 | 5% | 868.9384
34534 | Belden Wire | CA21100089A06 | 6P HARNESS B10GX CMR BLK 89FT | EA |  | 1 Year | 728.844 | 5% | 692.4018
34535 | Belden Wire | CA21100089A08 | 8P HARNESS B10GX CMR BLK 89FT | EA |  | 1 Year | 923.376 | 5% | 877.2072
34536 | Belden Wire | CA21100090A06 | 6P HARNESS B10GX CMR BLK 90FT | EA |  | 1 Year | 735.78 | 5% | 698.991
34537 | Belden Wire | CA21100090A08 | 8P HARNESS B10GX CMR BLK 90FT | EA |  | 1 Year | 932.08 | 5% | 885.476
34538 | Belden Wire | CA21100091A08 | 8P HARNESS B10GX CMR BLK 91FT | EA |  | 1 Year | 940.784 | 5% | 893.7448
34539 | Belden Wire | CA21100092 | PATCHCORD B10GX CMR BLK 92FT | EA |  | 1 Year | 76.86 | 5% | 73.017
34540 | Belden Wire | CA21100092A06 | 6P HARNESS B10GX CMR BLK 92FT | EA |  | 1 Year | 749.652 | 5% | 712.1694
34541 | Belden Wire | CA21100092A08 | 8P HARNESS B10GX CMR BLK 92FT | EA |  | 1 Year | 949.488 | 5% | 902.0136
34542 | Belden Wire | CA21100093A06 | 6P HARNESS B10GX CMR BLK 93FT | EA |  | 1 Year | 756.588 | 5% | 718.7586
34543 | Belden Wire | CA21100093A08 | 8P HARNESS B10GX CMR BLK 93FT | EA |  | 1 Year | 958.192 | 5% | 910.2824
34544 | Belden Wire | CA21100094A06 | 6P HARNESS B10GX CMR BLK 94FT | EA |  | 1 Year | 763.524 | 5% | 725.3478
34545 | Belden Wire | CA21100094A08 | 8P HARNESS B10GX CMR BLK 94FT | EA |  | 1 Year | 966.896 | 5% | 918.5512
34546 | Belden Wire | CA21100095A06 | 6P HARNESS B10GX CMR BLK 95FT | EA |  | 1 Year | 770.46 | 5% | 731.937
34547 | Belden Wire | CA21100095A08 | 8P HARNESS B10GX CMR BLK 95FT | EA |  | 1 Year | 975.6 | 5% | 926.82
34548 | Belden Wire | CA21100096A06 | 6P HARNESS B10GX CMR BLK 96FT | EA |  | 1 Year | 777.396 | 5% | 738.5262
34549 | Belden Wire | CA21100096A08 | 8P HARNESS B10GX CMR BLK 96FT | EA |  | 1 Year | 984.304 | 5% | 935.0888
34550 | Belden Wire | CA21100097A06 | 6P HARNESS B10GX CMR BLK 97FT | EA |  | 1 Year | 784.332 | 5% | 745.1154
34551 | Belden Wire | CA21100097A08 | 8P HARNESS B10GX CMR BLK 97FT | EA |  | 1 Year | 993.008 | 5% | 943.3576
34552 | Belden Wire | CA21100098A06 | 6P HARNESS B10GX CMR BLK 98FT | EA |  | 1 Year | 791.268 | 5% | 751.7046
34553 | Belden Wire | CA21100098A08 | 8P HARNESS B10GX CMR BLK 98FT | EA |  | 1 Year | 1001.712 | 5% | 951.6264
34554 | Belden Wire | CA21100099A08 | 8P HARNESS B10GX CMR BLK 99FT | EA |  | 1 Year | 1010.416 | 5% | 959.8952
34555 | Belden Wire | CA21100100 | PATCHCORD B10GX CMR BLK 100FT | EA |  | 1 Year | 82.3 | 5% | 78.185
34556 | Belden Wire | CA21100100A06 | 6P HARNESS B10GX CMR BLK 100FT | EA |  | 1 Year | 805.14 | 5% | 764.883
34557 | Belden Wire | CA21100100A08 | 8P HARNESS B10GX CMR BLK 100FT | EA |  | 1 Year | 1019.12 | 5% | 968.164
34558 | Belden Wire | CA21100102 | PATCHCORD B10GX CMR BLK 102FT | EA |  | 1 Year | 90.596 | 5% | 86.0662
34559 | Belden Wire | CA21100102A06 | 6P HARNESS B10GX CMR BLK 102FT | EA |  | 1 Year | 889.7592 | 5% | 845.2712
34560 | Belden Wire | CA21100104A06 | 6P HARNESS B10GX CMR BLK 104FT | EA |  | 1 Year | 905.0184 | 5% | 859.7675
34561 | Belden Wire | CA21100105 | PATCHCORD B10GX CMR BLK 105FT | EA |  | 1 Year | 92.84 | 5% | 88.198
34562 | Belden Wire | CA21100105A06 | 6P HARNESS B10GX CMR BLK 105FT | EA |  | 1 Year | 912.648 | 5% | 867.0156
34563 | Belden Wire | CA21100105A08 | 8P HARNESS B10GX CMR BLK 105FT | EA |  | 1 Year | 1154.032 | 5% | 1096.3304
34564 | Belden Wire | CA21100106A06 | 6P HARNESS B10GX CMR BLK 106FT | EA |  | 1 Year | 920.2776 | 5% | 874.2637
34565 | Belden Wire | CA21100108A06 | 6P HARNESS B10GX CMR BLK 108FT | EA |  | 1 Year | 935.5368 | 5% | 888.76
34566 | Belden Wire | CA21100110A06 | 6P HARNESS B10GX CMR BLK 110FT | EA |  | 1 Year | 950.796 | 5% | 903.2562
34567 | Belden Wire | CA21100110A08 | 8P HARNESS B10GX CMR BLK 110FT | EA |  | 1 Year | 1201.904 | 5% | 1141.8088
34568 | Belden Wire | CA21100112A06 | 6P HARNESS B10GX CMR BLK 112FT | EA |  | 1 Year | 966.0552 | 5% | 917.7524
34569 | Belden Wire | CA21100114A06 | 6P HARNESS B10GX CMR BLK 114FT | EA |  | 1 Year | 981.3144 | 5% | 932.2487
34570 | Belden Wire | CA21100115A06 | 6P HARNESS B10GX CMR BLK 115FT | EA |  | 1 Year | 988.944 | 5% | 939.4968
34571 | Belden Wire | CA21100115A08 | 8P HARNESS B10GX CMR BLK 115FT | EA |  | 1 Year | 1249.776 | 5% | 1187.2872
34572 | Belden Wire | CA21100116A06 | 6P HARNESS B10GX CMR BLK 116FT | EA |  | 1 Year | 996.5736 | 5% | 946.7449
34573 | Belden Wire | CA21100119A06 | 6P HARNESS B10GX CMR BLK 119FT | EA |  | 1 Year | 1019.4624 | 5% | 968.4893
34574 | Belden Wire | CA21100120A06 | 6P HARNESS B10GX CMR BLK 120FT | EA |  | 1 Year | 1027.092 | 5% | 975.7374
34575 | Belden Wire | CA21100120A08 | 8P HARNESS B10GX CMR BLK 120FT | EA |  | 1 Year | 1297.648 | 5% | 1232.7656
34576 | Belden Wire | CA21100122A06 | 6P HARNESS B10GX CMR BLK 122FT | EA |  | 1 Year | 1042.3512 | 5% | 990.2336
34577 | Belden Wire | CA21100125A06 | 6P HARNESS B10GX CMR BLK 125FT | EA |  | 1 Year | 1065.24 | 5% | 1011.978
34578 | Belden Wire | CA21100125A08 | 8P HARNESS B10GX CMR BLK 125FT | EA |  | 1 Year | 1345.52 | 5% | 1278.244
34579 | Belden Wire | CA21100130A06 | 6P HARNESS B10GX CMR BLK 130FT | EA |  | 1 Year | 1103.388 | 5% | 1048.2186
34580 | Belden Wire | CA21100130A08 | 8P HARNESS B10GX CMR BLK 130FT | EA |  | 1 Year | 1393.392 | 5% | 1323.7224
34581 | Belden Wire | CA21100131A06 | 6P HARNESS B10GX CMR BLK 131FT | EA |  | 1 Year | 1111.0176 | 5% | 1055.4667
34582 | Belden Wire | CA21100135A06 | 6P HARNESS B10GX CMR BLK 135FT | EA |  | 1 Year | 1141.536 | 5% | 1084.4592
34583 | Belden Wire | CA21100135A08 | 8P HARNESS B10GX CMR BLK 135FT | EA |  | 1 Year | 1441.264 | 5% | 1369.2008
34584 | Belden Wire | CA21100140A06 | 6P HARNESS B10GX CMR BLK 140FT | EA |  | 1 Year | 1179.684 | 5% | 1120.6998
34585 | Belden Wire | CA21100140A08 | 8P HARNESS B10GX CMR BLK 140FT | EA |  | 1 Year | 1489.136 | 5% | 1414.6792
34586 | Belden Wire | CA21100142A06 | 6P HARNESS B10GX CMR BLK 142FT | EA |  | 1 Year | 1194.9432 | 5% | 1135.196
34587 | Belden Wire | CA21100145 | PATCHCORD B10GX CMR BLK 145FT | EA |  | 1 Year | 122.76 | 5% | 116.622
34588 | Belden Wire | CA21100145A06 | 6P HARNESS B10GX CMR BLK 145FT | EA |  | 1 Year | 1217.832 | 5% | 1156.9404
34589 | Belden Wire | CA21100145A08 | 8P HARNESS B10GX CMR BLK 145FT | EA |  | 1 Year | 1537.008 | 5% | 1460.1576
34590 | Belden Wire | CA21100150 | PATCHCORD B10GX CMR BLK 150FT | EA |  | 1 Year | 126.5 | 5% | 120.175
34591 | Belden Wire | CA21100150A06 | 6P HARNESS B10GX CMR BLK 150FT | EA |  | 1 Year | 1255.98 | 5% | 1193.181
34592 | Belden Wire | CA21100150A08 | 8P HARNESS B10GX CMR BLK 150FT | EA |  | 1 Year | 1584.88 | 5% | 1505.636
34593 | Belden Wire | CA21100155A06 | 6P HARNESS B10GX CMR BLK 155FT | EA |  | 1 Year | 1294.128 | 5% | 1229.4216
34594 | Belden Wire | CA21100155A08 | 8P HARNESS B10GX CMR BLK 155FT | EA |  | 1 Year | 1632.752 | 5% | 1551.1144
34595 | Belden Wire | CA21100156A06 | 6P HARNESS B10GX CMR BLK 156FT | EA |  | 1 Year | 1301.7576 | 5% | 1236.6697
34596 | Belden Wire | CA21100160A06 | 6P HARNESS B10GX CMR BLK 160FT | EA |  | 1 Year | 1332.276 | 5% | 1265.6622
34597 | Belden Wire | CA21100160A08 | 8P HARNESS B10GX CMR BLK 160FT | EA |  | 1 Year | 1680.624 | 5% | 1596.5928
34598 | Belden Wire | CA21100165A06 | 6P HARNESS B10GX CMR BLK 165FT | EA |  | 1 Year | 1370.424 | 5% | 1301.9028
34599 | Belden Wire | CA21100165A08 | 8P HARNESS B10GX CMR BLK 165FT | EA |  | 1 Year | 1728.496 | 5% | 1642.0712
34600 | Belden Wire | CA21100170A06 | 6P HARNESS B10GX CMR BLK 170FT | EA |  | 1 Year | 1408.572 | 5% | 1338.1434
34601 | Belden Wire | CA21100170A08 | 8P HARNESS B10GX CMR BLK 170FT | EA |  | 1 Year | 1776.368 | 5% | 1687.5496
34602 | Belden Wire | CA21100175A06 | 6P HARNESS B10GX CMR BLK 175FT | EA |  | 1 Year | 1446.72 | 5% | 1374.384
34603 | Belden Wire | CA21100175A08 | 8P HARNESS B10GX CMR BLK 175FT | EA |  | 1 Year | 1824.24 | 5% | 1733.028
34604 | Belden Wire | CA21100180A06 | 6P HARNESS B10GX CMR BLK 180FT | EA |  | 1 Year | 1484.868 | 5% | 1410.6246
34605 | Belden Wire | CA21100180A08 | 8P HARNESS B10GX CMR BLK 180FT | EA |  | 1 Year | 1872.112 | 5% | 1778.5064
34606 | Belden Wire | CA21100185A06 | 6P HARNESS B10GX CMR BLK 185FT | EA |  | 1 Year | 1523.016 | 5% | 1446.8652
34607 | Belden Wire | CA21100185A08 | 8P HARNESS B10GX CMR BLK 185FT | EA |  | 1 Year | 1919.984 | 5% | 1823.9848
34608 | Belden Wire | CA21100190A06 | 6P HARNESS B10GX CMR BLK 190FT | EA |  | 1 Year | 1561.164 | 5% | 1483.1058
34609 | Belden Wire | CA21100190A08 | 8P HARNESS B10GX CMR BLK 190FT | EA |  | 1 Year | 1967.856 | 5% | 1869.4632
34610 | Belden Wire | CA21100195A06 | 6P HARNESS B10GX CMR BLK 195FT | EA |  | 1 Year | 1599.312 | 5% | 1519.3464
34611 | Belden Wire | CA21100195A08 | 8P HARNESS B10GX CMR BLK 195FT | EA |  | 1 Year | 2015.728 | 5% | 1914.9416
34612 | Belden Wire | CA21100200 | PATCHCORD B10GX CMR BLK 200FT | EA |  | 1 Year | 163.9 | 5% | 155.705
34613 | Belden Wire | CA21100200A06 | 6P HARNESS B10GX CMR BLK 200FT | EA |  | 1 Year | 1637.46 | 5% | 1555.587
34614 | Belden Wire | CA21100200A08 | 8P HARNESS B10GX CMR BLK 200FT | EA |  | 1 Year | 2063.6 | 5% | 1960.42
34615 | Belden Wire | CA21100205A06 | 6P HARNESS B10GX CMR BLK 205FT | EA |  | 1 Year | 1746.702 | 5% | 1659.3669
34616 | Belden Wire | CA21100205A08 | 8P HARNESS B10GX CMR BLK 205FT | EA |  | 1 Year | 2200.688 | 5% | 2090.6536
34617 | Belden Wire | CA21100210A06 | 6P HARNESS B10GX CMR BLK 210FT | EA |  | 1 Year | 1786.584 | 5% | 1697.2548
34618 | Belden Wire | CA21100210A08 | 8P HARNESS B10GX CMR BLK 210FT | EA |  | 1 Year | 2250.736 | 5% | 2138.1992
34619 | Belden Wire | CA21100215A06 | 6P HARNESS B10GX CMR BLK 215FT | EA |  | 1 Year | 1826.466 | 5% | 1735.1427
34620 | Belden Wire | CA21100215A08 | 8P HARNESS B10GX CMR BLK 215FT | EA |  | 1 Year | 2300.784 | 5% | 2185.7448
34621 | Belden Wire | CA21100220A06 | 6P HARNESS B10GX CMR BLK 220FT | EA |  | 1 Year | 1866.348 | 5% | 1773.0306
34622 | Belden Wire | CA21100220A08 | 8P HARNESS B10GX CMR BLK 220FT | EA |  | 1 Year | 2350.832 | 5% | 2233.2904
34623 | Belden Wire | CA21100225A06 | 6P HARNESS B10GX CMR BLK 225FT | EA |  | 1 Year | 1906.23 | 5% | 1810.9185
34624 | Belden Wire | CA21100225A08 | 8P HARNESS B10GX CMR BLK 225FT | EA |  | 1 Year | 2400.88 | 5% | 2280.836
34625 | Belden Wire | CA21100230A06 | 6P HARNESS B10GX CMR BLK 230FT | EA |  | 1 Year | 1946.112 | 5% | 1848.8064
34626 | Belden Wire | CA21100230A08 | 8P HARNESS B10GX CMR BLK 230FT | EA |  | 1 Year | 2450.928 | 5% | 2328.3816
34627 | Belden Wire | CA21100235A06 | 6P HARNESS B10GX CMR BLK 235FT | EA |  | 1 Year | 1985.994 | 5% | 1886.6943
34628 | Belden Wire | CA21100235A08 | 8P HARNESS B10GX CMR BLK 235FT | EA |  | 1 Year | 2500.976 | 5% | 2375.9272
34629 | Belden Wire | CA21100240A06 | 6P HARNESS B10GX CMR BLK 240FT | EA |  | 1 Year | 2025.876 | 5% | 1924.5822
34630 | Belden Wire | CA21100240A08 | 8P HARNESS B10GX CMR BLK 240FT | EA |  | 1 Year | 2551.024 | 5% | 2423.4728
34631 | Belden Wire | CA21100245 | PATCHCORD B10GX CMR BLK 245FT | EA |  | 1 Year | 205.89 | 5% | 195.5955
34632 | Belden Wire | CA21100245A06 | 6P HARNESS B10GX CMR BLK 245FT | EA |  | 1 Year | 2065.758 | 5% | 1962.4701
34633 | Belden Wire | CA21100245A08 | 8P HARNESS B10GX CMR BLK 245FT | EA |  | 1 Year | 2601.072 | 5% | 2471.0184
34634 | Belden Wire | CA21100250 | PATCHCORD B10GX CMR BLK 250FT | EA |  | 1 Year | 209.8 | 5% | 199.31
34635 | Belden Wire | CA21100250A06 | 6P HARNESS B10GX CMR BLK 250FT | EA |  | 1 Year | 2105.64 | 5% | 2000.358
34636 | Belden Wire | CA21100250A08 | 8P HARNESS B10GX CMR BLK 250FT | EA |  | 1 Year | 2651.12 | 5% | 2518.564
34637 | Belden Wire | CA21100255A06 | 8P HARNESS B10GX CMR BLK 255FT | EA |  | 1 Year | 2145.522 | 5% | 2038.2459
34638 | Belden Wire | CA21100255A08 | 8P HARNESS B10GX CMR BLK 255FT | EA |  | 1 Year | 2701.168 | 5% | 2566.1096
34639 | Belden Wire | CA21100260A06 | 6P HARNESS B10GX CMR BLK 260FT | EA |  | 1 Year | 2185.404 | 5% | 2076.1338
34640 | Belden Wire | CA21100260A08 | 8P HARNESS B10GX CMR BLK 260FT | EA |  | 1 Year | 2751.216 | 5% | 2613.6552
34641 | Belden Wire | CA21100265A06 | 6P HARNESS B10GX CMR BLK 265FT | EA |  | 1 Year | 2225.286 | 5% | 2114.0217
34642 | Belden Wire | CA21100265A08 | 8P HARNESS B10GX CMR BLK 265FT | EA |  | 1 Year | 2801.264 | 5% | 2661.2008
34643 | Belden Wire | CA21101002 | PATCHCORD B10GX CMR BRN 2FT | EA |  | 1 Year | 15.66 | 5% | 14.877
34644 | Belden Wire | CA21101003 | PATCHCORD B10GX CMR BRN 3FT | EA |  | 1 Year | 16.34 | 5% | 15.523
34645 | Belden Wire | CA21101004 | PATCHCORD B10GX CMR BRN 4FT | EA |  | 1 Year | 17.02 | 5% | 16.169
34646 | Belden Wire | CA21101005 | PATCHCORD B10GX CMR BRN 5FT | EA |  | 1 Year | 17.7 | 5% | 16.815
34647 | Belden Wire | CA21101006 | PATCHCORD B10GX CMR BRN 6FT | EA |  | 1 Year | 18.38 | 5% | 17.461
34648 | Belden Wire | CA21101007 | PATCHCORD B10GX CMR BRN 7FT | EA |  | 1 Year | 19.06 | 5% | 18.107
34649 | Belden Wire | CA21101008 | PATCHCORD B10GX CMR BRN 8FT | EA |  | 1 Year | 19.74 | 5% | 18.753
34650 | Belden Wire | CA21101009 | PATCHCORD B10GX CMR BRN 9FT | EA |  | 1 Year | 20.42 | 5% | 19.399
34651 | Belden Wire | CA21101010 | PATCHCORD B10GX CMR BRN 10FT | EA |  | 1 Year | 21.1 | 5% | 20.045
34652 | Belden Wire | CA21101012 | PATCHCORD B10GX CMR BRN 12FT | EA |  | 1 Year | 22.46 | 5% | 21.337
34653 | Belden Wire | CA21101015 | PATCHCORD B10GX CMR BRN 15FT | EA |  | 1 Year | 24.5 | 5% | 23.275
34654 | Belden Wire | CA21101020 | PATCHCORD B10GX CMR BRN 20FT | EA |  | 1 Year | 27.9 | 5% | 26.505
34655 | Belden Wire | CA21101025 | PATCHCORD B10GX CMR BRN 25FT | EA |  | 1 Year | 31.3 | 5% | 29.735
34656 | Belden Wire | CA21101030 | PATCHCORD B10GX CMR BRN 30FT | EA |  | 1 Year | 34.7 | 5% | 32.965
34657 | Belden Wire | CA21101050 | PATCHCORD B10GX CMR BRN 50FT | EA |  | 1 Year | 48.3 | 5% | 45.885
34658 | Belden Wire | CA21102001 | PATCHCORD B10GX CMR RED 1FT | EA |  | 1 Year | 14.98 | 5% | 14.231
34659 | Belden Wire | CA21102002 | PATCHCORD B10GX CMR RED 2FT | EA |  | 1 Year | 15.66 | 5% | 14.877
34660 | Belden Wire | CA21102003 | PATCHCORD B10GX CMR RED 3FT | EA |  | 1 Year | 16.34 | 5% | 15.523
34661 | Belden Wire | CA21102004 | PATCHCORD B10GX CMR RED 4FT | EA |  | 1 Year | 17.02 | 5% | 16.169
34662 | Belden Wire | CA21102005 | PATCHCORD B10GX CMR RED 5FT | EA |  | 1 Year | 17.7 | 5% | 16.815
34663 | Belden Wire | CA21102006 | PATCHCORD B10GX CMR RED 6FT | EA |  | 1 Year | 18.38 | 5% | 17.461
34664 | Belden Wire | CA21102007 | PATCHCORD B10GX CMR RED 7FT | EA |  | 1 Year | 19.06 | 5% | 18.107
34665 | Belden Wire | CA21102008 | PATCHCORD B10GX CMR RED 8FT | EA |  | 1 Year | 19.74 | 5% | 18.753
34666 | Belden Wire | CA21102009 | PATCHCORD B10GX CMR RED 9FT | EA |  | 1 Year | 20.42 | 5% | 19.399
34667 | Belden Wire | CA21102010 | PATCHCORD B10GX CMR RED 10FT | EA |  | 1 Year | 21.1 | 5% | 20.045
34668 | Belden Wire | CA21102011 | PATCHCORD B10GX CMR RED 11FT | EA |  | 1 Year | 21.78 | 5% | 20.691
34669 | Belden Wire | CA21102012 | PATCHCORD B10GX CMR RED 12FT | EA |  | 1 Year | 22.46 | 5% | 21.337
34670 | Belden Wire | CA21102014 | PATCHCORD B10GX CMR RED 14FT | EA |  | 1 Year | 23.82 | 5% | 22.629
34671 | Belden Wire | CA21102015 | PATCHCORD B10GX CMR RED 15FT | EA |  | 1 Year | 24.5 | 5% | 23.275
34672 | Belden Wire | CA21102016 | PATCHCORD B10GX CMR RED 16FT | EA |  | 1 Year | 25.18 | 5% | 23.921
34673 | Belden Wire | CA21102017 | PATCHCORD B10GX CMR RED 17FT | EA |  | 1 Year | 25.86 | 5% | 24.567
34674 | Belden Wire | CA21102020 | PATCHCORD B10GX CMR RED 20FT | EA |  | 1 Year | 27.9 | 5% | 26.505
34675 | Belden Wire | CA21102025 | PATCHCORD B10GX CMR RED 25FT | EA |  | 1 Year | 31.3 | 5% | 29.735
34676 | Belden Wire | CA21102027 | PATCHCORD B10GX CMR RED 27FT | EA |  | 1 Year | 32.66 | 5% | 31.027
34677 | Belden Wire | CA21102030 | PATCHCORD B10GX CMR RED 30FT | EA |  | 1 Year | 34.7 | 5% | 32.965
34678 | Belden Wire | CA21102033 | PATCHCORD B10GX CMR RED 33FT | EA |  | 1 Year | 36.74 | 5% | 34.903
34679 | Belden Wire | CA21102040 | PATCHCORD B10GX CMR RED 40FT | EA |  | 1 Year | 41.5 | 5% | 39.425
34680 | Belden Wire | CA21102043 | PATCHCORD B10GX CMR RED 43FT | EA |  | 1 Year | 43.54 | 5% | 41.363
34681 | Belden Wire | CA21102045 | PATCHCORD B10GX CMR RED 45FT | EA |  | 1 Year | 44.9 | 5% | 42.655
34682 | Belden Wire | CA21102046 | PATCHCORD B10GX CMR RED 46FT | EA |  | 1 Year | 45.58 | 5% | 43.301
34683 | Belden Wire | CA21102050 | PATCHCORD B10GX CMR RED 50FT | EA |  | 1 Year | 48.3 | 5% | 45.885
34684 | Belden Wire | CA21102052 | PATCHCORD B10GX CMR RED 52FT | EA |  | 1 Year | 49.66 | 5% | 47.177
34685 | Belden Wire | CA21102053 | PATCHCORD B10GX CMR RED 53FT | EA |  | 1 Year | 50.34 | 5% | 47.823
34686 | Belden Wire | CA21102066 | PATCHCORD B10GX CMR RED 66FT | EA |  | 1 Year | 59.18 | 5% | 56.221
34687 | Belden Wire | CA21102100 | PATCHCORD B10GX CMR RED 100FT | EA |  | 1 Year | 82.3 | 5% | 78.185
34688 | Belden Wire | CA21103000F6 | PATCHCORD B10GX CMR ORA 0.5FT | EA |  | 1 Year | 14.98 | 5% | 14.231
34689 | Belden Wire | CA21103001 | PATCHCORD B10GX CMR ORA 1FT | EA |  | 1 Year | 14.98 | 5% | 14.231
34690 | Belden Wire | CA21103002 | PATCHCORD B10GX CMR ORA 2FT | EA |  | 1 Year | 15.66 | 5% | 14.877
34691 | Belden Wire | CA21103003 | PATCHCORD B10GX CMR ORA 3FT | EA |  | 1 Year | 16.34 | 5% | 15.523
34692 | Belden Wire | CA21103004 | PATCHCORD B10GX CMR ORA 4FT | EA |  | 1 Year | 17.02 | 5% | 16.169
34693 | Belden Wire | CA21103005 | PATCHCORD B10GX CMR ORA 5FT | EA |  | 1 Year | 17.7 | 5% | 16.815
34694 | Belden Wire | CA21103006 | PATCHCORD B10GX CMR ORA 6FT | EA |  | 1 Year | 18.38 | 5% | 17.461
34695 | Belden Wire | CA21103007 | PATCHCORD B10GX CMR ORA 7FT | EA |  | 1 Year | 19.06 | 5% | 18.107
34696 | Belden Wire | CA21103008 | PATCHCORD B10GX CMR ORA 8FT | EA |  | 1 Year | 19.74 | 5% | 18.753
34697 | Belden Wire | CA21103009 | PATCHCORD B10GX CMR ORA 9FT | EA |  | 1 Year | 20.42 | 5% | 19.399
34698 | Belden Wire | CA21103010 | PATCHCORD B10GX CMR ORA 10FT | EA |  | 1 Year | 21.1 | 5% | 20.045
34699 | Belden Wire | CA21103011 | PATCHCORD B10GX CMR ORA 11FT | EA |  | 1 Year | 21.78 | 5% | 20.691
34700 | Belden Wire | CA21103012 | PATCHCORD B10GX CMR ORA 12FT | EA |  | 1 Year | 22.46 | 5% | 21.337
34701 | Belden Wire | CA21103013 | PATCHCORD B10GX CMR ORA 13FT | EA |  | 1 Year | 23.14 | 5% | 21.983
34702 | Belden Wire | CA21103015 | PATCHCORD B10GX CMR ORA 15FT | EA |  | 1 Year | 24.5 | 5% | 23.275
34703 | Belden Wire | CA21103017 | PATCHCORD B10GX CMR ORA 17FT | EA |  | 1 Year | 25.86 | 5% | 24.567
34704 | Belden Wire | CA21103020 | PATCHCORD B10GX CMR ORA 20FT | EA |  | 1 Year | 27.9 | 5% | 26.505
34705 | Belden Wire | CA21103021 | PATCHCORD B10GX CMR ORA 21FT | EA |  | 1 Year | 28.58 | 5% | 27.151
34706 | Belden Wire | CA21103025 | PATCHCORD B10GX CMR ORA 25FT | EA |  | 1 Year | 31.3 | 5% | 29.735
34707 | Belden Wire | CA21103030 | PATCHCORD B10GX CMR ORA 30FT | EA |  | 1 Year | 34.7 | 5% | 32.965
34708 | Belden Wire | CA21103040 | PATCHCORD B10GX CMR ORA 40FT | EA |  | 1 Year | 41.5 | 5% | 39.425
34709 | Belden Wire | CA21103050 | PATCHCORD B10GX CMR ORA 50FT | EA |  | 1 Year | 48.3 | 5% | 45.885
34710 | Belden Wire | CA21103100 | PATCHCORD B10GX CMR ORA 100FT | EA |  | 1 Year | 82.3 | 5% | 78.185
34711 | Belden Wire | CA21104000F6 | PATCHCORD B10GX CMR YEL 0.5FT | EA |  | 1 Year | 14.98 | 5% | 14.231
34712 | Belden Wire | CA21104001 | PATCHCORD B10GX CMR YEL 1FT | EA |  | 1 Year | 14.98 | 5% | 14.231
34713 | Belden Wire | CA21104002 | PATCHCORD B10GX CMR YEL 2FT | EA |  | 1 Year | 15.66 | 5% | 14.877
34714 | Belden Wire | CA21104003 | PATCHCORD B10GX CMR YEL 3FT | EA |  | 1 Year | 16.34 | 5% | 15.523
34715 | Belden Wire | CA21104004 | PATCHCORD B10GX CMR YEL 4FT | EA |  | 1 Year | 17.02 | 5% | 16.169
34716 | Belden Wire | CA21104005 | PATCHCORD B10GX CMR YEL 5FT | EA |  | 1 Year | 17.7 | 5% | 16.815
34717 | Belden Wire | CA21104006 | PATCHCORD B10GX CMR YEL 6FT | EA |  | 1 Year | 18.38 | 5% | 17.461
34718 | Belden Wire | CA21104007 | PATCHCORD B10GX CMR YEL 7FT | EA |  | 1 Year | 19.06 | 5% | 18.107
34719 | Belden Wire | CA21104008 | PATCHCORD B10GX CMR YEL 8FT | EA |  | 1 Year | 19.74 | 5% | 18.753
34720 | Belden Wire | CA21104009 | PATCHCORD B10GX CMR YEL 9FT | EA |  | 1 Year | 20.42 | 5% | 19.399
34721 | Belden Wire | CA21104010 | PATCHCORD B10GX CMR YEL 10FT | EA |  | 1 Year | 21.1 | 5% | 20.045
34722 | Belden Wire | CA21104011 | PATCHCORD B10GX CMR YEL 11FT | EA |  | 1 Year | 21.78 | 5% | 20.691
34723 | Belden Wire | CA21104012 | PATCHCORD B10GX CMR YEL 12FT | EA |  | 1 Year | 22.46 | 5% | 21.337
34724 | Belden Wire | CA21104013 | PATCHCORD B10GX CMR YEL 13FT | EA |  | 1 Year | 23.14 | 5% | 21.983
34725 | Belden Wire | CA21104014 | PATCHCORD B10GX CMR YEL 14FT | EA |  | 1 Year | 23.82 | 5% | 22.629
34726 | Belden Wire | CA21104015 | PATCHCORD B10GX CMR YEL 15FT | EA |  | 1 Year | 24.5 | 5% | 23.275
34727 | Belden Wire | CA21104020 | PATCHCORD B10GX CMR YEL 20FT | EA |  | 1 Year | 27.9 | 5% | 26.505
34728 | Belden Wire | CA21104021 | PATCHCORD B10GX CMR YEL 21FT | EA |  | 1 Year | 28.58 | 5% | 27.151
34729 | Belden Wire | CA21104025 | PATCHCORD B10GX CMR YEL 25FT | EA |  | 1 Year | 31.3 | 5% | 29.735
34730 | Belden Wire | CA21104030 | PATCHCORD B10GX CMR YEL 30FT | EA |  | 1 Year | 34.7 | 5% | 32.965
34731 | Belden Wire | CA21104035 | PATCHCORD B10GX CMR YEL 35FT | EA |  | 1 Year | 38.1 | 5% | 36.195
34732 | Belden Wire | CA21104040 | PATCHCORD B10GX CMR YEL 40FT | EA |  | 1 Year | 41.5 | 5% | 39.425
34733 | Belden Wire | CA21104045 | PATCHCORD B10GX CMR YEL 45FT | EA |  | 1 Year | 44.9 | 5% | 42.655
34734 | Belden Wire | CA21104050 | PATCHCORD B10GX CMR YEL 50FT | EA |  | 1 Year | 48.3 | 5% | 45.885
34735 | Belden Wire | CA21104066 | PATCHCORD B10GX CMR YEL 66FT | EA |  | 1 Year | 59.18 | 5% | 56.221
34736 | Belden Wire | CA21104092 | PATCHCORD B10GX CMR YEL 92FT | EA |  | 1 Year | 76.86 | 5% | 73.017
34737 | Belden Wire | CA21104100 | PATCHCORD B10GX CMR YEL 100FT | EA |  | 1 Year | 82.3 | 5% | 78.185
34738 | Belden Wire | CA21104125 | PATCHCORD B10GX CMR YEL 125FT | EA |  | 1 Year | 107.8 | 5% | 102.41
34739 | Belden Wire | CA21104150 | PATCHCORD B10GX CMR YEL 150FT | EA |  | 1 Year | 126.5 | 5% | 120.175
34740 | Belden Wire | CA21105000F6 | PATCHCORD B10GX CMR GRN 0.5FT | EA |  | 1 Year | 14.98 | 5% | 14.231
34741 | Belden Wire | CA21105001 | PATCHCORD B10GX CMR GRN 1FT | EA |  | 1 Year | 14.98 | 5% | 14.231
34742 | Belden Wire | CA21105002 | PATCHCORD B10GX CMR GRN 2FT | EA |  | 1 Year | 15.66 | 5% | 14.877
34743 | Belden Wire | CA21105003 | PATCHCORD B10GX CMR GRN 3FT | EA |  | 1 Year | 16.34 | 5% | 15.523
34744 | Belden Wire | CA21105004 | PATCHCORD B10GX CMR GRN 4FT | EA |  | 1 Year | 17.02 | 5% | 16.169
34745 | Belden Wire | CA21105005 | PATCHCORD B10GX CMR GRN 5FT | EA |  | 1 Year | 17.7 | 5% | 16.815
34746 | Belden Wire | CA21105006 | PATCHCORD B10GX CMR GRN 6FT | EA |  | 1 Year | 18.38 | 5% | 17.461
34747 | Belden Wire | CA21105007 | PATCHCORD B10GX CMR GRN 7FT | EA |  | 1 Year | 19.06 | 5% | 18.107
34748 | Belden Wire | CA21105009 | PATCHCORD B10GX CMR GRN 9FT | EA |  | 1 Year | 20.42 | 5% | 19.399
34749 | Belden Wire | CA21105010 | PATCHCORD B10GX CMR GRN 10FT | EA |  | 1 Year | 21.1 | 5% | 20.045
34750 | Belden Wire | CA21105011 | PATCHCORD B10GX CMR GRN 11FT | EA |  | 1 Year | 21.78 | 5% | 20.691
34751 | Belden Wire | CA21105012 | PATCHCORD B10GX CMR GRN 12FT | EA |  | 1 Year | 22.46 | 5% | 21.337
34752 | Belden Wire | CA21105013 | PATCHCORD B10GX CMR GRN 13FT | EA |  | 1 Year | 23.14 | 5% | 21.983
34753 | Belden Wire | CA21105014 | PATCHCORD B10GX CMR GRN 14FT | EA |  | 1 Year | 23.82 | 5% | 22.629
34754 | Belden Wire | CA21105015 | PATCHCORD B10GX CMR GRN 15FT | EA |  | 1 Year | 24.5 | 5% | 23.275
34755 | Belden Wire | CA21105016 | PATCHCORD B10GX CMR GRN 16FT | EA |  | 1 Year | 25.18 | 5% | 23.921
34756 | Belden Wire | CA21105017 | PATCHCORD B10GX CMR GRN 17FT | EA |  | 1 Year | 25.86 | 5% | 24.567
34757 | Belden Wire | CA21105020 | PATCHCORD B10GX CMR GRN 20FT | EA |  | 1 Year | 27.9 | 5% | 26.505
34758 | Belden Wire | CA21105025 | PATCHCORD B10GX CMR GRN 25FT | EA |  | 1 Year | 31.3 | 5% | 29.735
34759 | Belden Wire | CA21105027 | PATCHCORD B10GX CMR GRN 27FT | EA |  | 1 Year | 32.66 | 5% | 31.027
34760 | Belden Wire | CA21105030 | PATCHCORD B10GX CMR GRN 30FT | EA |  | 1 Year | 34.7 | 5% | 32.965
34761 | Belden Wire | CA21105035 | PATCHCORD B10GX CMR GRN 35FT | EA |  | 1 Year | 38.1 | 5% | 36.195
34762 | Belden Wire | CA21105040 | PATCHCORD B10GX CMR GRN 40FT | EA |  | 1 Year | 41.5 | 5% | 39.425
34763 | Belden Wire | CA21105045 | PATCHCORD B10GX CMR GRN 45FT | EA |  | 1 Year | 44.9 | 5% | 42.655
34764 | Belden Wire | CA21105050 | PATCHCORD B10GX CMR GRN 50FT | EA |  | 1 Year | 48.3 | 5% | 45.885
34765 | Belden Wire | CA21105052 | PATCHCORD B10GX CMR GRN 52FT | EA |  | 1 Year | 49.66 | 5% | 47.177
34766 | Belden Wire | CA21105053 | PATCHCORD B10GX CMR GRN 53FT | EA |  | 1 Year | 50.34 | 5% | 47.823
34767 | Belden Wire | CA21105066 | PATCHCORD B10GX CMR GRN 66FT | EA |  | 1 Year | 59.18 | 5% | 56.221
34768 | Belden Wire | CA21105095 | PATCHCORD B10GX CMR GRN 95FT | EA |  | 1 Year | 78.9 | 5% | 74.955
34769 | Belden Wire | CA21106000F6 | PATCHCORD B10GX CMR BLU 0.5FT | EA |  | 1 Year | 14.98 | 5% | 14.231
34770 | Belden Wire | CA21106000F9 | PATCHCORD B10GX CMR BLU 0.75FT | EA |  | 1 Year | 14.98 | 5% | 14.231
34771 | Belden Wire | CA21106001 | PATCHCORD B10GX CMR BLU 1FT | EA |  | 1 Year | 14.98 | 5% | 14.231
34772 | Belden Wire | CA21106002 | PATCHCORD B10GX CMR BLU 2FT | EA |  | 1 Year | 15.66 | 5% | 14.877
34773 | Belden Wire | CA21106003 | PATCHCORD B10GX CMR BLU 3FT | EA |  | 1 Year | 16.34 | 5% | 15.523
34774 | Belden Wire | CA21106004 | PATCHCORD B10GX CMR BLU 4FT | EA |  | 1 Year | 17.02 | 5% | 16.169
34775 | Belden Wire | CA21106005 | PATCHCORD B10GX CMR BLU 5FT | EA |  | 1 Year | 17.7 | 5% | 16.815
34776 | Belden Wire | CA21106006 | PATCHCORD B10GX CMR BLU 6FT | EA |  | 1 Year | 18.38 | 5% | 17.461
34777 | Belden Wire | CA21106006A08 | 8P HARNESS B10GX CMR BLU 6FT | EA |  | 1 Year | 200.944 | 5% | 190.8968
34778 | Belden Wire | CA21106007 | PATCHCORD B10GX CMR BLU 7FT | EA |  | 1 Year | 19.06 | 5% | 18.107
34779 | Belden Wire | CA21106007A08 | 8P HARNESS B10GX CMR BLU 7FT | EA |  | 1 Year | 209.648 | 5% | 199.1656
34780 | Belden Wire | CA21106008 | PATCHCORD B10GX CMR BLU 8FT | EA |  | 1 Year | 19.74 | 5% | 18.753
34781 | Belden Wire | CA21106008A08 | 8P HARNESS B10GX CMR BLU 8FT | EA |  | 1 Year | 218.352 | 5% | 207.4344
34782 | Belden Wire | CA21106009 | PATCHCORD B10GX CMR BLU 9FT | EA |  | 1 Year | 20.42 | 5% | 19.399
34783 | Belden Wire | CA21106009A06 | 10GX PRE-TERM ASSY BLU 9FT | EA |  | 1 Year | 173.964 | 5% | 165.2658
34784 | Belden Wire | CA21106009A08 | 8P HARNESS B10GX CMR BLU 9FT | EA |  | 1 Year | 227.056 | 5% | 215.7032
34785 | Belden Wire | CA21106010 | PATCHCORD B10GX CMR BLU 10FT | EA |  | 1 Year | 21.1 | 5% | 20.045
34786 | Belden Wire | CA21106010A06 | 10GX PRE-TERM ASSY BLU 10FT | EA |  | 1 Year | 180.9 | 5% | 171.855
34787 | Belden Wire | CA21106010A08 | 8P HARNESS B10GX CMR BLU 10FT | EA |  | 1 Year | 235.76 | 5% | 223.972
34788 | Belden Wire | CA21106011 | PATCHCORD B10GX CMR BLU 11FT | EA |  | 1 Year | 21.78 | 5% | 20.691
34789 | Belden Wire | CA21106011A06 | 10GX PRE-TERM ASSY BLU 11FT | EA |  | 1 Year | 187.836 | 5% | 178.4442
34790 | Belden Wire | CA21106011A08 | 8P HARNESS B10GX CMR BLU 11FT | EA |  | 1 Year | 244.464 | 5% | 232.2408
34791 | Belden Wire | CA21106012 | PATCHCORD B10GX CMR BLU 12FT | EA |  | 1 Year | 22.46 | 5% | 21.337
34792 | Belden Wire | CA21106012A06 | 10GX PRE-TERM ASSY BLU 12FT | EA |  | 1 Year | 194.772 | 5% | 185.0334
34793 | Belden Wire | CA21106012A08 | 8P HARNESS B10GX CMR BLU 12FT | EA |  | 1 Year | 253.168 | 5% | 240.5096
34794 | Belden Wire | CA21106013 | PATCHCORD B10GX CMR BLU 13FT | EA |  | 1 Year | 23.14 | 5% | 21.983
34795 | Belden Wire | CA21106013A06 | 10GX PRE-TERM ASSY BLU 13FT | EA |  | 1 Year | 201.708 | 5% | 191.6226
34796 | Belden Wire | CA21106013A08 | 8P HARNESS B10GX CMR BLU 13FT | EA |  | 1 Year | 261.872 | 5% | 248.7784
34797 | Belden Wire | CA21106014 | PATCHCORD B10GX CMR BLU 14FT | EA |  | 1 Year | 23.82 | 5% | 22.629
34798 | Belden Wire | CA21106014A06 | 10GX PRE-TERM ASSY BLU 14FT | EA |  | 1 Year | 208.644 | 5% | 198.2118
34799 | Belden Wire | CA21106014A08 | 8P HARNESS B10GX CMR BLU 14FT | EA |  | 1 Year | 270.576 | 5% | 257.0472
34800 | Belden Wire | CA21106015 | PATCHCORD B10GX CMR BLU 15FT | EA |  | 1 Year | 24.5 | 5% | 23.275
34801 | Belden Wire | CA21106015A06 | 10GX PRE-TERM ASSY BLU 15FT | EA |  | 1 Year | 215.58 | 5% | 204.801
34802 | Belden Wire | CA21106015A08 | 8P HARNESS B10GX CMR BLU 15FT | EA |  | 1 Year | 279.28 | 5% | 265.316
34803 | Belden Wire | CA21106016 | PATCHCORD B10GX CMR BLU 16FT | EA |  | 1 Year | 25.18 | 5% | 23.921
34804 | Belden Wire | CA21106016A06 | 10GX PRE-TERM ASSY BLU 16FT | EA |  | 1 Year | 222.516 | 5% | 211.3902
34805 | Belden Wire | CA21106016A08 | 8P HARNESS B10GX CMR BLU 16FT | EA |  | 1 Year | 287.984 | 5% | 273.5848
34806 | Belden Wire | CA21106017 | PATCHCORD B10GX CMR BLU 17FT | EA |  | 1 Year | 25.86 | 5% | 24.567
34807 | Belden Wire | CA21106017A06 | 10GX PRE-TERM ASSY BLU 17FT | EA |  | 1 Year | 229.452 | 5% | 217.9794
34808 | Belden Wire | CA21106017A08 | 8P HARNESS B10GX CMR BLU 17FT | EA |  | 1 Year | 296.688 | 5% | 281.8536
34809 | Belden Wire | CA21106018 | PATCHCORD B10GX CMR BLU 18FT | EA |  | 1 Year | 26.54 | 5% | 25.213
34810 | Belden Wire | CA21106018A06 | 10GX PRE-TERM ASSY BLU 18FT | EA |  | 1 Year | 236.388 | 5% | 224.5686
34811 | Belden Wire | CA21106018A08 | 8P HARNESS B10GX CMR BLU 18FT | EA |  | 1 Year | 305.392 | 5% | 290.1224
34812 | Belden Wire | CA21106019 | PATCHCORD B10GX CMR BLU 19FT | EA |  | 1 Year | 27.22 | 5% | 25.859
34813 | Belden Wire | CA21106019A06 | 10GX PRE-TERM ASSY BLU 19FT | EA |  | 1 Year | 243.324 | 5% | 231.1578
34814 | Belden Wire | CA21106019A08 | 8P HARNESS B10GX CMR BLU 19FT | EA |  | 1 Year | 314.096 | 5% | 298.3912
34815 | Belden Wire | CA21106020 | PATCHCORD B10GX CMR BLU 20FT | EA |  | 1 Year | 27.9 | 5% | 26.505
34816 | Belden Wire | CA21106020A06 | 10GX PRE-TERM ASSY BLU 20FT | EA |  | 1 Year | 250.26 | 5% | 237.747
34817 | Belden Wire | CA21106020A08 | 8P HARNESS B10GX CMR BLU 20FT | EA |  | 1 Year | 322.8 | 5% | 306.66
34818 | Belden Wire | CA21106021 | PATCHCORD B10GX CMR BLU 21FT | EA |  | 1 Year | 28.58 | 5% | 27.151
34819 | Belden Wire | CA21106021A06 | 10GX PRE-TERM ASSY BLU 21FT | EA |  | 1 Year | 257.196 | 5% | 244.3362
34820 | Belden Wire | CA21106021A08 | 8P HARNESS B10GX CMR BLU 21FT | EA |  | 1 Year | 331.504 | 5% | 314.9288
34821 | Belden Wire | CA21106022A06 | 10GX PRE-TERM ASSY BLU 22FT | EA |  | 1 Year | 264.132 | 5% | 250.9254
34822 | Belden Wire | CA21106022A08 | 8P HARNESS B10GX CMR BLU 22FT | EA |  | 1 Year | 340.208 | 5% | 323.1976
34823 | Belden Wire | CA21106023 | PATCHCORD B10GX CMR BLU 23FT | EA |  | 1 Year | 29.94 | 5% | 28.443
34824 | Belden Wire | CA21106023A06 | 10GX PRE-TERM ASSY BLU 23FT | EA |  | 1 Year | 271.068 | 5% | 257.5146
34825 | Belden Wire | CA21106023A08 | 8P HARNESS B10GX CMR BLU 23FT | EA |  | 1 Year | 348.912 | 5% | 331.4664
34826 | Belden Wire | CA21106024A06 | 10GX PRE-TERM ASSY BLU 24FT | EA |  | 1 Year | 278.004 | 5% | 264.1038
34827 | Belden Wire | CA21106024A08 | 8P HARNESS B10GX CMR BLU 24FT | EA |  | 1 Year | 357.616 | 5% | 339.7352
34828 | Belden Wire | CA21106025 | PATCHCORD B10GX CMR BLU 25FT | EA |  | 1 Year | 31.3 | 5% | 29.735
34829 | Belden Wire | CA21106025A06 | 10GX PRE-TERM ASSY BLU 25FT | EA |  | 1 Year | 284.94 | 5% | 270.693
34830 | Belden Wire | CA21106025A08 | 8P HARNESS B10GX CMR BLU 25FT | EA |  | 1 Year | 366.32 | 5% | 348.004
34831 | Belden Wire | CA21106026 | PATCHCORD B10GX CMR BLU 26FT | EA |  | 1 Year | 31.98 | 5% | 30.381
34832 | Belden Wire | CA21106026A06 | 10GX PRE-TERM ASSY BLU 26FT | EA |  | 1 Year | 291.876 | 5% | 277.2822
34833 | Belden Wire | CA21106026A08 | 8P HARNESS B10GX CMR BLU 26FT | EA |  | 1 Year | 375.024 | 5% | 356.2728
34834 | Belden Wire | CA21106027 | PATCHCORD B10GX CMR BLU 27FT | EA |  | 1 Year | 32.66 | 5% | 31.027
34835 | Belden Wire | CA21106027A06 | 10GX PRE-TERM ASSY BLU 27FT | EA |  | 1 Year | 298.812 | 5% | 283.8714
34836 | Belden Wire | CA21106027A08 | 8P HARNESS B10GX CMR BLU 27FT | EA |  | 1 Year | 383.728 | 5% | 364.5416
34837 | Belden Wire | CA21106028 | PATCHCORD B10GX CMR BLU 28FT | EA |  | 1 Year | 33.34 | 5% | 31.673
34838 | Belden Wire | CA21106028A06 | 10GX PRE-TERM ASSY BLU 28FT | EA |  | 1 Year | 305.748 | 5% | 290.4606
34839 | Belden Wire | CA21106028A08 | 8P HARNESS B10GX CMR BLU 28FT | EA |  | 1 Year | 392.432 | 5% | 372.8104
34840 | Belden Wire | CA21106029A06 | 10GX PRE-TERM ASSY BLU 29FT | EA |  | 1 Year | 312.684 | 5% | 297.0498
34841 | Belden Wire | CA21106029A08 | 8P HARNESS B10GX CMR BLU 29FT | EA |  | 1 Year | 401.136 | 5% | 381.0792
34842 | Belden Wire | CA21106030 | PATCHCORD B10GX CMR BLU 30FT | EA |  | 1 Year | 34.7 | 5% | 32.965
34843 | Belden Wire | CA21106030A06 | 10GX PRE-TERM ASSY BLU 30FT | EA |  | 1 Year | 319.62 | 5% | 303.639
34844 | Belden Wire | CA21106030A08 | 8P HARNESS B10GX CMR BLU 30FT | EA |  | 1 Year | 409.84 | 5% | 389.348
34845 | Belden Wire | CA21106031A06 | 10GX PRE-TERM ASSY BLU 31FT | EA |  | 1 Year | 326.556 | 5% | 310.2282
34846 | Belden Wire | CA21106031A08 | 8P HARNESS B10GX CMR BLU 31FT | EA |  | 1 Year | 418.544 | 5% | 397.6168
34847 | Belden Wire | CA21106032 | PATCHCORD B10GX CMR BLU 32FT | EA |  | 1 Year | 36.06 | 5% | 34.257
34848 | Belden Wire | CA21106032A06 | 10GX PRE-TERM ASSY BLU 32FT | EA |  | 1 Year | 333.492 | 5% | 316.8174
34849 | Belden Wire | CA21106032A08 | 8P HARNESS B10GX CMR BLU 32FT | EA |  | 1 Year | 427.248 | 5% | 405.8856
34850 | Belden Wire | CA21106033 | PATCHCORD B10GX CMR BLU 33FT | EA |  | 1 Year | 36.74 | 5% | 34.903
34851 | Belden Wire | CA21106033A06 | 10GX PRE-TERM ASSY BLU 33FT | EA |  | 1 Year | 340.428 | 5% | 323.4066
34852 | Belden Wire | CA21106033A08 | 8P HARNESS B10GX CMR BLU 33FT | EA |  | 1 Year | 435.952 | 5% | 414.1544
34853 | Belden Wire | CA21106034 | PATCHCORD B10GX CMR BLU 34FT | EA |  | 1 Year | 37.42 | 5% | 35.549
34854 | Belden Wire | CA21106034A06 | 10GX PRE-TERM ASSY BLU 34FT | EA |  | 1 Year | 347.364 | 5% | 329.9958
34855 | Belden Wire | CA21106034A08 | 8P HARNESS B10GX CMR BLU 34FT | EA |  | 1 Year | 444.656 | 5% | 422.4232
34856 | Belden Wire | CA21106035 | PATCHCORD B10GX CMR BLU 35FT | EA |  | 1 Year | 38.1 | 5% | 36.195
34857 | Belden Wire | CA21106035A06 | 10GX PRE-TERM ASSY BLU 35FT | EA |  | 1 Year | 354.3 | 5% | 336.585
34858 | Belden Wire | CA21106035A08 | 8P HARNESS B10GX CMR BLU 35FT | EA |  | 1 Year | 453.36 | 5% | 430.692
34859 | Belden Wire | CA21106036 | PATCHCORD B10GX CMR BLU 36FT | EA |  | 1 Year | 38.78 | 5% | 36.841
34860 | Belden Wire | CA21106036A06 | 10GX PRE-TERM ASSY BLU 36FT | EA |  | 1 Year | 361.236 | 5% | 343.1742
34861 | Belden Wire | CA21106036A08 | 8P HARNESS B10GX CMR BLU 36FT | EA |  | 1 Year | 462.064 | 5% | 438.9608
34862 | Belden Wire | CA21106037A06 | 10GX PRE-TERM ASSY BLU 37FT | EA |  | 1 Year | 368.172 | 5% | 349.7634
34863 | Belden Wire | CA21106037A08 | 8P HARNESS B10GX CMR BLU 37FT | EA |  | 1 Year | 470.768 | 5% | 447.2296
34864 | Belden Wire | CA21106038 | PATCHCORD B10GX CMR BLU 38FT | EA |  | 1 Year | 40.14 | 5% | 38.133
34865 | Belden Wire | CA21106038A06 | 10GX PRE-TERM ASSY BLU 38FT | EA |  | 1 Year | 375.108 | 5% | 356.3526
34866 | Belden Wire | CA21106038A08 | 8P HARNESS B10GX CMR BLU 38FT | EA |  | 1 Year | 479.472 | 5% | 455.4984
34867 | Belden Wire | CA21106039A06 | 10GX PRE-TERM ASSY BLU 39FT | EA |  | 1 Year | 382.044 | 5% | 362.9418
34868 | Belden Wire | CA21106039A08 | 8P HARNESS B10GX CMR BLU 39FT | EA |  | 1 Year | 488.176 | 5% | 463.7672
34869 | Belden Wire | CA21106040 | PATCHCORD B10GX CMR BLU 40FT | EA |  | 1 Year | 41.5 | 5% | 39.425
34870 | Belden Wire | CA21106040A06 | 10GX PRE-TERM ASSY BLU 40FT | EA |  | 1 Year | 388.98 | 5% | 369.531
34871 | Belden Wire | CA21106040A08 | 8P HARNESS B10GX CMR BLU 40FT | EA |  | 1 Year | 496.88 | 5% | 472.036
34872 | Belden Wire | CA21106041A06 | 10GX PRE-TERM ASSY BLU 41FT | EA |  | 1 Year | 395.916 | 5% | 376.1202
34873 | Belden Wire | CA21106041A08 | 8P HARNESS B10GX CMR BLU 41FT | EA |  | 1 Year | 505.584 | 5% | 480.3048
34874 | Belden Wire | CA21106042 | PATCHCORD B10GX CMR BLU 42FT | EA |  | 1 Year | 42.86 | 5% | 40.717
34875 | Belden Wire | CA21106042A06 | 10GX PRE-TERM ASSY BLU 42FT | EA |  | 1 Year | 402.852 | 5% | 382.7094
34876 | Belden Wire | CA21106042A08 | 8P HARNESS B10GX CMR BLU 42FT | EA |  | 1 Year | 514.288 | 5% | 488.5736
34877 | Belden Wire | CA21106043A06 | 10GX PRE-TERM ASSY BLU 43FT | EA |  | 1 Year | 409.788 | 5% | 389.2986
34878 | Belden Wire | CA21106043A08 | 8P HARNESS B10GX CMR BLU 43FT | EA |  | 1 Year | 522.992 | 5% | 496.8424
34879 | Belden Wire | CA21106044 | PATCHCORD B10GX CMR BLU 44FT | EA |  | 1 Year | 44.22 | 5% | 42.009
34880 | Belden Wire | CA21106044A06 | 10GX PRE-TERM ASSY BLU 44FT | EA |  | 1 Year | 416.724 | 5% | 395.8878
34881 | Belden Wire | CA21106044A08 | 8P HARNESS B10GX CMR BLU 44FT | EA |  | 1 Year | 531.696 | 5% | 505.1112
34882 | Belden Wire | CA21106045 | PATCHCORD B10GX CMR BLU 45FT | EA |  | 1 Year | 44.9 | 5% | 42.655
34883 | Belden Wire | CA21106045A06 | 10GX PRE-TERM ASSY BLU 45FT | EA |  | 1 Year | 423.66 | 5% | 402.477
34884 | Belden Wire | CA21106045A08 | 8P HARNESS B10GX CMR BLU 45FT | EA |  | 1 Year | 540.4 | 5% | 513.38
34885 | Belden Wire | CA21106046 | PATCHCORD B10GX CMR BLU 46FT | EA |  | 1 Year | 45.58 | 5% | 43.301
34886 | Belden Wire | CA21106046A06 | 10GX PRE-TERM ASSY BLU 46FT | EA |  | 1 Year | 430.596 | 5% | 409.0662
34887 | Belden Wire | CA21106046A08 | 8P HARNESS B10GX CMR BLU 46FT | EA |  | 1 Year | 549.104 | 5% | 521.6488
34888 | Belden Wire | CA21106047A06 | 10GX PRE-TERM ASSY BLU 47FT | EA |  | 1 Year | 437.532 | 5% | 415.6554
34889 | Belden Wire | CA21106047A08 | 8P HARNESS B10GX CMR BLU 47FT | EA |  | 1 Year | 557.808 | 5% | 529.9176
34890 | Belden Wire | CA21106048 | PATCHCORD B10GX CMR BLU 48FT | EA |  | 1 Year | 46.94 | 5% | 44.593
34891 | Belden Wire | CA21106048A06 | 10GX PRE-TERM ASSY BLU 48FT | EA |  | 1 Year | 444.468 | 5% | 422.2446
34892 | Belden Wire | CA21106048A08 | 8P HARNESS B10GX CMR BLU 48FT | EA |  | 1 Year | 566.512 | 5% | 538.1864
34893 | Belden Wire | CA21106049A06 | 10GX PRE-TERM ASSY BLU 49FT | EA |  | 1 Year | 451.404 | 5% | 428.8338
34894 | Belden Wire | CA21106049A08 | 8P HARNESS B10GX CMR BLU 49FT | EA |  | 1 Year | 575.216 | 5% | 546.4552
34895 | Belden Wire | CA21106050 | PATCHCORD B10GX CMR BLU 50FT | EA |  | 1 Year | 48.3 | 5% | 45.885
34896 | Belden Wire | CA21106050A06 | 10GX PRE-TERM ASSY BLU 50FT | EA |  | 1 Year | 458.34 | 5% | 435.423
34897 | Belden Wire | CA21106050A08 | 8P HARNESS B10GX CMR BLU 50FT | EA |  | 1 Year | 583.92 | 5% | 554.724
34898 | Belden Wire | CA21106051A06 | 10GX PRE-TERM ASSY BLU 51FT | EA |  | 1 Year | 465.276 | 5% | 442.0122
34899 | Belden Wire | CA21106051A08 | 8P HARNESS B10GX CMR BLU 51FT | EA |  | 1 Year | 592.624 | 5% | 562.9928
34900 | Belden Wire | CA21106052 | PATCHCORD B10GX CMR BLU 52FT | EA |  | 1 Year | 49.66 | 5% | 47.177
34901 | Belden Wire | CA21106052A06 | 10GX PRE-TERM ASSY BLU 52FT | EA |  | 1 Year | 472.212 | 5% | 448.6014
34902 | Belden Wire | CA21106052A08 | 8P HARNESS B10GX CMR BLU 52FT | EA |  | 1 Year | 601.328 | 5% | 571.2616
34903 | Belden Wire | CA21106053A06 | 10GX PRE-TERM ASSY BLU 53FT | EA |  | 1 Year | 479.148 | 5% | 455.1906
34904 | Belden Wire | CA21106053A08 | 8P HARNESS B10GX CMR BLU 53FT | EA |  | 1 Year | 610.032 | 5% | 579.5304
34905 | Belden Wire | CA21106054A06 | 10GX PRE-TERM ASSY BLU 54FT | EA |  | 1 Year | 486.084 | 5% | 461.7798
34906 | Belden Wire | CA21106054A08 | 8P HARNESS B10GX CMR BLU 54FT | EA |  | 1 Year | 618.736 | 5% | 587.7992
34907 | Belden Wire | CA21106055 | PATCHCORD B10GX CMR BLU 55FT | EA |  | 1 Year | 51.7 | 5% | 49.115
34908 | Belden Wire | CA21106055A06 | 10GX PRE-TERM ASSY BLU 55FT | EA |  | 1 Year | 493.02 | 5% | 468.369
34909 | Belden Wire | CA21106055A08 | 8P HARNESS B10GX CMR BLU 55FT | EA |  | 1 Year | 627.44 | 5% | 596.068
34910 | Belden Wire | CA21106056A06 | 10GX PRE-TERM ASSY BLU 56FT | EA |  | 1 Year | 499.956 | 5% | 474.9582
34911 | Belden Wire | CA21106056A08 | 8P HARNESS B10GX CMR BLU 56FT | EA |  | 1 Year | 636.144 | 5% | 604.3368
34912 | Belden Wire | CA21106057A08 | 8P HARNESS B10GX CMR BLU 57FT | EA |  | 1 Year | 644.848 | 5% | 612.6056
34913 | Belden Wire | CA21106058A06 | 10GX PRE-TERM ASSY BLU 58FT | EA |  | 1 Year | 513.828 | 5% | 488.1366
34914 | Belden Wire | CA21106058A08 | 8P HARNESS B10GX CMR BLU 58FT | EA |  | 1 Year | 653.552 | 5% | 620.8744
34915 | Belden Wire | CA21106059A08 | 8P HARNESS B10GX CMR BLU 59FT | EA |  | 1 Year | 662.256 | 5% | 629.1432
34916 | Belden Wire | CA21106060 | PATCHCORD B10GX CMR BLU 60FT | EA |  | 1 Year | 55.1 | 5% | 52.345
34917 | Belden Wire | CA21106060A06 | 10GX PRE-TERM ASSY BLU 60FT | EA |  | 1 Year | 527.7 | 5% | 501.315
34918 | Belden Wire | CA21106060A08 | 8P HARNESS B10GX CMR BLU 60FT | EA |  | 1 Year | 670.96 | 5% | 637.412
34919 | Belden Wire | CA21106061A08 | 8P HARNESS B10GX CMR BLU 61FT | EA |  | 1 Year | 679.664 | 5% | 645.6808
34920 | Belden Wire | CA21106062A08 | 8P HARNESS B10GX CMR BLU 62FT | EA |  | 1 Year | 688.368 | 5% | 653.9496
34921 | Belden Wire | CA21106063A08 | 8P HARNESS B10GX CMR BLU 63FT | EA |  | 1 Year | 697.072 | 5% | 662.2184
34922 | Belden Wire | CA21106064 | PATCHCORD B10GX CMR BLU 64FT | EA |  | 1 Year | 57.82 | 5% | 54.929
34923 | Belden Wire | CA21106064A08 | 8P HARNESS B10GX CMR BLU 64FT | EA |  | 1 Year | 705.776 | 5% | 670.4872
34924 | Belden Wire | CA21106065 | PATCHCORD B10GX CMR BLU 65FT | EA |  | 1 Year | 58.5 | 5% | 55.575
34925 | Belden Wire | CA21106065A06 | 6P HARNESS B10GX CMR BLU 65FT | EA |  | 1 Year | 562.38 | 5% | 534.261
34926 | Belden Wire | CA21106065A08 | 8P HARNESS B10GX CMR BLU 65FT | EA |  | 1 Year | 714.48 | 5% | 678.756
34927 | Belden Wire | CA21106066 | PATCHCORD B10GX CMR BLU 66FT | EA |  | 1 Year | 59.18 | 5% | 56.221
34928 | Belden Wire | CA21106066A08 | 8P HARNESS B10GX CMR BLU 66FT | EA |  | 1 Year | 723.184 | 5% | 687.0248
34929 | Belden Wire | CA21106067A08 | 8P HARNESS B10GX CMR BLU 67FT | EA |  | 1 Year | 731.888 | 5% | 695.2936
34930 | Belden Wire | CA21106068A08 | 8P HARNESS B10GX CMR BLU 68FT | EA |  | 1 Year | 740.592 | 5% | 703.5624
34931 | Belden Wire | CA21106069A08 | 8P HARNESS B10GX CMR BLU 69FT | EA |  | 1 Year | 749.296 | 5% | 711.8312
34932 | Belden Wire | CA21106070 | PATCHCORD B10GX CMR BLU 70FT | EA |  | 1 Year | 61.9 | 5% | 58.805
34933 | Belden Wire | CA21106070A06 | 6P HARNESS B10GX CMR BLU 70FT | EA |  | 1 Year | 597.06 | 5% | 567.207
34934 | Belden Wire | CA21106070A08 | 8P HARNESS B10GX CMR BLU 70FT | EA |  | 1 Year | 758 | 5% | 720.1
34935 | Belden Wire | CA21106071A08 | 8P HARNESS B10GX CMR BLU 71FT | EA |  | 1 Year | 766.704 | 5% | 728.3688
34936 | Belden Wire | CA21106072 | PATCHCORD B10GX CMR BLU 72FT | EA |  | 1 Year | 63.26 | 5% | 60.097
34937 | Belden Wire | CA21106072A06 | 10GX PRE-TERM ASSY BLU 72FT | EA |  | 1 Year | 610.932 | 5% | 580.3854
34938 | Belden Wire | CA21106072A08 | 8P HARNESS B10GX CMR BLU 72FT | EA |  | 1 Year | 775.408 | 5% | 736.6376
34939 | Belden Wire | CA21106073A08 | 8P HARNESS B10GX CMR BLU 73FT | EA |  | 1 Year | 784.112 | 5% | 744.9064
34940 | Belden Wire | CA21106074A08 | 8P HARNESS B10GX CMR BLU 74FT | EA |  | 1 Year | 792.816 | 5% | 753.1752
34941 | Belden Wire | CA21106075 | PATCHCORD B10GX CMR BLU 75FT | EA |  | 1 Year | 65.3 | 5% | 62.035
34942 | Belden Wire | CA21106075A06 | 10GX PRE-TERM ASSY BLU 75FT | EA |  | 1 Year | 631.74 | 5% | 600.153
34943 | Belden Wire | CA21106075A08 | 8P HARNESS B10GX CMR BLU 75FT | EA |  | 1 Year | 801.52 | 5% | 761.444
34944 | Belden Wire | CA21106076A08 | 8P HARNESS B10GX CMR BLU 76FT | EA |  | 1 Year | 810.224 | 5% | 769.7128
34945 | Belden Wire | CA21106077A06 | 10GX PRE-TERM ASSY BLU 77FT | EA |  | 1 Year | 645.612 | 5% | 613.3314
34946 | Belden Wire | CA21106077A08 | 8P HARNESS B10GX CMR BLU 77FT | EA |  | 1 Year | 818.928 | 5% | 777.9816
34947 | Belden Wire | CA21106078A08 | 8P HARNESS B10GX CMR BLU 78FT | EA |  | 1 Year | 827.632 | 5% | 786.2504
34948 | Belden Wire | CA21106079A08 | 8P HARNESS B10GX CMR BLU 79FT | EA |  | 1 Year | 836.336 | 5% | 794.5192
34949 | Belden Wire | CA21106080 | PATCHCORD B10GX CMR BLU 80FT | EA |  | 1 Year | 68.7 | 5% | 65.265
34950 | Belden Wire | CA21106080A06 | 6P HARNESS B10GX CMR BLU 80FT | EA |  | 1 Year | 666.42 | 5% | 633.099
34951 | Belden Wire | CA21106080A08 | 8P HARNESS B10GX CMR BLU 80FT | EA |  | 1 Year | 845.04 | 5% | 802.788
34952 | Belden Wire | CA21106081A08 | 8P HARNESS B10GX CMR BLU 81FT | EA |  | 1 Year | 853.744 | 5% | 811.0568
34953 | Belden Wire | CA21106082 | PATCHCORD B10GX CMR BLU 82FT | EA |  | 1 Year | 70.06 | 5% | 66.557
34954 | Belden Wire | CA21106082A08 | 8P HARNESS B10GX CMR BLU 82FT | EA |  | 1 Year | 862.448 | 5% | 819.3256
34955 | Belden Wire | CA21106083A08 | 8P HARNESS B10GX CMR BLU 83FT | EA |  | 1 Year | 871.152 | 5% | 827.5944
34956 | Belden Wire | CA21106084 | PATCHCORD B10GX CMR BLU 84FT | EA |  | 1 Year | 71.42 | 5% | 67.849
34957 | Belden Wire | CA21106084A08 | 8P HARNESS B10GX CMR BLU 84FT | EA |  | 1 Year | 879.856 | 5% | 835.8632
34958 | Belden Wire | CA21106085 | PATCHCORD B10GX CMR BLU 85FT | EA |  | 1 Year | 72.1 | 5% | 68.495
34959 | Belden Wire | CA21106085A06 | 6P HARNESS B10GX CMR BLU 85FT | EA |  | 1 Year | 701.1 | 5% | 666.045
34960 | Belden Wire | CA21106085A08 | 8P HARNESS B10GX CMR BLU 85FT | EA |  | 1 Year | 888.56 | 5% | 844.132
34961 | Belden Wire | CA21106086A08 | 8P HARNESS B10GX CMR BLU 86FT | EA |  | 1 Year | 897.264 | 5% | 852.4008
34962 | Belden Wire | CA21106087A08 | 8P HARNESS B10GX CMR BLU 87FT | EA |  | 1 Year | 905.968 | 5% | 860.6696
34963 | Belden Wire | CA21106088A08 | 8P HARNESS B10GX CMR BLU 88FT | EA |  | 1 Year | 914.672 | 5% | 868.9384
34964 | Belden Wire | CA21106089A08 | 8P HARNESS B10GX CMR BLU 89FT | EA |  | 1 Year | 923.376 | 5% | 877.2072
34965 | Belden Wire | CA21106090 | PATCHCORD B10GX CMR BLU 90FT | EA |  | 1 Year | 75.5 | 5% | 71.725
34966 | Belden Wire | CA21106090A08 | 8P HARNESS B10GX CMR BLU 90FT | EA |  | 1 Year | 932.08 | 5% | 885.476
34967 | Belden Wire | CA21106091A08 | 8P HARNESS B10GX CMR BLU 91FT | EA |  | 1 Year | 940.784 | 5% | 893.7448
34968 | Belden Wire | CA21106092 | PATCHCORD B10GX CMR BLU 092FT | EA |  | 1 Year | 76.86 | 5% | 73.017
34969 | Belden Wire | CA21106092A08 | 8P HARNESS B10GX CMR BLU 92FT | EA |  | 1 Year | 949.488 | 5% | 902.0136
34970 | Belden Wire | CA21106093A08 | 8P HARNESS B10GX CMR BLU 93FT | EA |  | 1 Year | 958.192 | 5% | 910.2824
34971 | Belden Wire | CA21106094A08 | 8P HARNESS B10GX CMR BLU 94FT | EA |  | 1 Year | 966.896 | 5% | 918.5512
34972 | Belden Wire | CA21106095 | PATCHCORD B10GX CMR BLU 95FT | EA |  | 1 Year | 78.9 | 5% | 74.955
34973 | Belden Wire | CA21106095A06 | 10GX PRE-TERM ASSY BLU 95FT | EA |  | 1 Year | 770.46 | 5% | 731.937
34974 | Belden Wire | CA21106095A08 | 8P HARNESS B10GX CMR BLU 95FT | EA |  | 1 Year | 975.6 | 5% | 926.82
34975 | Belden Wire | CA21106096A08 | 8P HARNESS B10GX CMR BLU 96FT | EA |  | 1 Year | 984.304 | 5% | 935.0888
34976 | Belden Wire | CA21106097A08 | 8P HARNESS B10GX CMR BLU 97FT | EA |  | 1 Year | 993.008 | 5% | 943.3576
34977 | Belden Wire | CA21106098A08 | 8P HARNESS B10GX CMR BLU 98FT | EA |  | 1 Year | 1001.712 | 5% | 951.6264
34978 | Belden Wire | CA21106099A08 | 8P HARNESS B10GX CMR BLU 99FT | EA |  | 1 Year | 1010.416 | 5% | 959.8952
34979 | Belden Wire | CA21106100 | PATCHCORD B10GX CMR BLU 100FT | EA |  | 1 Year | 82.3 | 5% | 78.185
34980 | Belden Wire | CA21106100A06 | 10GX PRE-TERM ASSY BLU 100FT | EA |  | 1 Year | 805.14 | 5% | 764.883
34981 | Belden Wire | CA21106100A08 | 8P HARNESS B10GX CMR BLU 100FT | EA |  | 1 Year | 1019.12 | 5% | 968.164
34982 | Belden Wire | CA21106102A08 | 8P HARNESS B10GX CMR BLU 102FT | EA |  | 1 Year | 1125.3088 | 5% | 1069.0434
34983 | Belden Wire | CA21106105 | PATCHCORD B10GX CMR BLU 105FT | EA |  | 1 Year | 92.84 | 5% | 88.198
34984 | Belden Wire | CA21106105A06 | 10GX PRE-TERM ASSY BLU 105FT | EA |  | 1 Year | 912.648 | 5% | 867.0156
34985 | Belden Wire | CA21106105A08 | 8P HARNESS B10GX CMR BLU 105FT | EA |  | 1 Year | 1154.032 | 5% | 1096.3304
34986 | Belden Wire | CA21106106A08 | 8P HARNESS B10GX CMR BLU 106FT | EA |  | 1 Year | 1163.6064 | 5% | 1105.4261
34987 | Belden Wire | CA21106110 | PATCHCORD B10GX CMR BLU 110FT | EA |  | 1 Year | 96.58 | 5% | 91.751
34988 | Belden Wire | CA21106110A06 | 10GX PRE-TERM ASSY BLU 110FT | EA |  | 1 Year | 950.796 | 5% | 903.2562
34989 | Belden Wire | CA21106110A08 | 8P HARNESS B10GX CMR BLU 110FT | EA |  | 1 Year | 1201.904 | 5% | 1141.8088
34990 | Belden Wire | CA21106115A06 | 10GX PRE-TERM ASSY BLU 115FT | EA |  | 1 Year | 988.944 | 5% | 939.4968
34991 | Belden Wire | CA21106115A08 | 8P HARNESS B10GX CMR BLU 115FT | EA |  | 1 Year | 1249.776 | 5% | 1187.2872
34992 | Belden Wire | CA21106120 | PATCHCORD B10GX CMR BLU 120FT | EA |  | 1 Year | 104.06 | 5% | 98.857
34993 | Belden Wire | CA21106120A06 | 10GX PRE-TERM ASSY BLU 120FT | EA |  | 1 Year | 1027.092 | 5% | 975.7374
34994 | Belden Wire | CA21106120A08 | 8P HARNESS B10GX CMR BLU 120FT | EA |  | 1 Year | 1297.648 | 5% | 1232.7656
34995 | Belden Wire | CA21106125 | PATCHCORD B10GX CMR BLU 125FT | EA |  | 1 Year | 107.8 | 5% | 102.41
34996 | Belden Wire | CA21106125A06 | 10GX PRE-TERM ASSY BLU 125FT | EA |  | 1 Year | 1065.24 | 5% | 1011.978
34997 | Belden Wire | CA21106125A08 | 8P HARNESS B10GX CMR BLU 125FT | EA |  | 1 Year | 1345.52 | 5% | 1278.244
34998 | Belden Wire | CA21106130A06 | 10GX PRE-TERM ASSY BLU 130FT | EA |  | 1 Year | 1103.388 | 5% | 1048.2186
34999 | Belden Wire | CA21106130A08 | 8P HARNESS B10GX CMR BLU 130FT | EA |  | 1 Year | 1393.392 | 5% | 1323.7224
35000 | Belden Wire | CA21106135A06 | 10GX PRE-TERM ASSY BLU 135FT | EA |  | 1 Year | 1141.536 | 5% | 1084.4592
35001 | Belden Wire | CA21106135A08 | 8P HARNESS B10GX CMR BLU 135FT | EA |  | 1 Year | 1441.264 | 5% | 1369.2008
35002 | Belden Wire | CA21106140A06 | 10GX PRE-TERM ASSY BLU 140FT | EA |  | 1 Year | 1179.684 | 5% | 1120.6998
35003 | Belden Wire | CA21106140A08 | 8P HARNESS B10GX CMR BLU 140FT | EA |  | 1 Year | 1489.136 | 5% | 1414.6792
35004 | Belden Wire | CA21106145A06 | 10GX PRE-TERM ASSY BLU 145FT | EA |  | 1 Year | 1217.832 | 5% | 1156.9404
35005 | Belden Wire | CA21106145A08 | 8P HARNESS B10GX CMR BLU 145FT | EA |  | 1 Year | 1537.008 | 5% | 1460.1576
35006 | Belden Wire | CA21106150 | PATCHCORD B10GX CMR BLU 150FT | EA |  | 1 Year | 126.5 | 5% | 120.175
35007 | Belden Wire | CA21106150A06 | 10GX PRE-TERM ASSY BLU 150FT | EA |  | 1 Year | 1255.98 | 5% | 1193.181
35008 | Belden Wire | CA21106150A08 | 8P HARNESS B10GX CMR BLU 150FT | EA |  | 1 Year | 1584.88 | 5% | 1505.636
35009 | Belden Wire | CA21106155A06 | 10GX PRE-TERM ASSY BLU 155FT | EA |  | 1 Year | 1294.128 | 5% | 1229.4216
35010 | Belden Wire | CA21106155A08 | 8P HARNESS B10GX CMR BLU 155FT | EA |  | 1 Year | 1632.752 | 5% | 1551.1144
35011 | Belden Wire | CA21106160 | PATCHCORD B10GX CMR BLU 160FT | EA |  | 1 Year | 133.98 | 5% | 127.281
35012 | Belden Wire | CA21106160A06 | 10GX PRE-TERM ASSY BLU 160FT | EA |  | 1 Year | 1332.276 | 5% | 1265.6622
35013 | Belden Wire | CA21106160A08 | 8P HARNESS B10GX CMR BLU 160FT | EA |  | 1 Year | 1680.624 | 5% | 1596.5928
35014 | Belden Wire | CA21106165A06 | 10GX PRE-TERM ASSY BLU 165FT | EA |  | 1 Year | 1370.424 | 5% | 1301.9028
35015 | Belden Wire | CA21106165A08 | 8P HARNESS B10GX CMR BLU 165FT | EA |  | 1 Year | 1728.496 | 5% | 1642.0712
35016 | Belden Wire | CA21106170A06 | 10GX PRE-TERM ASSY BLU 170FT | EA |  | 1 Year | 1408.572 | 5% | 1338.1434
35017 | Belden Wire | CA21106170A08 | 8P HARNESS B10GX CMR BLU 170FT | EA |  | 1 Year | 1776.368 | 5% | 1687.5496
35018 | Belden Wire | CA21106175A06 | 10GX PRE-TERM ASSY BLU 175FT | EA |  | 1 Year | 1446.72 | 5% | 1374.384
35019 | Belden Wire | CA21106175A08 | 8P HARNESS B10GX CMR BLU 175FT | EA |  | 1 Year | 1824.24 | 5% | 1733.028
35020 | Belden Wire | CA21106180A06 | 10GX PRE-TERM ASSY BLU 180FT | EA |  | 1 Year | 1484.868 | 5% | 1410.6246
35021 | Belden Wire | CA21106180A08 | 8P HARNESS B10GX CMR BLU 180FT | EA |  | 1 Year | 1872.112 | 5% | 1778.5064
35022 | Belden Wire | CA21106185A06 | 10GX PRE-TERM ASSY BLU 185FT | EA |  | 1 Year | 1523.016 | 5% | 1446.8652
35023 | Belden Wire | CA21106185A08 | 8P HARNESS B10GX CMR BLU 185FT | EA |  | 1 Year | 1919.984 | 5% | 1823.9848
35024 | Belden Wire | CA21106190A06 | 10GX PRE-TERM ASSY BLU 190FT | EA |  | 1 Year | 1561.164 | 5% | 1483.1058
35025 | Belden Wire | CA21106190A08 | 8P HARNESS B10GX CMR BLU 190FT | EA |  | 1 Year | 1967.856 | 5% | 1869.4632
35026 | Belden Wire | CA21106195 | PATCHCORD B10GX CMR BLU 195FT | EA |  | 1 Year | 160.16 | 5% | 152.152
35027 | Belden Wire | CA21106195A06 | 10GX PRE-TERM ASSY BLU 195FT | EA |  | 1 Year | 1599.312 | 5% | 1519.3464
35028 | Belden Wire | CA21106195A08 | 8P HARNESS B10GX CMR BLU 195FT | EA |  | 1 Year | 2015.728 | 5% | 1914.9416
35029 | Belden Wire | CA21106200 | PATCHCORD B10GX CMR BLU 200FT | EA |  | 1 Year | 163.9 | 5% | 155.705
35030 | Belden Wire | CA21106200A06 | 10GX PRE-TERM ASSY BLU 200FT | EA |  | 1 Year | 1637.46 | 5% | 1555.587
35031 | Belden Wire | CA21106200A08 | 8P HARNESS B10GX CMR BLU 200FT | EA |  | 1 Year | 2063.6 | 5% | 1960.42
35032 | Belden Wire | CA21106205A06 | 10GX PRE-TERM ASSY BLU 205FT | EA |  | 1 Year | 1746.702 | 5% | 1659.3669
35033 | Belden Wire | CA21106205A08 | 8P HARNESS B10GX CMR BLU 205FT | EA |  | 1 Year | 2200.688 | 5% | 2090.6536
35034 | Belden Wire | CA21106210A06 | 10GX PRE-TERM ASSY BLU 210FT | EA |  | 1 Year | 1786.584 | 5% | 1697.2548
35035 | Belden Wire | CA21106210A08 | 8P HARNESS B10GX CMR BLU 210FT | EA |  | 1 Year | 2250.736 | 5% | 2138.1992
35036 | Belden Wire | CA21106215A06 | 10GX PRE-TERM ASSY BLU 215FT | EA |  | 1 Year | 1826.466 | 5% | 1735.1427
35037 | Belden Wire | CA21106215A08 | 8P HARNESS B10GX CMR BLU 215FT | EA |  | 1 Year | 2300.784 | 5% | 2185.7448
35038 | Belden Wire | CA21106220 | PATCHCORD B10GX CMR BLU 220FT | EA |  | 1 Year | 186.34 | 5% | 177.023
35039 | Belden Wire | CA21106220A06 | 10GX PRE-TERM ASSY BLU 220FT | EA |  | 1 Year | 1866.348 | 5% | 1773.0306
35040 | Belden Wire | CA21106220A08 | 8P HARNESS B10GX CMR BLU 220FT | EA |  | 1 Year | 2350.832 | 5% | 2233.2904
35041 | Belden Wire | CA21106225A06 | 10GX PRE-TERM ASSY BLU 225FT | EA |  | 1 Year | 1906.23 | 5% | 1810.9185
35042 | Belden Wire | CA21106225A08 | 8P HARNESS B10GX CMR BLU 225FT | EA |  | 1 Year | 2400.88 | 5% | 2280.836
35043 | Belden Wire | CA21106230A06 | 10GX PRE-TERM ASSY BLU 230FT | EA |  | 1 Year | 1946.112 | 5% | 1848.8064
35044 | Belden Wire | CA21106230A08 | 8P HARNESS B10GX CMR BLU 230FT | EA |  | 1 Year | 2450.928 | 5% | 2328.3816
35045 | Belden Wire | CA21106235A06 | 6P HARNESS B10GX CMR BLU 235FT | EA |  | 1 Year | 1985.994 | 5% | 1886.6943
35046 | Belden Wire | CA21106235A08 | 8P HARNESS B10GX CMR BLU 235FT | EA |  | 1 Year | 2500.976 | 5% | 2375.9272
35047 | Belden Wire | CA21106240A06 | 6P HARNESS B10GX CMR BLU 240FT | EA |  | 1 Year | 2025.876 | 5% | 1924.5822
35048 | Belden Wire | CA21106240A08 | 8P HARNESS B10GX CMR BLU 240FT | EA |  | 1 Year | 2551.024 | 5% | 2423.4728
35049 | Belden Wire | CA21106245A06 | 6P HARNESS B10GX CMR BLU 245FT | EA |  | 1 Year | 2065.758 | 5% | 1962.4701
35050 | Belden Wire | CA21106245A08 | 8P HARNESS B10GX CMR BLU 245FT | EA |  | 1 Year | 2601.072 | 5% | 2471.0184
35051 | Belden Wire | CA21106250A06 | 6P HARNESS B10GX CMR BLU 250FT | EA |  | 1 Year | 2105.64 | 5% | 2000.358
35052 | Belden Wire | CA21106250A08 | 8P HARNESS B10GX CMR BLU 250FT | EA |  | 1 Year | 2651.12 | 5% | 2518.564
35053 | Belden Wire | CA21106255 | PATCHCORD B10GX CMR BLU 255FT | EA |  | 1 Year | 213.71 | 5% | 203.0245
35054 | Belden Wire | CA21106255A06 | 6P HARNESS B10GX CMR BLU 255FT | EA |  | 1 Year | 2145.522 | 5% | 2038.2459
35055 | Belden Wire | CA21106255A08 | 8P HARNESS B10GX CMR BLU 255FT | EA |  | 1 Year | 2701.168 | 5% | 2566.1096
35056 | Belden Wire | CA21106260 | PATCHCORD B10GX CMR BLU 260FT | EA |  | 1 Year | 217.62 | 5% | 206.739
35057 | Belden Wire | CA21106260A06 | 6P HARNESS B10GX CMR BLU 260FT | EA |  | 1 Year | 2185.404 | 5% | 2076.1338
35058 | Belden Wire | CA21106260A08 | 8P HARNESS B10GX CMR BLU 260FT | EA |  | 1 Year | 2751.216 | 5% | 2613.6552
35059 | Belden Wire | CA21106265A06 | 6P HARNESS B10GX CMR BLU 265FT | EA |  | 1 Year | 2225.286 | 5% | 2114.0217
35060 | Belden Wire | CA21106265A08 | 8P HARNESS B10GX CMR BLU 265FT | EA |  | 1 Year | 2801.264 | 5% | 2661.2008
35061 | Belden Wire | CA21106270A08 | 8P HARNESS B10GX CMR BLU 270FT | EA |  | 1 Year | 2851.312 | 5% | 2708.7464
35062 | Belden Wire | CA21106275A08 | 8P HARNESS B10GX CMR BLU 275FT | EA |  | 1 Year | 2901.36 | 5% | 2756.292
35063 | Belden Wire | CA21106280A08 | 8P HARNESS B10GX CMR BLU 280FT | EA |  | 1 Year | 2951.408 | 5% | 2803.8376
35064 | Belden Wire | CA21106285A08 | 8P HARNESS B10GX CMR BLU 285FT | EA |  | 1 Year | 3001.456 | 5% | 2851.3832
35065 | Belden Wire | CA21106290A08 | 8P HARNESS B10GX CMR BLU 290FT | EA |  | 1 Year | 3051.504 | 5% | 2898.9288
35066 | Belden Wire | CA21106295A06 | 6P HARNESS 10GX CMR BLU 295FT | EA |  | 1 Year | 2526.3 | 5% | 2399.985
35067 | Belden Wire | CA21106295A08 | 8P HARNESS B10GX CMR BLU 295FT | EA |  | 1 Year | 3284.19 | 5% | 3119.9805
35068 | Belden Wire | CA21107001 | PATCHCORD B10GX CMR PUR 1FT | EA |  | 1 Year | 14.98 | 5% | 14.231
35069 | Belden Wire | CA21107002 | PATCHCORD B10GX CMR PUR 2FT | EA |  | 1 Year | 15.66 | 5% | 14.877
35070 | Belden Wire | CA21107003 | PATCHCORD B10GX CMR PUR 3FT | EA |  | 1 Year | 16.34 | 5% | 15.523
35071 | Belden Wire | CA21107004 | PATCHCORD B10GX CMR PUR 4FT | EA |  | 1 Year | 17.02 | 5% | 16.169
35072 | Belden Wire | CA21107005 | PATCHCORD B10GX CMR PUR 5FT | EA |  | 1 Year | 17.7 | 5% | 16.815
35073 | Belden Wire | CA21107006 | PATCHCORD B10GX CMR PUR 6FT | EA |  | 1 Year | 18.38 | 5% | 17.461
35074 | Belden Wire | CA21107007 | PATCHCORD B10GX CMR PUR 7FT | EA |  | 1 Year | 19.06 | 5% | 18.107
35075 | Belden Wire | CA21107008 | PATCHCORD B10GX CMR PUR 8FT | EA |  | 1 Year | 19.74 | 5% | 18.753
35076 | Belden Wire | CA21107009 | PATCHCORD B10GX CMR PUR 9FT | EA |  | 1 Year | 20.42 | 5% | 19.399
35077 | Belden Wire | CA21107010 | PATCHCORD B10GX CMR PUR 10FT | EA |  | 1 Year | 21.1 | 5% | 20.045
35078 | Belden Wire | CA21107012 | PATCHCORD B10GX CMR PUR 12FT | EA |  | 1 Year | 22.46 | 5% | 21.337
35079 | Belden Wire | CA21107013 | PATCHCORD B10GX CMR PUR 13FT | EA |  | 1 Year | 23.14 | 5% | 21.983
35080 | Belden Wire | CA21107014 | PATCHCORD B10GX CMR PUR 14FT | EA |  | 1 Year | 23.82 | 5% | 22.629
35081 | Belden Wire | CA21107015 | PATCHCORD B10GX CMR PUR 15FT | EA |  | 1 Year | 24.5 | 5% | 23.275
35082 | Belden Wire | CA21107020 | PATCHCORD B10GX CMR PUR 20FT | EA |  | 1 Year | 27.9 | 5% | 26.505
35083 | Belden Wire | CA21107025 | PATCHCORD B10GX CMR PUR 25FT | EA |  | 1 Year | 31.3 | 5% | 29.735
35084 | Belden Wire | CA21107030 | PATCHCORD B10GX CMR PUR 30FT | EA |  | 1 Year | 34.7 | 5% | 32.965
35085 | Belden Wire | CA21107038 | PATCHCORD B10GX CMR PUR 38FT | EA |  | 1 Year | 40.14 | 5% | 38.133
35086 | Belden Wire | CA21107045 | PATCHCORD B10GX CMR PUR 45FT | EA |  | 1 Year | 44.9 | 5% | 42.655
35087 | Belden Wire | CA21107050 | PATCHCORD B10GX CMR PUR 50FT | EA |  | 1 Year | 48.3 | 5% | 45.885
35088 | Belden Wire | CA21107055 | PATCHCORD B10GX CMR PUR 55FT | EA |  | 1 Year | 51.7 | 5% | 49.115
35089 | Belden Wire | CA21107100 | PATCHCORD B10GX CMR PUR 100FT | EA |  | 1 Year | 82.3 | 5% | 78.185
35090 | Belden Wire | CA21108000F6 | PATCHCORD B10GX CMR GRY 0.5FT | EA |  | 1 Year | 14.98 | 5% | 14.231
35091 | Belden Wire | CA21108001 | PATCHCORD B10GX CMR GRY 1FT | EA |  | 1 Year | 14.98 | 5% | 14.231
35092 | Belden Wire | CA21108002 | PATCHCORD B10GX CMR GRY 2FT | EA |  | 1 Year | 15.66 | 5% | 14.877
35093 | Belden Wire | CA21108003 | PATCHCORD B10GX CMR GRY 3FT | EA |  | 1 Year | 16.34 | 5% | 15.523
35094 | Belden Wire | CA21108004 | PATCHCORD B10GX CMR GRY 4FT | EA |  | 1 Year | 17.02 | 5% | 16.169
35095 | Belden Wire | CA21108005 | PATCHCORD B10GX CMR GRY 5FT | EA |  | 1 Year | 17.7 | 5% | 16.815
35096 | Belden Wire | CA21108006 | PATCHCORD B10GX CMR GRY 6FT | EA |  | 1 Year | 18.38 | 5% | 17.461
35097 | Belden Wire | CA21108007 | PATCHCORD B10GX CMR GRY 7FT | EA |  | 1 Year | 19.06 | 5% | 18.107
35098 | Belden Wire | CA21108008 | PATCHCORD B10GX CMR GRY 8FT | EA |  | 1 Year | 19.74 | 5% | 18.753
35099 | Belden Wire | CA21108009 | PATCHCORD B10GX CMR GRY 9FT | EA |  | 1 Year | 20.42 | 5% | 19.399
35100 | Belden Wire | CA21108010 | PATCHCORD B10GX CMR GRY 10FT | EA |  | 1 Year | 21.1 | 5% | 20.045
35101 | Belden Wire | CA21108010A06 | 10GX PRE-TERM ASSY GRY 10FT | EA |  | 1 Year | 180.9 | 5% | 171.855
35102 | Belden Wire | CA21108011 | PATCHCORD B10GX CMR GRY 11FT | EA |  | 1 Year | 21.78 | 5% | 20.691
35103 | Belden Wire | CA21108012 | PATCHCORD B10GX CMR GRY 12FT | EA |  | 1 Year | 22.46 | 5% | 21.337
35104 | Belden Wire | CA21108013 | PATCHCORD B10GX CMR GRY 13FT | EA |  | 1 Year | 23.14 | 5% | 21.983
35105 | Belden Wire | CA21108014 | PATCHCORD B10GX CMR GRY 14FT | EA |  | 1 Year | 23.82 | 5% | 22.629
35106 | Belden Wire | CA21108015 | PATCHCORD B10GX CMR GRY 15FT | EA |  | 1 Year | 24.5 | 5% | 23.275
35107 | Belden Wire | CA21108015A06 | 10GX PRE-TERM ASSY GRY 15FT | EA |  | 1 Year | 215.58 | 5% | 204.801
35108 | Belden Wire | CA21108020 | PATCHCORD B10GX CMR GRY 20FT | EA |  | 1 Year | 27.9 | 5% | 26.505
35109 | Belden Wire | CA21108020A06 | 10GX PRE-TERM ASSY GRY 20FT | EA |  | 1 Year | 250.26 | 5% | 237.747
35110 | Belden Wire | CA21108022 | PATCHCORD B10GX CMR GRY 22FT | EA |  | 1 Year | 29.26 | 5% | 27.797
35111 | Belden Wire | CA21108025 | PATCHCORD B10GX CMR GRY 25FT | EA |  | 1 Year | 31.3 | 5% | 29.735
35112 | Belden Wire | CA21108030 | PATCHCORD B10GX CMR GRY 30FT | EA |  | 1 Year | 34.7 | 5% | 32.965
35113 | Belden Wire | CA21108030A06 | 10GX PRE-TERM ASSY GRY 30FT | EA |  | 1 Year | 319.62 | 5% | 303.639
35114 | Belden Wire | CA21108033 | PATCHCORD B10GX CMR GRY 33FT | EA |  | 1 Year | 36.74 | 5% | 34.903
35115 | Belden Wire | CA21108035A06 | 6P HARNESS B10GX CMR GRY 35FT | EA |  | 1 Year | 354.3 | 5% | 336.585
35116 | Belden Wire | CA21108040 | PATCHCORD B10GX CMR GRY 40FT | EA |  | 1 Year | 41.5 | 5% | 39.425
35117 | Belden Wire | CA21108040A06 | 6P HARNESS B10GX CMR GRY 40FT | EA |  | 1 Year | 388.98 | 5% | 369.531
35118 | Belden Wire | CA21108044 | PATCHCORD B10GX CMR GRY 44FT | EA |  | 1 Year | 44.22 | 5% | 42.009
35119 | Belden Wire | CA21108045A06 | 6P HARNESS B10GX CMR GRY 45FT | EA |  | 1 Year | 423.66 | 5% | 402.477
35120 | Belden Wire | CA21108050 | PATCHCORD B10GX CMR GRY 50FT | EA |  | 1 Year | 48.3 | 5% | 45.885
35121 | Belden Wire | CA21108050A06 | 6P HARNESS B10GX CMR GRY 50FT | EA |  | 1 Year | 458.34 | 5% | 435.423
35122 | Belden Wire | CA21108055A06 | 6P HARNESS B10GX CMR GRY 55FT | EA |  | 1 Year | 493.02 | 5% | 468.369
35123 | Belden Wire | CA21108060A06 | 6P HARNESS B10GX CMR GRY 60FT | EA |  | 1 Year | 527.7 | 5% | 501.315
35124 | Belden Wire | CA21108065 | PATCHCORD B10GX CMR GRY 65FT | EA |  | 1 Year | 58.5 | 5% | 55.575
35125 | Belden Wire | CA21108065A06 | 6P HARNESS B10GX CMR GRY 65FT | EA |  | 1 Year | 562.38 | 5% | 534.261
35126 | Belden Wire | CA21108066 | PATCHCORD B10GX CMR GRY 66FT | EA |  | 1 Year | 59.18 | 5% | 56.221
35127 | Belden Wire | CA21108070 | PATCHCORD B10GX CMR GRY 70FT | EA |  | 1 Year | 61.9 | 5% | 58.805
35128 | Belden Wire | CA21108070A06 | 6P HARNESS B10GX CMR GRY 70FT | EA |  | 1 Year | 597.06 | 5% | 567.207
35129 | Belden Wire | CA21108075A06 | 6P HARNESS B10GX CMR GRY 75FT | EA |  | 1 Year | 631.74 | 5% | 600.153
35130 | Belden Wire | CA21108080 | PATCHCORD B10GX CMR GRY 80FT | EA |  | 1 Year | 68.7 | 5% | 65.265
35131 | Belden Wire | CA21108080A06 | 6P HARNESS B10GX CMR GRY 80FT | EA |  | 1 Year | 666.42 | 5% | 633.099
35132 | Belden Wire | CA21108082 | PATCHCORD B10GX CMR GRY 82FT | EA |  | 1 Year | 70.06 | 5% | 66.557
35133 | Belden Wire | CA21108085A06 | 6P HARNESS B10GX CMR GRY 85FT | EA |  | 1 Year | 701.1 | 5% | 666.045
35134 | Belden Wire | CA21108090A06 | 6P HARNESS B10GX CMR GRY 90FT | EA |  | 1 Year | 735.78 | 5% | 698.991
35135 | Belden Wire | CA21108100 | PATCHCORD B10GX CMR GRY 100FT | EA |  | 1 Year | 82.3 | 5% | 78.185
35136 | Belden Wire | CA21108100A06 | 10GX PRE-TERM ASSY GRY 100FT | EA |  | 1 Year | 805.14 | 5% | 764.883
35137 | Belden Wire | CA21108120 | PATCHCORD B10GX CMR GRY 120FT | EA |  | 1 Year | 104.06 | 5% | 98.857
35138 | Belden Wire | CA21108131 | PATCHCORD B10GX CMR GRY 131FT | EA |  | 1 Year | 112.288 | 5% | 106.6736
35139 | Belden Wire | CA21108164 | PATCHCORD B10GX CMR GRY 164FT | EA |  | 1 Year | 136.972 | 5% | 130.1234
35140 | Belden Wire | CA21108200 | PATCHCORD B10GX CMR GRY 200FT | EA |  | 1 Year | 163.9 | 5% | 155.705
35141 | Belden Wire | CA21108225A06 | 10GX PRE-TERM ASSY GRY 225FT | EA |  | 1 Year | 1906.23 | 5% | 1810.9185
35142 | Belden Wire | CA21109001 | PATCHCORD B10GX CMR WHI 1FT | EA |  | 1 Year | 14.98 | 5% | 14.231
35143 | Belden Wire | CA21109002 | PATCHCORD B10GX CMR WHT 2FT | EA |  | 1 Year | 15.66 | 5% | 14.877
35144 | Belden Wire | CA21109003 | PATCHCORD B10GX CMR WHT 3FT | EA |  | 1 Year | 16.34 | 5% | 15.523
35145 | Belden Wire | CA21109004 | PATCHCORD B10GX CMR WHT 4FT | EA |  | 1 Year | 17.02 | 5% | 16.169
35146 | Belden Wire | CA21109005 | PATCHCORD B10GX CMR WHT 5FT | EA |  | 1 Year | 17.7 | 5% | 16.815
35147 | Belden Wire | CA21109006 | PATCHCORD B10GX CMR WHT 6FT | EA |  | 1 Year | 18.38 | 5% | 17.461
35148 | Belden Wire | CA21109006A06 | 10GX PRE-TERM ASSY WHI 6FT | EA |  | 1 Year | 153.156 | 5% | 145.4982
35149 | Belden Wire | CA21109006A08 | 8P HARNESS B10GX CMR WHI 6FT | EA |  | 1 Year | 200.944 | 5% | 190.8968
35150 | Belden Wire | CA21109007 | PATCHCORD B10GX CMR WHT 7FT | EA |  | 1 Year | 19.06 | 5% | 18.107
35151 | Belden Wire | CA21109007A08 | 8P HARNESS B10GX CMR WHI 7FT | EA |  | 1 Year | 209.648 | 5% | 199.1656
35152 | Belden Wire | CA21109008 | PATCHCORD B10GX CMR WHT 8FT | EA |  | 1 Year | 19.74 | 5% | 18.753
35153 | Belden Wire | CA21109008A08 | 8P HARNESS B10GX CMR WHI 8FT | EA |  | 1 Year | 218.352 | 5% | 207.4344
35154 | Belden Wire | CA21109009 | PATCHCORD B10GX CMR WHT 9FT | EA |  | 1 Year | 20.42 | 5% | 19.399
35155 | Belden Wire | CA21109009A08 | 8P HARNESS B10GX CMR WHI 9FT | EA |  | 1 Year | 227.056 | 5% | 215.7032
35156 | Belden Wire | CA21109010 | PATCHCORD B10GX CMR WHT 10FT | EA |  | 1 Year | 21.1 | 5% | 20.045
35157 | Belden Wire | CA21109010A06 | 10GX PRE-TERM ASSY WHI 10FT | EA |  | 1 Year | 180.9 | 5% | 171.855
35158 | Belden Wire | CA21109010A08 | 8P HARNESS B10GX CMR WHI 10FT | EA |  | 1 Year | 235.76 | 5% | 223.972
35159 | Belden Wire | CA21109011 | PATCHCORD B10GX CMR WHI 11FT | EA |  | 1 Year | 21.78 | 5% | 20.691
35160 | Belden Wire | CA21109011A06 | 10GX PRE-TERM ASSY WHI 11FT | EA |  | 1 Year | 187.836 | 5% | 178.4442
35161 | Belden Wire | CA21109011A08 | 8P HARNESS B10GX CMR WHI 11FT | EA |  | 1 Year | 244.464 | 5% | 232.2408
35162 | Belden Wire | CA21109012 | PATCHCORD B10GX CMR WHT 12FT | EA |  | 1 Year | 22.46 | 5% | 21.337
35163 | Belden Wire | CA21109012A06 | 10GX PRE-TERM ASSY WHI 12FT | EA |  | 1 Year | 194.772 | 5% | 185.0334
35164 | Belden Wire | CA21109012A08 | 8P HARNESS B10GX CMR WHI 12FT | EA |  | 1 Year | 253.168 | 5% | 240.5096
35165 | Belden Wire | CA21109012F6 | PATCHCORD B10GX CMR WHT 12.5FT | EA |  | 1 Year | 23.14 | 5% | 21.983
35166 | Belden Wire | CA21109013 | PATCHCORD B10GX CMR WHI 13FT | EA |  | 1 Year | 23.14 | 5% | 21.983
35167 | Belden Wire | CA21109013A06 | 10GX PRE-TERM ASSY WHI 13FT | EA |  | 1 Year | 201.708 | 5% | 191.6226
35168 | Belden Wire | CA21109013A08 | 8P HARNESS B10GX CMR WHI 13FT | EA |  | 1 Year | 261.872 | 5% | 248.7784
35169 | Belden Wire | CA21109013F6 | PATCHCORD B10GX CMR WHI 13.5FT | EA |  | 1 Year | 23.82 | 5% | 22.629
35170 | Belden Wire | CA21109014 | PATCHCORD B10GX CMR WHI 14FT | EA |  | 1 Year | 23.82 | 5% | 22.629
35171 | Belden Wire | CA21109014A06 | 10GX PRE-TERM ASSY WHI 14FT | EA |  | 1 Year | 208.644 | 5% | 198.2118
35172 | Belden Wire | CA21109014A08 | 8P HARNESS B10GX CMR WHI 14FT | EA |  | 1 Year | 270.576 | 5% | 257.0472
35173 | Belden Wire | CA21109014F6 | PATCHCORD B10GX CMR WHI 14.5FT | EA |  | 1 Year | 24.5 | 5% | 23.275
35174 | Belden Wire | CA21109015 | PATCHCORD B10GX CMR WHT 15FT | EA |  | 1 Year | 24.5 | 5% | 23.275
35175 | Belden Wire | CA21109015A06 | 10GX PRE-TERM ASSY WHI 15FT | EA |  | 1 Year | 215.58 | 5% | 204.801
35176 | Belden Wire | CA21109015A08 | 8P HARNESS B10GX CMR WHI 15FT | EA |  | 1 Year | 279.28 | 5% | 265.316
35177 | Belden Wire | CA21109016 | PATCHCORD B10GX CMR WHT 16FT | EA |  | 1 Year | 25.18 | 5% | 23.921
35178 | Belden Wire | CA21109016A06 | 10GX PRE-TERM ASSY WHI 16FT | EA |  | 1 Year | 222.516 | 5% | 211.3902
35179 | Belden Wire | CA21109016A08 | 8P HARNESS B10GX CMR WHI 16FT | EA |  | 1 Year | 287.984 | 5% | 273.5848
35180 | Belden Wire | CA21109017 | PATCHCORD B10GX CMR WHI 17FT | EA |  | 1 Year | 25.86 | 5% | 24.567
35181 | Belden Wire | CA21109017A06 | 10GX PRE-TERM ASSY WHI 17FT | EA |  | 1 Year | 229.452 | 5% | 217.9794
35182 | Belden Wire | CA21109017A08 | 8P HARNESS B10GX CMR WHI 17FT | EA |  | 1 Year | 296.688 | 5% | 281.8536
35183 | Belden Wire | CA21109018 | PATCHCORD B10GX CMR WHI 18FT | EA |  | 1 Year | 26.54 | 5% | 25.213
35184 | Belden Wire | CA21109018A06 | 10GX PRE-TERM ASSY WHI 18FT | EA |  | 1 Year | 236.388 | 5% | 224.5686
35185 | Belden Wire | CA21109018A08 | 8P HARNESS B10GX CMR WHI 18FT | EA |  | 1 Year | 305.392 | 5% | 290.1224
35186 | Belden Wire | CA21109019 | PATCHCORD B10GX CMR WHT 19FT | EA |  | 1 Year | 27.22 | 5% | 25.859
35187 | Belden Wire | CA21109019A06 | 10GX PRE-TERM ASSY WHI 19FT | EA |  | 1 Year | 243.324 | 5% | 231.1578
35188 | Belden Wire | CA21109019A08 | 8P HARNESS B10GX CMR WHI 19FT | EA |  | 1 Year | 314.096 | 5% | 298.3912
35189 | Belden Wire | CA21109020 | PATCHCORD B10GX CMR WHT 20FT | EA |  | 1 Year | 27.9 | 5% | 26.505
35190 | Belden Wire | CA21109020A06 | 10GX PRE-TERM ASSY WHI 20FT | EA |  | 1 Year | 250.26 | 5% | 237.747
35191 | Belden Wire | CA21109020A08 | 8P HARNESS B10GX CMR WHI 20FT | EA |  | 1 Year | 322.8 | 5% | 306.66
35192 | Belden Wire | CA21109021A06 | 10GX PRE-TERM ASSY WHI 21FT | EA |  | 1 Year | 257.196 | 5% | 244.3362
35193 | Belden Wire | CA21109021A08 | 8P HARNESS B10GX CMR WHI 21FT | EA |  | 1 Year | 331.504 | 5% | 314.9288
35194 | Belden Wire | CA21109022A06 | 10GX PRE-TERM ASSY WHI 22FT | EA |  | 1 Year | 264.132 | 5% | 250.9254
35195 | Belden Wire | CA21109022A08 | 8P HARNESS B10GX CMR WHI 22FT | EA |  | 1 Year | 340.208 | 5% | 323.1976
35196 | Belden Wire | CA21109023A06 | 10GX PRE-TERM ASSY WHI 23FT | EA |  | 1 Year | 271.068 | 5% | 257.5146
35197 | Belden Wire | CA21109023A08 | 8P HARNESS B10GX CMR WHI 23FT | EA |  | 1 Year | 348.912 | 5% | 331.4664
35198 | Belden Wire | CA21109024A06 | 10GX PRE-TERM ASSY WHI 24FT | EA |  | 1 Year | 278.004 | 5% | 264.1038
35199 | Belden Wire | CA21109024A08 | 8P HARNESS B10GX CMR WHI 24FT | EA |  | 1 Year | 357.616 | 5% | 339.7352
35200 | Belden Wire | CA21109025 | PATCHCORD B10GX CMR WHT 25FT | EA |  | 1 Year | 31.3 | 5% | 29.735
35201 | Belden Wire | CA21109025A06 | 10GX PRE-TERM ASSY WHI 25FT | EA |  | 1 Year | 284.94 | 5% | 270.693
35202 | Belden Wire | CA21109025A08 | 8P HARNESS B10GX CMR WHI 25FT | EA |  | 1 Year | 366.32 | 5% | 348.004
35203 | Belden Wire | CA21109026 | PATCHCORD B10GX CMR WHT 26FT | EA |  | 1 Year | 31.98 | 5% | 30.381
35204 | Belden Wire | CA21109026A06 | 10GX PRE-TERM ASSY WHI 26FT | EA |  | 1 Year | 291.876 | 5% | 277.2822
35205 | Belden Wire | CA21109026A08 | 8P HARNESS B10GX CMR WHI 26FT | EA |  | 1 Year | 375.024 | 5% | 356.2728
35206 | Belden Wire | CA21109027 | PATCHCORD B10GX CMR WHT 27FT | EA |  | 1 Year | 32.66 | 5% | 31.027
35207 | Belden Wire | CA21109027A06 | 10GX PRE-TERM ASSY WHI 27FT | EA |  | 1 Year | 298.812 | 5% | 283.8714
35208 | Belden Wire | CA21109027A08 | 8P HARNESS B10GX CMR WHI 27FT | EA |  | 1 Year | 383.728 | 5% | 364.5416
35209 | Belden Wire | CA21109028A06 | 10GX PRE-TERM ASSY WHI 28FT | EA |  | 1 Year | 305.748 | 5% | 290.4606
35210 | Belden Wire | CA21109028A08 | 8P HARNESS B10GX CMR WHI 28FT | EA |  | 1 Year | 392.432 | 5% | 372.8104
35211 | Belden Wire | CA21109029 | PATCHCORD B10GX CMR WHI 29FT | EA |  | 1 Year | 34.02 | 5% | 32.319
35212 | Belden Wire | CA21109029A06 | 10GX PRE-TERM ASSY WHI 29FT | EA |  | 1 Year | 312.684 | 5% | 297.0498
35213 | Belden Wire | CA21109029A08 | 8P HARNESS B10GX CMR WHI 29FT | EA |  | 1 Year | 401.136 | 5% | 381.0792
35214 | Belden Wire | CA21109030 | PATCHCORD B10GX CMR WHT 30FT | EA |  | 1 Year | 34.7 | 5% | 32.965
35215 | Belden Wire | CA21109030A06 | 10GX PRE-TERM ASSY WHI 30FT | EA |  | 1 Year | 319.62 | 5% | 303.639
35216 | Belden Wire | CA21109030A08 | 8P HARNESS B10GX CMR WHI 30FT | EA |  | 1 Year | 409.84 | 5% | 389.348
35217 | Belden Wire | CA21109031A06 | 10GX PRE-TERM ASSY WHI 31FT | EA |  | 1 Year | 326.556 | 5% | 310.2282
35218 | Belden Wire | CA21109031A08 | 8P HARNESS B10GX CMR WHI 31FT | EA |  | 1 Year | 418.544 | 5% | 397.6168
35219 | Belden Wire | CA21109032A06 | 10GX PRE-TERM ASSY WHI 32FT | EA |  | 1 Year | 333.492 | 5% | 316.8174
35220 | Belden Wire | CA21109032A08 | 8P HARNESS B10GX CMR WHI 32FT | EA |  | 1 Year | 427.248 | 5% | 405.8856
35221 | Belden Wire | CA21109033 | PATCHCORD B10GX CMR WHT 33FT | EA |  | 1 Year | 36.74 | 5% | 34.903
35222 | Belden Wire | CA21109033A06 | 10GX PRE-TERM ASSY WHI 33FT | EA |  | 1 Year | 340.428 | 5% | 323.4066
35223 | Belden Wire | CA21109033A08 | 8P HARNESS B10GX CMR WHI 33FT | EA |  | 1 Year | 435.952 | 5% | 414.1544
35224 | Belden Wire | CA21109034A06 | 10GX PRE-TERM ASSY WHI 34FT | EA |  | 1 Year | 347.364 | 5% | 329.9958
35225 | Belden Wire | CA21109034A08 | 8P HARNESS B10GX CMR WHI 34FT | EA |  | 1 Year | 444.656 | 5% | 422.4232
35226 | Belden Wire | CA21109035 | PATCHCORD B10GX CMR WHT 35FT | EA |  | 1 Year | 38.1 | 5% | 36.195
35227 | Belden Wire | CA21109035A06 | 10GX PRE-TERM ASSY WHI 35FT | EA |  | 1 Year | 354.3 | 5% | 336.585
35228 | Belden Wire | CA21109035A08 | 8P HARNESS B10GX CMR WHI 35FT | EA |  | 1 Year | 453.36 | 5% | 430.692
35229 | Belden Wire | CA21109036 | PATCHCORD B10GX CMR WHI 36FT | EA |  | 1 Year | 38.78 | 5% | 36.841
35230 | Belden Wire | CA21109036A06 | 10GX PRE-TERM ASSY WHI 36FT | EA |  | 1 Year | 361.236 | 5% | 343.1742
35231 | Belden Wire | CA21109036A08 | 8P HARNESS B10GX CMR WHI 36FT | EA |  | 1 Year | 462.064 | 5% | 438.9608
35232 | Belden Wire | CA21109037 | PATCHCORD B10GX CMR WHI 37FT | EA |  | 1 Year | 39.46 | 5% | 37.487
35233 | Belden Wire | CA21109037A06 | 10GX PRE-TERM ASSY WHI 37FT | EA |  | 1 Year | 368.172 | 5% | 349.7634
35234 | Belden Wire | CA21109037A08 | 8P HARNESS B10GX CMR WHI 37FT | EA |  | 1 Year | 470.768 | 5% | 447.2296
35235 | Belden Wire | CA21109038A06 | 10GX PRE-TERM ASSY WHI 38FT | EA |  | 1 Year | 375.108 | 5% | 356.3526
35236 | Belden Wire | CA21109038A08 | 8P HARNESS B10GX CMR WHI 38FT | EA |  | 1 Year | 479.472 | 5% | 455.4984
35237 | Belden Wire | CA21109039A06 | 10GX PRE-TERM ASSY WHI 39FT | EA |  | 1 Year | 382.044 | 5% | 362.9418
35238 | Belden Wire | CA21109039A08 | 8P HARNESS B10GX CMR WHI 39FT | EA |  | 1 Year | 488.176 | 5% | 463.7672
35239 | Belden Wire | CA21109040 | PATCHCORD B10GX CMR WHT 40FT | EA |  | 1 Year | 41.5 | 5% | 39.425
35240 | Belden Wire | CA21109040A06 | 10GX PRE-TERM ASSY WHI 40FT | EA |  | 1 Year | 388.98 | 5% | 369.531
35241 | Belden Wire | CA21109040A08 | 8P HARNESS B10GX CMR WHI 40FT | EA |  | 1 Year | 496.88 | 5% | 472.036
35242 | Belden Wire | CA21109041A06 | 10GX PRE-TERM ASSY WHI 41FT | EA |  | 1 Year | 395.916 | 5% | 376.1202
35243 | Belden Wire | CA21109041A08 | 8P HARNESS B10GX CMR WHI 41FT | EA |  | 1 Year | 505.584 | 5% | 480.3048
35244 | Belden Wire | CA21109042A06 | 10GX PRE-TERM ASSY WHI 42FT | EA |  | 1 Year | 402.852 | 5% | 382.7094
35245 | Belden Wire | CA21109042A08 | 8P HARNESS B10GX CMR WHI 42FT | EA |  | 1 Year | 514.288 | 5% | 488.5736
35246 | Belden Wire | CA21109043 | PATCHCORD B10GX CMR WHT 43FT | EA |  | 1 Year | 43.54 | 5% | 41.363
35247 | Belden Wire | CA21109043A06 | 10GX PRE-TERM ASSY WHI 43FT | EA |  | 1 Year | 409.788 | 5% | 389.2986
35248 | Belden Wire | CA21109043A08 | 8P HARNESS B10GX CMR WHI 43FT | EA |  | 1 Year | 522.992 | 5% | 496.8424
35249 | Belden Wire | CA21109044A06 | 10GX PRE-TERM ASSY WHI 44FT | EA |  | 1 Year | 416.724 | 5% | 395.8878
35250 | Belden Wire | CA21109044A08 | 8P HARNESS B10GX CMR WHI 44FT | EA |  | 1 Year | 531.696 | 5% | 505.1112
35251 | Belden Wire | CA21109045 | PATCHCORD B10GX CMR WHI 45FT | EA |  | 1 Year | 44.9 | 5% | 42.655
35252 | Belden Wire | CA21109045A06 | 10GX PRE-TERM ASSY WHI 45FT | EA |  | 1 Year | 423.66 | 5% | 402.477
35253 | Belden Wire | CA21109045A08 | 8P HARNESS B10GX CMR WHI 45FT | EA |  | 1 Year | 540.4 | 5% | 513.38
35254 | Belden Wire | CA21109046 | PATCHCORD B10GX CMR WHI 46FT | EA |  | 1 Year | 45.58 | 5% | 43.301
35255 | Belden Wire | CA21109046A06 | 10GX PRE-TERM ASSY WHI 46FT | EA |  | 1 Year | 430.596 | 5% | 409.0662
35256 | Belden Wire | CA21109046A08 | 8P HARNESS B10GX CMR WHI 46FT | EA |  | 1 Year | 549.104 | 5% | 521.6488
35257 | Belden Wire | CA21109047A06 | 10GX PRE-TERM ASSY WHI 47FT | EA |  | 1 Year | 437.532 | 5% | 415.6554
35258 | Belden Wire | CA21109047A08 | 8P HARNESS B10GX CMR WHI 47FT | EA |  | 1 Year | 557.808 | 5% | 529.9176
35259 | Belden Wire | CA21109048A06 | 10GX PRE-TERM ASSY WHI 48FT | EA |  | 1 Year | 444.468 | 5% | 422.2446
35260 | Belden Wire | CA21109048A08 | 8P HARNESS B10GX CMR WHI 48FT | EA |  | 1 Year | 566.512 | 5% | 538.1864
35261 | Belden Wire | CA21109049A06 | 10GX PRE-TERM ASSY WHI 49FT | EA |  | 1 Year | 451.404 | 5% | 428.8338
35262 | Belden Wire | CA21109049A08 | 8P HARNESS B10GX CMR WHI 49FT | EA |  | 1 Year | 575.216 | 5% | 546.4552
35263 | Belden Wire | CA21109050 | PATCHCORD B10GX CMR WHT 50FT | EA |  | 1 Year | 48.3 | 5% | 45.885
35264 | Belden Wire | CA21109050A06 | 10GX PRE-TERM ASSY WHI 50FT | EA |  | 1 Year | 458.34 | 5% | 435.423
35265 | Belden Wire | CA21109050A08 | 8P HARNESS B10GX CMR WHI 50FT | EA |  | 1 Year | 583.92 | 5% | 554.724
35266 | Belden Wire | CA21109051A06 | 10GX PRE-TERM ASSY WHI 51FT | EA |  | 1 Year | 465.276 | 5% | 442.0122
35267 | Belden Wire | CA21109051A08 | 8P HARNESS B10GX CMR WHI 51FT | EA |  | 1 Year | 592.624 | 5% | 562.9928
35268 | Belden Wire | CA21109052A06 | 10GX PRE-TERM ASSY WHI 52FT | EA |  | 1 Year | 472.212 | 5% | 448.6014
35269 | Belden Wire | CA21109052A08 | 8P HARNESS B10GX CMR WHI 52FT | EA |  | 1 Year | 601.328 | 5% | 571.2616
35270 | Belden Wire | CA21109053A06 | 10GX PRE-TERM ASSY WHI 53FT | EA |  | 1 Year | 479.148 | 5% | 455.1906
35271 | Belden Wire | CA21109053A08 | 8P HARNESS B10GX CMR WHI 53FT | EA |  | 1 Year | 610.032 | 5% | 579.5304
35272 | Belden Wire | CA21109054A06 | 10GX PRE-TERM ASSY WHI 54FT | EA |  | 1 Year | 486.084 | 5% | 461.7798
35273 | Belden Wire | CA21109054A08 | 8P HARNESS B10GX CMR WHI 54FT | EA |  | 1 Year | 618.736 | 5% | 587.7992
35274 | Belden Wire | CA21109055 | PATCHCORD B10GX CMR WHI 55FT | EA |  | 1 Year | 51.7 | 5% | 49.115
35275 | Belden Wire | CA21109055A06 | 10GX PRE-TERM ASSY WHI 55FT | EA |  | 1 Year | 493.02 | 5% | 468.369
35276 | Belden Wire | CA21109055A08 | 8P HARNESS B10GX CMR WHI 55FT | EA |  | 1 Year | 627.44 | 5% | 596.068
35277 | Belden Wire | CA21109056A08 | 8P HARNESS B10GX CMR WHI 56FT | EA |  | 1 Year | 636.144 | 5% | 604.3368
35278 | Belden Wire | CA21109057A08 | 8P HARNESS B10GX CMR WHI 57FT | EA |  | 1 Year | 644.848 | 5% | 612.6056
35279 | Belden Wire | CA21109058A08 | 8P HARNESS B10GX CMR WHI 58FT | EA |  | 1 Year | 653.552 | 5% | 620.8744
35280 | Belden Wire | CA21109059A08 | 8P HARNESS B10GX CMR WHI 59FT | EA |  | 1 Year | 662.256 | 5% | 629.1432
35281 | Belden Wire | CA21109060 | PATCHCORD B10GX CMR WHI 60FT | EA |  | 1 Year | 55.1 | 5% | 52.345
35282 | Belden Wire | CA21109060A06 | 10GX PRE-TERM ASSY WHI 60FT | EA |  | 1 Year | 527.7 | 5% | 501.315
35283 | Belden Wire | CA21109060A08 | 8P HARNESS B10GX CMR WHI 60FT | EA |  | 1 Year | 670.96 | 5% | 637.412
35284 | Belden Wire | CA21109061A08 | 8P HARNESS B10GX CMR WHI 61FT | EA |  | 1 Year | 679.664 | 5% | 645.6808
35285 | Belden Wire | CA21109062A08 | 8P HARNESS B10GX CMR WHI 62FT | EA |  | 1 Year | 688.368 | 5% | 653.9496
35286 | Belden Wire | CA21109063A08 | 8P HARNESS B10GX CMR WHI 63FT | EA |  | 1 Year | 697.072 | 5% | 662.2184
35287 | Belden Wire | CA21109064A08 | 8P HARNESS B10GX CMR WHI 64FT | EA |  | 1 Year | 705.776 | 5% | 670.4872
35288 | Belden Wire | CA21109065 | PATCHCORD B10GX CMR WHI 65FT | EA |  | 1 Year | 58.5 | 5% | 55.575
35289 | Belden Wire | CA21109065A06 | 10GX PRE-TERM ASSY WHI 65FT | EA |  | 1 Year | 562.38 | 5% | 534.261
35290 | Belden Wire | CA21109065A08 | 8P HARNESS B10GX CMR WHI 65FT | EA |  | 1 Year | 714.48 | 5% | 678.756
35291 | Belden Wire | CA21109066 | PATCHCORD B10GX CMR WHI 66FT | EA |  | 1 Year | 59.18 | 5% | 56.221
35292 | Belden Wire | CA21109066A08 | 8P HARNESS B10GX CMR WHI 66FT | EA |  | 1 Year | 723.184 | 5% | 687.0248
35293 | Belden Wire | CA21109067A08 | 8P HARNESS B10GX CMR WHI 67FT | EA |  | 1 Year | 731.888 | 5% | 695.2936
35294 | Belden Wire | CA21109068A08 | 8P HARNESS B10GX CMR WHI 68FT | EA |  | 1 Year | 740.592 | 5% | 703.5624
35295 | Belden Wire | CA21109069A08 | 8P HARNESS B10GX CMR WHI 69FT | EA |  | 1 Year | 749.296 | 5% | 711.8312
35296 | Belden Wire | CA21109070 | PATCHCORD B10GX CMR WHI 70FT | EA |  | 1 Year | 61.9 | 5% | 58.805
35297 | Belden Wire | CA21109070A06 | 10GX PRE-TERM ASSY WHI 70FT | EA |  | 1 Year | 597.06 | 5% | 567.207
35298 | Belden Wire | CA21109070A08 | 8P HARNESS B10GX CMR WHI 70FT | EA |  | 1 Year | 758 | 5% | 720.1
35299 | Belden Wire | CA21109071A08 | 8P HARNESS B10GX CMR WHI 71FT | EA |  | 1 Year | 766.704 | 5% | 728.3688
35300 | Belden Wire | CA21109072A08 | 8P HARNESS B10GX CMR WHI 72FT | EA |  | 1 Year | 775.408 | 5% | 736.6376
35301 | Belden Wire | CA21109073A08 | 8P HARNESS B10GX CMR WHI 73FT | EA |  | 1 Year | 784.112 | 5% | 744.9064
35302 | Belden Wire | CA21109074A08 | 8P HARNESS B10GX CMR WHI 74FT | EA |  | 1 Year | 792.816 | 5% | 753.1752
35303 | Belden Wire | CA21109075 | PATCHCORD B10GX CMR WHI 75FT | EA |  | 1 Year | 65.3 | 5% | 62.035
35304 | Belden Wire | CA21109075A06 | 10GX PRE-TERM ASSY WHI 75FT | EA |  | 1 Year | 631.74 | 5% | 600.153
35305 | Belden Wire | CA21109075A08 | 8P HARNESS B10GX CMR WHI 75FT | EA |  | 1 Year | 801.52 | 5% | 761.444
35306 | Belden Wire | CA21109076A08 | 8P HARNESS B10GX CMR WHI 76FT | EA |  | 1 Year | 810.224 | 5% | 769.7128
35307 | Belden Wire | CA21109077A08 | 8P HARNESS B10GX CMR WHI 77FT | EA |  | 1 Year | 818.928 | 5% | 777.9816
35308 | Belden Wire | CA21109078A08 | 8P HARNESS B10GX CMR WHI 78FT | EA |  | 1 Year | 827.632 | 5% | 786.2504
35309 | Belden Wire | CA21109079A08 | 8P HARNESS B10GX CMR WHI 79FT | EA |  | 1 Year | 836.336 | 5% | 794.5192
35310 | Belden Wire | CA21109080 | PATCHCORD B10GX CMR WHI 80FT | EA |  | 1 Year | 68.7 | 5% | 65.265
35311 | Belden Wire | CA21109080A06 | 10GX PRE-TERM ASSY WHI 80FT | EA |  | 1 Year | 666.42 | 5% | 633.099
35312 | Belden Wire | CA21109080A08 | 8P HARNESS B10GX CMR WHI 80FT | EA |  | 1 Year | 845.04 | 5% | 802.788
35313 | Belden Wire | CA21109081A08 | 8P HARNESS B10GX CMR WHI 81FT | EA |  | 1 Year | 853.744 | 5% | 811.0568
35314 | Belden Wire | CA21109082A08 | 8P HARNESS B10GX CMR WHI 82FT | EA |  | 1 Year | 862.448 | 5% | 819.3256
35315 | Belden Wire | CA21109083A08 | 8P HARNESS B10GX CMR WHI 83FT | EA |  | 1 Year | 871.152 | 5% | 827.5944
35316 | Belden Wire | CA21109084A08 | 8P HARNESS B10GX CMR WHI 84FT | EA |  | 1 Year | 879.856 | 5% | 835.8632
35317 | Belden Wire | CA21109085 | PATCHCORD B10GX CMR WHI 85FT | EA |  | 1 Year | 72.1 | 5% | 68.495
35318 | Belden Wire | CA21109085A06 | 10GX PRE-TERM ASSY WHI 85FT | EA |  | 1 Year | 701.1 | 5% | 666.045
35319 | Belden Wire | CA21109085A08 | 8P HARNESS B10GX CMR WHI 85FT | EA |  | 1 Year | 888.56 | 5% | 844.132
35320 | Belden Wire | CA21109086A08 | 8P HARNESS B10GX CMR WHI 86FT | EA |  | 1 Year | 897.264 | 5% | 852.4008
35321 | Belden Wire | CA21109087A08 | 8P HARNESS B10GX CMR WHI 87FT | EA |  | 1 Year | 905.968 | 5% | 860.6696
35322 | Belden Wire | CA21109088A08 | 8P HARNESS B10GX CMR WHI 88FT | EA |  | 1 Year | 914.672 | 5% | 868.9384
35323 | Belden Wire | CA21109089A08 | 8P HARNESS B10GX CMR WHI 89FT | EA |  | 1 Year | 923.376 | 5% | 877.2072
35324 | Belden Wire | CA21109090A06 | 10GX PRE-TERM ASSY WHI 90FT | EA |  | 1 Year | 735.78 | 5% | 698.991
35325 | Belden Wire | CA21109090A08 | 8P HARNESS B10GX CMR WHI 90FT | EA |  | 1 Year | 932.08 | 5% | 885.476
35326 | Belden Wire | CA21109091A08 | 8P HARNESS B10GX CMR WHI 91FT | EA |  | 1 Year | 940.784 | 5% | 893.7448
35327 | Belden Wire | CA21109092A08 | 8P HARNESS B10GX CMR WHI 92FT | EA |  | 1 Year | 949.488 | 5% | 902.0136
35328 | Belden Wire | CA21109093A08 | 8P HARNESS B10GX CMR WHI 93FT | EA |  | 1 Year | 958.192 | 5% | 910.2824
35329 | Belden Wire | CA21109094A08 | 8P HARNESS B10GX CMR WHI 94FT | EA |  | 1 Year | 966.896 | 5% | 918.5512
35330 | Belden Wire | CA21109095 | PATCHCORD B10GX CMR WHI 95FT | EA |  | 1 Year | 78.9 | 5% | 74.955
35331 | Belden Wire | CA21109095A06 | 10GX PRE-TERM ASSY WHI 95FT | EA |  | 1 Year | 770.46 | 5% | 731.937
35332 | Belden Wire | CA21109095A08 | 8P HARNESS B10GX CMR WHI 95FT | EA |  | 1 Year | 975.6 | 5% | 926.82
35333 | Belden Wire | CA21109096A08 | 8P HARNESS B10GX CMR WHI 96FT | EA |  | 1 Year | 984.304 | 5% | 935.0888
35334 | Belden Wire | CA21109097A08 | 8P HARNESS B10GX CMR WHI 97FT | EA |  | 1 Year | 993.008 | 5% | 943.3576
35335 | Belden Wire | CA21109098A08 | 8P HARNESS B10GX CMR WHI 98FT | EA |  | 1 Year | 1001.712 | 5% | 951.6264
35336 | Belden Wire | CA21109099A08 | 8P HARNESS B10GX CMR WHI 99FT | EA |  | 1 Year | 1010.416 | 5% | 959.8952
35337 | Belden Wire | CA21109100 | PATCHCORD B10GX CMR WHI 100FT | EA |  | 1 Year | 82.3 | 5% | 78.185
35338 | Belden Wire | CA21109100A06 | 10GX PRE-TERM ASSY WHI 100FT | EA |  | 1 Year | 805.14 | 5% | 764.883
35339 | Belden Wire | CA21109100A08 | 8P HARNESS B10GX CMR WHI 100FT | EA |  | 1 Year | 1019.12 | 5% | 968.164
35340 | Belden Wire | CA21109105 | PATCHCORD B10GX CMR WHI 105FT | EA |  | 1 Year | 92.84 | 5% | 88.198
35341 | Belden Wire | CA21109105A06 | 10GX PRE-TERM ASSY WHI 105FT | EA |  | 1 Year | 912.648 | 5% | 867.0156
35342 | Belden Wire | CA21109105A08 | 8P HARNESS B10GX CMR WHI 105FT | EA |  | 1 Year | 1154.032 | 5% | 1096.3304
35343 | Belden Wire | CA21109110A06 | 10GX PRE-TERM ASSY WHI 110FT | EA |  | 1 Year | 950.796 | 5% | 903.2562
35344 | Belden Wire | CA21109110A08 | 8P HARNESS B10GX CMR WHI 110FT | EA |  | 1 Year | 1201.904 | 5% | 1141.8088
35345 | Belden Wire | CA21109115 | PATCHCORD B10GX CMR WHI 115FT | EA |  | 1 Year | 100.32 | 5% | 95.304
35346 | Belden Wire | CA21109115A06 | 10GX PRE-TERM ASSY WHI 115FT | EA |  | 1 Year | 988.944 | 5% | 939.4968
35347 | Belden Wire | CA21109115A08 | 8P HARNESS B10GX CMR WHI 115FT | EA |  | 1 Year | 1249.776 | 5% | 1187.2872
35348 | Belden Wire | CA21109120A06 | 10GX PRE-TERM ASSY WHI 120FT | EA |  | 1 Year | 1027.092 | 5% | 975.7374
35349 | Belden Wire | CA21109120A08 | 8P HARNESS B10GX CMR WHI 120FT | EA |  | 1 Year | 1297.648 | 5% | 1232.7656
35350 | Belden Wire | CA21109125 | PATCHCORD B10GX CMR WHI 125FT | EA |  | 1 Year | 107.8 | 5% | 102.41
35351 | Belden Wire | CA21109125A06 | 10GX PRE-TERM ASSY WHI 125FT | EA |  | 1 Year | 1065.24 | 5% | 1011.978
35352 | Belden Wire | CA21109125A08 | 8P HARNESS B10GX CMR WHI 125FT | EA |  | 1 Year | 1345.52 | 5% | 1278.244
35353 | Belden Wire | CA21109130A06 | 10GX PRE-TERM ASSY WHI 130FT | EA |  | 1 Year | 1103.388 | 5% | 1048.2186
35354 | Belden Wire | CA21109130A08 | 8P HARNESS B10GX CMR WHI 130FT | EA |  | 1 Year | 1393.392 | 5% | 1323.7224
35355 | Belden Wire | CA21109135 | PATCHCORD B10GX CMR WHI 135FT | EA |  | 1 Year | 115.28 | 5% | 109.516
35356 | Belden Wire | CA21109135A06 | 10GX PRE-TERM ASSY WHI 135FT | EA |  | 1 Year | 1141.536 | 5% | 1084.4592
35357 | Belden Wire | CA21109135A08 | 8P HARNESS B10GX CMR WHI 135FT | EA |  | 1 Year | 1441.264 | 5% | 1369.2008
35358 | Belden Wire | CA21109140A06 | 10GX PRE-TERM ASSY WHI 140FT | EA |  | 1 Year | 1179.684 | 5% | 1120.6998
35359 | Belden Wire | CA21109140A08 | 8P HARNESS B10GX CMR WHI 140FT | EA |  | 1 Year | 1489.136 | 5% | 1414.6792
35360 | Belden Wire | CA21109145 | PATCHCORD B10GX CMR WHI 145FT | EA |  | 1 Year | 122.76 | 5% | 116.622
35361 | Belden Wire | CA21109145A06 | 10GX PRE-TERM ASSY WHI 145FT | EA |  | 1 Year | 1217.832 | 5% | 1156.9404
35362 | Belden Wire | CA21109145A08 | 8P HARNESS B10GX CMR WHI 145FT | EA |  | 1 Year | 1537.008 | 5% | 1460.1576
35363 | Belden Wire | CA21109150A06 | 10GX PRE-TERM ASSY WHI 150FT | EA |  | 1 Year | 1255.98 | 5% | 1193.181
35364 | Belden Wire | CA21109150A08 | 8P HARNESS B10GX CMR WHI 150FT | EA |  | 1 Year | 1584.88 | 5% | 1505.636
35365 | Belden Wire | CA21109155A06 | 10GX PRE-TERM ASSY WHI 155FT | EA |  | 1 Year | 1294.128 | 5% | 1229.4216
35366 | Belden Wire | CA21109155A08 | 8P HARNESS B10GX CMR WHI 155FT | EA |  | 1 Year | 1632.752 | 5% | 1551.1144
35367 | Belden Wire | CA21109160A06 | 10GX PRE-TERM ASSY WHI 160FT | EA |  | 1 Year | 1332.276 | 5% | 1265.6622
35368 | Belden Wire | CA21109160A08 | 8P HARNESS B10GX CMR WHI 160FT | EA |  | 1 Year | 1680.624 | 5% | 1596.5928
35369 | Belden Wire | CA21109165A06 | 10GX PRE-TERM ASSY WHI 165FT | EA |  | 1 Year | 1370.424 | 5% | 1301.9028
35370 | Belden Wire | CA21109165A08 | 8P HARNESS B10GX CMR WHI 165FT | EA |  | 1 Year | 1728.496 | 5% | 1642.0712
35371 | Belden Wire | CA21109170A06 | 10GX PRE-TERM ASSY WHI 170FT | EA |  | 1 Year | 1408.572 | 5% | 1338.1434
35372 | Belden Wire | CA21109170A08 | 8P HARNESS B10GX CMR WHI 170FT | EA |  | 1 Year | 1776.368 | 5% | 1687.5496
35373 | Belden Wire | CA21109175A06 | 10GX PRE-TERM ASSY WHI 175FT | EA |  | 1 Year | 1446.72 | 5% | 1374.384
35374 | Belden Wire | CA21109175A08 | 8P HARNESS B10GX CMR WHI 175FT | EA |  | 1 Year | 1824.24 | 5% | 1733.028
35375 | Belden Wire | CA21109180A06 | 10GX PRE-TERM ASSY WHI 180FT | EA |  | 1 Year | 1484.868 | 5% | 1410.6246
35376 | Belden Wire | CA21109180A08 | 8P HARNESS B10GX CMR WHI 180FT | EA |  | 1 Year | 1872.112 | 5% | 1778.5064
35377 | Belden Wire | CA21109185A06 | 10GX PRE-TERM ASSY WHI 185FT | EA |  | 1 Year | 1523.016 | 5% | 1446.8652
35378 | Belden Wire | CA21109185A08 | 8P HARNESS B10GX CMR WHI 185FT | EA |  | 1 Year | 1919.984 | 5% | 1823.9848
35379 | Belden Wire | CA21109190A06 | 10GX PRE-TERM ASSY WHI 190FT | EA |  | 1 Year | 1561.164 | 5% | 1483.1058
35380 | Belden Wire | CA21109190A08 | 8P HARNESS B10GX CMR WHI 190FT | EA |  | 1 Year | 1967.856 | 5% | 1869.4632
35381 | Belden Wire | CA21109195A06 | 10GX PRE-TERM ASSY WHI 195FT | EA |  | 1 Year | 1599.312 | 5% | 1519.3464
35382 | Belden Wire | CA21109195A08 | 8P HARNESS B10GX CMR WHI 195FT | EA |  | 1 Year | 2015.728 | 5% | 1914.9416
35383 | Belden Wire | CA21109200A06 | 10GX PRE-TERM ASSY WHI 200FT | EA |  | 1 Year | 1637.46 | 5% | 1555.587
35384 | Belden Wire | CA21109200A08 | 8P HARNESS B10GX CMR WHI 200FT | EA |  | 1 Year | 2063.6 | 5% | 1960.42
35385 | Belden Wire | CA21109205A06 | 10GX PRE-TERM ASSY WHI 205FT | EA |  | 1 Year | 1746.702 | 5% | 1659.3669
35386 | Belden Wire | CA21109205A08 | 8P HARNESS B10GX CMR WHI 205FT | EA |  | 1 Year | 2200.688 | 5% | 2090.6536
35387 | Belden Wire | CA21109210A06 | 10GX PRE-TERM ASSY WHI 210FT | EA |  | 1 Year | 1786.584 | 5% | 1697.2548
35388 | Belden Wire | CA21109210A08 | 8P HARNESS B10GX CMR WHI 210FT | EA |  | 1 Year | 2250.736 | 5% | 2138.1992
35389 | Belden Wire | CA21109215A06 | 10GX PRE-TERM ASSY WHI 215FT | EA |  | 1 Year | 1826.466 | 5% | 1735.1427
35390 | Belden Wire | CA21109215A08 | 8P HARNESS B10GX CMR WHI 215FT | EA |  | 1 Year | 2300.784 | 5% | 2185.7448
35391 | Belden Wire | CA21109220A06 | 10GX PRE-TERM ASSY WHI 220FT | EA |  | 1 Year | 1866.348 | 5% | 1773.0306
35392 | Belden Wire | CA21109220A08 | 8P HARNESS B10GX CMR WHI 220FT | EA |  | 1 Year | 2350.832 | 5% | 2233.2904
35393 | Belden Wire | CA21109225A06 | 10GX PRE-TERM ASSY WHI 225FT | EA |  | 1 Year | 1906.23 | 5% | 1810.9185
35394 | Belden Wire | CA21109225A08 | 8P HARNESS B10GX CMR WHI 225FT | EA |  | 1 Year | 2400.88 | 5% | 2280.836
35395 | Belden Wire | CA21109230A06 | 10GX PRE-TERM ASSY WHI 230FT | EA |  | 1 Year | 1946.112 | 5% | 1848.8064
35396 | Belden Wire | CA21109230A08 | 8P HARNESS B10GX CMR WHI 230FT | EA |  | 1 Year | 2450.928 | 5% | 2328.3816
35397 | Belden Wire | CA21109235A06 | 6P HARNESS B10GX CMR WHI 235FT | EA |  | 1 Year | 1985.994 | 5% | 1886.6943
35398 | Belden Wire | CA21109235A08 | 8P HARNESS B10GX CMR WHI 235FT | EA |  | 1 Year | 2500.976 | 5% | 2375.9272
35399 | Belden Wire | CA21109240A06 | 6P HARNESS B10GX CMR WHI 240FT | EA |  | 1 Year | 2025.876 | 5% | 1924.5822
35400 | Belden Wire | CA21109240A08 | 8P HARNESS B10GX CMR WHI 240FT | EA |  | 1 Year | 2551.024 | 5% | 2423.4728
35401 | Belden Wire | CA21109245A06 | 6P HARNESS B10GX CMR WHI 245FT | EA |  | 1 Year | 2065.758 | 5% | 1962.4701
35402 | Belden Wire | CA21109245A08 | 8P HARNESS B10GX CMR WHI 245FT | EA |  | 1 Year | 2601.072 | 5% | 2471.0184
35403 | Belden Wire | CA21109250A06 | 6P HARNESS B10GX CMR WHI 250FT | EA |  | 1 Year | 2105.64 | 5% | 2000.358
35404 | Belden Wire | CA21109250A08 | 8P HARNESS B10GX CMR WHI 250FT | EA |  | 1 Year | 2651.12 | 5% | 2518.564
35405 | Belden Wire | CA21109255A06 | 6P HARNESS B10GX CMR WHI 255FT | EA |  | 1 Year | 2145.522 | 5% | 2038.2459
35406 | Belden Wire | CA21109255A08 | 8P HARNESS B10GX CMR WHI 255FT | EA |  | 1 Year | 2701.168 | 5% | 2566.1096
35407 | Belden Wire | CA21109260A06 | 6P HARNESS B10GX CMR WHI 260FT | EA |  | 1 Year | 2185.404 | 5% | 2076.1338
35408 | Belden Wire | CA21109260A08 | 8P HARNESS B10GX CMR WHI 260FT | EA |  | 1 Year | 2751.216 | 5% | 2613.6552
35409 | Belden Wire | CA21109265A06 | 6P HARNESS B10GX CMR WHI 265FT | EA |  | 1 Year | 2225.286 | 5% | 2114.0217
35410 | Belden Wire | CA21109265A08 | 8P HARNESS B10GX CMR WHI 265FT | EA |  | 1 Year | 2801.264 | 5% | 2661.2008
35411 | Belden Wire | CA21109270A08 | 8P HARNESS B10GX CMR WHI 270FT | EA |  | 1 Year | 2851.312 | 5% | 2708.7464
35412 | Belden Wire | CA21109275A08 | 8P HARNESS B10GX CMR WHI 275FT | EA |  | 1 Year | 2901.36 | 5% | 2756.292
35413 | Belden Wire | CA21109280A08 | 8P HARNESS B10GX CMR WHI 280FT | EA |  | 1 Year | 2951.408 | 5% | 2803.8376
35414 | Belden Wire | CA21109285A08 | 8P HARNESS B10GX CMR WHI 285FT | EA |  | 1 Year | 3001.456 | 5% | 2851.3832
35415 | Belden Wire | CA21109290A08 | 8P HARNESS B10GX CMR WHI 290FT | EA |  | 1 Year | 3051.504 | 5% | 2898.9288
35416 | Belden Wire | CA21109295A08 | 8P HARNESS B10GX CMR WHI 295FT | EA |  | 1 Year | 3284.19 | 5% | 3119.9805
35417 | Belden Wire | CA21112001 | PATCHCORD B10GX CMR LTRD 1FT | EA |  | 1 Year | 14.98 | 5% | 14.231
35418 | Belden Wire | CA21112002 | PATCHCORD B10GX CMR LT RD 2FT | EA |  | 1 Year | 15.66 | 5% | 14.877
35419 | Belden Wire | CA21112003 | PATCHCORD B10GX CMR LT RD 3FT | EA |  | 1 Year | 16.34 | 5% | 15.523
35420 | Belden Wire | CA21112004 | PATCHCORD B10GX CMR LT RD 4FT | EA |  | 1 Year | 17.02 | 5% | 16.169
35421 | Belden Wire | CA21112005 | PATCHCORD B10GX CMR LT RD 5FT | EA |  | 1 Year | 17.7 | 5% | 16.815
35422 | Belden Wire | CA21112006 | PATCHCORD B10GX CMR LT RD 6FT | EA |  | 1 Year | 18.38 | 5% | 17.461
35423 | Belden Wire | CA21112007 | PATCHCORD B10GX CMR LT RD 7FT | EA |  | 1 Year | 19.06 | 5% | 18.107
35424 | Belden Wire | CA21112008 | PATCHCORD B10GX CMR LT RD 8FT | EA |  | 1 Year | 19.74 | 5% | 18.753
35425 | Belden Wire | CA21112009 | PATCHCORD B10GX CMR LT RD 9FT | EA |  | 1 Year | 20.42 | 5% | 19.399
35426 | Belden Wire | CA21112010 | PATCHCORD B10GX CMR LT RD 10FT | EA |  | 1 Year | 21.1 | 5% | 20.045
35427 | Belden Wire | CA21112011 | PATCHCORD B10GX CMR LTRD 11FT | EA |  | 1 Year | 21.78 | 5% | 20.691
35428 | Belden Wire | CA21112012 | PATCHCORD B10GX CMR LT RD 12FT | EA |  | 1 Year | 22.46 | 5% | 21.337
35429 | Belden Wire | CA21112013 | PATCHCORD B10GX CMR LTRD 13FT | EA |  | 1 Year | 23.14 | 5% | 21.983
35430 | Belden Wire | CA21112014 | PATCHCORD B10GX CMR LTRD 14FT | EA |  | 1 Year | 23.82 | 5% | 22.629
35431 | Belden Wire | CA21112015 | PATCHCORD B10GX CMR LT RD 15FT | EA |  | 1 Year | 24.5 | 5% | 23.275
35432 | Belden Wire | CA21112017 | PATCHCORD B10GX CMR LT RD 17FT | EA |  | 1 Year | 25.86 | 5% | 24.567
35433 | Belden Wire | CA21112020 | PATCHCORD B10GX CMR LT RD 20FT | EA |  | 1 Year | 27.9 | 5% | 26.505
35434 | Belden Wire | CA21112025 | PATCHCORD B10GX CMR LT RD 25FT | EA |  | 1 Year | 31.3 | 5% | 29.735
35435 | Belden Wire | CA21112030 | PATCHCORD B10GX CMR LT RD 30FT | EA |  | 1 Year | 34.7 | 5% | 32.965
35436 | Belden Wire | CA21112050 | PATCHCORD B10GX CMR LT RD 50FT | EA |  | 1 Year | 48.3 | 5% | 45.885
35437 | Belden Wire | CA21113002 | PATCHCORD B10GX CMR LT OR 2FT | EA |  | 1 Year | 15.66 | 5% | 14.877
35438 | Belden Wire | CA21113003 | PATCHCORD B10GX CMR LT OR 3FT | EA |  | 1 Year | 16.34 | 5% | 15.523
35439 | Belden Wire | CA21113004 | PATCHCORD B10GX CMR LT OR 4FT | EA |  | 1 Year | 17.02 | 5% | 16.169
35440 | Belden Wire | CA21113005 | PATCHCORD B10GX CMR LT OR 5FT | EA |  | 1 Year | 17.7 | 5% | 16.815
35441 | Belden Wire | CA21113006 | PATCHCORD B10GX CMR LT OR 6FT | EA |  | 1 Year | 18.38 | 5% | 17.461
35442 | Belden Wire | CA21113007 | PATCHCORD B10GX CMR LT OR 7FT | EA |  | 1 Year | 19.06 | 5% | 18.107
35443 | Belden Wire | CA21113008 | PATCHCORD B10GX CMR LT OR 8FT | EA |  | 1 Year | 19.74 | 5% | 18.753
35444 | Belden Wire | CA21113009 | PATCHCORD B10GX CMR LT OR 9FT | EA |  | 1 Year | 20.42 | 5% | 19.399
35445 | Belden Wire | CA21113010 | PATCHCORD B10GX CMR LT OR 10FT | EA |  | 1 Year | 21.1 | 5% | 20.045
35446 | Belden Wire | CA21113012 | PATCHCORD B10GX CMR LT OR 12FT | EA |  | 1 Year | 22.46 | 5% | 21.337
35447 | Belden Wire | CA21113015 | PATCHCORD B10GX CMR LT OR 15FT | EA |  | 1 Year | 24.5 | 5% | 23.275
35448 | Belden Wire | CA21113020 | PATCHCORD B10GX CMR LT OR 20FT | EA |  | 1 Year | 27.9 | 5% | 26.505
35449 | Belden Wire | CA21113025 | PATCHCORD B10GX CMR LT OR 25FT | EA |  | 1 Year | 31.3 | 5% | 29.735
35450 | Belden Wire | CA21113030 | PATCHCORD B10GX CMR LT OR 30FT | EA |  | 1 Year | 34.7 | 5% | 32.965
35451 | Belden Wire | CA21113050 | PATCHCORD B10GX CMR LT OR 50FT | EA |  | 1 Year | 48.3 | 5% | 45.885
35452 | Belden Wire | CA21114001 | PATCHCORD B10GX CMR LTYE 1FT | EA |  | 1 Year | 14.98 | 5% | 14.231
35453 | Belden Wire | CA21114002 | PATCHCORD B10GX CMR LT YE 2FT | EA |  | 1 Year | 15.66 | 5% | 14.877
35454 | Belden Wire | CA21114003 | PATCHCORD B10GX CMR LT YE 3FT | EA |  | 1 Year | 16.34 | 5% | 15.523
35455 | Belden Wire | CA21114004 | PATCHCORD B10GX CMR LT YE 4FT | EA |  | 1 Year | 17.02 | 5% | 16.169
35456 | Belden Wire | CA21114005 | PATCHCORD B10GX CMR LT YE 5FT | EA |  | 1 Year | 17.7 | 5% | 16.815
35457 | Belden Wire | CA21114006 | PATCHCORD B10GX CMR LT YE 6FT | EA |  | 1 Year | 18.38 | 5% | 17.461
35458 | Belden Wire | CA21114007 | PATCHCORD B10GX CMR LT YE 7FT | EA |  | 1 Year | 19.06 | 5% | 18.107
35459 | Belden Wire | CA21114008 | PATCHCORD B10GX CMR LT YE 8FT | EA |  | 1 Year | 19.74 | 5% | 18.753
35460 | Belden Wire | CA21114009 | PATCHCORD B10GX CMR LT YE 9FT | EA |  | 1 Year | 20.42 | 5% | 19.399
35461 | Belden Wire | CA21114010 | PATCHCORD B10GX CMR LT YE 10FT | EA |  | 1 Year | 21.1 | 5% | 20.045
35462 | Belden Wire | CA21114011 | PATCHCORD B10GX CMR LTYE 11FT | EA |  | 1 Year | 21.78 | 5% | 20.691
35463 | Belden Wire | CA21114012 | PATCHCORD B10GX CMR LT YE 12FT | EA |  | 1 Year | 22.46 | 5% | 21.337
35464 | Belden Wire | CA21114013 | PATCHCORD B10GX CMR LTYE 13FT | EA |  | 1 Year | 23.14 | 5% | 21.983
35465 | Belden Wire | CA21114014 | PATCHCORD B10GX CMR LTYE 14FT | EA |  | 1 Year | 23.82 | 5% | 22.629
35466 | Belden Wire | CA21114015 | PATCHCORD B10GX CMR LT YE 15FT | EA |  | 1 Year | 24.5 | 5% | 23.275
35467 | Belden Wire | CA21114020 | PATCHCORD B10GX CMR LT YE 20FT | EA |  | 1 Year | 27.9 | 5% | 26.505
35468 | Belden Wire | CA21114025 | PATCHCORD B10GX CMR LT YE 25FT | EA |  | 1 Year | 31.3 | 5% | 29.735
35469 | Belden Wire | CA21114030 | PATCHCORD B10GX CMR LT YE 30FT | EA |  | 1 Year | 34.7 | 5% | 32.965
35470 | Belden Wire | CA21114050 | PATCHCORD B10GX CMR LT YE 50FT | EA |  | 1 Year | 48.3 | 5% | 45.885
35471 | Belden Wire | CA21115002 | PATCHCORD B10GX CMR LT GN 2FT | EA |  | 1 Year | 15.66 | 5% | 14.877
35472 | Belden Wire | CA21115003 | PATCHCORD B10GX CMR LT GN 3FT | EA |  | 1 Year | 16.34 | 5% | 15.523
35473 | Belden Wire | CA21115004 | PATCHCORD B10GX CMR LT GN 4FT | EA |  | 1 Year | 17.02 | 5% | 16.169
35474 | Belden Wire | CA21115005 | PATCHCORD B10GX CMR LT GN 5FT | EA |  | 1 Year | 17.7 | 5% | 16.815
35475 | Belden Wire | CA21115006 | PATCHCORD B10GX CMR LT GN 6FT | EA |  | 1 Year | 18.38 | 5% | 17.461
35476 | Belden Wire | CA21115007 | PATCHCORD B10GX CMR LT GN 7FT | EA |  | 1 Year | 19.06 | 5% | 18.107
35477 | Belden Wire | CA21115008 | PATCHCORD B10GX CMR LT GN 8FT | EA |  | 1 Year | 19.74 | 5% | 18.753
35478 | Belden Wire | CA21115009 | PATCHCORD B10GX CMR LT GN 9FT | EA |  | 1 Year | 20.42 | 5% | 19.399
35479 | Belden Wire | CA21115010 | PATCHCORD B10GX CMR LT GN 10FT | EA |  | 1 Year | 21.1 | 5% | 20.045
35480 | Belden Wire | CA21115012 | PATCHCORD B10GX CMR LT GN 12FT | EA |  | 1 Year | 22.46 | 5% | 21.337
35481 | Belden Wire | CA21115014 | PATCHCORD B10GX CMR LT GN 14FT | EA |  | 1 Year | 23.82 | 5% | 22.629
35482 | Belden Wire | CA21115015 | PATCHCORD B10GX CMR LT GN 15FT | EA |  | 1 Year | 24.5 | 5% | 23.275
35483 | Belden Wire | CA21115016 | PATCHCORD B10GX CMR LT GN 16FT | EA |  | 1 Year | 25.18 | 5% | 23.921
35484 | Belden Wire | CA21115018 | PATCHCORD B10GX CMR LT GN 18FT | EA |  | 1 Year | 26.54 | 5% | 25.213
35485 | Belden Wire | CA21115020 | PATCHCORD B10GX CMR LT GN 20FT | EA |  | 1 Year | 27.9 | 5% | 26.505
35486 | Belden Wire | CA21115025 | PATCHCORD B10GX CMR LT GN 25FT | EA |  | 1 Year | 31.3 | 5% | 29.735
35487 | Belden Wire | CA21115030 | PATCHCORD B10GX CMR LT GN 30FT | EA |  | 1 Year | 34.7 | 5% | 32.965
35488 | Belden Wire | CA21115033 | PATCHCORD B10GX CMR LT GN 33FT | EA |  | 1 Year | 36.74 | 5% | 34.903
35489 | Belden Wire | CA21115035 | PATCHCORD B10GX CMR LT GN 35FT | EA |  | 1 Year | 38.1 | 5% | 36.195
35490 | Belden Wire | CA21115040 | PATCHCORD B10GX CMR LT GN 40FT | EA |  | 1 Year | 41.5 | 5% | 39.425
35491 | Belden Wire | CA21115050 | PATCHCORD B10GX CMR LT GN 50FT | EA |  | 1 Year | 48.3 | 5% | 45.885
35492 | Belden Wire | CA21115100 | PATCHCORD B10GX CMR LT GN 100F | EA |  | 1 Year | 82.3 | 5% | 78.185
35493 | Belden Wire | CA21116001 | PATCHCORD B10GX CMR LTBL 1FT | EA |  | 1 Year | 14.98 | 5% | 14.231
35494 | Belden Wire | CA21116002 | PATCHCORD B10GX CMR LT BL 2FT | EA |  | 1 Year | 15.66 | 5% | 14.877
35495 | Belden Wire | CA21116003 | PATCHCORD B10GX CMR LT BL 3FT | EA |  | 1 Year | 16.34 | 5% | 15.523
35496 | Belden Wire | CA21116004 | PATCHCORD B10GX CMR LT BL 4FT | EA |  | 1 Year | 17.02 | 5% | 16.169
35497 | Belden Wire | CA21116005 | PATCHCORD B10GX CMR LT BL 5FT | EA |  | 1 Year | 17.7 | 5% | 16.815
35498 | Belden Wire | CA21116006 | PATCHCORD B10GX CMR LT BL 6FT | EA |  | 1 Year | 18.38 | 5% | 17.461
35499 | Belden Wire | CA21116007 | PATCHCORD B10GX CMR LT BL 7FT | EA |  | 1 Year | 19.06 | 5% | 18.107
35500 | Belden Wire | CA21116008 | PATCHCORD B10GX CMR LT BL 8FT | EA |  | 1 Year | 19.74 | 5% | 18.753
35501 | Belden Wire | CA21116009 | PATCHCORD B10GX CMR LT BL 9FT | EA |  | 1 Year | 20.42 | 5% | 19.399
35502 | Belden Wire | CA21116010 | PATCHCORD B10GX CMR LT BL 10FT | EA |  | 1 Year | 21.1 | 5% | 20.045
35503 | Belden Wire | CA21116011 | PATCHCORD B10GX CMR LTBL 11FT | EA |  | 1 Year | 21.78 | 5% | 20.691
35504 | Belden Wire | CA21116012 | PATCHCORD B10GX CMR LT BL 12FT | EA |  | 1 Year | 22.46 | 5% | 21.337
35505 | Belden Wire | CA21116013 | PATCHCORD B10GX CMR LTBL 13FT | EA |  | 1 Year | 23.14 | 5% | 21.983
35506 | Belden Wire | CA21116014 | PATCHCORD B10GX CMR LT BL 14FT | EA |  | 1 Year | 23.82 | 5% | 22.629
35507 | Belden Wire | CA21116015 | PATCHCORD B10GX CMR LT BL 15FT | EA |  | 1 Year | 24.5 | 5% | 23.275
35508 | Belden Wire | CA21116020 | PATCHCORD B10GX CMR LT BL 20FT | EA |  | 1 Year | 27.9 | 5% | 26.505
35509 | Belden Wire | CA21116025 | PATCHCORD B10GX CMR LT BL 25FT | EA |  | 1 Year | 31.3 | 5% | 29.735
35510 | Belden Wire | CA21116030 | PATCHCORD B10GX CMR LT BL 30FT | EA |  | 1 Year | 34.7 | 5% | 32.965
35511 | Belden Wire | CA21116035 | PATCHCORD B10GX CMR LT BL 35FT | EA |  | 1 Year | 38.1 | 5% | 36.195
35512 | Belden Wire | CA21116040 | PATCHCORD B10GX CMR LT BL 40FT | EA |  | 1 Year | 41.5 | 5% | 39.425
35513 | Belden Wire | CA21116050 | PATCHCORD B10GX CMR LT BL 50FT | EA |  | 1 Year | 48.3 | 5% | 45.885
35514 | Belden Wire | CA21117002 | PATCHCORD B10GX CMR LT PR 2FT | EA |  | 1 Year | 15.66 | 5% | 14.877
35515 | Belden Wire | CA21117003 | PATCHCORD B10GX CMR LT PR 3FT | EA |  | 1 Year | 16.34 | 5% | 15.523
35516 | Belden Wire | CA21117004 | PATCHCORD B10GX CMR LT PR 4FT | EA |  | 1 Year | 17.02 | 5% | 16.169
35517 | Belden Wire | CA21117005 | PATCHCORD B10GX CMR LT PR 5FT | EA |  | 1 Year | 17.7 | 5% | 16.815
35518 | Belden Wire | CA21117006 | PATCHCORD B10GX CMR LT PR 6FT | EA |  | 1 Year | 18.38 | 5% | 17.461
35519 | Belden Wire | CA21117007 | PATCHCORD B10GX CMR LT PR 7FT | EA |  | 1 Year | 19.06 | 5% | 18.107
35520 | Belden Wire | CA21117008 | PATCHCORD B10GX CMR LT PR 8FT | EA |  | 1 Year | 19.74 | 5% | 18.753
35521 | Belden Wire | CA21117009 | PATCHCORD B10GX CMR LT PR 9FT | EA |  | 1 Year | 20.42 | 5% | 19.399
35522 | Belden Wire | CA21117010 | PATCHCORD B10GX CMR LT PR 10FT | EA |  | 1 Year | 21.1 | 5% | 20.045
35523 | Belden Wire | CA21117012 | PATCHCORD B10GX CMR LT PR 12FT | EA |  | 1 Year | 22.46 | 5% | 21.337
35524 | Belden Wire | CA21117015 | PATCHCORD B10GX CMR LT PR 15FT | EA |  | 1 Year | 24.5 | 5% | 23.275
35525 | Belden Wire | CA21117020 | PATCHCORD B10GX CMR LT PR 20FT | EA |  | 1 Year | 27.9 | 5% | 26.505
35526 | Belden Wire | CA21117025 | PATCHCORD B10GX CMR LT PR 25FT | EA |  | 1 Year | 31.3 | 5% | 29.735
35527 | Belden Wire | CA21117030 | PATCHCORD B10GX CMR LT PR 30FT | EA |  | 1 Year | 34.7 | 5% | 32.965
35528 | Belden Wire | CA21117050 | PATCHCORD B10GX CMR LT PR 50FT | EA |  | 1 Year | 48.3 | 5% | 45.885
35529 | Belden Wire | CA21200015A06 | 10GX PRE-TERM ASSY BLK 15FT | EA |  | 1 Year | 182.118 | 5% | 173.0121
35530 | Belden Wire | CA21200020A06 | 10GX PRE-TERM ASSY BLK 20FT | EA |  | 1 Year | 216.798 | 5% | 205.9581
35531 | Belden Wire | CA21200025A06 | 10GX PRE-TERM ASSY BLK 25FT | EA |  | 1 Year | 251.478 | 5% | 238.9041
35532 | Belden Wire | CA21200030A06 | 10GX PRE-TERM ASSY BLK 30FT | EA |  | 1 Year | 286.158 | 5% | 271.8501
35533 | Belden Wire | CA21200035A06 | 10GX PRE-TERM ASSY BLK 35FT | EA |  | 1 Year | 320.838 | 5% | 304.7961
35534 | Belden Wire | CA21200040A06 | 10GX PRE-TERM ASSY BLK 40FT | EA |  | 1 Year | 355.518 | 5% | 337.7421
35535 | Belden Wire | CA21200050A06 | 10GX PRE-TERM ASSY BLK 50FT | EA |  | 1 Year | 424.878 | 5% | 403.6341
35536 | Belden Wire | CA21200055A06 | 10GX PRE-TERM ASSY BLK 55FT | EA |  | 1 Year | 459.558 | 5% | 436.5801
35537 | Belden Wire | CA21200060A06 | 10GX PRE-TERM ASSY BLK 60FT | EA |  | 1 Year | 494.238 | 5% | 469.5261
35538 | Belden Wire | CA21200075A06 | 10GX PRE-TERM ASSY BLK 75FT | EA |  | 1 Year | 598.278 | 5% | 568.3641
35539 | Belden Wire | CA21200100A06 | 10GX PRE-TERM ASSY BLK 100FT | EA |  | 1 Year | 771.678 | 5% | 733.0941
35540 | Belden Wire | CA21200130A06 | 10GX PRE-TERM ASSY BLK 130FT | EA |  | 1 Year | 1069.926 | 5% | 1016.4297
35541 | Belden Wire | CA21200165A06 | 10GX PRE-TERM ASSY BLK 165FT | EA |  | 1 Year | 1336.962 | 5% | 1270.1139
35542 | Belden Wire | CA21203015 | PIGTAIL-A B10GX CMR ORA 15FT | EA |  | 1 Year | 20.21 | 5% | 19.1995
35543 | Belden Wire | CA21203100 | PIGTAIL-A B10GX CMR ORA 100FT | EA |  | 1 Year | 78.01 | 5% | 74.1095
35544 | Belden Wire | CA21206015A06 | 10GX PRE-TERM ASSY BLU 15FT | EA |  | 1 Year | 182.118 | 5% | 173.0121
35545 | Belden Wire | CA21206020A06 | 10GX PRE-TERM ASSY BLU 20FT | EA |  | 1 Year | 216.798 | 5% | 205.9581
35546 | Belden Wire | CA21206025A06 | 10GX PRE-TERM ASSY BLU 25FT | EA |  | 1 Year | 251.478 | 5% | 238.9041
35547 | Belden Wire | CA21206030A06 | 10GX PRE-TERM ASSY BLU 30FT | EA |  | 1 Year | 286.158 | 5% | 271.8501
35548 | Belden Wire | CA21206040A06 | 10GX PRE-TERM ASSY BLU 40FT | EA |  | 1 Year | 355.518 | 5% | 337.7421
35549 | Belden Wire | CA21206050A06 | 10GX PRE-TERM ASSY BLU 50FT | EA |  | 1 Year | 424.878 | 5% | 403.6341
35550 | Belden Wire | CA21206055 | PIGTAIL-A B10GX CMR BLU 55FT | EA |  | 1 Year | 47.41 | 5% | 45.0395
35551 | Belden Wire | CA21206060A06 | 10GX PRE-TERM ASSY BLU 60FT | EA |  | 1 Year | 494.238 | 5% | 469.5261
35552 | Belden Wire | CA21206065A06 | 10GX PRE-TERM ASSY BLU 65FT | EA |  | 1 Year | 528.918 | 5% | 502.4721
35553 | Belden Wire | CA21206070A06 | 10GX PRE-TERM ASSY BLU 70FT | EA |  | 1 Year | 563.598 | 5% | 535.4181
35554 | Belden Wire | CA21206075A06 | 10GX PRE-TERM ASSY BLU 75FT | EA |  | 1 Year | 598.278 | 5% | 568.3641
35555 | Belden Wire | CA21206085A06 | 10GX PRE-TERM ASSY BLU 85FT | EA |  | 1 Year | 667.638 | 5% | 634.2561
35556 | Belden Wire | CA21206100 | PIGTAIL-A B10GX CMR BLU 100FT | EA |  | 1 Year | 78.01 | 5% | 74.1095
35557 | Belden Wire | CA21206100A06 | 10GX PRE-TERM ASSY BLU 100FT | EA |  | 1 Year | 771.678 | 5% | 733.0941
35558 | Belden Wire | CA21206120 | PIGTAIL-A B10GX CMR BLU 120FT | EA |  | 1 Year | 99.77 | 5% | 94.7815
35559 | Belden Wire | CA21206120A08 | 10GX PRE-TERM ASSY BLU 120FT | EA |  | 1 Year | 1253.032 | 5% | 1190.3804
35560 | Belden Wire | CA21206130A06 | 10GX PRE-TERM ASSY BLU 130FT | EA |  | 1 Year | 1069.926 | 5% | 1016.4297
35561 | Belden Wire | CA21206150A06 | 10GX PRE-TERM ASSY BLU 150FT | EA |  | 1 Year | 1222.518 | 5% | 1161.3921
35562 | Belden Wire | CA21206165A06 | 10GX PRE-TERM ASSY BLU 165FT | EA |  | 1 Year | 1336.962 | 5% | 1270.1139
35563 | Belden Wire | CA21206170A06 | 10GX PRE-TERM ASSY BLU 170FT | EA |  | 1 Year | 1375.11 | 5% | 1306.3545
35564 | Belden Wire | CA21206180A06 | 10GX PRE-TERM ASSY BLU 180FT | EA |  | 1 Year | 1451.406 | 5% | 1378.8357
35565 | Belden Wire | CA21206225 | PIGTAIL-A B10GX CMR BLU 225FT | EA |  | 1 Year | 185.96 | 5% | 176.662
35566 | Belden Wire | CA21208010 | PIGTAIL-A B10GX CMR GRY 10FT | EA |  | 1 Year | 16.81 | 5% | 15.9695
35567 | Belden Wire | CA21208015 | PIGTAIL-A B10GX CMR GRY 15FT | EA |  | 1 Year | 20.21 | 5% | 19.1995
35568 | Belden Wire | CA21208035 | PIGTAIL-A B10GX CMR GRY 35FT | EA |  | 1 Year | 33.81 | 5% | 32.1195
35569 | Belden Wire | CA21208050 | PIGTAIL-A B10GX CMR GRY 50FT | EA |  | 1 Year | 44.01 | 5% | 41.8095
35570 | Belden Wire | CA21208065 | PIGTAIL-A B10GX CMR GRY 65FT | EA |  | 1 Year | 54.21 | 5% | 51.4995
35571 | Belden Wire | CA21208100 | PIGTAIL-A B10GX CMR GRY 100FT | EA |  | 1 Year | 78.01 | 5% | 74.1095
35572 | Belden Wire | CA21208165 | PIGTAIL-A B10GX CMR GRY 165FT | EA |  | 1 Year | 133.43 | 5% | 126.7585
35573 | Belden Wire | CA21208200 | PIGTAIL-A B10GX CMR GRY 200FT | EA |  | 1 Year | 159.61 | 5% | 151.6295
35574 | Belden Wire | CA21208250 | PIGTAIL-A B10GX CMR GRY 250FT | EA |  | 1 Year | 205.51 | 5% | 195.2345
35575 | Belden Wire | CA21209015A06 | 10GX PRE-TERM ASSY WHI 15FT | EA |  | 1 Year | 182.118 | 5% | 173.0121
35576 | Belden Wire | CA21209020A06 | 10GX PRE-TERM ASSY WHI 20FT | EA |  | 1 Year | 216.798 | 5% | 205.9581
35577 | Belden Wire | CA21209025A06 | 10GX PRE-TERM ASSY WHI 25FT | EA |  | 1 Year | 251.478 | 5% | 238.9041
35578 | Belden Wire | CA21209030A06 | 10GX PRE-TERM ASSY WHI 30FT | EA |  | 1 Year | 286.158 | 5% | 271.8501
35579 | Belden Wire | CA21209040A06 | 10GX PRE-TERM ASSY WHI 40FT | EA |  | 1 Year | 355.518 | 5% | 337.7421
35580 | Belden Wire | CA21209050 | PIGTAIL-A B10GX CMR WHI 50FT | EA |  | 1 Year | 44.01 | 5% | 41.8095
35581 | Belden Wire | CA21209050A06 | 10GX PRE-TERM ASSY WHI 50FT | EA |  | 1 Year | 424.878 | 5% | 403.6341
35582 | Belden Wire | CA21209060A06 | 10GX PRE-TERM ASSY WHI 60FT | EA |  | 1 Year | 494.238 | 5% | 469.5261
35583 | Belden Wire | CA21209075 | PIGTAIL-A B10GX CMR WHI 75FT | EA |  | 1 Year | 61.01 | 5% | 57.9595
35584 | Belden Wire | CA21209075A06 | 10GX PRE-TERM ASSY WHI 75FT | EA |  | 1 Year | 598.278 | 5% | 568.3641
35585 | Belden Wire | CA21209100A06 | 10GX PRE-TERM ASSY WHI 100FT | EA |  | 1 Year | 771.678 | 5% | 733.0941
35586 | Belden Wire | CA21209125 | PIGTAIL-A B10GX CMR WHI 125FT | EA |  | 1 Year | 103.51 | 5% | 98.3345
35587 | Belden Wire | CA21209130A06 | 10GX PRE-TERM ASSY WHI 130FT | EA |  | 1 Year | 1069.926 | 5% | 1016.4297
35588 | Belden Wire | CA21209165A06 | 10GX PRE-TERM ASSY WHI 165FT | EA |  | 1 Year | 1336.962 | 5% | 1270.1139
35589 | Belden Wire | CA21300015 | PIGTAIL-B B10GX CMR BLK 15FT | EA |  | 1 Year | 20.21 | 5% | 19.1995
35590 | Belden Wire | CA21300018A06 | PIGTAIL-B B10GX CMR BLK 18FT. | EA |  | 1 Year | 202.926 | 5% | 192.7797
35591 | Belden Wire | CA21300020A06 | PIGTAIL-B B10GX CMR BLK 20FT. | EA |  | 1 Year | 216.798 | 5% | 205.9581
35592 | Belden Wire | CA21300021A06 | PIGTAIL-B B10GX CMR BLK 21FT | EA |  | 1 Year | 223.734 | 5% | 212.5473
35593 | Belden Wire | CA21300022A06 | PIGTAIL-B B10GX CMR BLK 22FT | EA |  | 1 Year | 230.67 | 5% | 219.1365
35594 | Belden Wire | CA21300023A06 | PIGTAIL-B B10GX CMR BLK 23FT | EA |  | 1 Year | 237.606 | 5% | 225.7257
35595 | Belden Wire | CA21300024A06 | PIGTAIL-B B10GX CMR BLK 24FT. | EA |  | 1 Year | 244.542 | 5% | 232.3149
35596 | Belden Wire | CA21300025 | PIGTAIL-B B10GX CMR BLK 25FT | EA |  | 1 Year | 27.01 | 5% | 25.6595
35597 | Belden Wire | CA21300025A06 | PIGTAIL-B B10GX CMR BLK 25FT | EA |  | 1 Year | 251.478 | 5% | 238.9041
35598 | Belden Wire | CA21300026A06 | PIGTAIL-B B10GX CMR BLK 26FT | EA |  | 1 Year | 258.414 | 5% | 245.4933
35599 | Belden Wire | CA21300027A06 | PIGTAIL-B B10GX CMR BLK 27FT | EA |  | 1 Year | 265.35 | 5% | 252.0825
35600 | Belden Wire | CA21300028A06 | PIGTAIL-B B10GX CMR BLK 28FT | EA |  | 1 Year | 272.286 | 5% | 258.6717
35601 | Belden Wire | CA21300029A06 | PIGTAIL-B B10GX CMR BLK 29FT | EA |  | 1 Year | 279.222 | 5% | 265.2609
35602 | Belden Wire | CA21300030A06 | PIGTAIL-B B10GX CMR BLK 30FT | EA |  | 1 Year | 286.158 | 5% | 271.8501
35603 | Belden Wire | CA21300031A06 | PIGTAIL-B B10GX CMR BLK 31FT | EA |  | 1 Year | 293.094 | 5% | 278.4393
35604 | Belden Wire | CA21300032A06 | PIGTAIL-B B10GX CMR BLK 32FT | EA |  | 1 Year | 300.03 | 5% | 285.0285
35605 | Belden Wire | CA21300033A06 | PIGTAIL-B B10GX CMR BLK 33FT | EA |  | 1 Year | 306.966 | 5% | 291.6177
35606 | Belden Wire | CA21300034A06 | PIGTAIL-B B10GX CMR BLK 34FT | EA |  | 1 Year | 313.902 | 5% | 298.2069
35607 | Belden Wire | CA21300035 | PIGTAIL-B B10GX CMR BLK 35FT | EA |  | 1 Year | 33.81 | 5% | 32.1195
35608 | Belden Wire | CA21300035A06 | PIGTAIL-B B10GX CMR BLK 35FT | EA |  | 1 Year | 320.838 | 5% | 304.7961
35609 | Belden Wire | CA21300036A06 | PIGTAIL-B B10GX CMR BLK 36FT | EA |  | 1 Year | 327.774 | 5% | 311.3853
35610 | Belden Wire | CA21300037A06 | PIGTAIL-B B10GX CMR BLK 37FT | EA |  | 1 Year | 334.71 | 5% | 317.9745
35611 | Belden Wire | CA21300038A06 | PIGTAIL-B B10GX CMR BLK 38FT | EA |  | 1 Year | 341.646 | 5% | 324.5637
35612 | Belden Wire | CA21300039A06 | PIGTAIL-B B10GX CMR BLK 39FT. | EA |  | 1 Year | 348.582 | 5% | 331.1529
35613 | Belden Wire | CA21300040A06 | PIGTAIL-B B10GX CMR BLK 40FT | EA |  | 1 Year | 355.518 | 5% | 337.7421
35614 | Belden Wire | CA21300041A06 | PIGTAIL-B B10GX CMR BLK 41FT. | EA |  | 1 Year | 362.454 | 5% | 344.3313
35615 | Belden Wire | CA21300042A06 | PIGTAIL-B B10GX CMR BLK 42FT. | EA |  | 1 Year | 369.39 | 5% | 350.9205
35616 | Belden Wire | CA21300043A06 | PIGTAIL-B B10GX CMR BLK 43FT. | EA |  | 1 Year | 376.326 | 5% | 357.5097
35617 | Belden Wire | CA21300044A06 | PIGTAIL-B B10GX CMR BLK 44FT. | EA |  | 1 Year | 383.262 | 5% | 364.0989
35618 | Belden Wire | CA21300046A06 | PIGTAIL-B B10GX CMR BLK 46FT. | EA |  | 1 Year | 397.134 | 5% | 377.2773
35619 | Belden Wire | CA21300047A06 | PIGTAIL-B B10GX CMR BLK 47FT. | EA |  | 1 Year | 404.07 | 5% | 383.8665
35620 | Belden Wire | CA21300048A06 | PIGTAIL-B B10GX CMR BLK 48FT | EA |  | 1 Year | 411.006 | 5% | 390.4557
35621 | Belden Wire | CA21300049A06 | PIGTAIL-B B10GX CMR BLK 49FT | EA |  | 1 Year | 417.942 | 5% | 397.0449
35622 | Belden Wire | CA21300050 | PIGTAIL-B B10GX CMR BLK 50FT | EA |  | 1 Year | 44.01 | 5% | 41.8095
35623 | Belden Wire | CA21300050A06 | PIGTAIL-B B10GX CMR BLK 50FT. | EA |  | 1 Year | 424.878 | 5% | 403.6341
35624 | Belden Wire | CA21300051A06 | PIGTAIL-B B10GX CMR BLK 51FT | EA |  | 1 Year | 431.814 | 5% | 410.2233
35625 | Belden Wire | CA21300052A06 | PIGTAIL-B B10GX CMR BLK 52FT | EA |  | 1 Year | 438.75 | 5% | 416.8125
35626 | Belden Wire | CA21300053A06 | PIGTAIL-B B10GX CMR BLK 53FT. | EA |  | 1 Year | 445.686 | 5% | 423.4017
35627 | Belden Wire | CA21300054A06 | PIGTAIL-B B10GX CMR BLK 54FT | EA |  | 1 Year | 452.622 | 5% | 429.9909
35628 | Belden Wire | CA21300055A06 | PIGTAIL-B B10GX CMR BLK 55FT. | EA |  | 1 Year | 459.558 | 5% | 436.5801
35629 | Belden Wire | CA21300056A06 | PIGTAIL-B B10GX CMR BLK 56FT | EA |  | 1 Year | 466.494 | 5% | 443.1693
35630 | Belden Wire | CA21300058A06 | PIGTAIL-B B10GX CMR BLK 58FT | EA |  | 1 Year | 480.366 | 5% | 456.3477
35631 | Belden Wire | CA21300059A06 | PIGTAIL-B B10GX CMR BLK 59FT. | EA |  | 1 Year | 487.302 | 5% | 462.9369
35632 | Belden Wire | CA21300060A06 | PIGTAIL-B B10GX CMR BLK 60FT. | EA |  | 1 Year | 494.238 | 5% | 469.5261
35633 | Belden Wire | CA21300061A06 | PIGTAIL-B B10GX CMR BLK 61FT | EA |  | 1 Year | 501.174 | 5% | 476.1153
35634 | Belden Wire | CA21300062A06 | PIGTAIL-B B10GX CMR BLK 62FT | EA |  | 1 Year | 508.11 | 5% | 482.7045
35635 | Belden Wire | CA21300063A06 | PIGTAIL-B B10GX CMR BLK 63FT. | EA |  | 1 Year | 515.046 | 5% | 489.2937
35636 | Belden Wire | CA21300064A06 | PIGTAIL-B B10GX CMR BLK 64FT | EA |  | 1 Year | 521.982 | 5% | 495.8829
35637 | Belden Wire | CA21300065A06 | PIGTAIL-B B10GX CMR BLK 65FT | EA |  | 1 Year | 528.918 | 5% | 502.4721
35638 | Belden Wire | CA21300066A06 | PIGTAIL-B B10GX CMR BLK 66FT | EA |  | 1 Year | 535.854 | 5% | 509.0613
35639 | Belden Wire | CA21300068A06 | PIGTAIL-B B10GX CMR BLK 68FT | EA |  | 1 Year | 549.726 | 5% | 522.2397
35640 | Belden Wire | CA21300070A06 | PIGTAIL-B B10GX CMR BLK 70FT | EA |  | 1 Year | 563.598 | 5% | 535.4181
35641 | Belden Wire | CA21300075A06 | PIGTAIL-B B10GX CMR BLK 75FT | EA |  | 1 Year | 598.278 | 5% | 568.3641
35642 | Belden Wire | CA21300076A06 | PIGTAIL-B B10GX CMR BLK 76FT | EA |  | 1 Year | 605.214 | 5% | 574.9533
35643 | Belden Wire | CA21300079A06 | PIGTAIL-B B10GX CMR BLK 79FT | EA |  | 1 Year | 626.022 | 5% | 594.7209
35644 | Belden Wire | CA21300080A06 | PIGTAIL-B B10GX CMR BLK 80FT | EA |  | 1 Year | 632.958 | 5% | 601.3101
35645 | Belden Wire | CA21300084A06 | PIGTAIL-B B10GX CMR BLK 84FT | EA |  | 1 Year | 660.702 | 5% | 627.6669
35646 | Belden Wire | CA21300095A06 | PIGTAIL-B B10GX CMR BLK 95FT | EA |  | 1 Year | 736.998 | 5% | 700.1481
35647 | Belden Wire | CA21300096A06 | PIGTAIL-B B10GX CMR BLK 96FT | EA |  | 1 Year | 743.934 | 5% | 706.7373
35648 | Belden Wire | CA21300100A06 | PIGTAIL-B B10GX CMR BLK 100FT | EA |  | 1 Year | 771.678 | 5% | 733.0941
35649 | Belden Wire | CA21300115A06 | PIGTAIL-B B10GX CMR BLK 115FT | EA |  | 1 Year | 955.482 | 5% | 907.7079
35650 | Belden Wire | CA21300125A06 | PIGTAIL-B B10GX CMR BLK 125FT | EA |  | 1 Year | 1031.778 | 5% | 980.1891
35651 | Belden Wire | CA21300130A06 | PIGTAIL-B B10GX CMR BLK 130FT | EA |  | 1 Year | 1069.926 | 5% | 1016.4297
35652 | Belden Wire | CA21300140A06 | PIGTAIL-B B10GX CMR BLK 140FT | EA |  | 1 Year | 1146.222 | 5% | 1088.9109
35653 | Belden Wire | CA21300150A06 | PIGTAIL-B B10GX CMR BLK 150FT | EA |  | 1 Year | 1222.518 | 5% | 1161.3921
35654 | Belden Wire | CA21300165A06 | PIGTAIL-B B10GX CMR BLK 165FT | EA |  | 1 Year | 1336.962 | 5% | 1270.1139
35655 | Belden Wire | CA21300195A06 | PIGTAIL-B B10GX CMR BLK 195FT | EA |  | 1 Year | 1565.85 | 5% | 1487.5575
35656 | Belden Wire | CA21306015 | PIGTAIL-B B10GX CMR BLU 15FT | EA |  | 1 Year | 20.21 | 5% | 19.1995
35657 | Belden Wire | CA21306025 | PIGTAIL-B B10GX CMR BLU 25FT | EA |  | 1 Year | 27.01 | 5% | 25.6595
35658 | Belden Wire | CA21306035 | PIGTAIL-B B10GX CMR BLU 35FT | EA |  | 1 Year | 33.81 | 5% | 32.1195
35659 | Belden Wire | CA21306050 | PIGTAIL-B B10GX CMR BLU 50FT | EA |  | 1 Year | 44.01 | 5% | 41.8095
35660 | Belden Wire | CA21308015 | PIGTAIL-B B10GX CMR GRY 15FT | EA |  | 1 Year | 20.21 | 5% | 19.1995
35661 | Belden Wire | CA21308025 | PIGTAIL-B B10GX CMR GRY 25FT | EA |  | 1 Year | 27.01 | 5% | 25.6595
35662 | Belden Wire | CA21308035 | PIGTAIL-B B10GX CMR GRY 35FT | EA |  | 1 Year | 33.81 | 5% | 32.1195
35663 | Belden Wire | CA21308050 | PIGTAIL-B B10GX CMR GRY 50FT | EA |  | 1 Year | 44.01 | 5% | 41.8095
35664 | Belden Wire | CA21308100 | PIGTAIL-B B10GX CMR GRY 100FT | EA |  | 1 Year | 78.01 | 5% | 74.1095
35665 | Belden Wire | CA21309015 | PIGTAIL-B B10GX CMR WHT 15FT | EA |  | 1 Year | 20.21 | 5% | 19.1995
35666 | Belden Wire | CA21309025 | PIGTAIL-B B10GX CMR WHT 25FT | EA |  | 1 Year | 27.01 | 5% | 25.6595
35667 | Belden Wire | CA21309035 | PIGTAIL-B B10GX CMR WHT 35FT | EA |  | 1 Year | 33.81 | 5% | 32.1195
35668 | Belden Wire | CA21309050 | PIGTAIL-B B10GX CMR WHT 50FT | EA |  | 1 Year | 44.01 | 5% | 41.8095
35669 | Belden Wire | CA21400002 | XOVERCORD B10GX CMR BLK 2FT | EA |  | 1 Year | 15.66 | 5% | 14.877
35670 | Belden Wire | CA21402002 | XOVERCORD B10GX CMR RED 2FT | EA |  | 1 Year | 15.66 | 5% | 14.877
35671 | Belden Wire | CA21402003 | XOVERCORD B10GX CMR RED 3FT | EA |  | 1 Year | 16.34 | 5% | 15.523
35672 | Belden Wire | CA21402004 | XOVERCORD B10GX CMR RED 4FT | EA |  | 1 Year | 17.02 | 5% | 16.169
35673 | Belden Wire | CA21402005 | XOVERCORD B10GX CMR RED 5FT | EA |  | 1 Year | 17.7 | 5% | 16.815
35674 | Belden Wire | CA21402006 | XOVERCORD B10GX CMR RED 6FT | EA |  | 1 Year | 18.38 | 5% | 17.461
35675 | Belden Wire | CA21402007 | XOVERCORD B10GX CMR RED 7FT | EA |  | 1 Year | 19.06 | 5% | 18.107
35676 | Belden Wire | CA21402010 | XOVERCORD B10GX CMR RED 10FT | EA |  | 1 Year | 21.1 | 5% | 20.045
35677 | Belden Wire | CA21402015 | XOVERCORD B10GX CMR RED 15FT | EA |  | 1 Year | 24.5 | 5% | 23.275
35678 | Belden Wire | CA21402020 | XOVERCORD B10GX CMR RED 20FT | EA |  | 1 Year | 27.9 | 5% | 26.505
35679 | Belden Wire | CA21402030 | XOVERCORD B10GX CMR RED 30FT | EA |  | 1 Year | 34.7 | 5% | 32.965
35680 | Belden Wire | CA21402050 | XOVERCORD B10GX CMR RED 50FT | EA |  | 1 Year | 48.3 | 5% | 45.885
35681 | Belden Wire | CA21404001 | XOVERCORD B10GX CMR YEL 1FT | EA |  | 1 Year | 14.98 | 5% | 14.231
35682 | Belden Wire | CA21404003 | XOVERCORD B10GX CMR YEL 3FT | EA |  | 1 Year | 16.34 | 5% | 15.523
35683 | Belden Wire | CA21404004 | XOVERCORD B10GX CMR YEL 4FT | EA |  | 1 Year | 17.02 | 5% | 16.169
35684 | Belden Wire | CA21404005 | XOVERCORD B10GX CMR YEL 5FT | EA |  | 1 Year | 17.7 | 5% | 16.815
35685 | Belden Wire | CA21404006 | XOVERCORD B10GX CMR YEL 6FT | EA |  | 1 Year | 18.38 | 5% | 17.461
35686 | Belden Wire | CA21404007 | XOVERCORD B10GX CMR YEL 7FT | EA |  | 1 Year | 19.06 | 5% | 18.107
35687 | Belden Wire | CA21404008 | XOVERCORD B10GX CMR YEL 8FT | EA |  | 1 Year | 19.74 | 5% | 18.753
35688 | Belden Wire | CA21404009 | XOVERCORD B10GX CMR YEL 9FT | EA |  | 1 Year | 20.42 | 5% | 19.399
35689 | Belden Wire | CA21404010 | XOVERCORD B10GX CMR YEL 10FT | EA |  | 1 Year | 21.1 | 5% | 20.045
35690 | Belden Wire | CA21404011 | XOVERCORD B10GX CMR YEL 11FT | EA |  | 1 Year | 21.78 | 5% | 20.691
35691 | Belden Wire | CA21404012 | XOVERCORD B10GX CMR YEL 12FT | EA |  | 1 Year | 22.46 | 5% | 21.337
35692 | Belden Wire | CA21404013 | XOVERCORD B10GX CMR YEL 13FT | EA |  | 1 Year | 23.14 | 5% | 21.983
35693 | Belden Wire | CA21406005 | XOVERCORD B10GX CMR BLU 5FT | EA |  | 1 Year | 17.7 | 5% | 16.815
35694 | Belden Wire | CA21407004 | XOVERCORD B10GX CMR PUR 4FT | EA |  | 1 Year | 17.02 | 5% | 16.169
35695 | Belden Wire | CA21407007 | XOVERCORD B10GX CMR PUR 7FT | EA |  | 1 Year | 19.06 | 5% | 18.107
35696 | Belden Wire | CA21407010 | XOVERCORD B10GX CMR PUR 10FT | EA |  | 1 Year | 21.1 | 5% | 20.045
35697 | Belden Wire | CA21407015 | XOVERCORD B10GX CMR PUR 15FT | EA |  | 1 Year | 24.5 | 5% | 23.275
35698 | Belden Wire | CA21407020 | XOVERCORD B10GX CMR PUR 20FT | EA |  | 1 Year | 27.9 | 5% | 26.505
35699 | Belden Wire | CA21407025 | XOVERCORD B10GX CMR PUR 25FT | EA |  | 1 Year | 31.3 | 5% | 29.735
35700 | Belden Wire | CA21412010 | XOVERCORD B10GX CMR LT RD 10FT | EA |  | 1 Year | 21.1 | 5% | 20.045
35701 | Belden Wire | CA21500003 | IEEEXOVER B10GX CMR BLK 3FT | EA |  | 1 Year | 16.34 | 5% | 15.523
35702 | Belden Wire | CA21500007 | IEEEXOVER B10GX CMR BLK 7FT | EA |  | 1 Year | 19.06 | 5% | 18.107
35703 | Belden Wire | CA21500010 | IEEEXOVER B10GX CMR BLK 10FT | EA |  | 1 Year | 21.1 | 5% | 20.045
35704 | Belden Wire | CA21500015 | IEEEXOVER B10GX CMR BLK 15FT | EA |  | 1 Year | 24.5 | 5% | 23.275
35705 | Belden Wire | CA21500025 | IEEEXOVER B10GX CMR BLK 25FT | EA |  | 1 Year | 31.3 | 5% | 29.735
35706 | Belden Wire | CA21500050 | IEEEXOVER B10GX CMR BLK 50FT | EA |  | 1 Year | 48.3 | 5% | 45.885
35707 | Belden Wire | CA21500100 | IEEEXOVER B10GX CMR BLK 100FT | EA |  | 1 Year | 82.3 | 5% | 78.185
35708 | Belden Wire | CA21505020 | IEEEXOVER B10GX CMR GRN 20FT | EA |  | 1 Year | 27.9 | 5% | 26.505
35709 | Belden Wire | CA21607003 | ROVERCORD B10GX CMR PUR 3 FT | EA |  | 1 Year | 16.34 | 5% | 15.523
35710 | Belden Wire | CA21607004 | ROVERCORD B10GX CMR PUR 4 FT | EA |  | 1 Year | 17.02 | 5% | 16.169
35711 | Belden Wire | CA21607005 | ROVERCORD B10GX CMR PUR 5 FT | EA |  | 1 Year | 17.7 | 5% | 16.815
35712 | Belden Wire | CA21607006 | ROVERCORD B10GX CMR PUR 6 FT | EA |  | 1 Year | 18.38 | 5% | 17.461
35713 | Belden Wire | CA21607007 | ROVERCORD B10GX CMR PUR 7 FT | EA |  | 1 Year | 19.06 | 5% | 18.107
35714 | Belden Wire | CA21607008 | ROVERCORD B10GX CMR PUR 8 FT | EA |  | 1 Year | 19.74 | 5% | 18.753
35715 | Belden Wire | CA21607009 | ROVERCORD B10GX CMR PUR 9 FT | EA |  | 1 Year | 20.42 | 5% | 19.399
35716 | Belden Wire | CA21607010 | ROVERCORD B10GX CMR PUR 10 FT | EA |  | 1 Year | 21.1 | 5% | 20.045
35717 | Belden Wire | CA21607011 | ROVERCORD B10GX CMR PUR 11 FT | EA |  | 1 Year | 21.78 | 5% | 20.691
35718 | Belden Wire | CA21607012 | ROVERCORD B10GX CMR PUR 12 FT | EA |  | 1 Year | 22.46 | 5% | 21.337
35719 | Belden Wire | CA21607013 | ROVERCORD B10GX CMR PUR 13 FT | EA |  | 1 Year | 23.14 | 5% | 21.983
35720 | Belden Wire | CA21607025 | ROVERCORD B10GX CMR PUR 25 FT | EA |  | 1 Year | 31.3 | 5% | 29.735
35721 | Belden Wire | CA22100006A06 | 6P HARNESS B10GX CMP BLK 6FT | EA |  | 1 Year | 203.0952 | 5% | 192.9404
35722 | Belden Wire | CA22100006A08 | 8P HARNESS B10GX CMP BLK 6FT | EA |  | 1 Year | 263.6128 | 5% | 250.4322
35723 | Belden Wire | CA22100007A06 | 6P HARNESS B10GX CMP BLK 7FT | EA |  | 1 Year | 218.3544 | 5% | 207.4367
35724 | Belden Wire | CA22100007A08 | 8P HARNESS B10GX CMP BLK 7FT | EA |  | 1 Year | 282.7616 | 5% | 268.6235
35725 | Belden Wire | CA22100008A06 | 6P HARNESS B10GX CMP BLK 8FT | EA |  | 1 Year | 233.6136 | 5% | 221.9329
35726 | Belden Wire | CA22100008A08 | 8P HARNESS B10GX CMP BLK 8FT | EA |  | 1 Year | 301.9104 | 5% | 286.8149
35727 | Belden Wire | CA22100009A06 | 6P HARNESS B10GX CMP BLK 9FT | EA |  | 1 Year | 248.8728 | 5% | 236.4292
35728 | Belden Wire | CA22100009A08 | 8P HARNESS B10GX CMP BLK 9FT | EA |  | 1 Year | 321.0592 | 5% | 305.0062
35729 | Belden Wire | CA22100010A06 | 6P HARNESS B10GX CMP BLK 10FT | EA |  | 1 Year | 264.132 | 5% | 250.9254
35730 | Belden Wire | CA22100010A08 | 8P HARNESS B10GX CMP BLK 10FT | EA |  | 1 Year | 340.208 | 5% | 323.1976
35731 | Belden Wire | CA22100011A06 | 6P HARNESS B10GX CMP BLK 11FT | EA |  | 1 Year | 279.3912 | 5% | 265.4216
35732 | Belden Wire | CA22100011A08 | 8P HARNESS B10GX CMP BLK 11FT | EA |  | 1 Year | 359.3568 | 5% | 341.389
35733 | Belden Wire | CA22100012A06 | 6P HARNESS B10GX CMP BLK 12FT | EA |  | 1 Year | 294.6504 | 5% | 279.9179
35734 | Belden Wire | CA22100012A08 | 8P HARNESS B10GX CMP BLK 12FT | EA |  | 1 Year | 378.5056 | 5% | 359.5803
35735 | Belden Wire | CA22100013A06 | 6P HARNESS B10GX CMP BLK 13FT | EA |  | 1 Year | 309.9096 | 5% | 294.4141
35736 | Belden Wire | CA22100013A08 | 8P HARNESS B10GX CMP BLK 13FT | EA |  | 1 Year | 397.6544 | 5% | 377.7717
35737 | Belden Wire | CA22100014A06 | 6P HARNESS B10GX CMP BLK 14FT | EA |  | 1 Year | 325.1688 | 5% | 308.9104
35738 | Belden Wire | CA22100014A08 | 8P HARNESS B10GX CMP BLK 14FT | EA |  | 1 Year | 416.8032 | 5% | 395.963
35739 | Belden Wire | CA22100015 | PATCHCORD B10GX CMP BLK 15FT | EA |  | 1 Year | 36.74 | 5% | 34.903
35740 | Belden Wire | CA22100015A06 | 6P HARNESS B10GX CMP BLK 15FT | EA |  | 1 Year | 340.428 | 5% | 323.4066
35741 | Belden Wire | CA22100015A08 | 8P HARNESS B10GX CMP BLK 15FT | EA |  | 1 Year | 435.952 | 5% | 414.1544
35742 | Belden Wire | CA22100016A06 | 6P HARNESS B10GX CMP BLK 16FT | EA |  | 1 Year | 355.6872 | 5% | 337.9028
35743 | Belden Wire | CA22100016A08 | 8P HARNESS B10GX CMP BLK 16FT | EA |  | 1 Year | 455.1008 | 5% | 432.3458
35744 | Belden Wire | CA22100017A06 | 6P HARNESS B10GX CMP BLK 17FT | EA |  | 1 Year | 370.9464 | 5% | 352.3991
35745 | Belden Wire | CA22100017A08 | 8P HARNESS B10GX CMP BLK 17FT | EA |  | 1 Year | 474.2496 | 5% | 450.5371
35746 | Belden Wire | CA22100018A06 | 6P HARNESS B10GX CMP BLK 18FT | EA |  | 1 Year | 386.2056 | 5% | 366.8953
35747 | Belden Wire | CA22100018A08 | 8P HARNESS B10GX CMP BLK 18FT | EA |  | 1 Year | 493.3984 | 5% | 468.7285
35748 | Belden Wire | CA22100019A06 | 6P HARNESS B10GX CMP BLK 19FT | EA |  | 1 Year | 401.4648 | 5% | 381.3916
35749 | Belden Wire | CA22100019A08 | 8P HARNESS B10GX CMP BLK 19FT | EA |  | 1 Year | 512.5472 | 5% | 486.9198
35750 | Belden Wire | CA22100020A06 | 6P HARNESS B10GX CMP BLK 20FT | EA |  | 1 Year | 416.724 | 5% | 395.8878
35751 | Belden Wire | CA22100020A08 | 8P HARNESS B10GX CMP BLK 20FT | EA |  | 1 Year | 531.696 | 5% | 505.1112
35752 | Belden Wire | CA22100021A06 | 6P HARNESS B10GX CMP BLK 21FT | EA |  | 1 Year | 431.9832 | 5% | 410.384
35753 | Belden Wire | CA22100021A08 | 8P HARNESS B10GX CMP BLK 21FT | EA |  | 1 Year | 550.8448 | 5% | 523.3026
35754 | Belden Wire | CA22100022A06 | 6P HARNESS B10GX CMP BLK 22FT | EA |  | 1 Year | 447.2424 | 5% | 424.8803
35755 | Belden Wire | CA22100022A08 | 8P HARNESS B10GX CMP BLK 22FT | EA |  | 1 Year | 569.9936 | 5% | 541.4939
35756 | Belden Wire | CA22100023A06 | 6P HARNESS B10GX CMP BLK 23FT | EA |  | 1 Year | 462.5016 | 5% | 439.3765
35757 | Belden Wire | CA22100023A08 | 8P HARNESS B10GX CMP BLK 23FT | EA |  | 1 Year | 589.1424 | 5% | 559.6853
35758 | Belden Wire | CA22100024A06 | 6P HARNESS B10GX CMP BLK 24FT | EA |  | 1 Year | 477.7608 | 5% | 453.8728
35759 | Belden Wire | CA22100024A08 | 8P HARNESS B10GX CMP BLK 24FT | EA |  | 1 Year | 608.2912 | 5% | 577.8766
35760 | Belden Wire | CA22100025A06 | 6P HARNESS B10GX CMP BLK 25FT | EA |  | 1 Year | 493.02 | 5% | 468.369
35761 | Belden Wire | CA22100025A08 | 8P HARNESS B10GX CMP BLK 25FT | EA |  | 1 Year | 627.44 | 5% | 596.068
35762 | Belden Wire | CA22100026A06 | 6P HARNESS B10GX CMP BLK 26FT | EA |  | 1 Year | 508.2792 | 5% | 482.8652
35763 | Belden Wire | CA22100026A08 | 8P HARNESS B10GX CMP BLK 26FT | EA |  | 1 Year | 646.5888 | 5% | 614.2594
35764 | Belden Wire | CA22100027A06 | 6P HARNESS B10GX CMP BLK 27FT | EA |  | 1 Year | 523.5384 | 5% | 497.3615
35765 | Belden Wire | CA22100027A08 | 8P HARNESS B10GX CMP BLK 27FT | EA |  | 1 Year | 665.7376 | 5% | 632.4507
35766 | Belden Wire | CA22100028A06 | 6P HARNESS B10GX CMP BLK 28FT | EA |  | 1 Year | 538.7976 | 5% | 511.8577
35767 | Belden Wire | CA22100028A08 | 8P HARNESS B10GX CMP BLK 28FT | EA |  | 1 Year | 684.8864 | 5% | 650.6421
35768 | Belden Wire | CA22100029A06 | 6P HARNESS B10GX CMP BLK 29FT | EA |  | 1 Year | 554.0568 | 5% | 526.354
35769 | Belden Wire | CA22100029A08 | 8P HARNESS B10GX CMP BLK 29FT | EA |  | 1 Year | 704.0352 | 5% | 668.8334
35770 | Belden Wire | CA22100030A06 | 6P HARNESS B10GX CMP BLK 30FT | EA |  | 1 Year | 569.316 | 5% | 540.8502
35771 | Belden Wire | CA22100030A08 | 8P HARNESS B10GX CMP BLK 30FT | EA |  | 1 Year | 723.184 | 5% | 687.0248
35772 | Belden Wire | CA22100031A06 | 6P HARNESS B10GX CMP BLK 31FT | EA |  | 1 Year | 584.5752 | 5% | 555.3464
35773 | Belden Wire | CA22100031A08 | 8P HARNESS B10GX CMP BLK 31FT | EA |  | 1 Year | 742.3328 | 5% | 705.2162
35774 | Belden Wire | CA22100032A06 | 6P HARNESS B10GX CMP BLK 32FT | EA |  | 1 Year | 599.8344 | 5% | 569.8427
35775 | Belden Wire | CA22100032A08 | 8P HARNESS B10GX CMP BLK 32FT | EA |  | 1 Year | 761.4816 | 5% | 723.4075
35776 | Belden Wire | CA22100033A06 | 6P HARNESS B10GX CMP BLK 33FT | EA |  | 1 Year | 615.0936 | 5% | 584.3389
35777 | Belden Wire | CA22100033A08 | 8P HARNESS B10GX CMP BLK 33FT | EA |  | 1 Year | 780.6304 | 5% | 741.5989
35778 | Belden Wire | CA22100034A06 | 6P HARNESS B10GX CMP BLK 34FT | EA |  | 1 Year | 630.3528 | 5% | 598.8352
35779 | Belden Wire | CA22100034A08 | 8P HARNESS B10GX CMP BLK 34FT | EA |  | 1 Year | 799.7792 | 5% | 759.7902
35780 | Belden Wire | CA22100035A06 | 6P HARNESS B10GX CMP BLK 35FT | EA |  | 1 Year | 645.612 | 5% | 613.3314
35781 | Belden Wire | CA22100035A08 | 8P HARNESS B10GX CMP BLK 35FT | EA |  | 1 Year | 818.928 | 5% | 777.9816
35782 | Belden Wire | CA22100036A06 | 6P HARNESS B10GX CMP BLK 36FT | EA |  | 1 Year | 660.8712 | 5% | 627.8276
35783 | Belden Wire | CA22100036A08 | 8P HARNESS B10GX CMP BLK 36FT | EA |  | 1 Year | 838.0768 | 5% | 796.173
35784 | Belden Wire | CA22100037A06 | 6P HARNESS B10GX CMP BLK 37FT | EA |  | 1 Year | 676.1304 | 5% | 642.3239
35785 | Belden Wire | CA22100037A08 | 8P HARNESS B10GX CMP BLK 37FT | EA |  | 1 Year | 857.2256 | 5% | 814.3643
35786 | Belden Wire | CA22100038A06 | 6P HARNESS B10GX CMP BLK 38FT | EA |  | 1 Year | 691.3896 | 5% | 656.8201
35787 | Belden Wire | CA22100038A08 | 8P HARNESS B10GX CMP BLK 38FT | EA |  | 1 Year | 876.3744 | 5% | 832.5557
35788 | Belden Wire | CA22100039A06 | 6P HARNESS B10GX CMP BLK 39FT | EA |  | 1 Year | 706.6488 | 5% | 671.3164
35789 | Belden Wire | CA22100039A08 | 8P HARNESS B10GX CMP BLK 39FT | EA |  | 1 Year | 895.5232 | 5% | 850.747
35790 | Belden Wire | CA22100040A06 | 6P HARNESS B10GX CMP BLK 40FT | EA |  | 1 Year | 721.908 | 5% | 685.8126
35791 | Belden Wire | CA22100040A08 | 8P HARNESS B10GX CMP BLK 40FT | EA |  | 1 Year | 914.672 | 5% | 868.9384
35792 | Belden Wire | CA22100041A06 | 6P HARNESS B10GX CMP BLK 41FT | EA |  | 1 Year | 737.1672 | 5% | 700.3088
35793 | Belden Wire | CA22100041A08 | 8P HARNESS B10GX CMP BLK 41FT | EA |  | 1 Year | 933.8208 | 5% | 887.1298
35794 | Belden Wire | CA22100042A06 | 6P HARNESS B10GX CMP BLK 42FT | EA |  | 1 Year | 752.4264 | 5% | 714.8051
35795 | Belden Wire | CA22100042A08 | 8P HARNESS B10GX CMP BLK 42FT | EA |  | 1 Year | 952.9696 | 5% | 905.3211
35796 | Belden Wire | CA22100043A06 | 6P HARNESS B10GX CMP BLK 43FT | EA |  | 1 Year | 767.6856 | 5% | 729.3013
35797 | Belden Wire | CA22100043A08 | 8P HARNESS B10GX CMP BLK 43FT | EA |  | 1 Year | 972.1184 | 5% | 923.5125
35798 | Belden Wire | CA22100044A06 | 6P HARNESS B10GX CMP BLK 44FT | EA |  | 1 Year | 782.9448 | 5% | 743.7976
35799 | Belden Wire | CA22100044A08 | 8P HARNESS B10GX CMP BLK 44FT | EA |  | 1 Year | 991.2672 | 5% | 941.7038
35800 | Belden Wire | CA22100045A06 | 6P HARNESS B10GX CMP BLK 45FT | EA |  | 1 Year | 798.204 | 5% | 758.2938
35801 | Belden Wire | CA22100045A08 | 8P HARNESS B10GX CMP BLK 45FT | EA |  | 1 Year | 1010.416 | 5% | 959.8952
35802 | Belden Wire | CA22100046A06 | 6P HARNESS B10GX CMP BLK 46FT | EA |  | 1 Year | 813.4632 | 5% | 772.79
35803 | Belden Wire | CA22100046A08 | 8P HARNESS B10GX CMP BLK 46FT | EA |  | 1 Year | 1029.5648 | 5% | 978.0866
35804 | Belden Wire | CA22100047A06 | 6P HARNESS B10GX CMP BLK 47FT | EA |  | 1 Year | 828.7224 | 5% | 787.2863
35805 | Belden Wire | CA22100047A08 | 8P HARNESS B10GX CMP BLK 47FT | EA |  | 1 Year | 1048.7136 | 5% | 996.2779
35806 | Belden Wire | CA22100048A06 | 6P HARNESS B10GX CMP BLK 48FT | EA |  | 1 Year | 843.9816 | 5% | 801.7825
35807 | Belden Wire | CA22100048A08 | 8P HARNESS B10GX CMP BLK 48FT | EA |  | 1 Year | 1067.8624 | 5% | 1014.4693
35808 | Belden Wire | CA22100049A06 | 6P HARNESS B10GX CMP BLK 49FT | EA |  | 1 Year | 859.2408 | 5% | 816.2788
35809 | Belden Wire | CA22100049A08 | 8P HARNESS B10GX CMP BLK 49FT | EA |  | 1 Year | 1087.0112 | 5% | 1032.6606
35810 | Belden Wire | CA22100050 | PATCHCORD B10GX CMP BLK 50FT | EA |  | 1 Year | 89.1 | 5% | 84.645
35811 | Belden Wire | CA22100050A06 | 6P HARNESS B10GX CMP BLK 50FT | EA |  | 1 Year | 874.5 | 5% | 830.775
35812 | Belden Wire | CA22100050A08 | 8P HARNESS B10GX CMP BLK 50FT | EA |  | 1 Year | 1106.16 | 5% | 1050.852
35813 | Belden Wire | CA22100051A08 | 8P HARNESS B10GX CMP BLK 51FT | EA |  | 1 Year | 1125.3088 | 5% | 1069.0434
35814 | Belden Wire | CA22100052A06 | 6P HARNESS B10GX CMP BLK 52FT | EA |  | 1 Year | 905.0184 | 5% | 859.7675
35815 | Belden Wire | CA22100052A08 | 8P HARNESS B10GX CMP BLK 52FT | EA |  | 1 Year | 1144.4576 | 5% | 1087.2347
35816 | Belden Wire | CA22100053A08 | 8P HARNESS B10GX CMP BLK 53FT | EA |  | 1 Year | 1163.6064 | 5% | 1105.4261
35817 | Belden Wire | CA22100054A06 | 6P HARNESS B10GX CMP BLK 54FT | EA |  | 1 Year | 935.5368 | 5% | 888.76
35818 | Belden Wire | CA22100054A08 | 8P HARNESS B10GX CMP BLK 54FT | EA |  | 1 Year | 1182.7552 | 5% | 1123.6174
35819 | Belden Wire | CA22100055A06 | 6P HARNESS B10GX CMP BLK 55FT | EA |  | 1 Year | 950.796 | 5% | 903.2562
35820 | Belden Wire | CA22100055A08 | 8P HARNESS B10GX CMP BLK 55FT | EA |  | 1 Year | 1201.904 | 5% | 1141.8088
35821 | Belden Wire | CA22100056A06 | 6P HARNESS B10GX CMP BLK 56FT | EA |  | 1 Year | 966.0552 | 5% | 917.7524
35822 | Belden Wire | CA22100056A08 | 8P HARNESS B10GX CMP BLK 56FT | EA |  | 1 Year | 1221.0528 | 5% | 1160.0002
35823 | Belden Wire | CA22100057A06 | 6P HARNESS B10GX CMP BLK 57FT | EA |  | 1 Year | 981.3144 | 5% | 932.2487
35824 | Belden Wire | CA22100057A08 | 8P HARNESS B10GX CMP BLK 57FT | EA |  | 1 Year | 1240.2016 | 5% | 1178.1915
35825 | Belden Wire | CA22100058A08 | 8P HARNESS B10GX CMP BLK 58FT | EA |  | 1 Year | 1259.3504 | 5% | 1196.3829
35826 | Belden Wire | CA22100059A06 | 6P HARNESS B10GX CMP BLK 59FT | EA |  | 1 Year | 1011.8328 | 5% | 961.2412
35827 | Belden Wire | CA22100059A08 | 8P HARNESS B10GX CMP BLK 59FT | EA |  | 1 Year | 1278.4992 | 5% | 1214.5742
35828 | Belden Wire | CA22100060A06 | 6P HARNESS B10GX CMP BLK 60FT | EA |  | 1 Year | 1027.092 | 5% | 975.7374
35829 | Belden Wire | CA22100060A08 | 8P HARNESS B10GX CMP BLK 60FT | EA |  | 1 Year | 1297.648 | 5% | 1232.7656
35830 | Belden Wire | CA22100061A06 | 6P HARNESS B10GX CMP BLK 61FT | EA |  | 1 Year | 1042.3512 | 5% | 990.2336
35831 | Belden Wire | CA22100061A08 | 8P HARNESS B10GX CMP BLK 61FT | EA |  | 1 Year | 1316.7968 | 5% | 1250.957
35832 | Belden Wire | CA22100062A08 | 8P HARNESS B10GX CMP BLK 62FT | EA |  | 1 Year | 1335.9456 | 5% | 1269.1483
35833 | Belden Wire | CA22100063A06 | 6P HARNESS B10GX CMP BLK 63FT | EA |  | 1 Year | 1072.8696 | 5% | 1019.2261
35834 | Belden Wire | CA22100063A08 | 8P HARNESS B10GX CMP BLK 63FT | EA |  | 1 Year | 1355.0944 | 5% | 1287.3397
35835 | Belden Wire | CA22100064A08 | 8P HARNESS B10GX CMP BLK 64FT | EA |  | 1 Year | 1374.2432 | 5% | 1305.531
35836 | Belden Wire | CA22100065A06 | 6P HARNESS B10GX CMP BLK 65FT | EA |  | 1 Year | 1103.388 | 5% | 1048.2186
35837 | Belden Wire | CA22100065A08 | 8P HARNESS B10GX CMP BLK 65FT | EA |  | 1 Year | 1393.392 | 5% | 1323.7224
35838 | Belden Wire | CA22100066A08 | 8P HARNESS B10GX CMP BLK 66FT | EA |  | 1 Year | 1412.5408 | 5% | 1341.9138
35839 | Belden Wire | CA22100067A08 | 8P HARNESS B10GX CMP BLK 67FT | EA |  | 1 Year | 1431.6896 | 5% | 1360.1051
35840 | Belden Wire | CA22100068A08 | 8P HARNESS B10GX CMP BLK 68FT | EA |  | 1 Year | 1450.8384 | 5% | 1378.2965
35841 | Belden Wire | CA22100069A08 | 8P HARNESS B10GX CMP BLK 69FT | EA |  | 1 Year | 1469.9872 | 5% | 1396.4878
35842 | Belden Wire | CA22100070A06 | 6P HARNESS B10GX CMP BLK 70FT | EA |  | 1 Year | 1179.684 | 5% | 1120.6998
35843 | Belden Wire | CA22100070A08 | 8P HARNESS B10GX CMP BLK 70FT | EA |  | 1 Year | 1489.136 | 5% | 1414.6792
35844 | Belden Wire | CA22100071A08 | 8P HARNESS B10GX CMP BLK 71FT | EA |  | 1 Year | 1508.2848 | 5% | 1432.8706
35845 | Belden Wire | CA22100072A08 | 8P HARNESS B10GX CMP BLK 72FT | EA |  | 1 Year | 1527.4336 | 5% | 1451.0619
35846 | Belden Wire | CA22100073A08 | 8P HARNESS B10GX CMP BLK 73FT | EA |  | 1 Year | 1546.5824 | 5% | 1469.2533
35847 | Belden Wire | CA22100074A08 | 8P HARNESS B10GX CMP BLK 74FT | EA |  | 1 Year | 1565.7312 | 5% | 1487.4446
35848 | Belden Wire | CA22100075A06 | 10GX PRE-TERM ASSY BLK 75FT | EA |  | 1 Year | 1255.98 | 5% | 1193.181
35849 | Belden Wire | CA22100075A08 | 8P HARNESS B10GX CMP BLK 75FT | EA |  | 1 Year | 1584.88 | 5% | 1505.636
35850 | Belden Wire | CA22100076A08 | 8P HARNESS B10GX CMP BLK 76FT | EA |  | 1 Year | 1604.0288 | 5% | 1523.8274
35851 | Belden Wire | CA22100077A08 | 8P HARNESS B10GX CMP BLK 77FT | EA |  | 1 Year | 1623.1776 | 5% | 1542.0187
35852 | Belden Wire | CA22100078A08 | 8P HARNESS B10GX CMP BLK 78FT | EA |  | 1 Year | 1642.3264 | 5% | 1560.2101
35853 | Belden Wire | CA22100079A08 | 8P HARNESS B10GX CMP BLK 79FT | EA |  | 1 Year | 1661.4752 | 5% | 1578.4014
35854 | Belden Wire | CA22100080A06 | 6P HARNESS B10GX CMP BLK 80FT | EA |  | 1 Year | 1332.276 | 5% | 1265.6622
35855 | Belden Wire | CA22100080A08 | 8P HARNESS B10GX CMP BLK 80FT | EA |  | 1 Year | 1680.624 | 5% | 1596.5928
35856 | Belden Wire | CA22100081A08 | 8P HARNESS B10GX CMP BLK 81FT | EA |  | 1 Year | 1699.7728 | 5% | 1614.7842
35857 | Belden Wire | CA22100082A08 | 8P HARNESS B10GX CMP BLK 82FT | EA |  | 1 Year | 1718.9216 | 5% | 1632.9755
35858 | Belden Wire | CA22100083A08 | 8P HARNESS B10GX CMP BLK 83FT | EA |  | 1 Year | 1738.0704 | 5% | 1651.1669
35859 | Belden Wire | CA22100084A08 | 8P HARNESS B10GX CMP BLK 84FT | EA |  | 1 Year | 1757.2192 | 5% | 1669.3582
35860 | Belden Wire | CA22100085A06 | 6P HARNESS B10GX CMP BLK 85FT | EA |  | 1 Year | 1408.572 | 5% | 1338.1434
35861 | Belden Wire | CA22100085A08 | 8P HARNESS B10GX CMP BLK 85FT | EA |  | 1 Year | 1776.368 | 5% | 1687.5496
35862 | Belden Wire | CA22100086A08 | 8P HARNESS B10GX CMP BLK 86FT | EA |  | 1 Year | 1795.5168 | 5% | 1705.741
35863 | Belden Wire | CA22100087A08 | 8P HARNESS B10GX CMP BLK 87FT | EA |  | 1 Year | 1814.6656 | 5% | 1723.9323
35864 | Belden Wire | CA22100088A08 | 8P HARNESS B10GX CMP BLK 88FT | EA |  | 1 Year | 1833.8144 | 5% | 1742.1237
35865 | Belden Wire | CA22100089A08 | 8P HARNESS B10GX CMP BLK 89FT | EA |  | 1 Year | 1852.9632 | 5% | 1760.315
35866 | Belden Wire | CA22100090A06 | 6P HARNESS B10GX CMP BLK 90FT | EA |  | 1 Year | 1484.868 | 5% | 1410.6246
35867 | Belden Wire | CA22100090A08 | 8P HARNESS B10GX CMP BLK 90FT | EA |  | 1 Year | 1872.112 | 5% | 1778.5064
35868 | Belden Wire | CA22100091A08 | 8P HARNESS B10GX CMP BLK 91FT | EA |  | 1 Year | 1891.2608 | 5% | 1796.6978
35869 | Belden Wire | CA22100092A08 | 8P HARNESS B10GX CMP BLK 92FT | EA |  | 1 Year | 1910.4096 | 5% | 1814.8891
35870 | Belden Wire | CA22100093A08 | 8P HARNESS B10GX CMP BLK 93FT | EA |  | 1 Year | 1929.5584 | 5% | 1833.0805
35871 | Belden Wire | CA22100094A08 | 8P HARNESS B10GX CMP BLK 94FT | EA |  | 1 Year | 1948.7072 | 5% | 1851.2718
35872 | Belden Wire | CA22100095A06 | 6P HARNESS B10GX CMP BLK 95FT | EA |  | 1 Year | 1561.164 | 5% | 1483.1058
35873 | Belden Wire | CA22100095A08 | 8P HARNESS B10GX CMP BLK 95FT | EA |  | 1 Year | 1967.856 | 5% | 1869.4632
35874 | Belden Wire | CA22100096A08 | 8P HARNESS B10GX CMP BLK 96FT | EA |  | 1 Year | 1987.0048 | 5% | 1887.6546
35875 | Belden Wire | CA22100097A08 | 8P HARNESS B10GX CMP BLK 97FT | EA |  | 1 Year | 2006.1536 | 5% | 1905.8459
35876 | Belden Wire | CA22100098A08 | 8P HARNESS B10GX CMP BLK 98FT | EA |  | 1 Year | 2025.3024 | 5% | 1924.0373
35877 | Belden Wire | CA22100099A08 | 8P HARNESS B10GX CMP BLK 99FT | EA |  | 1 Year | 2044.4512 | 5% | 1942.2286
35878 | Belden Wire | CA22100100A06 | 6P HARNESS B10GX CMP BLK 100FT | EA |  | 1 Year | 1637.46 | 5% | 1555.587
35879 | Belden Wire | CA22100100A08 | 8P HARNESS B10GX CMP BLK 100FT | EA |  | 1 Year | 2063.6 | 5% | 1960.42
35880 | Belden Wire | CA22100105A06 | 6P HARNESS B10GX CMP BLK 105FT | EA |  | 1 Year | 1873.9776 | 5% | 1780.2787
35881 | Belden Wire | CA22100105A08 | 8P HARNESS B10GX CMP BLK 105FT | EA |  | 1 Year | 2360.4064 | 5% | 2242.3861
35882 | Belden Wire | CA22100110A06 | 6P HARNESS B10GX CMP BLK 110FT | EA |  | 1 Year | 1957.9032 | 5% | 1860.008
35883 | Belden Wire | CA22100110A08 | 8P HARNESS B10GX CMP BLK 110FT | EA |  | 1 Year | 2465.7248 | 5% | 2342.4386
35884 | Belden Wire | CA22100115A06 | 6P HARNESS B10GX CMP BLK 115FT | EA |  | 1 Year | 2041.8288 | 5% | 1939.7374
35885 | Belden Wire | CA22100115A08 | 8P HARNESS B10GX CMP BLK 115FT | EA |  | 1 Year | 2571.0432 | 5% | 2442.491
35886 | Belden Wire | CA22100120A06 | 6P HARNESS B10GX CMP BLK 120FT | EA |  | 1 Year | 2125.7544 | 5% | 2019.4667
35887 | Belden Wire | CA22100120A08 | 8P HARNESS B10GX CMP BLK 120FT | EA |  | 1 Year | 2676.3616 | 5% | 2542.5435
35888 | Belden Wire | CA22100125A06 | 6P HARNESS B10GX CMP BLK 125FT | EA |  | 1 Year | 2209.68 | 5% | 2099.196
35889 | Belden Wire | CA22100125A08 | 8P HARNESS B10GX CMP BLK 125FT | EA |  | 1 Year | 2781.68 | 5% | 2642.596
35890 | Belden Wire | CA22100130A06 | 6P HARNESS B10GX CMP BLK 130FT | EA |  | 1 Year | 2293.6056 | 5% | 2178.9253
35891 | Belden Wire | CA22100130A08 | 8P HARNESS B10GX CMP BLK 130FT | EA |  | 1 Year | 2886.9984 | 5% | 2742.6485
35892 | Belden Wire | CA22100135A06 | 6P HARNESS B10GX CMP BLK 135FT | EA |  | 1 Year | 2377.5312 | 5% | 2258.6546
35893 | Belden Wire | CA22100135A08 | 8P HARNESS B10GX CMP BLK 135FT | EA |  | 1 Year | 2992.3168 | 5% | 2842.701
35894 | Belden Wire | CA22100140A06 | 6P HARNESS B10GX CMP BLK 140FT | EA |  | 1 Year | 2461.4568 | 5% | 2338.384
35895 | Belden Wire | CA22100140A08 | 8P HARNESS B10GX CMP BLK 140FT | EA |  | 1 Year | 3097.6352 | 5% | 2942.7534
35896 | Belden Wire | CA22100145A06 | 6P HARNESS B10GX CMP BLK 145FT | EA |  | 1 Year | 2545.3824 | 5% | 2418.1133
35897 | Belden Wire | CA22100145A08 | 8P HARNESS B10GX CMP BLK 145FT | EA |  | 1 Year | 3202.9536 | 5% | 3042.8059
35898 | Belden Wire | CA22100150 | PATCHCORD B10GX CMP BLK 150FT | EA |  | 1 Year | 261.14 | 5% | 248.083
35899 | Belden Wire | CA22100150A06 | 6P HARNESS B10GX CMP BLK 150FT | EA |  | 1 Year | 2629.308 | 5% | 2497.8426
35900 | Belden Wire | CA22100150A08 | 8P HARNESS B10GX CMP BLK 150FT | EA |  | 1 Year | 3308.272 | 5% | 3142.8584
35901 | Belden Wire | CA22100155A06 | 6P HARNESS B10GX CMP BLK 155FT | EA |  | 1 Year | 2713.2336 | 5% | 2577.5719
35902 | Belden Wire | CA22100155A08 | 8P HARNESS B10GX CMP BLK 155FT | EA |  | 1 Year | 3413.5904 | 5% | 3242.9109
35903 | Belden Wire | CA22100160A06 | 6P HARNESS B10GX CMP BLK 160FT | EA |  | 1 Year | 2797.1592 | 5% | 2657.3012
35904 | Belden Wire | CA22100160A08 | 8P HARNESS B10GX CMP BLK 160FT | EA |  | 1 Year | 3518.9088 | 5% | 3342.9634
35905 | Belden Wire | CA22100165A06 | 6P HARNESS B10GX CMP BLK 165FT | EA |  | 1 Year | 2881.0848 | 5% | 2737.0306
35906 | Belden Wire | CA22100165A08 | 8P HARNESS B10GX CMP BLK 165FT | EA |  | 1 Year | 3624.2272 | 5% | 3443.0158
35907 | Belden Wire | CA22100170A06 | 6P HARNESS B10GX CMP BLK 170FT | EA |  | 1 Year | 2965.0104 | 5% | 2816.7599
35908 | Belden Wire | CA22100170A08 | 8P HARNESS B10GX CMP BLK 170FT | EA |  | 1 Year | 3729.5456 | 5% | 3543.0683
35909 | Belden Wire | CA22100175A06 | 6P HARNESS B10GX CMP BLK 175FT | EA |  | 1 Year | 3048.936 | 5% | 2896.4892
35910 | Belden Wire | CA22100175A08 | 8P HARNESS B10GX CMP BLK 175FT | EA |  | 1 Year | 3834.864 | 5% | 3643.1208
35911 | Belden Wire | CA22100180A06 | 6P HARNESS B10GX CMP BLK 180FT | EA |  | 1 Year | 3132.8616 | 5% | 2976.2185
35912 | Belden Wire | CA22100180A08 | 8P HARNESS B10GX CMP BLK 180FT | EA |  | 1 Year | 3940.1824 | 5% | 3743.1733
35913 | Belden Wire | CA22100185A06 | 10GX PRE-TERM ASSY BLK 185FT | EA |  | 1 Year | 3216.7872 | 5% | 3055.9478
35914 | Belden Wire | CA22100185A08 | 8P HARNESS B10GX CMP BLK 185FT | EA |  | 1 Year | 4045.5008 | 5% | 3843.2258
35915 | Belden Wire | CA22100190A06 | 6P HARNESS B10GX CMP BLK 190FT | EA |  | 1 Year | 3300.7128 | 5% | 3135.6772
35916 | Belden Wire | CA22100190A08 | 8P HARNESS B10GX CMP BLK 190FT | EA |  | 1 Year | 4150.8192 | 5% | 3943.2782
35917 | Belden Wire | CA22100195A06 | 6P HARNESS B10GX CMP BLK 195FT | EA |  | 1 Year | 3384.6384 | 5% | 3215.4065
35918 | Belden Wire | CA22100195A08 | 8P HARNESS B10GX CMP BLK 195FT | EA |  | 1 Year | 4256.1376 | 5% | 4043.3307
35919 | Belden Wire | CA22100200A06 | 6P HARNESS B10GX CMP BLK 200FT | EA |  | 1 Year | 3468.564 | 5% | 3295.1358
35920 | Belden Wire | CA22100200A08 | 8P HARNESS B10GX CMP BLK 200FT | EA |  | 1 Year | 4361.456 | 5% | 4143.3832
35921 | Belden Wire | CA22100205A06 | 6P HARNESS B10GX CMP BLK 205FT | EA |  | 1 Year | 3708.8964 | 5% | 3523.4516
35922 | Belden Wire | CA22100205A08 | 8P HARNESS B10GX CMP BLK 205FT | EA |  | 1 Year | 4663.0496 | 5% | 4429.8971
35923 | Belden Wire | CA22100210A06 | 6P HARNESS B10GX CMP BLK 210FT | EA |  | 1 Year | 3796.6368 | 5% | 3606.805
35924 | Belden Wire | CA22100210A08 | 8P HARNESS B10GX CMP BLK 210FT | EA |  | 1 Year | 4773.1552 | 5% | 4534.4974
35925 | Belden Wire | CA22100215A06 | 6P HARNESS B10GX CMP BLK 215FT | EA |  | 1 Year | 3884.3772 | 5% | 3690.1583
35926 | Belden Wire | CA22100215A08 | 8P HARNESS B10GX CMP BLK 215FT | EA |  | 1 Year | 4883.2608 | 5% | 4639.0978
35927 | Belden Wire | CA22100220A06 | 6P HARNESS B10GX CMP BLK 220FT | EA |  | 1 Year | 3972.1176 | 5% | 3773.5117
35928 | Belden Wire | CA22100220A08 | 8P HARNESS B10GX CMP BLK 220FT | EA |  | 1 Year | 4993.3664 | 5% | 4743.6981
35929 | Belden Wire | CA22100225A06 | 6P HARNESS B10GX CMP BLK 225FT | EA |  | 1 Year | 4059.858 | 5% | 3856.8651
35930 | Belden Wire | CA22100225A08 | 8P HARNESS B10GX CMP BLK 225FT | EA |  | 1 Year | 5103.472 | 5% | 4848.2984
35931 | Belden Wire | CA22100230A06 | 6P HARNESS B10GX CMP BLK 230FT | EA |  | 1 Year | 4147.5984 | 5% | 3940.2185
35932 | Belden Wire | CA22100230A08 | 8P HARNESS B10GX CMP BLK 230FT | EA |  | 1 Year | 5213.5776 | 5% | 4952.8987
35933 | Belden Wire | CA22100235A06 | 6P HARNESS B10GX CMP BLK 235FT | EA |  | 1 Year | 4235.3388 | 5% | 4023.5719
35934 | Belden Wire | CA22100235A08 | 8P HARNESS B10GX CMP BLK 235FT | EA |  | 1 Year | 5323.6832 | 5% | 5057.499
35935 | Belden Wire | CA22100240A06 | 6P HARNESS B10GX CMP BLK 240FT | EA |  | 1 Year | 4323.0792 | 5% | 4106.9252
35936 | Belden Wire | CA22100240A08 | 8P HARNESS B10GX CMP BLK 240FT | EA |  | 1 Year | 5433.7888 | 5% | 5162.0994
35937 | Belden Wire | CA22100245A06 | 6P HARNESS B10GX CMP BLK 245FT | EA |  | 1 Year | 4410.8196 | 5% | 4190.2786
35938 | Belden Wire | CA22100245A08 | 8P HARNESS B10GX CMP BLK 245FT | EA |  | 1 Year | 5543.8944 | 5% | 5266.6997
35939 | Belden Wire | CA22100250A06 | 6P HARNESS B10GX CMP BLK 250FT | EA |  | 1 Year | 4498.56 | 5% | 4273.632
35940 | Belden Wire | CA22100250A08 | 8P HARNESS B10GX CMP BLK 250FT | EA |  | 1 Year | 5654 | 5% | 5371.3
35941 | Belden Wire | CA22100255A06 | 6P HARNESS B10GX CMP BLK 255FT | EA |  | 1 Year | 4586.3004 | 5% | 4356.9854
35942 | Belden Wire | CA22100255A08 | 8P HARNESS B10GX CMP BLK 255FT | EA |  | 1 Year | 5764.1056 | 5% | 5475.9003
35943 | Belden Wire | CA22100260A06 | 6P HARNESS B10GX CMP BLK 260FT | EA |  | 1 Year | 4674.0408 | 5% | 4440.3388
35944 | Belden Wire | CA22100260A08 | 8P HARNESS B10GX CMP BLK 260FT | EA |  | 1 Year | 5874.2112 | 5% | 5580.5006
35945 | Belden Wire | CA22100265A06 | 6P HARNESS B10GX CMP BLK 265FT | EA |  | 1 Year | 4761.7812 | 5% | 4523.6921
35946 | Belden Wire | CA22100265A08 | 8P HARNESS B10GX CMP BLK 265FT | EA |  | 1 Year | 5984.3168 | 5% | 5685.101
35947 | Belden Wire | CA22100270A06 | 6P HARNESS B10GX CMP BLK 270FT | EA |  | 1 Year | 4849.5216 | 5% | 4607.0455
35948 | Belden Wire | CA22100275A06 | 6P HARNESS B10GX CMP BLK 275FT | EA |  | 1 Year | 4937.262 | 5% | 4690.3989
35949 | Belden Wire | CA22100280A06 | 6P HARNESS B10GX CMP BLK 280FT | EA |  | 1 Year | 5025.0024 | 5% | 4773.7523
35950 | Belden Wire | CA22100285A06 | 6P HARNESS B10GX CMP BLK 285FT | EA |  | 1 Year | 5112.7428 | 5% | 4857.1057
35951 | Belden Wire | CA22100290A06 | 6P HARNESS B10GX CMP BLK 290FT | EA |  | 1 Year | 5200.4832 | 5% | 4940.459
35952 | Belden Wire | CA22100295A06 | 6P HARNESS B10GX CMP BLK 295FT | EA |  | 1 Year | 4174.61 | 5% | 3965.8795
35953 | Belden Wire | CA22102010 | PATCHCORD B10GX CMP RED 10FT | EA |  | 1 Year | 29.26 | 5% | 27.797
35954 | Belden Wire | CA22103004 | PATCHCORD B10GX CMP ORA 4 FT | EA |  | 1 Year | 20.284 | 5% | 19.2698
35955 | Belden Wire | CA22103007 | PATCHCORD B10GX CMP ORA 7 FT | EA |  | 1 Year | 24.772 | 5% | 23.5334
35956 | Belden Wire | CA22103010 | PATCHCORD B10GX CMP ORA 10FT | EA |  | 1 Year | 29.26 | 5% | 27.797
35957 | Belden Wire | CA22103015 | PATCHCORD B10GX CMP ORA 15FT | EA |  | 1 Year | 36.74 | 5% | 34.903
35958 | Belden Wire | CA22103017 | PATCHCORD B10GX CMP ORA 17FT | EA |  | 1 Year | 39.732 | 5% | 37.7454
35959 | Belden Wire | CA22103021 | PATCHCORD B10GX CMP ORA 21FT | EA |  | 1 Year | 45.716 | 5% | 43.4302
35960 | Belden Wire | CA22103025 | PATCHCORD B10GX CMP ORA 25FT | EA |  | 1 Year | 51.7 | 5% | 49.115
35961 | Belden Wire | CA22103040 | PATCHCORD B10GX CMP ORA 40FT | EA |  | 1 Year | 74.14 | 5% | 70.433
35962 | Belden Wire | CA22103050 | PATCHCORD B10GX CMP ORA 50FT | EA |  | 1 Year | 89.1 | 5% | 84.645
35963 | Belden Wire | CA22104001 | PATCHCORD B10GX CMP YEL 1FT | EA |  | 1 Year | 15.796 | 5% | 15.0062
35964 | Belden Wire | CA22104005 | PATCHCORD B10GX CMP YEL 5FT | EA |  | 1 Year | 21.78 | 5% | 20.691
35965 | Belden Wire | CA22104010 | PATCHCORD B10GX CMP YEL 10FT | EA |  | 1 Year | 29.26 | 5% | 27.797
35966 | Belden Wire | CA22104015 | PATCHCORD B10GX CMP YEL 15FT | EA |  | 1 Year | 36.74 | 5% | 34.903
35967 | Belden Wire | CA22105007 | PATCHCORD B10GX CMP GRN 7FT | EA |  | 1 Year | 24.772 | 5% | 23.5334
35968 | Belden Wire | CA22105010 | PATCHCORD B10GX CMP GRN 10FT | EA |  | 1 Year | 29.26 | 5% | 27.797
35969 | Belden Wire | CA22105015 | PATCHCORD B10GX CMP GRN 15FT | EA |  | 1 Year | 36.74 | 5% | 34.903
35970 | Belden Wire | CA22105020 | PATCHCORD B10GX CMP GRN 20FT | EA |  | 1 Year | 44.22 | 5% | 42.009
35971 | Belden Wire | CA22105025 | PATCHCORD B10GX CMP GRN 25FT | EA |  | 1 Year | 51.7 | 5% | 49.115
35972 | Belden Wire | CA22105030 | PATCHCORD B10GX CMP GRN 30FT | EA |  | 1 Year | 59.18 | 5% | 56.221
35973 | Belden Wire | CA22106001 | PATCHCORD B10GX CMP BLU 1FT | EA |  | 1 Year | 15.796 | 5% | 15.0062
35974 | Belden Wire | CA22106003 | PATCHCORD B10GX CMP BLU 3FT | EA |  | 1 Year | 18.788 | 5% | 17.8486
35975 | Belden Wire | CA22106004 | PATCHCORD B10GX CMP BLU 4FT | EA |  | 1 Year | 20.284 | 5% | 19.2698
35976 | Belden Wire | CA22106005 | PATCHCORD B10GX CMP BLU 5FT | EA |  | 1 Year | 21.78 | 5% | 20.691
35977 | Belden Wire | CA22106006 | PATCHCORD B10GX CMP BLU 6FT | EA |  | 1 Year | 23.276 | 5% | 22.1122
35978 | Belden Wire | CA22106006A06 | 10GX PRE-TERM ASSY BLU 6FT | EA |  | 1 Year | 203.0952 | 5% | 192.9404
35979 | Belden Wire | CA22106006A08 | 8P HARNESS B10GX CMP BLU 6FT | EA |  | 1 Year | 263.6128 | 5% | 250.4322
35980 | Belden Wire | CA22106007 | PATCHCORD B10GX CMP BLU 7FT | EA |  | 1 Year | 24.772 | 5% | 23.5334
35981 | Belden Wire | CA22106007A06 | 10GX PRE-TERM ASSY BLU 7FT | EA |  | 1 Year | 218.3544 | 5% | 207.4367
35982 | Belden Wire | CA22106007A08 | 8P HARNESS B10GX CMP BLU 7FT | EA |  | 1 Year | 282.7616 | 5% | 268.6235
35983 | Belden Wire | CA22106008A06 | 10GX PRE-TERM ASSY BLU 8FT | EA |  | 1 Year | 233.6136 | 5% | 221.9329
35984 | Belden Wire | CA22106008A08 | 8P HARNESS B10GX CMP BLU 8FT | EA |  | 1 Year | 301.9104 | 5% | 286.8149
35985 | Belden Wire | CA22106009A06 | 10GX PRE-TERM ASSY BLU 9FT | EA |  | 1 Year | 248.8728 | 5% | 236.4292
35986 | Belden Wire | CA22106009A08 | 8P HARNESS B10GX CMP BLU 9FT | EA |  | 1 Year | 321.0592 | 5% | 305.0062
35987 | Belden Wire | CA22106010 | PATCHCORD B10GX CMP BLU 10FT | EA |  | 1 Year | 29.26 | 5% | 27.797
35988 | Belden Wire | CA22106010A06 | 10GX PRE-TERM ASSY BLU 10FT | EA |  | 1 Year | 264.132 | 5% | 250.9254
35989 | Belden Wire | CA22106010A08 | 8P HARNESS B10GX CMP BLU 10FT | EA |  | 1 Year | 340.208 | 5% | 323.1976
35990 | Belden Wire | CA22106011A06 | 10GX PRE-TERM ASSY BLU 11FT | EA |  | 1 Year | 279.3912 | 5% | 265.4216
35991 | Belden Wire | CA22106011A08 | 8P HARNESS B10GX CMP BLU 11FT | EA |  | 1 Year | 359.3568 | 5% | 341.389
35992 | Belden Wire | CA22106012A06 | 10GX PRE-TERM ASSY BLU 12FT | EA |  | 1 Year | 294.6504 | 5% | 279.9179
35993 | Belden Wire | CA22106012A08 | 8P HARNESS B10GX CMP BLU 12FT | EA |  | 1 Year | 378.5056 | 5% | 359.5803
35994 | Belden Wire | CA22106013A06 | 10GX PRE-TERM ASSY BLU 13FT | EA |  | 1 Year | 309.9096 | 5% | 294.4141
35995 | Belden Wire | CA22106013A08 | 8P HARNESS B10GX CMP BLU 13FT | EA |  | 1 Year | 397.6544 | 5% | 377.7717
35996 | Belden Wire | CA22106014A06 | 10GX PRE-TERM ASSY BLU 14FT | EA |  | 1 Year | 325.1688 | 5% | 308.9104
35997 | Belden Wire | CA22106014A08 | 8P HARNESS B10GX CMP BLU 14FT | EA |  | 1 Year | 416.8032 | 5% | 395.963
35998 | Belden Wire | CA22106015 | PATCHCORD B10GX CMP BLU 15FT | EA |  | 1 Year | 36.74 | 5% | 34.903
35999 | Belden Wire | CA22106015A06 | 10GX PRE-TERM ASSY BLU 15FT | EA |  | 1 Year | 340.428 | 5% | 323.4066
36000 | Belden Wire | CA22106015A08 | 8P HARNESS B10GX CMP BLU 15FT | EA |  | 1 Year | 435.952 | 5% | 414.1544
36001 | Belden Wire | CA22106016 | PATCHCORD B10GX CMP BLU 16FT | EA |  | 1 Year | 38.236 | 5% | 36.3242
36002 | Belden Wire | CA22106016A06 | 10GX PRE-TERM ASSY BLU 16FT | EA |  | 1 Year | 355.6872 | 5% | 337.9028
36003 | Belden Wire | CA22106016A08 | 8P HARNESS B10GX CMP BLU 16FT | EA |  | 1 Year | 455.1008 | 5% | 432.3458
36004 | Belden Wire | CA22106017A06 | 10GX PRE-TERM ASSY BLU 17FT | EA |  | 1 Year | 370.9464 | 5% | 352.3991
36005 | Belden Wire | CA22106017A08 | 8P HARNESS B10GX CMP BLU 17FT | EA |  | 1 Year | 474.2496 | 5% | 450.5371
36006 | Belden Wire | CA22106018 | PATCHCORD B10GX CMP BLU 18FT | EA |  | 1 Year | 41.228 | 5% | 39.1666
36007 | Belden Wire | CA22106018A06 | 10GX PRE-TERM ASSY BLU 18FT | EA |  | 1 Year | 386.2056 | 5% | 366.8953
36008 | Belden Wire | CA22106018A08 | 8P HARNESS B10GX CMP BLU 18FT | EA |  | 1 Year | 493.3984 | 5% | 468.7285
36009 | Belden Wire | CA22106019 | PATCHCORD B10GX CMP BLU 19FT | EA |  | 1 Year | 42.724 | 5% | 40.5878
36010 | Belden Wire | CA22106019A06 | 10GX PRE-TERM ASSY BLU 19FT | EA |  | 1 Year | 401.4648 | 5% | 381.3916
36011 | Belden Wire | CA22106019A08 | 8P HARNESS B10GX CMP BLU 19FT | EA |  | 1 Year | 512.5472 | 5% | 486.9198
36012 | Belden Wire | CA22106020 | PATCHCORD B10GX CMP BLU 20FT | EA |  | 1 Year | 44.22 | 5% | 42.009
36013 | Belden Wire | CA22106020A06 | 10GX PRE-TERM ASSY BLU 20FT | EA |  | 1 Year | 416.724 | 5% | 395.8878
36014 | Belden Wire | CA22106020A08 | 8P HARNESS B10GX CMP BLU 20FT | EA |  | 1 Year | 531.696 | 5% | 505.1112
36015 | Belden Wire | CA22106021A06 | 10GX PRE-TERM ASSY BLU 21FT | EA |  | 1 Year | 431.9832 | 5% | 410.384
36016 | Belden Wire | CA22106021A08 | 8P HARNESS B10GX CMP BLU 21FT | EA |  | 1 Year | 550.8448 | 5% | 523.3026
36017 | Belden Wire | CA22106022 | PATCHCORD B10GX CMP BLU 22FT | EA |  | 1 Year | 47.212 | 5% | 44.8514
36018 | Belden Wire | CA22106022A06 | 10GX PRE-TERM ASSY BLU 22FT | EA |  | 1 Year | 447.2424 | 5% | 424.8803
36019 | Belden Wire | CA22106022A08 | 8P HARNESS B10GX CMP BLU 22FT | EA |  | 1 Year | 569.9936 | 5% | 541.4939
36020 | Belden Wire | CA22106023 | PATCHCORD B10GX CMP BLU 23FT | EA |  | 1 Year | 48.708 | 5% | 46.2726
36021 | Belden Wire | CA22106023A06 | 10GX PRE-TERM ASSY BLU 23FT | EA |  | 1 Year | 462.5016 | 5% | 439.3765
36022 | Belden Wire | CA22106023A08 | 8P HARNESS B10GX CMP BLU 23FT | EA |  | 1 Year | 589.1424 | 5% | 559.6853
36023 | Belden Wire | CA22106024 | PATCHCORD B10GX CMP BLU 24FT | EA |  | 1 Year | 50.204 | 5% | 47.6938
36024 | Belden Wire | CA22106024A06 | 10GX PRE-TERM ASSY BLU 24FT | EA |  | 1 Year | 477.7608 | 5% | 453.8728
36025 | Belden Wire | CA22106024A08 | 8P HARNESS B10GX CMP BLU 24FT | EA |  | 1 Year | 608.2912 | 5% | 577.8766
36026 | Belden Wire | CA22106025 | PATCHCORD B10GX CMP BLU 25FT | EA |  | 1 Year | 51.7 | 5% | 49.115
36027 | Belden Wire | CA22106025A06 | 10GX PRE-TERM ASSY BLU 25FT | EA |  | 1 Year | 493.02 | 5% | 468.369
36028 | Belden Wire | CA22106025A08 | 8P HARNESS B10GX CMP BLU 25FT | EA |  | 1 Year | 627.44 | 5% | 596.068
36029 | Belden Wire | CA22106026 | PATCHCORD B10GX CMP BLU 26FT | EA |  | 1 Year | 53.196 | 5% | 50.5362
36030 | Belden Wire | CA22106026A06 | 10GX PRE-TERM ASSY BLU 26FT | EA |  | 1 Year | 508.2792 | 5% | 482.8652
36031 | Belden Wire | CA22106026A08 | 8P HARNESS B10GX CMP BLU 26FT | EA |  | 1 Year | 646.5888 | 5% | 614.2594
36032 | Belden Wire | CA22106027 | PATCHCORD B10GX CMP BLU 27FT | EA |  | 1 Year | 54.692 | 5% | 51.9574
36033 | Belden Wire | CA22106027A06 | 10GX PRE-TERM ASSY BLU 27FT | EA |  | 1 Year | 523.5384 | 5% | 497.3615
36034 | Belden Wire | CA22106027A08 | 8P HARNESS B10GX CMP BLU 27FT | EA |  | 1 Year | 665.7376 | 5% | 632.4507
36035 | Belden Wire | CA22106028 | PATCHCORD B10GX CMP BLU 28FT | EA |  | 1 Year | 56.188 | 5% | 53.3786
36036 | Belden Wire | CA22106028A06 | 10GX PRE-TERM ASSY BLU 28FT | EA |  | 1 Year | 538.7976 | 5% | 511.8577
36037 | Belden Wire | CA22106028A08 | 8P HARNESS B10GX CMP BLU 28FT | EA |  | 1 Year | 684.8864 | 5% | 650.6421
36038 | Belden Wire | CA22106029 | PATCHCORD B10GX CMP BLU 29FT | EA |  | 1 Year | 57.684 | 5% | 54.7998
36039 | Belden Wire | CA22106029A06 | 10GX PRE-TERM ASSY BLU 29FT | EA |  | 1 Year | 554.0568 | 5% | 526.354
36040 | Belden Wire | CA22106029A08 | 8P HARNESS B10GX CMP BLU 29FT | EA |  | 1 Year | 704.0352 | 5% | 668.8334
36041 | Belden Wire | CA22106030 | PATCHCORD B10GX CMP BLU 30FT | EA |  | 1 Year | 59.18 | 5% | 56.221
36042 | Belden Wire | CA22106030A06 | 10GX PRE-TERM ASSY BLU 30FT | EA |  | 1 Year | 569.316 | 5% | 540.8502
36043 | Belden Wire | CA22106030A08 | 8P HARNESS B10GX CMP BLU 30FT | EA |  | 1 Year | 723.184 | 5% | 687.0248
36044 | Belden Wire | CA22106031A06 | 10GX PRE-TERM ASSY BLU 31FT | EA |  | 1 Year | 584.5752 | 5% | 555.3464
36045 | Belden Wire | CA22106031A08 | 8P HARNESS B10GX CMP BLU 31FT | EA |  | 1 Year | 742.3328 | 5% | 705.2162
36046 | Belden Wire | CA22106032A06 | 10GX PRE-TERM ASSY BLU 32FT | EA |  | 1 Year | 599.8344 | 5% | 569.8427
36047 | Belden Wire | CA22106032A08 | 8P HARNESS B10GX CMP BLU 32FT | EA |  | 1 Year | 761.4816 | 5% | 723.4075
36048 | Belden Wire | CA22106033 | PATCHCORD B10GX CMP BLU 33FT | EA |  | 1 Year | 63.668 | 5% | 60.4846
36049 | Belden Wire | CA22106033A06 | 10GX PRE-TERM ASSY BLU 33FT | EA |  | 1 Year | 615.0936 | 5% | 584.3389
36050 | Belden Wire | CA22106033A08 | 8P HARNESS B10GX CMP BLU 33FT | EA |  | 1 Year | 780.6304 | 5% | 741.5989
36051 | Belden Wire | CA22106034A06 | 10GX PRE-TERM ASSY BLU 34FT | EA |  | 1 Year | 630.3528 | 5% | 598.8352
36052 | Belden Wire | CA22106034A08 | 8P HARNESS B10GX CMP BLU 34FT | EA |  | 1 Year | 799.7792 | 5% | 759.7902
36053 | Belden Wire | CA22106035A06 | 10GX PRE-TERM ASSY BLU 35FT | EA |  | 1 Year | 645.612 | 5% | 613.3314
36054 | Belden Wire | CA22106035A08 | 8P HARNESS B10GX CMP BLU 35FT | EA |  | 1 Year | 818.928 | 5% | 777.9816
36055 | Belden Wire | CA22106036 | PATCHCORD B10GX CMP BLU 36FT | EA |  | 1 Year | 68.156 | 5% | 64.7482
36056 | Belden Wire | CA22106036A06 | 10GX PRE-TERM ASSY BLU 36FT | EA |  | 1 Year | 660.8712 | 5% | 627.8276
36057 | Belden Wire | CA22106036A08 | 8P HARNESS B10GX CMP BLU 36FT | EA |  | 1 Year | 838.0768 | 5% | 796.173
36058 | Belden Wire | CA22106037A06 | 10GX PRE-TERM ASSY BLU 37FT | EA |  | 1 Year | 676.1304 | 5% | 642.3239
36059 | Belden Wire | CA22106037A08 | 8P HARNESS B10GX CMP BLU 37FT | EA |  | 1 Year | 857.2256 | 5% | 814.3643
36060 | Belden Wire | CA22106038A06 | 10GX PRE-TERM ASSY BLU 38FT | EA |  | 1 Year | 691.3896 | 5% | 656.8201
36061 | Belden Wire | CA22106038A08 | 8P HARNESS B10GX CMP BLU 38FT | EA |  | 1 Year | 876.3744 | 5% | 832.5557
36062 | Belden Wire | CA22106039A06 | 10GX PRE-TERM ASSY BLU 39FT | EA |  | 1 Year | 706.6488 | 5% | 671.3164
36063 | Belden Wire | CA22106039A08 | 8P HARNESS B10GX CMP BLU 39FT | EA |  | 1 Year | 895.5232 | 5% | 850.747
36064 | Belden Wire | CA22106040 | PATCHCORD B10GX CMP BLU 40FT | EA |  | 1 Year | 74.14 | 5% | 70.433
36065 | Belden Wire | CA22106040A06 | 10GX PRE-TERM ASSY BLU 40FT | EA |  | 1 Year | 721.908 | 5% | 685.8126
36066 | Belden Wire | CA22106040A08 | 8P HARNESS B10GX CMP BLU 40FT | EA |  | 1 Year | 914.672 | 5% | 868.9384
36067 | Belden Wire | CA22106041A06 | 10GX PRE-TERM ASSY BLU 41FT | EA |  | 1 Year | 737.1672 | 5% | 700.3088
36068 | Belden Wire | CA22106041A08 | 8P HARNESS B10GX CMP BLU 41FT | EA |  | 1 Year | 933.8208 | 5% | 887.1298
36069 | Belden Wire | CA22106042A06 | 10GX PRE-TERM ASSY BLU 42FT | EA |  | 1 Year | 752.4264 | 5% | 714.8051
36070 | Belden Wire | CA22106042A08 | 8P HARNESS B10GX CMP BLU 42FT | EA |  | 1 Year | 952.9696 | 5% | 905.3211
36071 | Belden Wire | CA22106043A06 | 10GX PRE-TERM ASSY BLU 43FT | EA |  | 1 Year | 767.6856 | 5% | 729.3013
36072 | Belden Wire | CA22106043A08 | 8P HARNESS B10GX CMP BLU 43FT | EA |  | 1 Year | 972.1184 | 5% | 923.5125
36073 | Belden Wire | CA22106044A06 | 10GX PRE-TERM ASSY BLU 44FT | EA |  | 1 Year | 782.9448 | 5% | 743.7976
36074 | Belden Wire | CA22106044A08 | 8P HARNESS B10GX CMP BLU 44FT | EA |  | 1 Year | 991.2672 | 5% | 941.7038
36075 | Belden Wire | CA22106045A06 | 10GX PRE-TERM ASSY BLU 45FT | EA |  | 1 Year | 798.204 | 5% | 758.2938
36076 | Belden Wire | CA22106045A08 | 8P HARNESS B10GX CMP BLU 45FT | EA |  | 1 Year | 1010.416 | 5% | 959.8952
36077 | Belden Wire | CA22106046 | PATCHCORD B10GX CMP BLU 46FT | EA |  | 1 Year | 83.116 | 5% | 78.9602
36078 | Belden Wire | CA22106046A06 | 10GX PRE-TERM ASSY BLU 46FT | EA |  | 1 Year | 813.4632 | 5% | 772.79
36079 | Belden Wire | CA22106046A08 | 8P HARNESS B10GX CMP BLU 46FT | EA |  | 1 Year | 1029.5648 | 5% | 978.0866
36080 | Belden Wire | CA22106047A06 | 10GX PRE-TERM ASSY BLU 47FT | EA |  | 1 Year | 828.7224 | 5% | 787.2863
36081 | Belden Wire | CA22106047A08 | 8P HARNESS B10GX CMP BLU 47FT | EA |  | 1 Year | 1048.7136 | 5% | 996.2779
36082 | Belden Wire | CA22106048A06 | 10GX PRE-TERM ASSY BLU 48FT | EA |  | 1 Year | 843.9816 | 5% | 801.7825
36083 | Belden Wire | CA22106048A08 | 8P HARNESS B10GX CMP BLU 48FT | EA |  | 1 Year | 1067.8624 | 5% | 1014.4693
36084 | Belden Wire | CA22106049 | PATCHCORD B10GX CMP BLU 49FT | EA |  | 1 Year | 87.604 | 5% | 83.2238
36085 | Belden Wire | CA22106049A06 | 10GX PRE-TERM ASSY BLU 49FT | EA |  | 1 Year | 859.2408 | 5% | 816.2788
36086 | Belden Wire | CA22106049A08 | 8P HARNESS B10GX CMP BLU 49FT | EA |  | 1 Year | 1087.0112 | 5% | 1032.6606
36087 | Belden Wire | CA22106050 | PATCHCORD B10GX CMP BLU 50FT | EA |  | 1 Year | 89.1 | 5% | 84.645
36088 | Belden Wire | CA22106050A06 | 10GX PRE-TERM ASSY BLU 50FT | EA |  | 1 Year | 874.5 | 5% | 830.775
36089 | Belden Wire | CA22106050A08 | 8P HARNESS B10GX CMP BLU 50FT | EA |  | 1 Year | 1106.16 | 5% | 1050.852
36090 | Belden Wire | CA22106051A08 | 8P HARNESS B10GX CMP BLU 51FT | EA |  | 1 Year | 1125.3088 | 5% | 1069.0434
36091 | Belden Wire | CA22106052A06 | 10GX PRE-TERM ASSY BLU 52FT | EA |  | 1 Year | 905.0184 | 5% | 859.7675
36092 | Belden Wire | CA22106052A08 | 8P HARNESS B10GX CMP BLU 52FT | EA |  | 1 Year | 1144.4576 | 5% | 1087.2347
36093 | Belden Wire | CA22106053A06 | 10GX PRE-TERM ASSY BLU 53FT | EA |  | 1 Year | 920.2776 | 5% | 874.2637
36094 | Belden Wire | CA22106053A08 | 8P HARNESS B10GX CMP BLU 53FT | EA |  | 1 Year | 1163.6064 | 5% | 1105.4261
36095 | Belden Wire | CA22106054A08 | 8P HARNESS B10GX CMP BLU 54FT | EA |  | 1 Year | 1182.7552 | 5% | 1123.6174
36096 | Belden Wire | CA22106055A06 | 10GX PRE-TERM ASSY BLU 55FT | EA |  | 1 Year | 950.796 | 5% | 903.2562
36097 | Belden Wire | CA22106055A08 | 8P HARNESS B10GX CMP BLU 55FT | EA |  | 1 Year | 1201.904 | 5% | 1141.8088
36098 | Belden Wire | CA22106056A06 | 10GX PRE-TERM ASSY BLU 56FT | EA |  | 1 Year | 966.0552 | 5% | 917.7524
36099 | Belden Wire | CA22106056A08 | 8P HARNESS B10GX CMP BLU 56FT | EA |  | 1 Year | 1221.0528 | 5% | 1160.0002
36100 | Belden Wire | CA22106057A06 | 10GX PRE-TERM ASSY BLU 57FT | EA |  | 1 Year | 981.3144 | 5% | 932.2487
36101 | Belden Wire | CA22106057A08 | 8P HARNESS B10GX CMP BLU 57FT | EA |  | 1 Year | 1240.2016 | 5% | 1178.1915
36102 | Belden Wire | CA22106058A08 | 8P HARNESS B10GX CMP BLU 58FT | EA |  | 1 Year | 1259.3504 | 5% | 1196.3829
36103 | Belden Wire | CA22106059A08 | 8P HARNESS B10GX CMP BLU 59FT | EA |  | 1 Year | 1278.4992 | 5% | 1214.5742
36104 | Belden Wire | CA22106060 | PATCHCORD B10GX CMP BLU 60FT | EA |  | 1 Year | 104.06 | 5% | 98.857
36105 | Belden Wire | CA22106060A06 | 10GX PRE-TERM ASSY BLU 60FT | EA |  | 1 Year | 1027.092 | 5% | 975.7374
36106 | Belden Wire | CA22106060A08 | 8P HARNESS B10GX CMP BLU 60FT | EA |  | 1 Year | 1297.648 | 5% | 1232.7656
36107 | Belden Wire | CA22106061A08 | 8P HARNESS B10GX CMP BLU 61FT | EA |  | 1 Year | 1316.7968 | 5% | 1250.957
36108 | Belden Wire | CA22106062A08 | 8P HARNESS B10GX CMP BLU 62FT | EA |  | 1 Year | 1335.9456 | 5% | 1269.1483
36109 | Belden Wire | CA22106063A08 | 8P HARNESS B10GX CMP BLU 63FT | EA |  | 1 Year | 1355.0944 | 5% | 1287.3397
36110 | Belden Wire | CA22106064A08 | 8P HARNESS B10GX CMP BLU 64FT | EA |  | 1 Year | 1374.2432 | 5% | 1305.531
36111 | Belden Wire | CA22106065A06 | 10GX PRE-TERM ASSY BLU 65FT | EA |  | 1 Year | 1103.388 | 5% | 1048.2186
36112 | Belden Wire | CA22106065A08 | 8P HARNESS B10GX CMP BLU 65FT | EA |  | 1 Year | 1393.392 | 5% | 1323.7224
36113 | Belden Wire | CA22106066A08 | 8P HARNESS B10GX CMP BLU 66FT | EA |  | 1 Year | 1412.5408 | 5% | 1341.9138
36114 | Belden Wire | CA22106067A08 | 8P HARNESS B10GX CMP BLU 67FT | EA |  | 1 Year | 1431.6896 | 5% | 1360.1051
36115 | Belden Wire | CA22106068A08 | 8P HARNESS B10GX CMP BLU 68FT | EA |  | 1 Year | 1450.8384 | 5% | 1378.2965
36116 | Belden Wire | CA22106069A08 | 8P HARNESS B10GX CMP BLU 69FT | EA |  | 1 Year | 1469.9872 | 5% | 1396.4878
36117 | Belden Wire | CA22106070A06 | 10GX PRE-TERM ASSY BLU 70FT | EA |  | 1 Year | 1179.684 | 5% | 1120.6998
36118 | Belden Wire | CA22106070A08 | 8P HARNESS B10GX CMP BLU 70FT | EA |  | 1 Year | 1489.136 | 5% | 1414.6792
36119 | Belden Wire | CA22106071A08 | 8P HARNESS B10GX CMP BLU 71FT | EA |  | 1 Year | 1508.2848 | 5% | 1432.8706
36120 | Belden Wire | CA22106072A08 | 8P HARNESS B10GX CMP BLU 72FT | EA |  | 1 Year | 1527.4336 | 5% | 1451.0619
36121 | Belden Wire | CA22106073A08 | 8P HARNESS B10GX CMP BLU 73FT | EA |  | 1 Year | 1546.5824 | 5% | 1469.2533
36122 | Belden Wire | CA22106074A08 | 8P HARNESS B10GX CMP BLU 74FT | EA |  | 1 Year | 1565.7312 | 5% | 1487.4446
36123 | Belden Wire | CA22106075A06 | 10GX PRE-TERM ASSY BLU 75FT | EA |  | 1 Year | 1255.98 | 5% | 1193.181
36124 | Belden Wire | CA22106075A08 | 8P HARNESS B10GX CMP BLU 75FT | EA |  | 1 Year | 1584.88 | 5% | 1505.636
36125 | Belden Wire | CA22106076A08 | 8P HARNESS B10GX CMP BLU 76FT | EA |  | 1 Year | 1604.0288 | 5% | 1523.8274
36126 | Belden Wire | CA22106077A08 | 8P HARNESS B10GX CMP BLU 77FT | EA |  | 1 Year | 1623.1776 | 5% | 1542.0187
36127 | Belden Wire | CA22106078A08 | 8P HARNESS B10GX CMP BLU 78FT | EA |  | 1 Year | 1642.3264 | 5% | 1560.2101
36128 | Belden Wire | CA22106079A08 | 8P HARNESS B10GX CMP BLU 79FT | EA |  | 1 Year | 1661.4752 | 5% | 1578.4014
36129 | Belden Wire | CA22106080A06 | 10GX PRE-TERM ASSY BLU 80FT | EA |  | 1 Year | 1332.276 | 5% | 1265.6622
36130 | Belden Wire | CA22106080A08 | 8P HARNESS B10GX CMP BLU 80FT | EA |  | 1 Year | 1680.624 | 5% | 1596.5928
36131 | Belden Wire | CA22106081A08 | 8P HARNESS B10GX CMP BLU 81FT | EA |  | 1 Year | 1699.7728 | 5% | 1614.7842
36132 | Belden Wire | CA22106082A08 | 8P HARNESS B10GX CMP BLU 82FT | EA |  | 1 Year | 1718.9216 | 5% | 1632.9755
36133 | Belden Wire | CA22106083A08 | 8P HARNESS B10GX CMP BLU 83FT | EA |  | 1 Year | 1738.0704 | 5% | 1651.1669
36134 | Belden Wire | CA22106084A08 | 8P HARNESS B10GX CMP BLU 84FT | EA |  | 1 Year | 1757.2192 | 5% | 1669.3582
36135 | Belden Wire | CA22106085A06 | 10GX PRE-TERM ASSY BLU 85FT | EA |  | 1 Year | 1408.572 | 5% | 1338.1434
36136 | Belden Wire | CA22106085A08 | 8P HARNESS B10GX CMP BLU 85FT | EA |  | 1 Year | 1776.368 | 5% | 1687.5496
36137 | Belden Wire | CA22106086A08 | 8P HARNESS B10GX CMP BLU 86FT | EA |  | 1 Year | 1795.5168 | 5% | 1705.741
36138 | Belden Wire | CA22106087A08 | 8P HARNESS B10GX CMP BLU 87FT | EA |  | 1 Year | 1814.6656 | 5% | 1723.9323
36139 | Belden Wire | CA22106088A08 | 8P HARNESS B10GX CMP BLU 88FT | EA |  | 1 Year | 1833.8144 | 5% | 1742.1237
36140 | Belden Wire | CA22106089A08 | 8P HARNESS B10GX CMP BLU 89FT | EA |  | 1 Year | 1852.9632 | 5% | 1760.315
36141 | Belden Wire | CA22106090A06 | 10GX PRE-TERM ASSY BLU 90FT | EA |  | 1 Year | 1484.868 | 5% | 1410.6246
36142 | Belden Wire | CA22106090A08 | 8P HARNESS B10GX CMP BLU 90FT | EA |  | 1 Year | 1872.112 | 5% | 1778.5064
36143 | Belden Wire | CA22106091A08 | 8P HARNESS B10GX CMP BLU 91FT | EA |  | 1 Year | 1891.2608 | 5% | 1796.6978
36144 | Belden Wire | CA22106092A08 | 8P HARNESS B10GX CMP BLU 92FT | EA |  | 1 Year | 1910.4096 | 5% | 1814.8891
36145 | Belden Wire | CA22106093A08 | 8P HARNESS B10GX CMP BLU 93FT | EA |  | 1 Year | 1929.5584 | 5% | 1833.0805
36146 | Belden Wire | CA22106094A08 | 8P HARNESS B10GX CMP BLU 94FT | EA |  | 1 Year | 1948.7072 | 5% | 1851.2718
36147 | Belden Wire | CA22106095A06 | 10GX PRE-TERM ASSY BLU 95FT | EA |  | 1 Year | 1561.164 | 5% | 1483.1058
36148 | Belden Wire | CA22106095A08 | 8P HARNESS B10GX CMP BLU 95FT | EA |  | 1 Year | 1967.856 | 5% | 1869.4632
36149 | Belden Wire | CA22106096A08 | 8P HARNESS B10GX CMP BLU 96FT | EA |  | 1 Year | 1987.0048 | 5% | 1887.6546
36150 | Belden Wire | CA22106097A08 | 8P HARNESS B10GX CMP BLU 97FT | EA |  | 1 Year | 2006.1536 | 5% | 1905.8459
36151 | Belden Wire | CA22106098A08 | 8P HARNESS B10GX CMP BLU 98FT | EA |  | 1 Year | 2025.3024 | 5% | 1924.0373
36152 | Belden Wire | CA22106099A08 | 8P HARNESS B10GX CMP BLU 99FT | EA |  | 1 Year | 2044.4512 | 5% | 1942.2286
36153 | Belden Wire | CA22106100A06 | 10GX PRE-TERM ASSY BLU 100FT | EA |  | 1 Year | 1637.46 | 5% | 1555.587
36154 | Belden Wire | CA22106100A08 | 8P HARNESS B10GX CMP BLU 100FT | EA |  | 1 Year | 2063.6 | 5% | 1960.42
36155 | Belden Wire | CA22106105A06 | 10GX PRE-TERM ASSY BLU 105FT | EA |  | 1 Year | 1873.9776 | 5% | 1780.2787
36156 | Belden Wire | CA22106105A08 | 8P HARNESS B10GX CMP BLU 105FT | EA |  | 1 Year | 2360.4064 | 5% | 2242.3861
36157 | Belden Wire | CA22106110A06 | 10GX PRE-TERM ASSY BLU 110FT | EA |  | 1 Year | 1957.9032 | 5% | 1860.008
36158 | Belden Wire | CA22106110A08 | 8P HARNESS B10GX CMP BLU 110FT | EA |  | 1 Year | 2465.7248 | 5% | 2342.4386
36159 | Belden Wire | CA22106115A06 | 10GX PRE-TERM ASSY BLU 115FT | EA |  | 1 Year | 2041.8288 | 5% | 1939.7374
36160 | Belden Wire | CA22106115A08 | 8P HARNESS B10GX CMP BLU 115FT | EA |  | 1 Year | 2571.0432 | 5% | 2442.491
36161 | Belden Wire | CA22106120A06 | 10GX PRE-TERM ASSY BLU 120FT | EA |  | 1 Year | 2125.7544 | 5% | 2019.4667
36162 | Belden Wire | CA22106120A08 | 8P HARNESS B10GX CMP BLU 120FT | EA |  | 1 Year | 2676.3616 | 5% | 2542.5435
36163 | Belden Wire | CA22106125 | PATCHCORD B10GX CMP BLU 125FT | EA |  | 1 Year | 220 | 5% | 209
36164 | Belden Wire | CA22106125A06 | 10GX PRE-TERM ASSY BLU 125FT | EA |  | 1 Year | 2209.68 | 5% | 2099.196
36165 | Belden Wire | CA22106125A08 | 8P HARNESS B10GX CMP BLU 125FT | EA |  | 1 Year | 2781.68 | 5% | 2642.596
36166 | Belden Wire | CA22106130A06 | 10GX PRE-TERM ASSY BLU 130FT | EA |  | 1 Year | 2293.6056 | 5% | 2178.9253
36167 | Belden Wire | CA22106130A08 | 8P HARNESS B10GX CMP BLU 130FT | EA |  | 1 Year | 2886.9984 | 5% | 2742.6485
36168 | Belden Wire | CA22106135A06 | 10GX PRE-TERM ASSY BLU 135FT | EA |  | 1 Year | 2377.5312 | 5% | 2258.6546
36169 | Belden Wire | CA22106135A08 | 8P HARNESS B10GX CMP BLU 135FT | EA |  | 1 Year | 2992.3168 | 5% | 2842.701
36170 | Belden Wire | CA22106140A06 | 10GX PRE-TERM ASSY BLU 140FT | EA |  | 1 Year | 2461.4568 | 5% | 2338.384
36171 | Belden Wire | CA22106140A08 | 8P HARNESS B10GX CMP BLU 140FT | EA |  | 1 Year | 3097.6352 | 5% | 2942.7534
36172 | Belden Wire | CA22106141 | PATCHCORD B10GX CMP BLU 141FT | EA |  | 1 Year | 246.3296 | 5% | 234.0131
36173 | Belden Wire | CA22106144 | PATCHCORD B10GX CMP BLU 144FT | EA |  | 1 Year | 251.2664 | 5% | 238.7031
36174 | Belden Wire | CA22106145A06 | 10GX PRE-TERM ASSY BLU 145FT | EA |  | 1 Year | 2545.3824 | 5% | 2418.1133
36175 | Belden Wire | CA22106145A08 | 8P HARNESS B10GX CMP BLU 145FT | EA |  | 1 Year | 3202.9536 | 5% | 3042.8059
36176 | Belden Wire | CA22106150A06 | 10GX PRE-TERM ASSY BLU 150FT | EA |  | 1 Year | 2629.308 | 5% | 2497.8426
36177 | Belden Wire | CA22106150A08 | 8P HARNESS B10GX CMP BLU 150FT | EA |  | 1 Year | 3308.272 | 5% | 3142.8584
36178 | Belden Wire | CA22106155A06 | 10GX PRE-TERM ASSY BLU 155FT | EA |  | 1 Year | 2713.2336 | 5% | 2577.5719
36179 | Belden Wire | CA22106155A08 | 8P HARNESS B10GX CMP BLU 155FT | EA |  | 1 Year | 3413.5904 | 5% | 3242.9109
36180 | Belden Wire | CA22106160A06 | 10GX PRE-TERM ASSY BLU 160FT | EA |  | 1 Year | 2797.1592 | 5% | 2657.3012
36181 | Belden Wire | CA22106160A08 | 8P HARNESS B10GX CMP BLU 160FT | EA |  | 1 Year | 3518.9088 | 5% | 3342.9634
36182 | Belden Wire | CA22106165A06 | 10GX PRE-TERM ASSY BLU 165FT | EA |  | 1 Year | 2881.0848 | 5% | 2737.0306
36183 | Belden Wire | CA22106165A08 | 8P HARNESS B10GX CMP BLU 165FT | EA |  | 1 Year | 3624.2272 | 5% | 3443.0158
36184 | Belden Wire | CA22106167 | PATCHCORD B10GX CMP BLU 167FT | EA |  | 1 Year | 289.1152 | 5% | 274.6594
36185 | Belden Wire | CA22106170A06 | 10GX PRE-TERM ASSY BLU 170FT | EA |  | 1 Year | 2965.0104 | 5% | 2816.7599
36186 | Belden Wire | CA22106170A08 | 8P HARNESS B10GX CMP BLU 170FT | EA |  | 1 Year | 3729.5456 | 5% | 3543.0683
36187 | Belden Wire | CA22106175A06 | 10GX PRE-TERM ASSY BLU 175FT | EA |  | 1 Year | 3048.936 | 5% | 2896.4892
36188 | Belden Wire | CA22106175A08 | 8P HARNESS B10GX CMP BLU 175FT | EA |  | 1 Year | 3834.864 | 5% | 3643.1208
36189 | Belden Wire | CA22106180A06 | 10GX PRE-TERM ASSY BLU 180FT | EA |  | 1 Year | 3132.8616 | 5% | 2976.2185
36190 | Belden Wire | CA22106180A08 | 8P HARNESS B10GX CMP BLU 180FT | EA |  | 1 Year | 3940.1824 | 5% | 3743.1733
36191 | Belden Wire | CA22106185A06 | 10GX PRE-TERM ASSY BLU 185FT | EA |  | 1 Year | 3216.7872 | 5% | 3055.9478
36192 | Belden Wire | CA22106185A08 | 8P HARNESS B10GX CMP BLU 185FT | EA |  | 1 Year | 4045.5008 | 5% | 3843.2258
36193 | Belden Wire | CA22106190A06 | 10GX PRE-TERM ASSY BLU 190FT | EA |  | 1 Year | 3300.7128 | 5% | 3135.6772
36194 | Belden Wire | CA22106190A08 | 8P HARNESS B10GX CMP BLU 190FT | EA |  | 1 Year | 4150.8192 | 5% | 3943.2782
36195 | Belden Wire | CA22106195A06 | 10GX PRE-TERM ASSY BLU 195FT | EA |  | 1 Year | 3384.6384 | 5% | 3215.4065
36196 | Belden Wire | CA22106195A08 | 8P HARNESS B10GX CMP BLU 195FT | EA |  | 1 Year | 4256.1376 | 5% | 4043.3307
36197 | Belden Wire | CA22106200A06 | 10GX PRE-TERM ASSY BLU 200FT | EA |  | 1 Year | 3468.564 | 5% | 3295.1358
36198 | Belden Wire | CA22106200A08 | 8P HARNESS B10GX CMP BLU 200FT | EA |  | 1 Year | 4361.456 | 5% | 4143.3832
36199 | Belden Wire | CA22106205A06 | 10GX PRE-TERM ASSY BLU 205FT | EA |  | 1 Year | 3708.8964 | 5% | 3523.4516
36200 | Belden Wire | CA22106205A08 | 8P HARNESS B10GX CMP BLU 205FT | EA |  | 1 Year | 4663.0496 | 5% | 4429.8971
36201 | Belden Wire | CA22106210A06 | 10GX PRE-TERM ASSY BLU 210FT | EA |  | 1 Year | 3796.6368 | 5% | 3606.805
36202 | Belden Wire | CA22106210A08 | 8P HARNESS B10GX CMP BLU 210FT | EA |  | 1 Year | 4773.1552 | 5% | 4534.4974
36203 | Belden Wire | CA22106215A06 | 10GX PRE-TERM ASSY BLU 215FT | EA |  | 1 Year | 3884.3772 | 5% | 3690.1583
36204 | Belden Wire | CA22106215A08 | 8P HARNESS B10GX CMP BLU 215FT | EA |  | 1 Year | 4883.2608 | 5% | 4639.0978
36205 | Belden Wire | CA22106220A06 | 10GX PRE-TERM ASSY BLU 220FT | EA |  | 1 Year | 3972.1176 | 5% | 3773.5117
36206 | Belden Wire | CA22106220A08 | 8P HARNESS B10GX CMP BLU 220FT | EA |  | 1 Year | 4993.3664 | 5% | 4743.6981
36207 | Belden Wire | CA22106225A06 | 10GX PRE-TERM ASSY BLU 225FT | EA |  | 1 Year | 4059.858 | 5% | 3856.8651
36208 | Belden Wire | CA22106225A08 | 8P HARNESS B10GX CMP BLU 225FT | EA |  | 1 Year | 5103.472 | 5% | 4848.2984
36209 | Belden Wire | CA22106230A06 | 10GX PRE-TERM ASSY BLU 230FT | EA |  | 1 Year | 4147.5984 | 5% | 3940.2185
36210 | Belden Wire | CA22106230A08 | 8P HARNESS B10GX CMP BLU 230FT | EA |  | 1 Year | 5213.5776 | 5% | 4952.8987
36211 | Belden Wire | CA22106235A06 | 10GX PRE-TERM ASSY BLU 235FT | EA |  | 1 Year | 4235.3388 | 5% | 4023.5719
36212 | Belden Wire | CA22106235A08 | 8P HARNESS B10GX CMP BLU 235FT | EA |  | 1 Year | 5323.6832 | 5% | 5057.499
36213 | Belden Wire | CA22106240A06 | 10GX PRE-TERM ASSY BLU 240FT | EA |  | 1 Year | 4323.0792 | 5% | 4106.9252
36214 | Belden Wire | CA22106240A08 | 8P HARNESS B10GX CMP BLU 240FT | EA |  | 1 Year | 5433.7888 | 5% | 5162.0994
36215 | Belden Wire | CA22106245A06 | 10GX PRE-TERM ASSY BLU 245FT | EA |  | 1 Year | 4410.8196 | 5% | 4190.2786
36216 | Belden Wire | CA22106245A08 | 8P HARNESS B10GX CMP BLU 245FT | EA |  | 1 Year | 5543.8944 | 5% | 5266.6997
36217 | Belden Wire | CA22106250 | PATCHCORD B10GX CMP BLU 250FT | EA |  | 1 Year | 444.4 | 5% | 422.18
36218 | Belden Wire | CA22106250A06 | 10GX PRE-TERM ASSY BLU 250FT | EA |  | 1 Year | 4498.56 | 5% | 4273.632
36219 | Belden Wire | CA22106250A08 | 8P HARNESS B10GX CMP BLU 250FT | EA |  | 1 Year | 5654 | 5% | 5371.3
36220 | Belden Wire | CA22106255A06 | 10GX PRE-TERM ASSY BLU 255FT | EA |  | 1 Year | 4586.3004 | 5% | 4356.9854
36221 | Belden Wire | CA22106255A08 | 8P HARNESS B10GX CMP BLU 255FT | EA |  | 1 Year | 5764.1056 | 5% | 5475.9003
36222 | Belden Wire | CA22106260A06 | 10GX PRE-TERM ASSY BLU 260FT | EA |  | 1 Year | 4674.0408 | 5% | 4440.3388
36223 | Belden Wire | CA22106260A08 | 8P HARNESS B10GX CMP BLU 260FT | EA |  | 1 Year | 5874.2112 | 5% | 5580.5006
36224 | Belden Wire | CA22106265A06 | 10GX PRE-TERM ASSY BLU 265FT | EA |  | 1 Year | 4761.7812 | 5% | 4523.6921
36225 | Belden Wire | CA22106265A08 | 8P HARNESS B10GX CMP BLU 265FT | EA |  | 1 Year | 5984.3168 | 5% | 5685.101
36226 | Belden Wire | CA22106270A06 | 10GX PRE-TERM ASSY BLU 270FT | EA |  | 1 Year | 4849.5216 | 5% | 4607.0455
36227 | Belden Wire | CA22106270A08 | 8P HARNESS B10GX CMP BLU 270FT | EA |  | 1 Year | 6094.4224 | 5% | 5789.7013
36228 | Belden Wire | CA22106275A06 | 10GX PRE-TERM ASSY BLU 275FT | EA |  | 1 Year | 4937.262 | 5% | 4690.3989
36229 | Belden Wire | CA22106275A08 | 8P HARNESS B10GX CMP BLU 275FT | EA |  | 1 Year | 6204.528 | 5% | 5894.3016
36230 | Belden Wire | CA22106280A06 | 10GX PRE-TERM ASSY BLU 280FT | EA |  | 1 Year | 5025.0024 | 5% | 4773.7523
36231 | Belden Wire | CA22106280A08 | 8P HARNESS B10GX CMP BLU 280FT | EA |  | 1 Year | 6314.6336 | 5% | 5998.9019
36232 | Belden Wire | CA22106285A06 | 10GX PRE-TERM ASSY BLU 285FT | EA |  | 1 Year | 5112.7428 | 5% | 4857.1057
36233 | Belden Wire | CA22106285A08 | 8P HARNESS B10GX CMP BLU 285FT | EA |  | 1 Year | 6424.7392 | 5% | 6103.5022
36234 | Belden Wire | CA22106290A06 | 10GX PRE-TERM ASSY BLU 290FT | EA |  | 1 Year | 5200.4832 | 5% | 4940.459
36235 | Belden Wire | CA22106290A08 | 8P HARNESS B10GX CMP BLU 290FT | EA |  | 1 Year | 6534.8448 | 5% | 6208.1026
36236 | Belden Wire | CA22106295A06 | 6P HARNESS B10GX CMP BLU 295FT | EA |  | 1 Year | 4174.61 | 5% | 3965.8795
36237 | Belden Wire | CA22106295A08 | 8P HARNESS B10GX CMP BLU 295FT | EA |  | 1 Year | 5427 | 5% | 5155.65
36238 | Belden Wire | CA22108010 | PATCHCORD B10GX CMP GRY 10FT | EA |  | 1 Year | 29.26 | 5% | 27.797
36239 | Belden Wire | CA22109001 | PATCHCORD B10GX CMP WHI 1FT | EA |  | 1 Year | 15.796 | 5% | 15.0062
36240 | Belden Wire | CA22109002 | PATCHCORD B10GX CMP WHI 2FT | EA |  | 1 Year | 17.292 | 5% | 16.4274
36241 | Belden Wire | CA22109002F6 | PATCHCORD B10GX CMP WHI 2.5FT | EA |  | 1 Year | 18.788 | 5% | 17.8486
36242 | Belden Wire | CA22109003 | PATCHCORD B10GX CMP WHI 3FT | EA |  | 1 Year | 18.788 | 5% | 17.8486
36243 | Belden Wire | CA22109005 | PATCHCORD B10GX CMP WHI 5FT | EA |  | 1 Year | 21.78 | 5% | 20.691
36244 | Belden Wire | CA22109006 | PATCHCORD B10GX CMP WHI 6FT | EA |  | 1 Year | 23.276 | 5% | 22.1122
36245 | Belden Wire | CA22109006A06 | 10GX PRE-TERM ASSY WHI 6FT | EA |  | 1 Year | 203.0952 | 5% | 192.9404
36246 | Belden Wire | CA22109006A08 | 8P HARNESS B10GX CMP WHI 6FT | EA |  | 1 Year | 263.6128 | 5% | 250.4322
36247 | Belden Wire | CA22109007 | PATCHCORD B10GX CMP WHI 7FT | EA |  | 1 Year | 24.772 | 5% | 23.5334
36248 | Belden Wire | CA22109007A06 | 10GX PRE-TERM ASSY WHI 7FT | EA |  | 1 Year | 218.3544 | 5% | 207.4367
36249 | Belden Wire | CA22109007A08 | 8P HARNESS B10GX CMP WHI 7FT | EA |  | 1 Year | 282.7616 | 5% | 268.6235
36250 | Belden Wire | CA22109008A06 | 10GX PRE-TERM ASSY WHI 8FT | EA |  | 1 Year | 233.6136 | 5% | 221.9329
36251 | Belden Wire | CA22109008A08 | 8P HARNESS B10GX CMP WHI 8FT | EA |  | 1 Year | 301.9104 | 5% | 286.8149
36252 | Belden Wire | CA22109009A06 | 10GX PRE-TERM ASSY WHI 9FT | EA |  | 1 Year | 248.8728 | 5% | 236.4292
36253 | Belden Wire | CA22109009A08 | 8P HARNESS B10GX CMP WHI 9FT | EA |  | 1 Year | 321.0592 | 5% | 305.0062
36254 | Belden Wire | CA22109010 | PATCHCORD B10GX CMP WHI 10FT | EA |  | 1 Year | 29.26 | 5% | 27.797
36255 | Belden Wire | CA22109010A06 | 10GX PRE-TERM ASSY WHI 10FT | EA |  | 1 Year | 264.132 | 5% | 250.9254
36256 | Belden Wire | CA22109010A08 | 8P HARNESS B10GX CMP WHI 10FT | EA |  | 1 Year | 340.208 | 5% | 323.1976
36257 | Belden Wire | CA22109011A06 | 10GX PRE-TERM ASSY WHI 11FT | EA |  | 1 Year | 279.3912 | 5% | 265.4216
36258 | Belden Wire | CA22109011A08 | 8P HARNESS B10GX CMP WHI 11FT | EA |  | 1 Year | 359.3568 | 5% | 341.389
36259 | Belden Wire | CA22109012A06 | 10GX PRE-TERM ASSY WHI 12FT | EA |  | 1 Year | 294.6504 | 5% | 279.9179
36260 | Belden Wire | CA22109012A08 | 8P HARNESS B10GX CMP WHI 12FT | EA |  | 1 Year | 378.5056 | 5% | 359.5803
36261 | Belden Wire | CA22109013A06 | 10GX PRE-TERM ASSY WHI 13FT | EA |  | 1 Year | 309.9096 | 5% | 294.4141
36262 | Belden Wire | CA22109013A08 | 8P HARNESS B10GX CMP WHI 13FT | EA |  | 1 Year | 397.6544 | 5% | 377.7717
36263 | Belden Wire | CA22109014A06 | 10GX PRE-TERM ASSY WHI 14FT | EA |  | 1 Year | 325.1688 | 5% | 308.9104
36264 | Belden Wire | CA22109014A08 | 8P HARNESS B10GX CMP WHI 14FT | EA |  | 1 Year | 416.8032 | 5% | 395.963
36265 | Belden Wire | CA22109015 | PATCHCORD B10GX CMP WHI 15FT | EA |  | 1 Year | 36.74 | 5% | 34.903
36266 | Belden Wire | CA22109015A06 | 10GX PRE-TERM ASSY WHI 15FT | EA |  | 1 Year | 340.428 | 5% | 323.4066
36267 | Belden Wire | CA22109015A08 | 8P HARNESS B10GX CMP WHI 15FT | EA |  | 1 Year | 435.952 | 5% | 414.1544
36268 | Belden Wire | CA22109016A06 | 10GX PRE-TERM ASSY WHI 16FT | EA |  | 1 Year | 355.6872 | 5% | 337.9028
36269 | Belden Wire | CA22109016A08 | 8P HARNESS B10GX CMP WHI 16FT | EA |  | 1 Year | 455.1008 | 5% | 432.3458
36270 | Belden Wire | CA22109017A06 | 10GX PRE-TERM ASSY WHI 17FT | EA |  | 1 Year | 370.9464 | 5% | 352.3991
36271 | Belden Wire | CA22109017A08 | 8P HARNESS B10GX CMP WHI 17FT | EA |  | 1 Year | 474.2496 | 5% | 450.5371
36272 | Belden Wire | CA22109018A06 | 10GX PRE-TERM ASSY WHI 18FT | EA |  | 1 Year | 386.2056 | 5% | 366.8953
36273 | Belden Wire | CA22109018A08 | 8P HARNESS B10GX CMP WHI 18FT | EA |  | 1 Year | 493.3984 | 5% | 468.7285
36274 | Belden Wire | CA22109019A06 | 10GX PRE-TERM ASSY WHI 19FT | EA |  | 1 Year | 401.4648 | 5% | 381.3916
36275 | Belden Wire | CA22109019A08 | 8P HARNESS B10GX CMP WHI 19FT | EA |  | 1 Year | 512.5472 | 5% | 486.9198
36276 | Belden Wire | CA22109020 | PATCHCORD B10GX CMP WHI 20FT | EA |  | 1 Year | 44.22 | 5% | 42.009
36277 | Belden Wire | CA22109020A06 | 10GX PRE-TERM ASSY WHI 20FT | EA |  | 1 Year | 416.724 | 5% | 395.8878
36278 | Belden Wire | CA22109020A08 | 8P HARNESS B10GX CMP WHI 20FT | EA |  | 1 Year | 531.696 | 5% | 505.1112
36279 | Belden Wire | CA22109021A06 | 10GX PRE-TERM ASSY WHI 21FT | EA |  | 1 Year | 431.9832 | 5% | 410.384
36280 | Belden Wire | CA22109021A08 | 8P HARNESS B10GX CMP WHI 21FT | EA |  | 1 Year | 550.8448 | 5% | 523.3026
36281 | Belden Wire | CA22109022A06 | 10GX PRE-TERM ASSY WHI 22FT | EA |  | 1 Year | 447.2424 | 5% | 424.8803
36282 | Belden Wire | CA22109022A08 | 8P HARNESS B10GX CMP WHI 22FT | EA |  | 1 Year | 569.9936 | 5% | 541.4939
36283 | Belden Wire | CA22109023A06 | 10GX PRE-TERM ASSY WHI 23FT | EA |  | 1 Year | 462.5016 | 5% | 439.3765
36284 | Belden Wire | CA22109023A08 | 8P HARNESS B10GX CMP WHI 23FT | EA |  | 1 Year | 589.1424 | 5% | 559.6853
36285 | Belden Wire | CA22109024A06 | 10GX PRE-TERM ASSY WHI 24FT | EA |  | 1 Year | 477.7608 | 5% | 453.8728
36286 | Belden Wire | CA22109024A08 | 8P HARNESS B10GX CMP WHI 24FT | EA |  | 1 Year | 608.2912 | 5% | 577.8766
36287 | Belden Wire | CA22109025 | PATCHCORD B10GX CMP WHI 25FT | EA |  | 1 Year | 51.7 | 5% | 49.115
36288 | Belden Wire | CA22109025A06 | 10GX PRE-TERM ASSY WHI 25FT | EA |  | 1 Year | 493.02 | 5% | 468.369
36289 | Belden Wire | CA22109025A08 | 8P HARNESS B10GX CMP WHI 25FT | EA |  | 1 Year | 627.44 | 5% | 596.068
36290 | Belden Wire | CA22109026A06 | 10GX PRE-TERM ASSY WHI 26FT | EA |  | 1 Year | 508.2792 | 5% | 482.8652
36291 | Belden Wire | CA22109026A08 | 8P HARNESS B10GX CMP WHI 26FT | EA |  | 1 Year | 646.5888 | 5% | 614.2594
36292 | Belden Wire | CA22109027A06 | 10GX PRE-TERM ASSY WHI 27FT | EA |  | 1 Year | 523.5384 | 5% | 497.3615
36293 | Belden Wire | CA22109027A08 | 8P HARNESS B10GX CMP WHI 27FT | EA |  | 1 Year | 665.7376 | 5% | 632.4507
36294 | Belden Wire | CA22109028A06 | 10GX PRE-TERM ASSY WHI 28FT | EA |  | 1 Year | 538.7976 | 5% | 511.8577
36295 | Belden Wire | CA22109028A08 | 8P HARNESS B10GX CMP WHI 28FT | EA |  | 1 Year | 684.8864 | 5% | 650.6421
36296 | Belden Wire | CA22109029A06 | 10GX PRE-TERM ASSY WHI 29FT | EA |  | 1 Year | 554.0568 | 5% | 526.354
36297 | Belden Wire | CA22109029A08 | 8P HARNESS B10GX CMP WHI 29FT | EA |  | 1 Year | 704.0352 | 5% | 668.8334
36298 | Belden Wire | CA22109030 | PATCHCORD B10GX CMP WHI 30FT | EA |  | 1 Year | 59.18 | 5% | 56.221
36299 | Belden Wire | CA22109030A06 | 10GX PRE-TERM ASSY WHI 30FT | EA |  | 1 Year | 569.316 | 5% | 540.8502
36300 | Belden Wire | CA22109030A08 | 8P HARNESS B10GX CMP WHI 30FT | EA |  | 1 Year | 723.184 | 5% | 687.0248
36301 | Belden Wire | CA22109031A06 | 10GX PRE-TERM ASSY WHI 31FT | EA |  | 1 Year | 584.5752 | 5% | 555.3464
36302 | Belden Wire | CA22109031A08 | 8P HARNESS B10GX CMP WHI 31FT | EA |  | 1 Year | 742.3328 | 5% | 705.2162
36303 | Belden Wire | CA22109032 | PATCHCORD B10GX CMP WHI 32FT | EA |  | 1 Year | 62.172 | 5% | 59.0634
36304 | Belden Wire | CA22109032A06 | 10GX PRE-TERM ASSY WHI 32FT | EA |  | 1 Year | 599.8344 | 5% | 569.8427
36305 | Belden Wire | CA22109032A08 | 8P HARNESS B10GX CMP WHI 32FT | EA |  | 1 Year | 761.4816 | 5% | 723.4075
36306 | Belden Wire | CA22109033 | PATCHCORD B10GX CMP WHI 33FT | EA |  | 1 Year | 63.668 | 5% | 60.4846
36307 | Belden Wire | CA22109033A06 | 10GX PRE-TERM ASSY WHI 33FT | EA |  | 1 Year | 615.0936 | 5% | 584.3389
36308 | Belden Wire | CA22109033A08 | 8P HARNESS B10GX CMP WHI 33FT | EA |  | 1 Year | 780.6304 | 5% | 741.5989
36309 | Belden Wire | CA22109034A06 | 10GX PRE-TERM ASSY WHI 34FT | EA |  | 1 Year | 630.3528 | 5% | 598.8352
36310 | Belden Wire | CA22109034A08 | 8P HARNESS B10GX CMP WHI 34FT | EA |  | 1 Year | 799.7792 | 5% | 759.7902
36311 | Belden Wire | CA22109035 | PATCHCORD B10GX CMP WHI 35FT | EA |  | 1 Year | 66.66 | 5% | 63.327
36312 | Belden Wire | CA22109035A06 | 10GX PRE-TERM ASSY WHI 35FT | EA |  | 1 Year | 645.612 | 5% | 613.3314
36313 | Belden Wire | CA22109035A08 | 8P HARNESS B10GX CMP WHI 35FT | EA |  | 1 Year | 818.928 | 5% | 777.9816
36314 | Belden Wire | CA22109036A06 | 10GX PRE-TERM ASSY WHI 36FT | EA |  | 1 Year | 660.8712 | 5% | 627.8276
36315 | Belden Wire | CA22109036A08 | 8P HARNESS B10GX CMP WHI 36FT | EA |  | 1 Year | 838.0768 | 5% | 796.173
36316 | Belden Wire | CA22109037A06 | 10GX PRE-TERM ASSY WHI 37FT | EA |  | 1 Year | 676.1304 | 5% | 642.3239
36317 | Belden Wire | CA22109037A08 | 8P HARNESS B10GX CMP WHI 37FT | EA |  | 1 Year | 857.2256 | 5% | 814.3643
36318 | Belden Wire | CA22109038A06 | 10GX PRE-TERM ASSY WHI 38FT | EA |  | 1 Year | 691.3896 | 5% | 656.8201
36319 | Belden Wire | CA22109038A08 | 8P HARNESS B10GX CMP WHI 38FT | EA |  | 1 Year | 876.3744 | 5% | 832.5557
36320 | Belden Wire | CA22109039A06 | 10GX PRE-TERM ASSY WHI 39FT | EA |  | 1 Year | 706.6488 | 5% | 671.3164
36321 | Belden Wire | CA22109039A08 | 8P HARNESS B10GX CMP WHI 39FT | EA |  | 1 Year | 895.5232 | 5% | 850.747
36322 | Belden Wire | CA22109040A06 | 10GX PRE-TERM ASSY WHI 40FT | EA |  | 1 Year | 721.908 | 5% | 685.8126
36323 | Belden Wire | CA22109040A08 | 8P HARNESS B10GX CMP WHI 40FT | EA |  | 1 Year | 914.672 | 5% | 868.9384
36324 | Belden Wire | CA22109041A06 | 10GX PRE-TERM ASSY WHI 41FT | EA |  | 1 Year | 737.1672 | 5% | 700.3088
36325 | Belden Wire | CA22109041A08 | 8P HARNESS B10GX CMP WHI 41FT | EA |  | 1 Year | 933.8208 | 5% | 887.1298
36326 | Belden Wire | CA22109042A06 | 10GX PRE-TERM ASSY WHI 42FT | EA |  | 1 Year | 752.4264 | 5% | 714.8051
36327 | Belden Wire | CA22109042A08 | 8P HARNESS B10GX CMP WHI 42FT | EA |  | 1 Year | 952.9696 | 5% | 905.3211
36328 | Belden Wire | CA22109043A06 | 10GX PRE-TERM ASSY WHI 43FT | EA |  | 1 Year | 767.6856 | 5% | 729.3013
36329 | Belden Wire | CA22109043A08 | 8P HARNESS B10GX CMP WHI 43FT | EA |  | 1 Year | 972.1184 | 5% | 923.5125
36330 | Belden Wire | CA22109044A06 | 10GX PRE-TERM ASSY WHI 44FT | EA |  | 1 Year | 782.9448 | 5% | 743.7976
36331 | Belden Wire | CA22109044A08 | 8P HARNESS B10GX CMP WHI 44FT | EA |  | 1 Year | 991.2672 | 5% | 941.7038
36332 | Belden Wire | CA22109045 | PATCHCORD B10GX CMP WHI 45FT | EA |  | 1 Year | 81.62 | 5% | 77.539
36333 | Belden Wire | CA22109045A06 | 10GX PRE-TERM ASSY WHI 45FT | EA |  | 1 Year | 798.204 | 5% | 758.2938
36334 | Belden Wire | CA22109045A08 | 8P HARNESS B10GX CMP WHI 45FT | EA |  | 1 Year | 1010.416 | 5% | 959.8952
36335 | Belden Wire | CA22109046A06 | 10GX PRE-TERM ASSY WHI 46FT | EA |  | 1 Year | 813.4632 | 5% | 772.79
36336 | Belden Wire | CA22109046A08 | 8P HARNESS B10GX CMP WHI 46FT | EA |  | 1 Year | 1029.5648 | 5% | 978.0866
36337 | Belden Wire | CA22109047A06 | 10GX PRE-TERM ASSY WHI 47FT | EA |  | 1 Year | 828.7224 | 5% | 787.2863
36338 | Belden Wire | CA22109047A08 | 8P HARNESS B10GX CMP WHI 47FT | EA |  | 1 Year | 1048.7136 | 5% | 996.2779
36339 | Belden Wire | CA22109048A06 | 10GX PRE-TERM ASSY WHI 48FT | EA |  | 1 Year | 843.9816 | 5% | 801.7825
36340 | Belden Wire | CA22109048A08 | 8P HARNESS B10GX CMP WHI 48FT | EA |  | 1 Year | 1067.8624 | 5% | 1014.4693
36341 | Belden Wire | CA22109049A06 | 10GX PRE-TERM ASSY WHI 49FT | EA |  | 1 Year | 859.2408 | 5% | 816.2788
36342 | Belden Wire | CA22109049A08 | 8P HARNESS B10GX CMP WHI 49FT | EA |  | 1 Year | 1087.0112 | 5% | 1032.6606
36343 | Belden Wire | CA22109050 | PATCHCORD B10GX CMP WHI 50FT | EA |  | 1 Year | 89.1 | 5% | 84.645
36344 | Belden Wire | CA22109050A06 | 10GX PRE-TERM ASSY WHI 50FT | EA |  | 1 Year | 874.5 | 5% | 830.775
36345 | Belden Wire | CA22109050A08 | 8P HARNESS B10GX CMP WHI 50FT | EA |  | 1 Year | 1106.16 | 5% | 1050.852
36346 | Belden Wire | CA22109051A08 | 8P HARNESS B10GX CMP WHI 51FT | EA |  | 1 Year | 1125.3088 | 5% | 1069.0434
36347 | Belden Wire | CA22109052A08 | 8P HARNESS B10GX CMP WHI 52FT | EA |  | 1 Year | 1144.4576 | 5% | 1087.2347
36348 | Belden Wire | CA22109053A08 | 8P HARNESS B10GX CMP WHI 53FT | EA |  | 1 Year | 1163.6064 | 5% | 1105.4261
36349 | Belden Wire | CA22109054A08 | 8P HARNESS B10GX CMP WHI 54FT | EA |  | 1 Year | 1182.7552 | 5% | 1123.6174
36350 | Belden Wire | CA22109055A06 | 10GX PRE-TERM ASSY WHI 55FT | EA |  | 1 Year | 950.796 | 5% | 903.2562
36351 | Belden Wire | CA22109055A08 | 8P HARNESS B10GX CMP WHI 55FT | EA |  | 1 Year | 1201.904 | 5% | 1141.8088
36352 | Belden Wire | CA22109056A08 | 8P HARNESS B10GX CMP WHI 56FT | EA |  | 1 Year | 1221.0528 | 5% | 1160.0002
36353 | Belden Wire | CA22109057A08 | 8P HARNESS B10GX CMP WHI 57FT | EA |  | 1 Year | 1240.2016 | 5% | 1178.1915
36354 | Belden Wire | CA22109058A08 | 8P HARNESS B10GX CMP WHI 58FT | EA |  | 1 Year | 1259.3504 | 5% | 1196.3829
36355 | Belden Wire | CA22109059A08 | 8P HARNESS B10GX CMP WHI 59FT | EA |  | 1 Year | 1278.4992 | 5% | 1214.5742
36356 | Belden Wire | CA22109060A06 | 10GX PRE-TERM ASSY WHI 60FT | EA |  | 1 Year | 1027.092 | 5% | 975.7374
36357 | Belden Wire | CA22109060A08 | 8P HARNESS B10GX CMP WHI 60FT | EA |  | 1 Year | 1297.648 | 5% | 1232.7656
36358 | Belden Wire | CA22109061A08 | 8P HARNESS B10GX CMP WHI 61FT | EA |  | 1 Year | 1316.7968 | 5% | 1250.957
36359 | Belden Wire | CA22109062A08 | 8P HARNESS B10GX CMP WHI 62FT | EA |  | 1 Year | 1335.9456 | 5% | 1269.1483
36360 | Belden Wire | CA22109063A06 | 10GX PRE-TERM ASSY WHI 63FT | EA |  | 1 Year | 1072.8696 | 5% | 1019.2261
36361 | Belden Wire | CA22109063A08 | 8P HARNESS B10GX CMP WHI 63FT | EA |  | 1 Year | 1355.0944 | 5% | 1287.3397
36362 | Belden Wire | CA22109064A08 | 8P HARNESS B10GX CMP WHI 64FT | EA |  | 1 Year | 1374.2432 | 5% | 1305.531
36363 | Belden Wire | CA22109065 | PATCHCORD B10GX CMP WHI 65FT | EA |  | 1 Year | 111.54 | 5% | 105.963
36364 | Belden Wire | CA22109065A06 | 10GX PRE-TERM ASSY WHI 65FT | EA |  | 1 Year | 1103.388 | 5% | 1048.2186
36365 | Belden Wire | CA22109065A08 | 8P HARNESS B10GX CMP WHI 65FT | EA |  | 1 Year | 1393.392 | 5% | 1323.7224
36366 | Belden Wire | CA22109066 | PATCHCORD B10GX CMP WHI 66FT | EA |  | 1 Year | 113.036 | 5% | 107.3842
36367 | Belden Wire | CA22109066A08 | 8P HARNESS B10GX CMP WHI 66FT | EA |  | 1 Year | 1412.5408 | 5% | 1341.9138
36368 | Belden Wire | CA22109067A08 | 8P HARNESS B10GX CMP WHI 67FT | EA |  | 1 Year | 1431.6896 | 5% | 1360.1051
36369 | Belden Wire | CA22109068A08 | 8P HARNESS B10GX CMP WHI 68FT | EA |  | 1 Year | 1450.8384 | 5% | 1378.2965
36370 | Belden Wire | CA22109069A08 | 8P HARNESS B10GX CMP WHI 69FT | EA |  | 1 Year | 1469.9872 | 5% | 1396.4878
36371 | Belden Wire | CA22109070A06 | 10GX PRE-TERM ASSY WHI 70FT | EA |  | 1 Year | 1179.684 | 5% | 1120.6998
36372 | Belden Wire | CA22109070A08 | 8P HARNESS B10GX CMP WHI 70FT | EA |  | 1 Year | 1489.136 | 5% | 1414.6792
36373 | Belden Wire | CA22109071A08 | 8P HARNESS B10GX CMP WHI 71FT | EA |  | 1 Year | 1508.2848 | 5% | 1432.8706
36374 | Belden Wire | CA22109072A08 | 8P HARNESS B10GX CMP WHI 72FT | EA |  | 1 Year | 1527.4336 | 5% | 1451.0619
36375 | Belden Wire | CA22109073A08 | 8P HARNESS B10GX CMP WHI 73FT | EA |  | 1 Year | 1546.5824 | 5% | 1469.2533
36376 | Belden Wire | CA22109074A08 | 8P HARNESS B10GX CMP WHI 74FT | EA |  | 1 Year | 1565.7312 | 5% | 1487.4446
36377 | Belden Wire | CA22109075A06 | 10GX PRE-TERM ASSY WHI 75FT | EA |  | 1 Year | 1255.98 | 5% | 1193.181
36378 | Belden Wire | CA22109075A08 | 8P HARNESS B10GX CMP WHI 75FT | EA |  | 1 Year | 1584.88 | 5% | 1505.636
36379 | Belden Wire | CA22109076A08 | 8P HARNESS B10GX CMP WHI 76FT | EA |  | 1 Year | 1604.0288 | 5% | 1523.8274
36380 | Belden Wire | CA22109077A08 | 8P HARNESS B10GX CMP WHI 77FT | EA |  | 1 Year | 1623.1776 | 5% | 1542.0187
36381 | Belden Wire | CA22109078 | PATCHCORD B10GX CMP WHI 78FT | EA |  | 1 Year | 130.988 | 5% | 124.4386
36382 | Belden Wire | CA22109078A08 | 8P HARNESS B10GX CMP WHI 78FT | EA |  | 1 Year | 1642.3264 | 5% | 1560.2101
36383 | Belden Wire | CA22109079A08 | 8P HARNESS B10GX CMP WHI 79FT | EA |  | 1 Year | 1661.4752 | 5% | 1578.4014
36384 | Belden Wire | CA22109080A06 | 10GX PRE-TERM ASSY WHI 80FT | EA |  | 1 Year | 1332.276 | 5% | 1265.6622
36385 | Belden Wire | CA22109080A08 | 8P HARNESS B10GX CMP WHI 80FT | EA |  | 1 Year | 1680.624 | 5% | 1596.5928
36386 | Belden Wire | CA22109081A08 | 8P HARNESS B10GX CMP WHI 81FT | EA |  | 1 Year | 1699.7728 | 5% | 1614.7842
36387 | Belden Wire | CA22109082A08 | 8P HARNESS B10GX CMP WHI 82FT | EA |  | 1 Year | 1718.9216 | 5% | 1632.9755
36388 | Belden Wire | CA22109083A08 | 8P HARNESS B10GX CMP WHI 83FT | EA |  | 1 Year | 1738.0704 | 5% | 1651.1669
36389 | Belden Wire | CA22109084A08 | 8P HARNESS B10GX CMP WHI 84FT | EA |  | 1 Year | 1757.2192 | 5% | 1669.3582
36390 | Belden Wire | CA22109085A06 | 10GX PRE-TERM ASSY WHI 85FT | EA |  | 1 Year | 1408.572 | 5% | 1338.1434
36391 | Belden Wire | CA22109085A08 | 8P HARNESS B10GX CMP WHI 85FT | EA |  | 1 Year | 1776.368 | 5% | 1687.5496
36392 | Belden Wire | CA22109086A08 | 8P HARNESS B10GX CMP WHI 86FT | EA |  | 1 Year | 1795.5168 | 5% | 1705.741
36393 | Belden Wire | CA22109087A08 | 8P HARNESS B10GX CMP WHI 87FT | EA |  | 1 Year | 1814.6656 | 5% | 1723.9323
36394 | Belden Wire | CA22109088A08 | 8P HARNESS B10GX CMP WHI 88FT | EA |  | 1 Year | 1833.8144 | 5% | 1742.1237
36395 | Belden Wire | CA22109089A08 | 8P HARNESS B10GX CMP WHI 89FT | EA |  | 1 Year | 1852.9632 | 5% | 1760.315
36396 | Belden Wire | CA22109090A06 | 10GX PRE-TERM ASSY WHI 90FT | EA |  | 1 Year | 1484.868 | 5% | 1410.6246
36397 | Belden Wire | CA22109090A08 | 8P HARNESS B10GX CMP WHI 90FT | EA |  | 1 Year | 1872.112 | 5% | 1778.5064
36398 | Belden Wire | CA22109091 | PATCHCORD B10GX CMP WHI 91FT | EA |  | 1 Year | 150.436 | 5% | 142.9142
36399 | Belden Wire | CA22109091A08 | 8P HARNESS B10GX CMP WHI 91FT | EA |  | 1 Year | 1891.2608 | 5% | 1796.6978
36400 | Belden Wire | CA22109092A08 | 8P HARNESS B10GX CMP WHI 92FT | EA |  | 1 Year | 1910.4096 | 5% | 1814.8891
36401 | Belden Wire | CA22109093A08 | 8P HARNESS B10GX CMP WHI 93FT | EA |  | 1 Year | 1929.5584 | 5% | 1833.0805
36402 | Belden Wire | CA22109094A08 | 8P HARNESS B10GX CMP WHI 94FT | EA |  | 1 Year | 1948.7072 | 5% | 1851.2718
36403 | Belden Wire | CA22109095A06 | 10GX PRE-TERM ASSY WHI 95FT | EA |  | 1 Year | 1561.164 | 5% | 1483.1058
36404 | Belden Wire | CA22109095A08 | 8P HARNESS B10GX CMP WHI 95FT | EA |  | 1 Year | 1967.856 | 5% | 1869.4632
36405 | Belden Wire | CA22109096A08 | 8P HARNESS B10GX CMP WHI 96FT | EA |  | 1 Year | 1987.0048 | 5% | 1887.6546
36406 | Belden Wire | CA22109097A08 | 8P HARNESS B10GX CMP WHI 97FT | EA |  | 1 Year | 2006.1536 | 5% | 1905.8459
36407 | Belden Wire | CA22109098 | PATCHCORD B10GX CMP WHI 98FT | EA |  | 1 Year | 160.908 | 5% | 152.8626
36408 | Belden Wire | CA22109098A08 | 8P HARNESS B10GX CMP WHI 98FT | EA |  | 1 Year | 2025.3024 | 5% | 1924.0373
36409 | Belden Wire | CA22109099A08 | 8P HARNESS B10GX CMP WHI 99FT | EA |  | 1 Year | 2044.4512 | 5% | 1942.2286
36410 | Belden Wire | CA22109100A06 | 10GX PRE-TERM ASSY WHI 100FT | EA |  | 1 Year | 1637.46 | 5% | 1555.587
36411 | Belden Wire | CA22109100A08 | 8P HARNESS B10GX CMP WHI 100FT | EA |  | 1 Year | 2063.6 | 5% | 1960.42
36412 | Belden Wire | CA22109105 | PATCHCORD B10GX CMP WHI 105FT | EA |  | 1 Year | 187.088 | 5% | 177.7336
36413 | Belden Wire | CA22109105A06 | 10GX PRE-TERM ASSY WHI 105FT | EA |  | 1 Year | 1873.9776 | 5% | 1780.2787
36414 | Belden Wire | CA22109105A08 | 8P HARNESS B10GX CMP WHI 105FT | EA |  | 1 Year | 2360.4064 | 5% | 2242.3861
36415 | Belden Wire | CA22109110A06 | 10GX PRE-TERM ASSY WHI 110FT | EA |  | 1 Year | 1957.9032 | 5% | 1860.008
36416 | Belden Wire | CA22109110A08 | 8P HARNESS B10GX CMP WHI 110FT | EA |  | 1 Year | 2465.7248 | 5% | 2342.4386
36417 | Belden Wire | CA22109115A06 | 10GX PRE-TERM ASSY WHI 115FT | EA |  | 1 Year | 2041.8288 | 5% | 1939.7374
36418 | Belden Wire | CA22109115A08 | 8P HARNESS B10GX CMP WHI 115FT | EA |  | 1 Year | 2571.0432 | 5% | 2442.491
36419 | Belden Wire | CA22109120A06 | 10GX PRE-TERM ASSY WHI 120FT | EA |  | 1 Year | 2125.7544 | 5% | 2019.4667
36420 | Belden Wire | CA22109120A08 | 8P HARNESS B10GX CMP WHI 120FT | EA |  | 1 Year | 2676.3616 | 5% | 2542.5435
36421 | Belden Wire | CA22109125A06 | 10GX PRE-TERM ASSY WHI 125FT | EA |  | 1 Year | 2209.68 | 5% | 2099.196
36422 | Belden Wire | CA22109125A08 | 8P HARNESS B10GX CMP WHI 125FT | EA |  | 1 Year | 2781.68 | 5% | 2642.596
36423 | Belden Wire | CA22109130A06 | 10GX PRE-TERM ASSY WHI 130FT | EA |  | 1 Year | 2293.6056 | 5% | 2178.9253
36424 | Belden Wire | CA22109130A08 | 8P HARNESS B10GX CMP WHI 130FT | EA |  | 1 Year | 2886.9984 | 5% | 2742.6485
36425 | Belden Wire | CA22109135A06 | 10GX PRE-TERM ASSY WHI 135FT | EA |  | 1 Year | 2377.5312 | 5% | 2258.6546
36426 | Belden Wire | CA22109135A08 | 8P HARNESS B10GX CMP WHI 135FT | EA |  | 1 Year | 2992.3168 | 5% | 2842.701
36427 | Belden Wire | CA22109140A06 | 10GX PRE-TERM ASSY WHI 140FT | EA |  | 1 Year | 2461.4568 | 5% | 2338.384
36428 | Belden Wire | CA22109140A08 | 8P HARNESS B10GX CMP WHI 140FT | EA |  | 1 Year | 3097.6352 | 5% | 2942.7534
36429 | Belden Wire | CA22109145A06 | 10GX PRE-TERM ASSY WHI 145FT | EA |  | 1 Year | 2545.3824 | 5% | 2418.1133
36430 | Belden Wire | CA22109145A08 | 8P HARNESS B10GX CMP WHI 145FT | EA |  | 1 Year | 3202.9536 | 5% | 3042.8059
36431 | Belden Wire | CA22109150A06 | 10GX PRE-TERM ASSY WHI 150FT | EA |  | 1 Year | 2629.308 | 5% | 2497.8426
36432 | Belden Wire | CA22109150A08 | 8P HARNESS B10GX CMP WHI 150FT | EA |  | 1 Year | 3308.272 | 5% | 3142.8584
36433 | Belden Wire | CA22109155A06 | 10GX PRE-TERM ASSY WHI 155FT | EA |  | 1 Year | 2713.2336 | 5% | 2577.5719
36434 | Belden Wire | CA22109155A08 | 8P HARNESS B10GX CMP WHI 155FT | EA |  | 1 Year | 3413.5904 | 5% | 3242.9109
36435 | Belden Wire | CA22109160A06 | 10GX PRE-TERM ASSY WHI 160FT | EA |  | 1 Year | 2797.1592 | 5% | 2657.3012
36436 | Belden Wire | CA22109160A08 | 8P HARNESS B10GX CMP WHI 160FT | EA |  | 1 Year | 3518.9088 | 5% | 3342.9634
36437 | Belden Wire | CA22109165A06 | 10GX PRE-TERM ASSY WHI 165FT | EA |  | 1 Year | 2881.0848 | 5% | 2737.0306
36438 | Belden Wire | CA22109165A08 | 8P HARNESS B10GX CMP WHI 165FT | EA |  | 1 Year | 3624.2272 | 5% | 3443.0158
36439 | Belden Wire | CA22109170A06 | 10GX PRE-TERM ASSY WHI 170FT | EA |  | 1 Year | 2965.0104 | 5% | 2816.7599
36440 | Belden Wire | CA22109170A08 | 8P HARNESS B10GX CMP WHI 170FT | EA |  | 1 Year | 3729.5456 | 5% | 3543.0683
36441 | Belden Wire | CA22109175A06 | 10GX PRE-TERM ASSY WHI 175FT | EA |  | 1 Year | 3048.936 | 5% | 2896.4892
36442 | Belden Wire | CA22109175A08 | 8P HARNESS B10GX CMP WHI 175FT | EA |  | 1 Year | 3834.864 | 5% | 3643.1208
36443 | Belden Wire | CA22109180A06 | 10GX PRE-TERM ASSY WHI 180FT | EA |  | 1 Year | 3132.8616 | 5% | 2976.2185
36444 | Belden Wire | CA22109180A08 | 8P HARNESS B10GX CMP WHI 180FT | EA |  | 1 Year | 3940.1824 | 5% | 3743.1733
36445 | Belden Wire | CA22109185A06 | 10GX PRE-TERM ASSY WHI 185FT | EA |  | 1 Year | 3216.7872 | 5% | 3055.9478
36446 | Belden Wire | CA22109185A08 | 8P HARNESS B10GX CMP WHI 185FT | EA |  | 1 Year | 4045.5008 | 5% | 3843.2258
36447 | Belden Wire | CA22109190A06 | 10GX PRE-TERM ASSY WHI 190FT | EA |  | 1 Year | 3300.7128 | 5% | 3135.6772
36448 | Belden Wire | CA22109190A08 | 8P HARNESS B10GX CMP WHI 190FT | EA |  | 1 Year | 4150.8192 | 5% | 3943.2782
36449 | Belden Wire | CA22109195A06 | 10GX PRE-TERM ASSY WHI 195FT | EA |  | 1 Year | 3384.6384 | 5% | 3215.4065
36450 | Belden Wire | CA22109195A08 | 8P HARNESS B10GX CMP WHI 195FT | EA |  | 1 Year | 4256.1376 | 5% | 4043.3307
36451 | Belden Wire | CA22109200 | PATCHCORD B10GX CMP WHI 200FT | EA |  | 1 Year | 343.42 | 5% | 326.249
36452 | Belden Wire | CA22109200A06 | 10GX PRE-TERM ASSY WHI 200FT | EA |  | 1 Year | 3468.564 | 5% | 3295.1358
36453 | Belden Wire | CA22109200A08 | 8P HARNESS B10GX CMP WHI 200FT | EA |  | 1 Year | 4361.456 | 5% | 4143.3832
36454 | Belden Wire | CA22109205A06 | 10GX PRE-TERM ASSY WHI 205FT | EA |  | 1 Year | 3708.8964 | 5% | 3523.4516
36455 | Belden Wire | CA22109205A08 | 8P HARNESS B10GX CMP WHI 205FT | EA |  | 1 Year | 4663.0496 | 5% | 4429.8971
36456 | Belden Wire | CA22109210A06 | 10GX PRE-TERM ASSY WHI 210FT | EA |  | 1 Year | 3796.6368 | 5% | 3606.805
36457 | Belden Wire | CA22109210A08 | 8P HARNESS B10GX CMP WHI 210FT | EA |  | 1 Year | 4773.1552 | 5% | 4534.4974
36458 | Belden Wire | CA22109215A06 | 10GX PRE-TERM ASSY WHI 215FT | EA |  | 1 Year | 3884.3772 | 5% | 3690.1583
36459 | Belden Wire | CA22109215A08 | 8P HARNESS B10GX CMP WHI 215FT | EA |  | 1 Year | 4883.2608 | 5% | 4639.0978
36460 | Belden Wire | CA22109220A06 | 10GX PRE-TERM ASSY WHI 220FT | EA |  | 1 Year | 3972.1176 | 5% | 3773.5117
36461 | Belden Wire | CA22109220A08 | 8P HARNESS B10GX CMP WHI 220FT | EA |  | 1 Year | 4993.3664 | 5% | 4743.6981
36462 | Belden Wire | CA22109225A06 | 10GX PRE-TERM ASSY WHI 225FT | EA |  | 1 Year | 4059.858 | 5% | 3856.8651
36463 | Belden Wire | CA22109225A08 | 8P HARNESS B10GX CMP WHI 225FT | EA |  | 1 Year | 5103.472 | 5% | 4848.2984
36464 | Belden Wire | CA22109230A06 | 10GX PRE-TERM ASSY WHI 230FT | EA |  | 1 Year | 4147.5984 | 5% | 3940.2185
36465 | Belden Wire | CA22109230A08 | 8P HARNESS B10GX CMP WHI 230FT | EA |  | 1 Year | 5213.5776 | 5% | 4952.8987
36466 | Belden Wire | CA22109235A06 | 10GX PRE-TERM ASSY WHI 235FT | EA |  | 1 Year | 4235.3388 | 5% | 4023.5719
36467 | Belden Wire | CA22109235A08 | 8P HARNESS B10GX CMP WHI 235FT | EA |  | 1 Year | 5323.6832 | 5% | 5057.499
36468 | Belden Wire | CA22109240A06 | 10GX PRE-TERM ASSY WHI 240FT | EA |  | 1 Year | 4323.0792 | 5% | 4106.9252
36469 | Belden Wire | CA22109240A08 | 8P HARNESS B10GX CMP WHI 240FT | EA |  | 1 Year | 5433.7888 | 5% | 5162.0994
36470 | Belden Wire | CA22109245A06 | 10GX PRE-TERM ASSY WHI 245FT | EA |  | 1 Year | 4410.8196 | 5% | 4190.2786
36471 | Belden Wire | CA22109245A08 | 8P HARNESS B10GX CMP WHI 245FT | EA |  | 1 Year | 5543.8944 | 5% | 5266.6997
36472 | Belden Wire | CA22109250A06 | 10GX PRE-TERM ASSY WHI 250FT | EA |  | 1 Year | 4498.56 | 5% | 4273.632
36473 | Belden Wire | CA22109250A08 | 8P HARNESS B10GX CMP WHI 250FT | EA |  | 1 Year | 5654 | 5% | 5371.3
36474 | Belden Wire | CA22109255A06 | 10GX PRE-TERM ASSY WHI 255FT | EA |  | 1 Year | 4586.3004 | 5% | 4356.9854
36475 | Belden Wire | CA22109255A08 | 8P HARNESS B10GX CMP WHI 255FT | EA |  | 1 Year | 5764.1056 | 5% | 5475.9003
36476 | Belden Wire | CA22109260A06 | 10GX PRE-TERM ASSY WHI 260FT | EA |  | 1 Year | 4674.0408 | 5% | 4440.3388
36477 | Belden Wire | CA22109260A08 | 8P HARNESS B10GX CMP WHI 260FT | EA |  | 1 Year | 5874.2112 | 5% | 5580.5006
36478 | Belden Wire | CA22109265A06 | 10GX PRE-TERM ASSY WHI 265FT | EA |  | 1 Year | 4761.7812 | 5% | 4523.6921
36479 | Belden Wire | CA22109265A08 | 8P HARNESS B10GX CMP WHI 265FT | EA |  | 1 Year | 5984.3168 | 5% | 5685.101
36480 | Belden Wire | CA22109270A06 | 10GX PRE-TERM ASSY WHI 270FT | EA |  | 1 Year | 4849.5216 | 5% | 4607.0455
36481 | Belden Wire | CA22109270A08 | 8P HARNESS B10GX CMP WHI 270FT | EA |  | 1 Year | 6094.4224 | 5% | 5789.7013
36482 | Belden Wire | CA22109275A06 | 10GX PRE-TERM ASSY WHI 275FT | EA |  | 1 Year | 4937.262 | 5% | 4690.3989
36483 | Belden Wire | CA22109275A08 | 8P HARNESS B10GX CMP WHI 275FT | EA |  | 1 Year | 6204.528 | 5% | 5894.3016
36484 | Belden Wire | CA22109280A06 | 10GX PRE-TERM ASSY WHI 280FT | EA |  | 1 Year | 5025.0024 | 5% | 4773.7523
36485 | Belden Wire | CA22109280A08 | 8P HARNESS B10GX CMP WHI 280FT | EA |  | 1 Year | 6314.6336 | 5% | 5998.9019
36486 | Belden Wire | CA22109285A06 | 10GX PRE-TERM ASSY WHI 285FT | EA |  | 1 Year | 5112.7428 | 5% | 4857.1057
36487 | Belden Wire | CA22109285A08 | 8P HARNESS B10GX CMP WHI 285FT | EA |  | 1 Year | 6424.7392 | 5% | 6103.5022
36488 | Belden Wire | CA22109290A06 | 10GX PRE-TERM ASSY WHI 290FT | EA |  | 1 Year | 5200.4832 | 5% | 4940.459
36489 | Belden Wire | CA22109290A08 | 8P HARNESS B10GX CMP WHI 290FT | EA |  | 1 Year | 6534.8448 | 5% | 6208.1026
36490 | Belden Wire | CA22109295A06 | 10GX PRE-TERM ASSY WHI 295FT | EA |  | 1 Year | 4174.61 | 5% | 3965.8795
36491 | Belden Wire | CA22109295A08 | 8P HARNESS B10GX CMP WHI 295FT | EA |  | 1 Year | 5427 | 5% | 5155.65
36492 | Belden Wire | CA22206050A06 | PIGTAIL-A B10GX CMP BLU 50FT | EA |  | 1 Year | 841.038 | 5% | 798.9861
36493 | Belden Wire | CA22206075A06 | PIGTAIL-A B10GX CMP BLU 75FT | EA |  | 1 Year | 1222.518 | 5% | 1161.3921
36494 | Belden Wire | CA22206100A06 | PIGTAIL-A B10GX CMP BLU 100FT | EA |  | 1 Year | 1603.998 | 5% | 1523.7981
36495 | Belden Wire | CA22209041A06 | PIGTAIL-A B10GX CMP WHI 41FT | EA |  | 1 Year | 703.7052 | 5% | 668.5199
36496 | Belden Wire | CA22209045A06 | PIGTAIL-A B10GX CMP WHI 45FT | EA |  | 1 Year | 764.742 | 5% | 726.5049
36497 | Belden Wire | CA22209052A06 | PIGTAIL-A B10GX CMP WHI 52FT | EA |  | 1 Year | 871.5564 | 5% | 827.9786
36498 | Belden Wire | CA22209053A06 | PIGTAIL-A B10GX CMP WHI 53FT | EA |  | 1 Year | 886.8156 | 5% | 842.4748
36499 | Belden Wire | CA22209056A06 | PIGTAIL-A B10GX CMP WHI 56FT | EA |  | 1 Year | 932.5932 | 5% | 885.9635
36500 | Belden Wire | CA22209057A06 | PIGTAIL-A B10GX CMP WHI 57FT | EA |  | 1 Year | 947.8524 | 5% | 900.4598
36501 | Belden Wire | CA22209059A06 | PIGTAIL-A B10GX CMP WHI 59FT | EA |  | 1 Year | 978.3708 | 5% | 929.4523
36502 | Belden Wire | CA22209060A06 | PIGTAIL-A B10GX CMP WHI 60FT | EA |  | 1 Year | 993.63 | 5% | 943.9485
36503 | Belden Wire | CA22209062A06 | PIGTAIL-A B10GX CMP WHI 62FT | EA |  | 1 Year | 1024.1484 | 5% | 972.941
36504 | Belden Wire | CA22209063A06 | PIGTAIL-A B10GX CMP WHI 63FT | EA |  | 1 Year | 1039.4076 | 5% | 987.4372
36505 | Belden Wire | CA22209064A06 | PIGTAIL-A B10GX CMP WHI 64FT | EA |  | 1 Year | 1054.6668 | 5% | 1001.9335
36506 | Belden Wire | CA22209065A06 | PIGTAIL-A B10GX CMP WHI 65FT | EA |  | 1 Year | 1069.926 | 5% | 1016.4297
36507 | Belden Wire | CA22209069A06 | PIGTAIL-A B10GX CMP WHI 69FT | EA |  | 1 Year | 1130.9628 | 5% | 1074.4147
36508 | Belden Wire | CA22209070A06 | PIGTAIL-A B10GX CMP WHI 70FT | EA |  | 1 Year | 1146.222 | 5% | 1088.9109
36509 | Belden Wire | CA22209072A06 | PIGTAIL-A B10GX CMP WHI 72FT | EA |  | 1 Year | 1176.7404 | 5% | 1117.9034
36510 | Belden Wire | CA22209073A06 | PIGTAIL-A B10GX CMP WHI 73FT | EA |  | 1 Year | 1191.9996 | 5% | 1132.3996
36511 | Belden Wire | CA22209074A06 | PIGTAIL-A B10GX CMP WHI 74FT | EA |  | 1 Year | 1207.2588 | 5% | 1146.8959
36512 | Belden Wire | CA22209075A06 | PIGTAIL-A B10GX CMP WHI 75FT | EA |  | 1 Year | 1222.518 | 5% | 1161.3921
36513 | Belden Wire | CA22209077A06 | PIGTAIL-A B10GX CMP WHI 77FT | EA |  | 1 Year | 1253.0364 | 5% | 1190.3846
36514 | Belden Wire | CA22209079A06 | PIGTAIL-A B10GX CMP WHI 79FT | EA |  | 1 Year | 1283.5548 | 5% | 1219.3771
36515 | Belden Wire | CA22209080A06 | PIGTAIL-A B10GX CMP WHI 80FT | EA |  | 1 Year | 1298.814 | 5% | 1233.8733
36516 | Belden Wire | CA22209081A06 | PIGTAIL-A B10GX CMP WHI 81FT | EA |  | 1 Year | 1314.0732 | 5% | 1248.3695
36517 | Belden Wire | CA22209082A06 | PIGTAIL-A B10GX CMP WHI 82FT | EA |  | 1 Year | 1329.3324 | 5% | 1262.8658
36518 | Belden Wire | CA22209084A06 | PIGTAIL-A B10GX CMP WHI 84FT | EA |  | 1 Year | 1359.8508 | 5% | 1291.8583
36519 | Belden Wire | CA22209085A06 | PIGTAIL-A B10GX CMP WHI 85FT | EA |  | 1 Year | 1375.11 | 5% | 1306.3545
36520 | Belden Wire | CA22209087A06 | PIGTAIL-A B10GX CMP WHI 87FT | EA |  | 1 Year | 1405.6284 | 5% | 1335.347
36521 | Belden Wire | CA22209089A06 | PIGTAIL-A B10GX CMP WHI 89FT | EA |  | 1 Year | 1436.1468 | 5% | 1364.3395
36522 | Belden Wire | CA22209090A06 | PIGTAIL-A B10GX CMP WHI 90FT | EA |  | 1 Year | 1451.406 | 5% | 1378.8357
36523 | Belden Wire | CA22209091A06 | PIGTAIL-A B10GX CMP WHI 91FT | EA |  | 1 Year | 1466.6652 | 5% | 1393.3319
36524 | Belden Wire | CA22209093A06 | PIGTAIL-A B10GX CMP WHI 93FT | EA |  | 1 Year | 1497.1836 | 5% | 1422.3244
36525 | Belden Wire | CA22209094A06 | PIGTAIL-A B10GX CMP WHI 94FT | EA |  | 1 Year | 1512.4428 | 5% | 1436.8207
36526 | Belden Wire | CA22209095A06 | PIGTAIL-A B10GX CMP WHI 95FT | EA |  | 1 Year | 1527.702 | 5% | 1451.3169
36527 | Belden Wire | CA22209096A06 | PIGTAIL-A B10GX CMP WHI 96FT | EA |  | 1 Year | 1542.9612 | 5% | 1465.8131
36528 | Belden Wire | CA22209097A06 | PIGTAIL-A B10GX CMP WHI 97FT | EA |  | 1 Year | 1558.2204 | 5% | 1480.3094
36529 | Belden Wire | CA22209098A06 | PIGTAIL-A B10GX CMP WHI 98FT | EA |  | 1 Year | 1573.4796 | 5% | 1494.8056
36530 | Belden Wire | CA22209101A06 | PIGTAIL-A B10GX CMP WHI 101FT | EA |  | 1 Year | 1773.3751 | 5% | 1684.7063
36531 | Belden Wire | CA22209102A06 | PIGTAIL-A B10GX CMP WHI 102FT | EA |  | 1 Year | 1790.1602 | 5% | 1700.6522
36532 | Belden Wire | CA22209104A06 | PIGTAIL-A B10GX CMP WHI 104FT | EA |  | 1 Year | 1823.7305 | 5% | 1732.544
36533 | Belden Wire | CA22209105A06 | PIGTAIL-A B10GX CMP WHI 105FT | EA |  | 1 Year | 1840.5156 | 5% | 1748.4898
36534 | Belden Wire | CA22209107A06 | PIGTAIL-A B10GX CMP WHI 107FT | EA |  | 1 Year | 1874.0858 | 5% | 1780.3815
36535 | Belden Wire | CA22209112A06 | PIGTAIL-A B10GX CMP WHI 112FT | EA |  | 1 Year | 1958.0114 | 5% | 1860.1108
36536 | Belden Wire | CA22209113A06 | PIGTAIL-A B10GX CMP WHI 113FT | EA |  | 1 Year | 1974.7966 | 5% | 1876.0568
36537 | Belden Wire | CA22209117A06 | PIGTAIL-A B10GX CMP WHI 117FT | EA |  | 1 Year | 2041.937 | 5% | 1939.8401
36538 | Belden Wire | CA22402002 | XOVERCORD B10GX CMP RED 2FT | EA |  | 1 Year | 17.292 | 5% | 16.4274
36539 | Belden Wire | CA22402004 | XOVERCORD B10GX CMP RED 4FT | EA |  | 1 Year | 20.284 | 5% | 19.2698
36540 | Belden Wire | CA22402010 | XOVERCORD B10GX CMP RED 10FT | EA |  | 1 Year | 29.26 | 5% | 27.797
36541 | Belden Wire | CA22402025 | XOVERCORD B10GX CMP RED 25FT | EA |  | 1 Year | 51.7 | 5% | 49.115
36542 | Belden Wire | CA22404002 | XOVERCORD B10GX CMP YEL 2FT | EA |  | 1 Year | 17.292 | 5% | 16.4274
36543 | Belden Wire | CA22404004 | XOVERCORD B10GX CMP YEL 4FT | EA |  | 1 Year | 20.284 | 5% | 19.2698
36544 | Belden Wire | CA22404010 | XOVERCORD B10GX CMP YEL 10FT | EA |  | 1 Year | 29.26 | 5% | 27.797
36545 | Belden Wire | CA22404025 | XOVERCORD B10GX CMP YEL 25FT | EA |  | 1 Year | 51.7 | 5% | 49.115
36546 | Belden Wire | CA22405002 | XOVERCORD B10GX CMP GRN 2FT | EA |  | 1 Year | 17.292 | 5% | 16.4274
36547 | Belden Wire | CA22405004 | XOVERCORD B10GX CMP GRN 4FT | EA |  | 1 Year | 20.284 | 5% | 19.2698
36548 | Belden Wire | CA22405010 | XOVERCORD B10GX CMP GRN 10FT | EA |  | 1 Year | 29.26 | 5% | 27.797
36549 | Belden Wire | CA22405025 | XOVERCORD B10GX CMP GRN 25FT | EA |  | 1 Year | 51.7 | 5% | 49.115
36550 | Belden Wire | CA22406002 | XOVERCORD B10GX CMP BLU 2FT | EA |  | 1 Year | 17.292 | 5% | 16.4274
36551 | Belden Wire | CA22406004 | XOVERCORD B10GX CMP BLU 4FT | EA |  | 1 Year | 20.284 | 5% | 19.2698
36552 | Belden Wire | CA22406010 | XOVERCORD B10GX CMP BLU 10FT | EA |  | 1 Year | 29.26 | 5% | 27.797
36553 | Belden Wire | CA22406025 | XOVERCORD B10GX CMP BLU 25FT | EA |  | 1 Year | 51.7 | 5% | 49.115
36554 | Belden Wire | CA31205025 | PIGTAIL-A 10GX CMR GRN 25FT | EA |  | 1 Year | 27.01 | 5% | 25.6595
36555 | Belden Wire | CA31205035 | PIGTAIL-A 10GX CMR GRN 35FT | EA |  | 1 Year | 33.81 | 5% | 32.1195
36556 | Belden Wire | CA31206004 | PIGTAIL-A 10GX CMR BLU 4FT | EA |  | 1 Year | 12.73 | 5% | 12.0935
36557 | Belden Wire | CA31206015 | PIGTAIL-A 10GX CMR BLU 15FT | EA |  | 1 Year | 20.21 | 5% | 19.1995
36558 | Belden Wire | CA31206020 | PIGTAIL-A 10GX CMR BLU 20FT | EA |  | 1 Year | 23.61 | 5% | 22.4295
36559 | Belden Wire | CA31206025 | PIGTAIL-A 10GX CMR BLU 25FT | EA |  | 1 Year | 27.01 | 5% | 25.6595
36560 | Belden Wire | CA31206035 | PIGTAIL-A 10GX CMR BLU 35FT | EA |  | 1 Year | 33.81 | 5% | 32.1195
36561 | Belden Wire | CA31206050 | PIGTAIL-A 10GX CMR BLU 50FT | EA |  | 1 Year | 44.01 | 5% | 41.8095
36562 | Belden Wire | CA31206075 | PIGTAIL-A 10GX CMR BLU 75FT | EA |  | 1 Year | 61.01 | 5% | 57.9595
36563 | Belden Wire | CA31206100 | PIGTAIL-A 10GX CMR BLU 100FT | EA |  | 1 Year | 78.01 | 5% | 74.1095
36564 | Belden Wire | CA31207009 | PIGTAIL-A 10GX CMR PUR 9FT | EA |  | 1 Year | 16.13 | 5% | 15.3235
36565 | Belden Wire | CA31208007 | PIGTAIL-A 10GX CMR GRY 7FT | EA |  | 1 Year | 14.77 | 5% | 14.0315
36566 | Belden Wire | CA31208015 | PIGTAIL-A 10GX CMR GRY 15FT | EA |  | 1 Year | 20.21 | 5% | 19.1995
36567 | Belden Wire | CA31208020 | PIGTAIL-A 10GX CMR GRY 20FT | EA |  | 1 Year | 23.61 | 5% | 22.4295
36568 | Belden Wire | CA31208025 | PIGTAIL-A 10GX CMR GRY 25FT | EA |  | 1 Year | 27.01 | 5% | 25.6595
36569 | Belden Wire | CA31208035 | PIGTAIL-A 10GX CMR GRY 35FT | EA |  | 1 Year | 33.81 | 5% | 32.1195
36570 | Belden Wire | CA31208050 | PIGTAIL-A 10GX CMR GRY 50FT | EA |  | 1 Year | 44.01 | 5% | 41.8095
36571 | Belden Wire | CA31208065 | PIGTAIL-A 10GX CMR GRY 65FT | EA |  | 1 Year | 54.21 | 5% | 51.4995
36572 | Belden Wire | CA31208075 | PIGTAIL-A 10GX CMR GRY 75FT | EA |  | 1 Year | 61.01 | 5% | 57.9595
36573 | Belden Wire | CA31208100 | PIGTAIL-A 10GX CMR GRY 100FT | EA |  | 1 Year | 78.01 | 5% | 74.1095
36574 | Belden Wire | CA31209010 | PIGTAIL-A 10GX CMR WHI 10FT | EA |  | 1 Year | 16.81 | 5% | 15.9695
36575 | Belden Wire | CA31209015 | PIGTAIL-A 10GX CMR WHI 15FT | EA |  | 1 Year | 20.21 | 5% | 19.1995
36576 | Belden Wire | CA31209020 | PIGTAIL-A 10GX CMR WHI 20FT | EA |  | 1 Year | 23.61 | 5% | 22.4295
36577 | Belden Wire | CA31209025 | PIGTAIL-A 10GX CMR WHI 25FT | EA |  | 1 Year | 27.01 | 5% | 25.6595
36578 | Belden Wire | CA31209035 | PIGTAIL-A 10GX CMR WHI 35FT | EA |  | 1 Year | 33.81 | 5% | 32.1195
36579 | Belden Wire | CA31209050 | PIGTAIL-A 10GX CMR WHI 50FT | EA |  | 1 Year | 44.01 | 5% | 41.8095
36580 | Belden Wire | CA31209075 | PIGTAIL-A 10GX CMR WHI 75FT | EA |  | 1 Year | 61.01 | 5% | 57.9595
36581 | Belden Wire | CA31209100 | PIGTAIL-A 10GX CMR WHI 100FT | EA |  | 1 Year | 78.01 | 5% | 74.1095
36582 | Belden Wire | CA31306015 | PIGTAIL-B 10GX CMR BLU 15FT | EA |  | 1 Year | 20.21 | 5% | 19.1995
36583 | Belden Wire | CA31306020 | PIGTAIL-B 10GX CMR BLU 20FT | EA |  | 1 Year | 23.61 | 5% | 22.4295
36584 | Belden Wire | CA31306025 | PIGTAIL-B 10GX CMR BLU 25FT | EA |  | 1 Year | 27.01 | 5% | 25.6595
36585 | Belden Wire | CA31306030 | PIGTAIL-B 10GX CMR BLU 30FT | EA |  | 1 Year | 30.41 | 5% | 28.8895
36586 | Belden Wire | CA31306035 | PIGTAIL-B 10GX CMR BLU 35FT | EA |  | 1 Year | 33.81 | 5% | 32.1195
36587 | Belden Wire | CA31306050 | PIGTAIL-B 10GX CMR BLU 50FT | EA |  | 1 Year | 44.01 | 5% | 41.8095
36588 | Belden Wire | CA31306060 | PIGTAIL-B 10GX CMR BLU 60FT | EA |  | 1 Year | 50.81 | 5% | 48.2695
36589 | Belden Wire | CA31306075 | PIGTAIL-B 10GX CMR BLU 75FT | EA |  | 1 Year | 61.01 | 5% | 57.9595
36590 | Belden Wire | CA31306100 | PIGTAIL-B 10GX CMR BLU 100FT | EA |  | 1 Year | 78.01 | 5% | 74.1095
36591 | Belden Wire | CA31308007 | PIGTAIL-B 10GX CMR GRY 7FT | EA |  | 1 Year | 14.77 | 5% | 14.0315
36592 | Belden Wire | CA31308015 | PIGTAIL-B 10GX CMR GRY 15FT | EA |  | 1 Year | 20.21 | 5% | 19.1995
36593 | Belden Wire | CA31308020 | PIGTAIL-B 10GX CMR GRY 20FT | EA |  | 1 Year | 23.61 | 5% | 22.4295
36594 | Belden Wire | CA31308025 | PIGTAIL-B 10GX CMR GRY 25FT | EA |  | 1 Year | 27.01 | 5% | 25.6595
36595 | Belden Wire | CA31308030 | PIGTAIL-B 10GX CMR GRY 30FT | EA |  | 1 Year | 30.41 | 5% | 28.8895
36596 | Belden Wire | CA31308035 | PIGTAIL-B 10GX CMR GRY 35FT | EA |  | 1 Year | 33.81 | 5% | 32.1195
36597 | Belden Wire | CA31308040 | PIGTAIL-B 10GX CMR GRY 40FT | EA |  | 1 Year | 37.21 | 5% | 35.3495
36598 | Belden Wire | CA31308050 | PIGTAIL-B 10GX CMR GRY 50FT | EA |  | 1 Year | 44.01 | 5% | 41.8095
36599 | Belden Wire | CA31308060 | PIGTAIL-B 10GX CMR GRY 60FT | EA |  | 1 Year | 50.81 | 5% | 48.2695
36600 | Belden Wire | CA31308065 | PIGTAIL-B 10GX CMR GRY 65FT | EA |  | 1 Year | 54.21 | 5% | 51.4995
36601 | Belden Wire | CA31308075 | PIGTAIL-B 10GX CMR GRY 75FT | EA |  | 1 Year | 61.01 | 5% | 57.9595
36602 | Belden Wire | CA31308100 | PIGTAIL-B 10GX CMR GRY 100FT | EA |  | 1 Year | 78.01 | 5% | 74.1095
36603 | Belden Wire | CA31309007 | PIGTAIL-B 10GX CMR WHI 7FT | EA |  | 1 Year | 14.77 | 5% | 14.0315
36604 | Belden Wire | CA31309010 | PIGTAIL-B 10GX CMR WHI 10FT | EA |  | 1 Year | 16.81 | 5% | 15.9695
36605 | Belden Wire | CA31309015 | PIGTAIL-B 10GX CMR WHI 15FT | EA |  | 1 Year | 20.21 | 5% | 19.1995
36606 | Belden Wire | CA31309020 | PIGTAIL-B 10GX CMR WHI 20FT | EA |  | 1 Year | 23.61 | 5% | 22.4295
36607 | Belden Wire | CA31309025 | PIGTAIL-B 10GX CMR WHI 25FT | EA |  | 1 Year | 27.01 | 5% | 25.6595
36608 | Belden Wire | CA31309035 | PIGTAIL-B 10GX CMR WHI 35FT | EA |  | 1 Year | 33.81 | 5% | 32.1195
36609 | Belden Wire | CA31309050 | PIGTAIL-B 10GX CMR WHI 50FT | EA |  | 1 Year | 44.01 | 5% | 41.8095
36610 | Belden Wire | CA31309075 | PIGTAIL-B 10GX CMR WHI 75FT | EA |  | 1 Year | 61.01 | 5% | 57.9595
36611 | Belden Wire | CA31309100 | PIGTAIL-B 10GX CMR WHI 100FT | EA |  | 1 Year | 78.01 | 5% | 74.1095
36612 | Belden Wire | CA32206015 | PIGTAIL-A 10GX CMP BLU 15FT | EA |  | 1 Year | 32.45 | 5% | 30.8275
36613 | Belden Wire | CA32206020 | PIGTAIL-A 10GX CMP BLU 20FT | EA |  | 1 Year | 39.93 | 5% | 37.9335
36614 | Belden Wire | CA32206025 | PIGTAIL-A 10GX CMP BLU 25FT | EA |  | 1 Year | 47.41 | 5% | 45.0395
36615 | Belden Wire | CA32206035 | PIGTAIL-A 10GX CMP BLU 35FT | EA |  | 1 Year | 62.37 | 5% | 59.2515
36616 | Belden Wire | CA32206050 | PIGTAIL-A 10GX CMP BLU 50FT | EA |  | 1 Year | 84.81 | 5% | 80.5695
36617 | Belden Wire | CA32206075 | PIGTAIL-A 10GX CMP BLU 75FT | EA |  | 1 Year | 122.21 | 5% | 116.0995
36618 | Belden Wire | CA32206100 | PIGTAIL-A 10GX CMP BLU 100FT | EA |  | 1 Year | 159.61 | 5% | 151.6295
36619 | Belden Wire | CA32208015 | PIGTAIL-A 10GX CMP GRY 15FT | EA |  | 1 Year | 32.45 | 5% | 30.8275
36620 | Belden Wire | CA32208020 | PIGTAIL-A 10GX CMP GRY 20FT | EA |  | 1 Year | 39.93 | 5% | 37.9335
36621 | Belden Wire | CA32208025 | PIGTAIL-A 10GX CMP GRY 25FT | EA |  | 1 Year | 47.41 | 5% | 45.0395
36622 | Belden Wire | CA32208035 | PIGTAIL-A 10GX CMP GRY 35FT | EA |  | 1 Year | 62.37 | 5% | 59.2515
36623 | Belden Wire | CA32208050 | PIGTAIL-A 10GX CMP GRY 50FT | EA |  | 1 Year | 84.81 | 5% | 80.5695
36624 | Belden Wire | CA32208075 | PIGTAIL-A 10GX CMP GRY 75FT | EA |  | 1 Year | 122.21 | 5% | 116.0995
36625 | Belden Wire | CA32208100 | PIGTAIL-A 10GX CMP GRY 100FT | EA |  | 1 Year | 159.61 | 5% | 151.6295
36626 | Belden Wire | CA32209015 | PIGTAIL-A 10GX CMP WHI 15FT | EA |  | 1 Year | 32.45 | 5% | 30.8275
36627 | Belden Wire | CA32209020 | PIGTAIL-A 10GX CMP WHI 20FT | EA |  | 1 Year | 39.93 | 5% | 37.9335
36628 | Belden Wire | CA32209025 | PIGTAIL-A 10GX CMP WHI 25FT | EA |  | 1 Year | 47.41 | 5% | 45.0395
36629 | Belden Wire | CA32209035 | PIGTAIL-A 10GX CMP WHI 35FT | EA |  | 1 Year | 62.37 | 5% | 59.2515
36630 | Belden Wire | CA32209050 | PIGTAIL-A 10GX CMP WHI 50FT | EA |  | 1 Year | 84.81 | 5% | 80.5695
36631 | Belden Wire | CA32209075 | PIGTAIL-A 10GX CMP WHI 75FT | EA |  | 1 Year | 122.21 | 5% | 116.0995
36632 | Belden Wire | CA32209100 | PIGTAIL-A 10GX CMP WHI 100FT | EA |  | 1 Year | 159.61 | 5% | 151.6295
36633 | Belden Wire | CA32306015 | PIGTAIL-B 10GX CMP BLU 15FT | EA |  | 1 Year | 32.45 | 5% | 30.8275
36634 | Belden Wire | CA32306020 | PIGTAIL-B 10GX CMP BLU 20FT | EA |  | 1 Year | 39.93 | 5% | 37.9335
36635 | Belden Wire | CA32306025 | PIGTAIL-B 10GX CMP BLU 25FT | EA |  | 1 Year | 47.41 | 5% | 45.0395
36636 | Belden Wire | CA32306035 | PIGTAIL-B 10GX CMP BLU 35FT | EA |  | 1 Year | 62.37 | 5% | 59.2515
36637 | Belden Wire | CA32306050 | PIGTAIL-B 10GX CMP BLU 50FT | EA |  | 1 Year | 84.81 | 5% | 80.5695
36638 | Belden Wire | CA32306075 | PIGTAIL-B 10GX CMP BLU 75FT | EA |  | 1 Year | 122.21 | 5% | 116.0995
36639 | Belden Wire | CA32306100 | PIGTAIL-B 10GX CMP BLU 100FT | EA |  | 1 Year | 159.61 | 5% | 151.6295
36640 | Belden Wire | CA32306200 | PIGTAIL-B 10GX CMP BLU 200FT | EA |  | 1 Year | 339.13 | 5% | 322.1735
36641 | Belden Wire | CA32308015 | PIGTAIL-B 10GX CMP GRY 15FT | EA |  | 1 Year | 32.45 | 5% | 30.8275
36642 | Belden Wire | CA32308020 | PIGTAIL-B 10GX CMP GRY 20FT | EA |  | 1 Year | 39.93 | 5% | 37.9335
36643 | Belden Wire | CA32308025 | PIGTAIL-B 10GX CMP GRY 25FT | EA |  | 1 Year | 47.41 | 5% | 45.0395
36644 | Belden Wire | CA32308035 | PIGTAIL-B 10GX CMP GRY 35FT | EA |  | 1 Year | 62.37 | 5% | 59.2515
36645 | Belden Wire | CA32308050 | PIGTAIL-B 10GX CMP GRY 50FT | EA |  | 1 Year | 84.81 | 5% | 80.5695
36646 | Belden Wire | CA32308075 | PIGTAIL-B 10GX CMP GRY 75FT | EA |  | 1 Year | 122.21 | 5% | 116.0995
36647 | Belden Wire | CA32308100 | PIGTAIL-B 10GX CMP GRY 100FT | EA |  | 1 Year | 159.61 | 5% | 151.6295
36648 | Belden Wire | CA32309010 | PIGTAIL-B 10GX CMP WHI 10FT | EA |  | 1 Year | 24.97 | 5% | 23.7215
36649 | Belden Wire | CA32309015 | PIGTAIL-B 10GX CMP WHI 15FT | EA |  | 1 Year | 32.45 | 5% | 30.8275
36650 | Belden Wire | CA32309020 | PIGTAIL-B 10GX CMP WHI 20FT | EA |  | 1 Year | 39.93 | 5% | 37.9335
36651 | Belden Wire | CA32309025 | PIGTAIL-B 10GX CMP WHI 25FT | EA |  | 1 Year | 47.41 | 5% | 45.0395
36652 | Belden Wire | CA32309035 | PIGTAIL-B 10GX CMP WHI 35FT | EA |  | 1 Year | 62.37 | 5% | 59.2515
36653 | Belden Wire | CA32309050 | PIGTAIL-B 10GX CMP WHI 50FT | EA |  | 1 Year | 84.81 | 5% | 80.5695
36654 | Belden Wire | CA32309075 | PIGTAIL-B 10GX CMP WHI 75FT | EA |  | 1 Year | 122.21 | 5% | 116.0995
36655 | Belden Wire | CA32309100 | PIGTAIL-B 10GX CMP WHI 100FT | EA |  | 1 Year | 159.61 | 5% | 151.6295
36656 | Belden Wire | CAD1100001 | PATCHC 28AWG CAT6A CMR BLK 1FT | EA |  | 1 Year | 14.98 | 5% | 14.231
36657 | Belden Wire | CAD1100002 | PATCHC 28AWG CAT6A CMR BLK 2FT | EA |  | 1 Year | 15.66 | 5% | 14.877
36658 | Belden Wire | CAD1100003 | PATCHC 28AWG CAT6A CMR BLK 3FT | EA |  | 1 Year | 16.34 | 5% | 15.523
36659 | Belden Wire | CAD1100004 | PATCHC 28AWG CAT6A CMR BLK 4FT | EA |  | 1 Year | 17.02 | 5% | 16.169
36660 | Belden Wire | CAD1100005 | PATCHC 28AWG CAT6A CMR BLK 5FT | EA |  | 1 Year | 17.7 | 5% | 16.815
36661 | Belden Wire | CAD1100006 | PATCHC 28AWG CAT6A CMR BLK 6FT | EA |  | 1 Year | 18.38 | 5% | 17.461
36662 | Belden Wire | CAD1100007 | PATCHC 28AWG CAT6A CMR BLK 7FT | EA |  | 1 Year | 19.06 | 5% | 18.107
36663 | Belden Wire | CAD1100008 | PATCHC 28AWG CAT6A CMR BLK 8FT | EA |  | 1 Year | 19.74 | 5% | 18.753
36664 | Belden Wire | CAD1100009 | PATCHC 28AWG CAT6A CMR BLK 9FT | EA |  | 1 Year | 20.42 | 5% | 19.399
36665 | Belden Wire | CAD1100010 | PATCHC 28AWG CAT6A CMR BLK 10F | EA |  | 1 Year | 21.1 | 5% | 20.045
36666 | Belden Wire | CAD1100011 | PATCHC 28AWG CAT6A CMR BLK 11F | EA |  | 1 Year | 21.78 | 5% | 20.691
36667 | Belden Wire | CAD1100012 | PATCHC 28AWG CAT6A CMR BLK 12F | EA |  | 1 Year | 22.46 | 5% | 21.337
36668 | Belden Wire | CAD1100013 | PATCHC 28AWG CAT6A CMR BLK 13F | EA |  | 1 Year | 23.14 | 5% | 21.983
36669 | Belden Wire | CAD1100014 | PATCHC 28AWG CAT6A CMR BLK 14F | EA |  | 1 Year | 23.82 | 5% | 22.629
36670 | Belden Wire | CAD1100015 | PATCHC 28AWG CAT6A CMR BLK 15F | EA |  | 1 Year | 24.5 | 5% | 23.275
36671 | Belden Wire | CAD1100016 | PATCHC 28AWG CAT6A CMR BLK 16F | EA |  | 1 Year | 25.18 | 5% | 23.921
36672 | Belden Wire | CAD1100017 | PATCHC 28AWG CAT6A CMR BLK 17F | EA |  | 1 Year | 25.86 | 5% | 24.567
36673 | Belden Wire | CAD1100018 | PATCHC 28AWG CAT6A CMR BLK 18F | EA |  | 1 Year | 26.54 | 5% | 25.213
36674 | Belden Wire | CAD1100019 | PATCHC 28AWG CAT6A CMR BLK 19F | EA |  | 1 Year | 27.22 | 5% | 25.859
36675 | Belden Wire | CAD1100020 | PATCHC 28AWG CAT6A CMR BLK 20F | EA |  | 1 Year | 27.9 | 5% | 26.505
36676 | Belden Wire | CAD1100021 | PATCHC 28AWG CAT6A CMR BLK 21F | EA |  | 1 Year | 28.58 | 5% | 27.151
36677 | Belden Wire | CAD1100022 | PATCHC 28AWG CAT6A CMR BLK 22F | EA |  | 1 Year | 29.26 | 5% | 27.797
36678 | Belden Wire | CAD1100023 | PATCHC 28AWG CAT6A CMR BLK 23F | EA |  | 1 Year | 29.94 | 5% | 28.443
36679 | Belden Wire | CAD1100024 | PATCHC 28AWG CAT6A CMR BLK 24F | EA |  | 1 Year | 30.62 | 5% | 29.089
36680 | Belden Wire | CAD1100025 | PATCHC 28AWG CAT6A CMR BLK 25F | EA |  | 1 Year | 31.3 | 5% | 29.735
36681 | Belden Wire | CAD1100026 | PATCHC 28AWG CAT6A CMR BLK 26F | EA |  | 1 Year | 31.98 | 5% | 30.381
36682 | Belden Wire | CAD1100027 | PATCHC 28AWG CAT6A CMR BLK 27F | EA |  | 1 Year | 32.66 | 5% | 31.027
36683 | Belden Wire | CAD1100028 | PATCHC 28AWG CAT6A CMR BLK 28F | EA |  | 1 Year | 33.34 | 5% | 31.673
36684 | Belden Wire | CAD1100029 | PATCHC 28AWG CAT6A CMR BLK 29F | EA |  | 1 Year | 34.02 | 5% | 32.319
36685 | Belden Wire | CAD1100030 | PATCHC 28AWG CAT6A CMR BLK 30F | EA |  | 1 Year | 34.7 | 5% | 32.965
36686 | Belden Wire | CAD1102001 | PATCHC 28AWG CAT6A CMR RED 1FT | EA |  | 1 Year | 14.98 | 5% | 14.231
36687 | Belden Wire | CAD1102002 | PATCHC 28AWG CAT6A CMR RED 2FT | EA |  | 1 Year | 15.66 | 5% | 14.877
36688 | Belden Wire | CAD1102003 | PATCHC 28AWG CAT6A CMR RED 3FT | EA |  | 1 Year | 16.34 | 5% | 15.523
36689 | Belden Wire | CAD1102004 | PATCHC 28AWG CAT6A CMR RED 4FT | EA |  | 1 Year | 17.02 | 5% | 16.169
36690 | Belden Wire | CAD1102005 | PATCHC 28AWG CAT6A CMR RED 5FT | EA |  | 1 Year | 17.7 | 5% | 16.815
36691 | Belden Wire | CAD1102006 | PATCHC 28AWG CAT6A CMR RED 6FT | EA |  | 1 Year | 18.38 | 5% | 17.461
36692 | Belden Wire | CAD1102007 | PATCHC 28AWG CAT6A CMR RED 7FT | EA |  | 1 Year | 19.06 | 5% | 18.107
36693 | Belden Wire | CAD1102008 | PATCHC 28AWG CAT6A CMR RED 8FT | EA |  | 1 Year | 19.74 | 5% | 18.753
36694 | Belden Wire | CAD1102009 | PATCHC 28AWG CAT6A CMR RED 9FT | EA |  | 1 Year | 20.42 | 5% | 19.399
36695 | Belden Wire | CAD1102010 | PATCHC 28AWG CAT6A CMR RED 10F | EA |  | 1 Year | 21.1 | 5% | 20.045
36696 | Belden Wire | CAD1102011 | PATCHC 28AWG CAT6A CMR RED 11F | EA |  | 1 Year | 21.78 | 5% | 20.691
36697 | Belden Wire | CAD1102012 | PATCHC 28AWG CAT6A CMR RED 12F | EA |  | 1 Year | 22.46 | 5% | 21.337
36698 | Belden Wire | CAD1102013 | PATCHC 28AWG CAT6A CMR RED 13F | EA |  | 1 Year | 23.14 | 5% | 21.983
36699 | Belden Wire | CAD1102014 | PATCHC 28AWG CAT6A CMR RED 14F | EA |  | 1 Year | 23.82 | 5% | 22.629
36700 | Belden Wire | CAD1102015 | PATCHC 28AWG CAT6A CMR RED 15F | EA |  | 1 Year | 24.5 | 5% | 23.275
36701 | Belden Wire | CAD1102016 | PATCHC 28AWG CAT6A CMR RED 16F | EA |  | 1 Year | 25.18 | 5% | 23.921
36702 | Belden Wire | CAD1102017 | PATCHC 28AWG CAT6A CMR RED 17F | EA |  | 1 Year | 25.86 | 5% | 24.567
36703 | Belden Wire | CAD1102018 | PATCHC 28AWG CAT6A CMR RED 18F | EA |  | 1 Year | 26.54 | 5% | 25.213
36704 | Belden Wire | CAD1102019 | PATCHC 28AWG CAT6A CMR RED 19F | EA |  | 1 Year | 27.22 | 5% | 25.859
36705 | Belden Wire | CAD1102020 | PATCHC 28AWG CAT6A CMR RED 20F | EA |  | 1 Year | 27.9 | 5% | 26.505
36706 | Belden Wire | CAD1102021 | PATCHC 28AWG CAT6A CMR RED 21F | EA |  | 1 Year | 28.58 | 5% | 27.151
36707 | Belden Wire | CAD1102022 | PATCHC 28AWG CAT6A CMR RED 22F | EA |  | 1 Year | 29.26 | 5% | 27.797
36708 | Belden Wire | CAD1102023 | PATCHC 28AWG CAT6A CMR RED 23F | EA |  | 1 Year | 29.94 | 5% | 28.443
36709 | Belden Wire | CAD1102024 | PATCHC 28AWG CAT6A CMR RED 24F | EA |  | 1 Year | 30.62 | 5% | 29.089
36710 | Belden Wire | CAD1102025 | PATCHC 28AWG CAT6A CMR RED 25F | EA |  | 1 Year | 31.3 | 5% | 29.735
36711 | Belden Wire | CAD1102026 | PATCHC 28AWG CAT6A CMR RED 26F | EA |  | 1 Year | 31.98 | 5% | 30.381
36712 | Belden Wire | CAD1102027 | PATCHC 28AWG CAT6A CMR RED 27F | EA |  | 1 Year | 32.66 | 5% | 31.027
36713 | Belden Wire | CAD1102028 | PATCHC 28AWG CAT6A CMR RED 28F | EA |  | 1 Year | 33.34 | 5% | 31.673
36714 | Belden Wire | CAD1102029 | PATCHC 28AWG CAT6A CMR RED 29F | EA |  | 1 Year | 34.02 | 5% | 32.319
36715 | Belden Wire | CAD1102030 | PATCHC 28AWG CAT6A CMR RED 30F | EA |  | 1 Year | 34.7 | 5% | 32.965
36716 | Belden Wire | CAD1104001 | PATCHC 28AWG CAT6A CMR YEL 1FT | EA |  | 1 Year | 14.98 | 5% | 14.231
36717 | Belden Wire | CAD1104002 | PATCHC 28AWG CAT6A CMR YEL 2FT | EA |  | 1 Year | 15.66 | 5% | 14.877
36718 | Belden Wire | CAD1104003 | PATCHC 28AWG CAT6A CMR YEL 3FT | EA |  | 1 Year | 16.34 | 5% | 15.523
36719 | Belden Wire | CAD1104004 | PATCHC 28AWG CAT6A CMR YEL 4FT | EA |  | 1 Year | 17.02 | 5% | 16.169
36720 | Belden Wire | CAD1104005 | PATCHC 28AWG CAT6A CMR YEL 5FT | EA |  | 1 Year | 17.7 | 5% | 16.815
36721 | Belden Wire | CAD1104006 | PATCHC 28AWG CAT6A CMR YEL 6FT | EA |  | 1 Year | 18.38 | 5% | 17.461
36722 | Belden Wire | CAD1104007 | PATCHC 28AWG CAT6A CMR YEL 7FT | EA |  | 1 Year | 19.06 | 5% | 18.107
36723 | Belden Wire | CAD1104008 | PATCHC 28AWG CAT6A CMR YEL 8FT | EA |  | 1 Year | 19.74 | 5% | 18.753
36724 | Belden Wire | CAD1104009 | PATCHC 28AWG CAT6A CMR YEL 9FT | EA |  | 1 Year | 20.42 | 5% | 19.399
36725 | Belden Wire | CAD1104010 | PATCHC 28AWG CAT6A CMR YEL 10F | EA |  | 1 Year | 21.1 | 5% | 20.045
36726 | Belden Wire | CAD1104011 | PATCHC 28AWG CAT6A CMR YEL 11F | EA |  | 1 Year | 21.78 | 5% | 20.691
36727 | Belden Wire | CAD1104012 | PATCHC 28AWG CAT6A CMR YEL 12F | EA |  | 1 Year | 22.46 | 5% | 21.337
36728 | Belden Wire | CAD1104013 | PATCHC 28AWG CAT6A CMR YEL 13F | EA |  | 1 Year | 23.14 | 5% | 21.983
36729 | Belden Wire | CAD1104014 | PATCHC 28AWG CAT6A CMR YEL 14F | EA |  | 1 Year | 23.82 | 5% | 22.629
36730 | Belden Wire | CAD1104015 | PATCHC 28AWG CAT6A CMR YEL 15F | EA |  | 1 Year | 24.5 | 5% | 23.275
36731 | Belden Wire | CAD1104016 | PATCHC 28AWG CAT6A CMR YEL 16F | EA |  | 1 Year | 25.18 | 5% | 23.921
36732 | Belden Wire | CAD1104017 | PATCHC 28AWG CAT6A CMR YEL 17F | EA |  | 1 Year | 25.86 | 5% | 24.567
36733 | Belden Wire | CAD1104018 | PATCHC 28AWG CAT6A CMR YEL 18F | EA |  | 1 Year | 26.54 | 5% | 25.213
36734 | Belden Wire | CAD1104019 | PATCHC 28AWG CAT6A CMR YEL 19F | EA |  | 1 Year | 27.22 | 5% | 25.859
36735 | Belden Wire | CAD1104020 | PATCHC 28AWG CAT6A CMR YEL 20F | EA |  | 1 Year | 27.9 | 5% | 26.505
36736 | Belden Wire | CAD1104021 | PATCHC 28AWG CAT6A CMR YEL 21F | EA |  | 1 Year | 28.58 | 5% | 27.151
36737 | Belden Wire | CAD1104022 | PATCHC 28AWG CAT6A CMR YEL 22F | EA |  | 1 Year | 29.26 | 5% | 27.797
36738 | Belden Wire | CAD1104023 | PATCHC 28AWG CAT6A CMR YEL 23F | EA |  | 1 Year | 29.94 | 5% | 28.443
36739 | Belden Wire | CAD1104024 | PATCHC 28AWG CAT6A CMR YEL 24F | EA |  | 1 Year | 30.62 | 5% | 29.089
36740 | Belden Wire | CAD1104025 | PATCHC 28AWG CAT6A CMR YEL 25F | EA |  | 1 Year | 31.3 | 5% | 29.735
36741 | Belden Wire | CAD1104026 | PATCHC 28AWG CAT6A CMR YEL 26F | EA |  | 1 Year | 31.98 | 5% | 30.381
36742 | Belden Wire | CAD1104027 | PATCHC 28AWG CAT6A CMR YEL 27F | EA |  | 1 Year | 32.66 | 5% | 31.027
36743 | Belden Wire | CAD1104028 | PATCHC 28AWG CAT6A CMR YEL 28F | EA |  | 1 Year | 33.34 | 5% | 31.673
36744 | Belden Wire | CAD1104029 | PATCHC 28AWG CAT6A CMR YEL 29F | EA |  | 1 Year | 34.02 | 5% | 32.319
36745 | Belden Wire | CAD1104030 | PATCHC 28AWG CAT6A CMR YEL 30F | EA |  | 1 Year | 34.7 | 5% | 32.965
36746 | Belden Wire | CAD1106001 | PATCHC 28AWG CAT6A CMR BLU 1FT | EA |  | 1 Year | 14.98 | 5% | 14.231
36747 | Belden Wire | CAD1106002 | PATCHC 28AWG CAT6A CMR BLU 2FT | EA |  | 1 Year | 15.66 | 5% | 14.877
36748 | Belden Wire | CAD1106003 | PATCHC 28AWG CAT6A CMR BLU 3FT | EA |  | 1 Year | 16.34 | 5% | 15.523
36749 | Belden Wire | CAD1106004 | PATCHC 28AWG CAT6A CMR BLU 4FT | EA |  | 1 Year | 17.02 | 5% | 16.169
36750 | Belden Wire | CAD1106005 | PATCHC 28AWG CAT6A CMR BLU 5FT | EA |  | 1 Year | 17.7 | 5% | 16.815
36751 | Belden Wire | CAD1106006 | PATCHC 28AWG CAT6A CMR BLU 6FT | EA |  | 1 Year | 18.38 | 5% | 17.461
36752 | Belden Wire | CAD1106007 | PATCHC 28AWG CAT6A CMR BLU 7FT | EA |  | 1 Year | 19.06 | 5% | 18.107
36753 | Belden Wire | CAD1106008 | PATCHC 28AWG CAT6A CMR BLU 8FT | EA |  | 1 Year | 19.74 | 5% | 18.753
36754 | Belden Wire | CAD1106009 | PATCHC 28AWG CAT6A CMR BLU 9FT | EA |  | 1 Year | 20.42 | 5% | 19.399
36755 | Belden Wire | CAD1106010 | PATCHC 28AWG CAT6A CMR BLU 10F | EA |  | 1 Year | 21.1 | 5% | 20.045
36756 | Belden Wire | CAD1106011 | PATCHC 28AWG CAT6A CMR BLU 11F | EA |  | 1 Year | 21.78 | 5% | 20.691
36757 | Belden Wire | CAD1106012 | PATCHC 28AWG CAT6A CMR BLU 12F | EA |  | 1 Year | 22.46 | 5% | 21.337
36758 | Belden Wire | CAD1106013 | PATCHC 28AWG CAT6A CMR BLU 13F | EA |  | 1 Year | 23.14 | 5% | 21.983
36759 | Belden Wire | CAD1106014 | PATCHC 28AWG CAT6A CMR BLU 14F | EA |  | 1 Year | 23.82 | 5% | 22.629
36760 | Belden Wire | CAD1106015 | PATCHC 28AWG CAT6A CMR BLU 15F | EA |  | 1 Year | 24.5 | 5% | 23.275
36761 | Belden Wire | CAD1106016 | PATCHC 28AWG CAT6A CMR BLU 16F | EA |  | 1 Year | 25.18 | 5% | 23.921
36762 | Belden Wire | CAD1106017 | PATCHC 28AWG CAT6A CMR BLU 17F | EA |  | 1 Year | 25.86 | 5% | 24.567
36763 | Belden Wire | CAD1106018 | PATCHC 28AWG CAT6A CMR BLU 18F | EA |  | 1 Year | 26.54 | 5% | 25.213
36764 | Belden Wire | CAD1106019 | PATCHC 28AWG CAT6A CMR BLU 19F | EA |  | 1 Year | 27.22 | 5% | 25.859
36765 | Belden Wire | CAD1106020 | PATCHC 28AWG CAT6A CMR BLU 20F | EA |  | 1 Year | 27.9 | 5% | 26.505
36766 | Belden Wire | CAD1106021 | PATCHC 28AWG CAT6A CMR BLU 21F | EA |  | 1 Year | 28.58 | 5% | 27.151
36767 | Belden Wire | CAD1106022 | PATCHC 28AWG CAT6A CMR BLU 22F | EA |  | 1 Year | 29.26 | 5% | 27.797
36768 | Belden Wire | CAD1106023 | PATCHC 28AWG CAT6A CMR BLU 23F | EA |  | 1 Year | 29.94 | 5% | 28.443
36769 | Belden Wire | CAD1106024 | PATCHC 28AWG CAT6A CMR BLU 24F | EA |  | 1 Year | 30.62 | 5% | 29.089
36770 | Belden Wire | CAD1106025 | PATCHC 28AWG CAT6A CMR BLU 25F | EA |  | 1 Year | 31.3 | 5% | 29.735
36771 | Belden Wire | CAD1106026 | PATCHC 28AWG CAT6A CMR BLU 26F | EA |  | 1 Year | 31.98 | 5% | 30.381
36772 | Belden Wire | CAD1106027 | PATCHC 28AWG CAT6A CMR BLU 27F | EA |  | 1 Year | 32.66 | 5% | 31.027
36773 | Belden Wire | CAD1106028 | PATCHC 28AWG CAT6A CMR BLU 28F | EA |  | 1 Year | 33.34 | 5% | 31.673
36774 | Belden Wire | CAD1106029 | PATCHC 28AWG CAT6A CMR BLU 29F | EA |  | 1 Year | 34.02 | 5% | 32.319
36775 | Belden Wire | CAD1106030 | PATCHC 28AWG CAT6A CMR BLU 30F | EA |  | 1 Year | 34.7 | 5% | 32.965
36776 | Belden Wire | CAD1108001 | PATCHC 28AWG CAT6A CMR GRY 1FT | EA |  | 1 Year | 14.98 | 5% | 14.231
36777 | Belden Wire | CAD1108002 | PATCHC 28AWG CAT6A CMR GRY 2FT | EA |  | 1 Year | 15.66 | 5% | 14.877
36778 | Belden Wire | CAD1108003 | PATCHC 28AWG CAT6A CMR GRY 3FT | EA |  | 1 Year | 16.34 | 5% | 15.523
36779 | Belden Wire | CAD1108004 | PATCHC 28AWG CAT6A CMR GRY 4FT | EA |  | 1 Year | 17.02 | 5% | 16.169
36780 | Belden Wire | CAD1108005 | PATCHC 28AWG CAT6A CMR GRY 5FT | EA |  | 1 Year | 17.7 | 5% | 16.815
36781 | Belden Wire | CAD1108006 | PATCHC 28AWG CAT6A CMR GRY 6FT | EA |  | 1 Year | 18.38 | 5% | 17.461
36782 | Belden Wire | CAD1108007 | PATCHC 28AWG CAT6A CMR GRY 7FT | EA |  | 1 Year | 19.06 | 5% | 18.107
36783 | Belden Wire | CAD1108008 | PATCHC 28AWG CAT6A CMR GRY 8FT | EA |  | 1 Year | 19.74 | 5% | 18.753
36784 | Belden Wire | CAD1108009 | PATCHC 28AWG CAT6A CMR GRY 9FT | EA |  | 1 Year | 20.42 | 5% | 19.399
36785 | Belden Wire | CAD1108010 | PATCHC 28AWG CAT6A CMR GRY 10F | EA |  | 1 Year | 21.1 | 5% | 20.045
36786 | Belden Wire | CAD1108011 | PATCHC 28AWG CAT6A CMR GRY 11F | EA |  | 1 Year | 21.78 | 5% | 20.691
36787 | Belden Wire | CAD1108012 | PATCHC 28AWG CAT6A CMR GRY 12F | EA |  | 1 Year | 22.46 | 5% | 21.337
36788 | Belden Wire | CAD1108013 | PATCHC 28AWG CAT6A CMR GRY 13F | EA |  | 1 Year | 23.14 | 5% | 21.983
36789 | Belden Wire | CAD1108014 | PATCHC 28AWG CAT6A CMR GRY 14F | EA |  | 1 Year | 23.82 | 5% | 22.629
36790 | Belden Wire | CAD1108015 | PATCHC 28AWG CAT6A CMR GRY 15F | EA |  | 1 Year | 24.5 | 5% | 23.275
36791 | Belden Wire | CAD1108016 | PATCHC 28AWG CAT6A CMR GRY 16F | EA |  | 1 Year | 25.18 | 5% | 23.921
36792 | Belden Wire | CAD1108017 | PATCHC 28AWG CAT6A CMR GRY 17F | EA |  | 1 Year | 25.86 | 5% | 24.567
36793 | Belden Wire | CAD1108018 | PATCHC 28AWG CAT6A CMR GRY 18F | EA |  | 1 Year | 26.54 | 5% | 25.213
36794 | Belden Wire | CAD1108019 | PATCHC 28AWG CAT6A CMR GRY 19F | EA |  | 1 Year | 27.22 | 5% | 25.859
36795 | Belden Wire | CAD1108020 | PATCHC 28AWG CAT6A CMR GRY 20F | EA |  | 1 Year | 27.9 | 5% | 26.505
36796 | Belden Wire | CAD1108021 | PATCHC 28AWG CAT6A CMR GRY 21F | EA |  | 1 Year | 28.58 | 5% | 27.151
36797 | Belden Wire | CAD1108022 | PATCHC 28AWG CAT6A CMR GRY 22F | EA |  | 1 Year | 29.26 | 5% | 27.797
36798 | Belden Wire | CAD1108023 | PATCHC 28AWG CAT6A CMR GRY 23F | EA |  | 1 Year | 29.94 | 5% | 28.443
36799 | Belden Wire | CAD1108024 | PATCHC 28AWG CAT6A CMR GRY 24F | EA |  | 1 Year | 30.62 | 5% | 29.089
36800 | Belden Wire | CAD1108025 | PATCHC 28AWG CAT6A CMR GRY 25F | EA |  | 1 Year | 31.3 | 5% | 29.735
36801 | Belden Wire | CAD1108026 | PATCHC 28AWG CAT6A CMR GRY 26F | EA |  | 1 Year | 31.98 | 5% | 30.381
36802 | Belden Wire | CAD1108027 | PATCHC 28AWG CAT6A CMR GRY 27F | EA |  | 1 Year | 32.66 | 5% | 31.027
36803 | Belden Wire | CAD1108028 | PATCHC 28AWG CAT6A CMR GRY 28F | EA |  | 1 Year | 33.34 | 5% | 31.673
36804 | Belden Wire | CAD1108029 | PATCHC 28AWG CAT6A CMR GRY 29F | EA |  | 1 Year | 34.02 | 5% | 32.319
36805 | Belden Wire | CAD1108030 | PATCHC 28AWG CAT6A CMR GRY 30F | EA |  | 1 Year | 34.7 | 5% | 32.965
36806 | Belden Wire | CAD1109001 | PATCHC 28AWG CAT6A CMR WHI 1FT | EA |  | 1 Year | 14.98 | 5% | 14.231
36807 | Belden Wire | CAD1109002 | PATCHC 28AWG CAT6A CMR WHI 2FT | EA |  | 1 Year | 15.66 | 5% | 14.877
36808 | Belden Wire | CAD1109003 | PATCHC 28AWG CAT6A CMR WHI 3FT | EA |  | 1 Year | 16.34 | 5% | 15.523
36809 | Belden Wire | CAD1109004 | PATCHC 28AWG CAT6A CMR WHI 4FT | EA |  | 1 Year | 17.02 | 5% | 16.169
36810 | Belden Wire | CAD1109005 | PATCHC 28AWG CAT6A CMR WHI 5FT | EA |  | 1 Year | 17.7 | 5% | 16.815
36811 | Belden Wire | CAD1109006 | PATCHC 28AWG CAT6A CMR WHI 6FT | EA |  | 1 Year | 18.38 | 5% | 17.461
36812 | Belden Wire | CAD1109007 | PATCHC 28AWG CAT6A CMR WHI 7FT | EA |  | 1 Year | 19.06 | 5% | 18.107
36813 | Belden Wire | CAD1109008 | PATCHC 28AWG CAT6A CMR WHI 8FT | EA |  | 1 Year | 19.74 | 5% | 18.753
36814 | Belden Wire | CAD1109009 | PATCHC 28AWG CAT6A CMR WHI 9FT | EA |  | 1 Year | 20.42 | 5% | 19.399
36815 | Belden Wire | CAD1109010 | PATCHC 28AWG CAT6A CMR WHI 10F | EA |  | 1 Year | 21.1 | 5% | 20.045
36816 | Belden Wire | CAD1109011 | PATCHC 28AWG CAT6A CMR WHI 11F | EA |  | 1 Year | 21.78 | 5% | 20.691
36817 | Belden Wire | CAD1109012 | PATCHC 28AWG CAT6A CMR WHI 12F | EA |  | 1 Year | 22.46 | 5% | 21.337
36818 | Belden Wire | CAD1109013 | PATCHC 28AWG CAT6A CMR WHI 13F | EA |  | 1 Year | 23.14 | 5% | 21.983
36819 | Belden Wire | CAD1109014 | PATCHC 28AWG CAT6A CMR WHI 14F | EA |  | 1 Year | 23.82 | 5% | 22.629
36820 | Belden Wire | CAD1109015 | PATCHC 28AWG CAT6A CMR WHI 15F | EA |  | 1 Year | 24.5 | 5% | 23.275
36821 | Belden Wire | CAD1109016 | PATCHC 28AWG CAT6A CMR WHI 16F | EA |  | 1 Year | 25.18 | 5% | 23.921
36822 | Belden Wire | CAD1109017 | PATCHC 28AWG CAT6A CMR WHI 17F | EA |  | 1 Year | 25.86 | 5% | 24.567
36823 | Belden Wire | CAD1109018 | PATCHC 28AWG CAT6A CMR WHI 18F | EA |  | 1 Year | 26.54 | 5% | 25.213
36824 | Belden Wire | CAD1109019 | PATCHC 28AWG CAT6A CMR WHI 19F | EA |  | 1 Year | 27.22 | 5% | 25.859
36825 | Belden Wire | CAD1109020 | PATCHC 28AWG CAT6A CMR WHI 20F | EA |  | 1 Year | 27.9 | 5% | 26.505
36826 | Belden Wire | CAD1109021 | PATCHC 28AWG CAT6A CMR WHI 21F | EA |  | 1 Year | 28.58 | 5% | 27.151
36827 | Belden Wire | CAD1109022 | PATCHC 28AWG CAT6A CMR WHI 22F | EA |  | 1 Year | 29.26 | 5% | 27.797
36828 | Belden Wire | CAD1109023 | PATCHC 28AWG CAT6A CMR WHI 23F | EA |  | 1 Year | 29.94 | 5% | 28.443
36829 | Belden Wire | CAD1109024 | PATCHC 28AWG CAT6A CMR WHI 24F | EA |  | 1 Year | 30.62 | 5% | 29.089
36830 | Belden Wire | CAD1109025 | PATCHC 28AWG CAT6A CMR WHI 25F | EA |  | 1 Year | 31.3 | 5% | 29.735
36831 | Belden Wire | CAD1109026 | PATCHC 28AWG CAT6A CMR WHI 26F | EA |  | 1 Year | 31.98 | 5% | 30.381
36832 | Belden Wire | CAD1109027 | PATCHC 28AWG CAT6A CMR WHI 27F | EA |  | 1 Year | 32.66 | 5% | 31.027
36833 | Belden Wire | CAD1109028 | PATCHC 28AWG CAT6A CMR WHI 28F | EA |  | 1 Year | 33.34 | 5% | 31.673
36834 | Belden Wire | CAD1109029 | PATCHC 28AWG CAT6A CMR WHI 29F | EA |  | 1 Year | 34.02 | 5% | 32.319
36835 | Belden Wire | CAD1109030 | PATCHC 28AWG CAT6A CMR WHI 30F | EA |  | 1 Year | 34.7 | 5% | 32.965
36836 | Belden Wire | CAF1100001 | PATCHCORD B10GXF CMR BLK 1F | EA |  | 1 Year | 19.474 | 5% | 18.5003
36837 | Belden Wire | CAF1100002 | PATCHCORD B10GXF CMR BLK 2F | EA |  | 1 Year | 20.358 | 5% | 19.3401
36838 | Belden Wire | CAF1100003 | PATCHCORD B10GXF CMR BLK 3F | EA |  | 1 Year | 21.242 | 5% | 20.1799
36839 | Belden Wire | CAF1100004 | PATCHCORD B10GXF CMR BLK 4F | EA |  | 1 Year | 22.126 | 5% | 21.0197
36840 | Belden Wire | CAF1100005 | PATCHCORD B10GXF CMR BLK 5F | EA |  | 1 Year | 23.01 | 5% | 21.8595
36841 | Belden Wire | CAF1100006 | PATCHCORD B10GXF CMR BLK 6F | EA |  | 1 Year | 23.894 | 5% | 22.6993
36842 | Belden Wire | CAF1100006A06 | 6P HARNESS B10GXF CMR BLK 6F | EA |  | 1 Year | 199.1028 | 5% | 189.1477
36843 | Belden Wire | CAF1100007 | PATCHCORD B10GXF CMR BLK 7F | EA |  | 1 Year | 24.778 | 5% | 23.5391
36844 | Belden Wire | CAF1100007A06 | 6P HARNESS B10GXF CMR BLK 7F | EA |  | 1 Year | 208.1196 | 5% | 197.7136
36845 | Belden Wire | CAF1100008 | PATCHCORD B10GXF CMR BLK 8F | EA |  | 1 Year | 25.662 | 5% | 24.3789
36846 | Belden Wire | CAF1100008A06 | 6P HARNESS B10GXF CMR BLK 8F | EA |  | 1 Year | 217.1364 | 5% | 206.2796
36847 | Belden Wire | CAF1100009 | PATCHCORD B10GXF CMR BLK 9F | EA |  | 1 Year | 26.546 | 5% | 25.2187
36848 | Belden Wire | CAF1100009A06 | 6P HARNESS B10GXF CMR BLK 9F | EA |  | 1 Year | 226.1532 | 5% | 214.8455
36849 | Belden Wire | CAF1100010 | PATCHCORD B10GXF CMR BLK 10F | EA |  | 1 Year | 27.43 | 5% | 26.0585
36850 | Belden Wire | CAF1100010A06 | 6P HARNESS B10GXF CMR BLK 10F | EA |  | 1 Year | 235.17 | 5% | 223.4115
36851 | Belden Wire | CAF1100011 | PATCHCORD B10GXF CMR BLK 11F | EA |  | 1 Year | 28.314 | 5% | 26.8983
36852 | Belden Wire | CAF1100012 | PATCHCORD B10GXF CMR BLK 12F | EA |  | 1 Year | 29.198 | 5% | 27.7381
36853 | Belden Wire | CAF1100012A06 | 6P HARNESS B10GXF CMR BLK 12F | EA |  | 1 Year | 253.2036 | 5% | 240.5434
36854 | Belden Wire | CAF1100013 | PATCHCORD B10GXF CMR BLK 13F | EA |  | 1 Year | 30.082 | 5% | 28.5779
36855 | Belden Wire | CAF1100014 | PATCHCORD B10GXF CMR BLK 14F | EA |  | 1 Year | 30.966 | 5% | 29.4177
36856 | Belden Wire | CAF1100014A06 | 6P HARNESS B10GXF CMR BLK 14F | EA |  | 1 Year | 271.2372 | 5% | 257.6753
36857 | Belden Wire | CAF1100015 | PATCHCORD B10GXF CMR BLK 15F | EA |  | 1 Year | 31.85 | 5% | 30.2575
36858 | Belden Wire | CAF1100015A06 | 6P HARNESS B10GXF CMR BLK 15F | EA |  | 1 Year | 280.254 | 5% | 266.2413
36859 | Belden Wire | CAF1100016 | PATCHCORD B10GXF CMR BLK 16F | EA |  | 1 Year | 32.734 | 5% | 31.0973
36860 | Belden Wire | CAF1100016A06 | 6P HARNESS B10GXF CMR BLK 16F | EA |  | 1 Year | 289.2708 | 5% | 274.8073
36861 | Belden Wire | CAF1100017 | PATCHCORD B10GXF CMR BLK 17F | EA |  | 1 Year | 33.618 | 5% | 31.9371
36862 | Belden Wire | CAF1100018 | PATCHCORD B10GXF CMR BLK 18F | EA |  | 1 Year | 34.502 | 5% | 32.7769
36863 | Belden Wire | CAF1100018A06 | 6P HARNESS B10GXF CMR BLK 18F | EA |  | 1 Year | 307.3044 | 5% | 291.9392
36864 | Belden Wire | CAF1100019 | PATCHCORD B10GXF CMR BLK 19F | EA |  | 1 Year | 35.386 | 5% | 33.6167
36865 | Belden Wire | CAF1100020 | PATCHCORD B10GXF CMR BLK 20F | EA |  | 1 Year | 36.27 | 5% | 34.4565
36866 | Belden Wire | CAF1100020A06 | 6P HARNESS B10GXF CMR BLK 20F | EA |  | 1 Year | 325.338 | 5% | 309.0711
36867 | Belden Wire | CAF1100022A06 | 6P HARNESS B10GXF CMR BLK 22F | EA |  | 1 Year | 343.3716 | 5% | 326.203
36868 | Belden Wire | CAF1100024A06 | 6P HARNESS B10GXF CMR BLK 24F | EA |  | 1 Year | 361.4052 | 5% | 343.3349
36869 | Belden Wire | CAF1100025 | PATCHCORD B10GXF CMR BLK 25F | EA |  | 1 Year | 40.69 | 5% | 38.6555
36870 | Belden Wire | CAF1100025A06 | 6P HARNESS B10GXF CMR BLK 25F | EA |  | 1 Year | 370.422 | 5% | 351.9009
36871 | Belden Wire | CAF1100026A06 | 6P HARNESS B10GXF CMR BLK 26F | EA |  | 1 Year | 379.4388 | 5% | 360.4669
36872 | Belden Wire | CAF1100028A06 | 6P HARNESS B10GXF CMR BLK 28F | EA |  | 1 Year | 397.4724 | 5% | 377.5988
36873 | Belden Wire | CAF1100030 | PATCHCORD B10GXF CMR BLK 30F | EA |  | 1 Year | 45.11 | 5% | 42.8545
36874 | Belden Wire | CAF1100030A06 | 6P HARNESS B10GXF CMR BLK 30F | EA |  | 1 Year | 415.506 | 5% | 394.7307
36875 | Belden Wire | CAF1100032A06 | 6P HARNESS B10GXF CMR BLK 32F | EA |  | 1 Year | 433.5396 | 5% | 411.8626
36876 | Belden Wire | CAF1100033 | PATCHCORD B10GXF CMR BLK 33F | EA |  | 1 Year | 47.762 | 5% | 45.3739
36877 | Belden Wire | CAF1100034A06 | 6P HARNESS B10GXF CMR BLK 34F | EA |  | 1 Year | 451.5732 | 5% | 428.9945
36878 | Belden Wire | CAF1100035 | PATCHCORD B10GXF CMR BLK 35F | EA |  | 1 Year | 49.53 | 5% | 47.0535
36879 | Belden Wire | CAF1100035A06 | 6P HARNESS B10GXF CMR BLK 35F | EA |  | 1 Year | 460.59 | 5% | 437.5605
36880 | Belden Wire | CAF1100036A06 | 6P HARNESS B10GXF CMR BLK 36F | EA |  | 1 Year | 469.6068 | 5% | 446.1265
36881 | Belden Wire | CAF1100038A06 | 6P HARNESS B10GXF CMR BLK 38F | EA |  | 1 Year | 487.6404 | 5% | 463.2584
36882 | Belden Wire | CAF1100040 | PATCHCORD B10GXF CMR BLK 40F | EA |  | 1 Year | 53.95 | 5% | 51.2525
36883 | Belden Wire | CAF1100040A06 | 6P HARNESS B10GXF CMR BLK 40F | EA |  | 1 Year | 505.674 | 5% | 480.3903
36884 | Belden Wire | CAF1100045 | PATCHCORD B10GXF CMR BLK 45F | EA |  | 1 Year | 58.37 | 5% | 55.4515
36885 | Belden Wire | CAF1100045A06 | 6P HARNESS B10GXF CMR BLK 45F | EA |  | 1 Year | 550.758 | 5% | 523.2201
36886 | Belden Wire | CAF1100050 | PATCHCORD B10GXF CMR BLK 50F | EA |  | 1 Year | 62.79 | 5% | 59.6505
36887 | Belden Wire | CAF1100050A06 | 6P HARNESS B10GXF CMR BLK 50F | EA |  | 1 Year | 595.842 | 5% | 566.0499
36888 | Belden Wire | CAF1100060 | PATCHCORD B10GXF CMR BLK 60F | EA |  | 1 Year | 71.63 | 5% | 68.0485
36889 | Belden Wire | CAF1100066 | PATCHCORD B10GXF CMR BLK 66F | EA |  | 1 Year | 76.934 | 5% | 73.0873
36890 | Belden Wire | CAF1100070 | PATCHCORD B10GXF CMR BLK 70F | EA |  | 1 Year | 80.47 | 5% | 76.4465
36891 | Belden Wire | CAF1100075 | PATCHCORD B10GXF CMR BLK 75F | EA |  | 1 Year | 84.89 | 5% | 80.6455
36892 | Belden Wire | CAF1100080 | PATCHCORD B10GXF CMR BLK 80F | EA |  | 1 Year | 89.31 | 5% | 84.8445
36893 | Belden Wire | CAF1100100 | PATCHCORD B10GXF CMR BLK 100F | EA |  | 1 Year | 106.99 | 5% | 101.6405
36894 | Belden Wire | CAF1100110 | PATCHCORD B10GXF CMR BLK 110F | EA |  | 1 Year | 125.554 | 5% | 119.2763
36895 | Belden Wire | CAF1100120 | PATCHCORD B10GXF CMR BLK 120F | EA |  | 1 Year | 135.278 | 5% | 128.5141
36896 | Belden Wire | CAF1100130 | PATCHCORD B10GXF CMR BLK 130F | EA |  | 1 Year | 145.002 | 5% | 137.7519
36897 | Belden Wire | CAF1100164 | PATCHCORD B10GXF CMR BLK 164F | EA |  | 1 Year | 178.0636 | 5% | 169.1604
36898 | Belden Wire | CAF1100170 | PATCHCORD B10GXF CMR BLK 170F | EA |  | 1 Year | 183.898 | 5% | 174.7031
36899 | Belden Wire | CAF1100262 | PATCHCORD B10GXF CMR BLK 262F | EA |  | 1 Year | 284.9392 | 5% | 270.6922
36900 | Belden Wire | CAF1100295A06 | 6P HARNESS B10GXF CMR BLK 295F | EA |  | 1 Year | 3165.25 | 5% | 3006.9875
36901 | Belden Wire | CAF1101003 | PATCHCORD B10GXF CMR BRN 3FT | EA |  | 1 Year | 21.242 | 5% | 20.1799
36902 | Belden Wire | CAF1101005 | PATCHCORD B10GXF CMR BRN 5FT | EA |  | 1 Year | 23.01 | 5% | 21.8595
36903 | Belden Wire | CAF1101007 | PATCHCORD B10GXF CMR BRN 7FT | EA |  | 1 Year | 24.778 | 5% | 23.5391
36904 | Belden Wire | CAF1101009 | PATCHCORD B10GXF CMR BRN 9FT | EA |  | 1 Year | 26.546 | 5% | 25.2187
36905 | Belden Wire | CAF1102001 | PATCHCORD B10GXF CMR RED 1FT | EA |  | 1 Year | 19.474 | 5% | 18.5003
36906 | Belden Wire | CAF1102002 | PATCHCORD B10GXF CMR RED 2FT | EA |  | 1 Year | 20.358 | 5% | 19.3401
36907 | Belden Wire | CAF1102003 | PATCHCORD B10GXF CMR RED 3FT | EA |  | 1 Year | 21.242 | 5% | 20.1799
36908 | Belden Wire | CAF1102004 | PATCHCORD B10GXF CMR RED 4FT | EA |  | 1 Year | 22.126 | 5% | 21.0197
36909 | Belden Wire | CAF1102005 | PATCHCORD B10GXF CMR RED 5FT | EA |  | 1 Year | 23.01 | 5% | 21.8595
36910 | Belden Wire | CAF1102006 | PATCHCORD B10GXF CMR RED 6FT | EA |  | 1 Year | 23.894 | 5% | 22.6993
36911 | Belden Wire | CAF1102007 | PATCHCORD B10GXF CMR RED 7FT | EA |  | 1 Year | 24.778 | 5% | 23.5391
36912 | Belden Wire | CAF1102008 | PATCHCORD B10GXF CMR RED 8FT | EA |  | 1 Year | 25.662 | 5% | 24.3789
36913 | Belden Wire | CAF1102009 | PATCHCORD B10GXF CMR RED 9FT | EA |  | 1 Year | 26.546 | 5% | 25.2187
36914 | Belden Wire | CAF1102010 | PATCHCORD B10GXF CMR RED 10FT | EA |  | 1 Year | 27.43 | 5% | 26.0585
36915 | Belden Wire | CAF1102011 | PATCHCORD B10GXF CMR RED 11FT | EA |  | 1 Year | 28.314 | 5% | 26.8983
36916 | Belden Wire | CAF1102012 | PATCHCORD B10GXF CMR RED 12FT | EA |  | 1 Year | 29.198 | 5% | 27.7381
36917 | Belden Wire | CAF1102013 | PATCHCORD B10GXF CMR RED 13FT | EA |  | 1 Year | 30.082 | 5% | 28.5779
36918 | Belden Wire | CAF1102014 | PATCHCORD B10GXF CMR RED 14FT | EA |  | 1 Year | 30.966 | 5% | 29.4177
36919 | Belden Wire | CAF1102015 | PATCHCORD B10GXF CMR RED 15FT | EA |  | 1 Year | 31.85 | 5% | 30.2575
36920 | Belden Wire | CAF1102020 | PATCHCORD B10GXF CMR RED 20FT | EA |  | 1 Year | 36.27 | 5% | 34.4565
36921 | Belden Wire | CAF1102025 | PATCHCORD B10GXF CMR RED 25FT | EA |  | 1 Year | 40.69 | 5% | 38.6555
36922 | Belden Wire | CAF1103001 | PATCHCORD B10GXF CMR ORG 1F | EA |  | 1 Year | 19.474 | 5% | 18.5003
36923 | Belden Wire | CAF1103002 | PATCHCORD B10GXF CMR ORG 2F | EA |  | 1 Year | 20.358 | 5% | 19.3401
36924 | Belden Wire | CAF1103010 | PATCHCORD B10GXF CMR ORG 10F | EA |  | 1 Year | 27.43 | 5% | 26.0585
36925 | Belden Wire | CAF1104001 | PATCHCORD B10GXF CMR YEL 1F | EA |  | 1 Year | 19.474 | 5% | 18.5003
36926 | Belden Wire | CAF1104002 | PATCHCORD B10GXF CMR YEL 2F | EA |  | 1 Year | 20.358 | 5% | 19.3401
36927 | Belden Wire | CAF1104003 | PATCHCORD B10GXF CMR YEL 3F | EA |  | 1 Year | 21.242 | 5% | 20.1799
36928 | Belden Wire | CAF1104004 | PATCHCORD B10GXF CMR YEL 4F | EA |  | 1 Year | 22.126 | 5% | 21.0197
36929 | Belden Wire | CAF1104005 | PATCHCORD B10GXF CMR YEL 5F | EA |  | 1 Year | 23.01 | 5% | 21.8595
36930 | Belden Wire | CAF1104006 | PATCHCORD B10GXF CMR YEL 6F | EA |  | 1 Year | 23.894 | 5% | 22.6993
36931 | Belden Wire | CAF1104007 | PATCHCORD B10GXF CMR YEL 7F | EA |  | 1 Year | 24.778 | 5% | 23.5391
36932 | Belden Wire | CAF1104008 | PATCHCORD B10GXF CMR YEL 8F | EA |  | 1 Year | 25.662 | 5% | 24.3789
36933 | Belden Wire | CAF1104009 | PATCHCORD B10GXF CMR YEL 9F | EA |  | 1 Year | 26.546 | 5% | 25.2187
36934 | Belden Wire | CAF1104010 | PATCHCORD B10GXF CMR YEL 10F | EA |  | 1 Year | 27.43 | 5% | 26.0585
36935 | Belden Wire | CAF1104011 | PATCHCORD B10GXF CMR YEL 11F | EA |  | 1 Year | 28.314 | 5% | 26.8983
36936 | Belden Wire | CAF1104012 | PATCHCORD B10GXF CMR YEL 12F | EA |  | 1 Year | 29.198 | 5% | 27.7381
36937 | Belden Wire | CAF1104013 | PATCHCORD B10GXF CMR YEL 13F | EA |  | 1 Year | 30.082 | 5% | 28.5779
36938 | Belden Wire | CAF1104014 | PATCHCORD B10GXF CMR YEL 14F | EA |  | 1 Year | 30.966 | 5% | 29.4177
36939 | Belden Wire | CAF1104015 | PATCHCORD B10GXF CMR YEL 15F | EA |  | 1 Year | 31.85 | 5% | 30.2575
36940 | Belden Wire | CAF1104016 | PATCHCORD B10GXF CMR YEL 16F | EA |  | 1 Year | 32.734 | 5% | 31.0973
36941 | Belden Wire | CAF1104017 | PATCHCORD B10GXF CMR YEL 17F | EA |  | 1 Year | 33.618 | 5% | 31.9371
36942 | Belden Wire | CAF1104018 | PATCHCORD B10GXF CMR YEL 18F | EA |  | 1 Year | 34.502 | 5% | 32.7769
36943 | Belden Wire | CAF1104019 | PATCHCORD B10GXF CMR YEL 19F | EA |  | 1 Year | 35.386 | 5% | 33.6167
36944 | Belden Wire | CAF1104020 | PATCHCORD B10GXF CMR YEL 20F | EA |  | 1 Year | 36.27 | 5% | 34.4565
36945 | Belden Wire | CAF1104025 | PATCHCORD B10GXF CMR YEL 25F | EA |  | 1 Year | 40.69 | 5% | 38.6555
36946 | Belden Wire | CAF1104030 | PATCHCORD B10GXF CMR YEL 30F | EA |  | 1 Year | 45.11 | 5% | 42.8545
36947 | Belden Wire | CAF1104035 | PATCHCORD B10GXF CMR YEL 35F | EA |  | 1 Year | 49.53 | 5% | 47.0535
36948 | Belden Wire | CAF1104040 | PATCHCORD B10GXF CMR YEL 40F | EA |  | 1 Year | 53.95 | 5% | 51.2525
36949 | Belden Wire | CAF1104045 | PATCHCORD B10GXF CMR YEL 45F | EA |  | 1 Year | 58.37 | 5% | 55.4515
36950 | Belden Wire | CAF1104050 | PATCHCORD B10GXF CMR YEL 50F | EA |  | 1 Year | 62.79 | 5% | 59.6505
36951 | Belden Wire | CAF1105001 | PATCHCORD B10GXF CMR GRN 1F | EA |  | 1 Year | 19.474 | 5% | 18.5003
36952 | Belden Wire | CAF1105002 | PATCHCORD B10GXF CMR GRN 2F | EA |  | 1 Year | 20.358 | 5% | 19.3401
36953 | Belden Wire | CAF1105003 | PATCHCORD B10GXF CMR GRN 3F | EA |  | 1 Year | 21.242 | 5% | 20.1799
36954 | Belden Wire | CAF1105004 | PATCHCORD B10GXF CMR GRN 4F | EA |  | 1 Year | 22.126 | 5% | 21.0197
36955 | Belden Wire | CAF1105005 | PATCHCORD B10GXF CMR GRN 5F | EA |  | 1 Year | 23.01 | 5% | 21.8595
36956 | Belden Wire | CAF1105006 | PATCHCORD B10GXF CMR GRN 6F | EA |  | 1 Year | 23.894 | 5% | 22.6993
36957 | Belden Wire | CAF1105007 | PATCHCORD B10GXF CMR GRN 7F | EA |  | 1 Year | 24.778 | 5% | 23.5391
36958 | Belden Wire | CAF1105008 | PATCHCORD B10GXF CMR GRN 8F | EA |  | 1 Year | 25.662 | 5% | 24.3789
36959 | Belden Wire | CAF1105009 | PATCHCORD B10GXF CMR GRN 9F | EA |  | 1 Year | 26.546 | 5% | 25.2187
36960 | Belden Wire | CAF1105010 | PATCHCORD B10GXF CMR GRN 10F | EA |  | 1 Year | 27.43 | 5% | 26.0585
36961 | Belden Wire | CAF1105011 | PATCHCORD B10GXF CMR GRN 11F | EA |  | 1 Year | 28.314 | 5% | 26.8983
36962 | Belden Wire | CAF1105012 | PATCHCORD B10GXF CMR GRN 12F | EA |  | 1 Year | 29.198 | 5% | 27.7381
36963 | Belden Wire | CAF1105013 | PATCHCORD B10GXF CMR GRN 13F | EA |  | 1 Year | 30.082 | 5% | 28.5779
36964 | Belden Wire | CAF1105014 | PATCHCORD B10GXF CMR GRN 14F | EA |  | 1 Year | 30.966 | 5% | 29.4177
36965 | Belden Wire | CAF1105015 | PATCHCORD B10GXF CMR GRN 15F | EA |  | 1 Year | 31.85 | 5% | 30.2575
36966 | Belden Wire | CAF1105016 | PATCHCORD B10GXF CMR GRN 16F | EA |  | 1 Year | 32.734 | 5% | 31.0973
36967 | Belden Wire | CAF1105017 | PATCHCORD B10GXF CMR GRN 17F | EA |  | 1 Year | 33.618 | 5% | 31.9371
36968 | Belden Wire | CAF1105018 | PATCHCORD B10GXF CMR GRN 18F | EA |  | 1 Year | 34.502 | 5% | 32.7769
36969 | Belden Wire | CAF1105019 | PATCHCORD B10GXF CMR GRN 19F | EA |  | 1 Year | 35.386 | 5% | 33.6167
36970 | Belden Wire | CAF1105020 | PATCHCORD B10GXF CMR GRN 20F | EA |  | 1 Year | 36.27 | 5% | 34.4565
36971 | Belden Wire | CAF1105025 | PATCHCORD B10GXF CMR GRN 25F | EA |  | 1 Year | 40.69 | 5% | 38.6555
36972 | Belden Wire | CAF1105030 | PATCHCORD B10GXF CMR GRN 30F | EA |  | 1 Year | 45.11 | 5% | 42.8545
36973 | Belden Wire | CAF1105035 | PATCHCORD B10GXF CMR GRN 35F | EA |  | 1 Year | 49.53 | 5% | 47.0535
36974 | Belden Wire | CAF1105040 | PATCHCORD B10GXF CMR GRN 40F | EA |  | 1 Year | 53.95 | 5% | 51.2525
36975 | Belden Wire | CAF1105045 | PATCHCORD B10GXF CMR GRN 45F | EA |  | 1 Year | 58.37 | 5% | 55.4515
36976 | Belden Wire | CAF1105050 | PATCHCORD B10GXF CMR GRN 50F | EA |  | 1 Year | 62.79 | 5% | 59.6505
36977 | Belden Wire | CAF1105120 | PATCHCORD B10GXF CMR GN 120FT | EA |  | 1 Year | 135.278 | 5% | 128.5141
36978 | Belden Wire | CAF1106001 | PATCHCORD B10GXF CMR BLU 1F | EA |  | 1 Year | 19.474 | 5% | 18.5003
36979 | Belden Wire | CAF1106002 | PATCHCORD B10GXF CMR BLU 2F | EA |  | 1 Year | 20.358 | 5% | 19.3401
36980 | Belden Wire | CAF1106003 | PATCHCORD B10GXF CMR BLU 3F | EA |  | 1 Year | 21.242 | 5% | 20.1799
36981 | Belden Wire | CAF1106004 | PATCHCORD B10GXF CMR BLU 4F | EA |  | 1 Year | 22.126 | 5% | 21.0197
36982 | Belden Wire | CAF1106005 | PATCHCORD B10GXF CMR BLU 5F | EA |  | 1 Year | 23.01 | 5% | 21.8595
36983 | Belden Wire | CAF1106006 | PATCHCORD B10GXF CMR BLU 6F | EA |  | 1 Year | 23.894 | 5% | 22.6993
36984 | Belden Wire | CAF1106006A06 | 6P HARNESS B10GXF CMR BLU 6F | EA |  | 1 Year | 199.1028 | 5% | 189.1477
36985 | Belden Wire | CAF1106007 | PATCHCORD B10GXF CMR BLU 7F | EA |  | 1 Year | 24.778 | 5% | 23.5391
36986 | Belden Wire | CAF1106007A06 | 6P HARNESS B10GXF CMR BLU 7F | EA |  | 1 Year | 208.1196 | 5% | 197.7136
36987 | Belden Wire | CAF1106008 | PATCHCORD B10GXF CMR BLU 8F | EA |  | 1 Year | 25.662 | 5% | 24.3789
36988 | Belden Wire | CAF1106008A06 | 6P HARNESS B10GXF CMR BLU 8F | EA |  | 1 Year | 217.1364 | 5% | 206.2796
36989 | Belden Wire | CAF1106009 | PATCHCORD B10GXF CMR BLU 9F | EA |  | 1 Year | 26.546 | 5% | 25.2187
36990 | Belden Wire | CAF1106009A06 | 6P HARNESS B10GXF CMR BLU 9F | EA |  | 1 Year | 226.1532 | 5% | 214.8455
36991 | Belden Wire | CAF1106010 | PATCHCORD B10GXF CMR BLU 10F | EA |  | 1 Year | 27.43 | 5% | 26.0585
36992 | Belden Wire | CAF1106010A06 | 6P HARNESS B10GXF CMR BLU 10F | EA |  | 1 Year | 235.17 | 5% | 223.4115
36993 | Belden Wire | CAF1106011 | PATCHCORD B10GXF CMR BLU 11F | EA |  | 1 Year | 28.314 | 5% | 26.8983
36994 | Belden Wire | CAF1106012 | PATCHCORD B10GXF CMR BLU 12F | EA |  | 1 Year | 29.198 | 5% | 27.7381
36995 | Belden Wire | CAF1106012A06 | 6P HARNESS B10GXF CMR BLU 12F | EA |  | 1 Year | 253.2036 | 5% | 240.5434
36996 | Belden Wire | CAF1106013 | PATCHCORD B10GXF CMR BLU 13F | EA |  | 1 Year | 30.082 | 5% | 28.5779
36997 | Belden Wire | CAF1106014 | PATCHCORD B10GXF CMR BLU 14F | EA |  | 1 Year | 30.966 | 5% | 29.4177
36998 | Belden Wire | CAF1106014A06 | 6P HARNESS B10GXF CMR BLU 14F | EA |  | 1 Year | 271.2372 | 5% | 257.6753
36999 | Belden Wire | CAF1106015 | PATCHCORD B10GXF CMR BLU 15F | EA |  | 1 Year | 31.85 | 5% | 30.2575
37000 | Belden Wire | CAF1106015A06 | 6P HARNESS B10GXF CMR BLU 15F | EA |  | 1 Year | 280.254 | 5% | 266.2413
37001 | Belden Wire | CAF1106016 | PATCHCORD B10GXF CMR BLU 16F | EA |  | 1 Year | 32.734 | 5% | 31.0973
37002 | Belden Wire | CAF1106016A06 | 6P HARNESS B10GXF CMR BLU 16F | EA |  | 1 Year | 289.2708 | 5% | 274.8073
37003 | Belden Wire | CAF1106017 | PATCHCORD B10GXF CMR BLU 17F | EA |  | 1 Year | 33.618 | 5% | 31.9371
37004 | Belden Wire | CAF1106018 | PATCHCORD B10GXF CMR BLU 18F | EA |  | 1 Year | 34.502 | 5% | 32.7769
37005 | Belden Wire | CAF1106018A06 | 6P HARNESS B10GXF CMR BLU 18F | EA |  | 1 Year | 307.3044 | 5% | 291.9392
37006 | Belden Wire | CAF1106019 | PATCHCORD B10GXF CMR BLU 19F | EA |  | 1 Year | 35.386 | 5% | 33.6167
37007 | Belden Wire | CAF1106020 | PATCHCORD B10GXF CMR BLU 20F | EA |  | 1 Year | 36.27 | 5% | 34.4565
37008 | Belden Wire | CAF1106020A06 | 6P HARNESS B10GXF CMR BLU 20F | EA |  | 1 Year | 325.338 | 5% | 309.0711
37009 | Belden Wire | CAF1106022A06 | 6P HARNESS B10GXF CMR BLU 22F | EA |  | 1 Year | 343.3716 | 5% | 326.203
37010 | Belden Wire | CAF1106023A06 | 6P HARNESS B10GXF CMR BLU 23F | EA |  | 1 Year | 352.3884 | 5% | 334.769
37011 | Belden Wire | CAF1106024A06 | 6P HARNESS B10GXF CMR BLU 24F | EA |  | 1 Year | 361.4052 | 5% | 343.3349
37012 | Belden Wire | CAF1106025 | PATCHCORD B10GXF CMR BLU 25F | EA |  | 1 Year | 40.69 | 5% | 38.6555
37013 | Belden Wire | CAF1106025A06 | 6P HARNESS B10GXF CMR BLU 25F | EA |  | 1 Year | 370.422 | 5% | 351.9009
37014 | Belden Wire | CAF1106026A06 | 6P HARNESS B10GXF CMR BLU 26F | EA |  | 1 Year | 379.4388 | 5% | 360.4669
37015 | Belden Wire | CAF1106028A06 | 6P HARNESS B10GXF CMR BLU 28F | EA |  | 1 Year | 397.4724 | 5% | 377.5988
37016 | Belden Wire | CAF1106030 | PATCHCORD B10GXF CMR BLU 30F | EA |  | 1 Year | 45.11 | 5% | 42.8545
37017 | Belden Wire | CAF1106030A06 | 6P HARNESS B10GXF CMR BLU 30F | EA |  | 1 Year | 415.506 | 5% | 394.7307
37018 | Belden Wire | CAF1106032A06 | 6P HARNESS B10GXF CMR BLU 32F | EA |  | 1 Year | 433.5396 | 5% | 411.8626
37019 | Belden Wire | CAF1106033 | PATCHCORD B10GXF CMR BLU 33F | EA |  | 1 Year | 47.762 | 5% | 45.3739
37020 | Belden Wire | CAF1106034A06 | 6P HARNESS B10GXF CMR BLU 34F | EA |  | 1 Year | 451.5732 | 5% | 428.9945
37021 | Belden Wire | CAF1106035 | PATCHCORD B10GXF CMR BLU 35F | EA |  | 1 Year | 49.53 | 5% | 47.0535
37022 | Belden Wire | CAF1106035A06 | 6P HARNESS B10GXF CMR BLU 35F | EA |  | 1 Year | 460.59 | 5% | 437.5605
37023 | Belden Wire | CAF1106036A06 | 6P HARNESS B10GXF CMR BLU 36F | EA |  | 1 Year | 469.6068 | 5% | 446.1265
37024 | Belden Wire | CAF1106038A06 | 6P HARNESS B10GXF CMR BLU 38F | EA |  | 1 Year | 487.6404 | 5% | 463.2584
37025 | Belden Wire | CAF1106040 | PATCHCORD B10GXF CMR BLU 40F | EA |  | 1 Year | 53.95 | 5% | 51.2525
37026 | Belden Wire | CAF1106040A06 | 6P HARNESS B10GXF CMR BLU 40F | EA |  | 1 Year | 505.674 | 5% | 480.3903
37027 | Belden Wire | CAF1106045 | PATCHCORD B10GXF CMR BLU 45F | EA |  | 1 Year | 58.37 | 5% | 55.4515
37028 | Belden Wire | CAF1106045A06 | 6P HARNESS B10GXF CMR BLU 45F | EA |  | 1 Year | 550.758 | 5% | 523.2201
37029 | Belden Wire | CAF1106050 | PATCHCORD B10GXF CMR BLU 50F | EA |  | 1 Year | 62.79 | 5% | 59.6505
37030 | Belden Wire | CAF1106050A06 | 6P HARNESS B10GXF CMR BLU 50F | EA |  | 1 Year | 595.842 | 5% | 566.0499
37031 | Belden Wire | CAF1106060 | PATCHCORD B10GXF CMR BLU 60F | EA |  | 1 Year | 71.63 | 5% | 68.0485
37032 | Belden Wire | CAF1106060A06 | 6P HARNESS B10GXF CMR BLU 60F | EA |  | 1 Year | 686.01 | 5% | 651.7095
37033 | Belden Wire | CAF1106065 | PATCHCORD B10GXF CMR BLU 65F | EA |  | 1 Year | 76.05 | 5% | 72.2475
37034 | Belden Wire | CAF1106070A06 | 6P HARNESS B10GXF CMR BLU 70F | EA |  | 1 Year | 776.178 | 5% | 737.3691
37035 | Belden Wire | CAF1106075 | PATCHCORD B10GXF CMR BLU 75F | EA |  | 1 Year | 84.89 | 5% | 80.6455
37036 | Belden Wire | CAF1106100 | PATCHCORD B10GXF CMR BLU 100F | EA |  | 1 Year | 106.99 | 5% | 101.6405
37037 | Belden Wire | CAF1106130 | PATCHCORD B10GXF CMR BLU 130F | EA |  | 1 Year | 145.002 | 5% | 137.7519
37038 | Belden Wire | CAF1106250 | PATCHCORD B10GXF CMR BLU 250F | EA |  | 1 Year | 272.74 | 5% | 259.103
37039 | Belden Wire | CAF1107001 | PATCHCORD B10GXF CMR PUR 1FT | EA |  | 1 Year | 19.474 | 5% | 18.5003
37040 | Belden Wire | CAF1107002 | PATCHCORD B10GXF CMR PUR 2FT | EA |  | 1 Year | 20.358 | 5% | 19.3401
37041 | Belden Wire | CAF1107003 | PATCHCORD B10GXF CMR PUR 3FT | EA |  | 1 Year | 21.242 | 5% | 20.1799
37042 | Belden Wire | CAF1107004 | PATCHCORD B10GXF CMR PUR 4FT | EA |  | 1 Year | 22.126 | 5% | 21.0197
37043 | Belden Wire | CAF1107005 | PATCHCORD B10GXF CMR PUR 5FT | EA |  | 1 Year | 23.01 | 5% | 21.8595
37044 | Belden Wire | CAF1107006 | PATCHCORD B10GXF CMR PUR 6FT | EA |  | 1 Year | 23.894 | 5% | 22.6993
37045 | Belden Wire | CAF1107007 | PATCHCORD B10GXF CMR PUR 7FT | EA |  | 1 Year | 24.778 | 5% | 23.5391
37046 | Belden Wire | CAF1107008 | PATCHCORD B10GXF CMR PUR 8FT | EA |  | 1 Year | 25.662 | 5% | 24.3789
37047 | Belden Wire | CAF1107009 | PATCHCORD B10GXF CMR PUR 9FT | EA |  | 1 Year | 26.546 | 5% | 25.2187
37048 | Belden Wire | CAF1107010 | PATCHCORD B10GXF CMR PUR 10FT | EA |  | 1 Year | 27.43 | 5% | 26.0585
37049 | Belden Wire | CAF1107011 | PATCHCORD B10GXF CMR PUR 11FT | EA |  | 1 Year | 28.314 | 5% | 26.8983
37050 | Belden Wire | CAF1107012 | PATCHCORD B10GXF CMR PUR 12FT | EA |  | 1 Year | 29.198 | 5% | 27.7381
37051 | Belden Wire | CAF1107013 | PATCHCORD B10GXF CMR PUR 13FT | EA |  | 1 Year | 30.082 | 5% | 28.5779
37052 | Belden Wire | CAF1107014 | PATCHCORD B10GXF CMR PUR 14FT | EA |  | 1 Year | 30.966 | 5% | 29.4177
37053 | Belden Wire | CAF1107015 | PATCHCORD B10GXF CMR PUR 15FT | EA |  | 1 Year | 31.85 | 5% | 30.2575
37054 | Belden Wire | CAF1107020 | PATCHCORD B10GXF CMR PUR 20FT | EA |  | 1 Year | 36.27 | 5% | 34.4565
37055 | Belden Wire | CAF1107025 | PATCHCORD B10GXF CMR PUR 25FT | EA |  | 1 Year | 40.69 | 5% | 38.6555
37056 | Belden Wire | CAF1108001 | PATCHCORD B10GXF CMR GRY 1F | EA |  | 1 Year | 19.474 | 5% | 18.5003
37057 | Belden Wire | CAF1108002 | PATCHCORD B10GXF CMR GRY 2F | EA |  | 1 Year | 20.358 | 5% | 19.3401
37058 | Belden Wire | CAF1108003 | PATCHCORD B10GXF CMR GRY 3F | EA |  | 1 Year | 21.242 | 5% | 20.1799
37059 | Belden Wire | CAF1108004 | PATCHCORD B10GXF CMR GRY 4F | EA |  | 1 Year | 22.126 | 5% | 21.0197
37060 | Belden Wire | CAF1108005 | PATCHCORD B10GXF CMR GRY 5F | EA |  | 1 Year | 23.01 | 5% | 21.8595
37061 | Belden Wire | CAF1108006 | PATCHCORD B10GXF CMR GRY 6F | EA |  | 1 Year | 23.894 | 5% | 22.6993
37062 | Belden Wire | CAF1108006A06 | 6P HARNESS B10GXF CMR GRY 6F | EA |  | 1 Year | 199.1028 | 5% | 189.1477
37063 | Belden Wire | CAF1108007 | PATCHCORD B10GXF CMR GRY 7F | EA |  | 1 Year | 24.778 | 5% | 23.5391
37064 | Belden Wire | CAF1108007A06 | 6P HARNESS B10GXF CMR GRY 7F | EA |  | 1 Year | 208.1196 | 5% | 197.7136
37065 | Belden Wire | CAF1108008 | PATCHCORD B10GXF CMR GRY 8F | EA |  | 1 Year | 25.662 | 5% | 24.3789
37066 | Belden Wire | CAF1108008A06 | 6P HARNESS B10GXF CMR GRY 8F | EA |  | 1 Year | 217.1364 | 5% | 206.2796
37067 | Belden Wire | CAF1108009 | PATCHCORD B10GXF CMR GRY 9F | EA |  | 1 Year | 26.546 | 5% | 25.2187
37068 | Belden Wire | CAF1108009A06 | 6P HARNESS B10GXF CMR GRY 9F | EA |  | 1 Year | 226.1532 | 5% | 214.8455
37069 | Belden Wire | CAF1108010 | PATCHCORD B10GXF CMR GRY 10F | EA |  | 1 Year | 27.43 | 5% | 26.0585
37070 | Belden Wire | CAF1108010A06 | 6P HARNESS B10GXF CMR GRY 10F | EA |  | 1 Year | 235.17 | 5% | 223.4115
37071 | Belden Wire | CAF1108011 | PATCHCORD B10GXF CMR GRY 11F | EA |  | 1 Year | 28.314 | 5% | 26.8983
37072 | Belden Wire | CAF1108012 | PATCHCORD B10GXF CMR GRY 12F | EA |  | 1 Year | 29.198 | 5% | 27.7381
37073 | Belden Wire | CAF1108012A06 | 6P HARNESS B10GXF CMR GRY 12F | EA |  | 1 Year | 253.2036 | 5% | 240.5434
37074 | Belden Wire | CAF1108013 | PATCHCORD B10GXF CMR GRY 13F | EA |  | 1 Year | 30.082 | 5% | 28.5779
37075 | Belden Wire | CAF1108014 | PATCHCORD B10GXF CMR GRY 14F | EA |  | 1 Year | 30.966 | 5% | 29.4177
37076 | Belden Wire | CAF1108014A06 | 6P HARNESS B10GXF CMR GRY 14F | EA |  | 1 Year | 271.2372 | 5% | 257.6753
37077 | Belden Wire | CAF1108015 | PATCHCORD B10GXF CMR GRY 15F | EA |  | 1 Year | 31.85 | 5% | 30.2575
37078 | Belden Wire | CAF1108015A06 | 6P HARNESS B10GXF CMR GRY 15F | EA |  | 1 Year | 280.254 | 5% | 266.2413
37079 | Belden Wire | CAF1108016 | PATCHCORD B10GXF CMR GRY 16F | EA |  | 1 Year | 32.734 | 5% | 31.0973
37080 | Belden Wire | CAF1108016A06 | 6P HARNESS B10GXF CMR GRY 16F | EA |  | 1 Year | 289.2708 | 5% | 274.8073
37081 | Belden Wire | CAF1108017 | PATCHCORD B10GXF CMR GRY 17F | EA |  | 1 Year | 33.618 | 5% | 31.9371
37082 | Belden Wire | CAF1108018 | PATCHCORD B10GXF CMR GRY 18F | EA |  | 1 Year | 34.502 | 5% | 32.7769
37083 | Belden Wire | CAF1108018A06 | 6P HARNESS B10GXF CMR GRY 18F | EA |  | 1 Year | 307.3044 | 5% | 291.9392
37084 | Belden Wire | CAF1108019 | PATCHCORD B10GXF CMR GRY 19F | EA |  | 1 Year | 35.386 | 5% | 33.6167
37085 | Belden Wire | CAF1108020 | PATCHCORD B10GXF CMR GRY 20F | EA |  | 1 Year | 36.27 | 5% | 34.4565
37086 | Belden Wire | CAF1108020A06 | 6P HARNESS B10GXF CMR GRY 20F | EA |  | 1 Year | 325.338 | 5% | 309.0711
37087 | Belden Wire | CAF1108022A06 | 6P HARNESS B10GXF CMR GRY 22F | EA |  | 1 Year | 343.3716 | 5% | 326.203
37088 | Belden Wire | CAF1108024A06 | 6P HARNESS B10GXF CMR GRY 24F | EA |  | 1 Year | 361.4052 | 5% | 343.3349
37089 | Belden Wire | CAF1108025 | PATCHCORD B10GXF CMR GRY 25F | EA |  | 1 Year | 40.69 | 5% | 38.6555
37090 | Belden Wire | CAF1108025A06 | 6P HARNESS B10GXF CMR GRY 25F | EA |  | 1 Year | 370.422 | 5% | 351.9009
37091 | Belden Wire | CAF1108026A06 | 6P HARNESS B10GXF CMR GRY 26F | EA |  | 1 Year | 379.4388 | 5% | 360.4669
37092 | Belden Wire | CAF1108028A06 | 6P HARNESS B10GXF CMR GRY 28F | EA |  | 1 Year | 397.4724 | 5% | 377.5988
37093 | Belden Wire | CAF1108030 | PATCHCORD B10GXF CMR GRY 30F | EA |  | 1 Year | 45.11 | 5% | 42.8545
37094 | Belden Wire | CAF1108030A06 | 6P HARNESS B10GXF CMR GRY 30F | EA |  | 1 Year | 415.506 | 5% | 394.7307
37095 | Belden Wire | CAF1108032A06 | 6P HARNESS B10GXF CMR GRY 32F | EA |  | 1 Year | 433.5396 | 5% | 411.8626
37096 | Belden Wire | CAF1108033 | PATCHCORD B10GXF CMR GRY 33F | EA |  | 1 Year | 47.762 | 5% | 45.3739
37097 | Belden Wire | CAF1108034A06 | 6P HARNESS B10GXF CMR GRY 34F | EA |  | 1 Year | 451.5732 | 5% | 428.9945
37098 | Belden Wire | CAF1108035 | PATCHCORD B10GXF CMR GRY 35F | EA |  | 1 Year | 49.53 | 5% | 47.0535
37099 | Belden Wire | CAF1108035A06 | 6P HARNESS B10GXF CMR GRY 35F | EA |  | 1 Year | 460.59 | 5% | 437.5605
37100 | Belden Wire | CAF1108036A06 | 6P HARNESS B10GXF CMR GRY 36F | EA |  | 1 Year | 469.6068 | 5% | 446.1265
37101 | Belden Wire | CAF1108038A06 | 6P HARNESS B10GXF CMR GRY 38F | EA |  | 1 Year | 487.6404 | 5% | 463.2584
37102 | Belden Wire | CAF1108040 | PATCHCORD B10GXF CMR GRY 40F | EA |  | 1 Year | 53.95 | 5% | 51.2525
37103 | Belden Wire | CAF1108040A06 | 6P HARNESS B10GXF CMR GRY 40F | EA |  | 1 Year | 505.674 | 5% | 480.3903
37104 | Belden Wire | CAF1108045 | PATCHCORD B10GXF CMR GRY 45F | EA |  | 1 Year | 58.37 | 5% | 55.4515
37105 | Belden Wire | CAF1108045A06 | 6P HARNESS B10GXF CMR GRY 45F | EA |  | 1 Year | 550.758 | 5% | 523.2201
37106 | Belden Wire | CAF1108050 | PATCHCORD B10GXF CMR GRY 50F | EA |  | 1 Year | 62.79 | 5% | 59.6505
37107 | Belden Wire | CAF1108050A06 | 6P HARNESS B10GXF CMR GRY 50F | EA |  | 1 Year | 595.842 | 5% | 566.0499
37108 | Belden Wire | CAF1108075 | PATCHCORD B10GXF CMR GRY 75F | EA |  | 1 Year | 84.89 | 5% | 80.6455
37109 | Belden Wire | CAF1109001 | PATCHCORD B10GXF CMR WHI 1F | EA |  | 1 Year | 19.474 | 5% | 18.5003
37110 | Belden Wire | CAF1109002 | PATCHCORD B10GXF CMR WHI 2F | EA |  | 1 Year | 20.358 | 5% | 19.3401
37111 | Belden Wire | CAF1109003 | PATCHCORD B10GXF CMR WHI 3F | EA |  | 1 Year | 21.242 | 5% | 20.1799
37112 | Belden Wire | CAF1109004 | PATCHCORD B10GXF CMR WHI 4F | EA |  | 1 Year | 22.126 | 5% | 21.0197
37113 | Belden Wire | CAF1109005 | PATCHCORD B10GXF CMR WHI 5F | EA |  | 1 Year | 23.01 | 5% | 21.8595
37114 | Belden Wire | CAF1109006 | PATCHCORD B10GXF CMR WHI 6F | EA |  | 1 Year | 23.894 | 5% | 22.6993
37115 | Belden Wire | CAF1109007 | PATCHCORD B10GXF CMR WHI 7F | EA |  | 1 Year | 24.778 | 5% | 23.5391
37116 | Belden Wire | CAF1109008 | PATCHCORD B10GXF CMR WHI 8F | EA |  | 1 Year | 25.662 | 5% | 24.3789
37117 | Belden Wire | CAF1109009 | PATCHCORD B10GXF CMR WHI 9F | EA |  | 1 Year | 26.546 | 5% | 25.2187
37118 | Belden Wire | CAF1109010 | PATCHCORD B10GXF CMR WHI 10F | EA |  | 1 Year | 27.43 | 5% | 26.0585
37119 | Belden Wire | CAF1109010A06 | 6P HARNESS B10GXF CMR WHI 10F | EA |  | 1 Year | 235.17 | 5% | 223.4115
37120 | Belden Wire | CAF1109011 | PATCHCORD B10GXF CMR WHI 11F | EA |  | 1 Year | 28.314 | 5% | 26.8983
37121 | Belden Wire | CAF1109012 | PATCHCORD B10GXF CMR WHI 12F | EA |  | 1 Year | 29.198 | 5% | 27.7381
37122 | Belden Wire | CAF1109013 | PATCHCORD B10GXF CMR WHI 13F | EA |  | 1 Year | 30.082 | 5% | 28.5779
37123 | Belden Wire | CAF1109014 | PATCHCORD B10GXF CMR WHI 14F | EA |  | 1 Year | 30.966 | 5% | 29.4177
37124 | Belden Wire | CAF1109015 | PATCHCORD B10GXF CMR WHI 15F | EA |  | 1 Year | 31.85 | 5% | 30.2575
37125 | Belden Wire | CAF1109015A06 | 6P HARNESS B10GXF CMR WHI 15F | EA |  | 1 Year | 280.254 | 5% | 266.2413
37126 | Belden Wire | CAF1109016 | PATCHCORD B10GXF CMR WHI 16F | EA |  | 1 Year | 32.734 | 5% | 31.0973
37127 | Belden Wire | CAF1109017 | PATCHCORD B10GXF CMR WHI 17F | EA |  | 1 Year | 33.618 | 5% | 31.9371
37128 | Belden Wire | CAF1109018 | PATCHCORD B10GXF CMR WHI 18F | EA |  | 1 Year | 34.502 | 5% | 32.7769
37129 | Belden Wire | CAF1109019 | PATCHCORD B10GXF CMR WHI 19F | EA |  | 1 Year | 35.386 | 5% | 33.6167
37130 | Belden Wire | CAF1109020 | PATCHCORD B10GXF CMR WHI 20F | EA |  | 1 Year | 36.27 | 5% | 34.4565
37131 | Belden Wire | CAF1109020A06 | 6P HARNESS B10GXF CMR WHI 20F | EA |  | 1 Year | 325.338 | 5% | 309.0711
37132 | Belden Wire | CAF1109022 | PATCHCORD B10GXF CMR WHI 22F | EA |  | 1 Year | 38.038 | 5% | 36.1361
37133 | Belden Wire | CAF1109025 | PATCHCORD B10GXF CMR WHI 25F | EA |  | 1 Year | 40.69 | 5% | 38.6555
37134 | Belden Wire | CAF1109025A06 | 6P HARNESS B10GXF CMR WHI 25F | EA |  | 1 Year | 370.422 | 5% | 351.9009
37135 | Belden Wire | CAF1109026 | PATCHCORD B10GXF CMR WHI 26F | EA |  | 1 Year | 41.574 | 5% | 39.4953
37136 | Belden Wire | CAF1109027 | PATCHCORD B10GXF CMR WHI 27F | EA |  | 1 Year | 42.458 | 5% | 40.3351
37137 | Belden Wire | CAF1109028 | PATCHCORD B10GXF CMR WHI 28F | EA |  | 1 Year | 43.342 | 5% | 41.1749
37138 | Belden Wire | CAF1109030 | PATCHCORD B10GXF CMR WHI 30F | EA |  | 1 Year | 45.11 | 5% | 42.8545
37139 | Belden Wire | CAF1109030A06 | 6P HARNESS B10GXF CMR WHI 30F | EA |  | 1 Year | 415.506 | 5% | 394.7307
37140 | Belden Wire | CAF1109032 | PATCHCORD B10GXF CMR WHI 32F | EA |  | 1 Year | 46.878 | 5% | 44.5341
37141 | Belden Wire | CAF1109033 | PATCHCORD B10GXF CMR WHI 33F | EA |  | 1 Year | 47.762 | 5% | 45.3739
37142 | Belden Wire | CAF1109035 | PATCHCORD B10GXF CMR WHI 35F | EA |  | 1 Year | 49.53 | 5% | 47.0535
37143 | Belden Wire | CAF1109035A06 | 6P HARNESS B10GXF CMR WHI 35F | EA |  | 1 Year | 460.59 | 5% | 437.5605
37144 | Belden Wire | CAF1109040 | PATCHCORD B10GXF CMR WHI 40F | EA |  | 1 Year | 53.95 | 5% | 51.2525
37145 | Belden Wire | CAF1109040A06 | 6P HARNESS B10GXF CMR WHI 40F | EA |  | 1 Year | 505.674 | 5% | 480.3903
37146 | Belden Wire | CAF1109045 | PATCHCORD B10GXF CMR WHI 45F | EA |  | 1 Year | 58.37 | 5% | 55.4515
37147 | Belden Wire | CAF1109045A06 | 6P HARNESS B10GXF CMR WHI 45F | EA |  | 1 Year | 550.758 | 5% | 523.2201
37148 | Belden Wire | CAF1109050 | PATCHCORD B10GXF CMR WHI 50F | EA |  | 1 Year | 62.79 | 5% | 59.6505
37149 | Belden Wire | CAF1109050A06 | 6P HARNESS B10GXF CMR WHI 50F | EA |  | 1 Year | 595.842 | 5% | 566.0499
37150 | Belden Wire | CAF1109065 | PATCHCORD B10GXF CMR WHI 65F | EA |  | 1 Year | 76.05 | 5% | 72.2475
37151 | Belden Wire | CAF1109075 | PATCHCORD B10GXF CMR WHI 75F | EA |  | 1 Year | 84.89 | 5% | 80.6455
37152 | Belden Wire | CAF1200015 | T568A-OPEN B10GXF CMR BLK 15F | EA |  | 1 Year | 26.273 | 5% | 24.9593
37153 | Belden Wire | CAF1200020 | T568A-OPEN B10GXF CMR BLK 20F | EA |  | 1 Year | 30.693 | 5% | 29.1583
37154 | Belden Wire | CAF1200025 | T568A-OPEN B10GXF CMR BLK 25F | EA |  | 1 Year | 35.113 | 5% | 33.3573
37155 | Belden Wire | CAF1200025A06 | 6P PT-568A B10GXF CMR BLK 25F | EA |  | 1 Year | 326.9214 | 5% | 310.5753
37156 | Belden Wire | CAF1200030 | T568A-OPEN B10GXF CMR BLK 30F | EA |  | 1 Year | 39.533 | 5% | 37.5564
37157 | Belden Wire | CAF1200035 | T568A-OPEN B10GXF CMR BLK 35F | EA |  | 1 Year | 43.953 | 5% | 41.7553
37158 | Belden Wire | CAF1200040 | T568A-OPEN B10GXF CMR BLK 40F | EA |  | 1 Year | 48.373 | 5% | 45.9543
37159 | Belden Wire | CAF1200045 | T568A-OPEN B10GXF CMR BLK 45F | EA |  | 1 Year | 52.793 | 5% | 50.1533
37160 | Belden Wire | CAF1200050 | T568A-OPEN B10GXF CMR BLK 50F | EA |  | 1 Year | 57.213 | 5% | 54.3524
37161 | Belden Wire | CAF1200050A06 | 6P PT-568A B10GXF CMR BLK 50F | EA |  | 1 Year | 552.3414 | 5% | 524.7243
37162 | Belden Wire | CAF1202009 | T568A-OPEN B10GXF CMR RED 9FT | EA |  | 1 Year | 20.969 | 5% | 19.9205
37163 | Belden Wire | CAF1204015 | T568A-OPEN B10GXF CMR YEL 15F | EA |  | 1 Year | 26.273 | 5% | 24.9593
37164 | Belden Wire | CAF1204020 | T568A-OPEN B10GXF CMR YEL 20F | EA |  | 1 Year | 30.693 | 5% | 29.1583
37165 | Belden Wire | CAF1204025 | T568A-OPEN B10GXF CMR YEL 25F | EA |  | 1 Year | 35.113 | 5% | 33.3573
37166 | Belden Wire | CAF1204030 | T568A-OPEN B10GXF CMR YEL 30F | EA |  | 1 Year | 39.533 | 5% | 37.5564
37167 | Belden Wire | CAF1204035 | T568A-OPEN B10GXF CMR YEL 35F | EA |  | 1 Year | 43.953 | 5% | 41.7553
37168 | Belden Wire | CAF1204040 | T568A-OPEN B10GXF CMR YEL 40F | EA |  | 1 Year | 48.373 | 5% | 45.9543
37169 | Belden Wire | CAF1204045 | T568A-OPEN B10GXF CMR YEL 45F | EA |  | 1 Year | 52.793 | 5% | 50.1533
37170 | Belden Wire | CAF1204050 | T568A-OPEN B10GXF CMR YEL 50F | EA |  | 1 Year | 57.213 | 5% | 54.3524
37171 | Belden Wire | CAF1205015 | T568A-OPEN B10GXF CMR GRN 15F | EA |  | 1 Year | 26.273 | 5% | 24.9593
37172 | Belden Wire | CAF1205020 | T568A-OPEN B10GXF CMR GRN 20F | EA |  | 1 Year | 30.693 | 5% | 29.1583
37173 | Belden Wire | CAF1205025 | T568A-OPEN B10GXF CMR GRN 25F | EA |  | 1 Year | 35.113 | 5% | 33.3573
37174 | Belden Wire | CAF1205030 | T568A-OPEN B10GXF CMR GRN 30F | EA |  | 1 Year | 39.533 | 5% | 37.5564
37175 | Belden Wire | CAF1205035 | T568A-OPEN B10GXF CMR GRN 35F | EA |  | 1 Year | 43.953 | 5% | 41.7553
37176 | Belden Wire | CAF1205040 | T568A-OPEN B10GXF CMR GRN 40F | EA |  | 1 Year | 48.373 | 5% | 45.9543
37177 | Belden Wire | CAF1205045 | T568A-OPEN B10GXF CMR GRN 45F | EA |  | 1 Year | 52.793 | 5% | 50.1533
37178 | Belden Wire | CAF1205050 | T568A-OPEN B10GXF CMR GRN 50F | EA |  | 1 Year | 57.213 | 5% | 54.3524
37179 | Belden Wire | CAF1206015 | T568A-OPEN B10GXF CMR BLU 15F | EA |  | 1 Year | 26.273 | 5% | 24.9593
37180 | Belden Wire | CAF1206020 | T568A-OPEN B10GXF CMR BLU 20F | EA |  | 1 Year | 30.693 | 5% | 29.1583
37181 | Belden Wire | CAF1206025 | T568A-OPEN B10GXF CMR BLU 25F | EA |  | 1 Year | 35.113 | 5% | 33.3573
37182 | Belden Wire | CAF1206025A06 | 6P PT-568A B10GXF CMR BLU 25F | EA |  | 1 Year | 326.9214 | 5% | 310.5753
37183 | Belden Wire | CAF1206030 | T568A-OPEN B10GXF CMR BLU 30F | EA |  | 1 Year | 39.533 | 5% | 37.5564
37184 | Belden Wire | CAF1206035 | T568A-OPEN B10GXF CMR BLU 35F | EA |  | 1 Year | 43.953 | 5% | 41.7553
37185 | Belden Wire | CAF1206040 | T568A-OPEN B10GXF CMR BLU 40F | EA |  | 1 Year | 48.373 | 5% | 45.9543
37186 | Belden Wire | CAF1206045 | T568A-OPEN B10GXF CMR BLU 45F | EA |  | 1 Year | 52.793 | 5% | 50.1533
37187 | Belden Wire | CAF1206050 | T568A-OPEN B10GXF CMR BLU 50F | EA |  | 1 Year | 57.213 | 5% | 54.3524
37188 | Belden Wire | CAF1206050A06 | 6P PT-568A B10GXF CMR BLU 50F | EA |  | 1 Year | 552.3414 | 5% | 524.7243
37189 | Belden Wire | CAF1206100 | T568A-OPEN B10GXF CMR BLU 100F | EA |  | 1 Year | 101.413 | 5% | 96.3423
37190 | Belden Wire | CAF1206120 | T568A-OPEN B10GXF CMR BLU 120F | EA |  | 1 Year | 129.701 | 5% | 123.2159
37191 | Belden Wire | CAF1208015 | T568A-OPEN B10GXF CMR GRY 15F | EA |  | 1 Year | 26.273 | 5% | 24.9593
37192 | Belden Wire | CAF1208020 | T568A-OPEN B10GXF CMR GRY 20F | EA |  | 1 Year | 30.693 | 5% | 29.1583
37193 | Belden Wire | CAF1208025 | T568A-OPEN B10GXF CMR GRY 25F | EA |  | 1 Year | 35.113 | 5% | 33.3573
37194 | Belden Wire | CAF1208025A06 | 6P PT-568A B10GXF CMR GRY 25F | EA |  | 1 Year | 326.9214 | 5% | 310.5753
37195 | Belden Wire | CAF1208030 | T568A-OPEN B10GXF CMR GRY 30F | EA |  | 1 Year | 39.533 | 5% | 37.5564
37196 | Belden Wire | CAF1208035 | T568A-OPEN B10GXF CMR GRY 35F | EA |  | 1 Year | 43.953 | 5% | 41.7553
37197 | Belden Wire | CAF1208040 | T568A-OPEN B10GXF CMR GRY 40F | EA |  | 1 Year | 48.373 | 5% | 45.9543
37198 | Belden Wire | CAF1208045 | T568A-OPEN B10GXF CMR GRY 45F | EA |  | 1 Year | 52.793 | 5% | 50.1533
37199 | Belden Wire | CAF1208050 | T568A-OPEN B10GXF CMR GRY 50F | EA |  | 1 Year | 57.213 | 5% | 54.3524
37200 | Belden Wire | CAF1208050A06 | 6P PT-568A B10GXF CMR GRY 50F | EA |  | 1 Year | 552.3414 | 5% | 524.7243
37201 | Belden Wire | CAF1208120 | T568A-OPEN B10GXF CMR GRY 120F | EA |  | 1 Year | 129.701 | 5% | 123.2159
37202 | Belden Wire | CAF1209015 | T568A-OPEN B10GXF CMR WHI 15F | EA |  | 1 Year | 26.273 | 5% | 24.9593
37203 | Belden Wire | CAF1209020 | T568A-OPEN B10GXF CMR WHI 20F | EA |  | 1 Year | 30.693 | 5% | 29.1583
37204 | Belden Wire | CAF1209025 | T568A-OPEN B10GXF CMR WHI 25F | EA |  | 1 Year | 35.113 | 5% | 33.3573
37205 | Belden Wire | CAF1209025A06 | 6P PT-568A B10GXF CMR WHI 25F | EA |  | 1 Year | 326.9214 | 5% | 310.5753
37206 | Belden Wire | CAF1209030 | T568A-OPEN B10GXF CMR WHI 30F | EA |  | 1 Year | 39.533 | 5% | 37.5564
37207 | Belden Wire | CAF1209035 | T568A-OPEN B10GXF CMR WHI 35F | EA |  | 1 Year | 43.953 | 5% | 41.7553
37208 | Belden Wire | CAF1209040 | T568A-OPEN B10GXF CMR WHI 40F | EA |  | 1 Year | 48.373 | 5% | 45.9543
37209 | Belden Wire | CAF1209045 | T568A-OPEN B10GXF CMR WHI 45F | EA |  | 1 Year | 52.793 | 5% | 50.1533
37210 | Belden Wire | CAF1209050 | T568A-OPEN B10GXF CMR WHI 50F | EA |  | 1 Year | 57.213 | 5% | 54.3524
37211 | Belden Wire | CAF1209050A06 | 6P PT-568A B10GXF CMR WHI 50F | EA |  | 1 Year | 552.3414 | 5% | 524.7243
37212 | Belden Wire | CAF1300015 | T568B-OPEN B10GXF CMR BLK 15F | EA |  | 1 Year | 26.273 | 5% | 24.9593
37213 | Belden Wire | CAF1300015A06 | 6P PT-568B B10GXF CMR BLK 15F | EA |  | 1 Year | 236.7534 | 5% | 224.9157
37214 | Belden Wire | CAF1300020A06 | 6P PT-568B B10GXF CMR BLK 20F | EA |  | 1 Year | 281.8374 | 5% | 267.7455
37215 | Belden Wire | CAF1300025 | T568B-OPEN B10GXF CMR BLK 25F | EA |  | 1 Year | 35.113 | 5% | 33.3573
37216 | Belden Wire | CAF1300025A06 | 6P PT-568B B10GXF CMR BLK 25F | EA |  | 1 Year | 326.9214 | 5% | 310.5753
37217 | Belden Wire | CAF1300030A06 | 6P PT-568B B10GXF CMR BLK 30F | EA |  | 1 Year | 372.0054 | 5% | 353.4051
37218 | Belden Wire | CAF1300035A06 | 6P PT-568B B10GXF CMR BLK 35F | EA |  | 1 Year | 417.0894 | 5% | 396.2349
37219 | Belden Wire | CAF1300040A06 | 6P PT-568B B10GXF CMR BLK 40F | EA |  | 1 Year | 462.1734 | 5% | 439.0647
37220 | Belden Wire | CAF1300045A06 | 6P PT-568B B10GXF CMR BLK 45F | EA |  | 1 Year | 507.2574 | 5% | 481.8945
37221 | Belden Wire | CAF1300050 | T568B-OPEN B10GXF CMR BLK 50F | EA |  | 1 Year | 57.213 | 5% | 54.3524
37222 | Belden Wire | CAF1300050A06 | 6P PT-568B B10GXF CMR BLK 50F | EA |  | 1 Year | 552.3414 | 5% | 524.7243
37223 | Belden Wire | CAF1304015 | T568B-OPEN B10GXF CMR YEL 15F | EA |  | 1 Year | 26.273 | 5% | 24.9593
37224 | Belden Wire | CAF1304025 | T568B-OPEN B10GXF CMR YEL 25F | EA |  | 1 Year | 35.113 | 5% | 33.3573
37225 | Belden Wire | CAF1304050 | T568B-OPEN B10GXF CMR YEL 50F | EA |  | 1 Year | 57.213 | 5% | 54.3524
37226 | Belden Wire | CAF1305015 | T568B-OPEN B10GXF CMR GRN 15F | EA |  | 1 Year | 26.273 | 5% | 24.9593
37227 | Belden Wire | CAF1305025 | T568B-OPEN B10GXF CMR GRN 25F | EA |  | 1 Year | 35.113 | 5% | 33.3573
37228 | Belden Wire | CAF1305050 | T568B-OPEN B10GXF CMR GRN 50F | EA |  | 1 Year | 57.213 | 5% | 54.3524
37229 | Belden Wire | CAF1306015 | T568B-OPEN B10GXF CMR BLU 15F | EA |  | 1 Year | 26.273 | 5% | 24.9593
37230 | Belden Wire | CAF1306025 | T568B-OPEN B10GXF CMR BLU 25F | EA |  | 1 Year | 35.113 | 5% | 33.3573
37231 | Belden Wire | CAF1306025A06 | 6P PT-568B B10GXF CMR BLU 25F | EA |  | 1 Year | 326.9214 | 5% | 310.5753
37232 | Belden Wire | CAF1306035 | T568B-OPEN B10GXF CMR BLU 35FT | EA |  | 1 Year | 43.953 | 5% | 41.7553
37233 | Belden Wire | CAF1306050 | T568B-OPEN B10GXF CMR BLU 50F | EA |  | 1 Year | 57.213 | 5% | 54.3524
37234 | Belden Wire | CAF1306050A06 | 6P PT-568B B10GXF CMR BLU 50F | EA |  | 1 Year | 552.3414 | 5% | 524.7243
37235 | Belden Wire | CAF1308015 | T568B-OPEN B10GXF CMR GRY 15F | EA |  | 1 Year | 26.273 | 5% | 24.9593
37236 | Belden Wire | CAF1308015A06 | 6P PT-568B B10GXF CMR GRY 15F | EA |  | 1 Year | 236.7534 | 5% | 224.9157
37237 | Belden Wire | CAF1308020A06 | 6P PT-568B B10GXF CMR GRY 20F | EA |  | 1 Year | 281.8374 | 5% | 267.7455
37238 | Belden Wire | CAF1308025 | T568B-OPEN B10GXF CMR GRY 25F | EA |  | 1 Year | 35.113 | 5% | 33.3573
37239 | Belden Wire | CAF1308025A06 | 6P PT-568B B10GXF CMR GRY 25F | EA |  | 1 Year | 326.9214 | 5% | 310.5753
37240 | Belden Wire | CAF1308030A06 | 6P PT-568B B10GXF CMR GRY 30F | EA |  | 1 Year | 372.0054 | 5% | 353.4051
37241 | Belden Wire | CAF1308035A06 | 6P PT-568B B10GXF CMR GRY 35F | EA |  | 1 Year | 417.0894 | 5% | 396.2349
37242 | Belden Wire | CAF1308040A06 | 6P PT-568B B10GXF CMR GRY 40F | EA |  | 1 Year | 462.1734 | 5% | 439.0647
37243 | Belden Wire | CAF1308045A06 | 6P PT-568B B10GXF CMR GRY 45F | EA |  | 1 Year | 507.2574 | 5% | 481.8945
37244 | Belden Wire | CAF1308050 | T568B-OPEN B10GXF CMR GRY 50F | EA |  | 1 Year | 57.213 | 5% | 54.3524
37245 | Belden Wire | CAF1308050A06 | 6P PT-568B B10GXF CMR GRY 50F | EA |  | 1 Year | 552.3414 | 5% | 524.7243
37246 | Belden Wire | CAF1309015 | T568B-OPEN B10GXF CMR WHI 15F | EA |  | 1 Year | 26.273 | 5% | 24.9593
37247 | Belden Wire | CAF1309025 | T568B-OPEN B10GXF CMR WHI 25F | EA |  | 1 Year | 35.113 | 5% | 33.3573
37248 | Belden Wire | CAF1309025A06 | 6P PT-568B B10GXF CMR WHI 25F | EA |  | 1 Year | 326.9214 | 5% | 310.5753
37249 | Belden Wire | CAF1309050 | T568B-OPEN B10GXF CMR WHI 50F | EA |  | 1 Year | 57.213 | 5% | 54.3524
37250 | Belden Wire | CAF1309050A06 | 6P PT-568B B10GXF CMR WHI 50F | EA |  | 1 Year | 552.3414 | 5% | 524.7243
37251 | Belden Wire | CAF1402002 | XOVERCORD B10GXF CMR RED 2FT | EA |  | 1 Year | 20.358 | 5% | 19.3401
37252 | Belden Wire | CAF1402004 | XOVERCORD B10GXF CMR RED 4FT | EA |  | 1 Year | 22.126 | 5% | 21.0197
37253 | Belden Wire | CAF1402007 | XOVERCORD B10GXF CMR RED 7FT | EA |  | 1 Year | 24.778 | 5% | 23.5391
37254 | Belden Wire | CAF1402010 | XOVERCORD B10GXF CMR RED 10FT | EA |  | 1 Year | 27.43 | 5% | 26.0585
37255 | Belden Wire | CAF2100002 | PATCHCORD B10GXF CMP BLK 2F | EA |  | 1 Year | 22.4796 | 5% | 21.3556
37256 | Belden Wire | CAF2100004 | PATCHCORD B10GXF CMP BLK 4F | EA |  | 1 Year | 26.3692 | 5% | 25.0507
37257 | Belden Wire | CAF2100005 | PATCHCORD B10GXF CMP BLK 5F | EA |  | 1 Year | 28.314 | 5% | 26.8983
37258 | Belden Wire | CAF2100006 | PATCHCORD B10GXF CMP BLK 6F | EA |  | 1 Year | 30.2588 | 5% | 28.7459
37259 | Belden Wire | CAF2100006A06 | 6P HARNESS B10GXF CMP BLK 6F | EA |  | 1 Year | 264.0238 | 5% | 250.8226
37260 | Belden Wire | CAF2100007 | PATCHCORD B10GXF CMP BLK 7F | EA |  | 1 Year | 32.2036 | 5% | 30.5934
37261 | Belden Wire | CAF2100007A06 | 6P HARNESS B10GXF CMP BLK 7F | EA |  | 1 Year | 283.8607 | 5% | 269.6677
37262 | Belden Wire | CAF2100008 | PATCHCORD B10GXF CMP BLK 8F | EA |  | 1 Year | 34.1484 | 5% | 32.441
37263 | Belden Wire | CAF2100008A06 | 6P HARNESS B10GXF CMP BLK 8F | EA |  | 1 Year | 303.6977 | 5% | 288.5128
37264 | Belden Wire | CAF2100009 | PATCHCORD B10GXF CMP BLK 9F | EA |  | 1 Year | 36.0932 | 5% | 34.2885
37265 | Belden Wire | CAF2100009A06 | 6P HARNESS B10GXF CMP BLK 9F | EA |  | 1 Year | 323.5346 | 5% | 307.3579
37266 | Belden Wire | CAF2100010 | PATCHCORD B10GXF CMP BLK 10F | EA |  | 1 Year | 38.038 | 5% | 36.1361
37267 | Belden Wire | CAF2100010A06 | 6P HARNESS B10GXF CMP BLK 10F | EA |  | 1 Year | 343.3716 | 5% | 326.203
37268 | Belden Wire | CAF2100012A06 | 6P HARNESS B10GXF CMP BLK 12F | EA |  | 1 Year | 383.0455 | 5% | 363.8932
37269 | Belden Wire | CAF2100014A06 | 6P HARNESS B10GXF CMP BLK 14F | EA |  | 1 Year | 422.7194 | 5% | 401.5834
37270 | Belden Wire | CAF2100015 | PATCHCORD B10GXF CMP BLK 15F | EA |  | 1 Year | 47.762 | 5% | 45.3739
37271 | Belden Wire | CAF2100015A06 | 6P HARNESS B10GXF CMP BLK 15F | EA |  | 1 Year | 442.5564 | 5% | 420.4286
37272 | Belden Wire | CAF2100016A06 | 6P HARNESS B10GXF CMP BLK 16F | EA |  | 1 Year | 462.3934 | 5% | 439.2737
37273 | Belden Wire | CAF2100018A06 | 6P HARNESS B10GXF CMP BLK 18F | EA |  | 1 Year | 502.0673 | 5% | 476.9639
37274 | Belden Wire | CAF2100020 | PATCHCORD B10GXF CMP BLK 20F | EA |  | 1 Year | 57.486 | 5% | 54.6117
37275 | Belden Wire | CAF2100020A06 | 6P HARNESS B10GXF CMP BLK 20F | EA |  | 1 Year | 541.7412 | 5% | 514.6541
37276 | Belden Wire | CAF2100022A06 | 6P HARNESS B10GXF CMP BLK 22F | EA |  | 1 Year | 581.4151 | 5% | 552.3443
37277 | Belden Wire | CAF2100024A06 | 6P HARNESS B10GXF CMP BLK 24F | EA |  | 1 Year | 621.089 | 5% | 590.0346
37278 | Belden Wire | CAF2100025 | PATCHCORD B10GXF CMP BLK 25F | EA |  | 1 Year | 67.21 | 5% | 63.8495
37279 | Belden Wire | CAF2100025A06 | 6P HARNESS B10GXF CMP BLK 25F | EA |  | 1 Year | 640.926 | 5% | 608.8797
37280 | Belden Wire | CAF2100026A06 | 6P HARNESS B10GXF CMP BLK 26F | EA |  | 1 Year | 660.763 | 5% | 627.7248
37281 | Belden Wire | CAF2100028A06 | 6P HARNESS B10GXF CMP BLK 28F | EA |  | 1 Year | 700.4369 | 5% | 665.4151
37282 | Belden Wire | CAF2100030 | PATCHCORD B10GXF CMP BLK 30F | EA |  | 1 Year | 76.934 | 5% | 73.0873
37283 | Belden Wire | CAF2100030A06 | 6P HARNESS B10GXF CMP BLK 30F | EA |  | 1 Year | 740.1108 | 5% | 703.1053
37284 | Belden Wire | CAF2100032A06 | 6P HARNESS B10GXF CMP BLK 32F | EA |  | 1 Year | 779.7847 | 5% | 740.7955
37285 | Belden Wire | CAF2100033 | PATCHCORD B10GXF CMP BLK 33F | EA |  | 1 Year | 82.7684 | 5% | 78.63
37286 | Belden Wire | CAF2100034A06 | 6P HARNESS B10GXF CMP BLK 34F | EA |  | 1 Year | 819.4586 | 5% | 778.4857
37287 | Belden Wire | CAF2100035 | PATCHCORD B10GXF CMP BLK 35F | EA |  | 1 Year | 86.658 | 5% | 82.3251
37288 | Belden Wire | CAF2100035A06 | 6P HARNESS B10GXF CMP BLK 35F | EA |  | 1 Year | 839.2956 | 5% | 797.3308
37289 | Belden Wire | CAF2100036 | PATCHCORD B10GXF CMP BLK 36F | EA |  | 1 Year | 88.6028 | 5% | 84.1727
37290 | Belden Wire | CAF2100036A06 | 6P HARNESS B10GXF CMP BLK 36F | EA |  | 1 Year | 859.1326 | 5% | 816.176
37291 | Belden Wire | CAF2100038A06 | 6P HARNESS B10GXF CMP BLK 38F | EA |  | 1 Year | 898.8065 | 5% | 853.8662
37292 | Belden Wire | CAF2100040 | PATCHCORD B10GXF CMP BLK 40F | EA |  | 1 Year | 96.382 | 5% | 91.5629
37293 | Belden Wire | CAF2100040A06 | 6P HARNESS B10GXF CMP BLK 40F | EA |  | 1 Year | 938.4804 | 5% | 891.5564
37294 | Belden Wire | CAF2100043 | PATCHCORD B10GXF CMP BLK 43F | EA |  | 1 Year | 102.2164 | 5% | 97.1056
37295 | Belden Wire | CAF2100045 | PATCHCORD B10GXF CMP BLK 45F | EA |  | 1 Year | 106.106 | 5% | 100.8007
37296 | Belden Wire | CAF2100045A06 | 6P HARNESS B10GXF CMP BLK 45F | EA |  | 1 Year | 1037.6652 | 5% | 985.7819
37297 | Belden Wire | CAF2100046 | PATCHCORD B10GXF CMP BLK 46F | EA |  | 1 Year | 108.0508 | 5% | 102.6483
37298 | Belden Wire | CAF2100049 | PATCHCORD B10GXF CMP BLK 49F | EA |  | 1 Year | 113.8852 | 5% | 108.1909
37299 | Belden Wire | CAF2100050 | PATCHCORD B10GXF CMP BLK 50F | EA |  | 1 Year | 115.83 | 5% | 110.0385
37300 | Belden Wire | CAF2100050A06 | 6P HARNESS B10GXF CMP BLK 50F | EA |  | 1 Year | 1136.85 | 5% | 1080.0075
37301 | Belden Wire | CAF2100052 | PATCHCORD B10GXF CMP BLK 52F | EA |  | 1 Year | 119.7196 | 5% | 113.7336
37302 | Belden Wire | CAF2100056 | PATCHCORD B10GXF CMP BLK 56F | EA |  | 1 Year | 127.4988 | 5% | 121.1239
37303 | Belden Wire | CAF2100059 | PATCHCORD B10GXF CMP BLK 59F | EA |  | 1 Year | 133.3332 | 5% | 126.6665
37304 | Belden Wire | CAF2100062 | PATCHCORD B10GXF CMP BLK 62F | EA |  | 1 Year | 139.1676 | 5% | 132.2092
37305 | Belden Wire | CAF2100065 | PATCHCORD B10GXF CMP BLK 65FT | EA |  | 1 Year | 145.002 | 5% | 137.7519
37306 | Belden Wire | CAF2100066 | PATCHCORD B10GXF CMP BLK 66F | EA |  | 1 Year | 146.9468 | 5% | 139.5995
37307 | Belden Wire | CAF2100069 | PATCHCORD B10GXF CMP BLK 69F | EA |  | 1 Year | 152.7812 | 5% | 145.1421
37308 | Belden Wire | CAF2100070A06 | 6P HARNESS B10GXF CMP BLK 70F | EA |  | 1 Year | 1533.5892 | 5% | 1456.9097
37309 | Belden Wire | CAF2100072 | PATCHCORD B10GXF CMP BLK 72F | EA |  | 1 Year | 158.6156 | 5% | 150.6848
37310 | Belden Wire | CAF2100075 | PATCHCORD B10GXF CMP BLK 75FT | EA |  | 1 Year | 164.45 | 5% | 156.2275
37311 | Belden Wire | CAF2100079 | PATCHCORD B10GXF CMP BLK 79F | EA |  | 1 Year | 172.2292 | 5% | 163.6177
37312 | Belden Wire | CAF2100082 | PATCHCORD B10GXF CMP BLK 82F | EA |  | 1 Year | 178.0636 | 5% | 169.1604
37313 | Belden Wire | CAF2100085 | PATCHCORD B10GXF CMP BLK 85F | EA |  | 1 Year | 183.898 | 5% | 174.7031
37314 | Belden Wire | CAF2100092 | PATCHCORD B10GXF CMP BLK 92F | EA |  | 1 Year | 197.5116 | 5% | 187.636
37315 | Belden Wire | CAF2100102 | PATCHCORD B10GXF CMP BLK 102F | EA |  | 1 Year | 236.7966 | 5% | 224.9568
37316 | Belden Wire | CAF2102020 | PATCHCORD B10GXF CMP RED 20FT | EA |  | 1 Year | 57.486 | 5% | 54.6117
37317 | Belden Wire | CAF2102025 | PATCHCORD B10GXF CMP RED 25FT | EA |  | 1 Year | 67.21 | 5% | 63.8495
37318 | Belden Wire | CAF2102030 | PATCHCORD B10GXF CMP RED 30FT | EA |  | 1 Year | 76.934 | 5% | 73.0873
37319 | Belden Wire | CAF2102035 | PATCHCORD B10GXF CMP RED 35FT | EA |  | 1 Year | 86.658 | 5% | 82.3251
37320 | Belden Wire | CAF2105003 | PATCHCORD B10GXF CMP GRN 3F | EA |  | 1 Year | 24.4244 | 5% | 23.2032
37321 | Belden Wire | CAF2105007 | PATCHCORD B10GXF CMP GRN 7F | EA |  | 1 Year | 32.2036 | 5% | 30.5934
37322 | Belden Wire | CAF2105010 | PATCHCORD B10GXF CMP GRN 10F | EA |  | 1 Year | 38.038 | 5% | 36.1361
37323 | Belden Wire | CAF2105012 | PATCHCORD B10GXF CMP GRN 12F | EA |  | 1 Year | 41.9276 | 5% | 39.8312
37324 | Belden Wire | CAF2105015 | PATCHCORD B10GXF CMP GRN 15F | EA |  | 1 Year | 47.762 | 5% | 45.3739
37325 | Belden Wire | CAF2106002 | PATCHCORD B10GXF CMP BLU 2F | EA |  | 1 Year | 22.4796 | 5% | 21.3556
37326 | Belden Wire | CAF2106004 | PATCHCORD B10GXF CMP BLU 4F | EA |  | 1 Year | 26.3692 | 5% | 25.0507
37327 | Belden Wire | CAF2106005 | PATCHCORD B10GXF CMP BLU 5F | EA |  | 1 Year | 28.314 | 5% | 26.8983
37328 | Belden Wire | CAF2106006 | PATCHCORD B10GXF CMP BLU 6F | EA |  | 1 Year | 30.2588 | 5% | 28.7459
37329 | Belden Wire | CAF2106007 | PATCHCORD B10GXF CMP BLU 7F | EA |  | 1 Year | 32.2036 | 5% | 30.5934
37330 | Belden Wire | CAF2106008 | PATCHCORD B10GXF CMP BLU 8F | EA |  | 1 Year | 34.1484 | 5% | 32.441
37331 | Belden Wire | CAF2106009 | PATCHCORD B10GXF CMP BLU 9F | EA |  | 1 Year | 36.0932 | 5% | 34.2885
37332 | Belden Wire | CAF2106010 | PATCHCORD B10GXF CMP BLU 10F | EA |  | 1 Year | 38.038 | 5% | 36.1361
37333 | Belden Wire | CAF2106010A06 | 6P HARNESS B10GXF CMP BLU 10F | EA |  | 1 Year | 343.3716 | 5% | 326.203
37334 | Belden Wire | CAF2106015 | PATCHCORD B10GXF CMP BLU 15F | EA |  | 1 Year | 47.762 | 5% | 45.3739
37335 | Belden Wire | CAF2106015A06 | 6P HARNESS B10GXF CMP BLU 15F | EA |  | 1 Year | 442.5564 | 5% | 420.4286
37336 | Belden Wire | CAF2106020 | PATCHCORD B10GXF CMP BLU 20F | EA |  | 1 Year | 57.486 | 5% | 54.6117
37337 | Belden Wire | CAF2106020A06 | 6P HARNESS B10GXF CMP BLU 20F | EA |  | 1 Year | 541.7412 | 5% | 514.6541
37338 | Belden Wire | CAF2106025 | PATCHCORD B10GXF CMP BLU 25F | EA |  | 1 Year | 67.21 | 5% | 63.8495
37339 | Belden Wire | CAF2106025A06 | 6P HARNESS B10GXF CMP BLU 25F | EA |  | 1 Year | 640.926 | 5% | 608.8797
37340 | Belden Wire | CAF2106030 | PATCHCORD B10GXF CMP BLU 30F | EA |  | 1 Year | 76.934 | 5% | 73.0873
37341 | Belden Wire | CAF2106030A06 | 6P HARNESS B10GXF CMP BLU 30F | EA |  | 1 Year | 740.1108 | 5% | 703.1053
37342 | Belden Wire | CAF2106035 | PATCHCORD B10GXF CMP BLU 35F | EA |  | 1 Year | 86.658 | 5% | 82.3251
37343 | Belden Wire | CAF2106035A06 | 6P HARNESS B10GXF CMP BLU 35F | EA |  | 1 Year | 839.2956 | 5% | 797.3308
37344 | Belden Wire | CAF2106040 | PATCHCORD B10GXF CMP BLU 40F | EA |  | 1 Year | 96.382 | 5% | 91.5629
37345 | Belden Wire | CAF2106040A06 | 6P HARNESS B10GXF CMP BLU 40F | EA |  | 1 Year | 938.4804 | 5% | 891.5564
37346 | Belden Wire | CAF2106045 | PATCHCORD B10GXF CMP BLU 45F | EA |  | 1 Year | 106.106 | 5% | 100.8007
37347 | Belden Wire | CAF2106045A06 | 6P HARNESS B10GXF CMP BLU 45F | EA |  | 1 Year | 1037.6652 | 5% | 985.7819
37348 | Belden Wire | CAF2106050 | PATCHCORD B10GXF CMP BLU 50F | EA |  | 1 Year | 115.83 | 5% | 110.0385
37349 | Belden Wire | CAF2106050A06 | 6P HARNESS B10GXF CMP BLU 50F | EA |  | 1 Year | 1136.85 | 5% | 1080.0075
37350 | Belden Wire | CAF2108002 | PATCHCORD B10GXF CMP GRY 2F | EA |  | 1 Year | 22.4796 | 5% | 21.3556
37351 | Belden Wire | CAF2108004 | PATCHCORD B10GXF CMP GRY 4F | EA |  | 1 Year | 26.3692 | 5% | 25.0507
37352 | Belden Wire | CAF2108005 | PATCHCORD B10GXF CMP GRY 5F | EA |  | 1 Year | 28.314 | 5% | 26.8983
37353 | Belden Wire | CAF2108006 | PATCHCORD B10GXF CMP GRY 6F | EA |  | 1 Year | 30.2588 | 5% | 28.7459
37354 | Belden Wire | CAF2108006A06 | 6P HARNESS B10GXF CMP GRY 6F | EA |  | 1 Year | 264.0238 | 5% | 250.8226
37355 | Belden Wire | CAF2108007 | PATCHCORD B10GXF CMP GRY 7F | EA |  | 1 Year | 32.2036 | 5% | 30.5934
37356 | Belden Wire | CAF2108007A06 | 6P HARNESS B10GXF CMP GRY 7F | EA |  | 1 Year | 283.8607 | 5% | 269.6677
37357 | Belden Wire | CAF2108008 | PATCHCORD B10GXF CMP GRY 8F | EA |  | 1 Year | 34.1484 | 5% | 32.441
37358 | Belden Wire | CAF2108008A06 | 6P HARNESS B10GXF CMP GRY 8F | EA |  | 1 Year | 303.6977 | 5% | 288.5128
37359 | Belden Wire | CAF2108009 | PATCHCORD B10GXF CMP GRY 9F | EA |  | 1 Year | 36.0932 | 5% | 34.2885
37360 | Belden Wire | CAF2108009A06 | 6P HARNESS B10GXF CMP GRY 9F | EA |  | 1 Year | 323.5346 | 5% | 307.3579
37361 | Belden Wire | CAF2108010 | PATCHCORD B10GXF CMP GRY 10F | EA |  | 1 Year | 38.038 | 5% | 36.1361
37362 | Belden Wire | CAF2108010A06 | 6P HARNESS B10GXF CMP GRY 10F | EA |  | 1 Year | 343.3716 | 5% | 326.203
37363 | Belden Wire | CAF2108012A06 | 6P HARNESS B10GXF CMP GRY 12F | EA |  | 1 Year | 383.0455 | 5% | 363.8932
37364 | Belden Wire | CAF2108014A06 | 6P HARNESS B10GXF CMP GRY 14F | EA |  | 1 Year | 422.7194 | 5% | 401.5834
37365 | Belden Wire | CAF2108015 | PATCHCORD B10GXF CMP GRY 15F | EA |  | 1 Year | 47.762 | 5% | 45.3739
37366 | Belden Wire | CAF2108015A06 | 6P HARNESS B10GXF CMP GRY 15F | EA |  | 1 Year | 442.5564 | 5% | 420.4286
37367 | Belden Wire | CAF2108016A06 | 6P HARNESS B10GXF CMP GRY 16F | EA |  | 1 Year | 462.3934 | 5% | 439.2737
37368 | Belden Wire | CAF2108018A06 | 6P HARNESS B10GXF CMP GRY 18F | EA |  | 1 Year | 502.0673 | 5% | 476.9639
37369 | Belden Wire | CAF2108020 | PATCHCORD B10GXF CMP GRY 20F | EA |  | 1 Year | 57.486 | 5% | 54.6117
37370 | Belden Wire | CAF2108020A06 | 6P HARNESS B10GXF CMP GRY 20F | EA |  | 1 Year | 541.7412 | 5% | 514.6541
37371 | Belden Wire | CAF2108022A06 | 6P HARNESS B10GXF CMP GRY 22F | EA |  | 1 Year | 581.4151 | 5% | 552.3443
37372 | Belden Wire | CAF2108024A06 | 6P HARNESS B10GXF CMP GRY 24F | EA |  | 1 Year | 621.089 | 5% | 590.0346
37373 | Belden Wire | CAF2108025 | PATCHCORD B10GXF CMP GRY 25F | EA |  | 1 Year | 67.21 | 5% | 63.8495
37374 | Belden Wire | CAF2108025A06 | 6P HARNESS B10GXF CMP GRY 25F | EA |  | 1 Year | 640.926 | 5% | 608.8797
37375 | Belden Wire | CAF2108026A06 | 6P HARNESS B10GXF CMP GRY 26F | EA |  | 1 Year | 660.763 | 5% | 627.7248
37376 | Belden Wire | CAF2108028A06 | 6P HARNESS B10GXF CMP GRY 28F | EA |  | 1 Year | 700.4369 | 5% | 665.4151
37377 | Belden Wire | CAF2108030 | PATCHCORD B10GXF CMP GRY 30F | EA |  | 1 Year | 76.934 | 5% | 73.0873
37378 | Belden Wire | CAF2108030A06 | 6P HARNESS B10GXF CMP GRY 30F | EA |  | 1 Year | 740.1108 | 5% | 703.1053
37379 | Belden Wire | CAF2108032A06 | 6P HARNESS B10GXF CMP GRY 32F | EA |  | 1 Year | 779.7847 | 5% | 740.7955
37380 | Belden Wire | CAF2108034A06 | 6P HARNESS B10GXF CMP GRY 34F | EA |  | 1 Year | 819.4586 | 5% | 778.4857
37381 | Belden Wire | CAF2108035 | PATCHCORD B10GXF CMP GRY 35F | EA |  | 1 Year | 86.658 | 5% | 82.3251
37382 | Belden Wire | CAF2108035A06 | 6P HARNESS B10GXF CMP GRY 35F | EA |  | 1 Year | 839.2956 | 5% | 797.3308
37383 | Belden Wire | CAF2108036A06 | 6P HARNESS B10GXF CMP GRY 36F | EA |  | 1 Year | 859.1326 | 5% | 816.176
37384 | Belden Wire | CAF2108038A06 | 6P HARNESS B10GXF CMP GRY 38F | EA |  | 1 Year | 898.8065 | 5% | 853.8662
37385 | Belden Wire | CAF2108040 | PATCHCORD B10GXF CMP GRY 40F | EA |  | 1 Year | 96.382 | 5% | 91.5629
37386 | Belden Wire | CAF2108040A06 | 6P HARNESS B10GXF CMP GRY 40F | EA |  | 1 Year | 938.4804 | 5% | 891.5564
37387 | Belden Wire | CAF2108045 | PATCHCORD B10GXF CMP GRY 45F | EA |  | 1 Year | 106.106 | 5% | 100.8007
37388 | Belden Wire | CAF2108045A06 | 6P HARNESS B10GXF CMP GRY 45F | EA |  | 1 Year | 1037.6652 | 5% | 985.7819
37389 | Belden Wire | CAF2108050 | PATCHCORD B10GXF CMP GRY 50F | EA |  | 1 Year | 115.83 | 5% | 110.0385
37390 | Belden Wire | CAF2108050A06 | 6P HARNESS B10GXF CMP GRY 50F | EA |  | 1 Year | 1136.85 | 5% | 1080.0075
37391 | Belden Wire | CAF2108100 | PATCHCORD B10GXF CMP GRY 100F | EA |  | 1 Year | 213.07 | 5% | 202.4165
37392 | Belden Wire | CAF2108125 | PATCHCORD B10GXF CMP GRY 125F | EA |  | 1 Year | 286 | 5% | 271.7
37393 | Belden Wire | CAF2109002 | PATCHCORD B10GXF CMP WHI 2F | EA |  | 1 Year | 22.4796 | 5% | 21.3556
37394 | Belden Wire | CAF2109004 | PATCHCORD B10GXF CMP WHI 4F | EA |  | 1 Year | 26.3692 | 5% | 25.0507
37395 | Belden Wire | CAF2109005 | PATCHCORD B10GXF CMP WHI 5F | EA |  | 1 Year | 28.314 | 5% | 26.8983
37396 | Belden Wire | CAF2109006 | PATCHCORD B10GXF CMP WHI 6F | EA |  | 1 Year | 30.2588 | 5% | 28.7459
37397 | Belden Wire | CAF2109007 | PATCHCORD B10GXF CMP WHI 7F | EA |  | 1 Year | 32.2036 | 5% | 30.5934
37398 | Belden Wire | CAF2109008 | PATCHCORD B10GXF CMP WHI 8F | EA |  | 1 Year | 34.1484 | 5% | 32.441
37399 | Belden Wire | CAF2109009 | PATCHCORD B10GXF CMP WHI 9F | EA |  | 1 Year | 36.0932 | 5% | 34.2885
37400 | Belden Wire | CAF2109010 | PATCHCORD B10GXF CMP WHI 10F | EA |  | 1 Year | 38.038 | 5% | 36.1361
37401 | Belden Wire | CAF2109010A06 | 6P HARNESS B10GXF CMP WHI 10F | EA |  | 1 Year | 343.3716 | 5% | 326.203
37402 | Belden Wire | CAF2109015 | PATCHCORD B10GXF CMP WHI 15F | EA |  | 1 Year | 47.762 | 5% | 45.3739
37403 | Belden Wire | CAF2109015A06 | 6P HARNESS B10GXF CMP WHI 15F | EA |  | 1 Year | 442.5564 | 5% | 420.4286
37404 | Belden Wire | CAF2109020 | PATCHCORD B10GXF CMP WHI 20F | EA |  | 1 Year | 57.486 | 5% | 54.6117
37405 | Belden Wire | CAF2109020A06 | 6P HARNESS B10GXF CMP WHI 20F | EA |  | 1 Year | 541.7412 | 5% | 514.6541
37406 | Belden Wire | CAF2109024A06 | 6P HARNESS B10GXF CMP WHI 24FT | EA |  | 1 Year | 621.089 | 5% | 590.0346
37407 | Belden Wire | CAF2109025 | PATCHCORD B10GXF CMP WHI 25F | EA |  | 1 Year | 67.21 | 5% | 63.8495
37408 | Belden Wire | CAF2109025A06 | 6P HARNESS B10GXF CMP WHI 25F | EA |  | 1 Year | 640.926 | 5% | 608.8797
37409 | Belden Wire | CAF2109026A06 | 6P HARNESS B10GXF CMP WHI 26FT | EA |  | 1 Year | 660.763 | 5% | 627.7248
37410 | Belden Wire | CAF2109029A06 | 6P HARNESS B10GXF CMP WHI 29FT | EA |  | 1 Year | 720.2738 | 5% | 684.2601
37411 | Belden Wire | CAF2109030 | PATCHCORD B10GXF CMP WHI 30F | EA |  | 1 Year | 76.934 | 5% | 73.0873
37412 | Belden Wire | CAF2109030A06 | 6P HARNESS B10GXF CMP WHI 30F | EA |  | 1 Year | 740.1108 | 5% | 703.1053
37413 | Belden Wire | CAF2109031A06 | 6P HARNESS B10GXF CMP WHI 31FT | EA |  | 1 Year | 759.9478 | 5% | 721.9504
37414 | Belden Wire | CAF2109034A06 | 6P HARNESS B10GXF CMP WHI 34FT | EA |  | 1 Year | 819.4586 | 5% | 778.4857
37415 | Belden Wire | CAF2109035 | PATCHCORD B10GXF CMP WHI 35F | EA |  | 1 Year | 86.658 | 5% | 82.3251
37416 | Belden Wire | CAF2109035A06 | 6P HARNESS B10GXF CMP WHI 35F | EA |  | 1 Year | 839.2956 | 5% | 797.3308
37417 | Belden Wire | CAF2109037A06 | 6P HARNESS B10GXF CMP WHI 37FT | EA |  | 1 Year | 878.9695 | 5% | 835.021
37418 | Belden Wire | CAF2109038A06 | 6P HARNESS B10GXF CMP WHI 38FT | EA |  | 1 Year | 898.8065 | 5% | 853.8662
37419 | Belden Wire | CAF2109039A06 | 6P HARNESS B10GXF CMP WHI 39FT | EA |  | 1 Year | 918.6434 | 5% | 872.7112
37420 | Belden Wire | CAF2109040 | PATCHCORD B10GXF CMP WHI 40F | EA |  | 1 Year | 96.382 | 5% | 91.5629
37421 | Belden Wire | CAF2109040A06 | 6P HARNESS B10GXF CMP WHI 40F | EA |  | 1 Year | 938.4804 | 5% | 891.5564
37422 | Belden Wire | CAF2109041A06 | 6P HARNESS B10GXF CMP WHI 41FT | EA |  | 1 Year | 958.3174 | 5% | 910.4015
37423 | Belden Wire | CAF2109045 | PATCHCORD B10GXF CMP WHI 45F | EA |  | 1 Year | 106.106 | 5% | 100.8007
37424 | Belden Wire | CAF2109045A06 | 6P HARNESS B10GXF CMP WHI 45F | EA |  | 1 Year | 1037.6652 | 5% | 985.7819
37425 | Belden Wire | CAF2109050 | PATCHCORD B10GXF CMP WHI 50F | EA |  | 1 Year | 115.83 | 5% | 110.0385
37426 | Belden Wire | CAF2109050A06 | 6P HARNESS B10GXF CMP WHI 50F | EA |  | 1 Year | 1136.85 | 5% | 1080.0075
37427 | Belden Wire | CAF2200015 | T568A-OPEN B10GXF CMP BLK 15F | EA |  | 1 Year | 42.185 | 5% | 40.0757
37428 | Belden Wire | CAF2200025 | T568A-OPEN B10GXF CMP BLK 25F | EA |  | 1 Year | 61.633 | 5% | 58.5513
37429 | Belden Wire | CAF2200025A06 | 6P PT-568A B10GXF CMP BLK 25F | EA |  | 1 Year | 597.4254 | 5% | 567.5541
37430 | Belden Wire | CAF2200050 | T568A-OPEN B10GXF CMP BLK 50F | EA |  | 1 Year | 110.253 | 5% | 104.7403
37431 | Belden Wire | CAF2200050A06 | 6P PT-568A B10GXF CMP BLK 50F | EA |  | 1 Year | 1093.3494 | 5% | 1038.6819
37432 | Belden Wire | CAF2206015 | T568A-OPEN B10GXF CMP BLU 15F | EA |  | 1 Year | 42.185 | 5% | 40.0757
37433 | Belden Wire | CAF2206025 | T568A-OPEN B10GXF CMP BLU 25F | EA |  | 1 Year | 61.633 | 5% | 58.5513
37434 | Belden Wire | CAF2206025A06 | 6P PT-568A B10GXF CMP BLU 25F | EA |  | 1 Year | 597.4254 | 5% | 567.5541
37435 | Belden Wire | CAF2206050 | T568A-OPEN B10GXF CMP BLU 50F | EA |  | 1 Year | 110.253 | 5% | 104.7403
37436 | Belden Wire | CAF2206050A06 | 6P PT-568A B10GXF CMP BLU 50F | EA |  | 1 Year | 1093.3494 | 5% | 1038.6819
37437 | Belden Wire | CAF2206075 | T568A-OPEN B10GXF CMP BLU 75F | EA |  | 1 Year | 158.873 | 5% | 150.9293
37438 | Belden Wire | CAF2206100 | T568A-OPEN B10GXF CMP BLU 100F | EA |  | 1 Year | 207.493 | 5% | 197.1183
37439 | Belden Wire | CAF2208015 | T568A-OPEN B10GXF CMP GRY 15F | EA |  | 1 Year | 42.185 | 5% | 40.0757
37440 | Belden Wire | CAF2208025 | T568A-OPEN B10GXF CMP GRY 25F | EA |  | 1 Year | 61.633 | 5% | 58.5513
37441 | Belden Wire | CAF2208025A06 | 6P PT-568A B10GXF CMP GRY 25F | EA |  | 1 Year | 597.4254 | 5% | 567.5541
37442 | Belden Wire | CAF2208050 | T568A-OPEN B10GXF CMP GRY 50F | EA |  | 1 Year | 110.253 | 5% | 104.7403
37443 | Belden Wire | CAF2208050A06 | 6P PT-568A B10GXF CMP GRY 50F | EA |  | 1 Year | 1093.3494 | 5% | 1038.6819
37444 | Belden Wire | CAF2209015 | T568A-OPEN B10GXF CMP WHI 15F | EA |  | 1 Year | 42.185 | 5% | 40.0757
37445 | Belden Wire | CAF2209025 | T568A-OPEN B10GXF CMP WHI 25F | EA |  | 1 Year | 61.633 | 5% | 58.5513
37446 | Belden Wire | CAF2209025A06 | 6P PT-568A B10GXF CMP WHI 25F | EA |  | 1 Year | 597.4254 | 5% | 567.5541
37447 | Belden Wire | CAF2209050 | T568A-OPEN B10GXF CMP WHI 50F | EA |  | 1 Year | 110.253 | 5% | 104.7403
37448 | Belden Wire | CAF2209050A06 | 6P PT-568A B10GXF CMP WHI 50F | EA |  | 1 Year | 1093.3494 | 5% | 1038.6819
37449 | Belden Wire | CAF2300015 | T568B-OPEN B10GXF CMP BLK 15F | EA |  | 1 Year | 42.185 | 5% | 40.0757
37450 | Belden Wire | CAF2300015A06 | 6P PT-568B B10GXF CMP BLK 15F | EA |  | 1 Year | 399.0558 | 5% | 379.103
37451 | Belden Wire | CAF2300020 | T568B-OPEN B10GXF CMP BLK 20F | EA |  | 1 Year | 51.909 | 5% | 49.3135
37452 | Belden Wire | CAF2300020A06 | 6P PT-568B B10GXF CMP BLK 20F | EA |  | 1 Year | 498.2406 | 5% | 473.3286
37453 | Belden Wire | CAF2300025 | T568B-OPEN B10GXF CMP BLK 25F | EA |  | 1 Year | 61.633 | 5% | 58.5513
37454 | Belden Wire | CAF2300025A06 | 6P PT-568B B10GXF CMP BLK 25F | EA |  | 1 Year | 597.4254 | 5% | 567.5541
37455 | Belden Wire | CAF2300030 | T568B-OPEN B10GXF CMP BLK 30F | EA |  | 1 Year | 71.357 | 5% | 67.7891
37456 | Belden Wire | CAF2300030A06 | 6P PT-568B B10GXF CMP BLK 30F | EA |  | 1 Year | 696.6102 | 5% | 661.7797
37457 | Belden Wire | CAF2300035 | T568B-OPEN B10GXF CMP BLK 35F | EA |  | 1 Year | 81.081 | 5% | 77.0269
37458 | Belden Wire | CAF2300035A06 | 6P PT-568B B10GXF CMP BLK 35F | EA |  | 1 Year | 795.795 | 5% | 756.0052
37459 | Belden Wire | CAF2300040 | T568B-OPEN B10GXF CMP BLK 40F | EA |  | 1 Year | 90.805 | 5% | 86.2648
37460 | Belden Wire | CAF2300040A06 | 6P PT-568B B10GXF CMP BLK 40F | EA |  | 1 Year | 894.9798 | 5% | 850.2308
37461 | Belden Wire | CAF2300045 | T568B-OPEN B10GXF CMP BLK 45F | EA |  | 1 Year | 100.529 | 5% | 95.5025
37462 | Belden Wire | CAF2300045A06 | 6P PT-568B B10GXF CMP BLK 45F | EA |  | 1 Year | 994.1646 | 5% | 944.4564
37463 | Belden Wire | CAF2300050 | T568B-OPEN B10GXF CMP BLK 50F | EA |  | 1 Year | 110.253 | 5% | 104.7403
37464 | Belden Wire | CAF2300050A06 | 6P PT-568B B10GXF CMP BLK 50F | EA |  | 1 Year | 1093.3494 | 5% | 1038.6819
37465 | Belden Wire | CAF2306015 | T568B-OPEN B10GXF CMP BLU 15F | EA |  | 1 Year | 42.185 | 5% | 40.0757
37466 | Belden Wire | CAF2306020 | T568B-OPEN B10GXF CMP BLU 20F | EA |  | 1 Year | 51.909 | 5% | 49.3135
37467 | Belden Wire | CAF2306025 | T568B-OPEN B10GXF CMP BLU 25F | EA |  | 1 Year | 61.633 | 5% | 58.5513
37468 | Belden Wire | CAF2306025A06 | 6P PT-568B B10GXF CMP BLU 25F | EA |  | 1 Year | 597.4254 | 5% | 567.5541
37469 | Belden Wire | CAF2306030 | T568B-OPEN B10GXF CMP BLU 30F | EA |  | 1 Year | 71.357 | 5% | 67.7891
37470 | Belden Wire | CAF2306035 | T568B-OPEN B10GXF CMP BLU 35F | EA |  | 1 Year | 81.081 | 5% | 77.0269
37471 | Belden Wire | CAF2306040 | T568B-OPEN B10GXF CMP BLU 40F | EA |  | 1 Year | 90.805 | 5% | 86.2648
37472 | Belden Wire | CAF2306045 | T568B-OPEN B10GXF CMP BLU 45F | EA |  | 1 Year | 100.529 | 5% | 95.5025
37473 | Belden Wire | CAF2306050 | T568B-OPEN B10GXF CMP BLU 50F | EA |  | 1 Year | 110.253 | 5% | 104.7403
37474 | Belden Wire | CAF2306050A06 | 6P PT-568B B10GXF CMP BLU 50F | EA |  | 1 Year | 1093.3494 | 5% | 1038.6819
37475 | Belden Wire | CAF2308015 | T568B-OPEN B10GXF CMP GRY 15F | EA |  | 1 Year | 42.185 | 5% | 40.0757
37476 | Belden Wire | CAF2308015A06 | 6P PT-568B B10GXF CMP GRY 15F | EA |  | 1 Year | 399.0558 | 5% | 379.103
37477 | Belden Wire | CAF2308020 | T568B-OPEN B10GXF CMP GRY 20F | EA |  | 1 Year | 51.909 | 5% | 49.3135
37478 | Belden Wire | CAF2308020A06 | 6P PT-568B B10GXF CMP GRY 20F | EA |  | 1 Year | 498.2406 | 5% | 473.3286
37479 | Belden Wire | CAF2308025 | T568B-OPEN B10GXF CMP GRY 25F | EA |  | 1 Year | 61.633 | 5% | 58.5513
37480 | Belden Wire | CAF2308025A06 | 6P PT-568B B10GXF CMP GRY 25F | EA |  | 1 Year | 597.4254 | 5% | 567.5541
37481 | Belden Wire | CAF2308030 | T568B-OPEN B10GXF CMP GRY 30F | EA |  | 1 Year | 71.357 | 5% | 67.7891
37482 | Belden Wire | CAF2308030A06 | 6P PT-568B B10GXF CMP GRY 30F | EA |  | 1 Year | 696.6102 | 5% | 661.7797
37483 | Belden Wire | CAF2308035 | T568B-OPEN B10GXF CMP GRY 35F | EA |  | 1 Year | 81.081 | 5% | 77.0269
37484 | Belden Wire | CAF2308035A06 | 6P PT-568B B10GXF CMP GRY 35F | EA |  | 1 Year | 795.795 | 5% | 756.0052
37485 | Belden Wire | CAF2308040 | T568B-OPEN B10GXF CMP GRY 40F | EA |  | 1 Year | 90.805 | 5% | 86.2648
37486 | Belden Wire | CAF2308040A06 | 6P PT-568B B10GXF CMP GRY 40F | EA |  | 1 Year | 894.9798 | 5% | 850.2308
37487 | Belden Wire | CAF2308045 | T568B-OPEN B10GXF CMP GRY 45F | EA |  | 1 Year | 100.529 | 5% | 95.5025
37488 | Belden Wire | CAF2308045A06 | 6P PT-568B B10GXF CMP GRY 45F | EA |  | 1 Year | 994.1646 | 5% | 944.4564
37489 | Belden Wire | CAF2308050 | T568B-OPEN B10GXF CMP GRY 50F | EA |  | 1 Year | 110.253 | 5% | 104.7403
37490 | Belden Wire | CAF2308050A06 | 6P PT-568B B10GXF CMP GRY 50F | EA |  | 1 Year | 1093.3494 | 5% | 1038.6819
37491 | Belden Wire | CAF2309015 | T568B-OPEN B10GXF CMP WHI 15F | EA |  | 1 Year | 42.185 | 5% | 40.0757
37492 | Belden Wire | CAF2309020 | T568B-OPEN B10GXF CMP WHI 20F | EA |  | 1 Year | 51.909 | 5% | 49.3135
37493 | Belden Wire | CAF2309025 | T568B-OPEN B10GXF CMP WHI 25F | EA |  | 1 Year | 61.633 | 5% | 58.5513
37494 | Belden Wire | CAF2309025A06 | 6P PT-568B B10GXF CMP WHI 25F | EA |  | 1 Year | 597.4254 | 5% | 567.5541
37495 | Belden Wire | CAF2309030 | T568B-OPEN B10GXF CMP WHI 30F | EA |  | 1 Year | 71.357 | 5% | 67.7891
37496 | Belden Wire | CAF2309035 | T568B-OPEN B10GXF CMP WHI 35F | EA |  | 1 Year | 81.081 | 5% | 77.0269
37497 | Belden Wire | CAF2309040 | T568B-OPEN B10GXF CMP WHI 40F | EA |  | 1 Year | 90.805 | 5% | 86.2648
37498 | Belden Wire | CAF2309045 | T568B-OPEN B10GXF CMP WHI 45F | EA |  | 1 Year | 100.529 | 5% | 95.5025
37499 | Belden Wire | CAF2309050 | T568B-OPEN B10GXF CMP WHI 50F | EA |  | 1 Year | 110.253 | 5% | 104.7403
37500 | Belden Wire | CAF2309050A06 | 6P PT-568B B10GXF CMP WHI 50F | EA |  | 1 Year | 1093.3494 | 5% | 1038.6819
37501 | Belden Wire | CAPFCF-B25 | CAT6/6A FIELD CRIMPED PLUG KIT | EA |  | 1 Year | 83.0851 | 5% | 78.9308
37502 | Belden Wire | CAPFCU-B25 | CAT6/6A FIELD CRIMPED PLUG KIT | EA |  | 1 Year | 19.7125 | 5% | 18.7269
37503 | Belden Wire | CAPFMFL-S1 | CAT6A FIELD PLUG T568A/B LARGE | EA |  | 1 Year | 23.052 | 5% | 21.8994
37504 | Belden Wire | CAPFMUL-S1 | CAT6A FIELD PLUG T568A/B LARGE | EA |  | 1 Year | 12.24 | 5% | 11.628
37505 | Belden Wire | CAPFMUS-S1 | CAT6A FIELD PLUG T568A/B SMALL | EA |  | 1 Year | 12.24 | 5% | 11.628
37506 | Belden Wire | CAT1100001 | 10GX TRACEABLE PCORD BLK 1FT | EA |  | 1 Year | 20.972 | 5% | 19.9234
37507 | Belden Wire | CAT1100002 | 10GX TRACEABLE PCORD BLK 2FT | EA |  | 1 Year | 21.924 | 5% | 20.8278
37508 | Belden Wire | CAT1100003 | 10GX TRACEABLE PCORD BLK 3FT | EA |  | 1 Year | 22.876 | 5% | 21.7322
37509 | Belden Wire | CAT1100004 | 10GX TRACEABLE PCORD BLK 4FT | EA |  | 1 Year | 23.828 | 5% | 22.6366
37510 | Belden Wire | CAT1100005 | 10GX TRACEABLE PCORD BLK 5FT | EA |  | 1 Year | 24.78 | 5% | 23.541
37511 | Belden Wire | CAT1100006 | 10GX TRACEABLE PCORD BLK 6FT | EA |  | 1 Year | 25.732 | 5% | 24.4454
37512 | Belden Wire | CAT1100007 | 10GX TRACEABLE PCORD BLK 7FT | EA |  | 1 Year | 26.684 | 5% | 25.3498
37513 | Belden Wire | CAT1100008 | 10GX TRACEABLE PCORD BLK 8FT | EA |  | 1 Year | 27.636 | 5% | 26.2542
37514 | Belden Wire | CAT1100009 | 10GX TRACEABLE PCORD BLK 9FT | EA |  | 1 Year | 28.588 | 5% | 27.1586
37515 | Belden Wire | CAT1100010 | 10GX TRACEABLE PCORD BLK 10FT | EA |  | 1 Year | 29.54 | 5% | 28.063
37516 | Belden Wire | CAT1100011 | 10GX TRACEABLE PCORD BLK 11FT | EA |  | 1 Year | 30.492 | 5% | 28.9674
37517 | Belden Wire | CAT1100012 | 10GX TRACEABLE PCORD BLK 12FT | EA |  | 1 Year | 31.444 | 5% | 29.8718
37518 | Belden Wire | CAT1100013 | 10GX TRACEABLE PCORD BLK 13FT | EA |  | 1 Year | 32.396 | 5% | 30.7762
37519 | Belden Wire | CAT1100014 | 10GX TRACEABLE PCORD BLK 14FT | EA |  | 1 Year | 33.348 | 5% | 31.6806
37520 | Belden Wire | CAT1100015 | 10GX TRACEABLE PCORD BLK 15FT | EA |  | 1 Year | 34.3 | 5% | 32.585
37521 | Belden Wire | CAT1100020 | 10GX TRACEABLE PCORD BLK 20FT | EA |  | 1 Year | 39.06 | 5% | 37.107
37522 | Belden Wire | CAT1100025 | 10GX TRACEABLE PCORD BLK 25FT | EA |  | 1 Year | 43.82 | 5% | 41.629
37523 | Belden Wire | CAT1100030 | 10GX TRACEABLE PCORD BLK 30FT | EA |  | 1 Year | 48.58 | 5% | 46.151
37524 | Belden Wire | CAT1102001 | 10GX TRACEABLE PCORD RED 1FT | EA |  | 1 Year | 20.972 | 5% | 19.9234
37525 | Belden Wire | CAT1102002 | 10GX TRACEABLE PCORD RED 2FT | EA |  | 1 Year | 21.924 | 5% | 20.8278
37526 | Belden Wire | CAT1102003 | 10GX TRACEABLE PCORD RED 3FT | EA |  | 1 Year | 22.876 | 5% | 21.7322
37527 | Belden Wire | CAT1102004 | 10GX TRACEABLE PCORD RED 4FT | EA |  | 1 Year | 23.828 | 5% | 22.6366
37528 | Belden Wire | CAT1102005 | 10GX TRACEABLE PCORD RED 5FT | EA |  | 1 Year | 24.78 | 5% | 23.541
37529 | Belden Wire | CAT1102006 | 10GX TRACEABLE PCORD RED 6FT | EA |  | 1 Year | 25.732 | 5% | 24.4454
37530 | Belden Wire | CAT1102007 | 10GX TRACEABLE PCORD RED 7FT | EA |  | 1 Year | 26.684 | 5% | 25.3498
37531 | Belden Wire | CAT1102008 | 10GX TRACEABLE PCORD RED 8FT | EA |  | 1 Year | 27.636 | 5% | 26.2542
37532 | Belden Wire | CAT1102009 | 10GX TRACEABLE PCORD RED 9FT | EA |  | 1 Year | 28.588 | 5% | 27.1586
37533 | Belden Wire | CAT1102010 | 10GX TRACEABLE PCORD RED 10FT | EA |  | 1 Year | 29.54 | 5% | 28.063
37534 | Belden Wire | CAT1102011 | 10GX TRACEABLE PCORD RED 11FT | EA |  | 1 Year | 30.492 | 5% | 28.9674
37535 | Belden Wire | CAT1102012 | 10GX TRACEABLE PCORD RED 12FT | EA |  | 1 Year | 31.444 | 5% | 29.8718
37536 | Belden Wire | CAT1102013 | 10GX TRACEABLE PCORD RED 13FT | EA |  | 1 Year | 32.396 | 5% | 30.7762
37537 | Belden Wire | CAT1102014 | 10GX TRACEABLE PCORD RED 14FT | EA |  | 1 Year | 33.348 | 5% | 31.6806
37538 | Belden Wire | CAT1102015 | 10GX TRACEABLE PCORD RED 15FT | EA |  | 1 Year | 34.3 | 5% | 32.585
37539 | Belden Wire | CAT1102020 | 10GX TRACEABLE PCORD RED 20FT | EA |  | 1 Year | 39.06 | 5% | 37.107
37540 | Belden Wire | CAT1102025 | 10GX TRACEABLE PCORD RED 25FT | EA |  | 1 Year | 43.82 | 5% | 41.629
37541 | Belden Wire | CAT1102035 | 10GX TRACEABLE PCORD RED 35FT | EA |  | 1 Year | 53.34 | 5% | 50.673
37542 | Belden Wire | CAT1103001 | 10GX TRACEABLE PCORD ORG 1FT | EA |  | 1 Year | 20.972 | 5% | 19.9234
37543 | Belden Wire | CAT1103002 | 10GX TRACEABLE PCORD ORG 2FT | EA |  | 1 Year | 21.924 | 5% | 20.8278
37544 | Belden Wire | CAT1103003 | 10GX TRACEABLE PCORD ORG 3FT | EA |  | 1 Year | 22.876 | 5% | 21.7322
37545 | Belden Wire | CAT1103004 | 10GX TRACEABLE PCORD ORG 4FT | EA |  | 1 Year | 23.828 | 5% | 22.6366
37546 | Belden Wire | CAT1103005 | 10GX TRACEABLE PCORD ORG 5FT | EA |  | 1 Year | 24.78 | 5% | 23.541
37547 | Belden Wire | CAT1103006 | 10GX TRACEABLE PCORD ORG 6FT | EA |  | 1 Year | 25.732 | 5% | 24.4454
37548 | Belden Wire | CAT1103007 | 10GX TRACEABLE PCORD ORG 7FT | EA |  | 1 Year | 26.684 | 5% | 25.3498
37549 | Belden Wire | CAT1103008 | 10GX TRACEABLE PCORD ORG 8FT | EA |  | 1 Year | 27.636 | 5% | 26.2542
37550 | Belden Wire | CAT1103009 | 10GX TRACEABLE PCORD ORG 9FT | EA |  | 1 Year | 28.588 | 5% | 27.1586
37551 | Belden Wire | CAT1103010 | 10GX TRACEABLE PCORD ORG 10FT | EA |  | 1 Year | 29.54 | 5% | 28.063
37552 | Belden Wire | CAT1103011 | 10GX TRACEABLE PCORD ORG 11FT | EA |  | 1 Year | 30.492 | 5% | 28.9674
37553 | Belden Wire | CAT1103012 | 10GX TRACEABLE PCORD ORG 12FT | EA |  | 1 Year | 31.444 | 5% | 29.8718
37554 | Belden Wire | CAT1103013 | 10GX TRACEABLE PCORD ORG 13FT | EA |  | 1 Year | 32.396 | 5% | 30.7762
37555 | Belden Wire | CAT1103014 | 10GX TRACEABLE PCORD ORG 14FT | EA |  | 1 Year | 33.348 | 5% | 31.6806
37556 | Belden Wire | CAT1103015 | 10GX TRACEABLE PCORD ORG 15FT | EA |  | 1 Year | 34.3 | 5% | 32.585
37557 | Belden Wire | CAT1103020 | 10GX TRACEABLE PCORD ORG 20FT | EA |  | 1 Year | 39.06 | 5% | 37.107
37558 | Belden Wire | CAT1103025 | 10GX TRACEABLE PCORD ORG 25FT | EA |  | 1 Year | 43.82 | 5% | 41.629
37559 | Belden Wire | CAT1104001 | 10GX TRACEABLE PCORD YEL 1FT | EA |  | 1 Year | 20.972 | 5% | 19.9234
37560 | Belden Wire | CAT1104002 | 10GX TRACEABLE PCORD YEL 2FT | EA |  | 1 Year | 21.924 | 5% | 20.8278
37561 | Belden Wire | CAT1104003 | 10GX TRACEABLE PCORD YEL 3FT | EA |  | 1 Year | 22.876 | 5% | 21.7322
37562 | Belden Wire | CAT1104004 | 10GX TRACEABLE PCORD YEL 4FT | EA |  | 1 Year | 23.828 | 5% | 22.6366
37563 | Belden Wire | CAT1104005 | 10GX TRACEABLE PCORD YEL 5FT | EA |  | 1 Year | 24.78 | 5% | 23.541
37564 | Belden Wire | CAT1104006 | 10GX TRACEABLE PCORD YEL 6FT | EA |  | 1 Year | 25.732 | 5% | 24.4454
37565 | Belden Wire | CAT1104007 | 10GX TRACEABLE PCORD YEL 7FT | EA |  | 1 Year | 26.684 | 5% | 25.3498
37566 | Belden Wire | CAT1104008 | 10GX TRACEABLE PCORD YEL 8FT | EA |  | 1 Year | 27.636 | 5% | 26.2542
37567 | Belden Wire | CAT1104009 | 10GX TRACEABLE PCORD YEL 9FT | EA |  | 1 Year | 28.588 | 5% | 27.1586
37568 | Belden Wire | CAT1104010 | 10GX TRACEABLE PCORD YEL 10FT | EA |  | 1 Year | 29.54 | 5% | 28.063
37569 | Belden Wire | CAT1104011 | 10GX TRACEABLE PCORD YEL 11FT | EA |  | 1 Year | 30.492 | 5% | 28.9674
37570 | Belden Wire | CAT1104012 | 10GX TRACEABLE PCORD YEL 12FT | EA |  | 1 Year | 31.444 | 5% | 29.8718
37571 | Belden Wire | CAT1104013 | 10GX TRACEABLE PCORD YEL 13FT | EA |  | 1 Year | 32.396 | 5% | 30.7762
37572 | Belden Wire | CAT1104014 | 10GX TRACEABLE PCORD YEL 14FT | EA |  | 1 Year | 33.348 | 5% | 31.6806
37573 | Belden Wire | CAT1104015 | 10GX TRACEABLE PCORD YEL 15FT | EA |  | 1 Year | 34.3 | 5% | 32.585
37574 | Belden Wire | CAT1104020 | 10GX TRACEABLE PCORD YEL 20FT | EA |  | 1 Year | 39.06 | 5% | 37.107
37575 | Belden Wire | CAT1104025 | 10GX TRACEABLE PCORD YEL 25FT | EA |  | 1 Year | 43.82 | 5% | 41.629
37576 | Belden Wire | CAT1105001 | 10GX TRACEABLE PCORD GRN 1FT | EA |  | 1 Year | 20.972 | 5% | 19.9234
37577 | Belden Wire | CAT1105002 | 10GX TRACEABLE PCORD GRN 2FT | EA |  | 1 Year | 21.924 | 5% | 20.8278
37578 | Belden Wire | CAT1105003 | 10GX TRACEABLE PCORD GRN 3FT | EA |  | 1 Year | 22.876 | 5% | 21.7322
37579 | Belden Wire | CAT1105004 | 10GX TRACEABLE PCORD GRN 4FT | EA |  | 1 Year | 23.828 | 5% | 22.6366
37580 | Belden Wire | CAT1105005 | 10GX TRACEABLE PCORD GRN 5FT | EA |  | 1 Year | 24.78 | 5% | 23.541
37581 | Belden Wire | CAT1105006 | 10GX TRACEABLE PCORD GRN 6FT | EA |  | 1 Year | 25.732 | 5% | 24.4454
37582 | Belden Wire | CAT1105007 | 10GX TRACEABLE PCORD GRN 7FT | EA |  | 1 Year | 26.684 | 5% | 25.3498
37583 | Belden Wire | CAT1105008 | 10GX TRACEABLE PCORD GRN 8FT | EA |  | 1 Year | 27.636 | 5% | 26.2542
37584 | Belden Wire | CAT1105009 | 10GX TRACEABLE PCORD GRN 9FT | EA |  | 1 Year | 28.588 | 5% | 27.1586
37585 | Belden Wire | CAT1105010 | 10GX TRACEABLE PCORD GRN 10FT | EA |  | 1 Year | 29.54 | 5% | 28.063
37586 | Belden Wire | CAT1105011 | 10GX TRACEABLE PCORD GRN 11FT | EA |  | 1 Year | 30.492 | 5% | 28.9674
37587 | Belden Wire | CAT1105012 | 10GX TRACEABLE PCORD GRN 12FT | EA |  | 1 Year | 31.444 | 5% | 29.8718
37588 | Belden Wire | CAT1105013 | 10GX TRACEABLE PCORD GRN 13FT | EA |  | 1 Year | 32.396 | 5% | 30.7762
37589 | Belden Wire | CAT1105014 | 10GX TRACEABLE PCORD GRN 14FT | EA |  | 1 Year | 33.348 | 5% | 31.6806
37590 | Belden Wire | CAT1105015 | 10GX TRACEABLE PCORD GRN 15FT | EA |  | 1 Year | 34.3 | 5% | 32.585
37591 | Belden Wire | CAT1105020 | 10GX TRACEABLE PCORD GRN 20FT | EA |  | 1 Year | 39.06 | 5% | 37.107
37592 | Belden Wire | CAT1105025 | 10GX TRACEABLE PCORD GRN 25FT | EA |  | 1 Year | 43.82 | 5% | 41.629
37593 | Belden Wire | CAT1105050 | 10GX TRACEABLE PCORD GRN 50FT | EA |  | 1 Year | 67.62 | 5% | 64.239
37594 | Belden Wire | CAT1105100 | 10GX TRACEABLE PCORD GRN 100FT | EA |  | 1 Year | 115.22 | 5% | 109.459
37595 | Belden Wire | CAT1106001 | 10GX TRACEABLE PCORD BLU 1FT | EA |  | 1 Year | 20.972 | 5% | 19.9234
37596 | Belden Wire | CAT1106002 | 10GX TRACEABLE PCORD BLU 2FT | EA |  | 1 Year | 21.924 | 5% | 20.8278
37597 | Belden Wire | CAT1106003 | 10GX TRACEABLE PCORD BLU 3FT | EA |  | 1 Year | 22.876 | 5% | 21.7322
37598 | Belden Wire | CAT1106004 | 10GX TRACEABLE PCORD BLU 4FT | EA |  | 1 Year | 23.828 | 5% | 22.6366
37599 | Belden Wire | CAT1106005 | 10GX TRACEABLE PCORD BLU 5FT | EA |  | 1 Year | 24.78 | 5% | 23.541
37600 | Belden Wire | CAT1106006 | 10GX TRACEABLE PCORD BLU 6FT | EA |  | 1 Year | 25.732 | 5% | 24.4454
37601 | Belden Wire | CAT1106007 | 10GX TRACEABLE PCORD BLU 7FT | EA |  | 1 Year | 26.684 | 5% | 25.3498
37602 | Belden Wire | CAT1106008 | 10GX TRACEABLE PCORD BLU 8FT | EA |  | 1 Year | 27.636 | 5% | 26.2542
37603 | Belden Wire | CAT1106009 | 10GX TRACEABLE PCORD BLU 9FT | EA |  | 1 Year | 28.588 | 5% | 27.1586
37604 | Belden Wire | CAT1106010 | 10GX TRACEABLE PCORD BLU 10FT | EA |  | 1 Year | 29.54 | 5% | 28.063
37605 | Belden Wire | CAT1106011 | 10GX TRACEABLE PCORD BLU 11FT | EA |  | 1 Year | 30.492 | 5% | 28.9674
37606 | Belden Wire | CAT1106012 | 10GX TRACEABLE PCORD BLU 12FT | EA |  | 1 Year | 31.444 | 5% | 29.8718
37607 | Belden Wire | CAT1106013 | 10GX TRACEABLE PCORD BLU 13FT | EA |  | 1 Year | 32.396 | 5% | 30.7762
37608 | Belden Wire | CAT1106014 | 10GX TRACEABLE PCORD BLU 14FT | EA |  | 1 Year | 33.348 | 5% | 31.6806
37609 | Belden Wire | CAT1106015 | 10GX TRACEABLE PCORD BLU 15FT | EA |  | 1 Year | 34.3 | 5% | 32.585
37610 | Belden Wire | CAT1106020 | 10GX TRACEABLE PCORD BLU 20FT | EA |  | 1 Year | 39.06 | 5% | 37.107
37611 | Belden Wire | CAT1106025 | 10GX TRACEABLE PCORD BLU 25FT | EA |  | 1 Year | 43.82 | 5% | 41.629
37612 | Belden Wire | CAT1106030 | 10GX TRACEABLE PCORD BLU 30FT | EA |  | 1 Year | 48.58 | 5% | 46.151
37613 | Belden Wire | CAT1106035 | 10GX TRACEABLE PCORD BLU 35FT | EA |  | 1 Year | 53.34 | 5% | 50.673
37614 | Belden Wire | CAT1106050 | 10GX TRACEABLE PCORD BLU 50FT | EA |  | 1 Year | 67.62 | 5% | 64.239
37615 | Belden Wire | CAT1106080 | 10GX TRACEABLE PCORD BLU 80FT | EA |  | 1 Year | 96.18 | 5% | 91.371
37616 | Belden Wire | CAT1106100 | 10GX TRACEABLE PCORD BLU 100FT | EA |  | 1 Year | 115.22 | 5% | 109.459
37617 | Belden Wire | CAT1107007 | 10GX TRACEABLE PCORD PUR 7FT | EA |  | 1 Year | 26.684 | 5% | 25.3498
37618 | Belden Wire | CAT1107010 | 10GX TRACEABLE PCORD PUR 10FT | EA |  | 1 Year | 29.54 | 5% | 28.063
37619 | Belden Wire | CAT1108001 | 10GX TRACEABLE PCORD GRY 1FT | EA |  | 1 Year | 20.972 | 5% | 19.9234
37620 | Belden Wire | CAT1108002 | 10GX TRACEABLE PCORD GRY 2FT | EA |  | 1 Year | 21.924 | 5% | 20.8278
37621 | Belden Wire | CAT1108003 | 10GX TRACEABLE PCORD GRY 3FT | EA |  | 1 Year | 22.876 | 5% | 21.7322
37622 | Belden Wire | CAT1108004 | 10GX TRACEABLE PCORD GRY 4FT | EA |  | 1 Year | 23.828 | 5% | 22.6366
37623 | Belden Wire | CAT1108005 | 10GX TRACEABLE PCORD GRY 5FT | EA |  | 1 Year | 24.78 | 5% | 23.541
37624 | Belden Wire | CAT1108006 | 10GX TRACEABLE PCORD GRY 6FT | EA |  | 1 Year | 25.732 | 5% | 24.4454
37625 | Belden Wire | CAT1108007 | 10GX TRACEABLE PCORD GRY 7FT | EA |  | 1 Year | 26.684 | 5% | 25.3498
37626 | Belden Wire | CAT1108008 | 10GX TRACEABLE PCORD GRY 8FT | EA |  | 1 Year | 27.636 | 5% | 26.2542
37627 | Belden Wire | CAT1108009 | 10GX TRACEABLE PCORD GRY 9FT | EA |  | 1 Year | 28.588 | 5% | 27.1586
37628 | Belden Wire | CAT1108010 | 10GX TRACEABLE PCORD GRY 10FT | EA |  | 1 Year | 29.54 | 5% | 28.063
37629 | Belden Wire | CAT1108011 | 10GX TRACEABLE PCORD GRY 11FT | EA |  | 1 Year | 30.492 | 5% | 28.9674
37630 | Belden Wire | CAT1108012 | 10GX TRACEABLE PCORD GRY 12FT | EA |  | 1 Year | 31.444 | 5% | 29.8718
37631 | Belden Wire | CAT1108013 | 10GX TRACEABLE PCORD GRY 13FT | EA |  | 1 Year | 32.396 | 5% | 30.7762
37632 | Belden Wire | CAT1108014 | 10GX TRACEABLE PCORD GRY 14FT | EA |  | 1 Year | 33.348 | 5% | 31.6806
37633 | Belden Wire | CAT1108015 | 10GX TRACEABLE PCORD GRY 15FT | EA |  | 1 Year | 34.3 | 5% | 32.585
37634 | Belden Wire | CAT1108020 | 10GX TRACEABLE PCORD GRY 20FT | EA |  | 1 Year | 39.06 | 5% | 37.107
37635 | Belden Wire | CAT1108025 | 10GX TRACEABLE PCORD GRY 25FT | EA |  | 1 Year | 43.82 | 5% | 41.629
37636 | Belden Wire | CAT1109001 | 10GX TRACEABLE PCORD WHI 1FT | EA |  | 1 Year | 20.972 | 5% | 19.9234
37637 | Belden Wire | CAT1109002 | 10GX TRACEABLE PCORD WHI 2FT | EA |  | 1 Year | 21.924 | 5% | 20.8278
37638 | Belden Wire | CAT1109003 | 10GX TRACEABLE PCORD WHI 3FT | EA |  | 1 Year | 22.876 | 5% | 21.7322
37639 | Belden Wire | CAT1109004 | 10GX TRACEABLE PCORD WHI 4FT | EA |  | 1 Year | 23.828 | 5% | 22.6366
37640 | Belden Wire | CAT1109005 | 10GX TRACEABLE PCORD WHI 5FT | EA |  | 1 Year | 24.78 | 5% | 23.541
37641 | Belden Wire | CAT1109006 | 10GX TRACEABLE PCORD WHI 6FT | EA |  | 1 Year | 25.732 | 5% | 24.4454
37642 | Belden Wire | CAT1109007 | 10GX TRACEABLE PCORD WHI 7FT | EA |  | 1 Year | 26.684 | 5% | 25.3498
37643 | Belden Wire | CAT1109008 | 10GX TRACEABLE PCORD WHI 8FT | EA |  | 1 Year | 27.636 | 5% | 26.2542
37644 | Belden Wire | CAT1109009 | 10GX TRACEABLE PCORD WHI 9FT | EA |  | 1 Year | 28.588 | 5% | 27.1586
37645 | Belden Wire | CAT1109010 | 10GX TRACEABLE PCORD WHI 10FT | EA |  | 1 Year | 29.54 | 5% | 28.063
37646 | Belden Wire | CAT1109011 | 10GX TRACEABLE PCORD WHI 11FT | EA |  | 1 Year | 30.492 | 5% | 28.9674
37647 | Belden Wire | CAT1109012 | 10GX TRACEABLE PCORD WHI 12FT | EA |  | 1 Year | 31.444 | 5% | 29.8718
37648 | Belden Wire | CAT1109013 | 10GX TRACEABLE PCORD WHI 13FT | EA |  | 1 Year | 32.396 | 5% | 30.7762
37649 | Belden Wire | CAT1109014 | 10GX TRACEABLE PCORD WHI 14FT | EA |  | 1 Year | 33.348 | 5% | 31.6806
37650 | Belden Wire | CAT1109015 | 10GX TRACEABLE PCORD WHI 15FT | EA |  | 1 Year | 34.3 | 5% | 32.585
37651 | Belden Wire | CAT1109020 | 10GX TRACEABLE PCORD WHI 20FT | EA |  | 1 Year | 39.06 | 5% | 37.107
37652 | Belden Wire | CAT1109025 | 10GX TRACEABLE PCORD WHI 25FT | EA |  | 1 Year | 43.82 | 5% | 41.629
37653 | Belden Wire | CAT1109050 | 10GX TRACEABLE PCORD WHI 50FT | EA |  | 1 Year | 67.62 | 5% | 64.239
37654 | Belden Wire | CAT1506004 | TRACEABLE PATCHCORD IEEEXOVER | EA |  | 1 Year | 23.828 | 5% | 22.6366
37655 | Belden Wire | CAT1506007 | TRACEABLE PATCHCORD IEEEXOVER | EA |  | 1 Year | 26.684 | 5% | 25.3498
37656 | Belden Wire | CAT-MULTIMEDIA | COMPRESSION TOOL,XL,BNC,RCA | EA |  | 1 Year | 125.4167 | 5% | 119.1459
37657 | Belden Wire | CB-04-0 | RG59/U STRN RELIEF BOOT, BLACK | EA |  | 1 Year | 0.5 | 5% | 0.475
37658 | Belden Wire | CB6-14 | BONDING COMMUNICATION BRACKET | EA |  | 1 Year | 5.75 | 5% | 5.4625
37659 | Belden Wire | CB6MMBK-B100 | BOOT 6 MM FOR FIELD CRIMPED | EA |  | 1 Year | 32.216 | 5% | 30.6052
37660 | Belden Wire | CB7MMBK-B100 | BOOT 7 MM FOR FIELD CRIMPED | EA |  | 1 Year | 32.216 | 5% | 30.6052
37661 | Belden Wire | CB8MMBK-B100 | BOOT 8 MM FOR FIELD CRIMPED | EA |  | 1 Year | 32.216 | 5% | 30.6052
37662 | Belden Wire | CBNCFMF | CONNECTOR,DROP,BNC MALE TO | EA |  | 1 Year | 6.717 | 5% | 6.3811
37663 | Belden Wire | CC2016B | CABLE CADDY W/CLIP, BLACK | EA |  | 1 Year | 40.8448 | 5% | 38.8026
37664 | Belden Wire | CC2016-BAR | CROSS BAR REPLACEMENT | EA |  | 1 Year | 14 | 5% | 13.3
37665 | Belden Wire | CC2024-BAR | CC2024 CROSS BAR REPLACEMENT | EA |  | 1 Year | 12.9 | 5% | 12.255
37666 | Belden Wire | CC-EMT-L | Long support leg | EA |  | 1 Year | 61 | 5% | 57.95
37667 | Belden Wire | CCSNS1P6U | CONNECTOR, ULTIMATE W/CC NUT | EA |  | 1 Year | 0.6 | 5% | 0.57
37668 | Belden Wire | CCSNS1P6UA | SERIES 6U ALUM CANADIAN NUT | EA |  | 1 Year | 0.6 | 5% | 0.57
37669 | Belden Wire | CDS011077-005PF | CONTACT PIN | EA |  | 1 Year | 0.6056 | 5% | 0.57532
37670 | Belden Wire | CDS011079-003PF | CONTACT PIN | EA |  | 1 Year | 0.6127 | 5% | 0.58206
37671 | Belden Wire | CDS011079-004PF | CONTACT PIN | EA |  | 1 Year | 0.6225 | 5% | 0.59137
37672 | Belden Wire | CDS011079-008PF | CONTACT PIN | EA |  | 1 Year | 1.6257 | 5% | 1.5444
37673 | Belden Wire | CF61625PB | ADAPTOR, PWR BLOCK, F FEMALE T | EA |  | 1 Year | 7.55 | 5% | 7.1725
37674 | Belden Wire | CF61G1A | ADAPTOR,F FEMALE TO KS MALE | EA |  | 1 Year | 3.4667 | 5% | 3.2934
37675 | Belden Wire | CF81GHZC | FEMALE SPLICE CONNECTOR, F81 C | EA |  | 1 Year | 0.5667 | 5% | 0.53836
37676 | Belden Wire | CF81GHZM | FEMALE SPLICE CONNECTOR, F81, | EA |  | 1 Year | 0.4167 | 5% | 0.39587
37677 | Belden Wire | CF81GHZMHDW | FEM SPLCE CONNECTOR F81 | EA |  | 1 Year | 0.4833 | 5% | 0.45913
37678 | Belden Wire | CH1S421211121 | CH STYLE 42UX24WX42D, BLACK | EA |  | 1 Year | 2305.42 | 5% | 2190.149
37679 | Belden Wire | CH1S421211221 | CH STYLE 42UX24WX42D, BLACK | EA |  | 1 Year | 2463 | 5% | 2339.85
37680 | Belden Wire | CH1S42121221 | CH STYLE 42UX24WX42D, BLACK | EA |  | 1 Year | 2463 | 5% | 2339.85
37681 | Belden Wire | CH2S421211221 | CH STYLE 42UX24WX48D, BLACK | EA |  | 1 Year | 2555.21 | 5% | 2427.4495
37682 | Belden Wire | CH3S421211121 | CH STYLE 42UX30WX42D, BLACK | EA |  | 1 Year | 2431.42 | 5% | 2309.849
37683 | Belden Wire | CH3S421211221 | CH STYLE 42UX30WX42D, BLACK | EA |  | 1 Year | 2686.27 | 5% | 2551.9565
37684 | Belden Wire | CH4S421211221 | CH STYLE 42UX30WX48D, BLACK | EA |  | 1 Year | 2686.27 | 5% | 2551.9565
37685 | Belden Wire | CKSKSARS | ADAPTOR,HSG TO HSG,ANTI-ROTATE | EA |  | 1 Year | 9.5167 | 5% | 9.0409
37686 | Belden Wire | CKSKSHFS | ADAPTOR, FEMALE SPLICE COUPLER | EA |  | 1 Year | 8.7 | 5% | 8.265
37687 | Belden Wire | CKSKSSW | ADAPTOR,HSG TO HSG,MINI,SWIVEL | EA |  | 1 Year | 8.867 | 5% | 8.4237
37688 | Belden Wire | CKSKSULT | ADAPTOR, HSG TO HSG, ROTATIONA | EA |  | 1 Year | 5.8 | 5% | 5.51
37689 | Belden Wire | CMCSTJEZ6 | SPEC# FOR COMCAST,SAME SNSEZT6 | EA |  | 1 Year | 0.624 | 5% | 0.5928
37690 | Belden Wire | CMPBNC6 | CONNECTOR,COMPRESSION BNC,RG6 | EA |  | 1 Year | 4.8 | 5% | 4.56
37691 | Belden Wire | CMX6 | CONNECTOR, F MALE, RG6 | EA |  | 1 Year | 0.383 | 5% | 0.36385
37692 | Belden Wire | CNW6 | CAN WRENCH 3/8" AND | EA |  | 1 Year | 28.6379 | 5% | 27.206
37693 | Belden Wire | CNW8 | CAN WRENCH 7/16" AND | EA |  | 1 Year | 49.1071 | 5% | 46.6517
37694 | Belden Wire | CO100BR | 1" COUPLING BROWN | EA |  | 1 Year | 0.88 | 5% | 0.836
37695 | Belden Wire | CO100IV | 1" COUPLING IVORY | EA |  | 1 Year | 0.88 | 5% | 0.836
37696 | Belden Wire | CO100LG | 1" COUPLING LIGHT GRAY | EA |  | 1 Year | 0.88 | 5% | 0.836
37697 | Belden Wire | CO100RW | 1" COUPLING REDWOOD | EA |  | 1 Year | 0.88 | 5% | 0.836
37698 | Belden Wire | CO100WH | 1" COUPLING WHITE | EA |  | 1 Year | 0.88 | 5% | 0.836
37699 | Belden Wire | CO200BR | 2" COUPLING BROWN | EA |  | 1 Year | 1.2 | 5% | 1.14
37700 | Belden Wire | CO200IV | 2" COUPLING IVORY | EA |  | 1 Year | 1.2 | 5% | 1.14
37701 | Belden Wire | CO200LG | 2" COUPLING LIGHT GRAY | EA |  | 1 Year | 1.2 | 5% | 1.14
37702 | Belden Wire | CO200RW | 2" COUPLING REDWOOD | EA |  | 1 Year | 1.2 | 5% | 1.14
37703 | Belden Wire | CO200WH | 2" COUPLING WHITE | EA |  | 1 Year | 1.2 | 5% | 1.14
37704 | Belden Wire | CP200-360 | TOOL,COMPRESSION W/360 SUPPORT | EA |  | 1 Year | 122.2222 | 5% | 116.1111
37705 | Belden Wire | CP90 | ADAPTOR,RT ANGLE, KSF TO KSM | EA |  | 1 Year | 20.2833 | 5% | 19.2691
37706 | Belden Wire | CP901.5 | ADAPTOR, 90 W/ EXT 1.5 | EA |  | 1 Year | 13.117 | 5% | 12.4611
37707 | Belden Wire | CP903 | ADAPTOR, 90 W/ EXT 3 | EA |  | 1 Year | 12.417 | 5% | 11.7961
37708 | Belden Wire | CP904.5 | ADAPTOR, 90 W/ EXT 4.5 | EA |  | 1 Year | 16.283 | 5% | 15.4688
37709 | Belden Wire | CP90SW | ADAPTOR, 90 W/ SWIVEL | EA |  | 1 Year | 12.7 | 5% | 12.065
37710 | Belden Wire | CPCAT5-PDT | 110 PUNCHDOWN TOOL, CABLE PRO | EA |  | 1 Year | 65.2679 | 5% | 62.0045
37711 | Belden Wire | CPF59 | ADAPTOR,QUICK DISCONNECT CEN | EA |  | 1 Year | 2.283 | 5% | 2.1688
37712 | Belden Wire | CPFPCT-596 | COMPRESSION TOOL, 360 SUPPORT | EA |  | 1 Year | 40.5563 | 5% | 38.5285
37713 | Belden Wire | CPFPCT-596-R | COMPRESSION TOOL, RETAIL PCK | EA |  | 1 Year | 36.2069 | 5% | 34.3966
37714 | Belden Wire | CPLCCT-11 BNC | RG11 BNC COMP TOOL | EA |  | 1 Year | 183.0053 | 5% | 173.855
37715 | Belden Wire | CPLCCT-1-S | RG59/RG6 COMP TOOL | EA |  | 1 Year | 97.9723 | 5% | 93.0737
37716 | Belden Wire | CPLCCT-GS59/11 | RG59/6/11 COMP TOOL | EA |  | 1 Year | 149.1891 | 5% | 141.7296
37717 | Belden Wire | CPLCCT-LS59/11 | RG59/6/11 COMP TOOL | EA |  | 1 Year | 149.1891 | 5% | 141.7296
37718 | Belden Wire | CPLCCT-SLMR | RG59/6/MINI COMP TOOL | EA |  | 1 Year | 137.2539 | 5% | 130.3912
37719 | Belden Wire | CPLCCT-SS59/11 | LEVER ACTION CRIMP RG11 | EA |  | 1 Year | 131.2864 | 5% | 124.7221
37720 | Belden Wire | CPLCRBC1794 | RADIAL COMP. TOOL, BELDEN RG-7 | EA |  | 1 Year | 147.8261 | 5% | 140.4348
37721 | Belden Wire | CPLCRBC-BR | RBC TOOL, BLUE, RETAIL | EA |  | 1 Year | 129.4643 | 5% | 122.9911
37722 | Belden Wire | CPLCRBC-ITS | RADIAL BUBBLE COMP TOOL - ITS | EA |  | 1 Year | 141.9643 | 5% | 134.8661
37723 | Belden Wire | CPPA1803 | ADAPTOR, 180 W/ 3in. CENTER | EA |  | 1 Year | 27.633 | 5% | 26.2513
37724 | Belden Wire | CPPA1804.5 | ADAPTOR, 180/ 4.5 IN. CENTER | EA |  | 1 Year | 31.8667 | 5% | 30.2734
37725 | Belden Wire | CPPA180PD | ADAPTOR, 180 PEDESTAL | EA |  | 1 Year | 10.1833 | 5% | 9.6741
37726 | Belden Wire | CPPT-1 | PEN TONER | EA |  | 1 Year | 33.8162 | 5% | 32.1254
37727 | Belden Wire | CPPT-2 | PEN TONER w/ BNC ADAPTORS | EA |  | 1 Year | 53.3025 | 5% | 50.6374
37728 | Belden Wire | CPRJ11-45 | TELEPHONE CRIMP TOOL | EA |  | 1 Year | 39.2857 | 5% | 37.3214
37729 | Belden Wire | CPSNSCT-596 | TOOL UNIV PLIER TYPE, RETAIL | EA |  | 1 Year | 84.975 | 5% | 80.7262
37730 | Belden Wire | CSC13C1424BK | POWER CABLE,14AWG,C-13 TO C-14 | EA |  | 1 Year | 21.21 | 5% | 20.1495
37731 | Belden Wire | CSC19C2024BK | POWER CABLE,12AWG,C-19 TO C-20 | EA |  | 1 Year | 30.3 | 5% | 28.785
37732 | Belden Wire | CSLC13C1439OR | POWER CORD SET, OR,C13-C14,39" | EA |  | 1 Year | 15.1212 | 5% | 14.3651
37733 | Belden Wire | CSLC19C2020BL | POWER CORD SET, BL,C19-C20 20" | EA |  | 1 Year | 18.2857 | 5% | 17.3714
37734 | Belden Wire | CSLC19C2020OR | POWER CORD SET, OR,C19-C20 20" | EA |  | 1 Year | 22 | 5% | 20.9
37735 | Belden Wire | CSPB | ADAPTOR, INLINE SPLICE BLOCK | EA |  | 1 Year | 11.6167 | 5% | 11.0359
37736 | Belden Wire | CST500 | CORING AND STRIPPING TOOL | EA |  | 1 Year | 158.3333 | 5% | 150.4166
37737 | Belden Wire | CST565TX | CORING AND STRIPPING TOOL | EA |  | 1 Year | 112.5 | 5% | 106.875
37738 | Belden Wire | CST596 | TOOL COAX STRIP -DWG CDS009786 | EA |  | 1 Year | 16.25 | 5% | 15.4375
37739 | Belden Wire | CST596596 | PREP TOOL | EA |  | 1 Year | 27 | 5% | 25.65
37740 | Belden Wire | CST596596711 | STRIPPING TOOL COAXIAL CABLE | EA |  | 1 Year | 35.1 | 5% | 33.345
37741 | Belden Wire | CST596596MV | COAX STRIP TOOL 59/6/59/6/MV | EA |  | 1 Year | 200 | 5% | 190
37742 | Belden Wire | CST596711 | STRIPPING TOOL COAXIAL CABLE | EA |  | 1 Year | 28.75 | 5% | 27.3125
37743 | Belden Wire | CST596711MV | COAX STRIP TOOL 59/6/7/11/MV | EA |  | 1 Year | 35 | 5% | 33.25
37744 | Belden Wire | CST625 | CORING AND STRIPPING TOOL | EA |  | 1 Year | 158.3333 | 5% | 150.4166
37745 | Belden Wire | CST750 | CORING AND STRIPPING TOOL | EA |  | 1 Year | 158.333 | 5% | 150.4163
37746 | Belden Wire | CSTM-HMP8-T6003 | PANEL FRAME FOR HMP8FA | EA |  | 1 Year | 396.2 | 5% | 376.39
37747 | Belden Wire | CSTMPLTR7987X2 | FILLER (BLANK) FOR ALL HDR | EA |  | 1 Year | 12.8 | 5% | 12.16
37748 | Belden Wire | CSTMV596 | CABLE STRIP TOOL MINI VIDEO/59 | EA |  | 1 Year | 26 | 5% | 24.7
37749 | Belden Wire | CSTSTUB | CABLE PREPARATION TOOL | EA |  | 1 Year | 23 | 5% | 21.85
37750 | Belden Wire | CT075BR | 3/4" COUPLING-TEE BROWN | EA |  | 1 Year | 1.3 | 5% | 1.235
37751 | Belden Wire | CT075IV | 3/4" COUPLING-TEE IVORY | EA |  | 1 Year | 1.3 | 5% | 1.235
37752 | Belden Wire | CT2460 | TOOL CRIMP HEX RATCHET VENDOR# | EA |  | 1 Year | 138.5 | 5% | 131.575
37753 | Belden Wire | CT611 | TOOL HEX CRIMP RG11 | EA |  | 1 Year | 169.5 | 5% | 161.025
37754 | Belden Wire | CTPFC01 | PROFESSIONAL CRIMPING TOOL | EA |  | 1 Year | 632.454 | 5% | 600.8313
37755 | Belden Wire | CTPFM01 | PARALLEL PLIER FIELD MOUNT | EA |  | 1 Year | 102.9996 | 5% | 97.8496
37756 | Belden Wire | DA1694A 0101000 | #18 PE/GIFHLDLDPE SH FRPVC | FT |  | 1 Year | 0.731 | 5% | 0.69445
37757 | Belden Wire | DA1694A 0103000 | #18 PE/GIFHLDLDPE SH FRPVC | FT |  | 1 Year | 0.731 | 5% | 0.69445
37758 | Belden Wire | DA1694A 0105000 | #18 PE/GIFHLDLDPE SH FRPVC | FT |  | 1 Year | 0.731 | 5% | 0.69445
37759 | Belden Wire | DA1694D 0101000 | 2 #18 PE/GIFHDLDPE SH FRPVC | FT |  | 1 Year | 1.6016 | 5% | 1.5215
37760 | Belden Wire | DA1694D 0105000 | 2 #18 PE/GIFHDLDPE SH FRPVC | FT |  | 1 Year | 1.6016 | 5% | 1.5215
37761 | Belden Wire | DA1695A 0101000 | #18 FFEP SH PVC | FT |  | 1 Year | 2.5184 | 5% | 2.3925
37762 | Belden Wire | DA1695A 0103000 | #18 FFEP SH PVC | FT |  | 1 Year | 2.5184 | 5% | 2.3925
37763 | Belden Wire | DA1695A 0105000 | #18 FFEP SH PVC | FT |  | 1 Year | 2.5184 | 5% | 2.3925
37764 | Belden Wire | DA1695A 8771000 | #18 FFEP SH PVC | FT |  | 1 Year | 2.5184 | 5% | 2.3925
37765 | Belden Wire | DA1695A 8773000 | #18 FFEP SH PVC | FT |  | 1 Year | 2.5184 | 5% | 2.3925
37766 | Belden Wire | DA1695A 8775000 | #18 FFEP SH PVC | FT |  | 1 Year | 2.5184 | 5% | 2.3925
37767 | Belden Wire | DA1695D 0105000 | #18 FFEP SH FLRST SIAMESE | FT |  | 1 Year | 3.2435 | 5% | 3.0813
37768 | Belden Wire | DA1695D 8775000 | #18 FFEP SH FLRST SIAMESE | FT |  | 1 Year | 3.2435 | 5% | 3.0813
37769 | Belden Wire | DA7731A 0101000 | #14 PE/GIFHLDLDPE SH PVC | FT |  | 1 Year | 1.8191 | 5% | 1.7281
37770 | Belden Wire | DA7731A 0103000 | #14 PE/GIFHLDLDPE SH PVC | FT |  | 1 Year | 1.8191 | 5% | 1.7281
37771 | Belden Wire | DA7731A 0104000 | #14 PE/GIFHLDLDPE SH PVC | FT |  | 1 Year | 1.8191 | 5% | 1.7281
37772 | Belden Wire | DA7732A 0101000 | #14 FFEP SH PVDF | FT |  | 1 Year | 7.886 | 5% | 7.4917
37773 | Belden Wire | DA7732A 0103000 | #14 FFEP SH PVDF | FT |  | 1 Year | 7.886 | 5% | 7.4917
37774 | Belden Wire | DA7732A 0104000 | #14 FFEP SH PVDF | FT |  | 1 Year | 7.886 | 5% | 7.4917
37775 | Belden Wire | DA7732A 8771000 | #14 FFEP SH PVDF | FT |  | 1 Year | 7.886 | 5% | 7.4917
37776 | Belden Wire | DA7732A 8773000 | #14 FFEP SH PVDF | FT |  | 1 Year | 7.886 | 5% | 7.4917
37777 | Belden Wire | DA7732A 8774000 | #14 FFEP SH PVDF | FT |  | 1 Year | 7.886 | 5% | 7.4917
37778 | Belden Wire | DA7805R 0101000 | #25 PE/FHDPE SH PVC | FT |  | 1 Year | 0.7175 | 5% | 0.68163
37779 | Belden Wire | DA7805R 0105000 | #25 PE/FHDPE SH PVC | FT |  | 1 Year | 0.7175 | 5% | 0.68163
37780 | Belden Wire | DA7806R 0101000 | RF195 WIRELESS 50OHM COAXFRPVC | FT |  | 1 Year | 0.88 | 5% | 0.836
37781 | Belden Wire | DA7806R 0105000 | RF195 WIRELESS 50OHM COAXFRPVC | FT |  | 1 Year | 0.88 | 5% | 0.836
37782 | Belden Wire | DA7808R 0101000 | RF240 WIRELESS 50OHM COAXFRPVC | FT |  | 1 Year | 1.1388 | 5% | 1.0819
37783 | Belden Wire | DA7808R 0105000 | RF240 WIRELESS 50OHM COAXFRPVC | FT |  | 1 Year | 1.1388 | 5% | 1.0819
37784 | Belden Wire | DA7809R 0101000 | RF300 WIRELESS 50OHM COAXFRPVC | FT |  | 1 Year | 1.3535 | 5% | 1.2858
37785 | Belden Wire | DA7809R 0105000 | RF300 WIRELESS 50OHM COAXFRPVC | FT |  | 1 Year | 1.3535 | 5% | 1.2858
37786 | Belden Wire | DA7810R 0101000 | #10 LDPE/FHDPE SH FRPVC | FT |  | 1 Year | 1.6778 | 5% | 1.5939
37787 | Belden Wire | DA7810R 0103000 | #10 LDPE/FHDPE SH FRPVC | FT |  | 1 Year | 1.6778 | 5% | 1.5939
37788 | Belden Wire | DA7977R 0101000 | #5 FPE SH FRPVC | FT |  | 1 Year | 2.6235 | 5% | 2.4923
37789 | Belden Wire | DAS100P 0101000 | DAS100 PLENUM 50 OHM COAX | FT |  | 1 Year | 1.1419 | 5% | 1.0848
37790 | Belden Wire | DAS100P 010500 | DAS100 PLENUM 50 OHM COAX | FT |  | 1 Year | 1.1419 | 5% | 1.0848
37791 | Belden Wire | DAS11P 0101000 | #14 FFEP SH PVDF | FT |  | 1 Year | 6.9193 | 5% | 6.5733
37792 | Belden Wire | DAS11R 0101000 | #14 PO/GIFHDLDEPE SH PVC | FT |  | 1 Year | 1.2001 | 5% | 1.1401
37793 | Belden Wire | DAS195P 0101000 | DAS195 PLENUM 50 OHM COAX | FT |  | 1 Year | 1.2586 | 5% | 1.1957
37794 | Belden Wire | DAS195P 010500 | DAS195 PLENUM 50 OHM COAX | FT |  | 1 Year | 1.2586 | 5% | 1.1957
37795 | Belden Wire | DAS240P 0101000 | DAS240 PLENUM 50 OHM COAX | FT |  | 1 Year | 1.7777 | 5% | 1.6888
37796 | Belden Wire | DAS240P 010500 | DAS240 PLENUM 50 OHM COAX | FT |  | 1 Year | 1.807 | 5% | 1.7166
37797 | Belden Wire | DAS300P 0101000 | DAS300 PLENUM 50 OHM COAX | FT |  | 1 Year | 2.2452 | 5% | 2.1329
37798 | Belden Wire | DAS300P 010500 | DAS300 PLENUM 50 OHM COAX | FT |  | 1 Year | 2.2452 | 5% | 2.1329
37799 | Belden Wire | DAS400P 0101000 | DAS400 PLENUM 50 OHM COAX | FT |  | 1 Year | 3.7064 | 5% | 3.5211
37800 | Belden Wire | DAS400P 010500 | DAS400 PLENUM 50 OHM COAX | FT |  | 1 Year | 3.7064 | 5% | 3.5211
37801 | Belden Wire | DAS6P 0101000 | #18 FFEP SH FLRST | FT |  | 1 Year | 1.9593 | 5% | 1.8613
37802 | Belden Wire | DAS6P 0103000 | #18 FFEP SH FLRST | FT |  | 1 Year | 1.9593 | 5% | 1.8613
37803 | Belden Wire | DAS6R 0101000 | #18 PO/GIFHDLDPE SH PVC | FT |  | 1 Year | 0.5715 | 5% | 0.54292
37804 | Belden Wire | DAS6R 0103000 | #18 PO/GIFHDLDPE SH PVC | FT |  | 1 Year | 0.5715 | 5% | 0.54292
37805 | Belden Wire | DB15 | CONN, F, 15RGB, 1 PIECE | EA |  | 1 Year | 1 | 5% | 0.95
37806 | Belden Wire | DB15-25 | DB RG15 F 25 PACK | EA |  | 1 Year | 24.9107 | 5% | 23.6652
37807 | Belden Wire | DB15BNCHD-25 | DB RG15 BNC HD, 25 PACK | EA |  | 1 Year | 77.2494 | 5% | 73.3869
37808 | Belden Wire | DB15RCA-25 | DB RG15 RCA, 25 PACK | EA |  | 1 Year | 44.1094 | 5% | 41.9039
37809 | Belden Wire | DB1BNC-25 | DB RG1 BNC 25 PACK | EA |  | 1 Year | 67.8571 | 5% | 64.4642
37810 | Belden Wire | DB1BNCHD-25 | DB RG1 BNC HD 25 PACK | EA |  | 1 Year | 77.2494 | 5% | 73.3869
37811 | Belden Wire | DB1RCA-25 | DB RG1 RCA, 25 PACK | EA |  | 1 Year | 44.1094 | 5% | 41.9039
37812 | Belden Wire | DB58BNC | CONN, 50 OHM, BNC, DB STYLE | EA |  | 1 Year | 2.8969 | 5% | 2.7521
37813 | Belden Wire | DB59BNCBU-25 | DB RG59 BNC MINI 25 PACK | EA |  | 1 Year | 64.6961 | 5% | 61.4613
37814 | Belden Wire | DB59BNCHD-25 | DB RG59 BNC HD 25 PK | EA |  | 1 Year | 70.0078 | 5% | 66.5074
37815 | Belden Wire | DB59BNCPL2/4-25 | DB RG59 BNC PLENUM 2/4 25 PACK | EA |  | 1 Year | 64.6961 | 5% | 61.4613
37816 | Belden Wire | DB59BNCPL3-25 | DB RG59 BNC PLENUM 3, 25 PACK | EA |  | 1 Year | 64.6961 | 5% | 61.4613
37817 | Belden Wire | DB59BNCSL-25 | DB RG59 BNC SECURITY, 25 PACK | EA |  | 1 Year | 64.6961 | 5% | 61.4613
37818 | Belden Wire | DB59BNCSL2-F | CONN, 59BNC SL2, FEMALE | EA |  | 1 Year | 3.3218 | 5% | 3.1557
37819 | Belden Wire | DB59BNCU-25 | DB RG59 BNC UNIV. 25 PACK | EA |  | 1 Year | 64.6961 | 5% | 61.4613
37820 | Belden Wire | DB59PL2/4-25 | DB RG59 F PLENUM 2/3/4 25 PACK | EA |  | 1 Year | 16.1607 | 5% | 15.3527
37821 | Belden Wire | DB59RCAPL2/4-25 | DB RG59 RCA PLENUM 2/4 25 PACK | EA |  | 1 Year | 41.0391 | 5% | 38.9871
37822 | Belden Wire | DB59RCASL-25 | DB RG59 RCA SECURITY 25 PACK | EA |  | 1 Year | 39.8438 | 5% | 37.8516
37823 | Belden Wire | DB59RCAU-25 | DB RG59 RCA UNIV. 25 PACK | EA |  | 1 Year | 41.0391 | 5% | 38.9871
37824 | Belden Wire | DB59U-25 | DB RG59 F UNIV. 25 PACK | EA |  | 1 Year | 12.0536 | 5% | 11.4509
37825 | Belden Wire | DB59U-50 | DB RG59 F UNIV. 50 PACK | EA |  | 1 Year | 25.5501 | 5% | 24.2726
37826 | Belden Wire | DB6BNCHD-25 | DB RG6 BNC HD 25PK | EA |  | 1 Year | 70.0078 | 5% | 66.5074
37827 | Belden Wire | DB6BNCPL2-25 | DB RG6 BNC PLENUM 2 25 PACK | EA |  | 1 Year | 72.3214 | 5% | 68.7053
37828 | Belden Wire | DB6BNCU-25 | DB RG6 BNC UNIV. 25 PACK | EA |  | 1 Year | 64.6961 | 5% | 61.4613
37829 | Belden Wire | DB6PL2-25 | DB RG6 F PLENUM 2 25 PACK | EA |  | 1 Year | 17.502 | 5% | 16.6269
37830 | Belden Wire | DB6PL-25 | DB RG6 PLENUM 25 PK | EA |  | 1 Year | 15.1786 | 5% | 14.4197
37831 | Belden Wire | DB6RCAPL2-25 | DB RG6 RCA PLENUM 2 25 PACK | EA |  | 1 Year | 39.8438 | 5% | 37.8516
37832 | Belden Wire | DB6RCAU-25 | DB RG6 RCA UNIV.25 PACK | EA |  | 1 Year | 41.0391 | 5% | 38.9871
37833 | Belden Wire | DB6U-25 | DB RG6 F UNIV. 25 PACK | EA |  | 1 Year | 11.5877 | 5% | 11.0083
37834 | Belden Wire | DB6U-50 | DB RG6 F UNIV 50 PACK | EA |  | 1 Year | 25.5501 | 5% | 24.2726
37835 | Belden Wire | DBPSAKIT | TECH EXPRESS KIT, DB, PSA | EA |  | 1 Year | 166.9643 | 5% | 158.6161
37836 | Belden Wire | DBSTARTERKIT | STARTER KIT FOR DB STYLE | EA |  | 1 Year | 316.0714 | 5% | 300.2678
37837 | Belden Wire | DCS91F23LA | F2 CONTACT CLEANING TOOL | EA |  | 1 Year | 785 | 5% | 745.75
37838 | Belden Wire | DDD001MB | 1MTR DUAL DVI-D CBLASSMB | EA |  | 1 Year | 29.2325 | 5% | 27.7709
37839 | Belden Wire | DDD002FB | 2FT DUAL DVI-D CBLASSMB | EA |  | 1 Year | 24.7335 | 5% | 23.4968
37840 | Belden Wire | DDD002MB | 2MTR DUAL DVI-D CBLASSMB | EA |  | 1 Year | 31.482 | 5% | 29.9079
37841 | Belden Wire | DDD003MB | 3MTR DUAL DVI-D CBLASSMB | EA |  | 1 Year | 37.1058 | 5% | 35.2505
37842 | Belden Wire | DDD005MB | 5MTR DUAL DVI-D CBLASSMB | EA |  | 1 Year | 48.3534 | 5% | 45.9357
37843 | Belden Wire | DDD013FB | 13FT DUAL DVI-D CBLASSMB | EA |  | 1 Year | 46.1039 | 5% | 43.7987
37844 | Belden Wire | DDI002MB | 2MTR DUAL DVI-I CBLASSMB | EA |  | 1 Year | 33.7316 | 5% | 32.045
37845 | Belden Wire | DDI003MB | 3MTR DUAL DVI-I CBLASSMB | EA |  | 1 Year | 39.3554 | 5% | 37.3876
37846 | Belden Wire | DDI005MB | 5MTR DUAL DVI-I CBLASSMB | EA |  | 1 Year | 50.603 | 5% | 48.0729
37847 | Belden Wire | DDT59611 | Dual Drop Trimmer, RG 59/6/11 | EA |  | 1 Year | 55.25 | 5% | 52.4875
37848 | Belden Wire | DDT596MINI | DUAL DROP TRIM,RG59/6/11/MINI | EA |  | 1 Year | 58.233 | 5% | 55.3213
37849 | Belden Wire | DFLEX3 732U1500 | CAT3 3PR U/UTP CMP BOX | FT |  | 1 Year | 0.2352 | 5% | 0.22344
37850 | Belden Wire | DFLEX4 009U1000 | CAT3 4PR U/UTP CMP BOX | FT |  | 1 Year | 0.308 | 5% | 0.2926
37851 | Belden Wire | DFLEX4 732U1000 | CAT3 4PR U/UTP CMP BOX | FT |  | 1 Year | 0.308 | 5% | 0.2926
37852 | Belden Wire | DFLEX4 732U1500 | CAT3 4PR U/UTP CMP BOX | FT |  | 1 Year | 0.308 | 5% | 0.2926
37853 | Belden Wire | DG4 | DIAMOND #4 SPLIT BOT CONNECTOR | EA |  | 1 Year | 2.62 | 5% | 2.489
37854 | Belden Wire | DG6 | DIAMOND #6 SPLIT BOT CONNECTOR | EA |  | 1 Year | 2.535 | 5% | 2.4083
37855 | Belden Wire | DG8 | DIAMOND #8 SPLIT BOT CONNECTOR | EA |  | 1 Year | 2.2 | 5% | 2.09
37856 | Belden Wire | DGR25 008CUT | CAT5 25PR ARMOR CMR CUT | FT |  | 1 Year | 2.873 | 5% | 2.7294
37857 | Belden Wire | DIW100 7321575 | CAT3 100PR U/UTP CMR REEL | FT |  | 1 Year | 7.0726 | 5% | 6.719
37858 | Belden Wire | DIW100 732CUT | CAT3 100PR U/UTP CMR CUT | FT |  | 1 Year | 7.0726 | 5% | 6.719
37859 | Belden Wire | DIW12 7321000 | CAT3 12PR U/UTP CMR REEL | FT |  | 1 Year | 0.7452 | 5% | 0.70794
37860 | Belden Wire | DIW12 732CUT | CAT3 12PR U/UTP CMR CUT | FT |  | 1 Year | 0.7165 | 5% | 0.68068
37861 | Belden Wire | DIW2 732U2500 | CAT3 2PR U/UTP CMR BOX | FT |  | 1 Year | 0.1051 | 5% | 0.099845
37862 | Belden Wire | DIW200 732CUT | CAT3 200PR U/UTP CMR CUT | FT |  | 1 Year | 10.8099 | 5% | 10.2694
37863 | Belden Wire | DIW25 7321000 | CAT3 25PR U/UTP CMR REEL | FT |  | 1 Year | 1.4218 | 5% | 1.3507
37864 | Belden Wire | DIW25 732500 | CAT3 25PR U/UTP CMR REEL | FT |  | 1 Year | 1.4218 | 5% | 1.3507
37865 | Belden Wire | DIW25 7325000 | CAT3 25PR U/UTP CMR REEL | FT |  | 1 Year | 1.4218 | 5% | 1.3507
37866 | Belden Wire | DIW25 732CUT | CAT3 25PR U/UTP CMR CUT | FT |  | 1 Year | 1.4218 | 5% | 1.3507
37867 | Belden Wire | DIW3 732U1500 | CAT3 3PR U/UTP CMR BOX | FT |  | 1 Year | 0.1525 | 5% | 0.14488
37868 | Belden Wire | DIW300 732CUT | CAT3 300PR U/UTP CMR CUT | FT |  | 1 Year | 16.2777 | 5% | 15.4638
37869 | Belden Wire | DIW4 732B1000 | CAT3 4PR U/UTP CMR ECOIL | FT |  | 1 Year | 0.2173 | 5% | 0.20643
37870 | Belden Wire | DIW4 732U1000 | CAT3 4PR U/UTP CMR BOX | FT |  | 1 Year | 0.2173 | 5% | 0.20643
37871 | Belden Wire | DIW4 732U1500 | CAT3 4PR U/UTP CMR BOX | FT |  | 1 Year | 0.2173 | 5% | 0.20643
37872 | Belden Wire | DIW50 7321000 | CAT3 50PR U/UTP CMR REEL SMI80 | FT |  | 1 Year | 2.9457 | 5% | 2.7984
37873 | Belden Wire | DIW50 7322500 | CAT3 50PR U/UTP CMR REEL | FT |  | 1 Year | 2.9457 | 5% | 2.7984
37874 | Belden Wire | DIW50 732CUT | CAT3 50PR U/UTP CMR CUT | FT |  | 1 Year | 2.9457 | 5% | 2.7984
37875 | Belden Wire | DIW6 7321000 | CAT3 6PR U/UTP CMR REEL | FT |  | 1 Year | 0.3297 | 5% | 0.31321
37876 | Belden Wire | DPLN100 732CUT | CAT3 100PR U/UTP CMP CUT | FT |  | 1 Year | 7.8236 | 5% | 7.4324
37877 | Belden Wire | DPLN200 732CUT | CAT3 200PR U/UTP CMP CUT | FT |  | 1 Year | 15.4139 | 5% | 14.6432
37878 | Belden Wire | DPLN25 7321000 | CAT3 25PR U/UTP CMP REEL | FT |  | 1 Year | 1.9498 | 5% | 1.8523
37879 | Belden Wire | DPLN25 732CUT | CAT3 25PR U/UTP CMP CUT | FT |  | 1 Year | 1.9498 | 5% | 1.8523
37880 | Belden Wire | DPLN300 732CUT | CAT3 300PR U/UTP CMP CUT | FT |  | 1 Year | 23.5801 | 5% | 22.4011
37881 | Belden Wire | DPLN50 732CUT | CAT3 50PR U/UTP CMP CUT | FT |  | 1 Year | 3.8822 | 5% | 3.6881
37882 | Belden Wire | DPS 40A0-00 | DPS Cabinet, 3 Batt Pole Mount | EA |  | 1 Year | 668 | 5% | 634.6
37883 | Belden Wire | DPS 40A0-00DG | DPS Cab 3-Batt Dual Grid, Slid | EA |  | 1 Year | 748 | 5% | 710.6
37884 | Belden Wire | DPS 40A0-00SD | DPS Side Open Door, 3-Battery | EA |  | 1 Year | 700 | 5% | 665
37885 | Belden Wire | DPS 40A0-06 | DPS POLE CAB, 6 MOUNT | EA |  | 1 Year | 934 | 5% | 887.3
37886 | Belden Wire | DPS 40A0-DSD | Dual DPS Cab, 3-Battery | EA |  | 1 Year | 938 | 5% | 891.1
37887 | Belden Wire | DPS 40C0-00 | DPS PED CBNT, 3 BAT, SLID DRAW | EA |  | 1 Year | 738 | 5% | 701.1
37888 | Belden Wire | DPS 40C0-00DG | DPS PED CBNT, 3 BAT | EA |  | 1 Year | 818 | 5% | 777.1
37889 | Belden Wire | DPS 40C0-06 | DPS PEDESTAL 6 BATTERY | EA |  | 1 Year | 1022 | 5% | 970.9
37890 | Belden Wire | DSD003FB | 3FT SNGL DVI-D CBLASSEMBL | EA |  | 1 Year | 24.7335 | 5% | 23.4968
37891 | Belden Wire | DSD006FB | 6FT SNGL DVI_D CBLASSEMBL | EA |  | 1 Year | 26.983 | 5% | 25.6338
37892 | Belden Wire | DSD010FB | 10FT SNGL DVI-D CBLASSEMBL | EA |  | 1 Year | 33.7316 | 5% | 32.045
37893 | Belden Wire | DSD013FB | 13FT SNGL DVI-D CBLASSEMBL | EA |  | 1 Year | 41.6049 | 5% | 39.5247
37894 | Belden Wire | DSD015FB | 15FT SNGL DVI-D CBLASSEMBL | EA |  | 1 Year | 44.9792 | 5% | 42.7302
37895 | Belden Wire | DSGB-6 | GND BLK, SINGLE, N14-N6, H P | EA |  | 1 Year | 3.2519 | 5% | 3.0893
37896 | Belden Wire | DSGBD-6 | GND BLK, DUAL, N14-N6, H P | EA |  | 1 Year | 5.0696 | 5% | 4.8161
37897 | Belden Wire | DSI002MB | 2MTR SNGL DVI-I CBLASSEMBL | EA |  | 1 Year | 30.3573 | 5% | 28.8394
37898 | Belden Wire | DSI003MB | 3MTR SNGL DVI-I CBLASSEMBL | EA |  | 1 Year | 35.9811 | 5% | 34.182
37899 | Belden Wire | DSI005MB | 5MTR SNGL DVI-I CBLASSEMBL | EA |  | 1 Year | 47.2287 | 5% | 44.8673
37900 | Belden Wire | DSW716 | DUAL SECURITY WRENCH | EA |  | 1 Year | 30.7414 | 5% | 29.2043
37901 | Belden Wire | DT-04-18-0-C | Diamond 4" 18 lb UV Black tie | EA |  | 1 Year | 0.0202 | 5% | 0.01919
37902 | Belden Wire | DT-04-18-0-M | Diamond 4" 18 lb UV Black tie | EA |  | 1 Year | 0.0135 | 5% | 0.012825
37903 | Belden Wire | DT-04-18-9-C | Diamond 4" 18 lb Natural tie | EA |  | 1 Year | 0.018 | 5% | 0.0171
37904 | Belden Wire | DT-04-18-9-M | Diamond 4" 18 lb Natural tie | EA |  | 1 Year | 0.0133 | 5% | 0.012635
37905 | Belden Wire | DT-04-18-BL-C | Diamond 4" 18 lb UV Blue tie | EA |  | 1 Year | 0.0147 | 5% | 0.013965
37906 | Belden Wire | DT-04-18-BR-C | Diamond 4" 18 lb UV Brown tie | EA |  | 1 Year | 0.0147 | 5% | 0.013965
37907 | Belden Wire | DT-04-18-GR-C | Diamond 4" 18 lb UV Green tie | EA |  | 1 Year | 0.0147 | 5% | 0.013965
37908 | Belden Wire | DT-04-18-GY-C | Diamond 4" 18 lb UV Gray tie | EA |  | 1 Year | 0.0147 | 5% | 0.013965
37909 | Belden Wire | DT-04-18-OR-C | Diamond 4" 18 lb UV Orange tie | EA |  | 1 Year | 0.0147 | 5% | 0.013965
37910 | Belden Wire | DT-04-18-PU-C | Diamond 4" 18 lb UV Purple tie | EA |  | 1 Year | 0.0147 | 5% | 0.013965
37911 | Belden Wire | DT-04-18-RE-C | Diamond 4" 18 lb UV Red tie | EA |  | 1 Year | 0.0147 | 5% | 0.013965
37912 | Belden Wire | DT-04-18-YE-C | Diamond 4" 18 lb UV Yellow tie | EA |  | 1 Year | 0.0147 | 5% | 0.013965
37913 | Belden Wire | DT-06-100-SS-C | CABLE TIE 6" X .18" , 316 SS | EA |  | 1 Year | 0.85 | 5% | 0.8075
37914 | Belden Wire | DT-06-18-0-C | Diamond 6" 18 lb UV Black tie | EA |  | 1 Year | 0.032 | 5% | 0.0304
37915 | Belden Wire | DT-06-18-9-C | Diamond 6" 18 lb Natural tie | EA |  | 1 Year | 0.0343 | 5% | 0.032585
37916 | Belden Wire | DT-07-50-0-C | Diamond 7" 50 lb UV Black tie | EA |  | 1 Year | 0.0262 | 5% | 0.02489
37917 | Belden Wire | DT-07-50-0-M | Diamond 7" 50 lb UV Black | EA |  | 1 Year | 0.02 | 5% | 0.019
37918 | Belden Wire | DT-07-50-9-C | Diamond 7" 50 lb Natural tie | EA |  | 1 Year | 0.024 | 5% | 0.0228
37919 | Belden Wire | DT-07-50-9-M | Diamond 7" 50 lb Natural | EA |  | 1 Year | 0.01 | 5% | 0.0095
37920 | Belden Wire | DT-07-50-BL-C | Diamond 7" 50 lb BLUE tie | EA |  | 1 Year | 0.0375 | 5% | 0.035625
37921 | Belden Wire | DT-07-50-BR-C | Diamond 7" 50 lb BROWN tie | EA |  | 1 Year | 0.0375 | 5% | 0.035625
37922 | Belden Wire | DT-07-50-GR-C | Diamond 7" 50 lb GREEN tie | EA |  | 1 Year | 0.0375 | 5% | 0.035625
37923 | Belden Wire | DT-07-50-GY-C | Diamond 7" 50 lb GREY tie | EA |  | 1 Year | 0.0375 | 5% | 0.035625
37924 | Belden Wire | DT-07-50-MH-0-C | Dmnd 7"50lb BLK tie Mount Hole | EA |  | 1 Year | 0.046 | 5% | 0.0437
37925 | Belden Wire | DT-07-50-MH-0-M | Dmnd 7"50lb BLK tie Mount Hole | EA |  | 1 Year | 0.046 | 5% | 0.0437
37926 | Belden Wire | DT-07-50-MH-9-C | DTEK 7"TIE 50LB MOUNT HOLE NAT | EA |  | 1 Year | 0.0418 | 5% | 0.03971
37927 | Belden Wire | DT-07-50-MH-9-M | Dmnd 7"50lb Nat tie Mount Hole | EA |  | 1 Year | 0.0447 | 5% | 0.042465
37928 | Belden Wire | DT-07-50-OR-C | Diamond 7" 50 lb ORANGE tie | EA |  | 1 Year | 0.0375 | 5% | 0.035625
37929 | Belden Wire | DT-07-50-P-C | Diamond 7"50lb Plenum CableTie | EA |  | 1 Year | 0.0684 | 5% | 0.06498
37930 | Belden Wire | DT-07-50-RE-C | Diamond 7" 50 lb RED tie | EA |  | 1 Year | 0.0375 | 5% | 0.035625
37931 | Belden Wire | DT-08-18-0-M | Diamond 8" 18 lb UV Black tie | EA |  | 1 Year | 0.0205 | 5% | 0.019475
37932 | Belden Wire | DT-08-18-9-C | Diamond 8" 18 lb Natural tie | EA |  | 1 Year | 0.0182 | 5% | 0.01729
37933 | Belden Wire | DT-08-18-9-M | Diamond 8" 18 lb Natural | EA |  | 1 Year | 0.0298 | 5% | 0.02831
37934 | Belden Wire | DT-08-50-HL-C | Diamnd 8"50lb Halar cable tie | EA |  | 1 Year | 2.1167 | 5% | 2.0109
37935 | Belden Wire | DT-11-50-0-D | Diamond 11" 50lb Black tie UV | EA |  | 1 Year | 0.0391 | 5% | 0.037145
37936 | Belden Wire | DT-11-50-9-C | Diamond 11" 50 lb UV Natural | EA |  | 1 Year | 0.0384 | 5% | 0.03648
37937 | Belden Wire | DT-11-50-9-D | Diamond 11" 50lb Natural tie | EA |  | 1 Year | 0.0384 | 5% | 0.03648
37938 | Belden Wire | DT-11-50-P-C | Dmond 11" 50lb PlenumCable tie | EA |  | 1 Year | 0.1442 | 5% | 0.13699
37939 | Belden Wire | DT12TUBE | DT12 INLINE BARREL TUBE | EA |  | 1 Year | 90 | 5% | 85.5
37940 | Belden Wire | DT-14-120-0-C | Diamond 14" 120 lb UV Black | EA |  | 1 Year | 0.1184 | 5% | 0.11248
37941 | Belden Wire | DT-14-120-0-L | Diamond 14" 120 lb UV Black | EA |  | 1 Year | 0.204 | 5% | 0.1938
37942 | Belden Wire | DT-14-120-9-C | Diamond 14" 120 lb Natural | EA |  | 1 Year | 0.1128 | 5% | 0.10716
37943 | Belden Wire | DT-14-50-0-C | Diamond 14" 50 lb UV Black | EA |  | 1 Year | 0.055 | 5% | 0.05225
37944 | Belden Wire | DT-14-50-9-C | Diamond 14" 50 lb Natural | EA |  | 1 Year | 0.0642 | 5% | 0.06099
37945 | Belden Wire | DT-14-50-9-D | Diamond 14" 50 lb Natural | EA |  | 1 Year | 0.03 | 5% | 0.0285
37946 | Belden Wire | DT-24-120-0-L | Diamond 24" 120 lb UV Black | EA |  | 1 Year | 0.262 | 5% | 0.2489
37947 | Belden Wire | DT-24-120-9-L | Diamond 24" 120 lb Natural | EA |  | 1 Year | 0.262 | 5% | 0.2489
37948 | Belden Wire | DT-30-120-9-L | Diamond 30" 120 lb Natural | EA |  | 1 Year | 0.4445 | 5% | 0.42228
37949 | Belden Wire | DT61000-FO | TAPE, DETECTABLE, UNDERGROUND | EA |  | 1 Year | 112 | 5% | 106.4
37950 | Belden Wire | DT61000-WB | TAPE, DETECTABLE, UNDERGROUND | EA |  | 1 Year | 112 | 5% | 106.4
37951 | Belden Wire | DT-B-50 | DIAMOND-TEK MOUNTING BASE | EA |  | 1 Year | 0.4 | 5% | 0.38
37952 | Belden Wire | DTBXS912FNMFG | DT12 9"BX 12XLRF/DT M/DT F F/T | EA |  | 1 Year | 840 | 5% | 798
37953 | Belden Wire | DTBXS912FNMNG | DT12 9" BX 12XLRF / DT12M | EA |  | 1 Year | 950 | 5% | 902.5
37954 | Belden Wire | DT-D-10-50 | 10" D TEK STRAP W/HEAD | EA |  | 1 Year | 0.54 | 5% | 0.513
37955 | Belden Wire | DT-D-13-50 | 13.5" D TEK STRAP W/HEAD | EA |  | 1 Year | 0.584 | 5% | 0.5548
37956 | Belden Wire | DT-D-16-50 | 16" DTEK STRAP W/LOCKING HEAD | EA |  | 1 Year | 0.64 | 5% | 0.608
37957 | Belden Wire | DT-D-27-25 | 27" DTEK STRAP W/LOCKING HEAD | EA |  | 1 Year | 0.88 | 5% | 0.836
37958 | Belden Wire | DT-D-LH-25 | DT LOCKING HEAD (DELRIN) | EA |  | 1 Year | 0.3 | 5% | 0.285
37959 | Belden Wire | DT-D-PK-10 | D TEK 10 PACK:10 REEL 300 HDS | EA |  | 1 Year | 286.4 | 5% | 272.08
37960 | Belden Wire | DT-D-PK-5 | DIAMOND TEK 5 PACK: 5 REELS | PK |  | 1 Year | 143.15 | 5% | 135.9925
37961 | Belden Wire | DT-D-RL-300 | DIAMOND TEK REEL 300' ACETAL | EA |  | 1 Year | 107 | 5% | 101.65
37962 | Belden Wire | DT-D-RL-50 | DIAMOND TEK REEL 50'ACETAL | EA |  | 1 Year | 21.66 | 5% | 20.577
37963 | Belden Wire | DT-D-SP-100 | D TEK SPACER MODULAR STACKABLE | EA |  | 1 Year | 0.141 | 5% | 0.13395
37964 | Belden Wire | DTFAN108M12FG | 108" Fan DT12F to XLRM | EA |  | 1 Year | 676.89 | 5% | 643.0455
37965 | Belden Wire | DTFAN36F12MG | 3'FAN DT12M TO XLRF | EA |  | 1 Year | 550 | 5% | 522.5
37966 | Belden Wire | DTFAN36M12FG | 3'FAN DT12F TO XLRM | EA |  | 1 Year | 575 | 5% | 546.25
37967 | Belden Wire | DTFAN48F12MG | 4'FAN DT12M TO XLRF | EA |  | 1 Year | 810 | 5% | 769.5
37968 | Belden Wire | DTFAN48M12FG | 4' FAN W/ DT12F TO XLRM | EA |  | 1 Year | 560 | 5% | 532
37969 | Belden Wire | DT-LPM1-9-C | Diamond low profile screw mnt | EA |  | 1 Year | 0.087 | 5% | 0.08265
37970 | Belden Wire | DT-MP-1000-0-C | Diamond 1" Mount Pad BLACK | EA |  | 1 Year | 0.084 | 5% | 0.0798
37971 | Belden Wire | DT-MP-1000-9-C | Diamond 1" Mount Pad NATURAL | EA |  | 1 Year | 0.0815 | 5% | 0.077425
37972 | Belden Wire | DT-MP-750-0-C | Diamond 3/4" Mount Pad BLACK | EA |  | 1 Year | 0.07 | 5% | 0.0665
37973 | Belden Wire | DT-MP-750-9-C | Diamond 3/4" Mount Pad NATURAL | EA |  | 1 Year | 0.068 | 5% | 0.0646
37974 | Belden Wire | DT-N-KIT | D TEK TECH KIT 100'STRAP 25HDS | KT |  | 1 Year | 17.85 | 5% | 16.9575
37975 | Belden Wire | DT-SM3-9-C | DIAMOND CABLE TIE SCR MNT,NAT. | EA |  | 1 Year | 0.096 | 5% | 0.0912
37976 | Belden Wire | DTSNK330MF61812 | DT12 SNAKE 330' GA61812GFC M/F | EA |  | 1 Year | 1210 | 5% | 1149.5
37977 | Belden Wire | DTSNK80MF61812 | DT12 SNAKE 80' GA61812GFC M/F | EA |  | 1 Year | 750 | 5% | 712.5
37978 | Belden Wire | DT-ST-TOOL | Cable Tie Tool | EA |  | 1 Year | 28 | 5% | 26.6
37979 | Belden Wire | DT-TOOL | DIAMOND-TEK - ECONOMY TOOL | EA |  | 1 Year | 46.33 | 5% | 44.0135
37980 | Belden Wire | DVS10-250 | 250' ASSEMBLY/VS102001 | EA |  | 1 Year | 1890 | 5% | 1795.5
37981 | Belden Wire | DVS4-250 | 250'VS42001 BNC M/M | EA |  | 1 Year | 850 | 5% | 807.5
37982 | Belden Wire | DVS5-150 | 150' ASSEMBLY/VS52001 | EA |  | 1 Year | 590 | 5% | 560.5
37983 | Belden Wire | DVS5-250 | 250' ASSEMBLY/VS52001 | EA |  | 1 Year | 890 | 5% | 845.5
37984 | Belden Wire | E100501 010S1 | IP67 Cat 5e Modular RJ45 UTP | EA |  | 1 Year | 33.8695 | 5% | 32.176
37985 | Belden Wire | E100601 010S1 | IP67 Cat 6 Modular RJ45 UTP | EA |  | 1 Year | 50.4349 | 5% | 47.9132
37986 | Belden Wire | E100602 010S1 | IP67 Cat 6 Modular RJ45 FTP | EA |  | 1 Year | 51.948 | 5% | 49.3506
37987 | Belden Wire | E100623 000S1 | CAT6 DIN RAIL FTP COUPLER | EA |  | 1 Year | 68.7187 | 5% | 65.2828
37988 | Belden Wire | E100A21 000S1 | CAT6A DIN RAIL FTP JACK T568B | EA |  | 1 Year | 68.6558 | 5% | 65.223
37989 | Belden Wire | E18161 | RKCN 4/9/CR4186 | EA |  | 1 Year | 22.85 | 5% | 21.7075
37990 | Belden Wire | E18164 | RKCN 4/7/CR4186 | EA |  | 1 Year | 22.85 | 5% | 21.7075
37991 | Belden Wire | E200001 000S1 | INDUSTR FACEPLATE SG 1-PORT SS | EA |  | 1 Year | 12.3106 | 5% | 11.6951
37992 | Belden Wire | E200002 000S1 | INDUSTR FACEPLATE SG 2-PORT SS | EA |  | 1 Year | 12.3105 | 5% | 11.695
37993 | Belden Wire | E200004 000S1 | INDUSTR FACEPLATE DG 4-PORT SS | EA |  | 1 Year | 18.7569 | 5% | 17.8191
37994 | Belden Wire | E200101 009S1 | INDUSTR SURFACE BOX 1-PORT | EA |  | 1 Year | 75.1184 | 5% | 71.3625
37995 | Belden Wire | E200102 009S1 | INDUSTR SURFACE BOX 2-PORT | EA |  | 1 Year | 84.1241 | 5% | 79.9179
37996 | Belden Wire | E200103 009S1 | INDUSTR SURFACE BOX 3-PORT | EA |  | 1 Year | 96.1518 | 5% | 91.3442
37997 | Belden Wire | E200104 009S1 | INDUSTR SURFACE BOX 4-PORT | EA |  | 1 Year | 102.1693 | 5% | 97.0608
37998 | Belden Wire | E300501 010S1 | INDUSTR PLUG KIT CAT5E UTP | EA |  | 1 Year | 15.039 | 5% | 14.287
37999 | Belden Wire | E300502 010S1 | INDUSTR PLUG KIT CAT5E FTP | EA |  | 1 Year | 16.7446 | 5% | 15.9074
38000 | Belden Wire | E400001 006S1 | INDUSTRIAL CRIMP TOOL RJ45 | EA |  | 1 Year | 325.4997 | 5% | 309.2247
38001 | Belden Wire | E400003 008S1 | INDUSTRIAL CABLE STRIPPER | EA |  | 1 Year | 52.3783 | 5% | 49.7594
38002 | Belden Wire | E500001 010S1 | CORDSET IP67 C5E UTP SO 1M BK | EA |  | 1 Year | 37.6487 | 5% | 35.7663
38003 | Belden Wire | E500002 010S1 | CORDSET IP67 C5E UTP SO 2M BK | EA |  | 1 Year | 40.6281 | 5% | 38.5967
38004 | Belden Wire | E500003 010S1 | CORDSET IP67 C5E UTP SO 3M BK | EA |  | 1 Year | 43.5623 | 5% | 41.3842
38005 | Belden Wire | E500005 010S1 | CORDSET IP67 C5E UTP SO 5M BK | EA |  | 1 Year | 49.47 | 5% | 46.9965
38006 | Belden Wire | E500025 010S1 | CORDSET IP67 C5E UTP SO 25M BK | EA |  | 1 Year | 107.3411 | 5% | 101.974
38007 | Belden Wire | E501001 010S1 | CORDSET IP20 C5E UTP SO 1M BK | EA |  | 1 Year | 7.6372 | 5% | 7.2553
38008 | Belden Wire | E501002 010S1 | CORDSET IP20 C5E UTP SO 2M BK | EA |  | 1 Year | 9.2574 | 5% | 8.7945
38009 | Belden Wire | E501003 010S1 | CORDSET IP20 C5E UTP SO 3M BK | EA |  | 1 Year | 10.2965 | 5% | 9.7817
38010 | Belden Wire | E501005 010S1 | CORDSET IP20 C5E UTP SO 5M BK | EA |  | 1 Year | 12.47 | 5% | 11.8465
38011 | Belden Wire | E501025 010S1 | CORDSET IP20 C5E UTP SO 25M BK | EA |  | 1 Year | 38.9222 | 5% | 36.9761
38012 | Belden Wire | E502001 010S1 | CORDSET IP67 C5E UTP STR 1M BK | EA |  | 1 Year | 39.8485 | 5% | 37.8561
38013 | Belden Wire | E502002 010S1 | CORDSET IP67 C5E UTP STR 2M BK | EA |  | 1 Year | 44.9659 | 5% | 42.7176
38014 | Belden Wire | E502003 010S1 | CORDSET IP67 C5E UTP STR 3M BK | EA |  | 1 Year | 49.9053 | 5% | 47.41
38015 | Belden Wire | E502005 010S1 | CORDSET IP67 C5E UTP ST 5M BK | EA |  | 1 Year | 59.8933 | 5% | 56.8986
38016 | Belden Wire | E502025 010S1 | CORDSET IP67 C5E UTP ST 25M BK | EA |  | 1 Year | 158.5803 | 5% | 150.6513
38017 | Belden Wire | E503001 010S1 | CORDSET IP20 C5E UTP ST 1M BK | EA |  | 1 Year | 8.8819 | 5% | 8.4378
38018 | Belden Wire | E503002 010S1 | CORDSET IP20 C5E UTP ST 2M BK | EA |  | 1 Year | 11.6232 | 5% | 11.042
38019 | Belden Wire | E503003 010S1 | CORDSET IP20 C5E UTP ST 3M BK | EA |  | 1 Year | 13.576 | 5% | 12.8972
38020 | Belden Wire | E503005 010S1 | CORDSET IP20 C5E UTP ST 5M BK | EA |  | 1 Year | 17.5289 | 5% | 16.6525
38021 | Belden Wire | E503010 010S1 | CORDSET IP20 C5E UTP ST 10M BK | EA |  | 1 Year | 29.5536 | 5% | 28.0759
38022 | Belden Wire | E503025 010S1 | CORDSET IP20 C5E UTP ST 25M BK | EA |  | 1 Year | 63.3548 | 5% | 60.1871
38023 | Belden Wire | E504001 010S1 | CORDSET IP67 C5E FTP SO 1M BK | EA |  | 1 Year | 58.2923 | 5% | 55.3777
38024 | Belden Wire | E504002 010S1 | CORDSET IP67 C5E FTP SO 2M BK | EA |  | 1 Year | 62.5795 | 5% | 59.4505
38025 | Belden Wire | E504003 010S1 | CORDSET IP67 C5E FTP SO 3M BK | EA |  | 1 Year | 66.8404 | 5% | 63.4984
38026 | Belden Wire | E504005 010S1 | CORDSET IP67 C5E FTP SO 5M BK | EA |  | 1 Year | 75.3826 | 5% | 71.6135
38027 | Belden Wire | E504025 010S1 | CORDSET IP67 C5E FTP SO 25M BK | EA |  | 1 Year | 162.9693 | 5% | 154.8208
38028 | Belden Wire | E505001 010S1 | CORDSET IP20 C5E FTP SO 1M BK | EA |  | 1 Year | 26.8869 | 5% | 25.5426
38029 | Belden Wire | E505002 010S1 | CORDSET IP20 C5E FTP SO 2M BK | EA |  | 1 Year | 29.1552 | 5% | 27.6974
38030 | Belden Wire | E505003 010S1 | CORDSET IP20 C5E FTP SO 3M BK | EA |  | 1 Year | 30.916 | 5% | 29.3702
38031 | Belden Wire | E505005 010S1 | CORDSET IP20 C5E FTP SO 5M BK | EA |  | 1 Year | 35.4544 | 5% | 33.6817
38032 | Belden Wire | E506001 010S1 | CORDSET IP67 C5E FTP ST 1M BK | EA |  | 1 Year | 62.0775 | 5% | 58.9736
38033 | Belden Wire | E506002 010S1 | CORDSET IP67 C5E FTP ST 2M BK | EA |  | 1 Year | 68.4498 | 5% | 65.0273
38034 | Belden Wire | E506003 010S1 | CORDSET IP67 C5E FTP ST 3M BK | EA |  | 1 Year | 74.492 | 5% | 70.7674
38035 | Belden Wire | E506005 010S1 | CORDSET IP67 C5E FTP ST 5M BK | EA |  | 1 Year | 86.75 | 5% | 82.4125
38036 | Belden Wire | E506025 010S1 | CORDSET IP67 C5E FTP ST 25M BK | EA |  | 1 Year | 209.8687 | 5% | 199.3753
38037 | Belden Wire | E507002 010S1 | CORDSET IP20 C5E FTP ST 2M BK | EA |  | 1 Year | 31.4002 | 5% | 29.8302
38038 | Belden Wire | E507003 010S1 | CORDSET IP20 C5E FTP ST 3M BK | EA |  | 1 Year | 33.2672 | 5% | 31.6038
38039 | Belden Wire | E507005 010S1 | CORDSET IP20 C5E FTP ST 5M BK | EA |  | 1 Year | 38.1387 | 5% | 36.2318
38040 | Belden Wire | E600001 010S1 | CORDSET IP67 C6 UTP SO 1M BK | EA |  | 1 Year | 59.9846 | 5% | 56.9854
38041 | Belden Wire | E600002 010S1 | CORDSET IP67 C6 UTP SO 2M BK | EA |  | 1 Year | 64.1206 | 5% | 60.9146
38042 | Belden Wire | E600003 010S1 | CORDSET IP67 C6 UTP SO 3M BK | EA |  | 1 Year | 70.7072 | 5% | 67.1718
38043 | Belden Wire | E600005 010S1 | CORDSET IP67 C6 UTP SO 5M BK | EA |  | 1 Year | 76.2396 | 5% | 72.4276
38044 | Belden Wire | E600025 010S1 | CORDSET IP67 C6 UTP SO 25M BK | EA |  | 1 Year | 155.8272 | 5% | 148.0358
38045 | Belden Wire | E601001 010S1 | CORDSET IP20 C6 UTP SO 1M BK | EA |  | 1 Year | 9.3368 | 5% | 8.87
38046 | Belden Wire | E601003 010S1 | CORDSET IP20 C6 UTP SO 3M BK | EA |  | 1 Year | 12.9674 | 5% | 12.319
38047 | Belden Wire | E601005 010S1 | CORDSET IP20 C6 UTP SO 5M BK | EA |  | 1 Year | 15.9322 | 5% | 15.1356
38048 | Belden Wire | E604001 010S1 | CORDSET IP67 CAT6 FTP SO 1M BK | EA |  | 1 Year | 65.9149 | 5% | 62.6192
38049 | Belden Wire | E604002 010S1 | CORDSET IP67 C6A FTP SO 2M BK | EA |  | 1 Year | 70.4846 | 5% | 66.9604
38050 | Belden Wire | E604003 010S1 | CORDSET IP67 C6A FTP SO 3M BK | EA |  | 1 Year | 77.7367 | 5% | 73.8499
38051 | Belden Wire | E604005 010S1 | CORDSET IP67 C6A FTP SO 5M BK | EA |  | 1 Year | 83.877 | 5% | 79.6831
38052 | Belden Wire | E604025 010S1 | CORDSET IP67 C6A FTP SO 25M BK | EA |  | 1 Year | 171.3055 | 5% | 162.7402
38053 | Belden Wire | E605001 010S1 | CORDSET IP20 C6A FTP SO 1M BK | EA |  | 1 Year | 31.6789 | 5% | 30.095
38054 | Belden Wire | E605003 010S1 | CORDSET IP20 C6A FTP SO 3M BK | EA |  | 1 Year | 37.6204 | 5% | 35.7394
38055 | Belden Wire | E605005 010S1 | CORDSET IP20 C6A FTP SO 5M BK | EA |  | 1 Year | 43.2537 | 5% | 41.091
38056 | Belden Wire | EC050IV | 1/2" END CAP IVORY | EA |  | 1 Year | 1.22 | 5% | 1.159
38057 | Belden Wire | EC050LG | 1/2" END CAP LT GRAY | EA |  | 1 Year | 1.22 | 5% | 1.159
38058 | Belden Wire | EC050RW | 1/2" END CAP REDWOOD | EA |  | 1 Year | 1.22 | 5% | 1.159
38059 | Belden Wire | EC050WH | 1/2" END CAP WHITE | EA |  | 1 Year | 1.22 | 5% | 1.159
38060 | Belden Wire | EC075BR | 3/4" END CAP BROWN | EA |  | 1 Year | 1.42 | 5% | 1.349
38061 | Belden Wire | EC075IV | 3/4" END CAP IVORY | EA |  | 1 Year | 1.42 | 5% | 1.349
38062 | Belden Wire | EC075LG | 3/4" END CAP LIGHT GRAY | EA |  | 1 Year | 1.42 | 5% | 1.349
38063 | Belden Wire | EC075RW | 3/4" END CAP REDWOOD | EA |  | 1 Year | 1.42 | 5% | 1.349
38064 | Belden Wire | EC075WH | 3/4" END CAP WHITE | EA |  | 1 Year | 1.42 | 5% | 1.349
38065 | Belden Wire | EC100BR | 1" END CAP BROWN | EA |  | 1 Year | 1.94 | 5% | 1.843
38066 | Belden Wire | EC100IV | 1" END CAP IVORY | EA |  | 1 Year | 1.94 | 5% | 1.843
38067 | Belden Wire | EC100LG | 1" END CAP LIGHT GRAY | EA |  | 1 Year | 1.94 | 5% | 1.843
38068 | Belden Wire | EC100RW | 1" END CAP REDWOOD | EA |  | 1 Year | 1.94 | 5% | 1.843
38069 | Belden Wire | EC100WH | 1" END CAP WHITE | EA |  | 1 Year | 1.94 | 5% | 1.843
38070 | Belden Wire | EC200BR | 2" END CAP BROWN | EA |  | 1 Year | 3.86 | 5% | 3.667
38071 | Belden Wire | EC200IV | 2" END CAP IVORY | EA |  | 1 Year | 3.86 | 5% | 3.667
38072 | Belden Wire | EC200LG | 2" END CAP LIGHT GRAY | EA |  | 1 Year | 3.86 | 5% | 3.667
38073 | Belden Wire | EC200RW | 2" END CAP REDWOOD | EA |  | 1 Year | 3.86 | 5% | 3.667
38074 | Belden Wire | EC200WH | 2" END CAP WHITE | EA |  | 1 Year | 3.86 | 5% | 3.667
38075 | Belden Wire | ECX-01U | FX ECX 1U PATCH PANEL HOUSING | EA |  | 1 Year | 199.99 | 5% | 189.9905
38076 | Belden Wire | ECX-02U | FX ECX 2U PATCH PANEL HOUSING | EA |  | 1 Year | 249.99 | 5% | 237.4905
38077 | Belden Wire | ECX-04U | FX ECX 4U PATCH PANEL HOUSING | EA |  | 1 Year | 299.99 | 5% | 284.9905
38078 | Belden Wire | ECX-1U2U-EXSTR | FX ECX EXTERNAL STRAIN RELIEF | EA |  | 1 Year | 8.7719 | 5% | 8.3333
38079 | Belden Wire | ECX-1U2U-EXSTRA | FX ECX REAR EXTERNAL STRAIN | EA |  | 1 Year | 8.7719 | 5% | 8.3333
38080 | Belden Wire | ECX-1U2U-INSTR | FX ECX INTERNAL STRAIN RELIEF | EA |  | 1 Year | 5.2632 | 5% | 5
38081 | Belden Wire | ECX-4U-EXSTR | FX ECX 4U EXTERNAL STRAIN | EA |  | 1 Year | 21.0526 | 5% | 20
38082 | Belden Wire | ECX-4U-EXSTRA | FX ECX 4U EXTERNAL STRAIN | EA |  | 1 Year | 26.3158 | 5% | 25
38083 | Belden Wire | ECX-4U-INSTR | FX ECX 4U INTERNAL STRAIN | EA |  | 1 Year | 5.2632 | 5% | 5
38084 | Belden Wire | ECX-BRKTMNT-0 | FX ECX 4U RACK MOUNTING FLUSH | EA |  | 1 Year | 35.0877 | 5% | 33.3333
38085 | Belden Wire | ECX-BRKTMNT-3 | FX ECX 4U RACK MOUNTING 3IN | EA |  | 1 Year | 35.0877 | 5% | 33.3333
38086 | Belden Wire | ECX-INTERSTR | FX ECX INTERMEDIATE STRAIN | EA |  | 1 Year | 5.2632 | 5% | 5
38087 | Belden Wire | ECX-LBF-PK10 | LFLEX ECX PATCH PNL, WHI | EA |  | 1 Year | 110 | 5% | 104.5
38088 | Belden Wire | ECX-LBL-1U | FX ECX I.D LABEL 1U | EA |  | 1 Year | 5.2632 | 5% | 5
38089 | Belden Wire | ECX-LBL-2U | FX ECX I.D LABEL 2U | EA |  | 1 Year | 5.2632 | 5% | 5
38090 | Belden Wire | ECX-LBL-4U | FX ECX I.D LABEL 4U | EA |  | 1 Year | 5.2632 | 5% | 5
38091 | Belden Wire | ECX-LOCKKIT | MINI LOCK KIT | EA |  | 1 Year | 19.2982 | 5% | 18.3333
38092 | Belden Wire | ECX-MGTCLIPS | FX ECX MANAGEMENT CLIPS | EA |  | 1 Year | 10.5263 | 5% | 10
38093 | Belden Wire | ECX-SPLICEKIT | FX ECX SPLICE TRAY KIT | EA |  | 1 Year | 122.807 | 5% | 116.6666
38094 | Belden Wire | ED09179-001 | CLAMP NUT 30/50 AMP DURAGARD | EA |  | 1 Year | 0.566 | 5% | 0.5377
38095 | Belden Wire | EFI412FDW | ENTRY PIN TYPE | EA |  | 1 Year | 15.5 | 5% | 14.725
38096 | Belden Wire | EFI500FTXQ | FLEX FEEDER CONNECTOR | EA |  | 1 Year | 18.32 | 5% | 17.404
38097 | Belden Wire | EFI500SWLB | ENTRY EXT | EA |  | 1 Year | 22 | 5% | 20.9
38098 | Belden Wire | EFI500WLB | ENTRY EXT 3IN | EA |  | 1 Year | 22 | 5% | 20.9
38099 | Belden Wire | EFI500WLB6 | ENTRY EXT 6IN | EA |  | 1 Year | 32 | 5% | 30.4
38100 | Belden Wire | EFI565TXLB | ENTRY EXT | EA |  | 1 Year | 25 | 5% | 23.75
38101 | Belden Wire | EFI625W3LB6 | ENTRY EXT 6IN | EA |  | 1 Year | 31 | 5% | 29.45
38102 | Belden Wire | EFI625W3LB9 | ENTRY EXT 9IN | EA |  | 1 Year | 30 | 5% | 28.5
38103 | Belden Wire | EFI750MC2LB | ENTRY EXT | EA |  | 1 Year | 40 | 5% | 38
38104 | Belden Wire | EFI750W3LB9 | ENTRY EXT 9IN | EA |  | 1 Year | 45 | 5% | 42.75
38105 | Belden Wire | EFI750WLB | ENTRY EXT | EA |  | 1 Year | 35 | 5% | 33.25
38106 | Belden Wire | EFI875W3LB | ENTRY EXT FEM | EA |  | 1 Year | 35 | 5% | 33.25
38107 | Belden Wire | EI1000K3 | CONNECTOR ASSEMBLY | EA |  | 1 Year | 125 | 5% | 118.75
38108 | Belden Wire | EI500K3LB6 | ENTRY EXT 6IN | EA |  | 1 Year | 29.5 | 5% | 28.025
38109 | Belden Wire | EI500K3LB9 | ENTRY EXT 9IN | EA |  | 1 Year | 35 | 5% | 33.25
38110 | Belden Wire | EI500KLB | ENTRY EXT | EA |  | 1 Year | 18 | 5% | 17.1
38111 | Belden Wire | EI500X3 | ENTRY CONNECTOR | EA |  | 1 Year | 8 | 5% | 7.6
38112 | Belden Wire | EI540XQR | 2PIECE CONNECTOR, XQR SERIES | EA |  | 1 Year | 13.95 | 5% | 13.2525
38113 | Belden Wire | EI625X3 | 2 PC X SERIES ENTRY CONNECTOR | EA |  | 1 Year | 12.25 | 5% | 11.6375
38114 | Belden Wire | EI650MC2LB6 | ENTRY CONNECTOR | EA |  | 1 Year | 45 | 5% | 42.75
38115 | Belden Wire | EI715XQR | ENTRY CONNECTOR | EA |  | 1 Year | 22 | 5% | 20.9
38116 | Belden Wire | EI750K3LB9 | ENTRY EXT 9IN | EA |  | 1 Year | 47 | 5% | 44.65
38117 | Belden Wire | EI750X3 | 2 PIECE X SERIES SPLICE CONNEC | EA |  | 1 Year | 17.8 | 5% | 16.91
38118 | Belden Wire | EI860XQR | X SERIES PIN ASSEMBLY | EA |  | 1 Year | 75 | 5% | 71.25
38119 | Belden Wire | EI875K3LB | ENTRY EXT | EA |  | 1 Year | 38 | 5% | 36.1
38120 | Belden Wire | EI875K3LB6 | ENTRY EXT 6IN | EA |  | 1 Year | 57 | 5% | 54.15
38121 | Belden Wire | EI875X3 | ENTRY MALE, X SERIES | EA |  | 1 Year | 31 | 5% | 29.45
38122 | Belden Wire | EMI412K3 | ENTRY FEED THRU | EA |  | 1 Year | 9 | 5% | 8.55
38123 | Belden Wire | EMI412P1 | ENTRY MALE FEED THRU INTEGRAL | EA |  | 1 Year | 7 | 5% | 6.65
38124 | Belden Wire | EMI440MC2 | ENTRY MALE INTEGRAL MANDREL | EA |  | 1 Year | 13.1 | 5% | 12.445
38125 | Belden Wire | EMI500K3 | ENTRY MALE 1in HEX FEED THRU | EA |  | 1 Year | 8.5 | 5% | 8.075
38126 | Belden Wire | EMI500MC2 | ENTRY MALE INTEGRAL MANDREL | EA |  | 1 Year | 11 | 5% | 10.45
38127 | Belden Wire | EMI625K3 | FEED THRU K SERIES | EA |  | 1 Year | 13.5 | 5% | 12.825
38128 | Belden Wire | EQF10-54/860 | EQUALIZER,10dB at 54MHz-860MHz | EA |  | 1 Year | 10.908 | 5% | 10.3626
38129 | Belden Wire | EU180AST | 180 DEGREE AUTO-SIZE ADAPTOR | EA |  | 1 Year | 35 | 5% | 33.25
38130 | Belden Wire | EU90R | ADAPTOR R.A. ROTATING EU90 | EA |  | 1 Year | 26.75 | 5% | 25.4125
38131 | Belden Wire | EU90R3 | ADAPTOR RA ROTATING EU90 3in | EA |  | 1 Year | 40 | 5% | 38
38132 | Belden Wire | EV502T1 B59003 | CORDSET IP20 CAT5E 600VTC 3M | EA |  | 1 Year | 297.7693 | 5% | 282.8808
38133 | Belden Wire | EV502T1 B59005 | CORDSET IP20 CAT5E 600VTC 5M | EA |  | 1 Year | 339.1987 | 5% | 322.2388
38134 | Belden Wire | EV502T1 B59010 | CORDSET IP20 CAT5E 600VTC 10M | EA |  | 1 Year | 448.4561 | 5% | 426.0333
38135 | Belden Wire | EV502T1 B59020 | CORDSET IP20 CAT5E 600VTC 20M | EA |  | 1 Year | 771.1816 | 5% | 732.6225
38136 | Belden Wire | EV502T1 B59025 | CORDSET IP20 CAT5E 600VTC 25M | EA |  | 1 Year | 868.7534 | 5% | 825.3157
38137 | Belden Wire | EV502T1 B59030 | CORDSET IP20 CAT5E 600VTC 30M | EA |  | 1 Year | 968.3446 | 5% | 919.9274
38138 | Belden Wire | EV502T1 B59040 | CORDSET IP20 CAT5E 600VTC 40M | EA |  | 1 Year | 1159.4999 | 5% | 1101.5249
38139 | Belden Wire | EV502T1 B59050 | CORDSET IP20 CAT5E 600VTC 50M | EA |  | 1 Year | 1419.0837 | 5% | 1348.1295
38140 | Belden Wire | EV502T1 B59060 | CORDSET IP20 CAT5E 600VTC 60M | EA |  | 1 Year | 1612.6301 | 5% | 1531.9986
38141 | Belden Wire | EV502T1 B59070 | CORDSET IP20 CAT5E 600VTC 70M | EA |  | 1 Year | 1806.1885 | 5% | 1715.8791
38142 | Belden Wire | EV502T1 B59080 | CORDSET IP20 CAT5E 600VTC 80M | EA |  | 1 Year | 1993.2345 | 5% | 1893.5728
38143 | Belden Wire | EV502T1 B59090 | CORDSET IP20 CAT5E 600VTC 90M | EA |  | 1 Year | 2187.8863 | 5% | 2078.492
38144 | Belden Wire | EV502T1 B59100 | CORDSET IP20 CAT5E 600VTC 100M | EA |  | 1 Year | 2381.4325 | 5% | 2262.3609
38145 | Belden Wire | EV600K | 600V Industrial Sample Kit | EA |  | 1 Year | 631.644 | 5% | 600.0618
38146 | Belden Wire | EVO15UP | ENTRY,5-P,FWD,0dB,RTN PASSIVE | EA |  | 1 Year | 45.833 | 5% | 43.5413
38147 | Belden Wire | EVO15UU | ENTRY,5-P,FWD 0dB,RTN 0dB,1GHz | EA |  | 1 Year | 57.5 | 5% | 54.625
38148 | Belden Wire | EVO19UU | ENTRY,9-P,FWD,0dB,RTN 0dB,1GHz | EA |  | 1 Year | 72.417 | 5% | 68.7961
38149 | Belden Wire | EVO19UUPS | ENTRY,9-P,FWD,0dB,RTN, PASSIVE | EA |  | 1 Year | 70.5 | 5% | 66.975
38150 | Belden Wire | EVOHB1094 | BOX, HOUSE 10x9x4IN | EA |  | 1 Year | 7.5 | 5% | 7.125
38151 | Belden Wire | EVOPS15400 | Transformer, Power 15VDC 400mA | EA |  | 1 Year | 7.917 | 5% | 7.5211
38152 | Belden Wire | EX11 | CONNECTOR, DROP, UNIVERSAL RG | EA |  | 1 Year | 4.733 | 5% | 4.4963
38153 | Belden Wire | EX11N716 | CONNECTOR, COMPRESSION, RG11, | EA |  | 1 Year | 5.65 | 5% | 5.3675
38154 | Belden Wire | EX11N716MP | CONNECTOR,COMP.RG11,MP,7/16NUT | EA |  | 1 Year | 4.75 | 5% | 4.5125
38155 | Belden Wire | EX11N716PLPLUS | CONN.,RG11,PLEN,7/16 NUT,PLUS | EA |  | 1 Year | 7.467 | 5% | 7.0936
38156 | Belden Wire | EX11N716PLUS | CONNECTOR,COMP, MP,RG11, | EA |  | 1 Year | 4.95 | 5% | 4.7025
38157 | Belden Wire | EX11N716WS | CONNECTOR,COMPRESSION,RG11, AQ | EA |  | 1 Year | 5.75 | 5% | 5.4625
38158 | Belden Wire | EX11N716WSMP | CONNECTOR, RG11,AQUA-TIGHT, MP | EA |  | 1 Year | 4.917 | 5% | 4.6711
38159 | Belden Wire | EX11N716WSPLUS | CONNECTOR,COMP,MP,RG11,WS,7/16 | EA |  | 1 Year | 5.117 | 5% | 4.8611
38160 | Belden Wire | EX11PL | CONNECTOR,EX11,RG11,PLENUM | EA |  | 1 Year | 7.917 | 5% | 7.5211
38161 | Belden Wire | EX11PLUS | CONNECTOR,CMP,11,9/16 NUT,PLUS | EA |  | 1 Year | 4.95 | 5% | 4.7025
38162 | Belden Wire | EX11RAFM | CONNECTOR, DROP, RIGHT ANGLE | EA |  | 1 Year | 7.9 | 5% | 7.505
38163 | Belden Wire | EX59 | CONNECTOR,DROP,UNIVERSAL,RG59 | EA |  | 1 Year | 0.466 | 5% | 0.4427
38164 | Belden Wire | EX59HEPLUS | CONNECTOR,RG59,UNIV,CONTINUITY | EA |  | 1 Year | 0.7833 | 5% | 0.74413
38165 | Belden Wire | EX59WSPLUS | CONNECTOR,UNIV,CONTINUITY,AQUA | EA |  | 1 Year | 0.7833 | 5% | 0.74413
38166 | Belden Wire | EX59XL | CONNECTOR, DROP, UNIVERSAL RG | EA |  | 1 Year | 0.4667 | 5% | 0.44337
38167 | Belden Wire | EX59XLHEPLUS | CONNECTOR,DROP,RG59,HEADEND | EA |  | 1 Year | 0.7667 | 5% | 0.72837
38168 | Belden Wire | EX59XLK | COMPRESSION CONN,RG59,KNURLED | EA |  | 1 Year | 0.3083 | 5% | 0.29289
38169 | Belden Wire | EX59XLPLUS | CONNECTOR,DROP,RG59,UNIVERSAL | EA |  | 1 Year | 0.55 | 5% | 0.5225
38170 | Belden Wire | EX59XLWS | CONNECTOR,EX59XL,WEATHER SEAL | EA |  | 1 Year | 0.783 | 5% | 0.74385
38171 | Belden Wire | EX59XLWSPLUS | CONNECTOR,UNIV.CONTINUITY,AQUA | EA |  | 1 Year | 0.8333 | 5% | 0.79163
38172 | Belden Wire | EX6 | CONNECTOR,DROP,UNIVERSAL RG6 | EA |  | 1 Year | 0.4667 | 5% | 0.44337
38173 | Belden Wire | EX6-49/83 | EX6 Comp Conn-RG6(4,9)NiTin | EA |  | 1 Year | 0.617 | 5% | 0.58615
38174 | Belden Wire | EX651XLNT | COMP CONN,RG6-05,1-XL,NITIN | EA |  | 1 Year | 0.45 | 5% | 0.4275
38175 | Belden Wire | EX6WSPLUS | CONNECTOR,UNIV.CONTINUITY,AQUA | EA |  | 1 Year | 0.8333 | 5% | 0.79163
38176 | Belden Wire | EX6XL | CONNECTOR, DROP, UNIVERSAL RG | EA |  | 1 Year | 0.4667 | 5% | 0.44337
38177 | Belden Wire | EX6XLPLPLUS | CONNECTOR, PLENUM, UNIVERSAL | EA |  | 1 Year | 0.8667 | 5% | 0.82337
38178 | Belden Wire | EX6XLPLUS | CONNECTOR DROP UNIV.CONTINUITY | EA |  | 1 Year | 0.55 | 5% | 0.5225
38179 | Belden Wire | EX6XLSKPLUS | CONNECTOR, DROP, UNIV CONT. | EA |  | 1 Year | 0.35 | 5% | 0.3325
38180 | Belden Wire | EX6XLWS | COMPRESSION CONNECTOR, EX6XL, | EA |  | 1 Year | 0.7833 | 5% | 0.74413
38181 | Belden Wire | EX6XLWSPLUS | CONNECTOR,UNIV.CONTINUITY,AQUA | EA |  | 1 Year | 0.8333 | 5% | 0.79163
38182 | Belden Wire | EX7 | CONNECTOR,DROP,UNIVERSAL RG7 | EA |  | 1 Year | 5.9 | 5% | 5.605
38183 | Belden Wire | EX7N716 | CONNECTOR,COMPRSN,RG7,7/16 NUT | EA |  | 1 Year | 5.65 | 5% | 5.3675
38184 | Belden Wire | EX7N716PLUS | CONNECTR,COMP,MP,RG7,7/16 PLUS | EA |  | 1 Year | 4.933 | 5% | 4.6864
38185 | Belden Wire | EX7N716WS | CONNECTR,COMP,MP,RG7,WS | EA |  | 1 Year | 5.85 | 5% | 5.5575
38186 | Belden Wire | EX7N716WSPLUS | CONNECTR,COMP,MP,RG7,WS,PLUS | EA |  | 1 Year | 5.85 | 5% | 5.5575
38187 | Belden Wire | EXBNC6 | CONNECTOR, DROP, COMPRESSION B | EA |  | 1 Year | 6.2167 | 5% | 5.9059
38188 | Belden Wire | EXBNC9167 | CONNECTOR, DROP, BNC,COMPRESSI | EA |  | 1 Year | 6.7333 | 5% | 6.3966
38189 | Belden Wire | EXMBNC | COMPRESSION CONN. EX MINI, BNC | EA |  | 1 Year | 4.333 | 5% | 4.1163
38190 | Belden Wire | EXM-MCXPLUS | COMPR.CONN.EX MINI MCX PLUS | EA |  | 1 Year | 3.917 | 5% | 3.7211
38191 | Belden Wire | EXM-XLPLUS | COMPRESSION CONN. EX MINI,F,ST | EA |  | 1 Year | 1.6667 | 5% | 1.5834
38192 | Belden Wire | EXT3 | ADAPTOR, EXTENDER 3 INCHES | EA |  | 1 Year | 7.45 | 5% | 7.0775
38193 | Belden Wire | EXT6 | ADAPTOR, EXTENDER 6 INCHES | EA |  | 1 Year | 10.55 | 5% | 10.0225
38194 | Belden Wire | EXTAS2BP | ADAPTER, BYPASS | EA |  | 1 Year | 40.35 | 5% | 38.3325
38195 | Belden Wire | F11QST | F11 QUAD SHIELD | EA |  | 1 Year | 7 | 5% | 6.65
38196 | Belden Wire | F11WR | F11 CONN. 60% TO | EA |  | 1 Year | 5.4075 | 5% | 5.1371
38197 | Belden Wire | F15638BZ | SLEEVE, GROUND 15A-30A | EA |  | 1 Year | 2.2055 | 5% | 2.0952
38198 | Belden Wire | F20581B | CURRENT SLEEVE | EA |  | 1 Year | 1.9033 | 5% | 1.8081
38199 | Belden Wire | F20583B | POLARIZING SLEEVE | EA |  | 1 Year | 1.685 | 5% | 1.6007
38200 | Belden Wire | F20721BZ | CURRENT PIN | EA |  | 1 Year | 1.309 | 5% | 1.2435
38201 | Belden Wire | F20721Z | CURRENT PIN | EA |  | 1 Year | 1.1061 | 5% | 1.0508
38202 | Belden Wire | F20722BZ | CURRENT PIN | EA |  | 1 Year | 1.7349 | 5% | 1.6482
38203 | Belden Wire | F23175BLANK | POLARIZING PIN 2W-2P (SPECIAL) | EA |  | 1 Year | 0.8891 | 5% | 0.84464
38204 | Belden Wire | F304VC | CONNECTOR F MALE | EA |  | 1 Year | 1.1 | 5% | 1.045
38205 | Belden Wire | F34501A | STAND-OFF .3125-18 MALE/FEMALE | EA |  | 1 Year | 1.2356 | 5% | 1.1738
38206 | Belden Wire | F60CH | F MALE CONNECTOR | EA |  | 1 Year | 1.58 | 5% | 1.501
38207 | Belden Wire | F611CH | F MALE | EA |  | 1 Year | 1.2 | 5% | 1.14
38208 | Belden Wire | F71-LRC | SPLICE MALE TO MALE | EA |  | 1 Year | 9 | 5% | 8.55
38209 | Belden Wire | F7CH | F7CH ASSEMBLY | EA |  | 1 Year | 7 | 5% | 6.65
38210 | Belden Wire | F7QS | F MALE F7QS ASSEMBLY | EA |  | 1 Year | 6.5 | 5% | 6.175
38211 | Belden Wire | F81D | SPLICE F FEM WITH D FLATS | EA |  | 1 Year | 2 | 5% | 1.9
38212 | Belden Wire | F81DF | SPLICE F FEM D FLATS | EA |  | 1 Year | 1.75 | 5% | 1.6625
38213 | Belden Wire | FA-TSA-100 | Tofino Security Appliance | EA |  | 1 Year | 587.46 | 5% | 558.087
38214 | Belden Wire | FBB92-0-PLUG | GEPCO SMPTE BOOT- PLUG | EA |  | 1 Year | 8.3 | 5% | 7.885
38215 | Belden Wire | FBB92-0-SOCKET | GEPCO BRAND SMPTE BOOT SOCKET | EA |  | 1 Year | 10 | 5% | 9.5
38216 | Belden Wire | FBC-1 | FIBER BOND CLAMP | EA |  | 1 Year | 10.4222 | 5% | 9.9011
38217 | Belden Wire | FC1H06LDFS | FX UHD CASS OM1 06P SPLICING | EA |  | 1 Year | 87.583 | 5% | 83.2038
38218 | Belden Wire | FC1H06SDFS | FX UHD CASS OM1 06P SPLICING | EA |  | 1 Year | 87.583 | 5% | 83.2038
38219 | Belden Wire | FC1H12LDFS | FX UHD CASS OM1 12P SPLICING | EA |  | 1 Year | 127.363 | 5% | 120.9948
38220 | Belden Wire | FC1U06SDMF | FXU CASS OM1 06P MPO12(F) | EA |  | 1 Year | 258.1238 | 5% | 245.2176
38221 | Belden Wire | FC1U06SDMF1T | FXU CASS OM1 06P MPO12(F) | EA |  | 1 Year | 258.1238 | 5% | 245.2176
38222 | Belden Wire | FC1U12LDMF | FXU CASS OM1 12P MPO12(F) | EA |  | 1 Year | 506.4938 | 5% | 481.1691
38223 | Belden Wire | FC1U12STMF | FXU CASS OM1 12P MPO12(F) | EA |  | 1 Year | 385.8788 | 5% | 366.5849
38224 | Belden Wire | FC1U12STMF1T | FXU CASS OM1 12P MPO12(F) | EA |  | 1 Year | 385.8788 | 5% | 366.5849
38225 | Belden Wire | FC1X06LDFS | FX ECX CASS OM1 06P SPLICING | EA |  | 1 Year | 88.054 | 5% | 83.6513
38226 | Belden Wire | FC1X06MPFS | FX ECX CASS OM1 06P SPLICING | EA |  | 1 Year | 121.912 | 5% | 115.8164
38227 | Belden Wire | FC1X06SCFS | FX ECX CASS OM1 06P SPLICING | EA |  | 1 Year | 76.0218 | 5% | 72.2207
38228 | Belden Wire | FC1X06SDFS | FX ECX CASS OM1 06P SPLICING | EA |  | 1 Year | 88.054 | 5% | 83.6513
38229 | Belden Wire | FC1X12LDFS | FX ECX CASS OM1 12P SPLICING | EA |  | 1 Year | 128.068 | 5% | 121.6646
38230 | Belden Wire | FC1X12SCFS | FX ECX CASS OM1 12P SPLICING | EA |  | 1 Year | 104.0036 | 5% | 98.8034
38231 | Belden Wire | FC3H06LDFS | FX UHD CASS OM3 06P SPLICING | EA |  | 1 Year | 87.583 | 5% | 83.2038
38232 | Belden Wire | FC3H06SDFS | FX UHD CASS OM3 06P SPLICING | EA |  | 1 Year | 87.583 | 5% | 83.2038
38233 | Belden Wire | FC3H12LDFS | FX UHD CASS OM3 12P SPLICING | EA |  | 1 Year | 127.363 | 5% | 120.9948
38234 | Belden Wire | FC3H12MPFS | FX UHD CASS OM3 12P SPLICING | EA |  | 1 Year | 194.683 | 5% | 184.9488
38235 | Belden Wire | FC3H16LD4F | FXU CASS OM3 16P MPO12(F) | EA |  | 1 Year | 830.943 | 5% | 789.3958
38236 | Belden Wire | FC3H18LDMF | FX UHD CASS OM3 18P MPO12(F) | EA |  | 1 Year | 752.913 | 5% | 715.2673
38237 | Belden Wire | FC3H18LDMF1A | FX UHD CASS OM3 18P MPO12(F) | EA |  | 1 Year | 752.913 | 5% | 715.2673
38238 | Belden Wire | FC3H18LDMM | FX UHD CASS OM3 18P MPO12(M) | EA |  | 1 Year | 752.913 | 5% | 715.2673
38239 | Belden Wire | FC3L12LDMF | FXU A_CASS_L OM3 12P MPO12(F) | EA |  | 1 Year | 606.492 | 5% | 576.1674
38240 | Belden Wire | FC3L12LDMF1A | FXU A_CASS_L OM3 12P MPO12(F) | EA |  | 1 Year | 606.492 | 5% | 576.1674
38241 | Belden Wire | FC3R12LDMF | FXU A_CASS_R OM3 12P MPO12(F) | EA |  | 1 Year | 606.492 | 5% | 576.1674
38242 | Belden Wire | FC3R12LDMF1A | FXU A_CASS_R OM3 12P MPO12(F) | EA |  | 1 Year | 606.492 | 5% | 576.1674
38243 | Belden Wire | FC3U04LD4F | FXU CASS OM3 4P MPO12(F) | EA |  | 1 Year | 215.5388 | 5% | 204.7619
38244 | Belden Wire | FC3U064MMF | FXU CASS OM3 06P MPO12(F) | EA |  | 1 Year | 1215.9038 | 5% | 1155.1086
38245 | Belden Wire | FC3U06LSMM | FXU CASS OM3 06P MPO12(M) | EA |  | 1 Year | 272.3188 | 5% | 258.7029
38246 | Belden Wire | FC3U06SDMF | FXU CASS OM3 06P MPO12(F) | EA |  | 1 Year | 258.1238 | 5% | 245.2176
38247 | Belden Wire | FC3U06SDMF1A | FXU CASS OM3 06P MPO12(F) | EA |  | 1 Year | 258.1238 | 5% | 245.2176
38248 | Belden Wire | FC3U08LD4F | FXU CASS OM3 8P MPO12(F) | EA |  | 1 Year | 421.3238 | 5% | 400.2576
38249 | Belden Wire | FC3U12LD4F | FXU CASS OM3 12P MPO12(F) | EA |  | 1 Year | 627.1088 | 5% | 595.7534
38250 | Belden Wire | FC3U12LDMF | FXU CASS OM3 12P MPO12(F) | EA |  | 1 Year | 506.4938 | 5% | 481.1691
38251 | Belden Wire | FC3U12LDMF1A | FXU CASS OM3 12P MPO12(F) | EA |  | 1 Year | 506.4938 | 5% | 481.1691
38252 | Belden Wire | FC3U12STMF | FXU CASS OM3 12P MPO12(F) | EA |  | 1 Year | 385.8788 | 5% | 366.5849
38253 | Belden Wire | FC3U12STMF1A | FXU CASS OM3 12P MPO12(F) | EA |  | 1 Year | 385.8788 | 5% | 366.5849
38254 | Belden Wire | FC3X06LDFS | FX ECX CASS OM3 06P SPLICING | EA |  | 1 Year | 88.054 | 5% | 83.6513
38255 | Belden Wire | FC3X06MPFS | FX ECX CASS OM3 06P SPLICING | EA |  | 1 Year | 121.912 | 5% | 115.8164
38256 | Belden Wire | FC3X06SCFS | FX ECX CASS OM3 06P SPLICING | EA |  | 1 Year | 76.0218 | 5% | 72.2207
38257 | Belden Wire | FC3X06SDFS | FX ECX CASS OM3 06P SPLICING | EA |  | 1 Year | 88.054 | 5% | 83.6513
38258 | Belden Wire | FC3X12LDFS | FX ECX CASS OM3 12P SPLICING | EA |  | 1 Year | 128.068 | 5% | 121.6646
38259 | Belden Wire | FC3X12MPFS | FX ECX CASS OM3 12P SPLICING | EA |  | 1 Year | 195.784 | 5% | 185.9948
38260 | Belden Wire | FC3X12SCFS | FX ECX CASS OM3 12P SPLICING | EA |  | 1 Year | 104.0036 | 5% | 98.8034
38261 | Belden Wire | FC4H06LDFS | FX UHD CASS OM4 06P SPLICING | EA |  | 1 Year | 87.583 | 5% | 83.2038
38262 | Belden Wire | FC4H06LKFSNA | FX UHD CASS OM4 06P SPLICING | EA |  | 1 Year | 97.528 | 5% | 92.6516
38263 | Belden Wire | FC4H06LKFSNB | FX UHD CASS OM4 06P SPLICING | EA |  | 1 Year | 97.528 | 5% | 92.6516
38264 | Belden Wire | FC4H06LKFSNG | FX UHD CASS OM4 06P SPLICING | EA |  | 1 Year | 97.528 | 5% | 92.6516
38265 | Belden Wire | FC4H06LKFSNM | FX UHD CASS OM4 06P SPLICING | EA |  | 1 Year | 97.528 | 5% | 92.6516
38266 | Belden Wire | FC4H06LKFSNN | FX UHD CASS OM4 06P SPLICING | EA |  | 1 Year | 97.528 | 5% | 92.6516
38267 | Belden Wire | FC4H06LKFSNO | FX UHD CASS OM4 06P SPLICING | EA |  | 1 Year | 97.528 | 5% | 92.6516
38268 | Belden Wire | FC4H06LKFSNP | FX UHD CASS OM4 06P SPLICING | EA |  | 1 Year | 97.528 | 5% | 92.6516
38269 | Belden Wire | FC4H06LKFSNR | FX UHD CASS OM4 06P SPLICING | EA |  | 1 Year | 97.528 | 5% | 92.6516
38270 | Belden Wire | FC4H06LKFSNS | FX UHD CASS OM4 06P SPLICING | EA |  | 1 Year | 97.528 | 5% | 92.6516
38271 | Belden Wire | FC4H06LKFSNV | FX UHD CASS OM4 06P SPLICING | EA |  | 1 Year | 97.528 | 5% | 92.6516
38272 | Belden Wire | FC4H06LKFSNW | FX UHD CASS OM4 06P SPLICING | EA |  | 1 Year | 97.528 | 5% | 92.6516
38273 | Belden Wire | FC4H06LKFSNY | FX UHD CASS OM4 06P SPLICING | EA |  | 1 Year | 97.528 | 5% | 92.6516
38274 | Belden Wire | FC4H06SDFS | FX UHD CASS OM4 06P SPLICING | EA |  | 1 Year | 87.583 | 5% | 83.2038
38275 | Belden Wire | FC4H12LDFS | FX UHD CASS OM4 12P SPLICING | EA |  | 1 Year | 127.363 | 5% | 120.9948
38276 | Belden Wire | FC4H12MPFS | FX UHD CASS OM4 12P SPLICING | EA |  | 1 Year | 194.683 | 5% | 184.9488
38277 | Belden Wire | FC4H16LD4F | FXU CASS OM4 16P MPO12(F) | EA |  | 1 Year | 1075.3787 | 5% | 1021.6098
38278 | Belden Wire | FC4H18LDMF | FX UHD CASS OM4 18P MPO12(F) | EA |  | 1 Year | 958.2335 | 5% | 910.3218
38279 | Belden Wire | FC4H18LDMF1E | FX UHD CASS OM4 18P MPO12(F) | EA |  | 1 Year | 958.2335 | 5% | 910.3218
38280 | Belden Wire | FC4H18LDMM | FX UHD CASS OM4 18P MPO12(M) | EA |  | 1 Year | 958.2335 | 5% | 910.3218
38281 | Belden Wire | FC4H18LDMMAA | FX UHD CASS OM4 18P MPO12(M) | EA |  | 1 Year | 958.2335 | 5% | 910.3218
38282 | Belden Wire | FC4L12LDMF | FXU A_CASS_L OM4 12P MPO12(F) | EA |  | 1 Year | 770.7484 | 5% | 732.211
38283 | Belden Wire | FC4L12LDMF1E | FXU A_CASS_L OM4 12P MPO12(F) | EA |  | 1 Year | 770.7484 | 5% | 732.211
38284 | Belden Wire | FC4M06LDMF | FXM CASS OM4 06P MPO12(F) | EA |  | 1 Year | 661.3082 | 5% | 628.2428
38285 | Belden Wire | FC4M06LDMF1E | FXM CASS OM4 06P MPO12(F) | EA |  | 1 Year | 661.3082 | 5% | 628.2428
38286 | Belden Wire | FC4M06LDMMAA | FXM CASS OM4 06P MPO12(M) | EA |  | 1 Year | 661.3082 | 5% | 628.2428
38287 | Belden Wire | FC4M12LDMF | FXM CASS OM4 12P MPO12(F) | EA |  | 1 Year | 1215.726 | 5% | 1154.9397
38288 | Belden Wire | FC4M12LDMF1E | FXM CASS OM4 12P MPO12(F) | EA |  | 1 Year | 1215.726 | 5% | 1154.9397
38289 | Belden Wire | FC4R12LDMF | FXU A_CASS_R OM4 12P MPO12(F) | EA |  | 1 Year | 770.7484 | 5% | 732.211
38290 | Belden Wire | FC4R12LDMF1E | FXU A_CASS_R OM4 12P MPO12(F) | EA |  | 1 Year | 770.7484 | 5% | 732.211
38291 | Belden Wire | FC4U04LD4F | FXU CASS OM4 4P MPO12(F) | EA |  | 1 Year | 276.6477 | 5% | 262.8153
38292 | Belden Wire | FC4U04LD4F4A | FXU CASS OM4 4P MPO12(F) | EA |  | 1 Year | 276.6477 | 5% | 262.8153
38293 | Belden Wire | FC4U064MMF | FXU CASS OM4 06P MPO12(F) | EA |  | 1 Year | 1680.368 | 5% | 1596.3496
38294 | Belden Wire | FC4U064MMF4A | FXU CASS OM4 06P MPO12(F) | EA |  | 1 Year | 1680.368 | 5% | 1596.3496
38295 | Belden Wire | FC4U06LDMF | FXU CASS OM4 06P MPO12(F) | EA |  | 1 Year | 326.5639 | 5% | 310.2357
38296 | Belden Wire | FC4U06LDMF1E | FXU CASS OM4 06P MPO12(F) | EA |  | 1 Year | 326.5639 | 5% | 310.2357
38297 | Belden Wire | FC4U06LDMM | FXU CASS OM4 06P MPO12(M) | EA |  | 1 Year | 326.5639 | 5% | 310.2357
38298 | Belden Wire | FC4U08LD4F | FXU CASS OM4 8P MPO12(F) | EA |  | 1 Year | 543.5416 | 5% | 516.3645
38299 | Belden Wire | FC4U08LD4F4A | FXU CASS OM4 8P MPO12(F) | EA |  | 1 Year | 543.5416 | 5% | 516.3645
38300 | Belden Wire | FC4U12LD4F | FXU CASS OM4 12P MPO12(F) | EA |  | 1 Year | 810.4355 | 5% | 769.9137
38301 | Belden Wire | FC4U12LD4F4A | FXU CASS OM4 12P MPO12(F) | EA |  | 1 Year | 810.4355 | 5% | 769.9137
38302 | Belden Wire | FC4U12LDMF | FXU CASS OM4 12P MPO12(F) | EA |  | 1 Year | 643.3741 | 5% | 611.2054
38303 | Belden Wire | FC4U12LDMF1E | FXU CASS OM4 12P MPO12(F) | EA |  | 1 Year | 643.3741 | 5% | 611.2054
38304 | Belden Wire | FC4X06LDFS | FX ECX CASS OM4 06P SPLICING | EA |  | 1 Year | 88.054 | 5% | 83.6513
38305 | Belden Wire | FC4X06MPFS | FX ECX CASS OM4 06P SPLICING | EA |  | 1 Year | 121.912 | 5% | 115.8164
38306 | Belden Wire | FC4X06SCFS | FX ECX CASS OM4 06P SPLICING | EA |  | 1 Year | 76.0218 | 5% | 72.2207
38307 | Belden Wire | FC4X06SDFS | FX ECX CASS OM4 06P SPLICING | EA |  | 1 Year | 88.054 | 5% | 83.6513
38308 | Belden Wire | FC4X12LDFS | FX ECX CASS OM4 12P SPLICING | EA |  | 1 Year | 128.068 | 5% | 121.6646
38309 | Belden Wire | FC4X12MPFS | FX ECX CASS OM4 12P SPLICING | EA |  | 1 Year | 195.784 | 5% | 185.9948
38310 | Belden Wire | FC4X12SCFS | FX ECX CASS OM4 12P SPLICING | EA |  | 1 Year | 104.0036 | 5% | 98.8034
38311 | Belden Wire | FCS11S | SECURITY SHIELD | EA |  | 1 Year | 1.79 | 5% | 1.7005
38312 | Belden Wire | FCS3S | SECURITY SHIELD | EA |  | 1 Year | 0.695 | 5% | 0.66025
38313 | Belden Wire | FCS3SNS | SECURITY SHIELD,SHORT | EA |  | 1 Year | 0.66 | 5% | 0.627
38314 | Belden Wire | FCS5T | SECURITY SHIELD | EA |  | 1 Year | 0.75 | 5% | 0.7125
38315 | Belden Wire | FCS9S | SECURITY SHIELD | EA |  | 1 Year | 0.77 | 5% | 0.7315
38316 | Belden Wire | FCS9T | SECURITY SHIELD | EA |  | 1 Year | 0.8 | 5% | 0.76
38317 | Belden Wire | FCSH06LAFS | FX UHD CASS OS2 06P SPLICING | EA |  | 1 Year | 99.803 | 5% | 94.8128
38318 | Belden Wire | FCSH06LDFS | FX UHD CASS OS2 06P SPLICING | EA |  | 1 Year | 94.603 | 5% | 89.8728
38319 | Belden Wire | FCSH06LKFSNA | FX UHD CASS OS2 06P SPLICING | EA |  | 1 Year | 106.303 | 5% | 100.9878
38320 | Belden Wire | FCSH06LKFSNB | FX UHD CASS OS2 06P SPLICING | EA |  | 1 Year | 106.303 | 5% | 100.9878
38321 | Belden Wire | FCSH06LKFSNG | FX UHD CASS OS2 06P SPLICING | EA |  | 1 Year | 106.303 | 5% | 100.9878
38322 | Belden Wire | FCSH06LKFSNM | FX UHD CASS OS2 06P SPLICING | EA |  | 1 Year | 106.303 | 5% | 100.9878
38323 | Belden Wire | FCSH06LKFSNN | FX UHD CASS OS2 06P SPLICING | EA |  | 1 Year | 106.303 | 5% | 100.9878
38324 | Belden Wire | FCSH06LKFSNO | FX UHD CASS OS2 06P SPLICING | EA |  | 1 Year | 106.303 | 5% | 100.9878
38325 | Belden Wire | FCSH06LKFSNP | FX UHD CASS OS2 06P SPLICING | EA |  | 1 Year | 106.303 | 5% | 100.9878
38326 | Belden Wire | FCSH06LKFSNR | FX UHD CASS OS2 06P SPLICING | EA |  | 1 Year | 106.303 | 5% | 100.9878
38327 | Belden Wire | FCSH06LKFSNS | FX UHD CASS OS2 06P SPLICING | EA |  | 1 Year | 106.303 | 5% | 100.9878
38328 | Belden Wire | FCSH06LKFSNV | FX UHD CASS OS2 06P SPLICING | EA |  | 1 Year | 106.303 | 5% | 100.9878
38329 | Belden Wire | FCSH06LKFSNW | FX UHD CASS OS2 06P SPLICING | EA |  | 1 Year | 106.303 | 5% | 100.9878
38330 | Belden Wire | FCSH06LKFSNY | FX UHD CASS OS2 06P SPLICING | EA |  | 1 Year | 106.303 | 5% | 100.9878
38331 | Belden Wire | FCSH06SDFS | FX UHD CASS OS2 06P SPLICING | EA |  | 1 Year | 94.603 | 5% | 89.8728
38332 | Belden Wire | FCSH12FCFS | FX UHD CASS OS2 12P SPLICING | EA |  | 1 Year | 235.003 | 5% | 223.2528
38333 | Belden Wire | FCSH12LAFS | FX UHD CASS OS2 12P SPLICING | EA |  | 1 Year | 151.803 | 5% | 144.2129
38334 | Belden Wire | FCSH12LDFS | FX UHD CASS OS2 12P SPLICING | EA |  | 1 Year | 141.403 | 5% | 134.3328
38335 | Belden Wire | FCSH12MPFS | FX UHD CASS OS2 12P SPLICING | EA |  | 1 Year | 194.683 | 5% | 184.9488
38336 | Belden Wire | FCSH12SBFS | FX UHD CASS OS2 12P SPLICING | EA |  | 1 Year | 112.803 | 5% | 107.1628
38337 | Belden Wire | FCSH12STFS | FX UHD CASS OS2 12P SPLICING | EA |  | 1 Year | 141.403 | 5% | 134.3328
38338 | Belden Wire | FCSH18LAMF | FX UHD CASS OS2 18P MPO12(F) | EA |  | 1 Year | 973.4918 | 5% | 924.8172
38339 | Belden Wire | FCSH18LAMF1G | FX UHD CASS OS2 18P MPO12(F) | EA |  | 1 Year | 973.4918 | 5% | 924.8172
38340 | Belden Wire | FCSH18LAMM | FX UHD CASS OS2 18P MPO12(M) | EA |  | 1 Year | 973.4918 | 5% | 924.8172
38341 | Belden Wire | FCSH18LDMF | FX UHD CASS OS2 18P MPO12(F) | EA |  | 1 Year | 921.2355 | 5% | 875.1737
38342 | Belden Wire | FCSH18LDMF1B | FX UHD CASS OS2 18P MPO12(F) | EA |  | 1 Year | 921.2355 | 5% | 875.1737
38343 | Belden Wire | FCSL12LDMF | FXU A_CASS_L OS2 12P MPO12(F) | EA |  | 1 Year | 741.15 | 5% | 704.0925
38344 | Belden Wire | FCSL12LDMF1B | FXU A_CASS_L OS2 12P MPO12(F) | EA |  | 1 Year | 741.15 | 5% | 704.0925
38345 | Belden Wire | FCSR12LDMF | FXU A_CASS_R OS2 12P MPO12(F) | EA |  | 1 Year | 741.15 | 5% | 704.0925
38346 | Belden Wire | FCSR12LDMF1B | FXU A_CASS_R OS2 12P MPO12(F) | EA |  | 1 Year | 741.15 | 5% | 704.0925
38347 | Belden Wire | FCSSNS | SNS SECURITY SHIELD | EA |  | 1 Year | 0.56 | 5% | 0.532
38348 | Belden Wire | FCSSNS11 | SNS SECURITY SHIELD | EA |  | 1 Year | 1.25 | 5% | 1.1875
38349 | Belden Wire | FCSU06LAMF | FXU CASS OS2 06P MPO12(F) | EA |  | 1 Year | 331.65 | 5% | 315.0675
38350 | Belden Wire | FCSU06LAMM | FXU CASS OS2 06P MPO12(M) | EA |  | 1 Year | 331.65 | 5% | 315.0675
38351 | Belden Wire | FCSU06LDMF | FXU CASS OS2 06P MPO12(F) | EA |  | 1 Year | 314.2313 | 5% | 298.5197
38352 | Belden Wire | FCSU06LDMF1B | FXU CASS OS2 06P MPO12(F) | EA |  | 1 Year | 314.2313 | 5% | 298.5197
38353 | Belden Wire | FCSU06SDMF | FXU CASS OS2 06P MPO12(F) | EA |  | 1 Year | 314.2313 | 5% | 298.5197
38354 | Belden Wire | FCSU06SDMF1B | FXU CASS OS2 06P MPO12(F) | EA |  | 1 Year | 314.2313 | 5% | 298.5197
38355 | Belden Wire | FCSU12LAMF1G | FXU CASS OS2 12P MPO12(F) | EA |  | 1 Year | 653.5463 | 5% | 620.869
38356 | Belden Wire | FCSU12LAMM | FXU CASS OS2 12P MPO12(M) | EA |  | 1 Year | 653.5463 | 5% | 620.869
38357 | Belden Wire | FCSU12LDMF | FXU CASS OS2 12P MPO12(F) | EA |  | 1 Year | 618.7088 | 5% | 587.7734
38358 | Belden Wire | FCSU12LDMF1B | FXU CASS OS2 12P MPO12(F) | EA |  | 1 Year | 618.7088 | 5% | 587.7734
38359 | Belden Wire | FCSU12LDMM | FXU CASS OS2 12P MPO12(M) | EA |  | 1 Year | 618.7088 | 5% | 587.7734
38360 | Belden Wire | FCSU12SBMF | FXU CASS OS2 12P MPO12(F) | EA |  | 1 Year | 375.1969 | 5% | 356.4371
38361 | Belden Wire | FCSU12SBMM | FXU CASS OS2 12P MPO12(M) | EA |  | 1 Year | 375.1969 | 5% | 356.4371
38362 | Belden Wire | FCSU12SCMF | FXU CASS OS2 12P MPO12(F) | EA |  | 1 Year | 353.4234 | 5% | 335.7522
38363 | Belden Wire | FCSU12SCMF1B | FXU CASS OS2 12P MPO12(F) | EA |  | 1 Year | 353.4234 | 5% | 335.7522
38364 | Belden Wire | FCSU12SCMM | FXU CASS OS2 12P MPO12(M) | EA |  | 1 Year | 353.4234 | 5% | 335.7522
38365 | Belden Wire | FCSU12STMF | FXU CASS OS2 12P MPO12(F) | EA |  | 1 Year | 471 | 5% | 447.45
38366 | Belden Wire | FCSU12STMF1B | FXU CASS OS2 12P MPO12(F) | EA |  | 1 Year | 471 | 5% | 447.45
38367 | Belden Wire | FCSX06LAFS | FX ECX CASS OS2 06P SPLICING | EA |  | 1 Year | 100.3459 | 5% | 95.3286
38368 | Belden Wire | FCSX06LDFS | FX ECX CASS OS2 06P SPLICING | EA |  | 1 Year | 95.1153 | 5% | 90.3595
38369 | Belden Wire | FCSX06MPFS | FX ECX CASS OS2 06P SPLICING | EA |  | 1 Year | 121.912 | 5% | 115.8164
38370 | Belden Wire | FCSX06SAFS | FX ECX CASS OS2 06P SPLICING | EA |  | 1 Year | 100.3459 | 5% | 95.3286
38371 | Belden Wire | FCSX06SBFS | FX ECX CASS OS2 06P SPLICING | EA |  | 1 Year | 80.7312 | 5% | 76.6946
38372 | Belden Wire | FCSX06SCFS | FX ECX CASS OS2 06P SPLICING | EA |  | 1 Year | 80.9598 | 5% | 76.9118
38373 | Belden Wire | FCSX06SDFS | FX ECX CASS OS2 06P SPLICING | EA |  | 1 Year | 95.1153 | 5% | 90.3595
38374 | Belden Wire | FCSX06STFS | FX ECX CASS OS2 06P SPLICING | EA |  | 1 Year | 95.1153 | 5% | 90.3595
38375 | Belden Wire | FCSX12LAFS | FX ECX CASS OS2 12P SPLICING | EA |  | 1 Year | 152.6518 | 5% | 145.0192
38376 | Belden Wire | FCSX12LDFS | FX ECX CASS OS2 12P SPLICING | EA |  | 1 Year | 142.1906 | 5% | 135.0811
38377 | Belden Wire | FCSX12MPFS | FX ECX CASS OS2 12P SPLICING | EA |  | 1 Year | 195.784 | 5% | 185.9948
38378 | Belden Wire | FCSX12SCFS | FX ECX CASS OS2 12P SPLICING | EA |  | 1 Year | 113.8796 | 5% | 108.1856
38379 | Belden Wire | FCSX12STFS | FX ECX CASS OS2 12P SPLICING | EA |  | 1 Year | 142.1906 | 5% | 135.0811
38380 | Belden Wire | FCZH00BBFS | FX UHD CASSETTE EMPTY SPLICING | EA |  | 1 Year | 48.45 | 5% | 46.0275
38381 | Belden Wire | FD1B008LB | FD BO OM1 8F LS/OFNR SU_2.0 | FT |  | 1 Year | 2.2932 | 5% | 2.1785
38382 | Belden Wire | FD1D002L9 | FD DN_TB OM1 2F LSZH NON_UNI | FT |  | 1 Year | 0.6833 | 5% | 0.64914
38383 | Belden Wire | FD1D002L9O | FD DN_TB OM1 2F LSZH | FT |  | 1 Year | 0.8039 | 5% | 0.7637
38384 | Belden Wire | FD1D002R9 | FD DN_TB OM1 2F OFNR | FT |  | 1 Year | 0.4241 | 5% | 0.40289
38385 | Belden Wire | FD1D004L9O | FD DN_TB OM1 4F LSZH | FT |  | 1 Year | 1.2667 | 5% | 1.2034
38386 | Belden Wire | FD1D004R9 | FD DN_TB OM1 4F OFNR | FT |  | 1 Year | 0.6683 | 5% | 0.63488
38387 | Belden Wire | FD1D006F9 | FD DN_TB OM1 6F OFCR_AIA | FT |  | 1 Year | 1.7873 | 5% | 1.6979
38388 | Belden Wire | FD1D006L9 | FD DN_TB OM1 6F LSZH NON_UNI | FT |  | 1 Year | 1.0187 | 5% | 0.96776
38389 | Belden Wire | FD1D006L9O | FD DN_TB OM1 6F LSZH | FT |  | 1 Year | 1.1985 | 5% | 1.1386
38390 | Belden Wire | FD1D006R9 | FD DN_TB OM1 6F OFNR | FT |  | 1 Year | 0.6323 | 5% | 0.60068
38391 | Belden Wire | FD1D008L9O | FD DN_TB OM1 8F LSZH | FT |  | 1 Year | 1.9488 | 5% | 1.8514
38392 | Belden Wire | FD1D008R9 | FD DN_TB OM1 8F OFNR | FT |  | 1 Year | 1.0282 | 5% | 0.97679
38393 | Belden Wire | FD1D012F9 | FD DN_TB OM1 12F OFCR_AIA | FT |  | 1 Year | 2.3117 | 5% | 2.1961
38394 | Belden Wire | FD1D012L9 | FD DN_TB OM1 12F LSZH NON_UNI | FT |  | 1 Year | 1.8635 | 5% | 1.7703
38395 | Belden Wire | FD1D012L9O | FD DN_TB OM1 12F LSZH | FT |  | 1 Year | 2.1924 | 5% | 2.0828
38396 | Belden Wire | FD1D012R9 | FD DN_TB OM1 12F OFNR | FT |  | 1 Year | 1.1567 | 5% | 1.0989
38397 | Belden Wire | FD1D024AJ | FD DN_TB OM1 24F OFCP_AIA | FT |  | 1 Year | 5.2647 | 5% | 5.0015
38398 | Belden Wire | FD1D024F9 | FD DN_TB OM1 24F OFCR_AIA | FT |  | 1 Year | 3.8539 | 5% | 3.6612
38399 | Belden Wire | FD1D024FJ | FD DN_TB OM1 24F OFCR_AIA | FT |  | 1 Year | 4.922 | 5% | 4.6759
38400 | Belden Wire | FD1D024L9 | FD DN_TB OM1 24F LSZH NON_UNI | FT |  | 1 Year | 4.3483 | 5% | 4.1309
38401 | Belden Wire | FD1D024P9 | FD DN_TB OM1 24F OFNP | FT |  | 1 Year | 2.9988 | 5% | 2.8489
38402 | Belden Wire | FD1D024PJ | FD DN_TB OM1 24F OFNP | FT |  | 1 Year | 3.4272 | 5% | 3.2558
38403 | Belden Wire | FD1D024R9 | FD DN_TB OM1 24F OFNR | FT |  | 1 Year | 2.6989 | 5% | 2.564
38404 | Belden Wire | FD1D024RJ | FD DN_TB OM1 24F OFNR | FT |  | 1 Year | 3.0845 | 5% | 2.9303
38405 | Belden Wire | FD1D036AJ | FD DN_TB OM1 36F OFCP_AIA | FT |  | 1 Year | 8.2635 | 5% | 7.8503
38406 | Belden Wire | FD1D036FJ | FD DN_TB OM1 36F OFCR_AIA | FT |  | 1 Year | 7.6209 | 5% | 7.2399
38407 | Belden Wire | FD1D036LJO | FD DN_TB OM1 36F LSZH | FT |  | 1 Year | 10.962 | 5% | 10.4139
38408 | Belden Wire | FD1D036PJ | FD DN_TB OM1 36F OFNP | FT |  | 1 Year | 6.426 | 5% | 6.1047
38409 | Belden Wire | FD1D036RJ | FD DN_TB OM1 36F OFNR | FT |  | 1 Year | 5.7834 | 5% | 5.4942
38410 | Belden Wire | FD1D048AK | FD DN_TB OM1 48F OFCP_AIA | FT |  | 1 Year | 8.0065 | 5% | 7.6062
38411 | Belden Wire | FD1D048FK | FD DN_TB OM1 48F OFCR_AIA | FT |  | 1 Year | 7.3896 | 5% | 7.0201
38412 | Belden Wire | FD1D048LK | FD DN_TB OM1 48F LSZH UNI_12F | FT |  | 1 Year | 8.945 | 5% | 8.4977
38413 | Belden Wire | FD1D048LKO | FD DN_TB OM1 48F LSZH | FT |  | 1 Year | 10.5235 | 5% | 9.9973
38414 | Belden Wire | FD1D048PK | FD DN_TB OM1 48F OFNP | FT |  | 1 Year | 6.169 | 5% | 5.8605
38415 | Belden Wire | FD1D048RK | FD DN_TB OM1 48F OFNR | FT |  | 1 Year | 5.5521 | 5% | 5.2745
38416 | Belden Wire | FD1D072AK | FD DN_TB OM1 72F OFCP_AIA | FT |  | 1 Year | 12.1191 | 5% | 11.5131
38417 | Belden Wire | FD1D072FK | FD DN_TB OM1 72F OFCR_AIA | FT |  | 1 Year | 11.0909 | 5% | 10.5364
38418 | Belden Wire | FD1D072LK | FD DN_TB OM1 72F LSZH UNI_12F | FT |  | 1 Year | 14.9083 | 5% | 14.1629
38419 | Belden Wire | FD1D072LKO | FD DN_TB OM1 72F LSZH | FT |  | 1 Year | 17.5392 | 5% | 16.6622
38420 | Belden Wire | FD1D072PK | FD DN_TB OM1 72F OFNP | FT |  | 1 Year | 10.2816 | 5% | 9.7675
38421 | Belden Wire | FD1D072RK | FD DN_TB OM1 72F OFNR | FT |  | 1 Year | 9.2534 | 5% | 8.7907
38422 | Belden Wire | FD1D096AK | FD DN_TB OM1 96F OFCP_AIA | FT |  | 1 Year | 15.5463 | 5% | 14.769
38423 | Belden Wire | FD1D096FK | FD DN_TB OM1 96F OFCR_AIA | FT |  | 1 Year | 14.1754 | 5% | 13.4666
38424 | Belden Wire | FD1D096LK | FD DN_TB OM1 96F LSZH UNI_12F | FT |  | 1 Year | 19.8778 | 5% | 18.8839
38425 | Belden Wire | FD1D096LKO | FD DN_TB OM1 96F LSZH | FT |  | 1 Year | 23.3856 | 5% | 22.2163
38426 | Belden Wire | FD1D096PK | FD DN_TB OM1 96F OFNP | FT |  | 1 Year | 13.7088 | 5% | 13.0234
38427 | Belden Wire | FD1D096RK | FD DN_TB OM1 96F OFNR | FT |  | 1 Year | 12.3379 | 5% | 11.721
38428 | Belden Wire | FD1D144AK | FD DN_TB OM1 144F OFCP_AIA | FT |  | 1 Year | 20.3444 | 5% | 19.3272
38429 | Belden Wire | FD1D144FK | FD DN_TB OM1 144F OFCR_AIA | FT |  | 1 Year | 18.4937 | 5% | 17.569
38430 | Belden Wire | FD1D144LK | FD DN_TB OM1 144F LSZH UNI_12F | FT |  | 1 Year | 26.835 | 5% | 25.4932
38431 | Belden Wire | FD1D144LKO | FD DN_TB OM1 144F LSZH | FT |  | 1 Year | 31.5706 | 5% | 29.9921
38432 | Belden Wire | FD1D144PK | FD DN_TB OM1 144F OFNP | FT |  | 1 Year | 18.5069 | 5% | 17.5816
38433 | Belden Wire | FD1D144RK | FD DN_TB OM1 144F OFNR | FT |  | 1 Year | 16.6562 | 5% | 15.8234
38434 | Belden Wire | FD1H0065F | FD DJSCA_LT OM1 6F OFCR_SCA | FT |  | 1 Year | 1.6572 | 5% | 1.5743
38435 | Belden Wire | FD1H0125G | FD HD_LT OM1 12F OFCR_SCA | FT |  | 1 Year | 2.1339 | 5% | 2.0272
38436 | Belden Wire | FD1H0245G | FD HD_LT OM1 12F OFCR_CST | FT |  | 1 Year | 3.1197 | 5% | 2.9637
38437 | Belden Wire | FD1H0485G | FD DJSCA_LT OM1 48F OFCR_SCA | FT |  | 1 Year | 5.1371 | 5% | 4.8802
38438 | Belden Wire | FD1H0725G | FD DJSCA_LT OM1 72F OFCR_SCA | FT |  | 1 Year | 8.2088 | 5% | 7.7984
38439 | Belden Wire | FD1H0965G | FD DJSCA_LT OM1 96F OFCR_SCA | FT |  | 1 Year | 11.2733 | 5% | 10.7096
38440 | Belden Wire | FD1H1445G | FD DJSCA_LT OM1 144F OFCR_SCA | FT |  | 1 Year | 17.6023 | 5% | 16.7222
38441 | Belden Wire | FD1L006LF | SJAD 6F OM1 OFNR-ZH LT | FT |  | 1 Year | 1.6019 | 5% | 1.5218
38442 | Belden Wire | FD1L006P0 | FD SJAD_LT OM1 6F OFNP | FT |  | 1 Year | 1.1711 | 5% | 1.1125
38443 | Belden Wire | FD1L006RC | SJAD 6F OM1 OFNR LT DRY | FT |  | 1 Year | 2.1891 | 5% | 2.0796
38444 | Belden Wire | FD1L006RF | FD SJAD_LT OM1 6F OFNR | FT |  | 1 Year | 1.0932 | 5% | 1.0385
38445 | Belden Wire | FD1L012LF | SJAD 12F OM1 OFNR-ZH LT | FT |  | 1 Year | 2.3565 | 5% | 2.2387
38446 | Belden Wire | FD1L012P0 | FD SJAD_LT OM1 12F OFNP | FT |  | 1 Year | 1.658 | 5% | 1.5751
38447 | Belden Wire | FD1L012RD | FD BDLT OM1 12F OFNR 12F_ | FT |  | 1 Year | 2.627 | 5% | 2.4956
38448 | Belden Wire | FD1L012RF | SJAD 12F OM1 OFNR LT | FT |  | 1 Year | 1.5881 | 5% | 1.5087
38449 | Belden Wire | FD1L012RG | FD_LT OM1 12F OFNR UNI_12F_GEL | FT |  | 1 Year | 2.0432 | 5% | 1.941
38450 | Belden Wire | FD1L024RD | SJAD 24F OM1 OFNR LT DRY | FT |  | 1 Year | 3.8919 | 5% | 3.6973
38451 | Belden Wire | FD1L024RF | SJAD 24F OM1 OFNR LT BLK | FT |  | 1 Year | 2.3598 | 5% | 2.2418
38452 | Belden Wire | FD1L024RG | FD_LT OM1 24F OFNR UNI_12F_GEL | FT |  | 1 Year | 2.3598 | 5% | 2.2418
38453 | Belden Wire | FD1L036RD | SJAD 36F OM1 OFNR LT DRY | FT |  | 1 Year | 4.3784 | 5% | 4.1595
38454 | Belden Wire | FD1L036RF | SJAD 36F OM1 OFNR LT BLK | FT |  | 1 Year | 3.0341 | 5% | 2.8824
38455 | Belden Wire | FD1L036RG | FD_LT OM1 36F OFNR | FT |  | 1 Year | 3.0341 | 5% | 2.8824
38456 | Belden Wire | FD1L048RD | SJAD 48F OM1 OFNR LT DRY | FT |  | 1 Year | 5.1892 | 5% | 4.9297
38457 | Belden Wire | FD1L048RG | FD SJAD_LT OM1 48F OFNR | FT |  | 1 Year | 4.3762 | 5% | 4.1574
38458 | Belden Wire | FD1L072RD | SJAD 72F OM1 OFNR LT DRY | FT |  | 1 Year | 6.8108 | 5% | 6.4703
38459 | Belden Wire | FD1L072RG | FD SJAD_LT OM1 72F OFNR | FT |  | 1 Year | 6.1055 | 5% | 5.8002
38460 | Belden Wire | FD1L096RD | SJAD 96F OM1 OFNR LT DRY | FT |  | 1 Year | 9.081 | 5% | 8.6269
38461 | Belden Wire | FD1L096RG | FD SJAD_LT OM1 96F OFNR | FT |  | 1 Year | 7.9871 | 5% | 7.5877
38462 | Belden Wire | FD1L144RD | SJAD 144F OM1 OFNR LT DRY | FT |  | 1 Year | 15.1978 | 5% | 14.4379
38463 | Belden Wire | FD1L144RG | FD SJAD_LT OM1 144F OFNR | FT |  | 1 Year | 11.5472 | 5% | 10.9698
38464 | Belden Wire | FD1M006P2 | FD MD_LT OM1 6F OFNP NON_UNI | FT |  | 1 Year | 1.4767 | 5% | 1.4029
38465 | Belden Wire | FD1M012P2 | FD M_D OM1 12F OFNP SU_3.0 | FT |  | 1 Year | 1.4767 | 5% | 1.4029
38466 | Belden Wire | FD1T002RF | FD TO_PVC OM1 2F OFNR | FT |  | 1 Year | 1.3709 | 5% | 1.3024
38467 | Belden Wire | FD1T004RF | FD TO_PVC OM1 4F OFNR | FT |  | 1 Year | 1.3802 | 5% | 1.3112
38468 | Belden Wire | FD1T006RF | FD TO_PVC OM1 6F OFNR | FT |  | 1 Year | 1.4166 | 5% | 1.3458
38469 | Belden Wire | FD1T008RF | FD TO_PVC OM1 8F OFNR | FT |  | 1 Year | 1.9047 | 5% | 1.8095
38470 | Belden Wire | FD1T012RF | FD TO_PVC OM1 12F OFNR UNI 6F | FT |  | 1 Year | 1.9146 | 5% | 1.8189
38471 | Belden Wire | FD1T024RF | FD TO_PVC OM1 24F OFNR | FT |  | 1 Year | 2.8642 | 5% | 2.721
38472 | Belden Wire | FD1Y006RF | FD TO_CPE OM1 6F OFNR | FT |  | 1 Year | 1.944 | 5% | 1.8468
38473 | Belden Wire | FD1Y012RF | FD TO_CPE OM1 12F OFNR | FT |  | 1 Year | 2.5244 | 5% | 2.3982
38474 | Belden Wire | FD1Y048RG | FD TO_CPE OM1 48F OFNR | FT |  | 1 Year | 7.2849 | 5% | 6.9207
38475 | Belden Wire | FD2D002L9O | FD DN_TB OM2 2F LSZH | FT |  | 1 Year | 0.957 | 5% | 0.90915
38476 | Belden Wire | FD2D002R9 | FD DN_TB OM2 2F OFNR | FT |  | 1 Year | 0.5049 | 5% | 0.47965
38477 | Belden Wire | FD2D004L9O | FD DN_TB OM2 4F LSZH | FT |  | 1 Year | 1.508 | 5% | 1.4326
38478 | Belden Wire | FD2D004R9 | FD DN_TB OM2 4F OFNR | FT |  | 1 Year | 0.7956 | 5% | 0.75582
38479 | Belden Wire | FD2D006F9 | FD DN_TB OM2 6F OFCR_AIA | FT |  | 1 Year | 1.8528 | 5% | 1.7602
38480 | Belden Wire | FD2D006L9O | FD DN_TB OM2 6F LSZH | FT |  | 1 Year | 1.4268 | 5% | 1.3555
38481 | Belden Wire | FD2D006R9 | FD DN_TB OM2 6F OFNR | FT |  | 1 Year | 0.7528 | 5% | 0.71516
38482 | Belden Wire | FD2D008R9 | FD DN_TB OM2 8F OFNR NON_UNI | FT |  | 1 Year | 1.224 | 5% | 1.1628
38483 | Belden Wire | FD2D012F9 | FD DN_TB OM2 12F OFCR_AIA | FT |  | 1 Year | 2.477 | 5% | 2.3531
38484 | Belden Wire | FD2D012L9O | FD DN_TB OM2 12F LSZH | FT |  | 1 Year | 2.61 | 5% | 2.4795
38485 | Belden Wire | FD2D012R9 | FD DN_TB OM2 12F OFNR | FT |  | 1 Year | 1.377 | 5% | 1.3081
38486 | Belden Wire | FD2D024AJ | FD DN_TB OM2 24F OFCP_AIA | FT |  | 1 Year | 5.83 | 5% | 5.5385
38487 | Belden Wire | FD2D024F9 | FD DN_TB OM2 24F OFCR_AIA | FT |  | 1 Year | 4.313 | 5% | 4.0973
38488 | Belden Wire | FD2D024FJ | FD DN_TB OM2 24F OFCR_AIA | FT |  | 1 Year | 5.422 | 5% | 5.1509
38489 | Belden Wire | FD2D024L9O | FD DN_TB OM2 24F OFNR NON_UNI | FT |  | 1 Year | 6.09 | 5% | 5.7855
38490 | Belden Wire | FD2D024P9 | FD DN_TB OM2 24F OFNP | FT |  | 1 Year | 3.57 | 5% | 3.3915
38491 | Belden Wire | FD2D024PJ | FD DN_TB OM2 24F OFNP | FT |  | 1 Year | 4.08 | 5% | 3.876
38492 | Belden Wire | FD2D024R9 | FD DN_TB OM2 24F OFNR | FT |  | 1 Year | 3.213 | 5% | 3.0524
38493 | Belden Wire | FD2D024RJ | FD DN_TB OM2 24F OFNR | FT |  | 1 Year | 3.672 | 5% | 3.4884
38494 | Belden Wire | FD2D036AJ | FD DN_TB OM2 36F OFCP_AIA | FT |  | 1 Year | 9.4 | 5% | 8.93
38495 | Belden Wire | FD2D036FJ | FD DN_TB OM2 36F OFCR_AIA | FT |  | 1 Year | 8.635 | 5% | 8.2032
38496 | Belden Wire | FD2D036LJO | FD DN_TB OM2 36F LSZH | FT |  | 1 Year | 13.05 | 5% | 12.3975
38497 | Belden Wire | FD2D036PJ | FD DN_TB OM2 36F OFNP | FT |  | 1 Year | 7.65 | 5% | 7.2675
38498 | Belden Wire | FD2D036RJ | FD DN_TB OM2 36F OFNR | FT |  | 1 Year | 6.885 | 5% | 6.5407
38499 | Belden Wire | FD2D048AK | FD DN_TB OM2 48F OFCP_AIA | FT |  | 1 Year | 9.094 | 5% | 8.6393
38500 | Belden Wire | FD2D048FK | FD DN_TB OM2 48F OFCR_AIA | FT |  | 1 Year | 8.3596 | 5% | 7.9416
38501 | Belden Wire | FD2D048LKO | FD DN_TB OM2 48F LSZH | FT |  | 1 Year | 12.528 | 5% | 11.9016
38502 | Belden Wire | FD2D048PK | FD DN_TB OM2 48F OFNP | FT |  | 1 Year | 7.344 | 5% | 6.9768
38503 | Belden Wire | FD2D048RK | FD DN_TB OM2 48F OFNR | FT |  | 1 Year | 6.6096 | 5% | 6.2791
38504 | Belden Wire | FD2D072AK | FD DN_TB OM2 72F OFCP_AIA | FT |  | 1 Year | 13.99 | 5% | 13.2905
38505 | Belden Wire | FD2D072FK | FD DN_TB OM2 72F OFCR_AIA | FT |  | 1 Year | 12.766 | 5% | 12.1277
38506 | Belden Wire | FD2D072LKO | FD DN_TB OM2 72F LSZH | FT |  | 1 Year | 20.88 | 5% | 19.836
38507 | Belden Wire | FD2D072PK | FD DN_TB OM2 72F OFNP | FT |  | 1 Year | 12.24 | 5% | 11.628
38508 | Belden Wire | FD2D072RK | FD DN_TB OM2 72F OFNR | FT |  | 1 Year | 11.016 | 5% | 10.4652
38509 | Belden Wire | FD2D096AK | FD DN_TB OM2 96F OFCP_AIA | FT |  | 1 Year | 18.07 | 5% | 17.1665
38510 | Belden Wire | FD2D096FK | FD DN_TB OM2 96F OFCR_AIA | FT |  | 1 Year | 16.438 | 5% | 15.6161
38511 | Belden Wire | FD2D096LKO | FD DN_TB OM2 96F LSZH | FT |  | 1 Year | 27.84 | 5% | 26.448
38512 | Belden Wire | FD2D096PK | FD DN_TB OM2 96F OFNP | FT |  | 1 Year | 16.32 | 5% | 15.504
38513 | Belden Wire | FD2D096RK | FD DN_TB OM2 96F OFNR | FT |  | 1 Year | 14.688 | 5% | 13.9536
38514 | Belden Wire | FD2D144AK | FD DN_TB OM2 144F OFCP_AIA | FT |  | 1 Year | 23.782 | 5% | 22.5929
38515 | Belden Wire | FD2D144FK | FD DN_TB OM2 144F OFCR_AIA | FT |  | 1 Year | 21.5788 | 5% | 20.4999
38516 | Belden Wire | FD2D144LKO | FD DN_TB OM2 144F LSZH | FT |  | 1 Year | 37.584 | 5% | 35.7048
38517 | Belden Wire | FD2D144PK | FD DN_TB OM2 144F OFNP | FT |  | 1 Year | 22.032 | 5% | 20.9304
38518 | Belden Wire | FD2D144RK | FD DN_TB OM2 144F OFNR | FT |  | 1 Year | 19.8288 | 5% | 18.8374
38519 | Belden Wire | FD2H0065F | FD DJSCA_LT OM2 6F OFCR_SCA | FT |  | 1 Year | 2.0012 | 5% | 1.9011
38520 | Belden Wire | FD2H0065FR | DJSCA 6F OM2 OFCR I/O UVRED | FT |  | 1 Year | 1.5956 | 5% | 1.5158
38521 | Belden Wire | FD2H0725G | FD DJSCA_LT OM2 72F OFCR_SCA | FT |  | 1 Year | 15.1383 | 5% | 14.3814
38522 | Belden Wire | FD2H0965G | FD DJSCA_LT OM2 96F OFCR_SCA | FT |  | 1 Year | 14.2667 | 5% | 13.5534
38523 | Belden Wire | FD2H1445G | FD DJSCA_LT OM2 144F OFCR_SCA | FT |  | 1 Year | 20.9975 | 5% | 19.9476
38524 | Belden Wire | FD2L0065F | FD SJAD_LT OM2 6F OFCR_SCA | FT |  | 1 Year | 1.5199 | 5% | 1.4439
38525 | Belden Wire | FD2L006LF | SJAD 6F OM2 OFNR-ZH LT | FT |  | 1 Year | 2.0901 | 5% | 1.9856
38526 | Belden Wire | FD2L006P0 | FD SJAD_LT OM2 6F OFNP | FT |  | 1 Year | 1.3654 | 5% | 1.2971
38527 | Belden Wire | FD2L006RC | FD OM2 6F OFNR GEL FREE LT | FT |  | 1 Year | 3.0326 | 5% | 2.881
38528 | Belden Wire | FD2L006RF | FD SJAD_LT OM2 6F OFNR | FT |  | 1 Year | 1.4235 | 5% | 1.3523
38529 | Belden Wire | FD2L012P0 | FD SJAD_LT OM2 12F OFNP | FT |  | 1 Year | 2.1273 | 5% | 2.0209
38530 | Belden Wire | FD2L012RD | SJAD 12F OM2 OFNR LT DRY | FT |  | 1 Year | 3.6392 | 5% | 3.4572
38531 | Belden Wire | FD2L012RF | SJAD 12F OM2 OFNR LT BLK | FT |  | 1 Year | 2.277 | 5% | 2.1631
38532 | Belden Wire | FD2L012RG | FD_LT OM2 12F OFNR UNI_12F_GEL | FT |  | 1 Year | 2.277 | 5% | 2.1631
38533 | Belden Wire | FD2L024RD | SJAD 24F OM2 OFNR LT DRY | FT |  | 1 Year | 5.3914 | 5% | 5.1218
38534 | Belden Wire | FD2L024RF | SJAD 24F OM2 OFNR LT BLK | FT |  | 1 Year | 3.6652 | 5% | 3.4819
38535 | Belden Wire | FD2L024RG | FD SJAD_LT OM2 24F OFNR | FT |  | 1 Year | 3.6652 | 5% | 3.4819
38536 | Belden Wire | FD2L036RD | SJAD 36F OM2 OFNR LT DRY | FT |  | 1 Year | 6.0653 | 5% | 5.762
38537 | Belden Wire | FD2L036RF | SJAD 36F OM2 OFNR LT BLK | FT |  | 1 Year | 5.661 | 5% | 5.3779
38538 | Belden Wire | FD2L036RG | FD_LT OM2 36F OFNR UNI_12F_ | FT |  | 1 Year | 5.0661 | 5% | 4.8128
38539 | Belden Wire | FD2L048RD | SJAD 48F OM2 OFNR LT DRY | FT |  | 1 Year | 7.9073 | 5% | 7.5119
38540 | Belden Wire | FD2L048RG | FD SJAD_LT OM2 48F OFNR | FT |  | 1 Year | 7.2258 | 5% | 6.8645
38541 | Belden Wire | FD2L072RD | SJAD 72F OM2 OFNR LT DRY | FT |  | 1 Year | 9.4349 | 5% | 8.9632
38542 | Belden Wire | FD2L072RG | FD SJAD_LT OM2 72F OFNR | FT |  | 1 Year | 10.3979 | 5% | 9.878
38543 | Belden Wire | FD2L096RD | SJAD 96F OM2 OFNR LT DRY | FT |  | 1 Year | 12.5798 | 5% | 11.9508
38544 | Belden Wire | FD2L096RG | FD SJAD_LT OM2 96F OFNR | FT |  | 1 Year | 12.5245 | 5% | 11.8983
38545 | Belden Wire | FD2L144RD | SJAD 144F OM2 OFNR LT DRY | FT |  | 1 Year | 21.0533 | 5% | 20.0006
38546 | Belden Wire | FD2L144RG | FD SJAD_LT OM2 144F OFNR | FT |  | 1 Year | 17.8681 | 5% | 16.9747
38547 | Belden Wire | FD2M006P2 | FD MD_LT OM2 6F OFNP NON_UNI | FT |  | 1 Year | 1.4064 | 5% | 1.3361
38548 | Belden Wire | FD2M012P2 | FD M_D OM2 12F OFNP SU_3.0 | FT |  | 1 Year | 1.4064 | 5% | 1.3361
38549 | Belden Wire | FD2T006RF | FD OM2 TO_PVC 6F OFNR | FT |  | 1 Year | 1.4774 | 5% | 1.4035
38550 | Belden Wire | FD2T012RF | FD TO_PVC OM2 12F OFNR | FT |  | 1 Year | 1.9398 | 5% | 1.8428
38551 | Belden Wire | FD3B006LB | FD BO OM3 6F LSZH SU_2.0 | FT |  | 1 Year | 2.0885 | 5% | 1.9841
38552 | Belden Wire | FD3B008LB | FD BO OM3-BIF 8F LS/OFNR | FT |  | 1 Year | 2.7846 | 5% | 2.6454
38553 | Belden Wire | FD3D002L9 | FD DN_TB OM3 2F LSZH NON_UNI | FT |  | 1 Year | 0.8135 | 5% | 0.77282
38554 | Belden Wire | FD3D002L9A | FD DN_TB OM3 2F LSZH | FT |  | 1 Year | 0.957 | 5% | 0.90915
38555 | Belden Wire | FD3D002R9 | FD DN_TB OM3 2F OFNR | FT |  | 1 Year | 0.5049 | 5% | 0.47965
38556 | Belden Wire | FD3D004L9A | FD DN_TB OM3 4F LSZH | FT |  | 1 Year | 1.508 | 5% | 1.4326
38557 | Belden Wire | FD3D004R9 | FD DN_TB OM3 4F OFNR | FT |  | 1 Year | 0.7956 | 5% | 0.75582
38558 | Belden Wire | FD3D006F9 | FD DN_TB OM3 6F OFCR_AIA | FT |  | 1 Year | 1.8528 | 5% | 1.7602
38559 | Belden Wire | FD3D006L9 | FD DN_TB OM3 6F LSZH NON_UNI | FT |  | 1 Year | 1.2128 | 5% | 1.1522
38560 | Belden Wire | FD3D006R9 | FD DN_TB OM3 6F OFNR | FT |  | 1 Year | 0.7528 | 5% | 0.71516
38561 | Belden Wire | FD3D008R9 | FD DN_TB OM3 8F OFNR NON_UNI | FT |  | 1 Year | 1.224 | 5% | 1.1628
38562 | Belden Wire | FD3D012F9 | FD DN_TB OM3 12F OFCR_AIA | FT |  | 1 Year | 2.477 | 5% | 2.3531
38563 | Belden Wire | FD3D012L9 | FD DN_TB OM3 12F LSZH NON_UNI | FT |  | 1 Year | 2.2185 | 5% | 2.1076
38564 | Belden Wire | FD3D012L9A | FD DN_TB OM3 12F LSZH | FT |  | 1 Year | 2.61 | 5% | 2.4795
38565 | Belden Wire | FD3D012R9 | FD DN_TB OM3 12F OFNR | FT |  | 1 Year | 1.377 | 5% | 1.3081
38566 | Belden Wire | FD3D024AJ | FD DN_TB OM3 24F OFCP_AIA | FT |  | 1 Year | 5.83 | 5% | 5.5385
38567 | Belden Wire | FD3D024F9 | FD DN_TB OM3 24F OFCR_AIA | FT |  | 1 Year | 4.313 | 5% | 4.0973
38568 | Belden Wire | FD3D024FJ | FD DN_TB OM3 24F OFCR_AIA | FT |  | 1 Year | 5.422 | 5% | 5.1509
38569 | Belden Wire | FD3D024L9 | FD DN_TB OM3 24F LSZH NON_UNI | FT |  | 1 Year | 5.1765 | 5% | 4.9177
38570 | Belden Wire | FD3D024P9 | FD DN_TB OM3 24F OFNP | FT |  | 1 Year | 3.57 | 5% | 3.3915
38571 | Belden Wire | FD3D024PJ | SPN FI3D024PJ - FD DN_TB OM3 | FT |  | 1 Year | 4.08 | 5% | 3.876
38572 | Belden Wire | FD3D024R9 | FD DN_TB OM3 24F OFNR | FT |  | 1 Year | 3.213 | 5% | 3.0524
38573 | Belden Wire | FD3D024RJ | FD DN_TB OM3 24F OFNR | FT |  | 1 Year | 3.672 | 5% | 3.4884
38574 | Belden Wire | FD3D036AJ | FD DN_TB OM3 36F OFCP_AIA | FT |  | 1 Year | 9.4 | 5% | 8.93
38575 | Belden Wire | FD3D036FJ | FD DN_TB OM3 36F OFCR_AIA | FT |  | 1 Year | 8.635 | 5% | 8.2032
38576 | Belden Wire | FD3D036LJA | FD DN_TB OM3 36F LSZH | FT |  | 1 Year | 13.05 | 5% | 12.3975
38577 | Belden Wire | FD3D036PJ | FD DN_TB OM3 36F OFNP | FT |  | 1 Year | 7.65 | 5% | 7.2675
38578 | Belden Wire | FD3D036RJ | FD DN_TB OM3 36F OFNR | FT |  | 1 Year | 6.885 | 5% | 6.5407
38579 | Belden Wire | FD3D048AK | FD DN_TB OM3 48F OFCP_AIA | FT |  | 1 Year | 9.094 | 5% | 8.6393
38580 | Belden Wire | FD3D048FK | FD DN_TB OM3 48F OFCR_AIA | FT |  | 1 Year | 8.3596 | 5% | 7.9416
38581 | Belden Wire | FD3D048LK | FD DN_TB OM3 48F LSZH UNI_12F | FT |  | 1 Year | 10.6488 | 5% | 10.1164
38582 | Belden Wire | FD3D048LKA | FD DN_TB OM3 48F LSZH | FT |  | 1 Year | 12.528 | 5% | 11.9016
38583 | Belden Wire | FD3D048PK | FD DN_TB OM3 48F OFNP | FT |  | 1 Year | 7.344 | 5% | 6.9768
38584 | Belden Wire | FD3D048RK | FD DN_TB OM3 48F OFNR | FT |  | 1 Year | 6.6096 | 5% | 6.2791
38585 | Belden Wire | FD3D072AK | FD DN_TB OM3 72F OFCP_AIA | FT |  | 1 Year | 13.99 | 5% | 13.2905
38586 | Belden Wire | FD3D072FK | FD DN_TB OM3 72F OFCR_AIA | FT |  | 1 Year | 12.766 | 5% | 12.1277
38587 | Belden Wire | FD3D072LK | FD DN_TB OM3 72F LSZH UNI_12F | FT |  | 1 Year | 17.748 | 5% | 16.8606
38588 | Belden Wire | FD3D072LKA | FD DN_TB OM3 72F LSZH | FT |  | 1 Year | 20.88 | 5% | 19.836
38589 | Belden Wire | FD3D072PK | FD DN_TB OM3 72F OFNP | FT |  | 1 Year | 12.24 | 5% | 11.628
38590 | Belden Wire | FD3D072RK | FD DN_TB OM3 72F OFNR | FT |  | 1 Year | 11.016 | 5% | 10.4652
38591 | Belden Wire | FD3D096AK | FD DN_TB OM3 96F OFCP_AIA | FT |  | 1 Year | 18.07 | 5% | 17.1665
38592 | Belden Wire | FD3D096FK | FD DN_TB OM3 96F OFCR_AIA | FT |  | 1 Year | 16.438 | 5% | 15.6161
38593 | Belden Wire | FD3D096LK | FD DN_TB OM3 96F LSZH UNI_12F | FT |  | 1 Year | 23.664 | 5% | 22.4808
38594 | Belden Wire | FD3D096LKA | FD DN_TB OM3 96F LSZH | FT |  | 1 Year | 27.84 | 5% | 26.448
38595 | Belden Wire | FD3D096PK | FD DN_TB OM3 96F OFNP | FT |  | 1 Year | 16.32 | 5% | 15.504
38596 | Belden Wire | FD3D096RK | FD DN_TB OM3 96F OFNR | FT |  | 1 Year | 14.688 | 5% | 13.9536
38597 | Belden Wire | FD3D144AK | FD DN_TB OM3 144F OFCP_AIA | FT |  | 1 Year | 23.782 | 5% | 22.5929
38598 | Belden Wire | FD3D144FK | FD DN_TB OM3 144F OFCR_AIA | FT |  | 1 Year | 21.5788 | 5% | 20.4999
38599 | Belden Wire | FD3D144LK | FD DN_TB OM3 144F LSZH UNI_12F | FT |  | 1 Year | 31.9464 | 5% | 30.3491
38600 | Belden Wire | FD3D144LKA | FD DN_TB OM3 144F LSZH | FT |  | 1 Year | 37.584 | 5% | 35.7048
38601 | Belden Wire | FD3D144PK | FD DN_TB OM3 144F OFNP | FT |  | 1 Year | 22.032 | 5% | 20.9304
38602 | Belden Wire | FD3D144RK | FD DN_TB OM3 144F OFNR | FT |  | 1 Year | 19.8288 | 5% | 18.8374
38603 | Belden Wire | FD3H0065F | FD DJSCA_LT OM3 6F OFCR_SCA | FT |  | 1 Year | 2.0012 | 5% | 1.9011
38604 | Belden Wire | FD3H0245G | FD HD_LT OM3 24F OFCR_SCA | FT |  | 1 Year | 3.8977 | 5% | 3.7028
38605 | Belden Wire | FD3H0485G | FD DJSCA_LT OM3 48F OFCR_SCA | FT |  | 1 Year | 7.1041 | 5% | 6.7489
38606 | Belden Wire | FD3H0725G | FD DJSCA_LT OM3 72F OFCR_SCA | FT |  | 1 Year | 15.1383 | 5% | 14.3814
38607 | Belden Wire | FD3H0965G | FD DJSCA_LT OM3 96F OFCR_SCA | FT |  | 1 Year | 14.2667 | 5% | 13.5534
38608 | Belden Wire | FD3H1445G | FD DJSCA_LT OM3 144F OFCR_SCA | FT |  | 1 Year | 20.9975 | 5% | 19.9476
38609 | Belden Wire | FD3L006LF | SJAD 6F OM3 OFNR-ZH LT | FT |  | 1 Year | 2.0901 | 5% | 1.9856
38610 | Belden Wire | FD3L006P0 | SJAD 6F OM3 OFNP LT | FT |  | 1 Year | 1.3654 | 5% | 1.2971
38611 | Belden Wire | FD3L006RC | FD LT_DB OM3 6F OFNR | FT |  | 1 Year | 3.0326 | 5% | 2.881
38612 | Belden Wire | FD3L006RF | FD SJAD_LT OM3 6F OFNR | FT |  | 1 Year | 1.4235 | 5% | 1.3523
38613 | Belden Wire | FD3L012LF | SJAD 12F OM3 OFNR-ZH LT | FT |  | 1 Year | 3.0744 | 5% | 2.9207
38614 | Belden Wire | FD3L012P0 | SJAD 12F OM3 OFNP LT | FT |  | 1 Year | 2.1273 | 5% | 2.0209
38615 | Belden Wire | FD3L012RD | SJAD 12F OM3 OFNR LT DRY | FT |  | 1 Year | 3.6392 | 5% | 3.4572
38616 | Belden Wire | FD3L012RF | FD SJAD_LT OM3 12F OFNR BLK | FT |  | 1 Year | 2.277 | 5% | 2.1631
38617 | Belden Wire | FD3L012RG | FD SJAD_LT OM3 12F OFNR | FT |  | 1 Year | 2.277 | 5% | 2.1631
38618 | Belden Wire | FD3L024PD | FD LT OM3 24F OFNP | FT |  | 1 Year | 9.5846 | 5% | 9.1054
38619 | Belden Wire | FD3L024RD | SJAD 24F OM3 OFNR LT DRY | FT |  | 1 Year | 5.3914 | 5% | 5.1218
38620 | Belden Wire | FD3L024RF | FD SJAD_LT OM3 24F OFNR BLK | FT |  | 1 Year | 3.6652 | 5% | 3.4819
38621 | Belden Wire | FD3L036RD | SJAD 36F OM3 OFNR LT DRY | FT |  | 1 Year | 6.0653 | 5% | 5.762
38622 | Belden Wire | FD3L036RF | FD SJAD_LT OM3 36F OFNR | FT |  | 1 Year | 5.661 | 5% | 5.3779
38623 | Belden Wire | FD3L048PD | FD LT OM3 48F OFNP | FT |  | 1 Year | 6.93 | 5% | 6.5835
38624 | Belden Wire | FD3L048RD | SJAD 48F OM3 OFNR LT DRY | FT |  | 1 Year | 7.9073 | 5% | 7.5119
38625 | Belden Wire | FD3L048RG | FD SJAD_LT OM3 48F OFNR | FT |  | 1 Year | 7.2258 | 5% | 6.8645
38626 | Belden Wire | FD3L072RD | SJAD 72F OM3 OFNR LT DRY | FT |  | 1 Year | 9.4349 | 5% | 8.9632
38627 | Belden Wire | FD3L072RG | FD SJAD_LT OM3 72F OFNR | FT |  | 1 Year | 10.3979 | 5% | 9.878
38628 | Belden Wire | FD3L096RD | SJAD 96F OM3 OFNR LT DRY | FT |  | 1 Year | 12.5798 | 5% | 11.9508
38629 | Belden Wire | FD3L096RG | FD SJAD_LT OM3 96F OFNR | FT |  | 1 Year | 12.5245 | 5% | 11.8983
38630 | Belden Wire | FD3L144RD | SJAD 144F OM3 OFNR LT DRY | FT |  | 1 Year | 21.0533 | 5% | 20.0006
38631 | Belden Wire | FD3L144RG | FD SJAD_LT OM3 144F OFNR | FT |  | 1 Year | 17.8681 | 5% | 16.9747
38632 | Belden Wire | FD3M006P2 | FD MD_LT OM3 6F OFNP NON_UNI | FT |  | 1 Year | 1.4064 | 5% | 1.3361
38633 | Belden Wire | FD3M012P2 | FD M_D OM3 12F OFNP SU_3.0 | FT |  | 1 Year | 1.4064 | 5% | 1.3361
38634 | Belden Wire | FD3T008RF | FD OM3 TO_PVC 8F OFNR | FT |  | 1 Year | 2.6513 | 5% | 2.5187
38635 | Belden Wire | FD3T024RF | FD OM3 TO_PVC 24F OFNR | FT |  | 1 Year | 5.0518 | 5% | 4.7992
38636 | Belden Wire | FD3Y008RF | FD TO_CPE OM3 8F OFNR | FT |  | 1 Year | 2.9868 | 5% | 2.8375
38637 | Belden Wire | FD3Y024RF | FD OM3 TO_CPE 24F OFNR | FT |  | 1 Year | 5.686 | 5% | 5.4017
38638 | Belden Wire | FD4D002L9 | FD DN_TB OM4 2F LSZH NON_UNI | FT |  | 1 Year | 1.2202 | 5% | 1.1592
38639 | Belden Wire | FD4D002L9A | FD DN_TB OM4 2F LSZH | FT |  | 1 Year | 1.4355 | 5% | 1.3637
38640 | Belden Wire | FD4D002R9 | FD DN_TB OM4 2F OFNR NON_UNI | FT |  | 1 Year | 0.7574 | 5% | 0.71953
38641 | Belden Wire | FD4D004L9A | FD DN_TB OM4 4F LSZH | FT |  | 1 Year | 2.262 | 5% | 2.1489
38642 | Belden Wire | FD4D004R9 | FD DN_TB OM4 4F OFNR NON_UNI | FT |  | 1 Year | 1.1934 | 5% | 1.1337
38643 | Belden Wire | FD4D006F9 | FD DN_TB OM4 6F OFCR_AIA | FT |  | 1 Year | 2.2291 | 5% | 2.1176
38644 | Belden Wire | FD4D006L9 | FD DN_TB OM4 6F LSZH NON_UNI | FT |  | 1 Year | 1.8192 | 5% | 1.7282
38645 | Belden Wire | FD4D006L9A | FD DN_TB OM4 6F LSZH | FT |  | 1 Year | 2.1402 | 5% | 2.0332
38646 | Belden Wire | FD4D006R9 | FD DN_TB OM4 6F OFNR NON_UNI | FT |  | 1 Year | 1.1291 | 5% | 1.0726
38647 | Belden Wire | FD4D008R9 | FD DN_TB OM4 8F OFNR NON_UNI | FT |  | 1 Year | 1.836 | 5% | 1.7442
38648 | Belden Wire | FD4D012F9 | FD DN_TB OM4 12F OFCR_AIA | FT |  | 1 Year | 3.1655 | 5% | 3.0072
38649 | Belden Wire | FD4D012L9 | FD DN_TB OM4 12F LSZH NON_UNI | FT |  | 1 Year | 3.3278 | 5% | 3.1614
38650 | Belden Wire | FD4D012L9A | FD DN_TB OM4 12F LSZH | FT |  | 1 Year | 3.915 | 5% | 3.7192
38651 | Belden Wire | FD4D012R9 | FD DN_TB OM4 12F OFNR NON_UNI | FT |  | 1 Year | 2.0655 | 5% | 1.9622
38652 | Belden Wire | FD4D024AJ | FD DN_TB OM4 24F OFCP_AIA | FT |  | 1 Year | 7.87 | 5% | 7.4765
38653 | Belden Wire | FD4D024F9 | FD DN_TB OM4 24F OFCR_AIA | FT |  | 1 Year | 5.9195 | 5% | 5.6235
38654 | Belden Wire | FD4D024FJ | FD DN_TB OM4 24F OFCR_AIA | FT |  | 1 Year | 7.258 | 5% | 6.8951
38655 | Belden Wire | FD4D024L9 | FD DN_TB OM4 24F LSZH NON_UNI | FT |  | 1 Year | 7.7648 | 5% | 7.3766
38656 | Belden Wire | FD4D024P9 | FD DN_TB OM4 24F OFNP NON_UNI | FT |  | 1 Year | 5.355 | 5% | 5.0873
38657 | Belden Wire | FD4D024PJ | FD DN_TB OM4 24F OFNP | FT |  | 1 Year | 6.12 | 5% | 5.814
38658 | Belden Wire | FD4D024RJ | FD DN_TB OM4 24F OFNR | FT |  | 1 Year | 5.508 | 5% | 5.2326
38659 | Belden Wire | FD4D036AJ | FD DN_TB OM4 36F OFCP_AIA | FT |  | 1 Year | 13.225 | 5% | 12.5637
38660 | Belden Wire | FD4D036FJ | FD DN_TB OM4 36F OFCR_AIA | FT |  | 1 Year | 12.0775 | 5% | 11.4736
38661 | Belden Wire | FD4D036LJA | FD DN_TB OM4 36F LSZH | FT |  | 1 Year | 19.575 | 5% | 18.5962
38662 | Belden Wire | FD4D036PK | FD DN_TB OM4 36F OFNP | FT |  | 1 Year | 11.475 | 5% | 10.9012
38663 | Belden Wire | FD4D036RJ | FD DN_TB OM4 36F OFNR | FT |  | 1 Year | 10.3275 | 5% | 9.8111
38664 | Belden Wire | FD4D048AK | FD DN_TB OM4 48F OFCP_AIA | FT |  | 1 Year | 12.766 | 5% | 12.1277
38665 | Belden Wire | FD4D048FK | FD DN_TB OM4 48F OFCR_AIA | FT |  | 1 Year | 11.6644 | 5% | 11.0812
38666 | Belden Wire | FD4D048LK | FD DN_TB OM4 48F LSZH UNI_12F | FT |  | 1 Year | 15.9732 | 5% | 15.1745
38667 | Belden Wire | FD4D048LKA | FD DN_TB OM4 48F LSZH | FT |  | 1 Year | 18.792 | 5% | 17.8524
38668 | Belden Wire | FD4D048PK | FD DN_TB OM4 48F OFNP | FT |  | 1 Year | 11.016 | 5% | 10.4652
38669 | Belden Wire | FD4D048RK | FD DN_TB OM4 48F OFNR | FT |  | 1 Year | 9.9144 | 5% | 9.4187
38670 | Belden Wire | FD4D072AK | FD DN_TB OM4 72F OFCP_AIA | FT |  | 1 Year | 20.11 | 5% | 19.1045
38671 | Belden Wire | FD4D072FK | FD DN_TB OM4 72F OFCR_AIA | FT |  | 1 Year | 18.274 | 5% | 17.3603
38672 | Belden Wire | FD4D072LK | FD DN_TB OM4 72F LSZH UNI_12F | FT |  | 1 Year | 26.622 | 5% | 25.2909
38673 | Belden Wire | FD4D072LKA | FD DN_TB OM4 72F LSZH | FT |  | 1 Year | 31.32 | 5% | 29.754
38674 | Belden Wire | FD4D072PK | DISTR 72F OM4 OFNP IN/OUT BLK | FT |  | 1 Year | 18.36 | 5% | 17.442
38675 | Belden Wire | FD4D072RK | FD DN_TB OM4 72F OFNR | FT |  | 1 Year | 16.524 | 5% | 15.6978
38676 | Belden Wire | FD4D096AK | FD DN_TB OM4 96F OFCP_AIA | FT |  | 1 Year | 26.23 | 5% | 24.9185
38677 | Belden Wire | FD4D096FK | FD DN_TB OM4 96F OFCR_AIA | FT |  | 1 Year | 23.782 | 5% | 22.5929
38678 | Belden Wire | FD4D096LK | FD DN_TB OM4 96F LSZH UNI_12F | FT |  | 1 Year | 35.496 | 5% | 33.7212
38679 | Belden Wire | FD4D096LKA | FD DN_TB OM4 96F LSZH | FT |  | 1 Year | 41.76 | 5% | 39.672
38680 | Belden Wire | FD4D096PK | FD DN_TB OM4 96F OFNP | FT |  | 1 Year | 24.48 | 5% | 23.256
38681 | Belden Wire | FD4D096RK | FD DN_TB OM4 96F OFNR | FT |  | 1 Year | 22.032 | 5% | 20.9304
38682 | Belden Wire | FD4D144AK | FD DN_TB OM4 144F OFCP_AIA | FT |  | 1 Year | 34.798 | 5% | 33.0581
38683 | Belden Wire | FD4D144FK | FD DN_TB OM4 144F OFCR_AIA | FT |  | 1 Year | 31.4932 | 5% | 29.9185
38684 | Belden Wire | FD4D144LK | FD DN_TB OM4 144F LSZH UNI_12F | FT |  | 1 Year | 47.9196 | 5% | 45.5236
38685 | Belden Wire | FD4D144LKA | FD DN_TB OM4 144F LSZH | FT |  | 1 Year | 56.376 | 5% | 53.5572
38686 | Belden Wire | FD4D144PK | FD DN_TB OM4 144F OFNP | FT |  | 1 Year | 33.048 | 5% | 31.3956
38687 | Belden Wire | FD4D144RK | FD DN_TB OM4 144F OFNR | FT |  | 1 Year | 29.7432 | 5% | 28.256
38688 | Belden Wire | FD4H0065F | FD DJSCA_LT OM4 6F OFCR_SCA | FT |  | 1 Year | 2.7017 | 5% | 2.5666
38689 | Belden Wire | FD4H0485G | FD DJSCA_LT OM4 48F OFCR_SCA | FT |  | 1 Year | 8.7767 | 5% | 8.3379
38690 | Belden Wire | FD4H0725G | FD DJSCA_LT OM4 72F OFCR_SCA | FT |  | 1 Year | 14.4451 | 5% | 13.7228
38691 | Belden Wire | FD4H0965G | FD DJSCA_LT OM4 96F OFCR_SCA | FT |  | 1 Year | 19.26 | 5% | 18.297
38692 | Belden Wire | FD4H1445G | FD DJSCA_LT OM4 144F OFCR_SCA | FT |  | 1 Year | 28.3466 | 5% | 26.9293
38693 | Belden Wire | FD4L006P0 | SJAD 6F OM4 OFNP LT | FT |  | 1 Year | 1.8433 | 5% | 1.7511
38694 | Belden Wire | FD4L006RC | SJAD 6F OM4 OFNR LT DRY | FT |  | 1 Year | 4.1699 | 5% | 3.9614
38695 | Belden Wire | FD4L006RF | FD SJAD_LT OM4 6F OFNR | FT |  | 1 Year | 1.9219 | 5% | 1.8258
38696 | Belden Wire | FD4L012P0 | SJAD 12F OM4 OFNP LT | FT |  | 1 Year | 2.8719 | 5% | 2.7283
38697 | Belden Wire | FD4L012RD | SJAD 12F OM4 OFNR LT DRY | FT |  | 1 Year | 5.0039 | 5% | 4.7537
38698 | Belden Wire | FD4L012RF | FD SJAD_LT OM4 12F OFNR | FT |  | 1 Year | 3.0739 | 5% | 2.9202
38699 | Belden Wire | FD4L012RG | FS LT OM4 12F OFNR UNI_12F_GEL | FT |  | 1 Year | 3.0739 | 5% | 2.9202
38700 | Belden Wire | FD4L024RD | SJAD 24F OM4 OFNR LT DRY | FT |  | 1 Year | 7.4131 | 5% | 7.0424
38701 | Belden Wire | FD4L024RF | FD SJAD_LT OM4 24F OFNR | FT |  | 1 Year | 5.0964 | 5% | 4.8416
38702 | Belden Wire | FD4L036RD | SJAD 36F OM4 OFNR LT DRY | FT |  | 1 Year | 8.3398 | 5% | 7.9228
38703 | Belden Wire | FD4L036RF | FD SJAD_LT OM4 36F OFNR | FT |  | 1 Year | 6.8392 | 5% | 6.4972
38704 | Belden Wire | FD4L048RD | FD OM4 LTUBE 48F OFNR UNI_12F | FT |  | 1 Year | 10.8726 | 5% | 10.329
38705 | Belden Wire | FD4L048RG | FD SJAD_LT OM4 48F OFNR | FT |  | 1 Year | 9.7548 | 5% | 9.2671
38706 | Belden Wire | FD4L072RD | SJAD 72F OM4 OFNR LT DRY | FT |  | 1 Year | 14.2703 | 5% | 13.5568
38707 | Belden Wire | FD4L072RG | FD SJAD_LT OM4 72F OFNR | FT |  | 1 Year | 14.0371 | 5% | 13.3352
38708 | Belden Wire | FD4L096RD | SJAD 96F OM4 OFNR LT DRY | FT |  | 1 Year | 19.027 | 5% | 18.0756
38709 | Belden Wire | FD4L096RG | FD SJAD_LT OM4 96F OFNR | FT |  | 1 Year | 16.9082 | 5% | 16.0628
38710 | Belden Wire | FD4L144RG | FD SJAD_LT OM4 144F OFNR | FT |  | 1 Year | 24.8456 | 5% | 23.6033
38711 | Belden Wire | FD4M006P2 | FD MD_LT OM4 6F OFNP NON_UNI | FT |  | 1 Year | 2.1847 | 5% | 2.0755
38712 | Belden Wire | FD4M006P23 | FD MD_LT OM4 6F OFNP NON_UNI | FT |  | 1 Year | 2.5711 | 5% | 2.4425
38713 | Belden Wire | FD4M012P2 | FD MINID OM4 12F OFNP SU_3.0 | FT |  | 1 Year | 2.1096 | 5% | 2.0041
38714 | Belden Wire | FD4M012P23 | FD MD_LT OM4 12F OFNP NON_UNI | FT |  | 1 Year | 2.5707 | 5% | 2.4422
38715 | Belden Wire | FD4M144P23 | FD OM4 M_D 144F OFNP BK_JKT | FT |  | 1 Year | 30.4941 | 5% | 28.9694
38716 | Belden Wire | FDEDH11PK | FD DN_TB OS2/OM4 H11 OFNP | FT |  | 1 Year | 3.927 | 5% | 3.7306
38717 | Belden Wire | FDSB006LB | FD BO OS2 6F LSZH SU_2.0 | FT |  | 1 Year | 1.2531 | 5% | 1.1904
38718 | Belden Wire | FDSD002L9 | FD DN_TB OS2 2F LSZH NON_UNI | FT |  | 1 Year | 0.3457 | 5% | 0.32842
38719 | Belden Wire | FDSD002L9Y | FD DN_TB OS2 2F LSZH | FT |  | 1 Year | 0.4067 | 5% | 0.38637
38720 | Belden Wire | FDSD002R9 | FD DN_TB OS2 2F OFNR | FT |  | 1 Year | 0.2146 | 5% | 0.20387
38721 | Belden Wire | FDSD004L9Y | FD DN_TB OS2 4F LSZH | FT |  | 1 Year | 0.6409 | 5% | 0.60886
38722 | Belden Wire | FDSD004R9 | FD DN_TB OS2 4F OFNR | FT |  | 1 Year | 0.3381 | 5% | 0.3212
38723 | Belden Wire | FDSD006F9 | FD DN_TB OS2 6F OFCR_AIA | FT |  | 1 Year | 1.4199 | 5% | 1.3489
38724 | Belden Wire | FDSD006L9 | FD DN_TB OS2 6F LSZH NON_UNI | FT |  | 1 Year | 0.5154 | 5% | 0.48963
38725 | Belden Wire | FDSD006L9Y | FD DN_TB OS2 6F LSZH | FT |  | 1 Year | 0.6064 | 5% | 0.57608
38726 | Belden Wire | FDSD006R9 | FD DN_TB OS2 6F OFNR | FT |  | 1 Year | 0.3199 | 5% | 0.3039
38727 | Belden Wire | FDSD008R9 | FD DN_TB OS2 8F OFNR | FT |  | 1 Year | 0.5202 | 5% | 0.49419
38728 | Belden Wire | FDSD012F9 | D-AIA 12F OS2 OFCR TB | FT |  | 1 Year | 1.6852 | 5% | 1.6009
38729 | Belden Wire | FDSD012L9 | FD DN_TB OS2 12F LSZH NON_UNI | FT |  | 1 Year | 0.9429 | 5% | 0.89575
38730 | Belden Wire | FDSD012R9 | FD DN_TB OS2 12F OFNR | FT |  | 1 Year | 0.5852 | 5% | 0.55594
38731 | Belden Wire | FDSD024AJ | FD DN_TB OS2 24F OFCP_AIA | FT |  | 1 Year | 3.484 | 5% | 3.3098
38732 | Belden Wire | FDSD024F9 | FD DN_TB OS2 24F OFCR_AIA | FT |  | 1 Year | 2.4655 | 5% | 2.3422
38733 | Belden Wire | FDSD024FJ | FD DN_TB OS2 24F OFCR_AIA | FT |  | 1 Year | 3.3106 | 5% | 3.1451
38734 | Belden Wire | FDSD024P9 | FD DN_TB OS2 24F OFNP | FT |  | 1 Year | 1.5173 | 5% | 1.4414
38735 | Belden Wire | FDSD024PJ | FD DN_TB OS2 24F OFNP | FT |  | 1 Year | 1.734 | 5% | 1.6473
38736 | Belden Wire | FDSD024R9 | FD DN_TB OS2 24F OFNR | FT |  | 1 Year | 1.3655 | 5% | 1.2972
38737 | Belden Wire | FDSD024RJ | FD DN_TB OS2 24F OFNR | FT |  | 1 Year | 1.5606 | 5% | 1.4826
38738 | Belden Wire | FDSD036AJ | FD DN_TB OS2 36F OFCP_AIA | FT |  | 1 Year | 5.0013 | 5% | 4.7512
38739 | Belden Wire | FDSD036FJ | FD DN_TB OS2 36F OFCR_AIA | FT |  | 1 Year | 4.6761 | 5% | 4.4423
38740 | Belden Wire | FDSD036LJY | FD DN_TB OS2 36F LSZH | FT |  | 1 Year | 5.5463 | 5% | 5.269
38741 | Belden Wire | FDSD036PJ | FD DN_TB OS2 36F OFNP | FT |  | 1 Year | 3.2513 | 5% | 3.0887
38742 | Belden Wire | FDSD036RJ | FD DN_TB OS2 36F OFNR | FT |  | 1 Year | 2.9261 | 5% | 2.7798
38743 | Belden Wire | FDSD048AK | FD DN_TB OS2 48F OFCP_AIA | FT |  | 1 Year | 4.8712 | 5% | 4.6276
38744 | Belden Wire | FDSD048FK | FD DN_TB OS2 48F OFCR_AIA | FT |  | 1 Year | 4.5591 | 5% | 4.3311
38745 | Belden Wire | FDSD048LK | FD DN_TB OS2 48F LSZH UNI_12F | FT |  | 1 Year | 4.5257 | 5% | 4.2994
38746 | Belden Wire | FDSD048LKY | FD DN_TB OS2 48F LSZH | FT |  | 1 Year | 5.3244 | 5% | 5.0582
38747 | Belden Wire | FDSD048PK | FD DN_TB OS2 48F OFNP | FT |  | 1 Year | 3.1212 | 5% | 2.9651
38748 | Belden Wire | FDSD072AK | FD DN_TB OS2 72F OFCP_AIA | FT |  | 1 Year | 6.952 | 5% | 6.6044
38749 | Belden Wire | FDSD072FK | FD DN_TB OS2 72F OFCR_AIA | FT |  | 1 Year | 6.4318 | 5% | 6.1102
38750 | Belden Wire | FDSD072LK | FD DN_TB OS2 72F LSZH UNI_12F | FT |  | 1 Year | 7.5429 | 5% | 7.1658
38751 | Belden Wire | FDSD072LKY | FD DN_TB OS2 72F LSZH | FT |  | 1 Year | 8.874 | 5% | 8.4303
38752 | Belden Wire | FDSD072PK | 72SM IN/OUT DIST PLN BLK | FT |  | 1 Year | 5.202 | 5% | 4.9419
38753 | Belden Wire | FDSD096AK | FD DN_TB OS2 96F OFCP_AIA | FT |  | 1 Year | 8.686 | 5% | 8.2517
38754 | Belden Wire | FDSD096FK | FD DN_TB OS2 96F OFCR_AIA | FT |  | 1 Year | 7.9924 | 5% | 7.5928
38755 | Belden Wire | FDSD096LK | FD DN_TB OS2 96F LSZH UNI_12F | FT |  | 1 Year | 10.0572 | 5% | 9.5543
38756 | Belden Wire | FDSD096LKY | FD DN_TB OS2 96F LSZH | FT |  | 1 Year | 11.832 | 5% | 11.2404
38757 | Belden Wire | FDSD096PK | FD DN_TB OS2 96F OFNP | FT |  | 1 Year | 6.936 | 5% | 6.5892
38758 | Belden Wire | FDSD096RK | FD DN_TB OS2 96F OFNR | FT |  | 1 Year | 6.2424 | 5% | 5.9303
38759 | Belden Wire | FDSD144AK | FD DN_TB OS2 144F OFCP_AIA | FT |  | 1 Year | 11.1136 | 5% | 10.5579
38760 | Belden Wire | FDSD144FK | FD DN_TB OS2 144F OFCR_AIA | FT |  | 1 Year | 10.1772 | 5% | 9.6683
38761 | Belden Wire | FDSD144LK | FD DN_TB OS2 144F LSZH UNI_12F | FT |  | 1 Year | 13.5772 | 5% | 12.8983
38762 | Belden Wire | FDSD144LKY | FD DN_TB OS2 144F LSZH | FT |  | 1 Year | 15.9732 | 5% | 15.1745
38763 | Belden Wire | FDSD144PK | FD DN_TB OS2 144F OFNP | FT |  | 1 Year | 9.3636 | 5% | 8.8954
38764 | Belden Wire | FDSD144RK | FD DN_TB OS2 144F OFNR | FT |  | 1 Year | 8.4272 | 5% | 8.0058
38765 | Belden Wire | FDSH0065F | FD DJSCA_LT OS2 6F OFCR_SCA | FT |  | 1 Year | 1.2767 | 5% | 1.2129
38766 | Belden Wire | FDSH0125G | FD HD_LT OS2 12 OFCR | FT |  | 1 Year | 1.3642 | 5% | 1.296
38767 | Belden Wire | FDSH0245F | FD DJSCA_LT OS2 24F OFCR_SCA | FT |  | 1 Year | 1.2216 | 5% | 1.1605
38768 | Belden Wire | FDSH0245G | FD HD_LT OS2 24F OFCR_SCA | FT |  | 1 Year | 1.7717 | 5% | 1.6831
38769 | Belden Wire | FDSH0485G | DJSCA 48F OS2 OFCR LT | FT |  | 1 Year | 2.3116 | 5% | 2.196
38770 | Belden Wire | FDSH0725G | FD DJSCA_LT OS2 72F OFCR_SCA | FT |  | 1 Year | 2.8896 | 5% | 2.7451
38771 | Belden Wire | FDSH0965G | FD DJSCA_LT OS2 96F OFCR_SCA | FT |  | 1 Year | 3.66 | 5% | 3.477
38772 | Belden Wire | FDSH1445G | FD DJSCA_LT OS2 144F OFCR_SCA | FT |  | 1 Year | 4.8159 | 5% | 4.5751
38773 | Belden Wire | FDSL006LF | SJAD 6F OS2 OFNR-ZH LT | FT |  | 1 Year | 1.725 | 5% | 1.6387
38774 | Belden Wire | FDSL006P0 | SJAD 6F OS2 OFNP LT | FT |  | 1 Year | 0.7579 | 5% | 0.72001
38775 | Belden Wire | FDSL006RC | SJAD 6F OS2 OFNR LT DRY | FT |  | 1 Year | 0.6634 | 5% | 0.63023
38776 | Belden Wire | FDSL006RF | FD SJAD_LT OS2 6F OFNR | FT |  | 1 Year | 0.678 | 5% | 0.6441
38777 | Belden Wire | FDSL012LG | FD SJAD_LT OS2 12F OFNR_ZH | FT |  | 1 Year | 1.2811 | 5% | 1.217
38778 | Belden Wire | FDSL012P0 | SJAD 12F OS2 OFNP LT | FT |  | 1 Year | 0.8474 | 5% | 0.80503
38779 | Belden Wire | FDSL012RD | FD DB_LT OS2 12F OFNR | FT |  | 1 Year | 1.928 | 5% | 1.8316
38780 | Belden Wire | FDSL012RF | SJAD 12F OS2 OFNR LT | FT |  | 1 Year | 0.834 | 5% | 0.7923
38781 | Belden Wire | FDSL012RG | FD_LT OS2 12F OFNR UNI_12F_GEL | FT |  | 1 Year | 0.834 | 5% | 0.7923
38782 | Belden Wire | FDSL024PD | FD LT OS2 24F OFNP | FT |  | 1 Year | 2.473 | 5% | 2.3493
38783 | Belden Wire | FDSL024RD | SJAD 24F OS2 OFNR LT DRY | FT |  | 1 Year | 1.1794 | 5% | 1.1204
38784 | Belden Wire | FDSL024RF | SJAD 24F OS2 OFNR LT | FT |  | 1 Year | 0.9555 | 5% | 0.90773
38785 | Belden Wire | FDSL024RG | FD SJAD_LT OS2 24F OFNR | FT |  | 1 Year | 0.9555 | 5% | 0.90773
38786 | Belden Wire | FDSL036PD | FD LT OS2 36F OFNP | FT |  | 1 Year | 2.616 | 5% | 2.4852
38787 | Belden Wire | FDSL036RF | SJAD 36F OS2 OFNR LT | FT |  | 1 Year | 1.2463 | 5% | 1.184
38788 | Belden Wire | FDSL048PD | FD LT OS2 48F OFNP | FT |  | 1 Year | 3.027 | 5% | 2.8756
38789 | Belden Wire | FDSL048RD | SJAD 48F OS2 OFNR LT DRY | FT |  | 1 Year | 1.5725 | 5% | 1.4939
38790 | Belden Wire | FDSL048RG | FD SJAD_LT OS2 48F OFNR | FT |  | 1 Year | 1.6123 | 5% | 1.5317
38791 | Belden Wire | FDSL072PD | FD LTUBE OS2 72F OFNP | FT |  | 1 Year | 3.756 | 5% | 3.5682
38792 | Belden Wire | FDSL072RD | FD LTUBE OS2 72F OFNR | FT |  | 1 Year | 3.62 | 5% | 3.439
38793 | Belden Wire | FDSL072RG | FD SJAD_LT OS2 72F OFNR | FT |  | 1 Year | 2.083 | 5% | 1.9788
38794 | Belden Wire | FDSL096PD | SJAD 96F OS2 OFNP LT | FT |  | 1 Year | 5.006 | 5% | 4.7557
38795 | Belden Wire | FDSL096RD | SJAD 96F OS2 OFNR LT DRY | FT |  | 1 Year | 2.7518 | 5% | 2.6142
38796 | Belden Wire | FDSL096RG | FD SJAD_LT OS2 96F OFNR | FT |  | 1 Year | 2.5528 | 5% | 2.4252
38797 | Belden Wire | FDSL144PD | SJAD 144F OS2 OFNP LT | FT |  | 1 Year | 7.5089 | 5% | 7.1335
38798 | Belden Wire | FDSL144RD | SJAD 144F OS2 OFNR LT DRY | FT |  | 1 Year | 4.1867 | 5% | 3.9774
38799 | Belden Wire | FDSL144RG | FD SJAD_LT OS2 144F OFNR | FT |  | 1 Year | 3.7859 | 5% | 3.5966
38800 | Belden Wire | FDSM006P2 | FD MD_LT OS2 6F OFNP NON_UNI | FT |  | 1 Year | 0.5827 | 5% | 0.55356
38801 | Belden Wire | FDSM012P2 | FD M_D OS2 12F OFNP SU_3. | FT |  | 1 Year | 0.5626 | 5% | 0.53447
38802 | Belden Wire | FDST006RF | FD TO_PVC OS2 6F OFNR | FT |  | 1 Year | 1.4996 | 5% | 1.4246
38803 | Belden Wire | FDST012RF | FD TO_PVC OS2 12F OFNR | FT |  | 1 Year | 1.8618 | 5% | 1.7687
38804 | Belden Wire | FDST024RF | FD TO_PVC OS2 24F OFNR | FT |  | 1 Year | 2.4797 | 5% | 2.3557
38805 | Belden Wire | FDST048RG | FD TO_PVC OS2 48F OFNR UNI_ | FT |  | 1 Year | 4.2789 | 5% | 4.065
38806 | Belden Wire | FDST072RG | FD OS2 TO_PVC 72F OFNR | FT |  | 1 Year | 6.2529 | 5% | 5.9403
38807 | Belden Wire | FDSY002RF | FD TO_CPE OS2 2F OFNR | FT |  | 1 Year | 1.5033 | 5% | 1.4281
38808 | Belden Wire | FDSY048RG | FD OS2 TO_CPE 48F OFNR UNI_ | FT |  | 1 Year | 5.2075 | 5% | 4.9471
38809 | Belden Wire | FF1U06LS | FXU FRAME OM1 06P | EA |  | 1 Year | 53.7625 | 5% | 51.0744
38810 | Belden Wire | FF1U06SD | FXU FRAME OM1 06P | EA |  | 1 Year | 49.3425 | 5% | 46.8754
38811 | Belden Wire | FF1U12LD | FXU FRAME OM1 12P | EA |  | 1 Year | 89.1225 | 5% | 84.6664
38812 | Belden Wire | FF2U12MP | FXU FRAME OM2 12P | EA |  | 1 Year | 156.4425 | 5% | 148.6204
38813 | Belden Wire | FF3H06LD | FX UHD FRAME OM3 06P | EA |  | 1 Year | 47.43 | 5% | 45.0585
38814 | Belden Wire | FF3H18LD | FX UHD FRAME OM3 18P | EA |  | 1 Year | 126.99 | 5% | 120.6405
38815 | Belden Wire | FF3H18MP | FX UHD FRAME OM3 18P | EA |  | 1 Year | 227.97 | 5% | 216.5715
38816 | Belden Wire | FF3M06SD | FXM CONN_MOD OM3 06P | EA |  | 1 Year | 149.0373 | 5% | 141.5854
38817 | Belden Wire | FF3U03LD | FXU FRAME OM3 03P | EA |  | 1 Year | 29.4525 | 5% | 27.9799
38818 | Belden Wire | FF3U06LD | FXU FRAME OM3 06P | EA |  | 1 Year | 49.3425 | 5% | 46.8754
38819 | Belden Wire | FF3U06SD | FXU FRAME OM3 06P | EA |  | 1 Year | 49.3425 | 5% | 46.8754
38820 | Belden Wire | FF3U12LD | FXU FRAME OM3 12P | EA |  | 1 Year | 89.1225 | 5% | 84.6664
38821 | Belden Wire | FF3U12MP | FXU FRAME OM3 12P | EA |  | 1 Year | 156.4425 | 5% | 148.6204
38822 | Belden Wire | FF4H06LD | FX UHD FRAME OM4 06P | EA |  | 1 Year | 47.43 | 5% | 45.0585
38823 | Belden Wire | FF4H18LD | FX UHD FRAME OM4 18P | EA |  | 1 Year | 126.99 | 5% | 120.6405
38824 | Belden Wire | FF4H18MP | FX UHD FRAME OM4 18P | EA |  | 1 Year | 227.97 | 5% | 216.5715
38825 | Belden Wire | FF4M06LD | FXM FRAME OM4 06P | EA |  | 1 Year | 149.0373 | 5% | 141.5854
38826 | Belden Wire | FF4U06LKA | FXU FRAME OM4 06P | EA |  | 1 Year | 59.2875 | 5% | 56.3231
38827 | Belden Wire | FF4U06LKB | FXU FRAME OM4 06P | EA |  | 1 Year | 59.2875 | 5% | 56.3231
38828 | Belden Wire | FF4U06LKG | FXU FRAME OM4 06P | EA |  | 1 Year | 59.2875 | 5% | 56.3231
38829 | Belden Wire | FF4U06LKM | FXU FRAME OM4 06P | EA |  | 1 Year | 59.2875 | 5% | 56.3231
38830 | Belden Wire | FF4U06LKN | FXU FRAME OM4 06P | EA |  | 1 Year | 59.2875 | 5% | 56.3231
38831 | Belden Wire | FF4U06LKO | FXU FRAME OM4 06P | EA |  | 1 Year | 59.2875 | 5% | 56.3231
38832 | Belden Wire | FF4U06LKP | FXU FRAME OM4 06P | EA |  | 1 Year | 59.2875 | 5% | 56.3231
38833 | Belden Wire | FF4U06LKR | FXU FRAME OM4 06P | EA |  | 1 Year | 59.2875 | 5% | 56.3231
38834 | Belden Wire | FF4U06LKS | FXU FRAME OM4 06P | EA |  | 1 Year | 59.2875 | 5% | 56.3231
38835 | Belden Wire | FF4U06LKV | FXU FRAME OM4 06P | EA |  | 1 Year | 59.2875 | 5% | 56.3231
38836 | Belden Wire | FF4U06LKW | FXU FRAME OM4 06P | EA |  | 1 Year | 59.2875 | 5% | 56.3231
38837 | Belden Wire | FF4U06LKY | FXU FRAME OM4 06P | EA |  | 1 Year | 59.2875 | 5% | 56.3231
38838 | Belden Wire | FF4U06SD | FXU FRAME OM4 06P | EA |  | 1 Year | 49.3425 | 5% | 46.8754
38839 | Belden Wire | FF4U12LD | FXU FRAME OM4 12P | EA |  | 1 Year | 89.1225 | 5% | 84.6664
38840 | Belden Wire | FF4U12LKA | FXU FRAME OM4 12P | EA |  | 1 Year | 109.0125 | 5% | 103.5619
38841 | Belden Wire | FF4U12LKB | FXU FRAME OM4 12P | EA |  | 1 Year | 109.0125 | 5% | 103.5619
38842 | Belden Wire | FF4U12LKG | FXU FRAME OM4 12P | EA |  | 1 Year | 109.0125 | 5% | 103.5619
38843 | Belden Wire | FF4U12LKM | FXU FRAME OM4 12P | EA |  | 1 Year | 109.0125 | 5% | 103.5619
38844 | Belden Wire | FF4U12LKN | FXU FRAME OM4 12P | EA |  | 1 Year | 109.0125 | 5% | 103.5619
38845 | Belden Wire | FF4U12LKO | FXU FRAME OM4 12P | EA |  | 1 Year | 109.0125 | 5% | 103.5619
38846 | Belden Wire | FF4U12LKP | FXU FRAME OM4 12P | EA |  | 1 Year | 109.0125 | 5% | 103.5619
38847 | Belden Wire | FF4U12LKR | FXU FRAME OM4 12P | EA |  | 1 Year | 109.0125 | 5% | 103.5619
38848 | Belden Wire | FF4U12LKS | FXU FRAME OM4 12P | EA |  | 1 Year | 109.0125 | 5% | 103.5619
38849 | Belden Wire | FF4U12LKV | FXU FRAME OM4 12P | EA |  | 1 Year | 109.0125 | 5% | 103.5619
38850 | Belden Wire | FF4U12LKW | FXU FRAME OM4 12P | EA |  | 1 Year | 109.0125 | 5% | 103.5619
38851 | Belden Wire | FF4U12LKY | FXU FRAME OM4 12P | EA |  | 1 Year | 109.0125 | 5% | 103.5619
38852 | Belden Wire | FF4U12MP | FXU FRAME OM4 12P | EA |  | 1 Year | 156.4425 | 5% | 148.6204
38853 | Belden Wire | FF90FF | RIGHT ANGLE F61 CONNECTOR | EA |  | 1 Year | 7.25 | 5% | 6.8875
38854 | Belden Wire | FF90FM | RIGHT ANGLE F CONNECTOR | EA |  | 1 Year | 8.68 | 5% | 8.246
38855 | Belden Wire | FFS3K160DN | CRIMP RING FOR FUW & PUW | EA |  | 1 Year | 17.5 | 5% | 16.625
38856 | Belden Wire | FFSF2BB2LCE30 | HYBRID FIBER SOCKET F2 CONTACT | EA |  | 1 Year | 60.3 | 5% | 57.285
38857 | Belden Wire | FFSH06LD | FX UHD FRAME OS2 06P | EA |  | 1 Year | 54.45 | 5% | 51.7275
38858 | Belden Wire | FFSH12SB | FX UHD FRAME OS2 12P | EA |  | 1 Year | 72.65 | 5% | 69.0175
38859 | Belden Wire | FFSH18LA | FX UHD FRAME OS2/APC 18P | EA |  | 1 Year | 163.65 | 5% | 155.4675
38860 | Belden Wire | FFSH18LD | FX UHD FRAME OS2 18P | EA |  | 1 Year | 148.05 | 5% | 140.6475
38861 | Belden Wire | FFSH18MP | FX UHD FRAME OS2 18P | EA |  | 1 Year | 227.97 | 5% | 216.5715
38862 | Belden Wire | FFSU03LD | FXU FRAME OS2 03P | EA |  | 1 Year | 32.9625 | 5% | 31.3144
38863 | Belden Wire | FFSU06LD | FXU FRAME OS2 06P | EA |  | 1 Year | 56.3625 | 5% | 53.5444
38864 | Belden Wire | FFSU06LKA | FXU FRAME OS2 06P | EA |  | 1 Year | 68.0625 | 5% | 64.6594
38865 | Belden Wire | FFSU06LKB | FXU FRAME OS2 06P | EA |  | 1 Year | 68.0625 | 5% | 64.6594
38866 | Belden Wire | FFSU06LKG | FXU FRAME OS2 06P | EA |  | 1 Year | 68.0625 | 5% | 64.6594
38867 | Belden Wire | FFSU06LKM | FXU FRAME OS2 06P | EA |  | 1 Year | 68.0625 | 5% | 64.6594
38868 | Belden Wire | FFSU06LKN | FXU FRAME OS2 06P | EA |  | 1 Year | 68.0625 | 5% | 64.6594
38869 | Belden Wire | FFSU06LKO | FXU FRAME OS2 06P | EA |  | 1 Year | 68.0625 | 5% | 64.6594
38870 | Belden Wire | FFSU06LKP | FXU FRAME OS2 06P | EA |  | 1 Year | 68.0625 | 5% | 64.6594
38871 | Belden Wire | FFSU06LKR | FXU FRAME OS2 06P | EA |  | 1 Year | 68.0625 | 5% | 64.6594
38872 | Belden Wire | FFSU06LKS | FXU FRAME OS2 06P | EA |  | 1 Year | 68.0625 | 5% | 64.6594
38873 | Belden Wire | FFSU06LKV | FXU FRAME OS2 06P | EA |  | 1 Year | 68.0625 | 5% | 64.6594
38874 | Belden Wire | FFSU06LKW | FXU FRAME OS2 06P | EA |  | 1 Year | 68.0625 | 5% | 64.6594
38875 | Belden Wire | FFSU06LKY | FXU FRAME OS2 06P | EA |  | 1 Year | 68.0625 | 5% | 64.6594
38876 | Belden Wire | FFSU06MP | FXU FRAME OS2 06P | EA |  | 1 Year | 83.0025 | 5% | 78.8524
38877 | Belden Wire | FFSU06SA | FXU FRAME OS2 06P | EA |  | 1 Year | 61.5625 | 5% | 58.4844
38878 | Belden Wire | FFSU06SB | FXU FRAME OS2 06P | EA |  | 1 Year | 42.0625 | 5% | 39.9594
38879 | Belden Wire | FFSU06SD | FXU FRAME OS2 06P | EA |  | 1 Year | 56.3625 | 5% | 53.5444
38880 | Belden Wire | FFSU06ST | FXU FRAME OS2 06P | EA |  | 1 Year | 56.3625 | 5% | 53.5444
38881 | Belden Wire | FFSU12LA | FXU FRAME OS2 12P | EA |  | 1 Year | 113.5625 | 5% | 107.8844
38882 | Belden Wire | FFSU12LD | FXU FRAME OS2 12P | EA |  | 1 Year | 103.1625 | 5% | 98.0044
38883 | Belden Wire | FFSU12LKA | FXU FRAME OS2 12P | EA |  | 1 Year | 126.5625 | 5% | 120.2344
38884 | Belden Wire | FFSU12LKB | FXU FRAME OS2 12P | EA |  | 1 Year | 126.5625 | 5% | 120.2344
38885 | Belden Wire | FFSU12LKG | FXU FRAME OS2 12P | EA |  | 1 Year | 126.5625 | 5% | 120.2344
38886 | Belden Wire | FFSU12LKM | FXU FRAME OS2 12P | EA |  | 1 Year | 126.5625 | 5% | 120.2344
38887 | Belden Wire | FFSU12LKN | FXU FRAME OS2 12P | EA |  | 1 Year | 126.5625 | 5% | 120.2344
38888 | Belden Wire | FFSU12LKO | FXU FRAME OS2 12P | EA |  | 1 Year | 126.5625 | 5% | 120.2344
38889 | Belden Wire | FFSU12LKP | FXU FRAME OS2 12P | EA |  | 1 Year | 126.5625 | 5% | 120.2344
38890 | Belden Wire | FFSU12LKR | FXU FRAME OS2 12P | EA |  | 1 Year | 126.5625 | 5% | 120.2344
38891 | Belden Wire | FFSU12LKS | FXU FRAME OS2 12P | EA |  | 1 Year | 126.5625 | 5% | 120.2344
38892 | Belden Wire | FFSU12LKV | FXU FRAME OS2 12P | EA |  | 1 Year | 126.5625 | 5% | 120.2344
38893 | Belden Wire | FFSU12LKW | FXU FRAME OS2 12P | EA |  | 1 Year | 126.5625 | 5% | 120.2344
38894 | Belden Wire | FFSU12LKY | FXU FRAME OS2 12P | EA |  | 1 Year | 126.5625 | 5% | 120.2344
38895 | Belden Wire | FFSU12MP | FXU FRAME OS2 12P | EA |  | 1 Year | 156.4425 | 5% | 148.6204
38896 | Belden Wire | FFSU12SB | FXU FRAME OS2 12P | EA |  | 1 Year | 74.5625 | 5% | 70.8344
38897 | Belden Wire | FFSU12SC | FXU FRAME OS2 12P | EA |  | 1 Year | 68.0625 | 5% | 64.6594
38898 | Belden Wire | FFSU12ST | FXU FRAME OS2 12P | EA |  | 1 Year | 103.1625 | 5% | 98.0044
38899 | Belden Wire | FFSX12SB | FX ECX STRIP OS2 12P | EA |  | 1 Year | 60.5 | 5% | 57.475
38900 | Belden Wire | FFZH00BB | FXU BLANK FRAME | EA |  | 1 Year | 10.149 | 5% | 9.6415
38901 | Belden Wire | FFZH06KC | FX UHD KCONNECT FRAME 6 PORTS | EA |  | 1 Year | 10.149 | 5% | 9.6415
38902 | Belden Wire | FFZU06BB | FXU FRAME WITH 6 BLANKS | EA |  | 1 Year | 20.4 | 5% | 19.38
38903 | Belden Wire | FI1B002PB | FI BO OM1 2F OFNP | FT |  | 1 Year | 0.4586 | 5% | 0.43567
38904 | Belden Wire | FI1B002PD | BO2.5 2F OM1 OFNP TB | FT |  | 1 Year | 0.4586 | 5% | 0.43567
38905 | Belden Wire | FI1B002RB | FI BO OM1 2F OFNR | FT |  | 1 Year | 0.4128 | 5% | 0.39216
38906 | Belden Wire | FI1B004PB | FI BO OM1 4F OFNP | FT |  | 1 Year | 0.7644 | 5% | 0.72618
38907 | Belden Wire | FI1B004RB | FI BO OM1 4F OFNR | FT |  | 1 Year | 0.688 | 5% | 0.6536
38908 | Belden Wire | FI1B006LBO | BO2.0 6F OM1 OFNR-ZH TB | FT |  | 1 Year | 1.7208 | 5% | 1.6348
38909 | Belden Wire | FI1B006PB | FI BO OM1 6F OFNP | FT |  | 1 Year | 1.1466 | 5% | 1.0893
38910 | Belden Wire | FI1B006RB | FI BO OM1 6F OFNR | FT |  | 1 Year | 1.0319 | 5% | 0.9803
38911 | Belden Wire | FI1B008RB | FI BO OM1 8F OFNR | FT |  | 1 Year | 1.3759 | 5% | 1.3071
38912 | Belden Wire | FI1B010LBO | FI BO OM1 10F OFNR_ZH | FT |  | 1 Year | 2.8665 | 5% | 2.7232
38913 | Belden Wire | FI1B010PB | FI BO OM1 10F OFNP | FT |  | 1 Year | 1.911 | 5% | 1.8155
38914 | Belden Wire | FI1B010RB | FI BO OM1 10F OFNR | FT |  | 1 Year | 1.7199 | 5% | 1.6339
38915 | Belden Wire | FI1B012LBO | BO2.0 12F OM1 OFNR-ZH TB | FT |  | 1 Year | 3.4417 | 5% | 3.2696
38916 | Belden Wire | FI1B012PB | FI BO OM1 12F OFNP | FT |  | 1 Year | 2.2932 | 5% | 2.1785
38917 | Belden Wire | FI1B012RB | FI BO OM1 12F OFNR | FT |  | 1 Year | 2.0639 | 5% | 1.9607
38918 | Belden Wire | FI1B024RB | FI BO OM1 24F OFNR SU_2.0 | FT |  | 1 Year | 7.3038 | 5% | 6.9386
38919 | Belden Wire | FI1D002R9 | FI DN_TB OM1 2F OFNR | FT |  | 1 Year | 0.4241 | 5% | 0.40289
38920 | Belden Wire | FI1D004R9 | FI DN_TB OM1 4F OFNR | FT |  | 1 Year | 0.6683 | 5% | 0.63488
38921 | Belden Wire | FI1D006F9 | FI DN_TB OM1 6F OFCR_AIA | FT |  | 1 Year | 1.7873 | 5% | 1.6979
38922 | Belden Wire | FI1D006R9 | FI DN_TB OM1 6F OFNR | FT |  | 1 Year | 0.6323 | 5% | 0.60068
38923 | Belden Wire | FI1D008P9 | FI DN_TB OM1 8F OFNP | FT |  | 1 Year | 1.1424 | 5% | 1.0853
38924 | Belden Wire | FI1D012F9 | FI DN_TB OM1 12F OFCR_AIA | FT |  | 1 Year | 2.3117 | 5% | 2.1961
38925 | Belden Wire | FI1D012R9 | FI DN_TB OM1 12F OFNR | FT |  | 1 Year | 1.1567 | 5% | 1.0989
38926 | Belden Wire | FI1D024AJ | FI DN_TB OM1 24F OFCP_AIA | FT |  | 1 Year | 5.2647 | 5% | 5.0015
38927 | Belden Wire | FI1D024F9 | FI DN_TB OM1 24F OFCR_AIA | FT |  | 1 Year | 3.8539 | 5% | 3.6612
38928 | Belden Wire | FI1D024FJ | FI DN_TB OM1 24F OFCR_AIA | FT |  | 1 Year | 4.922 | 5% | 4.6759
38929 | Belden Wire | FI1D024P9 | FI DN_TB OM1 24F OFNP | FT |  | 1 Year | 2.9988 | 5% | 2.8489
38930 | Belden Wire | FI1D024R9 | FI DN_TB OM1 24F OFNR | FT |  | 1 Year | 2.6989 | 5% | 2.564
38931 | Belden Wire | FI1D036AJ | FI DN_TB OM1 36F OFCP_AIA | FT |  | 1 Year | 8.2635 | 5% | 7.8503
38932 | Belden Wire | FI1D036FJ | FI DN_TB OM1 36F OFCR_AIA | FT |  | 1 Year | 7.6209 | 5% | 7.2399
38933 | Belden Wire | FI1D048AK | FI DN_TB OM1 48F OFCP_AIA | FT |  | 1 Year | 8.0065 | 5% | 7.6062
38934 | Belden Wire | FI1D048FK | FI DN_TB OM1 48F OFCR_AIA | FT |  | 1 Year | 7.3896 | 5% | 7.0201
38935 | Belden Wire | FI1D048PK | FI DN_TB OM1 48F OFNP | FT |  | 1 Year | 6.169 | 5% | 5.8605
38936 | Belden Wire | FI1D048RK | FI DN_TB OM1 48F OFNR | FT |  | 1 Year | 5.5521 | 5% | 5.2745
38937 | Belden Wire | FI1D072AK | FI DN_TB OM1 72F OFCP_AIA | FT |  | 1 Year | 12.1191 | 5% | 11.5131
38938 | Belden Wire | FI1D072FK | FI DN_TB OM1 72F OFCR_AIA | FT |  | 1 Year | 11.0909 | 5% | 10.5364
38939 | Belden Wire | FI1D072PK | FI DN_TB OM1 72F OFNP | FT |  | 1 Year | 10.2816 | 5% | 9.7675
38940 | Belden Wire | FI1D072RK | FI DN_TB OM1 72F OFNR | FT |  | 1 Year | 9.2534 | 5% | 8.7907
38941 | Belden Wire | FI1D096AK | FI DN_TB OM1 96F OFCP_AIA | FT |  | 1 Year | 15.5463 | 5% | 14.769
38942 | Belden Wire | FI1D096FK | FI DN_TB OM1 96F OFCR_AIA | FT |  | 1 Year | 14.1754 | 5% | 13.4666
38943 | Belden Wire | FI1D096PK | FI DN_TB OM1 96F OFNP | FT |  | 1 Year | 13.7088 | 5% | 13.0234
38944 | Belden Wire | FI1D096RK | FI DN_TB OM1 96F OFNR | FT |  | 1 Year | 12.3379 | 5% | 11.721
38945 | Belden Wire | FI1D144AK | FI DN_TB OM1 144F OFCP_AIA | FT |  | 1 Year | 20.3444 | 5% | 19.3272
38946 | Belden Wire | FI1D144FK | FI DN_TB OM1 144F OFCR_AIA | FT |  | 1 Year | 18.4937 | 5% | 17.569
38947 | Belden Wire | FI1D144RK | FI DN_TB OM1 144F OFNR | FT |  | 1 Year | 16.6562 | 5% | 15.8234
38948 | Belden Wire | FI1I002L0 | FI INTERC OM1 2F ZH/OFNR DX | FT |  | 1 Year | 0.2954 | 5% | 0.28063
38949 | Belden Wire | FI1I002RBN | FI OM1 DXZ2.0 2F OFNR BLK_JKT | FT |  | 1 Year | 0.3469 | 5% | 0.32955
38950 | Belden Wire | FI1I002RC | FI OM1 DXZ3.0 2F OFNR OR_JKT | FT |  | 1 Year | 0.3243 | 5% | 0.30808
38951 | Belden Wire | FI1M144A1 | FI OM1 UM_D 144F OFCP OR_JKT | FT |  | 1 Year | 19.9256 | 5% | 18.9293
38952 | Belden Wire | FI2B002LB | FI BO OM2 2F LSZH | FT |  | 1 Year | 0.8353 | 5% | 0.79353
38953 | Belden Wire | FI2B002PB | FI BO OM2 2F OFNP | FT |  | 1 Year | 0.546 | 5% | 0.5187
38954 | Belden Wire | FI2B002RB | FI BO OM2 2F OFNR | FT |  | 1 Year | 0.4914 | 5% | 0.46683
38955 | Belden Wire | FI2B004PB | FI BO OM2 4F OFNP | FT |  | 1 Year | 0.91 | 5% | 0.8645
38956 | Belden Wire | FI2B006LB | FI BO OM2 6F LSZH | FT |  | 1 Year | 2.0884 | 5% | 1.984
38957 | Belden Wire | FI2B006PB | FI BO OM2 6F OFNP | FT |  | 1 Year | 1.365 | 5% | 1.2967
38958 | Belden Wire | FI2B006RB | FI BO OM2 6F OFNR | FT |  | 1 Year | 1.2285 | 5% | 1.1671
38959 | Belden Wire | FI2B010LB | FI BO OM2 10F OFNR_ZH | FT |  | 1 Year | 3.4807 | 5% | 3.3067
38960 | Belden Wire | FI2B010PB | FI BO OM2 10F OFNP | FT |  | 1 Year | 2.275 | 5% | 2.1612
38961 | Belden Wire | FI2B010RB | FI BO OM2 10F OFNR | FT |  | 1 Year | 2.0475 | 5% | 1.9451
38962 | Belden Wire | FI2B012LB | FI BO OM2 12F LSZH | FT |  | 1 Year | 4.1769 | 5% | 3.9681
38963 | Belden Wire | FI2B012PB | FI BO OM2 12F OFNP | FT |  | 1 Year | 2.73 | 5% | 2.5935
38964 | Belden Wire | FI2B012RB | FI BO OM2 12F OFNR | FT |  | 1 Year | 2.457 | 5% | 2.3341
38965 | Belden Wire | FI2B024RB | FI BO OM2 24F OFNR SU_2.0 | FT |  | 1 Year | 6.2973 | 5% | 5.9824
38966 | Belden Wire | FI2D002R9 | FI DN_TB OM2 2F OFNR | FT |  | 1 Year | 0.5049 | 5% | 0.47965
38967 | Belden Wire | FI2D004R9 | FI DN_TB OM2 4F OFNR | FT |  | 1 Year | 0.7956 | 5% | 0.75582
38968 | Belden Wire | FI2D006F9 | FI DN_TB OM2 6F OFCR_AIA | FT |  | 1 Year | 1.8528 | 5% | 1.7602
38969 | Belden Wire | FI2D006R9 | FI DN_TB OM2 6F OFNR | FT |  | 1 Year | 0.7528 | 5% | 0.71516
38970 | Belden Wire | FI2D008R9 | FI DN_TB OM2 8F OFNR | FT |  | 1 Year | 1.224 | 5% | 1.1628
38971 | Belden Wire | FI2D012F9 | FI DN_TB OM2 12F OFCR_AIA | FT |  | 1 Year | 2.477 | 5% | 2.3531
38972 | Belden Wire | FI2D012R9 | FI DN_TB OM2 12F OFNR | FT |  | 1 Year | 1.377 | 5% | 1.3081
38973 | Belden Wire | FI2D024AJ | FI DN_TB OM2 24F OFCP_AIA | FT |  | 1 Year | 5.83 | 5% | 5.5385
38974 | Belden Wire | FI2D024F9 | FI DN_TB OM2 24F OFCR_AIA | FT |  | 1 Year | 4.313 | 5% | 4.0973
38975 | Belden Wire | FI2D024FJ | FI DN_TB OM2 24F OFCR_AIA | FT |  | 1 Year | 5.422 | 5% | 5.1509
38976 | Belden Wire | FI2D024P9 | FI DN_TB OM2 24F OFNP | FT |  | 1 Year | 3.57 | 5% | 3.3915
38977 | Belden Wire | FI2D024R9 | FI DN_TB OM2 24F OFNR | FT |  | 1 Year | 3.213 | 5% | 3.0524
38978 | Belden Wire | FI2D024RK | FI DN_TB OM2 24F OFNR | FT |  | 1 Year | 3.672 | 5% | 3.4884
38979 | Belden Wire | FI2D036AJ | FI DN_TB OM2 36F OFCP_AIA | FT |  | 1 Year | 9.4 | 5% | 8.93
38980 | Belden Wire | FI2D036FJ | FI DN_TB OM2 36F OFCR_AIA | FT |  | 1 Year | 8.635 | 5% | 8.2032
38981 | Belden Wire | FI2D036RK | FI DN_TB OM2 36F OFNR | FT |  | 1 Year | 6.885 | 5% | 6.5407
38982 | Belden Wire | FI2D048AK | FI DN_TB OM2 48F OFCP_AIA | FT |  | 1 Year | 9.094 | 5% | 8.6393
38983 | Belden Wire | FI2D048FK | FI DN_TB OM2 48F OFCR_AIA | FT |  | 1 Year | 8.3596 | 5% | 7.9416
38984 | Belden Wire | FI2D048RK | FI DN_TB OM2 48F OFNR | FT |  | 1 Year | 6.6096 | 5% | 6.2791
38985 | Belden Wire | FI2D072AK | FI DN_TB OM2 72F OFCP_AIA | FT |  | 1 Year | 13.99 | 5% | 13.2905
38986 | Belden Wire | FI2D072FK | FI DN_TB OM2 72F OFCR_AIA | FT |  | 1 Year | 12.766 | 5% | 12.1277
38987 | Belden Wire | FI2D072RK | FI DN_TB OM2 72F OFNR | FT |  | 1 Year | 11.016 | 5% | 10.4652
38988 | Belden Wire | FI2D096AK | FI DN_TB OM2 96F OFCP_AIA | FT |  | 1 Year | 18.07 | 5% | 17.1665
38989 | Belden Wire | FI2D096FK | FI DN_TB OM2 96F OFCR_AIA | FT |  | 1 Year | 16.438 | 5% | 15.6161
38990 | Belden Wire | FI2D096PK | FI DN_TB OM2 96F OFNP | FT |  | 1 Year | 16.32 | 5% | 15.504
38991 | Belden Wire | FI2D096RK | FI DN_TB OM2 96F OFNR | FT |  | 1 Year | 14.688 | 5% | 13.9536
38992 | Belden Wire | FI2D144AK | FI DN_TB OM2 144F OFCP_AIA | FT |  | 1 Year | 23.782 | 5% | 22.5929
38993 | Belden Wire | FI2D144FK | FI DN_TB OM2 144F OFCR_AIA | FT |  | 1 Year | 21.5788 | 5% | 20.4999
38994 | Belden Wire | FI2D144RK | FI DN_TB OM2 144F OFNR | FT |  | 1 Year | 19.8288 | 5% | 18.8374
38995 | Belden Wire | FI2I002L0 | FI INTERC OM2 2F ZH/OFNR DX | FT |  | 1 Year | 0.2869 | 5% | 0.27255
38996 | Belden Wire | FI2M144A1 | FI OM2 UM_D 144F OFCP OR_JKT | FT |  | 1 Year | 18.9768 | 5% | 18.028
38997 | Belden Wire | FI3B002LBA | BO2.0 2F OM3 OFNR-ZH TB | FT |  | 1 Year | 0.8353 | 5% | 0.79353
38998 | Belden Wire | FI3B002PB | FI BO OM3 2F OFNP | FT |  | 1 Year | 0.5569 | 5% | 0.52905
38999 | Belden Wire | FI3B002PBN | BO2.0 2F OM3 OFNP INDOOR TB | FT |  | 1 Year | 0.6552 | 5% | 0.62244
39000 | Belden Wire | FI3B002PBR | BO2.0 2F OM3 OFNP INDOOR TB | FT |  | 1 Year | 0.6552 | 5% | 0.62244
39001 | Belden Wire | FI3B002RB | FI BO OM3 2F OFNR | FT |  | 1 Year | 0.5012 | 5% | 0.47614
39002 | Belden Wire | FI3B004PB | FI BO OM3 4F OFNP | FT |  | 1 Year | 0.9282 | 5% | 0.88179
39003 | Belden Wire | FI3B004RB | FI BO OM3 4F OFNR | FT |  | 1 Year | 0.8354 | 5% | 0.79363
39004 | Belden Wire | FI3B006PB | FI BO OM3 6F OFNP | FT |  | 1 Year | 1.3923 | 5% | 1.3227
39005 | Belden Wire | FI3B006RB | FI BO OM3 6F OFNR | FT |  | 1 Year | 1.2531 | 5% | 1.1904
39006 | Belden Wire | FI3B008PB | FI BO OM3 8F OFNP SU_2.0 | FT |  | 1 Year | 1.8564 | 5% | 1.7636
39007 | Belden Wire | FI3B008RB | FI BO OM3 8F OFNR SU_2.0 | FT |  | 1 Year | 1.6708 | 5% | 1.5873
39008 | Belden Wire | FI3B010LBA | FI BO OM3 10F OFNR_ZH | FT |  | 1 Year | 3.4808 | 5% | 3.3068
39009 | Belden Wire | FI3B010PB | FI BO OM3 10F OFNP | FT |  | 1 Year | 2.3205 | 5% | 2.2045
39010 | Belden Wire | FI3B010RB | FI BO OM3 10F OFNR | FT |  | 1 Year | 2.0885 | 5% | 1.9841
39011 | Belden Wire | FI3B012LBA | BO2.0 12F OM3 OFNR-ZH TB | FT |  | 1 Year | 4.1769 | 5% | 3.9681
39012 | Belden Wire | FI3B012PB | FI BO OM3 12F OFNP | FT |  | 1 Year | 2.7846 | 5% | 2.6454
39013 | Belden Wire | FI3B012RB | FI BO OM3 12F OFNR | FT |  | 1 Year | 2.5061 | 5% | 2.3808
39014 | Belden Wire | FI3B024RB | FI BO OM3 24F OFNR SU_2.0 | FT |  | 1 Year | 4.9552 | 5% | 4.7074
39015 | Belden Wire | FI3D002R9 | FI DN_TB OM3 2F OFNR | FT |  | 1 Year | 0.5049 | 5% | 0.47965
39016 | Belden Wire | FI3D006R9 | FI DN_TB OM3 6F OFNR | FT |  | 1 Year | 0.7528 | 5% | 0.71516
39017 | Belden Wire | FI3D008P9 | FI DN_TB OM3 8F OFNP | FT |  | 1 Year | 1.36 | 5% | 1.292
39018 | Belden Wire | FI3D008R9 | FI DN_TB OM3 8F OFNR | FT |  | 1 Year | 1.224 | 5% | 1.1628
39019 | Belden Wire | FI3D012F9 | FI DN_TB OM3 12F OFCR_AIA | FT |  | 1 Year | 2.477 | 5% | 2.3531
39020 | Belden Wire | FI3D024AJ | FI DN_TB OM3 24F OFCP_AIA | FT |  | 1 Year | 5.83 | 5% | 5.5385
39021 | Belden Wire | FI3D024F9 | FI DN_TB OM3 24F OFCR_AIA | FT |  | 1 Year | 4.313 | 5% | 4.0973
39022 | Belden Wire | FI3D024FJ | FI DN_TB OM3 24F OFCR_AIA | FT |  | 1 Year | 5.422 | 5% | 5.1509
39023 | Belden Wire | FI3D024P9 | FI DN_TB OM3 24F OFNP | FT |  | 1 Year | 3.57 | 5% | 3.3915
39024 | Belden Wire | FI3D036AJ | FI DN_TB OM3 36F OFCP_AIA | FT |  | 1 Year | 9.4 | 5% | 8.93
39025 | Belden Wire | FI3D036FJ | FI DN_TB OM3 36F OFCR_AIA | FT |  | 1 Year | 8.635 | 5% | 8.2032
39026 | Belden Wire | FI3D036RK | FI DN_TB OM3 36F OFNR | FT |  | 1 Year | 6.885 | 5% | 6.5407
39027 | Belden Wire | FI3D048AK | FI DN_TB OM3 48F OFCP_AIA | FT |  | 1 Year | 9.094 | 5% | 8.6393
39028 | Belden Wire | FI3D048FK | FI DN_TB OM3 48F OFCR_AIA | FT |  | 1 Year | 8.3596 | 5% | 7.9416
39029 | Belden Wire | FI3D048PK | FI DN_TB OM3 48F OFNP | FT |  | 1 Year | 7.344 | 5% | 6.9768
39030 | Belden Wire | FI3D048RK | FI DN_TB OM3 48F OFNR | FT |  | 1 Year | 6.6096 | 5% | 6.2791
39031 | Belden Wire | FI3D072AK | FI DN_TB OM3 72F OFCP_AIA | FT |  | 1 Year | 13.99 | 5% | 13.2905
39032 | Belden Wire | FI3D072FK | FI DN_TB OM3 72F OFCR_AIA | FT |  | 1 Year | 12.766 | 5% | 12.1277
39033 | Belden Wire | FI3D072PK | FI DN_TB OM3 72F OFNP | FT |  | 1 Year | 12.24 | 5% | 11.628
39034 | Belden Wire | FI3D072RK | FI DN_TB OM3 72F OFNR | FT |  | 1 Year | 11.016 | 5% | 10.4652
39035 | Belden Wire | FI3D096AK | FI DN_TB OM3 96F OFCP_AIA | FT |  | 1 Year | 18.07 | 5% | 17.1665
39036 | Belden Wire | FI3D096FK | FI DN_TB OM3 96F OFCR_AIA | FT |  | 1 Year | 16.438 | 5% | 15.6161
39037 | Belden Wire | FI3D096PK | FI DN_TB OM3 96F OFNP | FT |  | 1 Year | 16.32 | 5% | 15.504
39038 | Belden Wire | FI3D096RK | FI DN_TB OM3 96F OFNR | FT |  | 1 Year | 14.688 | 5% | 13.9536
39039 | Belden Wire | FI3D144AK | FI DN_TB OM3 144F OFCP_AIA | FT |  | 1 Year | 23.782 | 5% | 22.5929
39040 | Belden Wire | FI3D144FK | FI DN_TB OM3 144F OFCR_AIA | FT |  | 1 Year | 21.5788 | 5% | 20.4999
39041 | Belden Wire | FI3D144RK | FI DN_TB OM3 144F OFNR | FT |  | 1 Year | 19.8288 | 5% | 18.8374
39042 | Belden Wire | FI3I002L0 | FI INTERC OM3 2F ZH/OFNR DX | FT |  | 1 Year | 0.2869 | 5% | 0.27255
39043 | Belden Wire | FI3I002P0 | FI OM3 MR2.0 2F OFNP AQ_JKT | FT |  | 1 Year | 0.2869 | 5% | 0.27255
39044 | Belden Wire | FI3I002RB | FI INTERC OM3 2F OFNR DX_2.0 | FT |  | 1 Year | 0.358 | 5% | 0.3401
39045 | Belden Wire | FI3I002RBB | FI OM3 DXZ2.0 2F OFNR BL_JKT | FT |  | 1 Year | 0.4212 | 5% | 0.40014
39046 | Belden Wire | FI3I002RBN | FI OM3 DXZ2.0 2F OFNR BK_JKT | FT |  | 1 Year | 0.4212 | 5% | 0.40014
39047 | Belden Wire | FI3I002RBR | FI OM3 DXZ2.0 2F OFNR RD_JKT | FT |  | 1 Year | 0.4212 | 5% | 0.40014
39048 | Belden Wire | FI3I002RBW | FI INTERC OM3 2F OFNR DX _2.0 | FT |  | 1 Year | 0.4212 | 5% | 0.40014
39049 | Belden Wire | FI3I002RC | FI INTERC OM3 2F OFNR DX_3.0 | FT |  | 1 Year | 0.3938 | 5% | 0.37411
39050 | Belden Wire | FI3I012L2 | FI OM3 MR_3.0 12F LSZH AQ_JKT | FT |  | 1 Year | 1.4688 | 5% | 1.3954
39051 | Belden Wire | FI3I012P0 | FI OM3 MR2.0 12F OFNP AQ_JKT | FT |  | 1 Year | 1.4345 | 5% | 1.3628
39052 | Belden Wire | FI3M012L0 | FI OM3 MDIST 12F OFNR-LS AQ_ | FT |  | 1 Year | 1.584 | 5% | 1.5048
39053 | Belden Wire | FI3M012P2 | FI OM3 uM_D 12F OFNP AQ_JKT | FT |  | 1 Year | 1.4064 | 5% | 1.3361
39054 | Belden Wire | FI3M024L2 | FI OM3 M_D 24F LSZH AQ_JKT | FT |  | 1 Year | 3.456 | 5% | 3.2832
39055 | Belden Wire | FI3M024P1 | FI OM3 UM_D 24F OFNP AQ_JKT | FT |  | 1 Year | 3.3754 | 5% | 3.2066
39056 | Belden Wire | FI3M036P1 | FI OM3 uM_D 36F OFNP AQ_JKT | FT |  | 1 Year | 4.2192 | 5% | 4.0082
39057 | Belden Wire | FI3M048L2 | FI OM3 M_D 48F LSZH AQ_JKT | FT |  | 1 Year | 5.76 | 5% | 5.472
39058 | Belden Wire | FI3M048P1 | FI OM3 uM_D 48F OFNP AQ_JKT | FT |  | 1 Year | 5.6256 | 5% | 5.3443
39059 | Belden Wire | FI3M072A1 | FI OM3 UM_D 72F OFCP AQ_JKT | FT |  | 1 Year | 10.5384 | 5% | 10.0115
39060 | Belden Wire | FI3M072P1 | FI OM3 uM_D 72F OFNP AQ_JKT | FT |  | 1 Year | 8.4384 | 5% | 8.0165
39061 | Belden Wire | FI3M144L2 | FI OM3 M_D 144F LSZH AQ_JKT | FT |  | 1 Year | 17.28 | 5% | 16.416
39062 | Belden Wire | FI3M144P1 | FI OM3 uM_D 144F OFNP AQ_JKT | FT |  | 1 Year | 16.8768 | 5% | 16.033
39063 | Belden Wire | FI4B002LB | FI BO OM4 2F LSZH OFNR SU_2.0 | FT |  | 1 Year | 1.2531 | 5% | 1.1904
39064 | Belden Wire | FI4B002LBA | FI BO OM4 2F LSZH | FT |  | 1 Year | 1.2531 | 5% | 1.1904
39065 | Belden Wire | FI4B002PBA | FI BO OM4 2F OFNP | FT |  | 1 Year | 0.8354 | 5% | 0.79363
39066 | Belden Wire | FI4B002RB | FI BO OM4 2F OFNR | FT |  | 1 Year | 0.7518 | 5% | 0.71421
39067 | Belden Wire | FI4B002RBA | FI BO OM4 2F OFNR | FT |  | 1 Year | 0.7518 | 5% | 0.71421
39068 | Belden Wire | FI4B004PBA | FI BO OM4 4F OFNP | FT |  | 1 Year | 1.3923 | 5% | 1.3227
39069 | Belden Wire | FI4B004RB | FI BO OM4 4F OFNR SU_2.0 | FT |  | 1 Year | 1.2531 | 5% | 1.1904
39070 | Belden Wire | FI4B004RBA | FI BO OM4 4F OFNR | FT |  | 1 Year | 1.2531 | 5% | 1.1904
39071 | Belden Wire | FI4B006LB | FI BO OM4 6F LSZH OFNR SU_2.0 | FT |  | 1 Year | 3.1327 | 5% | 2.9761
39072 | Belden Wire | FI4B006LBA | FI BO OM4 6F LSZH | FT |  | 1 Year | 3.1327 | 5% | 2.9761
39073 | Belden Wire | FI4B006PB | FI BO OM4 6F OFNP SU_2.0 | FT |  | 1 Year | 2.0885 | 5% | 1.9841
39074 | Belden Wire | FI4B006PBA | FI BO OM4 6F OFNP | FT |  | 1 Year | 2.0885 | 5% | 1.9841
39075 | Belden Wire | FI4B006RB | FI BO OM4 6F OFNR SU_2.0 | FT |  | 1 Year | 1.8797 | 5% | 1.7857
39076 | Belden Wire | FI4B006RBA | FI BO OM4 6F OFNR | FT |  | 1 Year | 1.8797 | 5% | 1.7857
39077 | Belden Wire | FI4B008RB | FI BO OM4 8F OFNR SU_2.0 | FT |  | 1 Year | 2.5061 | 5% | 2.3808
39078 | Belden Wire | FI4B008RBA | FI BO OM4 8F OFNR SU_2.0 | FT |  | 1 Year | 2.5061 | 5% | 2.3808
39079 | Belden Wire | FI4B010LB | FI BO OM4 10F LSZH OFNR SU_2.0 | FT |  | 1 Year | 5.2212 | 5% | 4.9601
39080 | Belden Wire | FI4B010LBA | FI BO OM4 10F OFNR_ZH | FT |  | 1 Year | 5.2212 | 5% | 4.9601
39081 | Belden Wire | FI4B010PB | FI BO OM4 10F OFNP SU_2.0 | FT |  | 1 Year | 3.4808 | 5% | 3.3068
39082 | Belden Wire | FI4B010PBA | FI BO OM4 10F OFNP | FT |  | 1 Year | 3.4808 | 5% | 3.3068
39083 | Belden Wire | FI4B010RB | FI BO OM4 10F OFNR SU_2.0 | FT |  | 1 Year | 3.1327 | 5% | 2.9761
39084 | Belden Wire | FI4B010RBA | FI BO OM4 10F OFNR | FT |  | 1 Year | 3.1327 | 5% | 2.9761
39085 | Belden Wire | FI4B012LB | FI BO OM4 12F LSZH OFNR SU_2.0 | FT |  | 1 Year | 6.2654 | 5% | 5.9521
39086 | Belden Wire | FI4B012LBA | FI BO OM4 12F LSZH | FT |  | 1 Year | 6.2654 | 5% | 5.9521
39087 | Belden Wire | FI4B012PB | FI BO OM4 12F OFNP SU_2.0 | FT |  | 1 Year | 4.1769 | 5% | 3.9681
39088 | Belden Wire | FI4B012PBA | FI BO OM4 12F OFNP | FT |  | 1 Year | 4.1769 | 5% | 3.9681
39089 | Belden Wire | FI4B012RB | FI BO OM4 12F OFNR SU_2.0 | FT |  | 1 Year | 3.7592 | 5% | 3.5712
39090 | Belden Wire | FI4B012RBA | FI BO OM4 12F OFNR | FT |  | 1 Year | 3.7592 | 5% | 3.5712
39091 | Belden Wire | FI4B024PB | FI BO OM4 24F OFNP SU_2.0 | FT |  | 1 Year | 13.6951 | 5% | 13.0103
39092 | Belden Wire | FI4B024RB | FI BO OM4 24F OFNR SU_2.0 | FT |  | 1 Year | 6.3444 | 5% | 6.0272
39093 | Belden Wire | FI4D002R9 | FI DN_TB OM4 2F OFNR NON_UNI | FT |  | 1 Year | 0.7574 | 5% | 0.71953
39094 | Belden Wire | FI4D004R9 | FI DN_TB OM4 4F OFNR NON_UNI | FT |  | 1 Year | 1.1934 | 5% | 1.1337
39095 | Belden Wire | FI4D004R9A | FI DN_TB OM4 4F OFNR | FT |  | 1 Year | 1.1934 | 5% | 1.1337
39096 | Belden Wire | FI4D006F9 | FI DN_TB OM4 6F OFCR_AIA | FT |  | 1 Year | 2.2291 | 5% | 2.1176
39097 | Belden Wire | FI4D006F9A | FI DN_TB OM4 6F OFCR_AIA | FT |  | 1 Year | 2.2291 | 5% | 2.1176
39098 | Belden Wire | FI4D006R9 | FI DN_TB OM4 6F OFNR | FT |  | 1 Year | 1.1291 | 5% | 1.0726
39099 | Belden Wire | FI4D006R9A | FI DN_TB OM4 6F OFNR | FT |  | 1 Year | 1.1291 | 5% | 1.0726
39100 | Belden Wire | FI4D008R9 | FI DN_TB OM4 8F OFNR NON_UNI | FT |  | 1 Year | 1.836 | 5% | 1.7442
39101 | Belden Wire | FI4D008R9A | FI DN_TB OM4 8F OFNR | FT |  | 1 Year | 1.836 | 5% | 1.7442
39102 | Belden Wire | FI4D012F9A | FI DN_TB OM4 12F OFCR_AIA | FT |  | 1 Year | 3.1655 | 5% | 3.0072
39103 | Belden Wire | FI4D012R9 | FI DN_TB OM4 12F OFNR | FT |  | 1 Year | 2.0655 | 5% | 1.9622
39104 | Belden Wire | FI4D012R9A | FI DN_TB OM4 12F OFNR | FT |  | 1 Year | 2.0655 | 5% | 1.9622
39105 | Belden Wire | FI4D024AJA | FI DN_TB OM4 24F OFCP_AIA | FT |  | 1 Year | 7.87 | 5% | 7.4765
39106 | Belden Wire | FI4D024F9 | FI DN_TB OM4 24F OFCR_AIA | FT |  | 1 Year | 5.9195 | 5% | 5.6235
39107 | Belden Wire | FI4D024F9A | FI DN_TB OM4 24F OFCR_AIA | FT |  | 1 Year | 5.9195 | 5% | 5.6235
39108 | Belden Wire | FI4D024FJ | FI DN_TB OM4 24F OFCR_AIA | FT |  | 1 Year | 7.258 | 5% | 6.8951
39109 | Belden Wire | FI4D024FJA | FI DN_TB OM4 24F OFCR_AIA | FT |  | 1 Year | 7.258 | 5% | 6.8951
39110 | Belden Wire | FI4D024L9 | 24G6 DIST ZH RSR EV | FT |  | 1 Year | 7.7648 | 5% | 7.3766
39111 | Belden Wire | FI4D024P9 | FI OM4 DIST OFNP EV_JKT | FT |  | 1 Year | 5.355 | 5% | 5.0873
39112 | Belden Wire | FI4D024P9A | FI DN_TB OM4 24F OFNP | FT |  | 1 Year | 5.355 | 5% | 5.0873
39113 | Belden Wire | FI4D024R9A | FI DN_TB OM4 24F OFNR | FT |  | 1 Year | 4.8195 | 5% | 4.5785
39114 | Belden Wire | FI4D024RJA | FI DN_TB OM4 24F OFNR UNI_6F | FT |  | 1 Year | 5.508 | 5% | 5.2326
39115 | Belden Wire | FI4D036AJ | D-AIA 36F OM4 OFCP TB | FT |  | 1 Year | 13.225 | 5% | 12.5637
39116 | Belden Wire | FI4D036AJA | FI DN_TB OM4 36F OFCP_AIA | FT |  | 1 Year | 13.225 | 5% | 12.5637
39117 | Belden Wire | FI4D036FJ | FI DN_TB OM4 36F OFCR_AIA | FT |  | 1 Year | 12.0775 | 5% | 11.4736
39118 | Belden Wire | FI4D036FJA | FI DN_TB OM4 36F OFCR_AIA | FT |  | 1 Year | 12.0775 | 5% | 11.4736
39119 | Belden Wire | FI4D036RJ | FI DN_TB OM4 36F OFNR | FT |  | 1 Year | 10.3275 | 5% | 9.8111
39120 | Belden Wire | FI4D036RJA | FI DN_TB OM4 36F OFNR | FT |  | 1 Year | 10.3275 | 5% | 9.8111
39121 | Belden Wire | FI4D048AKA | FI DN_TB OM4 48F OFCP_AIA | FT |  | 1 Year | 12.766 | 5% | 12.1277
39122 | Belden Wire | FI4D048FK | FI DN_TB OM4 48F OFCR_AIA | FT |  | 1 Year | 11.6644 | 5% | 11.0812
39123 | Belden Wire | FI4D048FKA | FI DN_TB OM4 48F OFCR_AIA | FT |  | 1 Year | 11.6644 | 5% | 11.0812
39124 | Belden Wire | FI4D048PK | FI DN_TB OM4 48F OFNP UNI_12F | FT |  | 1 Year | 11.016 | 5% | 10.4652
39125 | Belden Wire | FI4D048PKA | FI DN_TB OM4 48F OFNP | FT |  | 1 Year | 11.016 | 5% | 10.4652
39126 | Belden Wire | FI4D048RK | FI DN_TB OM4 48F OFNR UNI_12F | FT |  | 1 Year | 9.9144 | 5% | 9.4187
39127 | Belden Wire | FI4D048RKA | FI DN_TB OM4 48F OFNR | FT |  | 1 Year | 9.9144 | 5% | 9.4187
39128 | Belden Wire | FI4D072AK | FI DN_TB OM4 72F OFCP_AIA | FT |  | 1 Year | 20.11 | 5% | 19.1045
39129 | Belden Wire | FI4D072AKA | FI DN_TB OM4 72F OFCP_AIA | FT |  | 1 Year | 20.11 | 5% | 19.1045
39130 | Belden Wire | FI4D072FK | FI DN_TB OM4 72F OFCR_AIA | FT |  | 1 Year | 18.274 | 5% | 17.3603
39131 | Belden Wire | FI4D072FKA | FI DN_TB OM4 72F OFCR_AIA | FT |  | 1 Year | 18.274 | 5% | 17.3603
39132 | Belden Wire | FI4D072PK | FI DN_TB OM4 48F OFNP UNI_12F | FT |  | 1 Year | 18.36 | 5% | 17.442
39133 | Belden Wire | FI4D072RK | FI DN_TB OM4 72F OFNR UNI_12F | FT |  | 1 Year | 16.524 | 5% | 15.6978
39134 | Belden Wire | FI4D072RKA | FI DN_TB OM4 72F OFNR | FT |  | 1 Year | 16.524 | 5% | 15.6978
39135 | Belden Wire | FI4D096AK | FI DN_TB OM4 96F OFCP_AIA | FT |  | 1 Year | 26.23 | 5% | 24.9185
39136 | Belden Wire | FI4D096AKA | FI DN_TB OM4 96F OFCP_AIA | FT |  | 1 Year | 26.23 | 5% | 24.9185
39137 | Belden Wire | FI4D096FK | FI DN_TB OM4 96F OFCR_AIA | FT |  | 1 Year | 23.782 | 5% | 22.5929
39138 | Belden Wire | FI4D096FKA | FI DN_TB OM4 96F OFCR_AIA | FT |  | 1 Year | 23.782 | 5% | 22.5929
39139 | Belden Wire | FI4D096PKA | FI DN_TB OM4 96F OFNP | FT |  | 1 Year | 24.48 | 5% | 23.256
39140 | Belden Wire | FI4D096RK | FI DN_TB OM4 96F OFNR UNI_12F | FT |  | 1 Year | 22.032 | 5% | 20.9304
39141 | Belden Wire | FI4D096RKA | FI DN_TB OM4 96F OFNR | FT |  | 1 Year | 22.032 | 5% | 20.9304
39142 | Belden Wire | FI4D144AK | FI DN_TB OM4 144F OFCP_AIA | FT |  | 1 Year | 34.798 | 5% | 33.0581
39143 | Belden Wire | FI4D144AKA | FI DN_TB OM4 144F OFCP_AIA | FT |  | 1 Year | 34.798 | 5% | 33.0581
39144 | Belden Wire | FI4D144FK | FI DN_TB OM4 144F OFCR_AIA | FT |  | 1 Year | 31.4932 | 5% | 29.9185
39145 | Belden Wire | FI4D144FKA | FI DN_TB OM4 144F OFCR_AIA | FT |  | 1 Year | 31.4932 | 5% | 29.9185
39146 | Belden Wire | FI4D144RK | FI DN_TB OM4 144F OFNR UNI_12F | FT |  | 1 Year | 29.7432 | 5% | 28.256
39147 | Belden Wire | FI4D144RKA | FI DN_TB OM4 144F OFNR | FT |  | 1 Year | 29.7432 | 5% | 28.256
39148 | Belden Wire | FI4I001RB | FI OM4 SX_2.0 1F OFNR EV_JKT | FT |  | 1 Year | 0.2954 | 5% | 0.28063
39149 | Belden Wire | FI4I002L0 | FI INTERC OM4 2F ZH/OFNR DX | FT |  | 1 Year | 0.4303 | 5% | 0.40879
39150 | Belden Wire | FI4I002L0A | FI INTERC OM4 2F ZH/OFNR DX | FT |  | 1 Year | 0.4303 | 5% | 0.40879
39151 | Belden Wire | FI4I002P0 | FI OM4 MR2.0 2F OFNP EV_JKT | FT |  | 1 Year | 0.4303 | 5% | 0.40879
39152 | Belden Wire | FI4I002P0A | FI OM4 MR2.0 2F OFNP AQ_JKT | FT |  | 1 Year | 0.4303 | 5% | 0.40879
39153 | Belden Wire | FI4I002RB | FI INTERC OM4 2F OFNR DX_2.0 | FT |  | 1 Year | 0.537 | 5% | 0.51015
39154 | Belden Wire | FI4I002RBA | FI OM4 DXZ2.0 2F OFNR AQ_JKT | FT |  | 1 Year | 0.537 | 5% | 0.51015
39155 | Belden Wire | FI4I002RC | FI OM4 DXZ3.0 2F OFNR EV_JKT | FT |  | 1 Year | 0.5908 | 5% | 0.56126
39156 | Belden Wire | FI4I002RCA | FI OM4 DXZ3.0 2F OFNR AQ_JKT | FT |  | 1 Year | 0.5908 | 5% | 0.56126
39157 | Belden Wire | FI4I012L2 | FI OM4 MR_3.0 12F LSZH EV_JKT | FT |  | 1 Year | 2.2032 | 5% | 2.093
39158 | Belden Wire | FI4I012L2A | FI OM4 MR_3.0 12F LSZH AQ_JKT | FT |  | 1 Year | 2.2032 | 5% | 2.093
39159 | Belden Wire | FI4I012P0 | FI OM4 MR2.0 12F OFNP EV_JKT | FT |  | 1 Year | 2.1518 | 5% | 2.0442
39160 | Belden Wire | FI4I012P0A | FI OM4 MR2.0 12F OFNP AQ_JKT | FT |  | 1 Year | 2.1518 | 5% | 2.0442
39161 | Belden Wire | FI4M012L0 | FI OM4 MDIST 12F OFNR-LS | FT |  | 1 Year | 2.376 | 5% | 2.2572
39162 | Belden Wire | FI4M012P2 | FI OM4 uM_D 12F OFNP EV_JKT | FT |  | 1 Year | 2.1096 | 5% | 2.0041
39163 | Belden Wire | FI4M012P2A | FI OM4 uM_D 12F OFNP AQ_JKT | FT |  | 1 Year | 2.1096 | 5% | 2.0041
39164 | Belden Wire | FI4M024L2 | FI OM4 M_D 24F LSZH EV_JKT | FT |  | 1 Year | 5.184 | 5% | 4.9248
39165 | Belden Wire | FI4M024L2A | FI OM4 M_D 24F LSZH AQ_JKT | FT |  | 1 Year | 5.184 | 5% | 4.9248
39166 | Belden Wire | FI4M024P1 | FI OM4 uM_D 24F OFNP EV_JKT | FT |  | 1 Year | 5.063 | 5% | 4.8098
39167 | Belden Wire | FI4M024P1A | FI OM4 uM_D 24F OFNP AQ_JKT | FT |  | 1 Year | 5.063 | 5% | 4.8098
39168 | Belden Wire | FI4M036P1 | FI OM4 uM_D 36F OFNP EV_JKT | FT |  | 1 Year | 6.3288 | 5% | 6.0124
39169 | Belden Wire | FI4M036P1N | FI OM4 UM_D 36F OFNP BK_JKT | FT |  | 1 Year | 7.4456 | 5% | 7.0733
39170 | Belden Wire | FI4M048A1 | FI OM4 UM_D 48F OFCP EV_JKT | FT |  | 1 Year | 10.5384 | 5% | 10.0115
39171 | Belden Wire | FI4M048L2 | FI OM4 M_D 48F LSZH EV_JKT | FT |  | 1 Year | 8.64 | 5% | 8.208
39172 | Belden Wire | FI4M048P1 | FI OM4 uM_D 48F OFNP EV_JKT | FT |  | 1 Year | 8.4384 | 5% | 8.0165
39173 | Belden Wire | FI4M072P1 | FI OM4 uM_D 72F OFNP EV_JKT | FT |  | 1 Year | 12.6576 | 5% | 12.0247
39174 | Belden Wire | FI4M096P8 | FI MINID OM4 96F OFNP SU_2.0 | FT |  | 1 Year | 16.8768 | 5% | 16.033
39175 | Belden Wire | FI4M144A1 | FI OM4 UM_D 144F OFCP EV_JKT | FT |  | 1 Year | 27.4152 | 5% | 26.0444
39176 | Belden Wire | FI4M144L2 | FI OM4 M_D 144F LSZH EV_JKT | FT |  | 1 Year | 25.92 | 5% | 24.624
39177 | Belden Wire | FI4M144P1 | FI OM4 uM_D 144F OFNP EV_JKT | FT |  | 1 Year | 25.3152 | 5% | 24.0494
39178 | Belden Wire | FICP001R9WBY | FD DROP 657.B3 1F OFNR 4.8MM | EA |  | 1 Year | 505.7 | 5% | 480.415
39179 | Belden Wire | FICP001RCWBX | FI DROP 657.B3 1F OFNR 3.0 MM | EA |  | 1 Year | 1217.42 | 5% | 1156.549
39180 | Belden Wire | FIEDH11AKA | FD DN_TB OS2/OM4 H11 OFNP_AIA | FT |  | 1 Year | 5.677 | 5% | 5.3931
39181 | Belden Wire | FIHDH22AK | FI DN_TB OS2/OM3 H22 OFCP_AIA | FT |  | 1 Year | 6.9826 | 5% | 6.6335
39182 | Belden Wire | FIHDH22FK | FI DN_TB OS2/OM3 24F/24F OFCR | FT |  | 1 Year | 6.4593 | 5% | 6.1363
39183 | Belden Wire | FISB002LB | FI BO OS2 2F LSZH | FT |  | 1 Year | 0.5012 | 5% | 0.47614
39184 | Belden Wire | FISB002PB | FI BO OS2 2F OFNP | FT |  | 1 Year | 0.3342 | 5% | 0.31749
39185 | Belden Wire | FISB002RB | FI BO OS2 2F OFNR | FT |  | 1 Year | 0.3007 | 5% | 0.28567
39186 | Belden Wire | FISB004PB | FI BO OS2 4F OFNP | FT |  | 1 Year | 0.5569 | 5% | 0.52905
39187 | Belden Wire | FISB004RB | FI BO OS2 4F OFNR | FT |  | 1 Year | 0.5012 | 5% | 0.47614
39188 | Belden Wire | FISB006LB | FI BO OS2 6F LSZH | FT |  | 1 Year | 1.2531 | 5% | 1.1904
39189 | Belden Wire | FISB006PB | FI BO OS2 6F OFNP | FT |  | 1 Year | 0.8354 | 5% | 0.79363
39190 | Belden Wire | FISB006RB | FI BO OS2 6F OFNR | FT |  | 1 Year | 0.7518 | 5% | 0.71421
39191 | Belden Wire | FISB008RB | FI BO OS2 8F OFNR SU_2.0 MM | FT |  | 1 Year | 1.0025 | 5% | 0.95237
39192 | Belden Wire | FISB010LB | FI BO OS2 10F OFNR_ZH | FT |  | 1 Year | 2.0885 | 5% | 1.9841
39193 | Belden Wire | FISB010PB | FI BO OS2 10F OFNP | FT |  | 1 Year | 1.3923 | 5% | 1.3227
39194 | Belden Wire | FISB010RB | FI BO OS2 10F OFNR | FT |  | 1 Year | 1.2531 | 5% | 1.1904
39195 | Belden Wire | FISB012LB | FI BO OS2 12F LSZH | FT |  | 1 Year | 2.5061 | 5% | 2.3808
39196 | Belden Wire | FISB012PB | FI BO OS2 12F OFNP | FT |  | 1 Year | 1.6708 | 5% | 1.5873
39197 | Belden Wire | FISB012RB | FI BO OS2 12F OFNR | FT |  | 1 Year | 1.5037 | 5% | 1.4285
39198 | Belden Wire | FISB018RB | FI BO OS2 12F OFNR SU_2.0 | FT |  | 1 Year | 1.9172 | 5% | 1.8213
39199 | Belden Wire | FISD002R9 | FI DN_TB OS2 2F OFNR | FT |  | 1 Year | 0.2146 | 5% | 0.20387
39200 | Belden Wire | FISD004R9 | FI DN_TB OS2 4F OFNR | FT |  | 1 Year | 0.3381 | 5% | 0.3212
39201 | Belden Wire | FISD006A9 | FI DN_TB OS2 6F OFCP_AIA | FT |  | 1 Year | 1.4555 | 5% | 1.3827
39202 | Belden Wire | FISD006F9 | FI DN_TB OS2 6F OFCR_AIA | FT |  | 1 Year | 1.4199 | 5% | 1.3489
39203 | Belden Wire | FISD006R9 | FI DN_TB OS2 6F OFNR NON_UNI | FT |  | 1 Year | 0.3199 | 5% | 0.3039
39204 | Belden Wire | FISD012P9 | FI DN_TB OS2 12F OFNP | FT |  | 1 Year | 0.6503 | 5% | 0.61778
39205 | Belden Wire | FISD012R9YBK | FI OS2 DIST 12F OFNR YL_JKT | FT |  | 1 Year | 0.5852 | 5% | 0.55594
39206 | Belden Wire | FISD024FJ | FI DN_TB OS2 24F OFCR_AIA | FT |  | 1 Year | 3.3106 | 5% | 3.1451
39207 | Belden Wire | FISD024L9 | 24SM ZH DIST RSR YEL | FT |  | 1 Year | 2.2 | 5% | 2.09
39208 | Belden Wire | FISD024P9 | FI DN_TB OS2 24F OFNP | FT |  | 1 Year | 1.5173 | 5% | 1.4414
39209 | Belden Wire | FISD024RJ | FI DN_TB OS2 24F OFNR UNI_6F | FT |  | 1 Year | 1.5606 | 5% | 1.4826
39210 | Belden Wire | FISD036FJ | FI DN_TB OS2 36F OFCR_AIA | FT |  | 1 Year | 4.6761 | 5% | 4.4423
39211 | Belden Wire | FISD036PK | FI DN_TB OS2 36F OFNP | FT |  | 1 Year | 3.2513 | 5% | 3.0887
39212 | Belden Wire | FISD036RK | FI DN_TB OS2 36F OFNR | FT |  | 1 Year | 2.9261 | 5% | 2.7798
39213 | Belden Wire | FISD048AK | FI DN_TB OS2 48F OFCP_AIA | FT |  | 1 Year | 4.8712 | 5% | 4.6276
39214 | Belden Wire | FISD048FK | FI DN_TB OS2 48F OFCR_AIA | FT |  | 1 Year | 4.5591 | 5% | 4.3311
39215 | Belden Wire | FISD048PK | FI DN_TB OS2 48F OFNP | FT |  | 1 Year | 3.1212 | 5% | 2.9651
39216 | Belden Wire | FISD048RK | FI DN_TB OS2 48F OFNR | FT |  | 1 Year | 2.8091 | 5% | 2.6686
39217 | Belden Wire | FISD072AK | FI DN_TB OS2 72F OFCP_AIA | FT |  | 1 Year | 6.952 | 5% | 6.6044
39218 | Belden Wire | FISD072FK | FI DN_TB OS2 72F OFCR_AIA | FT |  | 1 Year | 6.4318 | 5% | 6.1102
39219 | Belden Wire | FISD072PK | FI DN_TB OS2 72F OFNP | FT |  | 1 Year | 5.202 | 5% | 4.9419
39220 | Belden Wire | FISD072RK | FI DN_TB OS2 72F OFNR | FT |  | 1 Year | 4.6818 | 5% | 4.4477
39221 | Belden Wire | FISD096AK | FI DN_TB OS2 96F OFCP_AIA | FT |  | 1 Year | 8.686 | 5% | 8.2517
39222 | Belden Wire | FISD096FK | FI DN_TB OS2 96F OFCR_AIA | FT |  | 1 Year | 7.9924 | 5% | 7.5928
39223 | Belden Wire | FISD096PK | FI DN_TB OS2 96F OFNP | FT |  | 1 Year | 6.936 | 5% | 6.5892
39224 | Belden Wire | FISD096RK | FI DN_TB OS2 96F OFNR | FT |  | 1 Year | 6.2424 | 5% | 5.9303
39225 | Belden Wire | FISD144AK | FI DN_TB OS2 144F OFCP_AIA | FT |  | 1 Year | 11.1136 | 5% | 10.5579
39226 | Belden Wire | FISD144FK | FI DN_TB OS2 144F OFCR_AIA | FT |  | 1 Year | 10.1772 | 5% | 9.6683
39227 | Belden Wire | FISD144PK | FI DN_TB OS2 144F OFNP | FT |  | 1 Year | 9.3636 | 5% | 8.8954
39228 | Belden Wire | FISD144RK | FI DN_TB OS2 144F OFNR | FT |  | 1 Year | 8.4272 | 5% | 8.0058
39229 | Belden Wire | FISI001LB | FI INTERC OS2 1F OFNR-LS SX | FT |  | 1 Year | 0.1313 | 5% | 0.12473
39230 | Belden Wire | FISI001LC | FI INTERC OS2 1F OFNR-LS SX | FT |  | 1 Year | 0.1432 | 5% | 0.13604
39231 | Belden Wire | FISI001RB | FI INTERC OS2 1F OFNR SX_2.0 | FT |  | 1 Year | 0.1181 | 5% | 0.11219
39232 | Belden Wire | FISI001RC | FI INTERC OS2 1F OFNR SX_3.0 | FT |  | 1 Year | 0.1289 | 5% | 0.12245
39233 | Belden Wire | FISI002L0 | FI INTERC OS2 2F ZH/OFNR DX | FT |  | 1 Year | 0.1148 | 5% | 0.10906
39234 | Belden Wire | FISI002P0 | FI OS2 MR2.0 2F OFNP YL_JKT | FT |  | 1 Year | 0.24 | 5% | 0.228
39235 | Belden Wire | FISI002PC | FI INTERC OS2 2F OFNP DX _3.0 | FT |  | 1 Year | 0.2625 | 5% | 0.24937
39236 | Belden Wire | FISI002RB | FI OS2 DXZ2.0 2F OFNR YL_JKT | FT |  | 1 Year | 0.2148 | 5% | 0.20406
39237 | Belden Wire | FISI002RC | FI OS2 DXZ3.0 2F OFNR YL_JKT | FT |  | 1 Year | 0.2363 | 5% | 0.22448
39238 | Belden Wire | FISI012L2 | FI OS2 MR_3.0 12F LSZH YL_JKT | FT |  | 1 Year | 0.5875 | 5% | 0.55812
39239 | Belden Wire | FISI012P0 | FI OS2 MR2.0 12F OFNP YL_JKT | FT |  | 1 Year | 0.5739 | 5% | 0.5452
39240 | Belden Wire | FISM012A2 | FI OS2 M_D 12F OFCP YL_JKT | FT |  | 1 Year | 2.6626 | 5% | 2.5295
39241 | Belden Wire | FISM012P2 | FI OS2 uM_D 12F OFNP YL_JKT | FT |  | 1 Year | 0.5626 | 5% | 0.53447
39242 | Belden Wire | FISM024L2 | FI OS2 M_D 24F LSZH YL_JKT | FT |  | 1 Year | 1.3824 | 5% | 1.3133
39243 | Belden Wire | FISM024P1 | FI OS2 uM_D 24F OFNP YL_JKT | FT |  | 1 Year | 1.3501 | 5% | 1.2826
39244 | Belden Wire | FISM048L2 | FI OS2 M_D 48F LSZH YL_JKT | FT |  | 1 Year | 2.304 | 5% | 2.1888
39245 | Belden Wire | FISM048P1 | FI OS2 uM_D 48F OFNP YL_JKT | FT |  | 1 Year | 2.2502 | 5% | 2.1377
39246 | Belden Wire | FISM144A1 | FI OS2 UM_D 144F OFCP YL_JKT | FT |  | 1 Year | 8.8507 | 5% | 8.4082
39247 | Belden Wire | FISM144P1 | FI OS2 uM_D 144F OFNP YL_JKT | FT |  | 1 Year | 6.7507 | 5% | 6.4132
39248 | Belden Wire | FIT-11 | FIT-11 TOOL | EA |  | 1 Year | 27.6786 | 5% | 26.2947
39249 | Belden Wire | FIT-59 | FIT-59 TOOL | EA |  | 1 Year | 27.6786 | 5% | 26.2947
39250 | Belden Wire | FIT-6 | FLARING/INSERTION TOOL | EA |  | 1 Year | 27.6786 | 5% | 26.2947
39251 | Belden Wire | FM34MA1020M | FMT OM3 MPO8(M-M) A 8F 20M | EA |  | 1 Year | 312.2375 | 5% | 296.6256
39252 | Belden Wire | FM34MA1022M | FMT OM3 MPO8(M-M) A 8F 22M | EA |  | 1 Year | 322.4613 | 5% | 306.3382
39253 | Belden Wire | FM34MA1029M | FMT OM3 MPO8(M-M) A 8F 29M | EA |  | 1 Year | 358.2444 | 5% | 340.3322
39254 | Belden Wire | FM34MA118M5 | FMT OM3 MPO8(M-M) A 8F 18.5M | EA |  | 1 Year | 304.5697 | 5% | 289.3412
39255 | Belden Wire | FM34MA123M5 | FMT OM3 MPO8(M-M) A 8F 23.5M | EA |  | 1 Year | 330.1291 | 5% | 313.6226
39256 | Belden Wire | FM34MA124M5 | FMT OM3 MPO8(M-M) A 8F 24.5M | EA |  | 1 Year | 335.241 | 5% | 318.4789
39257 | Belden Wire | FM34MA125M5 | FMT OM3 MPO8(M-M) A 8F 25.5M | EA |  | 1 Year | 340.3528 | 5% | 323.3352
39258 | Belden Wire | FM34MA127M5 | FMT OM3 MPO8(M-M) A 8F 27.5M | EA |  | 1 Year | 350.5766 | 5% | 333.0478
39259 | Belden Wire | FM34MA130M5 | FMT OM3 MPO8(M-M) A 8F 30.5M | EA |  | 1 Year | 365.9122 | 5% | 347.6166
39260 | Belden Wire | FM34MA132M5 | FMT OM3 MPO8(M-M) A 8F 32.5M | EA |  | 1 Year | 376.136 | 5% | 357.3292
39261 | Belden Wire | FM34MA134M5 | FMT OM3 MPO8(M-M) A 8F 34.5M | EA |  | 1 Year | 386.3597 | 5% | 367.0417
39262 | Belden Wire | FM34MA2017M | FMT OM3 MPO8(M-M) A 16F 17M | EA |  | 1 Year | 564.2571 | 5% | 536.0442
39263 | Belden Wire | FM34MA218M5 | FMT OM3 MPO8(M-M) A 16F 18.5M | EA |  | 1 Year | 576.9857 | 5% | 548.1364
39264 | Belden Wire | FM3MFA1031M | FMT OM3 MPO12(F-F) A 12F 31M | EA |  | 1 Year | 386.0757 | 5% | 366.7719
39265 | Belden Wire | FM3MFA106M5 | FMT OM3 MPO12(F-F) A 12F 6.5M | EA |  | 1 Year | 246.9191 | 5% | 234.5731
39266 | Belden Wire | FM3MFA1086MIMDN | FMT OM3 MPO12(F-F) A 12F 86M | EA |  | 1 Year | 784.6684 | 5% | 745.435
39267 | Belden Wire | FM3MFA1088MIMDN | FMT OM3 MPO12(F-F) A 12F 88M | EA |  | 1 Year | 798.0328 | 5% | 758.1312
39268 | Belden Wire | FM3MFA1089MIMDN | FMT OM3 MPO12(F-F) A 12F 89M | EA |  | 1 Year | 804.715 | 5% | 764.4792
39269 | Belden Wire | FM3MFA1091MIMDN | FMT OM3 MPO12(F-F) A 12F 91M | EA |  | 1 Year | 818.0794 | 5% | 777.1754
39270 | Belden Wire | FM3MFA1093MIMDN | FMT OM3 MPO12(F-F) A 12F 93M | EA |  | 1 Year | 831.4438 | 5% | 789.8716
39271 | Belden Wire | FM3MFA1095MIMDN | FMT OM3 MPO12(F-F) A 12F 95M | EA |  | 1 Year | 844.8081 | 5% | 802.5677
39272 | Belden Wire | FM3MFA109M5 | FMT OM3 MPO12(F-F) A 12F 9.5M | EA |  | 1 Year | 263.9587 | 5% | 250.7608
39273 | Belden Wire | FM3MFA1110MIMDN | FMT OM3 MPO12(F-F) A 12F 110M | EA |  | 1 Year | 945.041 | 5% | 897.7889
39274 | Belden Wire | FM3MFA1115MIMDN | FMT OM3 MPO12(F-F) A 12F 115M | EA |  | 1 Year | 978.452 | 5% | 929.5294
39275 | Belden Wire | FM3MFA1120MIMDN | FMT OM3 MPO12(F-F) A 12F 120M | EA |  | 1 Year | 1011.8629 | 5% | 961.2698
39276 | Belden Wire | FM3MFA1125MIMDN | FMT OM3 MPO12(F-F) A 12F 125M | EA |  | 1 Year | 1045.2739 | 5% | 993.0102
39277 | Belden Wire | FM3MFA112M5 | FMT OM3 MPO12(F-F) A 12F 12.5M | EA |  | 1 Year | 280.9983 | 5% | 266.9484
39278 | Belden Wire | FM3MFA2009M | FMT OM3 MPO12(F-F) A 24F 9M | EA |  | 1 Year | 504.8571 | 5% | 479.6142
39279 | Belden Wire | FM3MFA2014M | FMT OM3 MPO12(F-F) A 24F 14M | EA |  | 1 Year | 552 | 5% | 524.4
39280 | Belden Wire | FM3MFA2015M | FMT OM3 MPO12(F-F) A 24F 15M | EA |  | 1 Year | 561.4286 | 5% | 533.3572
39281 | Belden Wire | FM3MFA2016M | FMT OM3 MPO12(F-F) A 24F 16M | EA |  | 1 Year | 570.8571 | 5% | 542.3142
39282 | Belden Wire | FM3MFA2017M | FMT OM3 MPO12(F-F) A 24F 17M | EA |  | 1 Year | 580.2857 | 5% | 551.2714
39283 | Belden Wire | FM3MFA2019M | FMT OM3 MPO12(F-F) A 24F 19M | EA |  | 1 Year | 599.1429 | 5% | 569.1858
39284 | Belden Wire | FM3MFA2023M | FMT OM3 MPO12(F-F) A 24F 23M | EA |  | 1 Year | 636.8571 | 5% | 605.0142
39285 | Belden Wire | FM3MFA2030M | FMT OM3 MPO12(F-F) A 24F 30M | EA |  | 1 Year | 702.8571 | 5% | 667.7142
39286 | Belden Wire | FM3MFA3030M | FMT OM3 MPO12(F-F) A 36F 30M | EA |  | 1 Year | 1054.2857 | 5% | 1001.5714
39287 | Belden Wire | FM3MFB1010M | FMT OM3 MPO12(F-F) B 12F 10M | EA |  | 1 Year | 266.7986 | 5% | 253.4587
39288 | Belden Wire | FM3MFB1100M | FMT OM3 MPO12(F-F) B 12F 100M | EA |  | 1 Year | 777.9862 | 5% | 739.0869
39289 | Belden Wire | FM3MFB1150M | FMT OM3 MPO12(F-F) B 12F 150M | EA |  | 1 Year | 1061.9793 | 5% | 1008.8803
39290 | Belden Wire | FM3MFB1300M | FMT OM3 MPO12(F-F) B 12F 300M | EA |  | 1 Year | 2003.6407 | 5% | 1903.4587
39291 | Belden Wire | FM3MFB6019M | FMT OM3 MPO12(F-F) B 72F 19M | EA |  | 1 Year | 1797.4286 | 5% | 1707.5572
39292 | Belden Wire | FM3MFB6021M | FMT OM3 MPO12(F-F) B 72F 21M | EA |  | 1 Year | 1854 | 5% | 1761.3
39293 | Belden Wire | FM3MFB6022M | FMT OM3 MPO12(F-F) B 72F 22M | EA |  | 1 Year | 1882.2857 | 5% | 1788.1714
39294 | Belden Wire | FM3MFC1031M | FMT OM3 MPO12(F-F) C 12F 31M | EA |  | 1 Year | 386.0757 | 5% | 366.7719
39295 | Belden Wire | FM3MFC1075M | FMT OM3 MPO12(F-F) C 12F 75M | EA |  | 1 Year | 635.9897 | 5% | 604.1902
39296 | Belden Wire | FM3MFC2080M | FMT OM3 MPO12(F-F) C 24F 80M | EA |  | 1 Year | 1174.2857 | 5% | 1115.5714
39297 | Belden Wire | FM3MFC2090M | FMT OM3 MPO12(F-F) C 24F 90M | EA |  | 1 Year | 1268.5714 | 5% | 1205.1428
39298 | Belden Wire | FM3MMA1031M | FMT OM3 MPO12(M-M) A 12F 31M | EA |  | 1 Year | 386.0757 | 5% | 366.7719
39299 | Belden Wire | FM3MMA1032M | FMT OM3 MPO12(M-M) A 12F 32M | EA |  | 1 Year | 391.7556 | 5% | 372.1678
39300 | Belden Wire | FM3MMA1037M | FMT OM3 MPO12(M-M) A 12F 37M | EA |  | 1 Year | 420.1549 | 5% | 399.1472
39301 | Belden Wire | FM3MMA1043M | FMT OM3 MPO12(M-M) A 12F 43M | EA |  | 1 Year | 454.2341 | 5% | 431.5224
39302 | Belden Wire | FM3MMA1046M | FMT OM3 MPO12(M-M) A 12F 46M | EA |  | 1 Year | 471.2737 | 5% | 447.71
39303 | Belden Wire | FM3MMA1049M | FMT OM3 MPO12(M-M) A 12F 49M | EA |  | 1 Year | 488.3133 | 5% | 463.8976
39304 | Belden Wire | FM3MMA1051M | FMT OM3 MPO12(M-M) A 12F 51M | EA |  | 1 Year | 499.673 | 5% | 474.6893
39305 | Belden Wire | FM3MMA1052M | FMT OM3 MPO12(M-M) A 12F 52M | EA |  | 1 Year | 505.3528 | 5% | 480.0852
39306 | Belden Wire | FM3MMA1054M | FMT OM3 MPO12(M-M) A 12F 54M | EA |  | 1 Year | 516.7126 | 5% | 490.877
39307 | Belden Wire | FM3MMA1055M | FMT OM3 MPO12(M-M) A 12F 55M | EA |  | 1 Year | 522.3924 | 5% | 496.2728
39308 | Belden Wire | FM3MMA1056M | FMT OM3 MPO12(M-M) A 12F 56M | EA |  | 1 Year | 528.0722 | 5% | 501.6686
39309 | Belden Wire | FM3MMA1058M | FMT OM3 MPO12(M-M) A 12F 58M | EA |  | 1 Year | 539.432 | 5% | 512.4604
39310 | Belden Wire | FM3MMA1060M | FMT OM3 MPO12(M-M) A 12F 60M | EA |  | 1 Year | 550.7917 | 5% | 523.2521
39311 | Belden Wire | FM3MMA1061M | FMT OM3 MPO12(M-M) A 12F 61M | EA |  | 1 Year | 556.4716 | 5% | 528.648
39312 | Belden Wire | FM3MMA1063M | FMT OM3 MPO12(M-M) A 12F 63M | EA |  | 1 Year | 567.8313 | 5% | 539.4397
39313 | Belden Wire | FM3MMA1064M | FMT OM3 MPO12(M-M) A 12F 64M | EA |  | 1 Year | 573.5112 | 5% | 544.8356
39314 | Belden Wire | FM3MMA1066M | FMT OM3 MPO12(M-M) A 12F 66M | EA |  | 1 Year | 584.8709 | 5% | 555.6274
39315 | Belden Wire | FM3MMA1068M | FMT OM3 MPO12(M-M) A 12F 68M | EA |  | 1 Year | 596.2306 | 5% | 566.4191
39316 | Belden Wire | FM3MMA1069M | FMT OM3 MPO12(M-M) A 12F 69M | EA |  | 1 Year | 601.9105 | 5% | 571.815
39317 | Belden Wire | FM3MMA106M5 | FMT OM3 MPO12(M-M) A 12F 6.5M | EA |  | 1 Year | 246.9191 | 5% | 234.5731
39318 | Belden Wire | FM3MMA1071M | FMT OM3 MPO12(M-M) A 12F 71M | EA |  | 1 Year | 613.2702 | 5% | 582.6067
39319 | Belden Wire | FM3MMA1072M | FMT OM3 MPO12(M-M) A 12F 72M | EA |  | 1 Year | 618.9501 | 5% | 588.0026
39320 | Belden Wire | FM3MMA1074M | FMT OM3 MPO12(M-M) A 12F 74M | EA |  | 1 Year | 630.3098 | 5% | 598.7943
39321 | Belden Wire | FM3MMA1077M | FMT OM3 MPO12(M-M) A 12F 77M | EA |  | 1 Year | 647.3494 | 5% | 614.9819
39322 | Belden Wire | FM3MMA1078M | FMT OM3 MPO12(M-M) A 12F 78M | EA |  | 1 Year | 653.0293 | 5% | 620.3778
39323 | Belden Wire | FM3MMA1083M | FMT OM3 MPO12(M-M) A 12F 83M | EA |  | 1 Year | 681.4286 | 5% | 647.3572
39324 | Belden Wire | FM3MMA1087M | FMT OM3 MPO12(M-M) A 12F 87M | EA |  | 1 Year | 704.148 | 5% | 668.9406
39325 | Belden Wire | FM3MMA1089M | FMT OM3 MPO12(M-M) A 12F 89M | EA |  | 1 Year | 715.5077 | 5% | 679.7323
39326 | Belden Wire | FM3MMA1096M | FMT OM3 MPO12(M-M) A 12F 96M | EA |  | 1 Year | 755.2668 | 5% | 717.5035
39327 | Belden Wire | FM3MMA109M5 | FMT OM3 MPO12(M-M) A 12F 9.5M | EA |  | 1 Year | 263.9587 | 5% | 250.7608
39328 | Belden Wire | FM3MMA1115M | FMT OM3 MPO12(M-M) A 12F 115M | EA |  | 1 Year | 863.1842 | 5% | 820.025
39329 | Belden Wire | FM3MMA1125M | FMT OM3 MPO12(M-M) A 12F 125M | EA |  | 1 Year | 919.9828 | 5% | 873.9837
39330 | Belden Wire | FM3MMA118M5 | FMT OM3 MPO12(M-M) A 12F 18.5M | EA |  | 1 Year | 315.0775 | 5% | 299.3236
39331 | Belden Wire | FM3MMA1200M | FMT OM3 MPO12(M-M) A 12F 200M | EA |  | 1 Year | 1405.7605 | 5% | 1335.4725
39332 | Belden Wire | FM3MMA1205M | FMT OM3 MPO12(M-M) A 12F 205M | EA |  | 1 Year | 1435.6545 | 5% | 1363.8718
39333 | Belden Wire | FM3MMA1210M | FMT OM3 MPO12(M-M) A 12F 210M | EA |  | 1 Year | 1465.5485 | 5% | 1392.2711
39334 | Belden Wire | FM3MMA121M5 | FMT OM3 MPO12(M-M) A 12F 21.5M | EA |  | 1 Year | 332.117 | 5% | 315.5111
39335 | Belden Wire | FM3MMA124M5 | FMT OM3 MPO12(M-M) A 12F 24.5M | EA |  | 1 Year | 349.1566 | 5% | 331.6988
39336 | Belden Wire | FM3MMA130M5 | FMT OM3 MPO12(M-M) A 12F 30.5M | EA |  | 1 Year | 383.2358 | 5% | 364.074
39337 | Belden Wire | FM3MMA133M5 | FMT OM3 MPO12(M-M) A 12F 33.5M | EA |  | 1 Year | 400.2754 | 5% | 380.2616
39338 | Belden Wire | FM3MMA135M5 | FMT OM3 MPO12(M-M) A 12F 35.5M | EA |  | 1 Year | 411.6351 | 5% | 391.0533
39339 | Belden Wire | FM3MMA138M5 | FMT OM3 MPO12(M-M) A 12F 38.5M | EA |  | 1 Year | 428.6747 | 5% | 407.241
39340 | Belden Wire | FM3MMA141M5 | FMT OM3 MPO12(M-M) A 12F 41.5M | EA |  | 1 Year | 445.7143 | 5% | 423.4286
39341 | Belden Wire | FM3MMA144M5 | FMT OM3 MPO12(M-M) A 12F 44.5M | EA |  | 1 Year | 462.7539 | 5% | 439.6162
39342 | Belden Wire | FM3MMA147M5 | FMT OM3 MPO12(M-M) A 12F 47.5M | EA |  | 1 Year | 479.7935 | 5% | 455.8038
39343 | Belden Wire | FM3MMA150M5 | FMT OM3 MPO12(M-M) A 12F 50.5M | EA |  | 1 Year | 499.673 | 5% | 474.6893
39344 | Belden Wire | FM3MMA2019M | FMT OM3 MPO12(M-M) A 24F 19M | EA |  | 1 Year | 599.1429 | 5% | 569.1858
39345 | Belden Wire | FM3MMA2021M | FMT OM3 MPO12(M-M) A 24F 21M | EA |  | 1 Year | 618 | 5% | 587.1
39346 | Belden Wire | FM3MMA2022M | FMT OM3 MPO12(M-M) A 24F 22M | EA |  | 1 Year | 627.4286 | 5% | 596.0572
39347 | Belden Wire | FM3MMA2040M | FMT OM3 MPO12(M-M) A 24F 40M | EA |  | 1 Year | 797.1429 | 5% | 757.2858
39348 | Belden Wire | FM3MMA2060M | FMT OM3 MPO12(M-M) A 24F 60M | EA |  | 1 Year | 985.7143 | 5% | 936.4286
39349 | Belden Wire | FM3MMA2075M | FMT OM3 MPO12(M-M) A 24F 75M | EA |  | 1 Year | 1127.1429 | 5% | 1070.7858
39350 | Belden Wire | FM3MMA2089M | FMT OM3 MPO12(M-M) A 24F 89M | EA |  | 1 Year | 1259.1429 | 5% | 1196.1858
39351 | Belden Wire | FM3MMA2105M | FMT OM3 MPO12(M-M) A 24F 105M | EA |  | 1 Year | 1410 | 5% | 1339.5
39352 | Belden Wire | FM3MMA218M5 | FMT OM3 MPO12(M-M) A 24F 18.5M | EA |  | 1 Year | 594.4286 | 5% | 564.7072
39353 | Belden Wire | FM3MMA2190M | FMT OM3 MPO12(M-M) A 24F 190M | EA |  | 1 Year | 2305.7143 | 5% | 2190.4286
39354 | Belden Wire | FM3MMA227M5 | FMT OM3 MPO12(M-M) A 24F 27.5M | EA |  | 1 Year | 679.2857 | 5% | 645.3214
39355 | Belden Wire | FM3MMB1077MIMDN | FMT OM3 MPO12(M-M) B 12F 77M | EA |  | 1 Year | 724.5287 | 5% | 688.3023
39356 | Belden Wire | FM3MMB1110MIMDN | FMT OM3 MPO12(M-M) B 12F 110M | EA |  | 1 Year | 945.041 | 5% | 897.7889
39357 | Belden Wire | FM3MMB2165M | FMT OM3 MPO12(M-M) B 24F 165M | EA |  | 1 Year | 2057.594 | 5% | 1954.7143
39358 | Belden Wire | FM3MMB2175M | FMT OM3 MPO12(M-M) B 24F 175M | EA |  | 1 Year | 2156.8421 | 5% | 2049
39359 | Belden Wire | FM3MMB4065M | FMT OM3 MPO12(M-M) B 48F 65M | EA |  | 1 Year | 2065.7143 | 5% | 1962.4286
39360 | Belden Wire | FM3MMB4070M | FMT OM3 MPO12(M-M) B 48F 70M | EA |  | 1 Year | 2160 | 5% | 2052
39361 | Belden Wire | FM3MMB418M5 | FMT OM3 MPO12(M-M) B 48F 18.5M | EA |  | 1 Year | 1188.8571 | 5% | 1129.4142
39362 | Belden Wire | FM3MMC1067M | FMT OM3 MPO12(M-M) C 12F 67M | EA |  | 1 Year | 590.5508 | 5% | 561.0233
39363 | Belden Wire | FM3MMC1073M | FMT OM3 MPO12(M-M) C 12F 73M | EA |  | 1 Year | 624.6299 | 5% | 593.3984
39364 | Belden Wire | FM3MMC1080M | FMT OM3 MPO12(M-M) C 12F 80M | EA |  | 1 Year | 664.389 | 5% | 631.1695
39365 | Belden Wire | FM3MMC1081M | FMT OM3 MPO12(M-M) C 12F 81M | EA |  | 1 Year | 670.0688 | 5% | 636.5654
39366 | Belden Wire | FM3MMC1083M | FMT OM3 MPO12(M-M) C 12F 83M | EA |  | 1 Year | 681.4286 | 5% | 647.3572
39367 | Belden Wire | FM3MMC115M5 | FMT OM3 MPO12(M-M) C 12F 15.5M | EA |  | 1 Year | 298.0379 | 5% | 283.136
39368 | Belden Wire | FM3MMC2005M | FMT OM3 MPO12(M-M) C 24F 5M | EA |  | 1 Year | 467.1429 | 5% | 443.7858
39369 | Belden Wire | FM3MMC2006M | FMT OM3 MPO12(M-M) C 24F 6M | EA |  | 1 Year | 476.5714 | 5% | 452.7428
39370 | Belden Wire | FM3MMC2007M | FMT OM3 MPO12(M-M) C 24F 7M | EA |  | 1 Year | 486 | 5% | 461.7
39371 | Belden Wire | FM3MMC2008M | FMT OM3 MPO12(M-M) C 24F 8M | EA |  | 1 Year | 495.4286 | 5% | 470.6572
39372 | Belden Wire | FM3MMC2011M | FMT OM3 MPO12(M-M) C 24F 11M | EA |  | 1 Year | 523.7143 | 5% | 497.5286
39373 | Belden Wire | FM3MMC2014M | FMT OM3 MPO12(M-M) C 24F 14M | EA |  | 1 Year | 552 | 5% | 524.4
39374 | Belden Wire | FM3MMC2078M | FMT OM3 MPO12(M-M) C 24F 78M | EA |  | 1 Year | 1155.4286 | 5% | 1097.6572
39375 | Belden Wire | FM3MMC207M5 | FMT OM3 MPO12(M-M) C 24F 7.5M | EA |  | 1 Year | 490.7143 | 5% | 466.1786
39376 | Belden Wire | FM3MMC2088M | FMT OM3 MPO12(M-M) C 24F 88M | EA |  | 1 Year | 1249.7143 | 5% | 1187.2286
39377 | Belden Wire | FM3MMC209M5 | FMT OM3 MPO12(M-M) C 24F 9.5M | EA |  | 1 Year | 509.5714 | 5% | 484.0928
39378 | Belden Wire | FM3MMC2110M | FMT OM3 MPO12(M-M) C 24F 110M | EA |  | 1 Year | 1457.1429 | 5% | 1384.2858
39379 | Belden Wire | FM3MMC212M5 | FMT OM3 MPO12(M-M) C 24F 12.5M | EA |  | 1 Year | 537.8571 | 5% | 510.9642
39380 | Belden Wire | FM3MMC215M5 | FMT OM3 MPO12(M-M) C 24F 15.5M | EA |  | 1 Year | 566.1429 | 5% | 537.8358
39381 | Belden Wire | FM3MMC218M5 | FMT OM3 MPO12(M-M) C 24F 18.5M | EA |  | 1 Year | 594.4286 | 5% | 564.7072
39382 | Belden Wire | FM3MMC229M5 | FMT OM3 MPO12(M-M) C 24F 29.5M | EA |  | 1 Year | 698.1429 | 5% | 663.2358
39383 | Belden Wire | FM3MMC233M5 | FMT OM3 MPO12(M-M) C 24F 33.5M | EA |  | 1 Year | 735.8571 | 5% | 699.0642
39384 | Belden Wire | FM3MPA1150M | FMT OM3 MPO12(M-O) A 12F 150M | EA |  | 1 Year | 956.9793 | 5% | 909.1303
39385 | Belden Wire | FM44EB1010M | FMT OM4 MPO8(M-F) B 8F 10M | EA |  | 1 Year | 404.5427 | 5% | 384.3156
39386 | Belden Wire | FM44MB3010M | FMT OM4 MPO8(M-M) B 24F 10M | EA |  | 1 Year | 1153.2551 | 5% | 1095.5923
39387 | Belden Wire | FM44MBD013M | FMT OM4 MPO8(M-M) B 96F 13M | EA |  | 1 Year | 4826.9265 | 5% | 4585.5802
39388 | Belden Wire | FM44MBD016M | FMT OM4 MPO8(M-M) B 96F 16M | EA |  | 1 Year | 5040.8327 | 5% | 4788.7911
39389 | Belden Wire | FM44MBD019M | FMT OM4 MPO8(M-M) B 96F 19M | EA |  | 1 Year | 5254.7388 | 5% | 4992.0019
39390 | Belden Wire | FM44MBD020M | FMT OM4 MPO8(M-M) B 96F 20M | EA |  | 1 Year | 5326.0408 | 5% | 5059.7388
39391 | Belden Wire | FM44MBD021M | FMT OM4 MPO8(M-M) B 96F 21M | EA |  | 1 Year | 5397.3429 | 5% | 5127.4758
39392 | Belden Wire | FM44MBD022M | FMT OM4 MPO8(M-M) B 96F 22M | EA |  | 1 Year | 5468.6449 | 5% | 5195.2127
39393 | Belden Wire | FM44MBD025M | FMT OM4 MPO8(M-M) B 96F 25M | EA |  | 1 Year | 5682.551 | 5% | 5398.4235
39394 | Belden Wire | FM44MBD026M | FMT OM4 MPO8(M-M) B 96F 26M | EA |  | 1 Year | 5753.8531 | 5% | 5466.1604
39395 | Belden Wire | FM44MBD027M | FMT OM4 MPO8(M-M) B 96F 27M | EA |  | 1 Year | 5825.1551 | 5% | 5533.8973
39396 | Belden Wire | FM44MBD029M | FMT OM4 MPO8(M-M) B 96F 29M | EA |  | 1 Year | 5967.7592 | 5% | 5669.3712
39397 | Belden Wire | FM44MBD030M | FMT OM4 MPO8(M-M) B 96F 30M | EA |  | 1 Year | 6039.0612 | 5% | 5737.1081
39398 | Belden Wire | FM44MBD031M | FMT OM4 MPO8(M-M) B 96F 31M | EA |  | 1 Year | 6110.3633 | 5% | 5804.8451
39399 | Belden Wire | FM44MBD032M | FMT OM4 MPO8(M-M) B 96F 32M | EA |  | 1 Year | 6181.6653 | 5% | 5872.582
39400 | Belden Wire | FM44MBD035M | FMT OM4 MPO8(M-M) B 96F 35M | EA |  | 1 Year | 6395.5714 | 5% | 6075.7928
39401 | Belden Wire | FM44MBD036M | FMT OM4 MPO8(M-M) B 96F 36M | EA |  | 1 Year | 6466.8735 | 5% | 6143.5298
39402 | Belden Wire | FM44MBD040M | FMT OM4 MPO8(M-M) B 96F 40M | EA |  | 1 Year | 6752.0816 | 5% | 6414.4775
39403 | Belden Wire | FM44MBD041M | FMT OM4 MPO8(M-M) B 96F 41M | EA |  | 1 Year | 6823.3837 | 5% | 6482.2145
39404 | Belden Wire | FM44MBD048M | FMT OM4 MPO8(M-M) B 96F 48M | EA |  | 1 Year | 7322.498 | 5% | 6956.3731
39405 | Belden Wire | FM44MBD050M | FMT OM4 MPO8(M-M) B 96F 50M | EA |  | 1 Year | 7465.102 | 5% | 7091.8469
39406 | Belden Wire | FM44MBD052M | FMT OM4 MPO8(M-M) B 96F 52M | EA |  | 1 Year | 7607.7061 | 5% | 7227.3208
39407 | Belden Wire | FM44MBD054M | FMT OM4 MPO8(M-M) B 96F 54M | EA |  | 1 Year | 7750.3102 | 5% | 7362.7947
39408 | Belden Wire | FM4MEA1050M | FMT OM4 MPO12(M-F) A 12F 50M | EA |  | 1 Year | 722.7133 | 5% | 686.5776
39409 | Belden Wire | FM4MEB1005M | FMT OM4 MPO12(M-F) B 12F 5M | EA |  | 1 Year | 364.7713 | 5% | 346.5327
39410 | Belden Wire | FM4MFA1007M | FMT OM4 MPO12(F-F) A 12F 7M | EA |  | 1 Year | 380.6799 | 5% | 361.6459
39411 | Belden Wire | FM4MFA1025M | FMT OM4 MPO12(F-F) A 12F 25M | EA |  | 1 Year | 523.8567 | 5% | 497.6639
39412 | Belden Wire | FM4MFA1030M | FMT OM4 MPO12(F-F) A 12F 30M | EA |  | 1 Year | 563.628 | 5% | 535.4466
39413 | Belden Wire | FM4MFA1053M | FMT OM4 MPO12(F-F) A 12F 53M | EA |  | 1 Year | 746.5761 | 5% | 709.2473
39414 | Belden Wire | FM4MFA1067M | FMT OM4 MPO12(F-F) A 12F 67M | EA |  | 1 Year | 857.9358 | 5% | 815.039
39415 | Belden Wire | FM4MFA1070M | FMT OM4 MPO12(F-F) A 12F 70M | EA |  | 1 Year | 881.7986 | 5% | 837.7087
39416 | Belden Wire | FM4MFA1135M | FMT OM4 MPO12(F-F) A 12F 135M | EA |  | 1 Year | 1398.8259 | 5% | 1328.8846
39417 | Belden Wire | FM4MFA1247M | FMT OM4 MPO12(F-F) A 12F 247M | EA |  | 1 Year | 2418.2279 | 5% | 2297.3165
39418 | Belden Wire | FM4MFA1270M | FMT OM4 MPO12(F-F) A 12F 270M | EA |  | 1 Year | 2585.6861 | 5% | 2456.4018
39419 | Belden Wire | FM4MFA2010MPUDA | FMT OM4 MPO12(F-F) A 24F 10M | EA |  | 1 Year | 782.0408 | 5% | 742.9388
39420 | Belden Wire | FM4MFA2011MPUDA | FMT OM4 MPO12(F-F) A 24F 11M | EA |  | 1 Year | 795.2449 | 5% | 755.4827
39421 | Belden Wire | FM4MFA2013MPUDA | FMT OM4 MPO12(F-F) A 24F 13M | EA |  | 1 Year | 821.6531 | 5% | 780.5704
39422 | Belden Wire | FM4MFA2014MPUDA | FMT OM4 MPO12(F-F) A 24F 14M | EA |  | 1 Year | 834.8571 | 5% | 793.1142
39423 | Belden Wire | FM4MFA2015MPUEA | FMT OM4 MPO12(F-F) A 24F 14M | EA |  | 1 Year | 848.0612 | 5% | 805.6581
39424 | Belden Wire | FM4MFA2016MPUDA | FMT OM4 MPO12(F-F) A 24F 16M | EA |  | 1 Year | 861.2653 | 5% | 818.202
39425 | Belden Wire | FM4MFA3043M | FMT OM4 MPO12(F-F) A 36F 43M | EA |  | 1 Year | 1826.6633 | 5% | 1735.3301
39426 | Belden Wire | FM4MFA3061M | FMT OM4 MPO12(F-F) A 36F 61M | EA |  | 1 Year | 2183.1735 | 5% | 2074.0148
39427 | Belden Wire | FM4MFA3100M | FMT OM4 MPO12(F-F) A 36F 100M | EA |  | 1 Year | 2955.6122 | 5% | 2807.8316
39428 | Belden Wire | FM4MFA3115M | FMT OM4 MPO12(F-F) A 36F 115M | EA |  | 1 Year | 3252.7041 | 5% | 3090.0689
39429 | Belden Wire | FM4MFA4010MPUDA | FMT OM4 MPO12(F-F) A 48F 10M | EA |  | 1 Year | 1564.0816 | 5% | 1485.8775
39430 | Belden Wire | FM4MFA4011MPUDA | FMT OM4 MPO12(F-F) A 48F 11M | EA |  | 1 Year | 1590.4898 | 5% | 1510.9653
39431 | Belden Wire | FM4MFA4016MPUDA | FMT OM4 MPO12(F-F) A 48F 16M | EA |  | 1 Year | 1722.5306 | 5% | 1636.4041
39432 | Belden Wire | FM4MFA8010MPUDA | FMT OM4 MPO12(F-F) A 96F 10M | EA |  | 1 Year | 3128.1633 | 5% | 2971.7551
39433 | Belden Wire | FM4MFB1005M | FMT OM4 MPO12(F-F) B 12F 5M | EA |  | 1 Year | 364.7713 | 5% | 346.5327
39434 | Belden Wire | FM4MFB1005MPMDA | FMT OM4 MPO12(F-F) B 12F 5M | EA |  | 1 Year | 364.7713 | 5% | 346.5327
39435 | Belden Wire | FM4MFB1007MPMDA | FMT OM4 MPO12(F-F) B 12F 7M | EA |  | 1 Year | 380.6799 | 5% | 361.6459
39436 | Belden Wire | FM4MFB1020M | FMT OM4 MPO12(F-F) B 12F 20M | EA |  | 1 Year | 484.0853 | 5% | 459.881
39437 | Belden Wire | FM4MFB110M5 | FMT OM4 MPO12(F-F) B 12F 10.5M | EA |  | 1 Year | 408.5197 | 5% | 388.0937
39438 | Belden Wire | FM4MFB1150M | FMT OM4 MPO12(F-F) B 12F 150M | EA |  | 1 Year | 1518.1399 | 5% | 1442.2329
39439 | Belden Wire | FM4MFB1400M | FMT OM4 MPO12(F-F) B 12F 400M | EA |  | 1 Year | 3674.1647 | 5% | 3490.4565
39440 | Belden Wire | FM4MFB2011M | FMT OM4 MPO12(F-F) B 24F 11M | EA |  | 1 Year | 795.2448 | 5% | 755.4826
39441 | Belden Wire | FM4MFB2012M | FMT OM4 MPO12(F-F) B 24F 12M | EA |  | 1 Year | 808.4489 | 5% | 768.0265
39442 | Belden Wire | FM4MFB2015M | FMT OM4 MPO12(F-F) B 24F 15M | EA |  | 1 Year | 848.0612 | 5% | 805.6581
39443 | Belden Wire | FM4MFB2016M | FMT OM4 MPO12(F-F) B 24F 16M | EA |  | 1 Year | 861.2653 | 5% | 818.202
39444 | Belden Wire | FM4MFB2018M | FMT OM4 MPO12(F-F) B 24F 18M | EA |  | 1 Year | 887.6734 | 5% | 843.2897
39445 | Belden Wire | FM4MFB2022M | FMT OM4 MPO12(F-F) B 24F 22M | EA |  | 1 Year | 940.4898 | 5% | 893.4653
39446 | Belden Wire | FM4MFB2030M | FMT OM4 MPO12(F-F) B 24F 30M | EA |  | 1 Year | 1046.1224 | 5% | 993.8163
39447 | Belden Wire | FM4MFB2035M | FMT OM4 MPO12(F-F) B 24F 35M | EA |  | 1 Year | 1112.1429 | 5% | 1056.5358
39448 | Belden Wire | FM4MFB2100M | FMT OM4 MPO12(F-F) B 24F 100M | EA |  | 1 Year | 1970.4082 | 5% | 1871.8878
39449 | Belden Wire | FM4MFB212M5 | FMT OM4 MPO12(F-F) B 24F 12.5M | EA |  | 1 Year | 815.051 | 5% | 774.2985
39450 | Belden Wire | FM4MFB216M5 | FMT OM4 MPO12(F-F) B 24F 16.5M | EA |  | 1 Year | 867.8673 | 5% | 824.4739
39451 | Belden Wire | FM4MFB217M5 | FMT OM4 MPO12(F-F) B 24F 17.5M | EA |  | 1 Year | 881.0714 | 5% | 837.0178
39452 | Belden Wire | FM4MFC2005MPUEA | FMT OM4 MPO12(F-F) C 24F 5M | EA |  | 1 Year | 716.0204 | 5% | 680.2194
39453 | Belden Wire | FM4MMA1008M | FMT OM4 MPO12(M-M) A 12F 8M | EA |  | 1 Year | 388.6341 | 5% | 369.2024
39454 | Belden Wire | FM4MMA1009M | FMT OM4 MPO12(M-M) A 12F 9M | EA |  | 1 Year | 396.5884 | 5% | 376.759
39455 | Belden Wire | FM4MMA1010M | FMT OM4 MPO12(M-M) A 12F 10M | EA |  | 1 Year | 404.5427 | 5% | 384.3156
39456 | Belden Wire | FM4MMA1011M | FMT OM4 MPO12(M-M) A 12F 11M | EA |  | 1 Year | 412.4969 | 5% | 391.8721
39457 | Belden Wire | FM4MMA1012M | FMT OM4 MPO12(M-M) A 12F 12M | EA |  | 1 Year | 420.4512 | 5% | 399.4286
39458 | Belden Wire | FM4MMA1013M | FMT OM4 MPO12(M-M) A 12F 13M | EA |  | 1 Year | 428.4055 | 5% | 406.9852
39459 | Belden Wire | FM4MMA1015M | FMT OM4 MPO12(M-M) A 12F 15M | EA |  | 1 Year | 444.314 | 5% | 422.0983
39460 | Belden Wire | FM4MMA1017M | FMT OM4 MPO12(M-M) A 12F 17M | EA |  | 1 Year | 460.2225 | 5% | 437.2114
39461 | Belden Wire | FM4MMA1020M | FMT OM4 MPO12(M-M) A 12F 20M | EA |  | 1 Year | 484.0853 | 5% | 459.881
39462 | Belden Wire | FM4MMA1021M | FMT OM4 MPO12(M-M) A 12F 21M | EA |  | 1 Year | 492.0396 | 5% | 467.4376
39463 | Belden Wire | FM4MMA1022M | FMT OM4 MPO12(M-M) A 12F 22M | EA |  | 1 Year | 499.9939 | 5% | 474.9942
39464 | Belden Wire | FM4MMA1023M | FMT OM4 MPO12(M-M) A 12F 23M | EA |  | 1 Year | 507.9481 | 5% | 482.5507
39465 | Belden Wire | FM4MMA1024M | FMT OM4 MPO12(M-M) A 12F 24M | EA |  | 1 Year | 515.9024 | 5% | 490.1073
39466 | Belden Wire | FM4MMA1027M | FMT OM4 MPO12(M-M) A 12F 27M | EA |  | 1 Year | 539.7652 | 5% | 512.7769
39467 | Belden Wire | FM4MMA1028M | FMT OM4 MPO12(M-M) A 12F 28M | EA |  | 1 Year | 547.7194 | 5% | 520.3334
39468 | Belden Wire | FM4MMA1029M | FMT OM4 MPO12(M-M) A 12F 29M | EA |  | 1 Year | 555.6737 | 5% | 527.89
39469 | Belden Wire | FM4MMA1030M | FMT OM4 MPO12(M-M) A 12F 30M | EA |  | 1 Year | 563.628 | 5% | 535.4466
39470 | Belden Wire | FM4MMA1032M | FMT OM4 MPO12(M-M) A 12F 32M | EA |  | 1 Year | 579.5365 | 5% | 550.5597
39471 | Belden Wire | FM4MMA1033M | FMT OM4 MPO12(M-M) A 12F 33M | EA |  | 1 Year | 587.4908 | 5% | 558.1163
39472 | Belden Wire | FM4MMA1035M | FMT OM4 MPO12(M-M) A 12F 35M | EA |  | 1 Year | 603.3993 | 5% | 573.2293
39473 | Belden Wire | FM4MMA1036M | FMT OM4 MPO12(M-M) A 12F 36M | EA |  | 1 Year | 611.3536 | 5% | 580.7859
39474 | Belden Wire | FM4MMA1037M | FMT OM4 MPO12(M-M) A 12F 37M | EA |  | 1 Year | 619.3078 | 5% | 588.3424
39475 | Belden Wire | FM4MMA1038M | FMT OM4 MPO12(M-M) A 12F 38M | EA |  | 1 Year | 627.2621 | 5% | 595.899
39476 | Belden Wire | FM4MMA1039M | FMT OM4 MPO12(M-M) A 12F 39M | EA |  | 1 Year | 635.2164 | 5% | 603.4556
39477 | Belden Wire | FM4MMA1040M | FMT OM4 MPO12(M-M) A 12F 40M | EA |  | 1 Year | 643.1706 | 5% | 611.0121
39478 | Belden Wire | FM4MMA1041M | FMT OM4 MPO12(M-M) A 12F 41M | EA |  | 1 Year | 651.1249 | 5% | 618.5687
39479 | Belden Wire | FM4MMA113M5 | FMT OM4 MPO12(M-M) A 12F 13.5M | EA |  | 1 Year | 432.3826 | 5% | 410.7635
39480 | Belden Wire | FM4MMA115M5 | FMT OM4 MPO12(M-M) A 12F 15.5M | EA |  | 1 Year | 448.2911 | 5% | 425.8765
39481 | Belden Wire | FM4MMA116M5 | FMT OM4 MPO12(M-M) A 12F 16.5M | EA |  | 1 Year | 456.2454 | 5% | 433.4331
39482 | Belden Wire | FM4MMA117M5 | FMT OM4 MPO12(M-M) A 12F 17.5M | EA |  | 1 Year | 464.1997 | 5% | 440.9897
39483 | Belden Wire | FM4MMA118M5 | FMT OM4 MPO12(M-M) A 12F 18.5M | EA |  | 1 Year | 472.1539 | 5% | 448.5462
39484 | Belden Wire | FM4MMA119M5 | FMT OM4 MPO12(M-M) A 12F 19.5M | EA |  | 1 Year | 480.1082 | 5% | 456.1028
39485 | Belden Wire | FM4MMA120M5 | FMT OM4 MPO12(M-M) A 12F 20.5M | EA |  | 1 Year | 488.0625 | 5% | 463.6594
39486 | Belden Wire | FM4MMA121M5 | FMT OM4 MPO12(M-M) A 12F 21.5M | EA |  | 1 Year | 496.0167 | 5% | 471.2159
39487 | Belden Wire | FM4MMA123M5 | FMT OM4 MPO12(M-M) A 12F 23.5M | EA |  | 1 Year | 511.9253 | 5% | 486.329
39488 | Belden Wire | FM4MMA124M5 | FMT OM4 MPO12(M-M) A 12F 24.5M | EA |  | 1 Year | 519.8795 | 5% | 493.8855
39489 | Belden Wire | FM4MMA126M5 | FMT OM4 MPO12(M-M) A 12F 26.5M | EA |  | 1 Year | 535.7881 | 5% | 508.9987
39490 | Belden Wire | FM4MMA127M5 | FMT OM4 MPO12(M-M) A 12F 27.5M | EA |  | 1 Year | 543.7423 | 5% | 516.5552
39491 | Belden Wire | FM4MMA129M5 | FMT OM4 MPO12(M-M) A 12F 29.5M | EA |  | 1 Year | 559.6508 | 5% | 531.6683
39492 | Belden Wire | FM4MMA130M5 | FMT OM4 MPO12(M-M) A 12F 30.5M | EA |  | 1 Year | 567.6051 | 5% | 539.2248
39493 | Belden Wire | FM4MMA131M5 | FMT OM4 MPO12(M-M) A 12F 31.5M | EA |  | 1 Year | 575.5594 | 5% | 546.7814
39494 | Belden Wire | FM4MMA132M5 | FMT OM4 MPO12(M-M) A 12F 32.5M | EA |  | 1 Year | 583.5136 | 5% | 554.3379
39495 | Belden Wire | FM4MMA133M5 | FMT OM4 MPO12(M-M) A 12F 33.5M | EA |  | 1 Year | 591.4679 | 5% | 561.8945
39496 | Belden Wire | FM4MMA134M5 | FMT OM4 MPO12(M-M) A 12F 34.5M | EA |  | 1 Year | 599.4222 | 5% | 569.4511
39497 | Belden Wire | FM4MMA135M5 | FMT OM4 MPO12(M-M) A 12F 35.5M | EA |  | 1 Year | 607.3764 | 5% | 577.0076
39498 | Belden Wire | FM4MMA137M5 | FMT OM4 MPO12(M-M) A 12F 37.5M | EA |  | 1 Year | 623.285 | 5% | 592.1207
39499 | Belden Wire | FM4MMA138M5 | FMT OM4 MPO12(M-M) A 12F 38.5M | EA |  | 1 Year | 631.2392 | 5% | 599.6772
39500 | Belden Wire | FM4MMA140M5 | FMT OM4 MPO12(M-M) A 12F 40.5M | EA |  | 1 Year | 647.1478 | 5% | 614.7904
39501 | Belden Wire | FM4MMA141M5 | FMT OM4 MPO12(M-M) A 12F 41.5M | EA |  | 1 Year | 655.102 | 5% | 622.3469
39502 | Belden Wire | FM4MMA142M5 | FMT OM4 MPO12(M-M) A 12F 42.5M | EA |  | 1 Year | 663.0563 | 5% | 629.9035
39503 | Belden Wire | FM4MMA2011M | FMT OM4 MPO12(M-M) A 24F 11M | EA |  | 1 Year | 795.2449 | 5% | 755.4827
39504 | Belden Wire | FM4MMA2013M | FMT OM4 MPO12(M-M) A 24F 13M | EA |  | 1 Year | 821.6531 | 5% | 780.5704
39505 | Belden Wire | FM4MMA2015M | FMT OM4 MPO12(M-M) A 24F 15M | EA |  | 1 Year | 848.0612 | 5% | 805.6581
39506 | Belden Wire | FM4MMA2060M | FMT OM4 MPO12(M-M) A 24F 60M | EA |  | 1 Year | 1442.2449 | 5% | 1370.1327
39507 | Belden Wire | FM4MMA2075M | FMT OM4 MPO12(M-M) A 24F 75M | EA |  | 1 Year | 1640.3061 | 5% | 1558.2908
39508 | Belden Wire | FM4MMA218M5 | FMT OM4 MPO12(M-M) A 24F 18.5M | EA |  | 1 Year | 894.2755 | 5% | 849.5617
39509 | Belden Wire | FM4MMA4011M | FMT OM4 MPO12(M-M) A 48F 11M | EA |  | 1 Year | 1590.4898 | 5% | 1510.9653
39510 | Belden Wire | FM4MMA4020MAMDE | FMT OM4 MPO12(M-M) A 48F 20M | EA |  | 1 Year | 2397.1401 | 5% | 2277.2831
39511 | Belden Wire | FM4MMA4050MAMDE | FMT OM4 MPO12(M-M) A 48F 50M | EA |  | 1 Year | 4042.8504 | 5% | 3840.7079
39512 | Belden Wire | FM4MMA812M5 | FMT OM4 MPO12(M-M) A 96F 12.5M | EA |  | 1 Year | 3260.2041 | 5% | 3097.1939
39513 | Belden Wire | FM4MMB1010MAMDE | FMT OM4 MPO12(M-M) B 12F 10M | EA |  | 1 Year | 462.1425 | 5% | 439.0354
39514 | Belden Wire | FM4MMB1020MAMDE | FMT OM4 MPO12(M-M) B 12F 20M | EA |  | 1 Year | 599.285 | 5% | 569.3207
39515 | Belden Wire | FM4MMB1060MAMDE | FMT OM4 MPO12(M-M) B 12F 60M | EA |  | 1 Year | 1147.8551 | 5% | 1090.4623
39516 | Belden Wire | FM4MMB1070MAMDE | FMT OM4 MPO12(M-M) B 12F 70M | EA |  | 1 Year | 1284.9976 | 5% | 1220.7477
39517 | Belden Wire | FM4MMB1080MAMDE | FMT OM4 MPO12(M-M) B 12F 80M | EA |  | 1 Year | 1422.1401 | 5% | 1351.0331
39518 | Belden Wire | FM4MMB1090MAMDE | FMT OM4 MPO12(M-M) B 12F 90M | EA |  | 1 Year | 1559.2827 | 5% | 1481.3186
39519 | Belden Wire | FM4MMB1100MAMDE | FMT OM4 MPO12(M-M) B 12F 100M | EA |  | 1 Year | 1696.4252 | 5% | 1611.6039
39520 | Belden Wire | FM4MMB1120M | FMT OM4 MPO12(M-M) B 12F 120M | EA |  | 1 Year | 1279.5119 | 5% | 1215.5363
39521 | Belden Wire | FM4MMB1120MAMDE | FMT OM4 MPO12(M-M) B 12F 120M | EA |  | 1 Year | 1970.7102 | 5% | 1872.1747
39522 | Belden Wire | FM4MMB1130M | FMT OM4 MPO12(M-M) B 12F 130M | EA |  | 1 Year | 1359.0546 | 5% | 1291.1019
39523 | Belden Wire | FM4MMB1135M | FMT OM4 MPO12(M-M) B 12F 135M | EA |  | 1 Year | 1398.8259 | 5% | 1328.8846
39524 | Belden Wire | FM4MMB1140M | FMT OM4 MPO12(M-M) B 12F 140M | EA |  | 1 Year | 1438.5972 | 5% | 1366.6673
39525 | Belden Wire | FM4MMB1140MAMDE | FMT OM4 MPO12(M-M) B 12F 140M | EA |  | 1 Year | 2244.9953 | 5% | 2132.7455
39526 | Belden Wire | FM4MMB1150M | FMT OM4 MPO12(M-M) B 12F 150M | EA |  | 1 Year | 1518.1399 | 5% | 1442.2329
39527 | Belden Wire | FM4MMB1150MAMDE | FMT OM4 MPO12(M-M) B 12F 150M | EA |  | 1 Year | 2382.1378 | 5% | 2263.0309
39528 | Belden Wire | FM4MMB1165M | FMT OM4 MPO12(M-M) B 12F 165M | EA |  | 1 Year | 1706.5304 | 5% | 1621.2039
39529 | Belden Wire | FM4MMB1170MAMDE | FMT OM4 MPO12(M-M) B 12F 170M | EA |  | 1 Year | 2779.1293 | 5% | 2640.1728
39530 | Belden Wire | FM4MMB1175M | FMT OM4 MPO12(M-M) B 12F 175M | EA |  | 1 Year | 1790.2595 | 5% | 1700.7465
39531 | Belden Wire | FM4MMB1180MAMDE | FMT OM4 MPO12(M-M) B 12F 180M | EA |  | 1 Year | 2923.4898 | 5% | 2777.3153
39532 | Belden Wire | FM4MMB1200M | FMT OM4 MPO12(M-M) B 12F 200M | EA |  | 1 Year | 1999.5823 | 5% | 1899.6032
39533 | Belden Wire | FM4MMB1215M | FMT OM4 MPO12(M-M) B 12F 215M | EA |  | 1 Year | 2125.176 | 5% | 2018.9172
39534 | Belden Wire | FM4MMB1225M | FMT OM4 MPO12(M-M) B 12F 225M | EA |  | 1 Year | 2208.9051 | 5% | 2098.4598
39535 | Belden Wire | FM4MMB1245M | FMT OM4 MPO12(M-M) B 12F 245M | EA |  | 1 Year | 2376.3633 | 5% | 2257.5451
39536 | Belden Wire | FM4MMB1260M | FMT OM4 MPO12(M-M) B 12F 260M | EA |  | 1 Year | 2501.957 | 5% | 2376.8591
39537 | Belden Wire | FM4MMB1275M | FMT OM4 MPO12(M-M) B 12F 275M | EA |  | 1 Year | 2627.5507 | 5% | 2496.1732
39538 | Belden Wire | FM4MMB1305M | FMT OM4 MPO12(M-M) B 12F 305M | EA |  | 1 Year | 2878.738 | 5% | 2734.8011
39539 | Belden Wire | FM4MMB1500MAMDE | FMT OM4 MPO12(M-M) B 12F 500M | EA |  | 1 Year | 7944.0288 | 5% | 7546.8274
39540 | Belden Wire | FM4MMB1800MAMDE | FMT OM4 MPO12(M-M) B 12F 800M | EA |  | 1 Year | 12515.446 | 5% | 11889.6737
39541 | Belden Wire | FM4MMB2010MPUDA | FMT OM4 MPO12(M-M) B 24F 10M | EA |  | 1 Year | 782.0408 | 5% | 742.9388
39542 | Belden Wire | FM4MMB2020MPUEA | FMT OM4 MPO12(M-M) B 24F 20M | EA |  | 1 Year | 914.0816 | 5% | 868.3775
39543 | Belden Wire | FM4MMB2057MPUDA | FMT OM4 MPO12(M-M) B 24F 57M | EA |  | 1 Year | 1402.6327 | 5% | 1332.5011
39544 | Belden Wire | FM4MMB2078MPUDA | FMT OM4 MPO12(M-M) B 24F 78M | EA |  | 1 Year | 1679.9184 | 5% | 1595.9225
39545 | Belden Wire | FM4MMB2090MPUEA | FMT OM4 MPO12(M-M) B 24F 90M | EA |  | 1 Year | 1838.3673 | 5% | 1746.4489
39546 | Belden Wire | FM4MMB2115M | FMT OM4 MPO12(M-M) B 24F 115M | EA |  | 1 Year | 2168.4694 | 5% | 2060.0459
39547 | Belden Wire | FM4MMB2115MPUEA | FMT OM4 MPO12(M-M) B 24F 115M | EA |  | 1 Year | 2168.4694 | 5% | 2060.0459
39548 | Belden Wire | FM4MMB2118MPUBE | FMT OM4 MPO12(M-M) B 24F 118M | EA |  | 1 Year | 2279.4898 | 5% | 2165.5153
39549 | Belden Wire | FM4MMB2140M | FMT OM4 MPO12(M-M) B 24F 140M | EA |  | 1 Year | 2498.5714 | 5% | 2373.6428
39550 | Belden Wire | FM4MMB2158MPUBE | FMT OM4 MPO12(M-M) B 24F 158M | EA |  | 1 Year | 2918.8453 | 5% | 2772.903
39551 | Belden Wire | FM4MMB2170M | FMT OM4 MPO12(M-M) B 24F 170M | EA |  | 1 Year | 3012.8357 | 5% | 2862.1939
39552 | Belden Wire | FM4MMB2200M | FMT OM4 MPO12(M-M) B 24F 200M | EA |  | 1 Year | 3429.8067 | 5% | 3258.3164
39553 | Belden Wire | FM4MMB2215M | FMT OM4 MPO12(M-M) B 24F 215M | EA |  | 1 Year | 3638.2922 | 5% | 3456.3776
39554 | Belden Wire | FM4MMB2225M | FMT OM4 MPO12(M-M) B 24F 225M | EA |  | 1 Year | 3777.2825 | 5% | 3588.4184
39555 | Belden Wire | FM4MMB2230M | FMT OM4 MPO12(M-M) B 24F 230M | EA |  | 1 Year | 3846.7777 | 5% | 3654.4388
39556 | Belden Wire | FM4MMB2245M | FMT OM4 MPO12(M-M) B 24F 245M | EA |  | 1 Year | 4055.2632 | 5% | 3852.5
39557 | Belden Wire | FM4MMB225M5PUDA | FMT OM4 MPO12(M-M) B 24F 25.5M | EA |  | 1 Year | 986.7041 | 5% | 937.3689
39558 | Belden Wire | FM4MMB2260M | FMT OM4 MPO12(M-M) B 24F 260M | EA |  | 1 Year | 4263.7487 | 5% | 4050.5613
39559 | Belden Wire | FM4MMB2275M | FMT OM4 MPO12(M-M) B 24F 275M | EA |  | 1 Year | 4472.2342 | 5% | 4248.6225
39560 | Belden Wire | FM4MMB2305M | FMT OM4 MPO12(M-M) B 24F 305M | EA |  | 1 Year | 4889.2052 | 5% | 4644.7449
39561 | Belden Wire | FM4MMB3010M | FMT OM4 MPO12(M-M) B 36F 10M | EA |  | 1 Year | 1173.0612 | 5% | 1114.4081
39562 | Belden Wire | FM4MMB3018M | FMT OM4 MPO12(M-M) B 36F 18M | EA |  | 1 Year | 1331.5102 | 5% | 1264.9347
39563 | Belden Wire | FM4MMB3023M | FMT OM4 MPO12(M-M) B 36F 23M | EA |  | 1 Year | 1430.5408 | 5% | 1359.0138
39564 | Belden Wire | FM4MMB3028M | FMT OM4 MPO12(M-M) B 36F 28M | EA |  | 1 Year | 1529.5714 | 5% | 1453.0928
39565 | Belden Wire | FM4MMB3030M | FMT OM4 MPO12(M-M) B 36F 30M | EA |  | 1 Year | 1569.1837 | 5% | 1490.7245
39566 | Belden Wire | FM4MMB4005M | FMT OM4 MPO12(M-M) B 48F 5M | EA |  | 1 Year | 1432.0408 | 5% | 1360.4388
39567 | Belden Wire | FM4MMB4007M | FMT OM4 MPO12(M-M) B 48F 7M | EA |  | 1 Year | 1484.8571 | 5% | 1410.6142
39568 | Belden Wire | FM4MMB4008M | FMT OM4 MPO12(M-M) B 48F 8M | EA |  | 1 Year | 1511.2653 | 5% | 1435.702
39569 | Belden Wire | FM4MMB4010M | FMT OM4 MPO12(M-M) B 48F 10M | EA |  | 1 Year | 1564.0816 | 5% | 1485.8775
39570 | Belden Wire | FM4MMB4012M | FMT OM4 MPO12(M-M) B 48F 12M | EA |  | 1 Year | 1616.898 | 5% | 1536.0531
39571 | Belden Wire | FM4MMB4015M | FMT OM4 MPO12(M-M) B 48F 15M | EA |  | 1 Year | 1696.1224 | 5% | 1611.3163
39572 | Belden Wire | FM4MMB4016M | FMT OM4 MPO12(M-M) B 48F 16M | EA |  | 1 Year | 1722.5306 | 5% | 1636.4041
39573 | Belden Wire | FM4MMB4018M | FMT OM4 MPO12(M-M) B 48F 18M | EA |  | 1 Year | 1775.3469 | 5% | 1686.5796
39574 | Belden Wire | FM4MMB4019M | FMT OM4 MPO12(M-M) B 48F 19M | EA |  | 1 Year | 1801.7551 | 5% | 1711.6673
39575 | Belden Wire | FM4MMB4020M | FMT OM4 MPO12(M-M) B 48F 20M | EA |  | 1 Year | 1828.1633 | 5% | 1736.7551
39576 | Belden Wire | FM4MMB4021M | FMT OM4 MPO12(M-M) B 48F 21M | EA |  | 1 Year | 1854.5714 | 5% | 1761.8428
39577 | Belden Wire | FM4MMB4025M | FMT OM4 MPO12(M-M) B 48F 25M | EA |  | 1 Year | 1960.2041 | 5% | 1862.1939
39578 | Belden Wire | FM4MMB4026M | FMT OM4 MPO12(M-M) B 48F 26M | EA |  | 1 Year | 1986.6122 | 5% | 1887.2816
39579 | Belden Wire | FM4MMB4030M | FMT OM4 MPO12(M-M) B 48F 30M | EA |  | 1 Year | 2092.2449 | 5% | 1987.6327
39580 | Belden Wire | FM4MMB4031M | FMT OM4 MPO12(M-M) B 48F 31M | EA |  | 1 Year | 2118.6531 | 5% | 2012.7204
39581 | Belden Wire | FM4MMB4032M | FMT OM4 MPO12(M-M) B 48F 32M | EA |  | 1 Year | 2145.0612 | 5% | 2037.8081
39582 | Belden Wire | FM4MMB4052M | FMT OM4 MPO12(M-M) B 48F 52M | EA |  | 1 Year | 2673.2245 | 5% | 2539.5633
39583 | Belden Wire | FM4MMB4054M | FMT OM4 MPO12(M-M) B 48F 54M | EA |  | 1 Year | 2726.0408 | 5% | 2589.7388
39584 | Belden Wire | FM4MMB4055M | FMT OM4 MPO12(M-M) B 48F 55M | EA |  | 1 Year | 2752.449 | 5% | 2614.8265
39585 | Belden Wire | FM4MMB4060M | FMT OM4 MPO12(M-M) B 48F 60M | EA |  | 1 Year | 2884.4898 | 5% | 2740.2653
39586 | Belden Wire | FM4MMB4075M | FMT OM4 MPO12(M-M) B 48F 75M | EA |  | 1 Year | 3280.6122 | 5% | 3116.5816
39587 | Belden Wire | FM4MMB8013M | FMT OM4 MPO12(M-M) B 96F 13M | EA |  | 1 Year | 3286.6122 | 5% | 3122.2816
39588 | Belden Wire | FM4MMB8014M | FMT OM4 MPO12(M-M) B 96F 14M | EA |  | 1 Year | 3339.4286 | 5% | 3172.4572
39589 | Belden Wire | FM4MMB8016M | FMT OM4 MPO12(M-M) B 96F 16M | EA |  | 1 Year | 3445.0612 | 5% | 3272.8081
39590 | Belden Wire | FM4MMB8017M | FMT OM4 MPO12(M-M) B 96F 17M | EA |  | 1 Year | 3497.8776 | 5% | 3322.9837
39591 | Belden Wire | FM4MMB8018M | FMT OM4 MPO12(M-M) B 96F 18M | EA |  | 1 Year | 3550.6939 | 5% | 3373.1592
39592 | Belden Wire | FM4MMB8019M | FMT OM4 MPO12(M-M) B 96F 19M | EA |  | 1 Year | 3603.5102 | 5% | 3423.3347
39593 | Belden Wire | FM4MMB8020M | FMT OM4 MPO12(M-M) B 96F 20M | EA |  | 1 Year | 3656.3265 | 5% | 3473.5102
39594 | Belden Wire | FM4MMB8021M | FMT OM4 MPO12(M-M) B 96F 21M | EA |  | 1 Year | 3709.1429 | 5% | 3523.6858
39595 | Belden Wire | FM4MMB8022M | FMT OM4 MPO12(M-M) B 96F 22M | EA |  | 1 Year | 3761.9592 | 5% | 3573.8612
39596 | Belden Wire | FM4MMB8023M | FMT OM4 MPO12(M-M) B 96F 23M | EA |  | 1 Year | 3814.7755 | 5% | 3624.0367
39597 | Belden Wire | FM4MMB8024M | FMT OM4 MPO12(M-M) B 96F 24M | EA |  | 1 Year | 3867.5918 | 5% | 3674.2122
39598 | Belden Wire | FM4MMB8025M | FMT OM4 MPO12(M-M) B 96F 25M | EA |  | 1 Year | 3920.4082 | 5% | 3724.3878
39599 | Belden Wire | FM4MMB8026M | FMT OM4 MPO12(M-M) B 96F 26M | EA |  | 1 Year | 3973.2245 | 5% | 3774.5633
39600 | Belden Wire | FM4MMB8027M | FMT OM4 MPO12(M-M) B 96F 27M | EA |  | 1 Year | 4026.0408 | 5% | 3824.7388
39601 | Belden Wire | FM4MMB8028M | FMT OM4 MPO12(M-M) B 96F 28M | EA |  | 1 Year | 4078.8571 | 5% | 3874.9142
39602 | Belden Wire | FM4MMB8029M | FMT OM4 MPO12(M-M) B 96F 29M | EA |  | 1 Year | 4131.6735 | 5% | 3925.0898
39603 | Belden Wire | FM4MMB8030M | FMT OM4 MPO12(M-M) B 96F 30M | EA |  | 1 Year | 4184.4898 | 5% | 3975.2653
39604 | Belden Wire | FM4MMB8031M | FMT OM4 MPO12(M-M) B 96F 31M | EA |  | 1 Year | 4237.3061 | 5% | 4025.4408
39605 | Belden Wire | FM4MMB8033M | FMT OM4 MPO12(M-M) B 96F 33M | EA |  | 1 Year | 4342.9388 | 5% | 4125.7919
39606 | Belden Wire | FM4MMB8034M | FMT OM4 MPO12(M-M) B 96F 34M | EA |  | 1 Year | 4395.7551 | 5% | 4175.9673
39607 | Belden Wire | FM4MMB8035M | FMT OM4 MPO12(M-M) B 96F 35M | EA |  | 1 Year | 4448.5714 | 5% | 4226.1428
39608 | Belden Wire | FM4MMB8036M | FMT OM4 MPO12(M-M) B 96F 36M | EA |  | 1 Year | 4501.3878 | 5% | 4276.3184
39609 | Belden Wire | FM4MMB8037M | FMT OM4 MPO12(M-M) B 96F 37M | EA |  | 1 Year | 4554.2041 | 5% | 4326.4939
39610 | Belden Wire | FM4MMB8040M | FMT OM4 MPO12(M-M) B 96F 40M | EA |  | 1 Year | 4712.6531 | 5% | 4477.0204
39611 | Belden Wire | FM4MMB8047M | FMT OM4 MPO12(M-M) B 96F 47M | EA |  | 1 Year | 5082.3673 | 5% | 4828.2489
39612 | Belden Wire | FM4MMB8060M | FMT OM4 MPO12(M-M) B 96F 60M | EA |  | 1 Year | 5768.9796 | 5% | 5480.5306
39613 | Belden Wire | FM4MMB8070M | FMT OM4 MPO12(M-M) B 96F 70M | EA |  | 1 Year | 6297.1429 | 5% | 5982.2858
39614 | Belden Wire | FM4MMB8075M | FMT OM4 MPO12(M-M) B 96F 75M | EA |  | 1 Year | 6561.2245 | 5% | 6233.1633
39615 | Belden Wire | FM4MMB8077M | FMT OM4 MPO12(M-M) B 96F 77M | EA |  | 1 Year | 6666.8571 | 5% | 6333.5142
39616 | Belden Wire | FM4MMB8080M | FMT OM4 MPO12(M-M) B 96F 80M | EA |  | 1 Year | 6825.3061 | 5% | 6484.0408
39617 | Belden Wire | FM4MMB812M5 | FMT OM4 MPO12(M-M) B 96F 12.5M | EA |  | 1 Year | 3260.2041 | 5% | 3097.1939
39618 | Belden Wire | FM4MMBD037M | FMT OM4 MPO12(M-M) B 144F 37M | EA |  | 1 Year | 6831.3061 | 5% | 6489.7408
39619 | Belden Wire | FM4MMBD055M | FMT OM4 MPO12(M-M) B 144F 55M | EA |  | 1 Year | 8257.3469 | 5% | 7844.4796
39620 | Belden Wire | FM4MMBD065M | FMT OM4 MPO12(M-M) B 144F 65M | EA |  | 1 Year | 9049.5918 | 5% | 8597.1122
39621 | Belden Wire | FM4MMBD090M | FMT OM4 MPO12(M-M) B 144F 90M | EA |  | 1 Year | 11030.2041 | 5% | 10478.6939
39622 | Belden Wire | FM4MMC1010M | FMT OM4 MPO12(M-M) C 12F 10M | EA |  | 1 Year | 404.5427 | 5% | 384.3156
39623 | Belden Wire | FM4MMC1012M | FMT OM4 MPO12(M-M) C 12F 12M | EA |  | 1 Year | 420.4512 | 5% | 399.4286
39624 | Belden Wire | FM4MMC1014M | FMT OM4 MPO12(M-M) C 12F 14M | EA |  | 1 Year | 436.3597 | 5% | 414.5417
39625 | Belden Wire | FM4MMC1015M | FMT OM4 MPO12(M-M) C 12F 15M | EA |  | 1 Year | 444.314 | 5% | 422.0983
39626 | Belden Wire | FM4MMC1025M | FMT OM4 MPO12(M-M) C 12F 25M | EA |  | 1 Year | 523.8567 | 5% | 497.6639
39627 | Belden Wire | FM4NMB1010MPSNE | FMT OM4 MPO24(M-M) B 24F 10M | EA |  | 1 Year | 619.5408 | 5% | 588.5638
39628 | Belden Wire | FM4NMB1015MPSNE | FMT OM4 MPO24_F-MPO24_F 15M | EA |  | 1 Year | 685.5612 | 5% | 651.2831
39629 | Belden Wire | FM4NMB1020MPSNE | FMT OM4 MPO24_M-MPO24_M 20M | EA |  | 1 Year | 751.5816 | 5% | 714.0025
39630 | Belden Wire | FM4NMB1025MPSNE | FMT OM4 MPO24_F-MPO24_F 25M | EA |  | 1 Year | 817.602 | 5% | 776.7219
39631 | Belden Wire | FMAP10 | ATTENUATOR 10DB | EA |  | 1 Year | 4.2 | 5% | 3.99
39632 | Belden Wire | FMAP3 | ATTENUATOR 3DB | EA |  | 1 Year | 4.2 | 5% | 3.99
39633 | Belden Wire | FMAP8 | ATTENUATOR 8DB | EA |  | 1 Year | 4.2 | 5% | 3.99
39634 | Belden Wire | FMSMFA1026M | FMT OS2 MPO12(F-F) A 12F 26M | EA |  | 1 Year | 363.1547 | 5% | 344.997
39635 | Belden Wire | FMSMFA1040M | FMT OS2 MPO12(F-F) A 12F 40M | EA |  | 1 Year | 424.0841 | 5% | 402.8799
39636 | Belden Wire | FMSMFA1055M | FMT OS2 MPO12(F-F) A 12F 55M | EA |  | 1 Year | 489.3656 | 5% | 464.8973
39637 | Belden Wire | FMSMFA118M5 | FMT OS2 MPO12(F-F) A 12F 18.5M | EA |  | 1 Year | 330.5139 | 5% | 313.9882
39638 | Belden Wire | FMSMFA2018MPUEY | FMT OS2 MPO12(F-F) A 24F 18M | EA |  | 1 Year | 630.0408 | 5% | 598.5388
39639 | Belden Wire | FMSMFA2032MPUEY | FMT OS2 MPO12(F-F) A 24F 32M | EA |  | 1 Year | 731.1837 | 5% | 694.6245
39640 | Belden Wire | FMSMFA2037M | FMT OS2 MPO12(F-F) A 24F 37M | EA |  | 1 Year | 767.3061 | 5% | 728.9408
39641 | Belden Wire | FMSMFA4081M | FMT OS2 MPO12(F-F) A 48F 81M | EA |  | 1 Year | 2170.3673 | 5% | 2061.8489
39642 | Belden Wire | FMSMFAD075M | FMT OS2 MPO12(F-F) A 144F 75M | EA |  | 1 Year | 6251.0204 | 5% | 5938.4694
39643 | Belden Wire | FMSMFAD100M | FMT OS2 MPO12(F-F) A 144F 100M | EA |  | 1 Year | 7334.6939 | 5% | 6967.9592
39644 | Belden Wire | FMSMFAD300M | FMT OS2 MPO12(F-F) A 144F 300M | EA |  | 1 Year | 16688.507 | 5% | 15854.0817
39645 | Belden Wire | FMSMFB1100M | FMT OS2 MPO12(F-F) B 12F 100M | EA |  | 1 Year | 685.2102 | 5% | 650.9497
39646 | Belden Wire | FMSMFC1008M | FMT OS2 MPO12(F-F) C 12F 8M | EA |  | 1 Year | 284.8168 | 5% | 270.576
39647 | Belden Wire | FMSMFC1025M | FMT OS2 MPO12(F-F) C 12F 25M | EA |  | 1 Year | 358.8026 | 5% | 340.8625
39648 | Belden Wire | FMSMFC1045M | FMT OS2 MPO12(F-F) C 12F 45M | EA |  | 1 Year | 445.8446 | 5% | 423.5524
39649 | Belden Wire | FMSMFC1050M | FMT OS2 MPO12(F-F) C 12F 50M | EA |  | 1 Year | 467.6051 | 5% | 444.2248
39650 | Belden Wire | FMSMFC109M5 | FMT OS2 MPO12(F-F) C 12F 9.5M | EA |  | 1 Year | 291.345 | 5% | 276.7778
39651 | Belden Wire | FMSMMA1013M | FMT OS2 MPO12(M-M) A 12F 13M | EA |  | 1 Year | 306.5773 | 5% | 291.2484
39652 | Belden Wire | FMSMMA1035M | FMT OS2 MPO12(M-M) A 12F 35M | EA |  | 1 Year | 402.3236 | 5% | 382.2074
39653 | Belden Wire | FMSMMA1038M | FMT OS2 MPO12(M-M) A 12F 38M | EA |  | 1 Year | 415.3799 | 5% | 394.6109
39654 | Belden Wire | FMSMMA1040M | FMT OS2 MPO12(M-M) A 12F 40M | EA |  | 1 Year | 424.0841 | 5% | 402.8799
39655 | Belden Wire | FMSMMA1045M | FMT OS2 MPO12(M-M) A 12F 45M | EA |  | 1 Year | 445.8446 | 5% | 423.5524
39656 | Belden Wire | FMSMMA1050M | FMT OS2 MPO12(M-M) A 12F 50M | EA |  | 1 Year | 467.6051 | 5% | 444.2248
39657 | Belden Wire | FMSMMA1055M | FMT OS2 MPO12(M-M) A 12F 55M | EA |  | 1 Year | 489.3656 | 5% | 464.8973
39658 | Belden Wire | FMSMMA1060M | FMT OS2 MPO12(M-M) A 12F 60M | EA |  | 1 Year | 511.1261 | 5% | 485.5698
39659 | Belden Wire | FMSMMA1065M | FMT OS2 MPO12(M-M) A 12F 65M | EA |  | 1 Year | 532.8866 | 5% | 506.2423
39660 | Belden Wire | FMSMMA1090M | FMT OS2 MPO12(M-M) A 12F 90M | EA |  | 1 Year | 641.6892 | 5% | 609.6047
39661 | Belden Wire | FMSMMA121M5 | FMT OS2 MPO12(M-M) A 12F 21.5M | EA |  | 1 Year | 343.5702 | 5% | 326.3917
39662 | Belden Wire | FMSMMA124M5 | FMT OS2 MPO12(M-M) A 12F 24.5M | EA |  | 1 Year | 356.6265 | 5% | 338.7952
39663 | Belden Wire | FMSMMA2015M | FMT OS2 MPO12(M-M) A 24F 15M | EA |  | 1 Year | 608.3673 | 5% | 577.9489
39664 | Belden Wire | FMSMMA2050M | FMT OS2 MPO12(M-M) A 24F 50M | EA |  | 1 Year | 861.2245 | 5% | 818.1633
39665 | Belden Wire | FMSMMA2090M | FMT OS2 MPO12(M-M) A 24F 90M | EA |  | 1 Year | 1150.2041 | 5% | 1092.6939
39666 | Belden Wire | FMSMMA4025M | FMT OS2 MPO12(M-M) A 48F 25M | EA |  | 1 Year | 1361.2245 | 5% | 1293.1633
39667 | Belden Wire | FMSMMAD030M | FMT OS2 MPO12(M-M) A 144F 30M | EA |  | 1 Year | 4300.4082 | 5% | 4085.3878
39668 | Belden Wire | FMSMMAD050M | FMT OS2 MPO12(M-M) A 144F 50M | EA |  | 1 Year | 5167.3469 | 5% | 4908.9796
39669 | Belden Wire | FMSMMAD075M | FMT OS2 MPO12(M-M) A 144F 75M | EA |  | 1 Year | 6251.0204 | 5% | 5938.4694
39670 | Belden Wire | FMSMMB1115M | FMT OS2 MPO12(M-M) B 12F 115M | EA |  | 1 Year | 750.4918 | 5% | 712.9672
39671 | Belden Wire | FMSMMB1120M | FMT OS2 MPO12(M-M) B 12F 120M | EA |  | 1 Year | 772.2522 | 5% | 733.6396
39672 | Belden Wire | FMSMMB1130M | FMT OS2 MPO12(M-M) B 12F 130M | EA |  | 1 Year | 815.7733 | 5% | 774.9846
39673 | Belden Wire | FMSMMB1140M | FMT OS2 MPO12(M-M) B 12F 140M | EA |  | 1 Year | 859.2943 | 5% | 816.3296
39674 | Belden Wire | FMSMMB1175M | FMT OS2 MPO12(M-M) B 12F 175M | EA |  | 1 Year | 1051.7031 | 5% | 999.1179
39675 | Belden Wire | FMSMMB1200M | FMT OS2 MPO12(M-M) B 12F 200M | EA |  | 1 Year | 1166.2321 | 5% | 1107.9205
39676 | Belden Wire | FMSMMB1215M | FMT OS2 MPO12(M-M) B 12F 215M | EA |  | 1 Year | 1234.9495 | 5% | 1173.202
39677 | Belden Wire | FMSMMB1225M | FMT OS2 MPO12(M-M) B 12F 225M | EA |  | 1 Year | 1280.7611 | 5% | 1216.723
39678 | Belden Wire | FMSMMB1240M | FMT OS2 MPO12(M-M) B 12F 240M | EA |  | 1 Year | 1349.4784 | 5% | 1282.0045
39679 | Belden Wire | FMSMMB1245M | FMT OS2 MPO12(M-M) B 12F 245M | EA |  | 1 Year | 1372.3843 | 5% | 1303.7651
39680 | Belden Wire | FMSMMB1260M | FMT OS2 MPO12(M-M) B 12F 260M | EA |  | 1 Year | 1441.1017 | 5% | 1369.0466
39681 | Belden Wire | FMSMMB1275M | FMT OS2 MPO12(M-M) B 12F 275M | EA |  | 1 Year | 1509.8191 | 5% | 1434.3281
39682 | Belden Wire | FMSMMB1290M | FMT OS2 MPO12(M-M) B 12F 290M | EA |  | 1 Year | 1578.5364 | 5% | 1499.6096
39683 | Belden Wire | FMSMMB1305M | FMT OS2 MPO12(M-M) B 12F 305M | EA |  | 1 Year | 1647.2539 | 5% | 1564.8912
39684 | Belden Wire | FMSMMB1385M | FMT OS2 MPO12(M-M) B 12F 385M | EA |  | 1 Year | 2013.7467 | 5% | 1913.0594
39685 | Belden Wire | FMSMMB2115M | FMT OS2 MPO12(M-M) B 24F 115M | EA |  | 1 Year | 1330.8163 | 5% | 1264.2755
39686 | Belden Wire | FMSMMB2118MPUBY | FMT OS2 MPO12(M-M) B 24F 118M | EA |  | 1 Year | 1411.9388 | 5% | 1341.3419
39687 | Belden Wire | FMSMMB2158MPUBY | FMT OS2 MPO12(M-M) B 24F 158M | EA |  | 1 Year | 1761.7562 | 5% | 1673.6684
39688 | Belden Wire | FMSMMB3015M | FMT OS2 MPO12(M-M) B 36F 15M | EA |  | 1 Year | 912.551 | 5% | 866.9235
39689 | Belden Wire | FMSMMB3020M | FMT OS2 MPO12(M-M) B 36F 20M | EA |  | 1 Year | 966.7347 | 5% | 918.398
39690 | Belden Wire | FMSMMB3025M | FMT OS2 MPO12(M-M) B 36F 25M | EA |  | 1 Year | 1020.9184 | 5% | 969.8725
39691 | Belden Wire | FMSMMB3028M | FMT OS2 MPO12(M-M) B 36F 28M | EA |  | 1 Year | 1053.4286 | 5% | 1000.7572
39692 | Belden Wire | FMSMMB4005M | FMT OS2 MPO12(M-M) B 48F 5M | EA |  | 1 Year | 1072.2449 | 5% | 1018.6327
39693 | Belden Wire | FMSMMB4007M | FMT OS2 MPO12(M-M) B 48F 7M | EA |  | 1 Year | 1101.1429 | 5% | 1046.0858
39694 | Belden Wire | FMSMMB4008M | FMT OS2 MPO12(M-M) B 48F 8M | EA |  | 1 Year | 1115.5918 | 5% | 1059.8122
39695 | Belden Wire | FMSMMB4012M | FMT OS2 MPO12(M-M) B 48F 12M | EA |  | 1 Year | 1173.3878 | 5% | 1114.7184
39696 | Belden Wire | FMSMMB4015M | FMT OS2 MPO12(M-M) B 48F 15M | EA |  | 1 Year | 1216.7347 | 5% | 1155.898
39697 | Belden Wire | FMSMMB4125M | FMT OS2 MPO12(M-M) B 48F 125M | EA |  | 1 Year | 2806.1224 | 5% | 2665.8163
39698 | Belden Wire | FMSMMC218M5 | FMT OS2 MPO12(M-M) C 24F 18.5M | EA |  | 1 Year | 633.6531 | 5% | 601.9704
39699 | Belden Wire | FMSMPA1030M | FMT OS2 MPO12(M-O) A 12F 30M | EA |  | 1 Year | 255.5631 | 5% | 242.7849
39700 | Belden Wire | FP1JALD002MR7XR | FXPC OM1 MTRJ(F) LC_DX 2M | EA |  | 1 Year | 107.0892 | 5% | 101.7347
39701 | Belden Wire | FP1JALD01M8R7XO | FXPC OM1 MTRJ(F) LC_DX 1.8M | EA |  | 1 Year | 105.1418 | 5% | 99.8847
39702 | Belden Wire | FP1K1K1003MR2XO | FXPC OM1 LCK1_DX LCK1_DX 3M | EA |  | 1 Year | 31.8706 | 5% | 30.2771
39703 | Belden Wire | FP1K2K2003MR2XO | FXPC OM1 LCK2_DX LCK2_DX 3M | EA |  | 1 Year | 31.8706 | 5% | 30.2771
39704 | Belden Wire | FP1K2SD005MR2XG | FXPC OM1 LCK2_DX SC_DX 5M | EA |  | 1 Year | 36.6034 | 5% | 34.7732
39705 | Belden Wire | FP1K3K3003MR2XO | FXPC OM1 LCK3_DX LCK3_DX 3M | EA |  | 1 Year | 31.8706 | 5% | 30.2771
39706 | Belden Wire | FP1K5K5003MR2XO | FXPC OM1 LCK5_DX LCK5_DX 3M | EA |  | 1 Year | 31.8706 | 5% | 30.2771
39707 | Belden Wire | FP1LCLC001MR4SO | FXPC OM1 LC_SX LC_SX 1M | EA |  | 1 Year | 16.3614 | 5% | 15.5433
39708 | Belden Wire | FP1LCLC002MR4SO | FXPC OM1 LC_SX LC_SX 2M | EA |  | 1 Year | 17.2825 | 5% | 16.4184
39709 | Belden Wire | FP1LCLC003MR4SO | FXPC OM1 LC_SX LC_SX 3M | EA |  | 1 Year | 18.2035 | 5% | 17.2933
39710 | Belden Wire | FP1LCLC005MR4SO | FXPC OM1 LC_SX LC_SX 5M | EA |  | 1 Year | 20.0456 | 5% | 19.0433
39711 | Belden Wire | FP1LCLC008MR4SO | FXPC OM1 LC_SX LC_SX 8M | EA |  | 1 Year | 22.8088 | 5% | 21.6684
39712 | Belden Wire | FP1LCLC010MR4SO | FXPC OM1 LC_SX LC_SX 10M | EA |  | 1 Year | 24.6509 | 5% | 23.4184
39713 | Belden Wire | FP1LCLC020MR4SO | FXPC OM1 LC_SX LC_SX 20M | EA |  | 1 Year | 34.831 | 5% | 33.0894
39714 | Belden Wire | FP1LCLC031MR4SO | FXPC OM1 LC_SX LC_SX 31M | EA |  | 1 Year | 45.4958 | 5% | 43.221
39715 | Belden Wire | FP1LCSC01M8R4SO | FXPC OM1 LC_SX SC_SX 1.8M | EA |  | 1 Year | 17.0983 | 5% | 16.2434
39716 | Belden Wire | FP1LCST002MR4SO | FXPC OM1 LC_SX ST 2M | EA |  | 1 Year | 17.6888 | 5% | 16.8044
39717 | Belden Wire | FP1LCST010MR4SO | FXPC OM1 LC_SX ST 10M | EA |  | 1 Year | 25.0572 | 5% | 23.8043
39718 | Belden Wire | FP1LDLD001M | FXPC OM1 LC_DX LC_DX 1M | EA |  | 1 Year | 26.1783 | 5% | 24.8694
39719 | Belden Wire | FP1LDLD001MR3XO | FXPC OM1 LC_DX LC_DX 1M | EA |  | 1 Year | 26.1783 | 5% | 24.8694
39720 | Belden Wire | FP1LDLD002M | FXPC OM1 LC_DX LC_DX 2M | EA |  | 1 Year | 27.652 | 5% | 26.2694
39721 | Belden Wire | FP1LDLD002MR3XO | FXPC OM1 LC_DX LC_DX 2M | EA |  | 1 Year | 27.652 | 5% | 26.2694
39722 | Belden Wire | FP1LDLD003M | FXPC OM1 LC_DX LC_DX 3M | EA |  | 1 Year | 29.1257 | 5% | 27.6694
39723 | Belden Wire | FP1LDLD004M | FXPC OM1 LC_DX LC_DX 4M | EA |  | 1 Year | 30.5994 | 5% | 29.0694
39724 | Belden Wire | FP1LDLD005M | FXPC OM1 LC_DX LC_DX 5M | EA |  | 1 Year | 32.073 | 5% | 30.4693
39725 | Belden Wire | FP1LDLD006M | FXPC OM1 LC_DX LC_DX 6M | EA |  | 1 Year | 33.5467 | 5% | 31.8694
39726 | Belden Wire | FP1LDLD007M | FXPC OM1 LC_DX LC_DX 7M | EA |  | 1 Year | 35.0204 | 5% | 33.2694
39727 | Belden Wire | FP1LDLD008M | FXPC OM1 LC_DX LC_DX 8M | EA |  | 1 Year | 36.4941 | 5% | 34.6694
39728 | Belden Wire | FP1LDLD009M | FXPC OM1 LC_DX LC_DX 9M | EA |  | 1 Year | 37.9678 | 5% | 36.0694
39729 | Belden Wire | FP1LDLD00M3 | FXPC OM1 LC_DX LC_DX 0.3M | EA |  | 1 Year | 25.1467 | 5% | 23.8894
39730 | Belden Wire | FP1LDLD00M4 | FXPC OM1 LC_DX LC_DX 0.4M | EA |  | 1 Year | 25.2941 | 5% | 24.0294
39731 | Belden Wire | FP1LDLD00M5 | FXPC OM1 LC_DX LC_DX 0.5M | EA |  | 1 Year | 25.4415 | 5% | 24.1694
39732 | Belden Wire | FP1LDLD00M6 | FXPC OM1 LC_DX LC_DX 0.6M | EA |  | 1 Year | 25.5888 | 5% | 24.3094
39733 | Belden Wire | FP1LDLD00M7 | FXPC OM1 LC_DX LC_DX 0.7M | EA |  | 1 Year | 25.7362 | 5% | 24.4494
39734 | Belden Wire | FP1LDLD00M8 | FXPC OM1 LC_DX LC_DX 0.8M | EA |  | 1 Year | 25.8836 | 5% | 24.5894
39735 | Belden Wire | FP1LDLD00M9 | FXPC OM1 LC_DX LC_DX 0.9M | EA |  | 1 Year | 26.0309 | 5% | 24.7294
39736 | Belden Wire | FP1LDLD010M | FXPC OM1 LC_DX LC_DX 10M | EA |  | 1 Year | 39.4415 | 5% | 37.4694
39737 | Belden Wire | FP1LDLD011M | FXPC OM1 LC_DX LC_DX 11M | EA |  | 1 Year | 40.9151 | 5% | 38.8693
39738 | Belden Wire | FP1LDLD012M | FXPC OM1 LC_DX LC_DX 12M | EA |  | 1 Year | 42.3888 | 5% | 40.2694
39739 | Belden Wire | FP1LDLD013M | FXPC OM1 LC_DX LC_DX 13M | EA |  | 1 Year | 43.8625 | 5% | 41.6694
39740 | Belden Wire | FP1LDLD014M | FXPC OM1 LC_DX LC_DX 14M | EA |  | 1 Year | 45.3362 | 5% | 43.0694
39741 | Belden Wire | FP1LDLD015M | FXPC OM1 LC_DX LC_DX 15M | EA |  | 1 Year | 46.8099 | 5% | 44.4694
39742 | Belden Wire | FP1LDLD01M1 | FXPC OM1 LC_DX LC_DX 1.1M | EA |  | 1 Year | 26.3257 | 5% | 25.0094
39743 | Belden Wire | FP1LDLD01M2 | FXPC OM1 LC_DX LC_DX 1.2M | EA |  | 1 Year | 26.473 | 5% | 25.1493
39744 | Belden Wire | FP1LDLD01M3 | FXPC OM1 LC_DX LC_DX 1.3M | EA |  | 1 Year | 26.6204 | 5% | 25.2894
39745 | Belden Wire | FP1LDLD01M4 | FXPC OM1 LC_DX LC_DX 1.4M | EA |  | 1 Year | 26.7678 | 5% | 25.4294
39746 | Belden Wire | FP1LDLD01M5 | FXPC OM1 LC_DX LC_DX 1.5M | EA |  | 1 Year | 26.9151 | 5% | 25.5693
39747 | Belden Wire | FP1LDLD01M6 | FXPC OM1 LC_DX LC_DX 1.6M | EA |  | 1 Year | 27.0625 | 5% | 25.7094
39748 | Belden Wire | FP1LDLD01M7 | FXPC OM1 LC_DX LC_DX 1.7M | EA |  | 1 Year | 27.2099 | 5% | 25.8494
39749 | Belden Wire | FP1LDLD01M8 | FXPC OM1 LC_DX LC_DX 1.8M | EA |  | 1 Year | 27.3573 | 5% | 25.9894
39750 | Belden Wire | FP1LDLD01M9 | FXPC OM1 LC_DX LC_DX 1.9M | EA |  | 1 Year | 27.5046 | 5% | 26.1294
39751 | Belden Wire | FP1LDLD02M1 | FXPC OM1 LC_DX LC_DX 2.1M | EA |  | 1 Year | 27.7994 | 5% | 26.4094
39752 | Belden Wire | FP1LDLD02M2 | FXPC OM1 LC_DX LC_DX 2.2M | EA |  | 1 Year | 27.9467 | 5% | 26.5494
39753 | Belden Wire | FP1LDLD02M3 | FXPC OM1 LC_DX LC_DX 2.3M | EA |  | 1 Year | 28.0941 | 5% | 26.6894
39754 | Belden Wire | FP1LDLD02M4 | FXPC OM1 LC_DX LC_DX 2.4M | EA |  | 1 Year | 28.2415 | 5% | 26.8294
39755 | Belden Wire | FP1LDLD02M5 | FXPC OM1 LC_DX LC_DX 2.5M | EA |  | 1 Year | 28.3888 | 5% | 26.9694
39756 | Belden Wire | FP1LDLD02M6 | FXPC OM1 LC_DX LC_DX 2.6M | EA |  | 1 Year | 28.5362 | 5% | 27.1094
39757 | Belden Wire | FP1LDLD02M7 | FXPC OM1 LC_DX LC_DX 2.7M | EA |  | 1 Year | 28.6836 | 5% | 27.2494
39758 | Belden Wire | FP1LDLD02M8 | FXPC OM1 LC_DX LC_DX 2.8M | EA |  | 1 Year | 28.8309 | 5% | 27.3894
39759 | Belden Wire | FP1LDLD02M9 | FXPC OM1 LC_DX LC_DX 2.9M | EA |  | 1 Year | 28.9783 | 5% | 27.5294
39760 | Belden Wire | FP1LDLD03M1 | FXPC OM1 LC_DX LC_DX 3.1M | EA |  | 1 Year | 29.273 | 5% | 27.8093
39761 | Belden Wire | FP1LDLD03M2 | FXPC OM1 LC_DX LC_DX 3.2M | EA |  | 1 Year | 29.4204 | 5% | 27.9494
39762 | Belden Wire | FP1LDLD03M3 | FXPC OM1 LC_DX LC_DX 3.3M | EA |  | 1 Year | 29.5678 | 5% | 28.0894
39763 | Belden Wire | FP1LDLD03M4 | FXPC OM1 LC_DX LC_DX 3.4M | EA |  | 1 Year | 29.7151 | 5% | 28.2293
39764 | Belden Wire | FP1LDLD03M5 | FXPC OM1 LC_DX LC_DX 3.5M | EA |  | 1 Year | 29.8625 | 5% | 28.3694
39765 | Belden Wire | FP1LDLD03M6 | FXPC OM1 LC_DX LC_DX 3.6M | EA |  | 1 Year | 30.0099 | 5% | 28.5094
39766 | Belden Wire | FP1LDLD03M7 | FXPC OM1 LC_DX LC_DX 3.7M | EA |  | 1 Year | 30.1573 | 5% | 28.6494
39767 | Belden Wire | FP1LDLD03M8 | FXPC OM1 LC_DX LC_DX 3.8M | EA |  | 1 Year | 30.3046 | 5% | 28.7894
39768 | Belden Wire | FP1LDLD03M9 | FXPC OM1 LC_DX LC_DX 3.9M | EA |  | 1 Year | 30.452 | 5% | 28.9294
39769 | Belden Wire | FP1LDLD04M1 | FXPC OM1 LC_DX LC_DX 4.1M | EA |  | 1 Year | 30.7467 | 5% | 29.2094
39770 | Belden Wire | FP1LDLD04M2 | FXPC OM1 LC_DX LC_DX 4.2M | EA |  | 1 Year | 30.8941 | 5% | 29.3494
39771 | Belden Wire | FP1LDLD04M3 | FXPC OM1 LC_DX LC_DX 4.3M | EA |  | 1 Year | 31.0415 | 5% | 29.4894
39772 | Belden Wire | FP1LDLD04M4 | FXPC OM1 LC_DX LC_DX 4.4M | EA |  | 1 Year | 31.1888 | 5% | 29.6294
39773 | Belden Wire | FP1LDLD04M5 | FXPC OM1 LC_DX LC_DX 4.5M | EA |  | 1 Year | 31.3362 | 5% | 29.7694
39774 | Belden Wire | FP1LDLD04M6 | FXPC OM1 LC_DX LC_DX 4.6M | EA |  | 1 Year | 31.4836 | 5% | 29.9094
39775 | Belden Wire | FP1LDLD04M6R2XV | FXPC OM1 LC_DX LC_DX 4.6M | EA |  | 1 Year | 34.3888 | 5% | 32.6694
39776 | Belden Wire | FP1LDLD04M6R2XY | FXPC OM1 LC_DX LC_DX 4.6M | EA |  | 1 Year | 34.3888 | 5% | 32.6694
39777 | Belden Wire | FP1LDLD04M7 | FXPC OM1 LC_DX LC_DX 4.7M | EA |  | 1 Year | 31.6309 | 5% | 30.0494
39778 | Belden Wire | FP1LDLD04M8 | FXPC OM1 LC_DX LC_DX 4.8M | EA |  | 1 Year | 31.7783 | 5% | 30.1894
39779 | Belden Wire | FP1LDLD04M9 | FXPC OM1 LC_DX LC_DX 4.9M | EA |  | 1 Year | 31.9257 | 5% | 30.3294
39780 | Belden Wire | FP1LDLD05M5 | FXPC OM1 LC_DX LC_DX 5.5M | EA |  | 1 Year | 32.8099 | 5% | 31.1694
39781 | Belden Wire | FP1LDLD06M5 | FXPC OM1 LC_DX LC_DX 6.5M | EA |  | 1 Year | 34.2836 | 5% | 32.5694
39782 | Belden Wire | FP1LDLD07M5 | FXPC OM1 LC_DX LC_DX 7.5M | EA |  | 1 Year | 35.7573 | 5% | 33.9694
39783 | Belden Wire | FP1LDLD08M5 | FXPC OM1 LC_DX LC_DX 8.5M | EA |  | 1 Year | 37.2309 | 5% | 35.3694
39784 | Belden Wire | FP1LDLD09M5 | FXPC OM1 LC_DX LC_DX 9.5M | EA |  | 1 Year | 38.7046 | 5% | 36.7694
39785 | Belden Wire | FP1LDLD10M5 | FXPC OM1 LC_DX LC_DX 10.5M | EA |  | 1 Year | 40.1783 | 5% | 38.1694
39786 | Belden Wire | FP1LDLD11M5 | FXPC OM1 LC_DX LC_DX 11.5M | EA |  | 1 Year | 41.652 | 5% | 39.5694
39787 | Belden Wire | FP1LDLD12M5 | FXPC OM1 LC_DX LC_DX 12.5M | EA |  | 1 Year | 43.1257 | 5% | 40.9694
39788 | Belden Wire | FP1LDLD13M5 | FXPC OM1 LC_DX LC_DX 13.5M | EA |  | 1 Year | 44.5994 | 5% | 42.3694
39789 | Belden Wire | FP1LDLD14M5 | FXPC OM1 LC_DX LC_DX 14.5M | EA |  | 1 Year | 46.073 | 5% | 43.7693
39790 | Belden Wire | FP1LDSD001M | FXPC OM1 LC_DX SC_DX 1M | EA |  | 1 Year | 26.1783 | 5% | 24.8694
39791 | Belden Wire | FP1LDSD002M | FXPC OM1 LC_DX SC_DX 2M | EA |  | 1 Year | 27.652 | 5% | 26.2694
39792 | Belden Wire | FP1LDSD003M | FXPC OM1 LC_DX SC_DX 3M | EA |  | 1 Year | 29.1257 | 5% | 27.6694
39793 | Belden Wire | FP1LDSD004M | FXPC OM1 LC_DX SC_DX 4M | EA |  | 1 Year | 30.5994 | 5% | 29.0694
39794 | Belden Wire | FP1LDSD005M | FXPC OM1 LC_DX SC_DX 5M | EA |  | 1 Year | 32.073 | 5% | 30.4693
39795 | Belden Wire | FP1LDSD006M | FXPC OM1 LC_DX SC_DX 6M | EA |  | 1 Year | 33.5467 | 5% | 31.8694
39796 | Belden Wire | FP1LDSD007M | FXPC OM1 LC_DX SC_DX 7M | EA |  | 1 Year | 35.0204 | 5% | 33.2694
39797 | Belden Wire | FP1LDSD008M | FXPC OM1 LC_DX SC_DX 8M | EA |  | 1 Year | 36.4941 | 5% | 34.6694
39798 | Belden Wire | FP1LDSD009M | FXPC OM1 LC_DX SC_DX 9M | EA |  | 1 Year | 37.9678 | 5% | 36.0694
39799 | Belden Wire | FP1LDSD00M5 | FXPC OM1 LC_DX SC_DX 0.5M | EA |  | 1 Year | 25.4415 | 5% | 24.1694
39800 | Belden Wire | FP1LDSD00M6 | FXPC OM1 LC_DX SC_DX 0.6M | EA |  | 1 Year | 25.5888 | 5% | 24.3094
39801 | Belden Wire | FP1LDSD010M | FXPC OM1 LC_DX SC_DX 10M | EA |  | 1 Year | 39.4415 | 5% | 37.4694
39802 | Belden Wire | FP1LDSD011M | FXPC OM1 LC_DX SC_DX 11M | EA |  | 1 Year | 40.9151 | 5% | 38.8693
39803 | Belden Wire | FP1LDSD012M | FXPC OM1 LC_DX SC_DX 12M | EA |  | 1 Year | 42.3888 | 5% | 40.2694
39804 | Belden Wire | FP1LDSD013M | FXPC OM1 LC_DX SC_DX 13M | EA |  | 1 Year | 43.8625 | 5% | 41.6694
39805 | Belden Wire | FP1LDSD014M | FXPC OM1 LC_DX SC_DX 14M | EA |  | 1 Year | 45.3362 | 5% | 43.0694
39806 | Belden Wire | FP1LDSD015M | FXPC OM1 LC_DX SC_DX 15M | EA |  | 1 Year | 46.8099 | 5% | 44.4694
39807 | Belden Wire | FP1LDSD01M2 | FXPC OM1 LC_DX SC_DX 1.2M | EA |  | 1 Year | 26.473 | 5% | 25.1493
39808 | Belden Wire | FP1LDSD01M5 | FXPC OM1 LC_DX SC_DX 1.5M | EA |  | 1 Year | 26.9151 | 5% | 25.5693
39809 | Belden Wire | FP1LDSD01M8 | FXPC OM1 LC_DX SC_DX 1.8M | EA |  | 1 Year | 27.3573 | 5% | 25.9894
39810 | Belden Wire | FP1LDSD02M1 | FXPC OM1 LC_DX SC_DX 2.1M | EA |  | 1 Year | 27.7994 | 5% | 26.4094
39811 | Belden Wire | FP1LDSD02M4 | FXPC OM1 LC_DX SC_DX 2.4M | EA |  | 1 Year | 28.2415 | 5% | 26.8294
39812 | Belden Wire | FP1LDSD02M5 | FXPC OM1 LC_DX SC_DX 2.5M | EA |  | 1 Year | 28.3888 | 5% | 26.9694
39813 | Belden Wire | FP1LDSD03M1 | FXPC OM1 LC_DX SC_DX 3.1M | EA |  | 1 Year | 29.273 | 5% | 27.8093
39814 | Belden Wire | FP1LDSD03M5 | FXPC OM1 LC_DX SC_DX 3.5M | EA |  | 1 Year | 29.8625 | 5% | 28.3694
39815 | Belden Wire | FP1LDSD04M5 | FXPC OM1 LC_DX SC_DX 4.5M | EA |  | 1 Year | 31.3362 | 5% | 29.7694
39816 | Belden Wire | FP1LDSD04M6 | FXPC OM1 LC_DX SC_DX 4.6M | EA |  | 1 Year | 31.4836 | 5% | 29.9094
39817 | Belden Wire | FP1LDSD05M5 | FXPC OM1 LC_DX SC_DX 5.5M | EA |  | 1 Year | 32.8099 | 5% | 31.1694
39818 | Belden Wire | FP1LDSD06M5 | FXPC OM1 LC_DX SC_DX 6.5M | EA |  | 1 Year | 34.2836 | 5% | 32.5694
39819 | Belden Wire | FP1LDSD07M5 | FXPC OM1 LC_DX SC_DX 7.5M | EA |  | 1 Year | 35.7573 | 5% | 33.9694
39820 | Belden Wire | FP1LDSD08M5 | FXPC OM1 LC_DX SC_DX 8.5M | EA |  | 1 Year | 37.2309 | 5% | 35.3694
39821 | Belden Wire | FP1LDSD09M5 | FXPC OM1 LC_DX SC_DX 9.5M | EA |  | 1 Year | 38.7046 | 5% | 36.7694
39822 | Belden Wire | FP1LDSD10M5 | FXPC OM1 LC_DX SC_DX 10.5M | EA |  | 1 Year | 40.1783 | 5% | 38.1694
39823 | Belden Wire | FP1LDSD11M5 | FXPC OM1 LC_DX SC_DX 11.5M | EA |  | 1 Year | 41.652 | 5% | 39.5694
39824 | Belden Wire | FP1LDSD12M5 | FXPC OM1 LC_DX SC_DX 12.5M | EA |  | 1 Year | 43.1257 | 5% | 40.9694
39825 | Belden Wire | FP1LDSD13M5 | FXPC OM1 LC_DX SC_DX 13.5M | EA |  | 1 Year | 44.5994 | 5% | 42.3694
39826 | Belden Wire | FP1LDSD14M5 | FXPC OM1 LC_DX SC_DX 14.5M | EA |  | 1 Year | 46.073 | 5% | 43.7693
39827 | Belden Wire | FP1LDST001M | FXPC OM1 LC_DX ST 1M | EA |  | 1 Year | 26.8284 | 5% | 25.487
39828 | Belden Wire | FP1LDST002M | FXPC OM1 LC_DX ST 2M | EA |  | 1 Year | 28.3021 | 5% | 26.887
39829 | Belden Wire | FP1LDST002MR3XO | FXPC OM1 LC_DX ST 2M | EA |  | 1 Year | 28.3021 | 5% | 26.887
39830 | Belden Wire | FP1LDST003M | FXPC OM1 LC_DX ST 3M | EA |  | 1 Year | 29.7758 | 5% | 28.287
39831 | Belden Wire | FP1LDST003MR3SO | FXPC OM1 LC_DX ST 3M | EA |  | 1 Year | 29.7758 | 5% | 28.287
39832 | Belden Wire | FP1LDST003MR3XO | FXPC OM1 LC_DX ST 3M | EA |  | 1 Year | 29.7758 | 5% | 28.287
39833 | Belden Wire | FP1LDST004M | FXPC OM1 LC_DX ST 4M | EA |  | 1 Year | 31.2495 | 5% | 29.687
39834 | Belden Wire | FP1LDST005M | FXPC OM1 LC_DX ST 5M | EA |  | 1 Year | 32.7232 | 5% | 31.087
39835 | Belden Wire | FP1LDST006M | FXPC OM1 LC_DX ST 6M | EA |  | 1 Year | 34.1968 | 5% | 32.487
39836 | Belden Wire | FP1LDST007M | FXPC OM1 LC_DX ST 7M | EA |  | 1 Year | 35.6705 | 5% | 33.887
39837 | Belden Wire | FP1LDST008M | FXPC OM1 LC_DX ST 8M | EA |  | 1 Year | 37.1442 | 5% | 35.287
39838 | Belden Wire | FP1LDST009M | FXPC OM1 LC_DX ST 9M | EA |  | 1 Year | 38.6179 | 5% | 36.687
39839 | Belden Wire | FP1LDST00M3 | FXPC OM1 LC_DX ST 0.3M | EA |  | 1 Year | 25.7968 | 5% | 24.507
39840 | Belden Wire | FP1LDST00M5 | FXPC OM1 LC_DX ST 0.5M | EA |  | 1 Year | 26.0916 | 5% | 24.787
39841 | Belden Wire | FP1LDST010M | FXPC OM1 LC_DX ST 10M | EA |  | 1 Year | 40.0916 | 5% | 38.087
39842 | Belden Wire | FP1LDST010MR3SO | FXPC OM1 LC_DX ST 10M | EA |  | 1 Year | 40.0916 | 5% | 38.087
39843 | Belden Wire | FP1LDST010MR3XO | FXPC OM1 LC_DX ST 10M | EA |  | 1 Year | 40.0916 | 5% | 38.087
39844 | Belden Wire | FP1LDST011M | FXPC OM1 LC_DX ST 11M | EA |  | 1 Year | 41.5653 | 5% | 39.487
39845 | Belden Wire | FP1LDST012M | FXPC OM1 LC_DX ST 12M | EA |  | 1 Year | 43.039 | 5% | 40.8871
39846 | Belden Wire | FP1LDST013M | FXPC OM1 LC_DX ST 13M | EA |  | 1 Year | 44.5126 | 5% | 42.287
39847 | Belden Wire | FP1LDST014M | FXPC OM1 LC_DX ST 14M | EA |  | 1 Year | 45.9863 | 5% | 43.687
39848 | Belden Wire | FP1LDST015M | FXPC OM1 LC_DX ST 15M | EA |  | 1 Year | 47.46 | 5% | 45.087
39849 | Belden Wire | FP1LDST01M5 | FXPC OM1 LC_DX ST 1.5M | EA |  | 1 Year | 27.5653 | 5% | 26.187
39850 | Belden Wire | FP1LDST02M5 | FXPC OM1 LC_DX ST 2.5M | EA |  | 1 Year | 29.039 | 5% | 27.5871
39851 | Belden Wire | FP1LDST03M5 | FXPC OM1 LC_DX ST 3.5M | EA |  | 1 Year | 30.5126 | 5% | 28.987
39852 | Belden Wire | FP1LDST04M5 | FXPC OM1 LC_DX ST 4.5M | EA |  | 1 Year | 31.9863 | 5% | 30.387
39853 | Belden Wire | FP1LDST05M5 | FXPC OM1 LC_DX ST 5.5M | EA |  | 1 Year | 33.46 | 5% | 31.787
39854 | Belden Wire | FP1LDST06M5 | FXPC OM1 LC_DX ST 6.5M | EA |  | 1 Year | 34.9337 | 5% | 33.187
39855 | Belden Wire | FP1LDST07M5 | FXPC OM1 LC_DX ST 7.5M | EA |  | 1 Year | 36.4074 | 5% | 34.587
39856 | Belden Wire | FP1LDST08M5 | FXPC OM1 LC_DX ST 8.5M | EA |  | 1 Year | 37.8811 | 5% | 35.987
39857 | Belden Wire | FP1LDST092MR2XO | FXPC OM1 LC_DX ST 92M | EA |  | 1 Year | 175.998 | 5% | 167.1981
39858 | Belden Wire | FP1LDST09M5 | FXPC OM1 LC_DX ST 9.5M | EA |  | 1 Year | 39.3547 | 5% | 37.387
39859 | Belden Wire | FP1LDST10M5 | FXPC OM1 LC_DX ST 10.5M | EA |  | 1 Year | 40.8284 | 5% | 38.787
39860 | Belden Wire | FP1LDST11M5 | FXPC OM1 LC_DX ST 11.5M | EA |  | 1 Year | 42.3021 | 5% | 40.187
39861 | Belden Wire | FP1LDST12M5 | FXPC OM1 LC_DX ST 12.5M | EA |  | 1 Year | 43.7758 | 5% | 41.587
39862 | Belden Wire | FP1LDST13M5 | FXPC OM1 LC_DX ST 13.5M | EA |  | 1 Year | 45.2495 | 5% | 42.987
39863 | Belden Wire | FP1LDST14M5 | FXPC OM1 LC_DX ST 14.5M | EA |  | 1 Year | 46.7232 | 5% | 44.387
39864 | Belden Wire | FP1LULU00M5R6XO | FXPC OM1 LD_UNI LD_UNI 0.5M | EA |  | 1 Year | 31.6176 | 5% | 30.0367
39865 | Belden Wire | FP1SCSC001MR5SO | FXPC OM1 SC_SX SC_SX 1M | EA |  | 1 Year | 16.3614 | 5% | 15.5433
39866 | Belden Wire | FP1SCSC002MR4SO | FXPC OM1 SC_SX SC_SX 2M | EA |  | 1 Year | 17.2825 | 5% | 16.4184
39867 | Belden Wire | FP1SCSC002MR5SO | FXPC OM1 SC_SX SC_SX 2M | EA |  | 1 Year | 17.2825 | 5% | 16.4184
39868 | Belden Wire | FP1SCSC003MR5SO | FXPC OM1 SC_SX SC_SX 3M | EA |  | 1 Year | 18.2035 | 5% | 17.2933
39869 | Belden Wire | FP1SCSC005MR5SO | FXPC OM1 SC_SX SC_SX 5M | EA |  | 1 Year | 20.0456 | 5% | 19.0433
39870 | Belden Wire | FP1SCSC007MR5SO | FXPC OM1 SC_SX SC_SX 7M | EA |  | 1 Year | 21.8878 | 5% | 20.7934
39871 | Belden Wire | FP1SCSC00M5R4SO | FXPC OM1 SC_SX SC_SX 0.5M | EA |  | 1 Year | 15.9009 | 5% | 15.1059
39872 | Belden Wire | FP1SCSC00M5R5SO | FXPC OM1 SC_SX SC_SX 0.5M | EA |  | 1 Year | 15.9009 | 5% | 15.1059
39873 | Belden Wire | FP1SCSC01M5R4SO | FXPC OM1 SC_SX SC_SX 1.5M | EA |  | 1 Year | 16.822 | 5% | 15.9809
39874 | Belden Wire | FP1SCSC01M5R5SO | FXPC OM1 SC_SX SC_SX 1.5M | EA |  | 1 Year | 16.822 | 5% | 15.9809
39875 | Belden Wire | FP1SCSC025MR5SO | FXPC OM1 SC_SX SC_SX 25M | EA |  | 1 Year | 39.6786 | 5% | 37.6947
39876 | Belden Wire | FP1SCST001MR5SO | FXPC OM1 SC_SX ST 1M | EA |  | 1 Year | 16.7678 | 5% | 15.9294
39877 | Belden Wire | FP1SCST002MR5SO | FXPC OM1 SC_SX ST 2M | EA |  | 1 Year | 17.6888 | 5% | 16.8044
39878 | Belden Wire | FP1SCST003MR5SO | FXPC OM1 SC_SX ST 3M | EA |  | 1 Year | 18.6099 | 5% | 17.6794
39879 | Belden Wire | FP1SCST004MR5SO | FXPC OM1 SC_SX ST 4M | EA |  | 1 Year | 19.5309 | 5% | 18.5544
39880 | Belden Wire | FP1SCST005MR5SO | FXPC OM1 SC_SX ST 5M | EA |  | 1 Year | 20.452 | 5% | 19.4294
39881 | Belden Wire | FP1SCST007MR5SO | FXPC OM1 SC_SX ST 7M | EA |  | 1 Year | 22.2941 | 5% | 21.1794
39882 | Belden Wire | FP1SCST012MR5SO | FXPC OM1 SC_SX ST 12M | EA |  | 1 Year | 26.8993 | 5% | 25.5543
39883 | Belden Wire | FP1SCST013MR5SO | FXPC OM1 SC_SX ST 13M | EA |  | 1 Year | 27.8204 | 5% | 26.4294
39884 | Belden Wire | FP1SCST01M5R5SO | FXPC OM1 SC_SX ST 1.5M | EA |  | 1 Year | 17.2283 | 5% | 16.3669
39885 | Belden Wire | FP1SCST060MR5SO | FXPC OM1 SC_SX ST 60M | EA |  | 1 Year | 77.2502 | 5% | 73.3877
39886 | Belden Wire | FP1SDSD001M | FXPC OM1 SC_DX SC_DX 1M | EA |  | 1 Year | 26.1783 | 5% | 24.8694
39887 | Belden Wire | FP1SDSD002M | FXPC OM1 SC_DX SC_DX 2M | EA |  | 1 Year | 27.652 | 5% | 26.2694
39888 | Belden Wire | FP1SDSD002MR2XO | FXPC OM1 SC_DX SC_DX 2M | EA |  | 1 Year | 27.652 | 5% | 26.2694
39889 | Belden Wire | FP1SDSD003M | FXPC OM1 SC_DX SC_DX 3M | EA |  | 1 Year | 29.1257 | 5% | 27.6694
39890 | Belden Wire | FP1SDSD003MR2XO | FXPC OM1 SC_DX SC_DX 3M | EA |  | 1 Year | 29.1257 | 5% | 27.6694
39891 | Belden Wire | FP1SDSD004M | FXPC OM1 SC_DX SC_DX 4M | EA |  | 1 Year | 30.5994 | 5% | 29.0694
39892 | Belden Wire | FP1SDSD005M | FXPC OM1 SC_DX SC_DX 5M | EA |  | 1 Year | 32.073 | 5% | 30.4693
39893 | Belden Wire | FP1SDSD005MR2XO | FXPC OM1 SC_DX SC_DX 5M | EA |  | 1 Year | 32.073 | 5% | 30.4693
39894 | Belden Wire | FP1SDSD006M | FXPC OM1 SC_DX SC_DX 6M | EA |  | 1 Year | 33.5467 | 5% | 31.8694
39895 | Belden Wire | FP1SDSD006MR2XO | FXPC OM1 SC_DX SC_DX 6M | EA |  | 1 Year | 33.5467 | 5% | 31.8694
39896 | Belden Wire | FP1SDSD007M | FXPC OM1 SC_DX SC_DX 7M | EA |  | 1 Year | 35.0204 | 5% | 33.2694
39897 | Belden Wire | FP1SDSD007MR2XO | FXPC OM1 SC_DX SC_DX 7M | EA |  | 1 Year | 35.0204 | 5% | 33.2694
39898 | Belden Wire | FP1SDSD008M | FXPC OM1 SC_DX SC_DX 8M | EA |  | 1 Year | 36.4941 | 5% | 34.6694
39899 | Belden Wire | FP1SDSD009M | FXPC OM1 SC_DX SC_DX 9M | EA |  | 1 Year | 37.9678 | 5% | 36.0694
39900 | Belden Wire | FP1SDSD00M3 | FXPC OM1 SC_DX SC_DX 0.3M | EA |  | 1 Year | 25.1467 | 5% | 23.8894
39901 | Belden Wire | FP1SDSD00M4 | FXPC OM1 SC_DX SC_DX 0.4M | EA |  | 1 Year | 25.2941 | 5% | 24.0294
39902 | Belden Wire | FP1SDSD00M5 | FXPC OM1 SC_DX SC_DX 0.5M | EA |  | 1 Year | 25.4415 | 5% | 24.1694
39903 | Belden Wire | FP1SDSD00M6 | FXPC OM1 SC_DX SC_DX 0.6M | EA |  | 1 Year | 25.5888 | 5% | 24.3094
39904 | Belden Wire | FP1SDSD00M7 | FXPC OM1 SC_DX SC_DX 0.7M | EA |  | 1 Year | 25.7362 | 5% | 24.4494
39905 | Belden Wire | FP1SDSD00M8 | FXPC OM1 SC_DX SC_DX 0.8M | EA |  | 1 Year | 25.8836 | 5% | 24.5894
39906 | Belden Wire | FP1SDSD00M9 | FXPC OM1 SC_DX SC_DX 0.9M | EA |  | 1 Year | 26.0309 | 5% | 24.7294
39907 | Belden Wire | FP1SDSD010M | FXPC OM1 SC_DX SC_DX 10M | EA |  | 1 Year | 39.4415 | 5% | 37.4694
39908 | Belden Wire | FP1SDSD010MR2XO | FXPC OM1 SC_DX SC_DX 10M | EA |  | 1 Year | 39.4415 | 5% | 37.4694
39909 | Belden Wire | FP1SDSD011M | FXPC OM1 SC_DX SC_DX 11M | EA |  | 1 Year | 40.9151 | 5% | 38.8693
39910 | Belden Wire | FP1SDSD012M | FXPC OM1 SC_DX SC_DX 12M | EA |  | 1 Year | 42.3888 | 5% | 40.2694
39911 | Belden Wire | FP1SDSD013M | FXPC OM1 SC_DX SC_DX 13M | EA |  | 1 Year | 43.8625 | 5% | 41.6694
39912 | Belden Wire | FP1SDSD013MR2XO | FXPC OM1 SC_DX SC_DX 13M | EA |  | 1 Year | 43.8625 | 5% | 41.6694
39913 | Belden Wire | FP1SDSD014M | FXPC OM1 SC_DX SC_DX 14M | EA |  | 1 Year | 45.3362 | 5% | 43.0694
39914 | Belden Wire | FP1SDSD015M | FXPC OM1 SC_DX SC_DX 15M | EA |  | 1 Year | 46.8099 | 5% | 44.4694
39915 | Belden Wire | FP1SDSD015MR2XO | FXPC OM1 SC_DX SC_DX 15M | EA |  | 1 Year | 46.8099 | 5% | 44.4694
39916 | Belden Wire | FP1SDSD01M1 | FXPC OM1 SC_DX SC_DX 1.1M | EA |  | 1 Year | 26.3257 | 5% | 25.0094
39917 | Belden Wire | FP1SDSD01M2 | FXPC OM1 SC_DX SC_DX 1.2M | EA |  | 1 Year | 26.473 | 5% | 25.1493
39918 | Belden Wire | FP1SDSD01M3 | FXPC OM1 SC_DX SC_DX 1.3M | EA |  | 1 Year | 26.6204 | 5% | 25.2894
39919 | Belden Wire | FP1SDSD01M4 | FXPC OM1 SC_DX SC_DX 1.4M | EA |  | 1 Year | 26.7678 | 5% | 25.4294
39920 | Belden Wire | FP1SDSD01M5 | FXPC OM1 SC_DX SC_DX 1.5M | EA |  | 1 Year | 26.9151 | 5% | 25.5693
39921 | Belden Wire | FP1SDSD01M6 | FXPC OM1 SC_DX SC_DX 1.6M | EA |  | 1 Year | 27.0625 | 5% | 25.7094
39922 | Belden Wire | FP1SDSD01M7 | FXPC OM1 SC_DX SC_DX 1.7M | EA |  | 1 Year | 27.2099 | 5% | 25.8494
39923 | Belden Wire | FP1SDSD01M8 | FXPC OM1 SC_DX SC_DX 1.8M | EA |  | 1 Year | 27.3573 | 5% | 25.9894
39924 | Belden Wire | FP1SDSD01M9 | FXPC OM1 SC_DX SC_DX 1.9M | EA |  | 1 Year | 27.5046 | 5% | 26.1294
39925 | Belden Wire | FP1SDSD02M1 | FXPC OM1 SC_DX SC_DX 2.1M | EA |  | 1 Year | 27.7994 | 5% | 26.4094
39926 | Belden Wire | FP1SDSD02M2 | FXPC OM1 SC_DX SC_DX 2.2M | EA |  | 1 Year | 27.9467 | 5% | 26.5494
39927 | Belden Wire | FP1SDSD02M3 | FXPC OM1 SC_DX SC_DX 2.3M | EA |  | 1 Year | 28.0941 | 5% | 26.6894
39928 | Belden Wire | FP1SDSD02M4 | FXPC OM1 SC_DX SC_DX 2.4M | EA |  | 1 Year | 28.2415 | 5% | 26.8294
39929 | Belden Wire | FP1SDSD02M5 | FXPC OM1 SC_DX SC_DX 2.5M | EA |  | 1 Year | 28.3888 | 5% | 26.9694
39930 | Belden Wire | FP1SDSD02M6 | FXPC OM1 SC_DX SC_DX 2.6M | EA |  | 1 Year | 28.5362 | 5% | 27.1094
39931 | Belden Wire | FP1SDSD02M7 | FXPC OM1 SC_DX SC_DX 2.7M | EA |  | 1 Year | 28.6836 | 5% | 27.2494
39932 | Belden Wire | FP1SDSD02M8 | FXPC OM1 SC_DX SC_DX 2.8M | EA |  | 1 Year | 28.8309 | 5% | 27.3894
39933 | Belden Wire | FP1SDSD02M9 | FXPC OM1 SC_DX SC_DX 2.9M | EA |  | 1 Year | 28.9783 | 5% | 27.5294
39934 | Belden Wire | FP1SDSD03M1 | FXPC OM1 SC_DX SC_DX 3.1M | EA |  | 1 Year | 29.273 | 5% | 27.8093
39935 | Belden Wire | FP1SDSD03M2 | FXPC OM1 SC_DX SC_DX 3.2M | EA |  | 1 Year | 29.4204 | 5% | 27.9494
39936 | Belden Wire | FP1SDSD03M3 | FXPC OM1 SC_DX SC_DX 3.3M | EA |  | 1 Year | 29.5678 | 5% | 28.0894
39937 | Belden Wire | FP1SDSD03M4 | FXPC OM1 SC_DX SC_DX 3.4M | EA |  | 1 Year | 29.7151 | 5% | 28.2293
39938 | Belden Wire | FP1SDSD03M5 | FXPC OM1 SC_DX SC_DX 3.5M | EA |  | 1 Year | 29.8625 | 5% | 28.3694
39939 | Belden Wire | FP1SDSD03M6 | FXPC OM1 SC_DX SC_DX 3.6M | EA |  | 1 Year | 30.0099 | 5% | 28.5094
39940 | Belden Wire | FP1SDSD03M7 | FXPC OM1 SC_DX SC_DX 3.7M | EA |  | 1 Year | 30.1573 | 5% | 28.6494
39941 | Belden Wire | FP1SDSD03M8 | FXPC OM1 SC_DX SC_DX 3.8M | EA |  | 1 Year | 30.3046 | 5% | 28.7894
39942 | Belden Wire | FP1SDSD03M9 | FXPC OM1 SC_DX SC_DX 3.9M | EA |  | 1 Year | 30.452 | 5% | 28.9294
39943 | Belden Wire | FP1SDSD04M1 | FXPC OM1 SC_DX SC_DX 4.1M | EA |  | 1 Year | 30.7467 | 5% | 29.2094
39944 | Belden Wire | FP1SDSD04M2 | FXPC OM1 SC_DX SC_DX 4.2M | EA |  | 1 Year | 30.8941 | 5% | 29.3494
39945 | Belden Wire | FP1SDSD04M3 | FXPC OM1 SC_DX SC_DX 4.3M | EA |  | 1 Year | 31.0415 | 5% | 29.4894
39946 | Belden Wire | FP1SDSD04M4 | FXPC OM1 SC_DX SC_DX 4.4M | EA |  | 1 Year | 31.1888 | 5% | 29.6294
39947 | Belden Wire | FP1SDSD04M5 | FXPC OM1 SC_DX SC_DX 4.5M | EA |  | 1 Year | 31.3362 | 5% | 29.7694
39948 | Belden Wire | FP1SDSD04M6 | FXPC OM1 SC_DX SC_DX 4.6M | EA |  | 1 Year | 31.4836 | 5% | 29.9094
39949 | Belden Wire | FP1SDSD04M6R2XR | FXPC OM1 SC_DX SC_DX 4.6M | EA |  | 1 Year | 34.3888 | 5% | 32.6694
39950 | Belden Wire | FP1SDSD04M7 | FXPC OM1 SC_DX SC_DX 4.7M | EA |  | 1 Year | 31.6309 | 5% | 30.0494
39951 | Belden Wire | FP1SDSD04M8 | FXPC OM1 SC_DX SC_DX 4.8M | EA |  | 1 Year | 31.7783 | 5% | 30.1894
39952 | Belden Wire | FP1SDSD04M9 | FXPC OM1 SC_DX SC_DX 4.9M | EA |  | 1 Year | 31.9257 | 5% | 30.3294
39953 | Belden Wire | FP1SDSD05M5 | FXPC OM1 SC_DX SC_DX 5.5M | EA |  | 1 Year | 32.8099 | 5% | 31.1694
39954 | Belden Wire | FP1SDSD06M5 | FXPC OM1 SC_DX SC_DX 6.5M | EA |  | 1 Year | 34.2836 | 5% | 32.5694
39955 | Belden Wire | FP1SDSD07M5 | FXPC OM1 SC_DX SC_DX 7.5M | EA |  | 1 Year | 35.7573 | 5% | 33.9694
39956 | Belden Wire | FP1SDSD08M5 | FXPC OM1 SC_DX SC_DX 8.5M | EA |  | 1 Year | 37.2309 | 5% | 35.3694
39957 | Belden Wire | FP1SDSD09M5 | FXPC OM1 SC_DX SC_DX 9.5M | EA |  | 1 Year | 38.7046 | 5% | 36.7694
39958 | Belden Wire | FP1SDSD10M5 | FXPC OM1 SC_DX SC_DX 10.5M | EA |  | 1 Year | 40.1783 | 5% | 38.1694
39959 | Belden Wire | FP1SDSD11M5 | FXPC OM1 SC_DX SC_DX 11.5M | EA |  | 1 Year | 41.652 | 5% | 39.5694
39960 | Belden Wire | FP1SDSD12M5 | FXPC OM1 SC_DX SC_DX 12.5M | EA |  | 1 Year | 43.1257 | 5% | 40.9694
39961 | Belden Wire | FP1SDSD13M5 | FXPC OM1 SC_DX SC_DX 13.5M | EA |  | 1 Year | 44.5994 | 5% | 42.3694
39962 | Belden Wire | FP1SDSD14M5 | FXPC OM1 SC_DX SC_DX 14.5M | EA |  | 1 Year | 46.073 | 5% | 43.7693
39963 | Belden Wire | FP1SDST001M | FXPC OM1 SC_DX ST 1M | EA |  | 1 Year | 26.8284 | 5% | 25.487
39964 | Belden Wire | FP1SDST001MR2XO | FXPC OM1 SC_DX ST 1M | EA |  | 1 Year | 26.8284 | 5% | 25.487
39965 | Belden Wire | FP1SDST002M | FXPC OM1 SC_DX ST 2M | EA |  | 1 Year | 28.3021 | 5% | 26.887
39966 | Belden Wire | FP1SDST002MR2XO | FXPC OM1 SC_DX ST 2M | EA |  | 1 Year | 28.3021 | 5% | 26.887
39967 | Belden Wire | FP1SDST003M | FXPC OM1 SC_DX ST 3M | EA |  | 1 Year | 29.7758 | 5% | 28.287
39968 | Belden Wire | FP1SDST003MR2XO | FXPC OM1 SC_DX ST 3M | EA |  | 1 Year | 29.7758 | 5% | 28.287
39969 | Belden Wire | FP1SDST004M | FXPC OM1 SC_DX ST 4M | EA |  | 1 Year | 31.2495 | 5% | 29.687
39970 | Belden Wire | FP1SDST005M | FXPC OM1 SC_DX ST 5M | EA |  | 1 Year | 32.7232 | 5% | 31.087
39971 | Belden Wire | FP1SDST005MR2XO | FXPC OM1 SC_DX ST 5M | EA |  | 1 Year | 32.7232 | 5% | 31.087
39972 | Belden Wire | FP1SDST006M | FXPC OM1 SC_DX ST 6M | EA |  | 1 Year | 34.1968 | 5% | 32.487
39973 | Belden Wire | FP1SDST007M | FXPC OM1 SC_DX ST 7M | EA |  | 1 Year | 35.6705 | 5% | 33.887
39974 | Belden Wire | FP1SDST007MR2XO | FXPC OM1 SC_DX ST 7M | EA |  | 1 Year | 35.6705 | 5% | 33.887
39975 | Belden Wire | FP1SDST008M | FXPC OM1 SC_DX ST 8M | EA |  | 1 Year | 37.1442 | 5% | 35.287
39976 | Belden Wire | FP1SDST008MR2XO | FXPC OM1 SC_DX ST 8M | EA |  | 1 Year | 37.1442 | 5% | 35.287
39977 | Belden Wire | FP1SDST009M | FXPC OM1 SC_DX ST 9M | EA |  | 1 Year | 38.6179 | 5% | 36.687
39978 | Belden Wire | FP1SDST00M5 | FXPC OM1 SC_DX ST 0.5M | EA |  | 1 Year | 26.0916 | 5% | 24.787
39979 | Belden Wire | FP1SDST010M | FXPC OM1 SC_DX ST 10M | EA |  | 1 Year | 40.0916 | 5% | 38.087
39980 | Belden Wire | FP1SDST010MR2XO | FXPC OM1 SC_DX ST 10M | EA |  | 1 Year | 40.0916 | 5% | 38.087
39981 | Belden Wire | FP1SDST011M | FXPC OM1 SC_DX ST 11M | EA |  | 1 Year | 41.5653 | 5% | 39.487
39982 | Belden Wire | FP1SDST012M | FXPC OM1 SC_DX ST 12M | EA |  | 1 Year | 43.039 | 5% | 40.8871
39983 | Belden Wire | FP1SDST013M | FXPC OM1 SC_DX ST 13M | EA |  | 1 Year | 44.5126 | 5% | 42.287
39984 | Belden Wire | FP1SDST014M | FXPC OM1 SC_DX ST 14M | EA |  | 1 Year | 45.9863 | 5% | 43.687
39985 | Belden Wire | FP1SDST015M | FXPC OM1 SC_DX ST 15M | EA |  | 1 Year | 47.46 | 5% | 45.087
39986 | Belden Wire | FP1SDST015MR2XO | FXPC OM1 SC_DX ST 15M | EA |  | 1 Year | 47.46 | 5% | 45.087
39987 | Belden Wire | FP1SDST01M2 | FXPC OM1 SC_DX ST 1.2M | EA |  | 1 Year | 27.1232 | 5% | 25.767
39988 | Belden Wire | FP1SDST01M5 | FXPC OM1 SC_DX ST 1.5M | EA |  | 1 Year | 27.5653 | 5% | 26.187
39989 | Belden Wire | FP1SDST020MR2XO | FXPC OM1 SC_DX ST 20M | EA |  | 1 Year | 56.3797 | 5% | 53.5607
39990 | Belden Wire | FP1SDST025MR2XO | FXPC OM1 SC_DX ST 25M | EA |  | 1 Year | 64.1359 | 5% | 60.9291
39991 | Belden Wire | FP1SDST02M5 | FXPC OM1 SC_DX ST 2.5M | EA |  | 1 Year | 29.039 | 5% | 27.5871
39992 | Belden Wire | FP1SDST030MR2XO | FXPC OM1 SC_DX ST 30M | EA |  | 1 Year | 71.8921 | 5% | 68.2975
39993 | Belden Wire | FP1SDST035MR2XO | FXPC OM1 SC_DX ST 35M | EA |  | 1 Year | 79.6484 | 5% | 75.666
39994 | Belden Wire | FP1SDST03M5 | FXPC OM1 SC_DX ST 3.5M | EA |  | 1 Year | 30.5126 | 5% | 28.987
39995 | Belden Wire | FP1SDST040MR2XO | FXPC OM1 SC_DX ST 40M | EA |  | 1 Year | 87.4046 | 5% | 83.0344
39996 | Belden Wire | FP1SDST04M5 | FXPC OM1 SC_DX ST 4.5M | EA |  | 1 Year | 31.9863 | 5% | 30.387
39997 | Belden Wire | FP1SDST05M5 | FXPC OM1 SC_DX ST 5.5M | EA |  | 1 Year | 33.46 | 5% | 31.787
39998 | Belden Wire | FP1SDST06M5 | FXPC OM1 SC_DX ST 6.5M | EA |  | 1 Year | 34.9337 | 5% | 33.187
39999 | Belden Wire | FP1SDST07M5 | FXPC OM1 SC_DX ST 7.5M | EA |  | 1 Year | 36.4074 | 5% | 34.587
40000 | Belden Wire | FP1SDST08M5 | FXPC OM1 SC_DX ST 8.5M | EA |  | 1 Year | 37.8811 | 5% | 35.987
40001 | Belden Wire | FP1SDST09M5 | FXPC OM1 SC_DX ST 9.5M | EA |  | 1 Year | 39.3547 | 5% | 37.387
40002 | Belden Wire | FP1SDST10M5 | FXPC OM1 SC_DX ST 10.5M | EA |  | 1 Year | 40.8284 | 5% | 38.787
40003 | Belden Wire | FP1SDST11M5 | FXPC OM1 SC_DX ST 11.5M | EA |  | 1 Year | 42.3021 | 5% | 40.187
40004 | Belden Wire | FP1SDST12M5 | FXPC OM1 SC_DX ST 12.5M | EA |  | 1 Year | 43.7758 | 5% | 41.587
40005 | Belden Wire | FP1SDST13M5 | FXPC OM1 SC_DX ST 13.5M | EA |  | 1 Year | 45.2495 | 5% | 42.987
40006 | Belden Wire | FP1SDST14M5 | FXPC OM1 SC_DX ST 14.5M | EA |  | 1 Year | 46.7232 | 5% | 44.387
40007 | Belden Wire | FP1STST001M | FXPC OM1 ST ST 1M | EA |  | 1 Year | 27.4785 | 5% | 26.1046
40008 | Belden Wire | FP1STST001MR4SO | FXPC OM1 ST ST 1M | EA |  | 1 Year | 17.1741 | 5% | 16.3154
40009 | Belden Wire | FP1STST001MR5SO | FXPC OM1 ST ST 1M | EA |  | 1 Year | 17.1741 | 5% | 16.3154
40010 | Belden Wire | FP1STST002M | FXPC OM1 ST ST 2M | EA |  | 1 Year | 28.9522 | 5% | 27.5046
40011 | Belden Wire | FP1STST002MR5SO | FXPC OM1 ST ST 2M | EA |  | 1 Year | 18.0951 | 5% | 17.1903
40012 | Belden Wire | FP1STST003M | FXPC OM1 ST ST 3M | EA |  | 1 Year | 30.4259 | 5% | 28.9046
40013 | Belden Wire | FP1STST003MR2XN | FXPC OM1 ST ST 3M | EA |  | 1 Year | 32.3207 | 5% | 30.7047
40014 | Belden Wire | FP1STST003MR2XO | FXPC OM1 ST ST 3M | EA |  | 1 Year | 30.4259 | 5% | 28.9046
40015 | Belden Wire | FP1STST003MR5SO | FXPC OM1 ST ST 3M | EA |  | 1 Year | 19.0162 | 5% | 18.0654
40016 | Belden Wire | FP1STST004M | FXPC OM1 ST ST 4M | EA |  | 1 Year | 31.8996 | 5% | 30.3046
40017 | Belden Wire | FP1STST005M | FXPC OM1 ST ST 5M | EA |  | 1 Year | 33.3733 | 5% | 31.7046
40018 | Belden Wire | FP1STST005MR5SO | FXPC OM1 ST ST 5M | EA |  | 1 Year | 20.8583 | 5% | 19.8154
40019 | Belden Wire | FP1STST006M | FXPC OM1 ST ST 6M | EA |  | 1 Year | 34.847 | 5% | 33.1046
40020 | Belden Wire | FP1STST006MR2XO | FXPC OM1 ST ST 6M | EA |  | 1 Year | 34.847 | 5% | 33.1046
40021 | Belden Wire | FP1STST007M | FXPC OM1 ST ST 7M | EA |  | 1 Year | 36.3207 | 5% | 34.5047
40022 | Belden Wire | FP1STST008M | FXPC OM1 ST ST 8M | EA |  | 1 Year | 37.7943 | 5% | 35.9046
40023 | Belden Wire | FP1STST009M | FXPC OM1 ST ST 9M | EA |  | 1 Year | 39.268 | 5% | 37.3046
40024 | Belden Wire | FP1STST00M3 | FXPC OM1 ST ST 0.3M | EA |  | 1 Year | 26.447 | 5% | 25.1246
40025 | Belden Wire | FP1STST00M4 | FXPC OM1 ST ST 0.4M | EA |  | 1 Year | 26.5943 | 5% | 25.2646
40026 | Belden Wire | FP1STST00M5 | FXPC OM1 ST ST 0.5M | EA |  | 1 Year | 26.7417 | 5% | 25.4046
40027 | Belden Wire | FP1STST00M5R5SO | FXPC OM1 ST ST 0.5M | EA |  | 1 Year | 16.7136 | 5% | 15.8779
40028 | Belden Wire | FP1STST00M6 | FXPC OM1 ST ST 0.6M | EA |  | 1 Year | 26.8891 | 5% | 25.5446
40029 | Belden Wire | FP1STST00M6R5SO | FXPC OM1 ST ST 0.6M | EA |  | 1 Year | 16.8057 | 5% | 15.9654
40030 | Belden Wire | FP1STST00M7 | FXPC OM1 ST ST 0.7M | EA |  | 1 Year | 27.0364 | 5% | 25.6846
40031 | Belden Wire | FP1STST00M8 | FXPC OM1 ST ST 0.8M | EA |  | 1 Year | 27.1838 | 5% | 25.8246
40032 | Belden Wire | FP1STST00M9 | FXPC OM1 ST ST 0.9M | EA |  | 1 Year | 27.3312 | 5% | 25.9646
40033 | Belden Wire | FP1STST010M | FXPC OM1 ST ST 10M | EA |  | 1 Year | 40.7417 | 5% | 38.7046
40034 | Belden Wire | FP1STST010MR5SO | FXPC OM1 ST ST 10M | EA |  | 1 Year | 25.4636 | 5% | 24.1904
40035 | Belden Wire | FP1STST011M | FXPC OM1 ST ST 11M | EA |  | 1 Year | 42.2154 | 5% | 40.1046
40036 | Belden Wire | FP1STST011MR2XO | FXPC OM1 ST ST 11M | EA |  | 1 Year | 42.2154 | 5% | 40.1046
40037 | Belden Wire | FP1STST012M | FXPC OM1 ST ST 12M | EA |  | 1 Year | 43.6891 | 5% | 41.5046
40038 | Belden Wire | FP1STST013M | FXPC OM1 ST ST 13M | EA |  | 1 Year | 45.1628 | 5% | 42.9047
40039 | Belden Wire | FP1STST014M | FXPC OM1 ST ST 14M | EA |  | 1 Year | 46.6364 | 5% | 44.3046
40040 | Belden Wire | FP1STST015M | FXPC OM1 ST ST 15M | EA |  | 1 Year | 48.1101 | 5% | 45.7046
40041 | Belden Wire | FP1STST015MR2XO | FXPC OM1 ST ST 15M | EA |  | 1 Year | 48.1101 | 5% | 45.7046
40042 | Belden Wire | FP1STST015MR5SO | FXPC OM1 ST ST 15M | EA |  | 1 Year | 30.0688 | 5% | 28.5654
40043 | Belden Wire | FP1STST01M1 | FXPC OM1 ST ST 1.1M | EA |  | 1 Year | 27.6259 | 5% | 26.2446
40044 | Belden Wire | FP1STST01M2 | FXPC OM1 ST ST 1.2M | EA |  | 1 Year | 27.7733 | 5% | 26.3846
40045 | Belden Wire | FP1STST01M3 | FXPC OM1 ST ST 1.3M | EA |  | 1 Year | 27.9207 | 5% | 26.5247
40046 | Belden Wire | FP1STST01M4 | FXPC OM1 ST ST 1.4M | EA |  | 1 Year | 28.068 | 5% | 26.6646
40047 | Belden Wire | FP1STST01M5 | FXPC OM1 ST ST 1.5M | EA |  | 1 Year | 28.2154 | 5% | 26.8046
40048 | Belden Wire | FP1STST01M6 | FXPC OM1 ST ST 1.6M | EA |  | 1 Year | 28.3628 | 5% | 26.9447
40049 | Belden Wire | FP1STST01M7 | FXPC OM1 ST ST 1.7M | EA |  | 1 Year | 28.5101 | 5% | 27.0846
40050 | Belden Wire | FP1STST01M8 | FXPC OM1 ST ST 1.8M | EA |  | 1 Year | 28.6575 | 5% | 27.2246
40051 | Belden Wire | FP1STST01M9 | FXPC OM1 ST ST 1.9M | EA |  | 1 Year | 28.8049 | 5% | 27.3647
40052 | Belden Wire | FP1STST020MR5SO | FXPC OM1 ST ST 20M | EA |  | 1 Year | 35.6436 | 5% | 33.8614
40053 | Belden Wire | FP1STST026MR5SO | FXPC OM1 ST ST 26M | EA |  | 1 Year | 41.4608 | 5% | 39.3878
40054 | Belden Wire | FP1STST02M1 | FXPC OM1 ST ST 2.1M | EA |  | 1 Year | 29.0996 | 5% | 27.6446
40055 | Belden Wire | FP1STST02M2 | FXPC OM1 ST ST 2.2M | EA |  | 1 Year | 29.247 | 5% | 27.7846
40056 | Belden Wire | FP1STST02M3 | FXPC OM1 ST ST 2.3M | EA |  | 1 Year | 29.3943 | 5% | 27.9246
40057 | Belden Wire | FP1STST02M4 | FXPC OM1 ST ST 2.4M | EA |  | 1 Year | 29.5417 | 5% | 28.0646
40058 | Belden Wire | FP1STST02M5 | FXPC OM1 ST ST 2.5M | EA |  | 1 Year | 29.6891 | 5% | 28.2046
40059 | Belden Wire | FP1STST02M6 | FXPC OM1 ST ST 2.6M | EA |  | 1 Year | 29.8364 | 5% | 28.3446
40060 | Belden Wire | FP1STST02M7 | FXPC OM1 ST ST 2.7M | EA |  | 1 Year | 29.9838 | 5% | 28.4846
40061 | Belden Wire | FP1STST02M8 | FXPC OM1 ST ST 2.8M | EA |  | 1 Year | 30.1312 | 5% | 28.6246
40062 | Belden Wire | FP1STST02M9 | FXPC OM1 ST ST 2.9M | EA |  | 1 Year | 30.2785 | 5% | 28.7646
40063 | Belden Wire | FP1STST030MR5SO | FXPC OM1 ST ST 30M | EA |  | 1 Year | 45.3389 | 5% | 43.072
40064 | Belden Wire | FP1STST035MR2XO | FXPC OM1 ST ST 35M | EA |  | 1 Year | 80.2985 | 5% | 76.2836
40065 | Belden Wire | FP1STST03M1 | FXPC OM1 ST ST 3.1M | EA |  | 1 Year | 30.5733 | 5% | 29.0446
40066 | Belden Wire | FP1STST03M2 | FXPC OM1 ST ST 3.2M | EA |  | 1 Year | 30.7207 | 5% | 29.1847
40067 | Belden Wire | FP1STST03M3 | FXPC OM1 ST ST 3.3M | EA |  | 1 Year | 30.868 | 5% | 29.3246
40068 | Belden Wire | FP1STST03M4 | FXPC OM1 ST ST 3.4M | EA |  | 1 Year | 31.0154 | 5% | 29.4646
40069 | Belden Wire | FP1STST03M5 | FXPC OM1 ST ST 3.5M | EA |  | 1 Year | 31.1628 | 5% | 29.6047
40070 | Belden Wire | FP1STST03M6 | FXPC OM1 ST ST 3.6M | EA |  | 1 Year | 31.3101 | 5% | 29.7446
40071 | Belden Wire | FP1STST03M7 | FXPC OM1 ST ST 3.7M | EA |  | 1 Year | 31.4575 | 5% | 29.8846
40072 | Belden Wire | FP1STST03M8 | FXPC OM1 ST ST 3.8M | EA |  | 1 Year | 31.6049 | 5% | 30.0247
40073 | Belden Wire | FP1STST03M9 | FXPC OM1 ST ST 3.9M | EA |  | 1 Year | 31.7522 | 5% | 30.1646
40074 | Belden Wire | FP1STST040MR5SO | FXPC OM1 ST ST 40M | EA |  | 1 Year | 55.0342 | 5% | 52.2825
40075 | Belden Wire | FP1STST04M1 | FXPC OM1 ST ST 4.1M | EA |  | 1 Year | 32.047 | 5% | 30.4446
40076 | Belden Wire | FP1STST04M2 | FXPC OM1 ST ST 4.2M | EA |  | 1 Year | 32.1943 | 5% | 30.5846
40077 | Belden Wire | FP1STST04M3 | FXPC OM1 ST ST 4.3M | EA |  | 1 Year | 32.3417 | 5% | 30.7246
40078 | Belden Wire | FP1STST04M4 | FXPC OM1 ST ST 4.4M | EA |  | 1 Year | 32.4891 | 5% | 30.8646
40079 | Belden Wire | FP1STST04M5 | FXPC OM1 ST ST 4.5M | EA |  | 1 Year | 32.6364 | 5% | 31.0046
40080 | Belden Wire | FP1STST04M6 | FXPC OM1 ST ST 4.6M | EA |  | 1 Year | 32.7838 | 5% | 31.1446
40081 | Belden Wire | FP1STST04M7 | FXPC OM1 ST ST 4.7M | EA |  | 1 Year | 32.9312 | 5% | 31.2846
40082 | Belden Wire | FP1STST04M8 | FXPC OM1 ST ST 4.8M | EA |  | 1 Year | 33.0785 | 5% | 31.4246
40083 | Belden Wire | FP1STST04M9 | FXPC OM1 ST ST 4.9M | EA |  | 1 Year | 33.2259 | 5% | 31.5646
40084 | Belden Wire | FP1STST050MR2XO | FXPC OM1 ST ST 50M | EA |  | 1 Year | 103.5672 | 5% | 98.3888
40085 | Belden Wire | FP1STST05M5 | FXPC OM1 ST ST 5.5M | EA |  | 1 Year | 34.1101 | 5% | 32.4046
40086 | Belden Wire | FP1STST06M5 | FXPC OM1 ST ST 6.5M | EA |  | 1 Year | 35.5838 | 5% | 33.8046
40087 | Belden Wire | FP1STST073MR5SO | FXPC OM1 ST ST 73M | EA |  | 1 Year | 90.9606 | 5% | 86.4126
40088 | Belden Wire | FP1STST078MR5SO | FXPC OM1 ST ST 78M | EA |  | 1 Year | 96.0776 | 5% | 91.2737
40089 | Belden Wire | FP1STST07M5 | FXPC OM1 ST ST 7.5M | EA |  | 1 Year | 37.0575 | 5% | 35.2046
40090 | Belden Wire | FP1STST08M5 | FXPC OM1 ST ST 8.5M | EA |  | 1 Year | 38.5312 | 5% | 36.6046
40091 | Belden Wire | FP1STST09M5 | FXPC OM1 ST ST 9.5M | EA |  | 1 Year | 40.0049 | 5% | 38.0047
40092 | Belden Wire | FP1STST10M5 | FXPC OM1 ST ST 10.5M | EA |  | 1 Year | 41.4785 | 5% | 39.4046
40093 | Belden Wire | FP1STST11M5 | FXPC OM1 ST ST 11.5M | EA |  | 1 Year | 42.9522 | 5% | 40.8046
40094 | Belden Wire | FP1STST12M5 | FXPC OM1 ST ST 12.5M | EA |  | 1 Year | 44.4259 | 5% | 42.2046
40095 | Belden Wire | FP1STST13M5 | FXPC OM1 ST ST 13.5M | EA |  | 1 Year | 45.8996 | 5% | 43.6046
40096 | Belden Wire | FP1STST14M5 | FXPC OM1 ST ST 14.5M | EA |  | 1 Year | 47.3733 | 5% | 45.0046
40097 | Belden Wire | FP34F4F002M | FXPC OM3 MPO8_F MPO8_F 2M | EA |  | 1 Year | 178.316 | 5% | 169.4002
40098 | Belden Wire | FP34F4F003M | FXPC OM3 MPO8_F MPO8_F 3M | EA |  | 1 Year | 182.474 | 5% | 173.3503
40099 | Belden Wire | FP3K1LD002MR2XA | FXPC OM3 LCK1_DX LC_DX 2M | EA |  | 1 Year | 27.5732 | 5% | 26.1945
40100 | Belden Wire | FP3K1LD003MR2XA | FXPC OM3 LCK1_DX LC_DX 3M | EA |  | 1 Year | 28.9732 | 5% | 27.5245
40101 | Belden Wire | FP3LCLC001MR4SA | FXPC OM3 LC_SX LC_SX 1M | EA |  | 1 Year | 15.5434 | 5% | 14.7662
40102 | Belden Wire | FP3LCLC002MR4SA | FXPC OM3 LC_SX LC_SX 2M | EA |  | 1 Year | 16.4184 | 5% | 15.5975
40103 | Belden Wire | FP3LCLC003MR4SA | FXPC OM3 LC_SX LC_SX 3M | EA |  | 1 Year | 17.2934 | 5% | 16.4287
40104 | Belden Wire | FP3LCLC005MR4SA | FXPC OM3 LC_SX LC_SX 5M | EA |  | 1 Year | 19.0434 | 5% | 18.0912
40105 | Belden Wire | FP3LCLC008MR4SA | FXPC OM3 LC_SX LC_SX 8M | EA |  | 1 Year | 21.6684 | 5% | 20.585
40106 | Belden Wire | FP3LCLC00M9R4SA | FXPC OM3 LC_SX LC_SX 0.9M | EA |  | 1 Year | 15.4559 | 5% | 14.6831
40107 | Belden Wire | FP3LCLC010MR4SA | FXPC OM3 LC_SX LC_SX 10M | EA |  | 1 Year | 23.4184 | 5% | 22.2475
40108 | Belden Wire | FP3LCLC013MR4SA | FXPC OM3 LC_SX LC_SX 13M | EA |  | 1 Year | 26.0434 | 5% | 24.7412
40109 | Belden Wire | FP3LCLC015MR4SA | FXPC OM3 LC_SX LC_SX 15M | EA |  | 1 Year | 27.7934 | 5% | 26.4037
40110 | Belden Wire | FP3LCLC018MR4SA | FXPC OM3 LC_SX LC_SX 18M | EA |  | 1 Year | 31.2473 | 5% | 29.6849
40111 | Belden Wire | FP3LCLC01M5R4SA | FXPC OM3 LC_SX LC_SX 1.5M | EA |  | 1 Year | 15.9809 | 5% | 15.1819
40112 | Belden Wire | FP3LCLC020MR4SA | FXPC OM3 LC_SX LC_SX 20M | EA |  | 1 Year | 33.0894 | 5% | 31.4349
40113 | Belden Wire | FP3LCLC02M1R4SA | FXPC OM3 LC_SX LC_SX 2.1M | EA |  | 1 Year | 16.5059 | 5% | 15.6806
40114 | Belden Wire | FP3LCLC05M5R5SA | FXPC OM3 LC_SX LC_SX 5.5M | EA |  | 1 Year | 19.4809 | 5% | 18.5069
40115 | Belden Wire | FP3LCLC06M5R5SA | FXPC OM3 LC_SX LC_SX 6.5M | EA |  | 1 Year | 20.3559 | 5% | 19.3381
40116 | Belden Wire | FP3LCLC07M5R5SA | FXPC OM3 LC_SX LC_SX 7.5M | EA |  | 1 Year | 21.2309 | 5% | 20.1694
40117 | Belden Wire | FP3LCLC08M5R5SA | FXPC OM3 LC_SX LC_SX 8.5M | EA |  | 1 Year | 22.1059 | 5% | 21.0006
40118 | Belden Wire | FP3LCSC001MR4SA | FXPC OM3 LC_SX SC_SX 1M | EA |  | 1 Year | 15.5434 | 5% | 14.7662
40119 | Belden Wire | FP3LCSC001MR5SA | FXPC OM3 LC_SX SC_SX 1M | EA |  | 1 Year | 15.5434 | 5% | 14.7662
40120 | Belden Wire | FP3LCSC002MR4SA | FXPC OM3 LC_SX SC_SX 2M | EA |  | 1 Year | 16.4184 | 5% | 15.5975
40121 | Belden Wire | FP3LCSC005MR4SA | FXPC OM3 LC_SX SC_SX 5M | EA |  | 1 Year | 19.0434 | 5% | 18.0912
40122 | Belden Wire | FP3LCSC02M5R4SA | FXPC OM3 LC_SX SC_SX 2.5M | EA |  | 1 Year | 16.8559 | 5% | 16.0131
40123 | Belden Wire | FP3LCSC100MR4SA | FXPC OM3 LC_SX SC_SX 100M | EA |  | 1 Year | 111.8906 | 5% | 106.2961
40124 | Belden Wire | FP3LCST002MR4SA | FXPC OM3 LC_SX ST 2M | EA |  | 1 Year | 16.8044 | 5% | 15.9642
40125 | Belden Wire | FP3LCST010MR4SA | FXPC OM3 LC_SX ST 10M | EA |  | 1 Year | 23.8044 | 5% | 22.6142
40126 | Belden Wire | FP3LCST015MR4SA | FXPC OM3 LC_SX ST 15M | EA |  | 1 Year | 28.1794 | 5% | 26.7704
40127 | Belden Wire | FP3LCST050MR4SA | FXPC OM3 LC_SX ST 50M | EA |  | 1 Year | 61.107 | 5% | 58.0516
40128 | Belden Wire | FP3LD4F001M | FXPC OM3 4_LC_DX MPO12_F 1M | EA |  | 1 Year | 286.0968 | 5% | 271.792
40129 | Belden Wire | FP3LD4F002M | FXPC OM3 4_LC_DX MPO8_F 2M | EA |  | 1 Year | 290.2548 | 5% | 275.7421
40130 | Belden Wire | FP3LD4F003M | FXPC OM3 4_LC_DX MPO12_F 3M | EA |  | 1 Year | 294.4128 | 5% | 279.6922
40131 | Belden Wire | FP3LD4F004M | FXPC OM3 4_LC_DX MPO12_F 4M | EA |  | 1 Year | 298.5708 | 5% | 283.6423
40132 | Belden Wire | FP3LD4F005M | FXPC OM3 4_LC_DX MPO12_F 5M | EA |  | 1 Year | 302.7288 | 5% | 287.5924
40133 | Belden Wire | FP3LD4F006M | FXPC OM3 4_LC_DX MPO12_F 6M | EA |  | 1 Year | 306.8868 | 5% | 291.5425
40134 | Belden Wire | FP3LD4F007M | FXPC OM3 4_LC_DX MPO12_F 7M | EA |  | 1 Year | 311.0448 | 5% | 295.4926
40135 | Belden Wire | FP3LD4F008M | FXPC OM3 4_LC_DX MPO12_F 8M | EA |  | 1 Year | 315.2028 | 5% | 299.4427
40136 | Belden Wire | FP3LD4F009M | FXPC OM3 4_LC_DX MPO12_F 9M | EA |  | 1 Year | 319.3608 | 5% | 303.3928
40137 | Belden Wire | FP3LD4F010M | FXPC OM3 4_LC_DX MPO12_F 10M | EA |  | 1 Year | 323.5188 | 5% | 307.3429
40138 | Belden Wire | FP3LD4F011M | FXPC OM3 4_LC_DX MPO12_F 11M | EA |  | 1 Year | 327.6768 | 5% | 311.293
40139 | Belden Wire | FP3LD4F012M | FXPC OM3 4_LC_DX MPO12_F 12M | EA |  | 1 Year | 331.8348 | 5% | 315.2431
40140 | Belden Wire | FP3LD4F01M8 | FXPC OM3 4_LC_DX MPO8_F 1.8M | EA |  | 1 Year | 289.4232 | 5% | 274.952
40141 | Belden Wire | FP3LD4F020MP74A | FXPC OM3 4_LC_DX MPO8_F 20M | EA |  | 1 Year | 369.4756 | 5% | 351.0018
40142 | Belden Wire | FP3LD4F05M5 | FXPC OM3 4_LC_DX MPO12_F 5.5M | EA |  | 1 Year | 304.8078 | 5% | 289.5674
40143 | Belden Wire | FP3LD4F06M5 | FXPC OM3 4_LC_DX MPO12_F 6.5M | EA |  | 1 Year | 308.9658 | 5% | 293.5175
40144 | Belden Wire | FP3LD4F07M5 | FXPC OM3 4_LC_DX MPO12_F 7.5M | EA |  | 1 Year | 313.1238 | 5% | 297.4676
40145 | Belden Wire | FP3LD4F08M5 | FXPC OM3 4_LC_DX MPO12_F 8.5M | EA |  | 1 Year | 317.2818 | 5% | 301.4177
40146 | Belden Wire | FP3LD4F09M5 | FXPC OM3 4_LC_DX MPO12_F 9.5M | EA |  | 1 Year | 321.4398 | 5% | 305.3678
40147 | Belden Wire | FP3LD4F10M5 | FXPC OM3 4_LC_DX MPO12_F 10.5M | EA |  | 1 Year | 325.5978 | 5% | 309.3179
40148 | Belden Wire | FP3LD4F12M5 | FXPC OM3 4_LC_DX MPO12_F 12.5M | EA |  | 1 Year | 333.9138 | 5% | 317.2181
40149 | Belden Wire | FP3LD4M001M | FXPC OM3 4_LC_DX MPO12_M 1M | EA |  | 1 Year | 286.0968 | 5% | 271.792
40150 | Belden Wire | FP3LD4M002M | FXPC OM3 4_LC_DX MPO12_M 2M | EA |  | 1 Year | 290.2548 | 5% | 275.7421
40151 | Belden Wire | FP3LD4M003M | FXPC OM3 4_LC_DX MPO12_M 3M | EA |  | 1 Year | 294.4128 | 5% | 279.6922
40152 | Belden Wire | FP3LD4M004M | FXPC OM3 4_LC_DX MPO12_M 4M | EA |  | 1 Year | 298.5708 | 5% | 283.6423
40153 | Belden Wire | FP3LD4M005M | FXPC OM3 4_LC_DX MPO12_M 5M | EA |  | 1 Year | 302.7288 | 5% | 287.5924
40154 | Belden Wire | FP3LD4M006M | FXPC OM3 4_LC_DX MPO12_M 6M | EA |  | 1 Year | 306.8868 | 5% | 291.5425
40155 | Belden Wire | FP3LD4M007M | FXPC OM3 4_LC_DX MPO12_M 7M | EA |  | 1 Year | 311.0448 | 5% | 295.4926
40156 | Belden Wire | FP3LD4M008M | FXPC OM3 4_LC_DX MPO12_M 8M | EA |  | 1 Year | 315.2028 | 5% | 299.4427
40157 | Belden Wire | FP3LD4M009M | FXPC OM3 4_LC_DX MPO12_M 9M | EA |  | 1 Year | 319.3608 | 5% | 303.3928
40158 | Belden Wire | FP3LD4M010M | FXPC OM3 4_LC_DX MPO12_M 10M | EA |  | 1 Year | 323.5188 | 5% | 307.3429
40159 | Belden Wire | FP3LDLD001M | FXPC OM3 LC_DX LC_DX 1M | EA |  | 1 Year | 24.8694 | 5% | 23.6259
40160 | Belden Wire | FP3LDLD001MR2SA | FXPC OM3 LC_DX LC_DX 1M | EA |  | 1 Year | 24.8694 | 5% | 23.6259
40161 | Belden Wire | FP3LDLD002M | FXPC OM3 LC_DX LC_DX 2M | EA |  | 1 Year | 26.2694 | 5% | 24.9559
40162 | Belden Wire | FP3LDLD002MR3XA | FXPC OM3 LC_DX LC_DX 2M | EA |  | 1 Year | 26.2694 | 5% | 24.9559
40163 | Belden Wire | FP3LDLD003M | FXPC OM3 LC_DX LC_DX 3M | EA |  | 1 Year | 27.6694 | 5% | 26.2859
40164 | Belden Wire | FP3LDLD003MR3XA | FXPC OM3 LC_DX LC_DX 3M | EA |  | 1 Year | 27.6694 | 5% | 26.2859
40165 | Belden Wire | FP3LDLD004M | FXPC OM3 LC_DX LC_DX 4M | EA |  | 1 Year | 29.0694 | 5% | 27.6159
40166 | Belden Wire | FP3LDLD004MR3XA | FXPC OM3 LC_DX LC_DX 4M | EA |  | 1 Year | 29.0694 | 5% | 27.6159
40167 | Belden Wire | FP3LDLD005M | FXPC OM3 LC_DX LC_DX 5M | EA |  | 1 Year | 30.4694 | 5% | 28.9459
40168 | Belden Wire | FP3LDLD005MR3XA | FXPC OM3 LC_DX LC_DX 5M | EA |  | 1 Year | 30.4694 | 5% | 28.9459
40169 | Belden Wire | FP3LDLD006M | FXPC OM3 LC_DX LC_DX 6M | EA |  | 1 Year | 31.8694 | 5% | 30.2759
40170 | Belden Wire | FP3LDLD007M | FXPC OM3 LC_DX LC_DX 7M | EA |  | 1 Year | 33.2694 | 5% | 31.6059
40171 | Belden Wire | FP3LDLD008M | FXPC OM3 LC_DX LC_DX 8M | EA |  | 1 Year | 34.6694 | 5% | 32.9359
40172 | Belden Wire | FP3LDLD009M | FXPC OM3 LC_DX LC_DX 9M | EA |  | 1 Year | 36.0694 | 5% | 34.2659
40173 | Belden Wire | FP3LDLD00M3 | FXPC OM3 LC_DX LC_DX 0.3M | EA |  | 1 Year | 23.8894 | 5% | 22.6949
40174 | Belden Wire | FP3LDLD00M4 | FXPC OM3 LC_DX LC_DX 0.4M | EA |  | 1 Year | 24.0294 | 5% | 22.8279
40175 | Belden Wire | FP3LDLD00M5 | FXPC OM3 LC_DX LC_DX 0.5M | EA |  | 1 Year | 24.1694 | 5% | 22.9609
40176 | Belden Wire | FP3LDLD00M6 | FXPC OM3 LC_DX LC_DX 0.6M | EA |  | 1 Year | 24.3094 | 5% | 23.0939
40177 | Belden Wire | FP3LDLD00M7 | FXPC OM3 LC_DX LC_DX 0.7M | EA |  | 1 Year | 24.4494 | 5% | 23.2269
40178 | Belden Wire | FP3LDLD00M8 | FXPC OM3 LC_DX LC_DX 0.8M | EA |  | 1 Year | 24.5894 | 5% | 23.3599
40179 | Belden Wire | FP3LDLD00M9 | FXPC OM3 LC_DX LC_DX 0.9M | EA |  | 1 Year | 24.7294 | 5% | 23.4929
40180 | Belden Wire | FP3LDLD010M | FXPC OM3 LC_DX LC_DX 10M | EA |  | 1 Year | 37.4694 | 5% | 35.5959
40181 | Belden Wire | FP3LDLD010MR3XA | FXPC OM3 LC_DX LC_DX 10M | EA |  | 1 Year | 37.4694 | 5% | 35.5959
40182 | Belden Wire | FP3LDLD011M | FXPC OM3 LC_DX LC_DX 11M | EA |  | 1 Year | 38.8694 | 5% | 36.9259
40183 | Belden Wire | FP3LDLD012M | FXPC OM3 LC_DX LC_DX 12M | EA |  | 1 Year | 40.2694 | 5% | 38.2559
40184 | Belden Wire | FP3LDLD012MR3XA | FXPC OM3 LC_DX LC_DX 12M | EA |  | 1 Year | 40.2694 | 5% | 38.2559
40185 | Belden Wire | FP3LDLD013M | FXPC OM3 LC_DX LC_DX 13M | EA |  | 1 Year | 41.6694 | 5% | 39.5859
40186 | Belden Wire | FP3LDLD014M | FXPC OM3 LC_DX LC_DX 14M | EA |  | 1 Year | 43.0694 | 5% | 40.9159
40187 | Belden Wire | FP3LDLD015M | FXPC OM3 LC_DX LC_DX 15M | EA |  | 1 Year | 44.4694 | 5% | 42.2459
40188 | Belden Wire | FP3LDLD015MR3XA | FXPC OM3 LC_DX LC_DX 15M | EA |  | 1 Year | 44.4694 | 5% | 42.2459
40189 | Belden Wire | FP3LDLD01M1 | FXPC OM3 LC_DX LC_DX 1.1M | EA |  | 1 Year | 25.0094 | 5% | 23.7589
40190 | Belden Wire | FP3LDLD01M2 | FXPC OM3 LC_DX LC_DX 1.2M | EA |  | 1 Year | 25.1494 | 5% | 23.8919
40191 | Belden Wire | FP3LDLD01M3 | FXPC OM3 LC_DX LC_DX 1.3M | EA |  | 1 Year | 25.2894 | 5% | 24.0249
40192 | Belden Wire | FP3LDLD01M4 | FXPC OM3 LC_DX LC_DX 1.4M | EA |  | 1 Year | 25.4294 | 5% | 24.1579
40193 | Belden Wire | FP3LDLD01M5 | FXPC OM3 LC_DX LC_DX 1.5M | EA |  | 1 Year | 25.5694 | 5% | 24.2909
40194 | Belden Wire | FP3LDLD01M6 | FXPC OM3 LC_DX LC_DX 1.6M | EA |  | 1 Year | 25.7094 | 5% | 24.4239
40195 | Belden Wire | FP3LDLD01M7 | FXPC OM3 LC_DX LC_DX 1.7M | EA |  | 1 Year | 25.8494 | 5% | 24.5569
40196 | Belden Wire | FP3LDLD01M8 | FXPC OM3 LC_DX LC_DX 1.8M | EA |  | 1 Year | 25.9894 | 5% | 24.6899
40197 | Belden Wire | FP3LDLD01M9 | FXPC OM3 LC_DX LC_DX 1.9M | EA |  | 1 Year | 26.1294 | 5% | 24.8229
40198 | Belden Wire | FP3LDLD020MR3XA | FXPC OM3 LC_DX LC_DX 20M | EA |  | 1 Year | 52.9431 | 5% | 50.2959
40199 | Belden Wire | FP3LDLD022MR3XA | FXPC OM3 LC_DX LC_DX 22M | EA |  | 1 Year | 55.8904 | 5% | 53.0959
40200 | Belden Wire | FP3LDLD02M1 | FXPC OM3 LC_DX LC_DX 2.1M | EA |  | 1 Year | 26.4094 | 5% | 25.0889
40201 | Belden Wire | FP3LDLD02M2 | FXPC OM3 LC_DX LC_DX 2.2M | EA |  | 1 Year | 26.5494 | 5% | 25.2219
40202 | Belden Wire | FP3LDLD02M3 | FXPC OM3 LC_DX LC_DX 2.3M | EA |  | 1 Year | 26.6894 | 5% | 25.3549
40203 | Belden Wire | FP3LDLD02M4 | FXPC OM3 LC_DX LC_DX 2.4M | EA |  | 1 Year | 26.8294 | 5% | 25.4879
40204 | Belden Wire | FP3LDLD02M5 | FXPC OM3 LC_DX LC_DX 2.5M | EA |  | 1 Year | 26.9694 | 5% | 25.6209
40205 | Belden Wire | FP3LDLD02M6 | FXPC OM3 LC_DX LC_DX 2.6M | EA |  | 1 Year | 27.1094 | 5% | 25.7539
40206 | Belden Wire | FP3LDLD02M7 | FXPC OM3 LC_DX LC_DX 2.7M | EA |  | 1 Year | 27.2494 | 5% | 25.8869
40207 | Belden Wire | FP3LDLD02M8 | FXPC OM3 LC_DX LC_DX 2.8M | EA |  | 1 Year | 27.3894 | 5% | 26.0199
40208 | Belden Wire | FP3LDLD02M9 | FXPC OM3 LC_DX LC_DX 2.9M | EA |  | 1 Year | 27.5294 | 5% | 26.1529
40209 | Belden Wire | FP3LDLD030MR3XA | FXPC OM3 LC_DX LC_DX 30M | EA |  | 1 Year | 67.6799 | 5% | 64.2959
40210 | Belden Wire | FP3LDLD035MR3XA | FXPC OM3 LC_DX LC_DX 35M | EA |  | 1 Year | 75.0483 | 5% | 71.2959
40211 | Belden Wire | FP3LDLD038MR3XA | FXPC OM3 LC_DX LC_DX 38M | EA |  | 1 Year | 79.4694 | 5% | 75.4959
40212 | Belden Wire | FP3LDLD03M1 | FXPC OM3 LC_DX LC_DX 3.1M | EA |  | 1 Year | 27.8094 | 5% | 26.4189
40213 | Belden Wire | FP3LDLD03M2 | FXPC OM3 LC_DX LC_DX 3.2M | EA |  | 1 Year | 27.9494 | 5% | 26.5519
40214 | Belden Wire | FP3LDLD03M3 | FXPC OM3 LC_DX LC_DX 3.3M | EA |  | 1 Year | 28.0894 | 5% | 26.6849
40215 | Belden Wire | FP3LDLD03M4 | FXPC OM3 LC_DX LC_DX 3.4M | EA |  | 1 Year | 28.2294 | 5% | 26.8179
40216 | Belden Wire | FP3LDLD03M5 | FXPC OM3 LC_DX LC_DX 3.5M | EA |  | 1 Year | 28.3694 | 5% | 26.9509
40217 | Belden Wire | FP3LDLD03M6 | FXPC OM3 LC_DX LC_DX 3.6M | EA |  | 1 Year | 28.5094 | 5% | 27.0839
40218 | Belden Wire | FP3LDLD03M7 | FXPC OM3 LC_DX LC_DX 3.7M | EA |  | 1 Year | 28.6494 | 5% | 27.2169
40219 | Belden Wire | FP3LDLD03M8 | FXPC OM3 LC_DX LC_DX 3.8M | EA |  | 1 Year | 28.7894 | 5% | 27.3499
40220 | Belden Wire | FP3LDLD03M9 | FXPC OM3 LC_DX LC_DX 3.9M | EA |  | 1 Year | 28.9294 | 5% | 27.4829
40221 | Belden Wire | FP3LDLD040MR3XA | FXPC OM3 LC_DX LC_DX 40M | EA |  | 1 Year | 82.4168 | 5% | 78.296
40222 | Belden Wire | FP3LDLD045MR3XA | FXPC OM3 LC_DX LC_DX 45M | EA |  | 1 Year | 89.7852 | 5% | 85.2959
40223 | Belden Wire | FP3LDLD04M1 | FXPC OM3 LC_DX LC_DX 4.1M | EA |  | 1 Year | 29.2094 | 5% | 27.7489
40224 | Belden Wire | FP3LDLD04M2 | FXPC OM3 LC_DX LC_DX 4.2M | EA |  | 1 Year | 29.3494 | 5% | 27.8819
40225 | Belden Wire | FP3LDLD04M3 | FXPC OM3 LC_DX LC_DX 4.3M | EA |  | 1 Year | 29.4894 | 5% | 28.0149
40226 | Belden Wire | FP3LDLD04M4 | FXPC OM3 LC_DX LC_DX 4.4M | EA |  | 1 Year | 29.6294 | 5% | 28.1479
40227 | Belden Wire | FP3LDLD04M5 | FXPC OM3 LC_DX LC_DX 4.5M | EA |  | 1 Year | 29.7694 | 5% | 28.2809
40228 | Belden Wire | FP3LDLD04M6 | FXPC OM3 LC_DX LC_DX 4.6M | EA |  | 1 Year | 29.9094 | 5% | 28.4139
40229 | Belden Wire | FP3LDLD04M7 | FXPC OM3 LC_DX LC_DX 4.7M | EA |  | 1 Year | 30.0494 | 5% | 28.5469
40230 | Belden Wire | FP3LDLD04M8 | FXPC OM3 LC_DX LC_DX 4.8M | EA |  | 1 Year | 30.1894 | 5% | 28.6799
40231 | Belden Wire | FP3LDLD04M9 | FXPC OM3 LC_DX LC_DX 4.9M | EA |  | 1 Year | 30.3294 | 5% | 28.8129
40232 | Belden Wire | FP3LDLD05M2R2XA | FXPC OM3 LC_DX LC_DX 5.2M | EA |  | 1 Year | 31.1694 | 5% | 29.6109
40233 | Belden Wire | FP3LDLD06M4R2XA | FXPC OM3 LC_DX LC_DX 6.4M | EA |  | 1 Year | 32.5694 | 5% | 30.9409
40234 | Belden Wire | FP3LDLD06M5 | FXPC OM3 LC_DX LC_DX 6.5M | EA |  | 1 Year | 32.5694 | 5% | 30.9409
40235 | Belden Wire | FP3LDLD07M5 | FXPC OM3 LC_DX LC_DX 7.5M | EA |  | 1 Year | 33.9694 | 5% | 32.2709
40236 | Belden Wire | FP3LDLD07M6R2XA | FXPC OM3 LC_DX LC_DX 7.6M | EA |  | 1 Year | 34.6694 | 5% | 32.9359
40237 | Belden Wire | FP3LDLD080MR3XA | FXPC OM3 LC_DX LC_DX 80M | EA |  | 1 Year | 147.9138 | 5% | 140.5181
40238 | Belden Wire | FP3LDLD08M5 | FXPC OM3 LC_DX LC_DX 8.5M | EA |  | 1 Year | 35.3694 | 5% | 33.6009
40239 | Belden Wire | FP3LDLD09M5 | FXPC OM3 LC_DX LC_DX 9.5M | EA |  | 1 Year | 36.7694 | 5% | 34.9309
40240 | Belden Wire | FP3LDLD100MR3XA | FXPC OM3 LC_DX LC_DX 100M | EA |  | 1 Year | 179.0249 | 5% | 170.0737
40241 | Belden Wire | FP3LDLD10M5 | FXPC OM3 LC_DX LC_DX 10.5M | EA |  | 1 Year | 38.1694 | 5% | 36.2609
40242 | Belden Wire | FP3LDLD11M5 | FXPC OM3 LC_DX LC_DX 11.5M | EA |  | 1 Year | 39.5694 | 5% | 37.5909
40243 | Belden Wire | FP3LDLD120MR3XA | FXPC OM3 LC_DX LC_DX 120M | EA |  | 1 Year | 210.1361 | 5% | 199.6293
40244 | Belden Wire | FP3LDLD125MR3XA | FXPC OM3 LC_DX LC_DX 125M | EA |  | 1 Year | 217.9138 | 5% | 207.0181
40245 | Belden Wire | FP3LDLD12M2R2XA | FXPC OM3 LC_DX LC_DX 12.2M | EA |  | 1 Year | 40.9694 | 5% | 38.9209
40246 | Belden Wire | FP3LDLD12M5 | FXPC OM3 LC_DX LC_DX 12.5M | EA |  | 1 Year | 40.9694 | 5% | 38.9209
40247 | Belden Wire | FP3LDLD130MR3XA | FXPC OM3 LC_DX LC_DX 130M | EA |  | 1 Year | 225.6916 | 5% | 214.407
40248 | Belden Wire | FP3LDLD13M5 | FXPC OM3 LC_DX LC_DX 13.5M | EA |  | 1 Year | 42.3694 | 5% | 40.2509
40249 | Belden Wire | FP3LDLD14M5 | FXPC OM3 LC_DX LC_DX 14.5M | EA |  | 1 Year | 43.7694 | 5% | 41.5809
40250 | Belden Wire | FP3LDLM002MR2XA | FXPC OM3 LC_DX MINI_LC 2M | EA |  | 1 Year | 26.2694 | 5% | 24.9559
40251 | Belden Wire | FP3LDLM003MR2XA | FXPC OM3 LC_DX MINI_LC 3M | EA |  | 1 Year | 27.6694 | 5% | 26.2859
40252 | Belden Wire | FP3LDLM005MR2XA | FXPC OM3 LC_DX MINI_LC 5M | EA |  | 1 Year | 30.4694 | 5% | 28.9459
40253 | Belden Wire | FP3LDLM01M3R2XA | FXPC OM3 LC_DX MINI_LC 1.3M | EA |  | 1 Year | 25.2894 | 5% | 24.0249
40254 | Belden Wire | FP3LDLM025MR2XA | FXPC OM3 LC_DX MINI_LC 25M | EA |  | 1 Year | 60.3114 | 5% | 57.2958
40255 | Belden Wire | FP3LDMF001M | FXPC OM3 6_LC_DX MPO12_F 1M | EA |  | 1 Year | 309.5662 | 5% | 294.0879
40256 | Belden Wire | FP3LDMF002M | FXPC OM3 6_LC_DX MPO12_F 2M | EA |  | 1 Year | 313.7242 | 5% | 298.038
40257 | Belden Wire | FP3LDMF003M | FXPC OM3 6_LC_DX MPO12_F 3M | EA |  | 1 Year | 317.8822 | 5% | 301.9881
40258 | Belden Wire | FP3LDMF004M | FXPC OM3 6_LC_DX MPO12_F 4M | EA |  | 1 Year | 322.0402 | 5% | 305.9382
40259 | Belden Wire | FP3LDMF005M | FXPC OM3 6_LC_DX MPO12_F 5M | EA |  | 1 Year | 326.1982 | 5% | 309.8883
40260 | Belden Wire | FP3LDMF006M | FXPC OM3 6_LC_DX MPO12_F 6M | EA |  | 1 Year | 330.3562 | 5% | 313.8384
40261 | Belden Wire | FP3LDMF007M | FXPC OM3 6_LC_DX MPO12_F 7M | EA |  | 1 Year | 334.5142 | 5% | 317.7885
40262 | Belden Wire | FP3LDMF008M | FXPC OM3 6_LC_DX MPO12_F 8M | EA |  | 1 Year | 338.6722 | 5% | 321.7386
40263 | Belden Wire | FP3LDMF009M | FXPC OM3 6_LC_DX MPO12_F 9M | EA |  | 1 Year | 342.8302 | 5% | 325.6887
40264 | Belden Wire | FP3LDMF010M | FXPC OM3 6_LC_DX MPO12_F 10M | EA |  | 1 Year | 346.9882 | 5% | 329.6388
40265 | Belden Wire | FP3LDMM001M | FXPC OM3 6_LC_DX MPO12_M 1M | EA |  | 1 Year | 309.5662 | 5% | 294.0879
40266 | Belden Wire | FP3LDMM002M | FXPC OM3 6_LC_DX MPO12_M 2M | EA |  | 1 Year | 313.7242 | 5% | 298.038
40267 | Belden Wire | FP3LDMM003M | FXPC OM3 6_LC_DX MPO12_M 3M | EA |  | 1 Year | 317.8822 | 5% | 301.9881
40268 | Belden Wire | FP3LDMM004M | FXPC OM3 6_LC_DX MPO12_M 4M | EA |  | 1 Year | 322.0402 | 5% | 305.9382
40269 | Belden Wire | FP3LDMM005M | FXPC OM3 6_LC_DX MPO12_M 5M | EA |  | 1 Year | 326.1982 | 5% | 309.8883
40270 | Belden Wire | FP3LDMM006M | FXPC OM3 6_LC_DX MPO12_M 6M | EA |  | 1 Year | 330.3562 | 5% | 313.8384
40271 | Belden Wire | FP3LDMM007M | FXPC OM3 6_LC_DX MPO12_M 7M | EA |  | 1 Year | 334.5142 | 5% | 317.7885
40272 | Belden Wire | FP3LDMM008M | FXPC OM3 6_LC_DX MPO12_M 8M | EA |  | 1 Year | 338.6722 | 5% | 321.7386
40273 | Belden Wire | FP3LDMM009M | FXPC OM3 6_LC_DX MPO12_M 9M | EA |  | 1 Year | 342.8302 | 5% | 325.6887
40274 | Belden Wire | FP3LDMM010M | FXPC OM3 6_LC_DX MPO12_M 10M | EA |  | 1 Year | 346.9882 | 5% | 329.6388
40275 | Belden Wire | FP3LDSD001M | FXPC OM3 LC_DX SC_DX 1M | EA |  | 1 Year | 24.8694 | 5% | 23.6259
40276 | Belden Wire | FP3LDSD001MR3XA | FXPC OM3 LC_DX SC_DX 1M | EA |  | 1 Year | 24.8694 | 5% | 23.6259
40277 | Belden Wire | FP3LDSD002M | FXPC OM3 LC_DX SC_DX 2M | EA |  | 1 Year | 26.2694 | 5% | 24.9559
40278 | Belden Wire | FP3LDSD002MR3XA | FXPC OM3 LC_DX SC_DX 2M | EA |  | 1 Year | 26.2694 | 5% | 24.9559
40279 | Belden Wire | FP3LDSD003M | FXPC OM3 LC_DX SC_DX 3M | EA |  | 1 Year | 27.6694 | 5% | 26.2859
40280 | Belden Wire | FP3LDSD003MR3XA | FXPC OM3 LC_DX SC_DX 3M | EA |  | 1 Year | 27.6694 | 5% | 26.2859
40281 | Belden Wire | FP3LDSD004M | FXPC OM3 LC_DX SC_DX 4M | EA |  | 1 Year | 29.0694 | 5% | 27.6159
40282 | Belden Wire | FP3LDSD004MR3XA | FXPC OM3 LC_DX SC_DX 4M | EA |  | 1 Year | 29.0694 | 5% | 27.6159
40283 | Belden Wire | FP3LDSD005M | FXPC OM3 LC_DX SC_DX 5M | EA |  | 1 Year | 30.4694 | 5% | 28.9459
40284 | Belden Wire | FP3LDSD005MR3XA | FXPC OM3 LC_DX SC_DX 5M | EA |  | 1 Year | 30.4694 | 5% | 28.9459
40285 | Belden Wire | FP3LDSD006M | FXPC OM3 LC_DX SC_DX 6M | EA |  | 1 Year | 31.8694 | 5% | 30.2759
40286 | Belden Wire | FP3LDSD006MR3XA | FXPC OM3 LC_DX SC_DX 6M | EA |  | 1 Year | 31.8694 | 5% | 30.2759
40287 | Belden Wire | FP3LDSD007M | FXPC OM3 LC_DX SC_DX 7M | EA |  | 1 Year | 33.2694 | 5% | 31.6059
40288 | Belden Wire | FP3LDSD007MR3XA | FXPC OM3 LC_DX SC_DX 7M | EA |  | 1 Year | 33.2694 | 5% | 31.6059
40289 | Belden Wire | FP3LDSD008M | FXPC OM3 LC_DX SC_DX 8M | EA |  | 1 Year | 34.6694 | 5% | 32.9359
40290 | Belden Wire | FP3LDSD008MR3XA | FXPC OM3 LC_DX SC_DX 8M | EA |  | 1 Year | 34.6694 | 5% | 32.9359
40291 | Belden Wire | FP3LDSD009M | FXPC OM3 LC_DX SC_DX 9M | EA |  | 1 Year | 36.0694 | 5% | 34.2659
40292 | Belden Wire | FP3LDSD009MR3XA | FXPC OM3 LC_DX SC_DX 9M | EA |  | 1 Year | 36.0694 | 5% | 34.2659
40293 | Belden Wire | FP3LDSD00M3 | FXPC OM3 LC_DX SC_DX 0.3M | EA |  | 1 Year | 23.8894 | 5% | 22.6949
40294 | Belden Wire | FP3LDSD00M5 | FXPC OM3 LC_DX SC_DX 0.5M | EA |  | 1 Year | 24.1694 | 5% | 22.9609
40295 | Belden Wire | FP3LDSD00M9 | FXPC OM3 LC_DX SC_DX 0.9M | EA |  | 1 Year | 24.7294 | 5% | 23.4929
40296 | Belden Wire | FP3LDSD010M | FXPC OM3 LC_DX SC_DX 10M | EA |  | 1 Year | 37.4694 | 5% | 35.5959
40297 | Belden Wire | FP3LDSD010MR3XA | FXPC OM3 LC_DX SC_DX 10M | EA |  | 1 Year | 37.4694 | 5% | 35.5959
40298 | Belden Wire | FP3LDSD011M | FXPC OM3 LC_DX SC_DX 11M | EA |  | 1 Year | 38.8694 | 5% | 36.9259
40299 | Belden Wire | FP3LDSD011MR3XA | FXPC OM3 LC_DX SC_DX 11M | EA |  | 1 Year | 38.8694 | 5% | 36.9259
40300 | Belden Wire | FP3LDSD012M | FXPC OM3 LC_DX SC_DX 12M | EA |  | 1 Year | 40.2694 | 5% | 38.2559
40301 | Belden Wire | FP3LDSD013M | FXPC OM3 LC_DX SC_DX 13M | EA |  | 1 Year | 41.6694 | 5% | 39.5859
40302 | Belden Wire | FP3LDSD013MR3XA | FXPC OM3 LC_DX SC_DX 13M | EA |  | 1 Year | 41.6694 | 5% | 39.5859
40303 | Belden Wire | FP3LDSD014M | FXPC OM3 LC_DX SC_DX 14M | EA |  | 1 Year | 43.0694 | 5% | 40.9159
40304 | Belden Wire | FP3LDSD014MR3XA | FXPC OM3 LC_DX SC_DX 14M | EA |  | 1 Year | 43.0694 | 5% | 40.9159
40305 | Belden Wire | FP3LDSD015M | FXPC OM3 LC_DX SC_DX 15M | EA |  | 1 Year | 44.4694 | 5% | 42.2459
40306 | Belden Wire | FP3LDSD015MR3XA | FXPC OM3 LC_DX SC_DX 15M | EA |  | 1 Year | 44.4694 | 5% | 42.2459
40307 | Belden Wire | FP3LDSD016MR3XA | FXPC OM3 LC_DX SC_DX 16M | EA |  | 1 Year | 47.0483 | 5% | 44.6959
40308 | Belden Wire | FP3LDSD01M2 | FXPC OM3 LC_DX SC_DX 1.2M | EA |  | 1 Year | 25.1494 | 5% | 23.8919
40309 | Belden Wire | FP3LDSD01M5 | FXPC OM3 LC_DX SC_DX 1.5M | EA |  | 1 Year | 25.5694 | 5% | 24.2909
40310 | Belden Wire | FP3LDSD01M5R3XA | FXPC OM3 LC_DX SC_DX 1.5M | EA |  | 1 Year | 25.5694 | 5% | 24.2909
40311 | Belden Wire | FP3LDSD01M8 | FXPC OM3 LC_DX SC_DX 1.8M | EA |  | 1 Year | 25.9894 | 5% | 24.6899
40312 | Belden Wire | FP3LDSD020MR3XA | FXPC OM3 LC_DX SC_DX 20M | EA |  | 1 Year | 52.9431 | 5% | 50.2959
40313 | Belden Wire | FP3LDSD025MR3XA | FXPC OM3 LC_DX SC_DX 25M | EA |  | 1 Year | 60.3115 | 5% | 57.2959
40314 | Belden Wire | FP3LDSD02M1 | FXPC OM3 LC_DX SC_DX 2.1M | EA |  | 1 Year | 26.4094 | 5% | 25.0889
40315 | Belden Wire | FP3LDSD02M4 | FXPC OM3 LC_DX SC_DX 2.4M | EA |  | 1 Year | 26.8294 | 5% | 25.4879
40316 | Belden Wire | FP3LDSD02M5 | FXPC OM3 LC_DX SC_DX 2.5M | EA |  | 1 Year | 26.9694 | 5% | 25.6209
40317 | Belden Wire | FP3LDSD02M5R3XA | FXPC OM3 LC_DX SC_DX 2.5M | EA |  | 1 Year | 26.9694 | 5% | 25.6209
40318 | Belden Wire | FP3LDSD02M7 | FXPC OM3 LC_DX SC_DX 2.7M | EA |  | 1 Year | 27.2494 | 5% | 25.8869
40319 | Belden Wire | FP3LDSD02M8 | FXPC OM3 LC_DX SC_DX 2.8M | EA |  | 1 Year | 27.3894 | 5% | 26.0199
40320 | Belden Wire | FP3LDSD030MR3XA | FXPC OM3 LC_DX SC_DX 30M | EA |  | 1 Year | 67.6799 | 5% | 64.2959
40321 | Belden Wire | FP3LDSD03M1 | FXPC OM3 LC_DX SC_DX 3.1M | EA |  | 1 Year | 27.8094 | 5% | 26.4189
40322 | Belden Wire | FP3LDSD03M4 | FXPC OM3 LC_DX SC_DX 3.4M | EA |  | 1 Year | 28.2294 | 5% | 26.8179
40323 | Belden Wire | FP3LDSD03M5 | FXPC OM3 LC_DX SC_DX 3.5M | EA |  | 1 Year | 28.3694 | 5% | 26.9509
40324 | Belden Wire | FP3LDSD03M5R3XA | FXPC OM3 LC_DX SC_DX 3.5M | EA |  | 1 Year | 28.3694 | 5% | 26.9509
40325 | Belden Wire | FP3LDSD03M7 | FXPC OM3 LC_DX SC_DX 3.7M | EA |  | 1 Year | 28.6494 | 5% | 27.2169
40326 | Belden Wire | FP3LDSD04M3 | FXPC OM3 LC_DX SC_DX 4.3M | EA |  | 1 Year | 29.4894 | 5% | 28.0149
40327 | Belden Wire | FP3LDSD04M5 | FXPC OM3 LC_DX SC_DX 4.5M | EA |  | 1 Year | 29.7694 | 5% | 28.2809
40328 | Belden Wire | FP3LDSD04M5R3XA | FXPC OM3 LC_DX SC_DX 4.5M | EA |  | 1 Year | 29.7694 | 5% | 28.2809
40329 | Belden Wire | FP3LDSD04M6 | FXPC OM3 LC_DX SC_DX 4.6M | EA |  | 1 Year | 29.9094 | 5% | 28.4139
40330 | Belden Wire | FP3LDSD05M5 | FXPC OM3 LC_DX SC_DX 5.5M | EA |  | 1 Year | 31.1694 | 5% | 29.6109
40331 | Belden Wire | FP3LDSD061MR3XA | FXPC OM3 LC_DX SC_DX 61M | EA |  | 1 Year | 118.3583 | 5% | 112.4404
40332 | Belden Wire | FP3LDSD06M1R2XA | FXPC OM3 LC_DX SC_DX 6.1M | EA |  | 1 Year | 32.5694 | 5% | 30.9409
40333 | Belden Wire | FP3LDSD06M5 | FXPC OM3 LC_DX SC_DX 6.5M | EA |  | 1 Year | 32.5694 | 5% | 30.9409
40334 | Belden Wire | FP3LDSD07M5 | FXPC OM3 LC_DX SC_DX 7.5M | EA |  | 1 Year | 33.9694 | 5% | 32.2709
40335 | Belden Wire | FP3LDSD08M5 | FXPC OM3 LC_DX SC_DX 8.5M | EA |  | 1 Year | 35.3694 | 5% | 33.6009
40336 | Belden Wire | FP3LDSD09M5 | FXPC OM3 LC_DX SC_DX 9.5M | EA |  | 1 Year | 36.7694 | 5% | 34.9309
40337 | Belden Wire | FP3LDSD10M5 | FXPC OM3 LC_DX SC_DX 10.5M | EA |  | 1 Year | 38.1694 | 5% | 36.2609
40338 | Belden Wire | FP3LDSD11M5 | FXPC OM3 LC_DX SC_DX 11.5M | EA |  | 1 Year | 39.5694 | 5% | 37.5909
40339 | Belden Wire | FP3LDSD12M5 | FXPC OM3 LC_DX SC_DX 12.5M | EA |  | 1 Year | 40.9694 | 5% | 38.9209
40340 | Belden Wire | FP3LDSD13M5 | FXPC OM3 LC_DX SC_DX 13.5M | EA |  | 1 Year | 42.3694 | 5% | 40.2509
40341 | Belden Wire | FP3LDSD14M5 | FXPC OM3 LC_DX SC_DX 14.5M | EA |  | 1 Year | 43.7694 | 5% | 41.5809
40342 | Belden Wire | FP3LDST001M | FXPC OM3 LC_DX ST 1M | EA |  | 1 Year | 25.487 | 5% | 24.2126
40343 | Belden Wire | FP3LDST002M | FXPC OM3 LC_DX ST 2M | EA |  | 1 Year | 26.887 | 5% | 25.5426
40344 | Belden Wire | FP3LDST003M | FXPC OM3 LC_DX ST 3M | EA |  | 1 Year | 28.287 | 5% | 26.8726
40345 | Belden Wire | FP3LDST004M | FXPC OM3 LC_DX ST 4M | EA |  | 1 Year | 29.687 | 5% | 28.2026
40346 | Belden Wire | FP3LDST005M | FXPC OM3 LC_DX ST 5M | EA |  | 1 Year | 31.087 | 5% | 29.5326
40347 | Belden Wire | FP3LDST006M | FXPC OM3 LC_DX ST 6M | EA |  | 1 Year | 32.487 | 5% | 30.8626
40348 | Belden Wire | FP3LDST007M | FXPC OM3 LC_DX ST 7M | EA |  | 1 Year | 33.887 | 5% | 32.1927
40349 | Belden Wire | FP3LDST008M | FXPC OM3 LC_DX ST 8M | EA |  | 1 Year | 35.287 | 5% | 33.5226
40350 | Belden Wire | FP3LDST009M | FXPC OM3 LC_DX ST 9M | EA |  | 1 Year | 36.687 | 5% | 34.8526
40351 | Belden Wire | FP3LDST00M5 | FXPC OM3 LC_DX ST 0.5M | EA |  | 1 Year | 24.787 | 5% | 23.5476
40352 | Belden Wire | FP3LDST00M9 | FXPC OM3 LC_DX ST 0.9M | EA |  | 1 Year | 25.347 | 5% | 24.0797
40353 | Belden Wire | FP3LDST010M | FXPC OM3 LC_DX ST 10M | EA |  | 1 Year | 38.087 | 5% | 36.1827
40354 | Belden Wire | FP3LDST011M | FXPC OM3 LC_DX ST 11M | EA |  | 1 Year | 39.487 | 5% | 37.5127
40355 | Belden Wire | FP3LDST012M | FXPC OM3 LC_DX ST 12M | EA |  | 1 Year | 40.887 | 5% | 38.8426
40356 | Belden Wire | FP3LDST013M | FXPC OM3 LC_DX ST 13M | EA |  | 1 Year | 42.287 | 5% | 40.1726
40357 | Belden Wire | FP3LDST014M | FXPC OM3 LC_DX ST 14M | EA |  | 1 Year | 43.687 | 5% | 41.5026
40358 | Belden Wire | FP3LDST015M | FXPC OM3 LC_DX ST 15M | EA |  | 1 Year | 45.087 | 5% | 42.8327
40359 | Belden Wire | FP3LDST01M5 | FXPC OM3 LC_DX ST 1.5M | EA |  | 1 Year | 26.187 | 5% | 24.8776
40360 | Belden Wire | FP3LDST02M1 | FXPC OM3 LC_DX ST 2.1M | EA |  | 1 Year | 27.027 | 5% | 25.6757
40361 | Belden Wire | FP3LDST02M5 | FXPC OM3 LC_DX ST 2.5M | EA |  | 1 Year | 27.587 | 5% | 26.2076
40362 | Belden Wire | FP3LDST02M7 | FXPC OM3 LC_DX ST 2.7M | EA |  | 1 Year | 27.867 | 5% | 26.4736
40363 | Belden Wire | FP3LDST03M5 | FXPC OM3 LC_DX ST 3.5M | EA |  | 1 Year | 28.987 | 5% | 27.5376
40364 | Belden Wire | FP3LDST04M5 | FXPC OM3 LC_DX ST 4.5M | EA |  | 1 Year | 30.387 | 5% | 28.8676
40365 | Belden Wire | FP3LDST05M5 | FXPC OM3 LC_DX ST 5.5M | EA |  | 1 Year | 31.787 | 5% | 30.1976
40366 | Belden Wire | FP3LDST06M5 | FXPC OM3 LC_DX ST 6.5M | EA |  | 1 Year | 33.187 | 5% | 31.5276
40367 | Belden Wire | FP3LDST07M5 | FXPC OM3 LC_DX ST 7.5M | EA |  | 1 Year | 34.587 | 5% | 32.8576
40368 | Belden Wire | FP3LDST08M5 | FXPC OM3 LC_DX ST 8.5M | EA |  | 1 Year | 35.987 | 5% | 34.1876
40369 | Belden Wire | FP3LDST09M5 | FXPC OM3 LC_DX ST 9.5M | EA |  | 1 Year | 37.387 | 5% | 35.5176
40370 | Belden Wire | FP3LDST10M5 | FXPC OM3 LC_DX ST 10.5M | EA |  | 1 Year | 38.787 | 5% | 36.8476
40371 | Belden Wire | FP3LDST11M5 | FXPC OM3 LC_DX ST 11.5M | EA |  | 1 Year | 40.187 | 5% | 38.1776
40372 | Belden Wire | FP3LDST12M5 | FXPC OM3 LC_DX ST 12.5M | EA |  | 1 Year | 41.587 | 5% | 39.5076
40373 | Belden Wire | FP3LDST13M5 | FXPC OM3 LC_DX ST 13.5M | EA |  | 1 Year | 42.987 | 5% | 40.8376
40374 | Belden Wire | FP3LDST14M5 | FXPC OM3 LC_DX ST 14.5M | EA |  | 1 Year | 44.387 | 5% | 42.1677
40375 | Belden Wire | FP3LDST30M5R2XA | FXPC OM3 LC_DX ST 30.5M | EA |  | 1 Year | 69.0344 | 5% | 65.5827
40376 | Belden Wire | FP3LHLH001M | FXPC OM3 LD_UHD LD_UHD 1M | EA |  | 1 Year | 30.7367 | 5% | 29.1999
40377 | Belden Wire | FP3LHLH002M | FXPC OM3 LD_UHD LD_UHD 2M | EA |  | 1 Year | 32.1367 | 5% | 30.5299
40378 | Belden Wire | FP3LHLH003M | FXPC OM3 LD_UHD LD_UHD 3M | EA |  | 1 Year | 33.5367 | 5% | 31.8599
40379 | Belden Wire | FP3LHLH004M | FXPC OM3 LD_UHD LD_UHD 4M | EA |  | 1 Year | 34.9367 | 5% | 33.1899
40380 | Belden Wire | FP3LHLH005M | FXPC OM3 LD_UHD LD_UHD 5M | EA |  | 1 Year | 36.3367 | 5% | 34.5199
40381 | Belden Wire | FP3LHLH006M | FXPC OM3 LD_UHD LD_UHD 6M | EA |  | 1 Year | 37.7367 | 5% | 35.8499
40382 | Belden Wire | FP3LHLH007M | FXPC OM3 LD_UHD LD_UHD 7M | EA |  | 1 Year | 39.1367 | 5% | 37.1799
40383 | Belden Wire | FP3LHLH008M | FXPC OM3 LD_UHD LD_UHD 8M | EA |  | 1 Year | 40.5367 | 5% | 38.5099
40384 | Belden Wire | FP3LHLH009M | FXPC OM3 LD_UHD LD_UHD 9M | EA |  | 1 Year | 41.9367 | 5% | 39.8399
40385 | Belden Wire | FP3LHLH00M3 | FXPC OM3 LD_UHD LD_UHD 0.3M | EA |  | 1 Year | 29.7567 | 5% | 28.2689
40386 | Belden Wire | FP3LHLH00M4 | FXPC OM3 LD_UHD LD_UHD 0.4M | EA |  | 1 Year | 29.8967 | 5% | 28.4019
40387 | Belden Wire | FP3LHLH00M6 | FXPC OM3 LD_UHD LD_UHD 0.6M | EA |  | 1 Year | 30.1767 | 5% | 28.6679
40388 | Belden Wire | FP3LHLH00M7 | FXPC OM3 LD_UHD LD_UHD 0.7M | EA |  | 1 Year | 30.3167 | 5% | 28.8009
40389 | Belden Wire | FP3LHLH00M8 | FXPC OM3 LD_UHD LD_UHD 0.8M | EA |  | 1 Year | 30.4567 | 5% | 28.9339
40390 | Belden Wire | FP3LHLH00M9 | FXPC OM3 LD_UHD LD_UHD 0.9M | EA |  | 1 Year | 30.5967 | 5% | 29.0669
40391 | Belden Wire | FP3LHLH010M | FXPC OM3 LD_UHD LD_UHD 10M | EA |  | 1 Year | 43.3367 | 5% | 41.1699
40392 | Belden Wire | FP3LHLH011M | FXPC OM3 LD_UHD LD_UHD 11M | EA |  | 1 Year | 44.7367 | 5% | 42.4999
40393 | Belden Wire | FP3LHLH012M | FXPC OM3 LD_UHD LD_UHD 12M | EA |  | 1 Year | 46.1367 | 5% | 43.8299
40394 | Belden Wire | FP3LHLH013M | FXPC OM3 LD_UHD LD_UHD 13M | EA |  | 1 Year | 47.5367 | 5% | 45.1599
40395 | Belden Wire | FP3LHLH014M | FXPC OM3 LD_UHD LD_UHD 14M | EA |  | 1 Year | 48.9367 | 5% | 46.4899
40396 | Belden Wire | FP3LHLH015M | FXPC OM3 LD_UHD LD_UHD 15M | EA |  | 1 Year | 50.3367 | 5% | 47.8199
40397 | Belden Wire | FP3LHLH01M1 | FXPC OM3 LD_UHD LD_UHD 1.1M | EA |  | 1 Year | 30.8767 | 5% | 29.3329
40398 | Belden Wire | FP3LHLH01M2 | FXPC OM3 LD_UHD LD_UHD 1.2M | EA |  | 1 Year | 31.0167 | 5% | 29.4659
40399 | Belden Wire | FP3LHLH01M3 | FXPC OM3 LD_UHD LD_UHD 1.3M | EA |  | 1 Year | 31.1567 | 5% | 29.5989
40400 | Belden Wire | FP3LHLH01M4 | FXPC OM3 LD_UHD LD_UHD 1.4M | EA |  | 1 Year | 31.2967 | 5% | 29.7319
40401 | Belden Wire | FP3LHLH01M5 | FXPC OM3 LD_UHD LD_UHD 1.5M | EA |  | 1 Year | 31.4367 | 5% | 29.8649
40402 | Belden Wire | FP3LHLH01M6 | FXPC OM3 LD_UHD LD_UHD 1.6M | EA |  | 1 Year | 31.5767 | 5% | 29.9979
40403 | Belden Wire | FP3LHLH01M7 | FXPC OM3 LD_UHD LD_UHD 1.7M | EA |  | 1 Year | 31.7167 | 5% | 30.1309
40404 | Belden Wire | FP3LHLH01M8 | FXPC OM3 LD_UHD LD_UHD 1.8M | EA |  | 1 Year | 31.8567 | 5% | 30.2639
40405 | Belden Wire | FP3LHLH01M9 | FXPC OM3 LD_UHD LD_UHD 1.9M | EA |  | 1 Year | 31.9967 | 5% | 30.3969
40406 | Belden Wire | FP3LHLH02M1 | FXPC OM3 LD_UHD LD_UHD 2.1M | EA |  | 1 Year | 32.2767 | 5% | 30.6629
40407 | Belden Wire | FP3LHLH02M2 | FXPC OM3 LD_UHD LD_UHD 2.2M | EA |  | 1 Year | 32.4167 | 5% | 30.7959
40408 | Belden Wire | FP3LHLH02M3 | FXPC OM3 LD_UHD LD_UHD 2.3M | EA |  | 1 Year | 32.5567 | 5% | 30.9289
40409 | Belden Wire | FP3LHLH02M4 | FXPC OM3 LD_UHD LD_UHD 2.4M | EA |  | 1 Year | 32.6967 | 5% | 31.0619
40410 | Belden Wire | FP3LHLH02M5 | FXPC OM3 LD_UHD LD_UHD 2.5M | EA |  | 1 Year | 32.8367 | 5% | 31.1949
40411 | Belden Wire | FP3LHLH02M6 | FXPC OM3 LD_UHD LD_UHD 2.6M | EA |  | 1 Year | 32.9767 | 5% | 31.3279
40412 | Belden Wire | FP3LHLH02M7 | FXPC OM3 LD_UHD LD_UHD 2.7M | EA |  | 1 Year | 33.1167 | 5% | 31.4609
40413 | Belden Wire | FP3LHLH02M8 | FXPC OM3 LD_UHD LD_UHD 2.8M | EA |  | 1 Year | 33.2567 | 5% | 31.5939
40414 | Belden Wire | FP3LHLH02M9 | FXPC OM3 LD_UHD LD_UHD 2.9M | EA |  | 1 Year | 33.3967 | 5% | 31.7269
40415 | Belden Wire | FP3LHLH03M1 | FXPC OM3 LD_UHD LD_UHD 3.1M | EA |  | 1 Year | 33.6767 | 5% | 31.9929
40416 | Belden Wire | FP3LHLH03M2 | FXPC OM3 LD_UHD LD_UHD 3.2M | EA |  | 1 Year | 33.8167 | 5% | 32.1259
40417 | Belden Wire | FP3LHLH03M3 | FXPC OM3 LD_UHD LD_UHD 3.3M | EA |  | 1 Year | 33.9567 | 5% | 32.2589
40418 | Belden Wire | FP3LHLH03M4 | FXPC OM3 LD_UHD LD_UHD 3.4M | EA |  | 1 Year | 34.0967 | 5% | 32.3919
40419 | Belden Wire | FP3LHLH03M5 | FXPC OM3 LD_UHD LD_UHD 3.5M | EA |  | 1 Year | 34.2367 | 5% | 32.5249
40420 | Belden Wire | FP3LHLH03M6 | FXPC OM3 LD_UHD LD_UHD 3.6M | EA |  | 1 Year | 34.3767 | 5% | 32.6579
40421 | Belden Wire | FP3LHLH03M7 | FXPC OM3 LD_UHD LD_UHD 3.7M | EA |  | 1 Year | 34.5167 | 5% | 32.7909
40422 | Belden Wire | FP3LHLH03M8 | FXPC OM3 LD_UHD LD_UHD 3.8M | EA |  | 1 Year | 34.6567 | 5% | 32.9239
40423 | Belden Wire | FP3LHLH03M9 | FXPC OM3 LD_UHD LD_UHD 3.9M | EA |  | 1 Year | 34.7967 | 5% | 33.0569
40424 | Belden Wire | FP3LHLH04M1 | FXPC OM3 LD_UHD LD_UHD 4.1M | EA |  | 1 Year | 35.0767 | 5% | 33.3229
40425 | Belden Wire | FP3LHLH04M2 | FXPC OM3 LD_UHD LD_UHD 4.2M | EA |  | 1 Year | 35.2167 | 5% | 33.4559
40426 | Belden Wire | FP3LHLH04M3 | FXPC OM3 LD_UHD LD_UHD 4.3M | EA |  | 1 Year | 35.3567 | 5% | 33.5889
40427 | Belden Wire | FP3LHLH04M4 | FXPC OM3 LD_UHD LD_UHD 4.4M | EA |  | 1 Year | 35.4967 | 5% | 33.7219
40428 | Belden Wire | FP3LHLH04M5 | FXPC OM3 LD_UHD LD_UHD 4.5M | EA |  | 1 Year | 35.6367 | 5% | 33.8549
40429 | Belden Wire | FP3LHLH04M6 | FXPC OM3 LD_UHD LD_UHD 4.6M | EA |  | 1 Year | 35.7767 | 5% | 33.9879
40430 | Belden Wire | FP3LHLH04M7 | FXPC OM3 LD_UHD LD_UHD 4.7M | EA |  | 1 Year | 35.9167 | 5% | 34.1209
40431 | Belden Wire | FP3LHLH04M8 | FXPC OM3 LD_UHD LD_UHD 4.8M | EA |  | 1 Year | 36.0567 | 5% | 34.2539
40432 | Belden Wire | FP3LHLH04M9 | FXPC OM3 LD_UHD LD_UHD 4.9M | EA |  | 1 Year | 36.1967 | 5% | 34.3869
40433 | Belden Wire | FP3LHLH05M5 | FXPC OM3 LD_UHD LD_UHD 5.5M | EA |  | 1 Year | 37.0367 | 5% | 35.1849
40434 | Belden Wire | FP3LHLH06M5 | FXPC OM3 LD_UHD LD_UHD 6.5M | EA |  | 1 Year | 38.4367 | 5% | 36.5149
40435 | Belden Wire | FP3LHLH07M5 | FXPC OM3 LD_UHD LD_UHD 7.5M | EA |  | 1 Year | 39.8367 | 5% | 37.8449
40436 | Belden Wire | FP3LHLH08M5 | FXPC OM3 LD_UHD LD_UHD 8.5M | EA |  | 1 Year | 41.2367 | 5% | 39.1749
40437 | Belden Wire | FP3LHLH09M5 | FXPC OM3 LD_UHD LD_UHD 9.5M | EA |  | 1 Year | 42.6367 | 5% | 40.5049
40438 | Belden Wire | FP3LHLH10M5 | FXPC OM3 LD_UHD LD_UHD 10.5M | EA |  | 1 Year | 44.0367 | 5% | 41.8349
40439 | Belden Wire | FP3LHLH11M5 | FXPC OM3 LD_UHD LD_UHD 11.5M | EA |  | 1 Year | 45.4367 | 5% | 43.1649
40440 | Belden Wire | FP3LHLH12M5 | FXPC OM3 LD_UHD LD_UHD 12.5M | EA |  | 1 Year | 46.8367 | 5% | 44.4949
40441 | Belden Wire | FP3LHLH13M5 | FXPC OM3 LD_UHD LD_UHD 13.5M | EA |  | 1 Year | 48.2367 | 5% | 45.8249
40442 | Belden Wire | FP3LHLH14M5 | FXPC OM3 LD_UHD LD_UHD 14.5M | EA |  | 1 Year | 49.6367 | 5% | 47.1549
40443 | Belden Wire | FP3LMLM002MR2XA | FXPC OM3 MINI_LC MINI_LC 2M | EA |  | 1 Year | 26.2694 | 5% | 24.9559
40444 | Belden Wire | FP3LMLM003MR2XA | FXPC OM3 MINI_LC MINI_LC 3M | EA |  | 1 Year | 27.6694 | 5% | 26.2859
40445 | Belden Wire | FP3LMLM004MR2XA | FXPC OM3 MINI_LC MINI_LC 4M | EA |  | 1 Year | 29.0694 | 5% | 27.6159
40446 | Belden Wire | FP3LMLM005MR2XA | FXPC OM3 MINI_LC MINI_LC 5M | EA |  | 1 Year | 30.4694 | 5% | 28.9459
40447 | Belden Wire | FP3LU4F002M | FXPC OM3 4_LD_UNI MPO8_F 2M | EA |  | 1 Year | 301.9895 | 5% | 286.89
40448 | Belden Wire | FP3LU4F005M | FXPC OM3 4_LD_UNI MPO8_F 5M | EA |  | 1 Year | 314.4635 | 5% | 298.7403
40449 | Belden Wire | FP3LULU001M | FXPC OM3 LD_UNI LD_UNI 1M | EA |  | 1 Year | 30.7367 | 5% | 29.1999
40450 | Belden Wire | FP3LULU002M | FXPC OM3 LD_UNI LD_UNI 2M | EA |  | 1 Year | 32.1367 | 5% | 30.5299
40451 | Belden Wire | FP3LULU003M | FXPC OM3 LD_UNI LD_UNI 3M | EA |  | 1 Year | 33.5367 | 5% | 31.8599
40452 | Belden Wire | FP3LULU004M | FXPC OM3 LD_UNI LD_UNI 4M | EA |  | 1 Year | 34.9367 | 5% | 33.1899
40453 | Belden Wire | FP3LULU005M | FXPC OM3 LD_UNI LD_UNI 5M | EA |  | 1 Year | 36.3367 | 5% | 34.5199
40454 | Belden Wire | FP3LULU005MP6XA | FXPC OM3 LD_UNI LD_UNI 5M | EA |  | 1 Year | 37.572 | 5% | 35.6934
40455 | Belden Wire | FP3LULU006M | FXPC OM3 LD_UNI LD_UNI 6M | EA |  | 1 Year | 37.7367 | 5% | 35.8499
40456 | Belden Wire | FP3LULU007M | FXPC OM3 LD_UNI LD_UNI 7M | EA |  | 1 Year | 39.1367 | 5% | 37.1799
40457 | Belden Wire | FP3LULU008M | FXPC OM3 LD_UNI LD_UNI 8M | EA |  | 1 Year | 40.5367 | 5% | 38.5099
40458 | Belden Wire | FP3LULU009M | FXPC OM3 LD_UNI LD_UNI 9M | EA |  | 1 Year | 41.9367 | 5% | 39.8399
40459 | Belden Wire | FP3LULU00M3 | FXPC OM3 LD_UNI LD_UNI 0.3M | EA |  | 1 Year | 29.7567 | 5% | 28.2689
40460 | Belden Wire | FP3LULU00M4 | FXPC OM3 LD_UNI LD_UNI 0.4M | EA |  | 1 Year | 29.8967 | 5% | 28.4019
40461 | Belden Wire | FP3LULU00M5 | FXPC OM3 LD_UNI LD_UNI 0.5M | EA |  | 1 Year | 30.0367 | 5% | 28.5349
40462 | Belden Wire | FP3LULU00M6 | FXPC OM3 LD_UNI LD_UNI 0.6M | EA |  | 1 Year | 30.1767 | 5% | 28.6679
40463 | Belden Wire | FP3LULU00M7 | FXPC OM3 LD_UNI LD_UNI 0.7M | EA |  | 1 Year | 30.3167 | 5% | 28.8009
40464 | Belden Wire | FP3LULU00M8 | FXPC OM3 LD_UNI LD_UNI 0.8M | EA |  | 1 Year | 30.4567 | 5% | 28.9339
40465 | Belden Wire | FP3LULU00M9 | FXPC OM3 LD_UNI LD_UNI 0.9M | EA |  | 1 Year | 30.5967 | 5% | 29.0669
40466 | Belden Wire | FP3LULU010M | FXPC OM3 LD_UNI LD_UNI 10M | EA |  | 1 Year | 43.3367 | 5% | 41.1699
40467 | Belden Wire | FP3LULU010MP6XA | FXPC OM3 LD_UNI LD_UNI 10M | EA |  | 1 Year | 45.8073 | 5% | 43.5169
40468 | Belden Wire | FP3LULU011M | FXPC OM3 LD_UNI LD_UNI 11M | EA |  | 1 Year | 44.7367 | 5% | 42.4999
40469 | Belden Wire | FP3LULU012M | FXPC OM3 LD_UNI LD_UNI 12M | EA |  | 1 Year | 46.1367 | 5% | 43.8299
40470 | Belden Wire | FP3LULU013M | FXPC OM3 LD_UNI LD_UNI 13M | EA |  | 1 Year | 47.5367 | 5% | 45.1599
40471 | Belden Wire | FP3LULU014M | FXPC OM3 LD_UNI LD_UNI 14M | EA |  | 1 Year | 48.9367 | 5% | 46.4899
40472 | Belden Wire | FP3LULU015M | FXPC OM3 LD_UNI LD_UNI 15M | EA |  | 1 Year | 50.3367 | 5% | 47.8199
40473 | Belden Wire | FP3LULU015MP6XA | FXPC OM3 LD_UNI LD_UNI 15M | EA |  | 1 Year | 54.0426 | 5% | 51.3405
40474 | Belden Wire | FP3LULU01M1 | FXPC OM3 LD_UNI LD_UNI 1.1M | EA |  | 1 Year | 30.8767 | 5% | 29.3329
40475 | Belden Wire | FP3LULU01M2 | FXPC OM3 LD_UNI LD_UNI 1.2M | EA |  | 1 Year | 31.0167 | 5% | 29.4659
40476 | Belden Wire | FP3LULU01M3 | FXPC OM3 LD_UNI LD_UNI 1.3M | EA |  | 1 Year | 31.1567 | 5% | 29.5989
40477 | Belden Wire | FP3LULU01M4 | FXPC OM3 LD_UNI LD_UNI 1.4M | EA |  | 1 Year | 31.2967 | 5% | 29.7319
40478 | Belden Wire | FP3LULU01M5 | FXPC OM3 LD_UNI LD_UNI 1.5M | EA |  | 1 Year | 31.4367 | 5% | 29.8649
40479 | Belden Wire | FP3LULU01M6 | FXPC OM3 LD_UNI LD_UNI 1.6M | EA |  | 1 Year | 31.5767 | 5% | 29.9979
40480 | Belden Wire | FP3LULU01M7 | FXPC OM3 LD_UNI LD_UNI 1.7M | EA |  | 1 Year | 31.7167 | 5% | 30.1309
40481 | Belden Wire | FP3LULU01M8 | FXPC OM3 LD_UNI LD_UNI 1.8M | EA |  | 1 Year | 31.8567 | 5% | 30.2639
40482 | Belden Wire | FP3LULU01M9 | FXPC OM3 LD_UNI LD_UNI 1.9M | EA |  | 1 Year | 31.9967 | 5% | 30.3969
40483 | Belden Wire | FP3LULU020MP6XA | FXPC OM3 LD_UNI LD_UNI 20M | EA |  | 1 Year | 64.0117 | 5% | 60.8111
40484 | Belden Wire | FP3LULU025MP6XA | FXPC OM3 LD_UNI LD_UNI 25M | EA |  | 1 Year | 72.6804 | 5% | 69.0464
40485 | Belden Wire | FP3LULU02M1 | FXPC OM3 LD_UNI LD_UNI 2.1M | EA |  | 1 Year | 32.2767 | 5% | 30.6629
40486 | Belden Wire | FP3LULU02M2 | FXPC OM3 LD_UNI LD_UNI 2.2M | EA |  | 1 Year | 32.4167 | 5% | 30.7959
40487 | Belden Wire | FP3LULU02M3 | FXPC OM3 LD_UNI LD_UNI 2.3M | EA |  | 1 Year | 32.5567 | 5% | 30.9289
40488 | Belden Wire | FP3LULU02M4 | FXPC OM3 LD_UNI LD_UNI 2.4M | EA |  | 1 Year | 32.6967 | 5% | 31.0619
40489 | Belden Wire | FP3LULU02M5 | FXPC OM3 LD_UNI LD_UNI 2.5M | EA |  | 1 Year | 32.8367 | 5% | 31.1949
40490 | Belden Wire | FP3LULU02M6 | FXPC OM3 LD_UNI LD_UNI 2.6M | EA |  | 1 Year | 32.9767 | 5% | 31.3279
40491 | Belden Wire | FP3LULU02M7 | FXPC OM3 LD_UNI LD_UNI 2.7M | EA |  | 1 Year | 33.1167 | 5% | 31.4609
40492 | Belden Wire | FP3LULU02M8 | FXPC OM3 LD_UNI LD_UNI 2.8M | EA |  | 1 Year | 33.2567 | 5% | 31.5939
40493 | Belden Wire | FP3LULU02M9 | FXPC OM3 LD_UNI LD_UNI 2.9M | EA |  | 1 Year | 33.3967 | 5% | 31.7269
40494 | Belden Wire | FP3LULU030MP6XA | FXPC OM3 LD_UNI LD_UNI 30M | EA |  | 1 Year | 81.3491 | 5% | 77.2816
40495 | Belden Wire | FP3LULU035MR6XA | FXPC OM3 LD_UNI LD_UNI 35M | EA |  | 1 Year | 80.9157 | 5% | 76.8699
40496 | Belden Wire | FP3LULU03M1 | FXPC OM3 LD_UNI LD_UNI 3.1M | EA |  | 1 Year | 33.6767 | 5% | 31.9929
40497 | Belden Wire | FP3LULU03M2 | FXPC OM3 LD_UNI LD_UNI 3.2M | EA |  | 1 Year | 33.8167 | 5% | 32.1259
40498 | Belden Wire | FP3LULU03M3 | FXPC OM3 LD_UNI LD_UNI 3.3M | EA |  | 1 Year | 33.9567 | 5% | 32.2589
40499 | Belden Wire | FP3LULU03M4 | FXPC OM3 LD_UNI LD_UNI 3.4M | EA |  | 1 Year | 34.0967 | 5% | 32.3919
40500 | Belden Wire | FP3LULU03M5 | FXPC OM3 LD_UNI LD_UNI 3.5M | EA |  | 1 Year | 34.2367 | 5% | 32.5249
40501 | Belden Wire | FP3LULU03M6 | FXPC OM3 LD_UNI LD_UNI 3.6M | EA |  | 1 Year | 34.3767 | 5% | 32.6579
40502 | Belden Wire | FP3LULU03M7 | FXPC OM3 LD_UNI LD_UNI 3.7M | EA |  | 1 Year | 34.5167 | 5% | 32.7909
40503 | Belden Wire | FP3LULU03M8 | FXPC OM3 LD_UNI LD_UNI 3.8M | EA |  | 1 Year | 34.6567 | 5% | 32.9239
40504 | Belden Wire | FP3LULU03M9 | FXPC OM3 LD_UNI LD_UNI 3.9M | EA |  | 1 Year | 34.7967 | 5% | 33.0569
40505 | Belden Wire | FP3LULU04M1 | FXPC OM3 LD_UNI LD_UNI 4.1M | EA |  | 1 Year | 35.0767 | 5% | 33.3229
40506 | Belden Wire | FP3LULU04M2 | FXPC OM3 LD_UNI LD_UNI 4.2M | EA |  | 1 Year | 35.2167 | 5% | 33.4559
40507 | Belden Wire | FP3LULU04M3 | FXPC OM3 LD_UNI LD_UNI 4.3M | EA |  | 1 Year | 35.3567 | 5% | 33.5889
40508 | Belden Wire | FP3LULU04M4 | FXPC OM3 LD_UNI LD_UNI 4.4M | EA |  | 1 Year | 35.4967 | 5% | 33.7219
40509 | Belden Wire | FP3LULU04M5 | FXPC OM3 LD_UNI LD_UNI 4.5M | EA |  | 1 Year | 35.6367 | 5% | 33.8549
40510 | Belden Wire | FP3LULU04M6 | FXPC OM3 LD_UNI LD_UNI 4.6M | EA |  | 1 Year | 35.7767 | 5% | 33.9879
40511 | Belden Wire | FP3LULU04M7 | FXPC OM3 LD_UNI LD_UNI 4.7M | EA |  | 1 Year | 35.9167 | 5% | 34.1209
40512 | Belden Wire | FP3LULU04M8 | FXPC OM3 LD_UNI LD_UNI 4.8M | EA |  | 1 Year | 36.0567 | 5% | 34.2539
40513 | Belden Wire | FP3LULU04M9 | FXPC OM3 LD_UNI LD_UNI 4.9M | EA |  | 1 Year | 36.1967 | 5% | 34.3869
40514 | Belden Wire | FP3LULU05M5 | FXPC OM3 LD_UNI LD_UNI 5.5M | EA |  | 1 Year | 37.0367 | 5% | 35.1849
40515 | Belden Wire | FP3LULU06M5 | FXPC OM3 LD_UNI LD_UNI 6.5M | EA |  | 1 Year | 38.4367 | 5% | 36.5149
40516 | Belden Wire | FP3LULU07M5 | FXPC OM3 LD_UNI LD_UNI 7.5M | EA |  | 1 Year | 39.8367 | 5% | 37.8449
40517 | Belden Wire | FP3LULU08M5 | FXPC OM3 LD_UNI LD_UNI 8.5M | EA |  | 1 Year | 41.2367 | 5% | 39.1749
40518 | Belden Wire | FP3LULU09M5 | FXPC OM3 LD_UNI LD_UNI 9.5M | EA |  | 1 Year | 42.6367 | 5% | 40.5049
40519 | Belden Wire | FP3LULU10M5 | FXPC OM3 LD_UNI LD_UNI 10.5M | EA |  | 1 Year | 44.0367 | 5% | 41.8349
40520 | Belden Wire | FP3LULU11M5 | FXPC OM3 LD_UNI LD_UNI 11.5M | EA |  | 1 Year | 45.4367 | 5% | 43.1649
40521 | Belden Wire | FP3LULU12M5 | FXPC OM3 LD_UNI LD_UNI 12.5M | EA |  | 1 Year | 46.8367 | 5% | 44.4949
40522 | Belden Wire | FP3LULU13M5 | FXPC OM3 LD_UNI LD_UNI 13.5M | EA |  | 1 Year | 48.2367 | 5% | 45.8249
40523 | Belden Wire | FP3LULU14M5 | FXPC OM3 LD_UNI LD_UNI 14.5M | EA |  | 1 Year | 49.6367 | 5% | 47.1549
40524 | Belden Wire | FP3LUMF002M | FXPC OM3 6_LD_UNI MPO12_F 2M | EA |  | 1 Year | 331.3262 | 5% | 314.7599
40525 | Belden Wire | FP3LUMF003M | FXPC OM3 6_LD_HD_U MPO12(F) 3M | EA |  | 1 Year | 335.4842 | 5% | 318.71
40526 | Belden Wire | FP3LUMF005M | FXPC OM3 6_LD_UNI MPO12_F 5M | EA |  | 1 Year | 343.8002 | 5% | 326.6102
40527 | Belden Wire | FP3MMMM003MP6BA | FXPC OM3 MPO12_M MPO12_M 3M | EA |  | 1 Year | 182.474 | 5% | 173.3503
40528 | Belden Wire | FP3MMMM004MP6BA | FXPC OM3 MPO12_M MPO12_M 4M | EA |  | 1 Year | 186.632 | 5% | 177.3004
40529 | Belden Wire | FP3SCSC001MR5SA | FXPC OM3 SC_SX SC_SX 1M | EA |  | 1 Year | 15.5434 | 5% | 14.7662
40530 | Belden Wire | FP3SCSC002MR5SA | FXPC OM3 SC_SX SC_SX 2M | EA |  | 1 Year | 16.4184 | 5% | 15.5975
40531 | Belden Wire | FP3SCSC003MR5SA | FXPC OM3 SC_SX SC_SX 3M | EA |  | 1 Year | 17.2934 | 5% | 16.4287
40532 | Belden Wire | FP3SCSC005MR4SA | FXPC OM3 SC_SX SC_SX 5M | EA |  | 1 Year | 19.0434 | 5% | 18.0912
40533 | Belden Wire | FP3SCSC005MR5SA | FXPC OM3 SC_SX SC_SX 5M | EA |  | 1 Year | 19.0434 | 5% | 18.0912
40534 | Belden Wire | FP3SCSC008MR5SA | FXPC OM3 SC_SX SC_SX 8M | EA |  | 1 Year | 21.6684 | 5% | 20.585
40535 | Belden Wire | FP3SCSC010MR5SA | FXPC OM3 SC_SX SC_SX 10M | EA |  | 1 Year | 23.4184 | 5% | 22.2475
40536 | Belden Wire | FP3SCSC015MR5SA | FXPC OM3 SC_SX SC_SX 15M | EA |  | 1 Year | 27.7934 | 5% | 26.4037
40537 | Belden Wire | FP3SCSC016MR5SA | FXPC OM3 SC_SX SC_SX 16M | EA |  | 1 Year | 29.4052 | 5% | 27.9349
40538 | Belden Wire | FP3SCSC100MR5SA | FXPC OM3 SC_SX SC_SX 100M | EA |  | 1 Year | 111.8906 | 5% | 106.2961
40539 | Belden Wire | FP3SCST002MR5SA | FXPC OM3 SC_SX ST 2M | EA |  | 1 Year | 16.8044 | 5% | 15.9642
40540 | Belden Wire | FP3SD4F003M | FXPC OM3 4_SC_DX MPO12_F 3M | EA |  | 1 Year | 294.4128 | 5% | 279.6922
40541 | Belden Wire | FP3SDMF002M | FXPC OM3 6_SC_DX MPO12_F 2M | EA |  | 1 Year | 313.7242 | 5% | 298.038
40542 | Belden Wire | FP3SDMF003M | FXPC OM3 6_SC_DX MPO12_F 3M | EA |  | 1 Year | 317.8822 | 5% | 301.9881
40543 | Belden Wire | FP3SDSD001M | FXPC OM3 SC_DX SC_DX 1M | EA |  | 1 Year | 24.8694 | 5% | 23.6259
40544 | Belden Wire | FP3SDSD001MR2XA | FXPC OM3 SC_DX SC_DX 1M | EA |  | 1 Year | 24.8694 | 5% | 23.6259
40545 | Belden Wire | FP3SDSD002M | FXPC OM3 SC_DX SC_DX 2M | EA |  | 1 Year | 26.2694 | 5% | 24.9559
40546 | Belden Wire | FP3SDSD002MR2XA | FXPC OM3 SC_DX SC_DX 2M | EA |  | 1 Year | 26.2694 | 5% | 24.9559
40547 | Belden Wire | FP3SDSD003M | FXPC OM3 SC_DX SC_DX 3M | EA |  | 1 Year | 27.6694 | 5% | 26.2859
40548 | Belden Wire | FP3SDSD003MR2XA | FXPC OM3 SC_DX SC_DX 3M | EA |  | 1 Year | 27.6694 | 5% | 26.2859
40549 | Belden Wire | FP3SDSD004M | FXPC OM3 SC_DX SC_DX 4M | EA |  | 1 Year | 29.0694 | 5% | 27.6159
40550 | Belden Wire | FP3SDSD005M | FXPC OM3 SC_DX SC_DX 5M | EA |  | 1 Year | 30.4694 | 5% | 28.9459
40551 | Belden Wire | FP3SDSD006M | FXPC OM3 SC_DX SC_DX 6M | EA |  | 1 Year | 31.8694 | 5% | 30.2759
40552 | Belden Wire | FP3SDSD007M | FXPC OM3 SC_DX SC_DX 7M | EA |  | 1 Year | 33.2694 | 5% | 31.6059
40553 | Belden Wire | FP3SDSD007MR2XA | FXPC OM3 SC_DX SC_DX 7M | EA |  | 1 Year | 33.2694 | 5% | 31.6059
40554 | Belden Wire | FP3SDSD008M | FXPC OM3 SC_DX SC_DX 8M | EA |  | 1 Year | 34.6694 | 5% | 32.9359
40555 | Belden Wire | FP3SDSD009M | FXPC OM3 SC_DX SC_DX 9M | EA |  | 1 Year | 36.0694 | 5% | 34.2659
40556 | Belden Wire | FP3SDSD00M3 | FXPC OM3 SC_DX SC_DX 0.3M | EA |  | 1 Year | 23.8894 | 5% | 22.6949
40557 | Belden Wire | FP3SDSD00M4 | FXPC OM3 SC_DX SC_DX 0.4M | EA |  | 1 Year | 24.0294 | 5% | 22.8279
40558 | Belden Wire | FP3SDSD00M5 | FXPC OM3 SC_DX SC_DX 0.5M | EA |  | 1 Year | 24.1694 | 5% | 22.9609
40559 | Belden Wire | FP3SDSD00M6 | FXPC OM3 SC_DX SC_DX 0.6M | EA |  | 1 Year | 24.3094 | 5% | 23.0939
40560 | Belden Wire | FP3SDSD00M7 | FXPC OM3 SC_DX SC_DX 0.7M | EA |  | 1 Year | 24.4494 | 5% | 23.2269
40561 | Belden Wire | FP3SDSD00M8 | FXPC OM3 SC_DX SC_DX 0.8M | EA |  | 1 Year | 24.5894 | 5% | 23.3599
40562 | Belden Wire | FP3SDSD00M9 | FXPC OM3 SC_DX SC_DX 0.9M | EA |  | 1 Year | 24.7294 | 5% | 23.4929
40563 | Belden Wire | FP3SDSD010M | FXPC OM3 SC_DX SC_DX 10M | EA |  | 1 Year | 37.4694 | 5% | 35.5959
40564 | Belden Wire | FP3SDSD011M | FXPC OM3 SC_DX SC_DX 11M | EA |  | 1 Year | 38.8694 | 5% | 36.9259
40565 | Belden Wire | FP3SDSD011MR2XA | FXPC OM3 SC_DX SC_DX 11M | EA |  | 1 Year | 38.8694 | 5% | 36.9259
40566 | Belden Wire | FP3SDSD012M | FXPC OM3 SC_DX SC_DX 12M | EA |  | 1 Year | 40.2694 | 5% | 38.2559
40567 | Belden Wire | FP3SDSD012MR2XA | FXPC OM3 SC_DX SC_DX 12M | EA |  | 1 Year | 40.2694 | 5% | 38.2559
40568 | Belden Wire | FP3SDSD013M | FXPC OM3 SC_DX SC_DX 13M | EA |  | 1 Year | 41.6694 | 5% | 39.5859
40569 | Belden Wire | FP3SDSD014M | FXPC OM3 SC_DX SC_DX 14M | EA |  | 1 Year | 43.0694 | 5% | 40.9159
40570 | Belden Wire | FP3SDSD015M | FXPC OM3 SC_DX SC_DX 15M | EA |  | 1 Year | 44.4694 | 5% | 42.2459
40571 | Belden Wire | FP3SDSD015MR2XA | FXPC OM3 SC_DX SC_DX 15M | EA |  | 1 Year | 44.4694 | 5% | 42.2459
40572 | Belden Wire | FP3SDSD01M1 | FXPC OM3 SC_DX SC_DX 1.1M | EA |  | 1 Year | 25.0094 | 5% | 23.7589
40573 | Belden Wire | FP3SDSD01M2 | FXPC OM3 SC_DX SC_DX 1.2M | EA |  | 1 Year | 25.1494 | 5% | 23.8919
40574 | Belden Wire | FP3SDSD01M2R2XA | FXPC OM3 SC_DX SC_DX 1.2M | EA |  | 1 Year | 25.1494 | 5% | 23.8919
40575 | Belden Wire | FP3SDSD01M3 | FXPC OM3 SC_DX SC_DX 1.3M | EA |  | 1 Year | 25.2894 | 5% | 24.0249
40576 | Belden Wire | FP3SDSD01M4 | FXPC OM3 SC_DX SC_DX 1.4M | EA |  | 1 Year | 25.4294 | 5% | 24.1579
40577 | Belden Wire | FP3SDSD01M5 | FXPC OM3 SC_DX SC_DX 1.5M | EA |  | 1 Year | 25.5694 | 5% | 24.2909
40578 | Belden Wire | FP3SDSD01M5R2XA | FXPC OM3 SC_DX SC_DX 1.5M | EA |  | 1 Year | 25.5694 | 5% | 24.2909
40579 | Belden Wire | FP3SDSD01M6 | FXPC OM3 SC_DX SC_DX 1.6M | EA |  | 1 Year | 25.7094 | 5% | 24.4239
40580 | Belden Wire | FP3SDSD01M7 | FXPC OM3 SC_DX SC_DX 1.7M | EA |  | 1 Year | 25.8494 | 5% | 24.5569
40581 | Belden Wire | FP3SDSD01M8 | FXPC OM3 SC_DX SC_DX 1.8M | EA |  | 1 Year | 25.9894 | 5% | 24.6899
40582 | Belden Wire | FP3SDSD01M8R2XA | FXPC OM3 SC_DX SC_DX 1.8M | EA |  | 1 Year | 25.9894 | 5% | 24.6899
40583 | Belden Wire | FP3SDSD01M9 | FXPC OM3 SC_DX SC_DX 1.9M | EA |  | 1 Year | 26.1294 | 5% | 24.8229
40584 | Belden Wire | FP3SDSD024MR2XA | FXPC OM3 SC_DX SC_DX 24M | EA |  | 1 Year | 58.8378 | 5% | 55.8959
40585 | Belden Wire | FP3SDSD025MR2XA | FXPC OM3 SC_DX SC_DX 25M | EA |  | 1 Year | 60.3115 | 5% | 57.2959
40586 | Belden Wire | FP3SDSD02M1 | FXPC OM3 SC_DX SC_DX 2.1M | EA |  | 1 Year | 26.4094 | 5% | 25.0889
40587 | Belden Wire | FP3SDSD02M1R2XA | FXPC OM3 SC_DX SC_DX 2.1M | EA |  | 1 Year | 26.4094 | 5% | 25.0889
40588 | Belden Wire | FP3SDSD02M2 | FXPC OM3 SC_DX SC_DX 2.2M | EA |  | 1 Year | 26.5494 | 5% | 25.2219
40589 | Belden Wire | FP3SDSD02M3 | FXPC OM3 SC_DX SC_DX 2.3M | EA |  | 1 Year | 26.6894 | 5% | 25.3549
40590 | Belden Wire | FP3SDSD02M4 | FXPC OM3 SC_DX SC_DX 2.4M | EA |  | 1 Year | 26.8294 | 5% | 25.4879
40591 | Belden Wire | FP3SDSD02M5 | FXPC OM3 SC_DX SC_DX 2.5M | EA |  | 1 Year | 26.9694 | 5% | 25.6209
40592 | Belden Wire | FP3SDSD02M6 | FXPC OM3 SC_DX SC_DX 2.6M | EA |  | 1 Year | 27.1094 | 5% | 25.7539
40593 | Belden Wire | FP3SDSD02M7 | FXPC OM3 SC_DX SC_DX 2.7M | EA |  | 1 Year | 27.2494 | 5% | 25.8869
40594 | Belden Wire | FP3SDSD02M8 | FXPC OM3 SC_DX SC_DX 2.8M | EA |  | 1 Year | 27.3894 | 5% | 26.0199
40595 | Belden Wire | FP3SDSD02M9 | FXPC OM3 SC_DX SC_DX 2.9M | EA |  | 1 Year | 27.5294 | 5% | 26.1529
40596 | Belden Wire | FP3SDSD030MR2XA | FXPC OM3 SC_DX SC_DX 30M | EA |  | 1 Year | 67.6799 | 5% | 64.2959
40597 | Belden Wire | FP3SDSD035MR2XA | FXPC OM3 SC_DX SC_DX 35M | EA |  | 1 Year | 75.0483 | 5% | 71.2959
40598 | Belden Wire | FP3SDSD03M1 | FXPC OM3 SC_DX SC_DX 3.1M | EA |  | 1 Year | 27.8094 | 5% | 26.4189
40599 | Belden Wire | FP3SDSD03M1R2XA | FXPC OM3 SC_DX SC_DX 3.1M | EA |  | 1 Year | 27.8094 | 5% | 26.4189
40600 | Belden Wire | FP3SDSD03M2 | FXPC OM3 SC_DX SC_DX 3.2M | EA |  | 1 Year | 27.9494 | 5% | 26.5519
40601 | Belden Wire | FP3SDSD03M3 | FXPC OM3 SC_DX SC_DX 3.3M | EA |  | 1 Year | 28.0894 | 5% | 26.6849
40602 | Belden Wire | FP3SDSD03M4 | FXPC OM3 SC_DX SC_DX 3.4M | EA |  | 1 Year | 28.2294 | 5% | 26.8179
40603 | Belden Wire | FP3SDSD03M5 | FXPC OM3 SC_DX SC_DX 3.5M | EA |  | 1 Year | 28.3694 | 5% | 26.9509
40604 | Belden Wire | FP3SDSD03M6 | FXPC OM3 SC_DX SC_DX 3.6M | EA |  | 1 Year | 28.5094 | 5% | 27.0839
40605 | Belden Wire | FP3SDSD03M7 | FXPC OM3 SC_DX SC_DX 3.7M | EA |  | 1 Year | 28.6494 | 5% | 27.2169
40606 | Belden Wire | FP3SDSD03M7R2XA | FXPC OM3 SC_DX SC_DX 3.7M | EA |  | 1 Year | 28.6494 | 5% | 27.2169
40607 | Belden Wire | FP3SDSD03M8 | FXPC OM3 SC_DX SC_DX 3.8M | EA |  | 1 Year | 28.7894 | 5% | 27.3499
40608 | Belden Wire | FP3SDSD03M9 | FXPC OM3 SC_DX SC_DX 3.9M | EA |  | 1 Year | 28.9294 | 5% | 27.4829
40609 | Belden Wire | FP3SDSD044MR2XA | FXPC OM3 SC_DX SC_DX 44M | EA |  | 1 Year | 88.3115 | 5% | 83.8959
40610 | Belden Wire | FP3SDSD048MR2XA | FXPC OM3 SC_DX SC_DX 48M | EA |  | 1 Year | 94.2062 | 5% | 89.4959
40611 | Belden Wire | FP3SDSD04M1 | FXPC OM3 SC_DX SC_DX 4.1M | EA |  | 1 Year | 29.2094 | 5% | 27.7489
40612 | Belden Wire | FP3SDSD04M2 | FXPC OM3 SC_DX SC_DX 4.2M | EA |  | 1 Year | 29.3494 | 5% | 27.8819
40613 | Belden Wire | FP3SDSD04M3 | FXPC OM3 SC_DX SC_DX 4.3M | EA |  | 1 Year | 29.4894 | 5% | 28.0149
40614 | Belden Wire | FP3SDSD04M3R2XA | FXPC OM3 SC_DX SC_DX 4.3M | EA |  | 1 Year | 29.4894 | 5% | 28.0149
40615 | Belden Wire | FP3SDSD04M4 | FXPC OM3 SC_DX SC_DX 4.4M | EA |  | 1 Year | 29.6294 | 5% | 28.1479
40616 | Belden Wire | FP3SDSD04M5 | FXPC OM3 SC_DX SC_DX 4.5M | EA |  | 1 Year | 29.7694 | 5% | 28.2809
40617 | Belden Wire | FP3SDSD04M6 | FXPC OM3 SC_DX SC_DX 4.6M | EA |  | 1 Year | 29.9094 | 5% | 28.4139
40618 | Belden Wire | FP3SDSD04M7 | FXPC OM3 SC_DX SC_DX 4.7M | EA |  | 1 Year | 30.0494 | 5% | 28.5469
40619 | Belden Wire | FP3SDSD04M8 | FXPC OM3 SC_DX SC_DX 4.8M | EA |  | 1 Year | 30.1894 | 5% | 28.6799
40620 | Belden Wire | FP3SDSD04M9 | FXPC OM3 SC_DX SC_DX 4.9M | EA |  | 1 Year | 30.3294 | 5% | 28.8129
40621 | Belden Wire | FP3SDSD050MR2XA | FXPC OM3 SC_DX SC_DX 50M | EA |  | 1 Year | 97.1536 | 5% | 92.2959
40622 | Belden Wire | FP3SDSD054MR2XA | FXPC OM3 SC_DX SC_DX 54M | EA |  | 1 Year | 107.4694 | 5% | 102.0959
40623 | Belden Wire | FP3SDSD05M5 | FXPC OM3 SC_DX SC_DX 5.5M | EA |  | 1 Year | 31.1694 | 5% | 29.6109
40624 | Belden Wire | FP3SDSD060MR2XA | FXPC OM3 SC_DX SC_DX 60M | EA |  | 1 Year | 116.8027 | 5% | 110.9626
40625 | Belden Wire | FP3SDSD06M5 | FXPC OM3 SC_DX SC_DX 6.5M | EA |  | 1 Year | 32.5694 | 5% | 30.9409
40626 | Belden Wire | FP3SDSD06M5R2XA | FXPC OM3 SC_DX SC_DX 6.5M | EA |  | 1 Year | 32.5694 | 5% | 30.9409
40627 | Belden Wire | FP3SDSD070MR2XA | FXPC OM3 SC_DX SC_DX 70M | EA |  | 1 Year | 132.3583 | 5% | 125.7404
40628 | Belden Wire | FP3SDSD07M5 | FXPC OM3 SC_DX SC_DX 7.5M | EA |  | 1 Year | 33.9694 | 5% | 32.2709
40629 | Belden Wire | FP3SDSD07M5R2XA | FXPC OM3 SC_DX SC_DX 7.5M | EA |  | 1 Year | 33.9694 | 5% | 32.2709
40630 | Belden Wire | FP3SDSD08M5 | FXPC OM3 SC_DX SC_DX 8.5M | EA |  | 1 Year | 35.3694 | 5% | 33.6009
40631 | Belden Wire | FP3SDSD09M5 | FXPC OM3 SC_DX SC_DX 9.5M | EA |  | 1 Year | 36.7694 | 5% | 34.9309
40632 | Belden Wire | FP3SDSD09M5R2XA | FXPC OM3 SC_DX SC_DX 9.5M | EA |  | 1 Year | 36.7694 | 5% | 34.9309
40633 | Belden Wire | FP3SDSD10M5 | FXPC OM3 SC_DX SC_DX 10.5M | EA |  | 1 Year | 38.1694 | 5% | 36.2609
40634 | Belden Wire | FP3SDSD11M5 | FXPC OM3 SC_DX SC_DX 11.5M | EA |  | 1 Year | 39.5694 | 5% | 37.5909
40635 | Belden Wire | FP3SDSD12M5 | FXPC OM3 SC_DX SC_DX 12.5M | EA |  | 1 Year | 40.9694 | 5% | 38.9209
40636 | Belden Wire | FP3SDSD12M5R2XA | FXPC OM3 SC_DX SC_DX 12.5M | EA |  | 1 Year | 40.9694 | 5% | 38.9209
40637 | Belden Wire | FP3SDSD13M5 | FXPC OM3 SC_DX SC_DX 13.5M | EA |  | 1 Year | 42.3694 | 5% | 40.2509
40638 | Belden Wire | FP3SDSD13M5R2XA | FXPC OM3 SC_DX SC_DX 13.5M | EA |  | 1 Year | 42.3694 | 5% | 40.2509
40639 | Belden Wire | FP3SDSD14M5 | FXPC OM3 SC_DX SC_DX 14.5M | EA |  | 1 Year | 43.7694 | 5% | 41.5809
40640 | Belden Wire | FP3SDSD15M5R2XA | FXPC OM3 SC_DX SC_DX 15.5M | EA |  | 1 Year | 46.3115 | 5% | 43.9959
40641 | Belden Wire | FP3SDSD18M5R2XA | FXPC OM3 SC_DX SC_DX 18.5M | EA |  | 1 Year | 50.7325 | 5% | 48.1959
40642 | Belden Wire | FP3SDSD21M5R2XA | FXPC OM3 SC_DX SC_DX 21.5M | EA |  | 1 Year | 55.1536 | 5% | 52.3959
40643 | Belden Wire | FP3SDSD24M5R2XA | FXPC OM3 SC_DX SC_DX 24.5M | EA |  | 1 Year | 59.5747 | 5% | 56.596
40644 | Belden Wire | FP3SDSD30M5R2XA | FXPC OM3 SC_DX SC_DX 30.5M | EA |  | 1 Year | 68.4168 | 5% | 64.996
40645 | Belden Wire | FP3SDST001M | FXPC OM3 SC_DX ST 1M | EA |  | 1 Year | 25.487 | 5% | 24.2126
40646 | Belden Wire | FP3SDST002M | FXPC OM3 SC_DX ST 2M | EA |  | 1 Year | 26.887 | 5% | 25.5426
40647 | Belden Wire | FP3SDST002MR2XA | FXPC OM3 SC_DX ST 2M | EA |  | 1 Year | 26.887 | 5% | 25.5426
40648 | Belden Wire | FP3SDST003M | FXPC OM3 SC_DX ST 3M | EA |  | 1 Year | 28.287 | 5% | 26.8726
40649 | Belden Wire | FP3SDST003MR2XA | FXPC OM3 SC_DX ST 3M | EA |  | 1 Year | 28.287 | 5% | 26.8726
40650 | Belden Wire | FP3SDST004M | FXPC OM3 SC_DX ST 4M | EA |  | 1 Year | 29.687 | 5% | 28.2026
40651 | Belden Wire | FP3SDST005M | FXPC OM3 SC_DX ST 5M | EA |  | 1 Year | 31.087 | 5% | 29.5326
40652 | Belden Wire | FP3SDST006M | FXPC OM3 SC_DX ST 6M | EA |  | 1 Year | 32.487 | 5% | 30.8626
40653 | Belden Wire | FP3SDST007M | FXPC OM3 SC_DX ST 7M | EA |  | 1 Year | 33.887 | 5% | 32.1927
40654 | Belden Wire | FP3SDST008M | FXPC OM3 SC_DX ST 8M | EA |  | 1 Year | 35.287 | 5% | 33.5226
40655 | Belden Wire | FP3SDST009M | FXPC OM3 SC_DX ST 9M | EA |  | 1 Year | 36.687 | 5% | 34.8526
40656 | Belden Wire | FP3SDST00M5 | FXPC OM3 SC_DX ST 0.5M | EA |  | 1 Year | 24.787 | 5% | 23.5476
40657 | Belden Wire | FP3SDST010M | FXPC OM3 SC_DX ST 10M | EA |  | 1 Year | 38.087 | 5% | 36.1827
40658 | Belden Wire | FP3SDST010MR2XA | FXPC OM3 SC_DX ST 10M | EA |  | 1 Year | 38.087 | 5% | 36.1827
40659 | Belden Wire | FP3SDST011M | FXPC OM3 SC_DX ST 11M | EA |  | 1 Year | 39.487 | 5% | 37.5127
40660 | Belden Wire | FP3SDST012M | FXPC OM3 SC_DX ST 12M | EA |  | 1 Year | 40.887 | 5% | 38.8426
40661 | Belden Wire | FP3SDST013M | FXPC OM3 SC_DX ST 13M | EA |  | 1 Year | 42.287 | 5% | 40.1726
40662 | Belden Wire | FP3SDST014M | FXPC OM3 SC_DX ST 14M | EA |  | 1 Year | 43.687 | 5% | 41.5026
40663 | Belden Wire | FP3SDST015M | FXPC OM3 SC_DX ST 15M | EA |  | 1 Year | 45.087 | 5% | 42.8327
40664 | Belden Wire | FP3SDST01M2 | FXPC OM3 SC_DX ST 1.2M | EA |  | 1 Year | 25.767 | 5% | 24.4786
40665 | Belden Wire | FP3SDST01M5 | FXPC OM3 SC_DX ST 1.5M | EA |  | 1 Year | 26.187 | 5% | 24.8776
40666 | Belden Wire | FP3SDST02M5 | FXPC OM3 SC_DX ST 2.5M | EA |  | 1 Year | 27.587 | 5% | 26.2076
40667 | Belden Wire | FP3SDST02M7 | FXPC OM3 SC_DX ST 2.7M | EA |  | 1 Year | 27.867 | 5% | 26.4736
40668 | Belden Wire | FP3SDST03M5 | FXPC OM3 SC_DX ST 3.5M | EA |  | 1 Year | 28.987 | 5% | 27.5376
40669 | Belden Wire | FP3SDST04M5 | FXPC OM3 SC_DX ST 4.5M | EA |  | 1 Year | 30.387 | 5% | 28.8676
40670 | Belden Wire | FP3SDST05M5 | FXPC OM3 SC_DX ST 5.5M | EA |  | 1 Year | 31.787 | 5% | 30.1976
40671 | Belden Wire | FP3SDST06M5 | FXPC OM3 SC_DX ST 6.5M | EA |  | 1 Year | 33.187 | 5% | 31.5276
40672 | Belden Wire | FP3SDST07M5 | FXPC OM3 SC_DX ST 7.5M | EA |  | 1 Year | 34.587 | 5% | 32.8576
40673 | Belden Wire | FP3SDST08M5 | FXPC OM3 SC_DX ST 8.5M | EA |  | 1 Year | 35.987 | 5% | 34.1876
40674 | Belden Wire | FP3SDST09M5 | FXPC OM3 SC_DX ST 9.5M | EA |  | 1 Year | 37.387 | 5% | 35.5176
40675 | Belden Wire | FP3SDST10M5 | FXPC OM3 SC_DX ST 10.5M | EA |  | 1 Year | 38.787 | 5% | 36.8476
40676 | Belden Wire | FP3SDST11M5 | FXPC OM3 SC_DX ST 11.5M | EA |  | 1 Year | 40.187 | 5% | 38.1776
40677 | Belden Wire | FP3SDST12M5 | FXPC OM3 SC_DX ST 12.5M | EA |  | 1 Year | 41.587 | 5% | 39.5076
40678 | Belden Wire | FP3SDST13M5 | FXPC OM3 SC_DX ST 13.5M | EA |  | 1 Year | 42.987 | 5% | 40.8376
40679 | Belden Wire | FP3SDST14M5 | FXPC OM3 SC_DX ST 14.5M | EA |  | 1 Year | 44.387 | 5% | 42.1677
40680 | Belden Wire | FP3SDST200MR2XA | FXPC OM3 SC_DX ST 200M | EA |  | 1 Year | 335.1981 | 5% | 318.4382
40681 | Belden Wire | FP3STST001M | FXPC OM3 ST ST 1M | EA |  | 1 Year | 26.1046 | 5% | 24.7994
40682 | Belden Wire | FP3STST001MR2SB | FXPC OM3 ST ST 1M | EA |  | 1 Year | 26.7046 | 5% | 25.3694
40683 | Belden Wire | FP3STST001MR5SA | FXPC OM3 ST ST 1M | EA |  | 1 Year | 16.3154 | 5% | 15.4996
40684 | Belden Wire | FP3STST002M | FXPC OM3 ST ST 2M | EA |  | 1 Year | 27.5046 | 5% | 26.1294
40685 | Belden Wire | FP3STST002MR5SA | FXPC OM3 ST ST 2M | EA |  | 1 Year | 17.1904 | 5% | 16.3309
40686 | Belden Wire | FP3STST003M | FXPC OM3 ST ST 3M | EA |  | 1 Year | 28.9046 | 5% | 27.4594
40687 | Belden Wire | FP3STST003MR5SA | FXPC OM3 ST ST 3M | EA |  | 1 Year | 18.0654 | 5% | 17.1621
40688 | Belden Wire | FP3STST004M | FXPC OM3 ST ST 4M | EA |  | 1 Year | 30.3046 | 5% | 28.7894
40689 | Belden Wire | FP3STST005M | FXPC OM3 ST ST 5M | EA |  | 1 Year | 31.7046 | 5% | 30.1194
40690 | Belden Wire | FP3STST005MR5SA | FXPC OM3 ST ST 5M | EA |  | 1 Year | 19.8154 | 5% | 18.8246
40691 | Belden Wire | FP3STST006M | FXPC OM3 ST ST 6M | EA |  | 1 Year | 33.1046 | 5% | 31.4494
40692 | Belden Wire | FP3STST007M | FXPC OM3 ST ST 7M | EA |  | 1 Year | 34.5046 | 5% | 32.7794
40693 | Belden Wire | FP3STST008M | FXPC OM3 ST ST 8M | EA |  | 1 Year | 35.9046 | 5% | 34.1094
40694 | Belden Wire | FP3STST009M | FXPC OM3 ST ST 9M | EA |  | 1 Year | 37.3046 | 5% | 35.4394
40695 | Belden Wire | FP3STST00M3 | FXPC OM3 ST ST 0.3M | EA |  | 1 Year | 25.1246 | 5% | 23.8684
40696 | Belden Wire | FP3STST00M4 | FXPC OM3 ST ST 0.4M | EA |  | 1 Year | 25.2646 | 5% | 24.0014
40697 | Belden Wire | FP3STST00M5 | FXPC OM3 ST ST 0.5M | EA |  | 1 Year | 25.4046 | 5% | 24.1344
40698 | Belden Wire | FP3STST00M6 | FXPC OM3 ST ST 0.6M | EA |  | 1 Year | 25.5446 | 5% | 24.2674
40699 | Belden Wire | FP3STST00M7 | FXPC OM3 ST ST 0.7M | EA |  | 1 Year | 25.6846 | 5% | 24.4004
40700 | Belden Wire | FP3STST00M8 | FXPC OM3 ST ST 0.8M | EA |  | 1 Year | 25.8246 | 5% | 24.5334
40701 | Belden Wire | FP3STST00M9 | FXPC OM3 ST ST 0.9M | EA |  | 1 Year | 25.9646 | 5% | 24.6664
40702 | Belden Wire | FP3STST010M | FXPC OM3 ST ST 10M | EA |  | 1 Year | 38.7046 | 5% | 36.7694
40703 | Belden Wire | FP3STST010MR5SA | FXPC OM3 ST ST 10M | EA |  | 1 Year | 24.1904 | 5% | 22.9809
40704 | Belden Wire | FP3STST011M | FXPC OM3 ST ST 11M | EA |  | 1 Year | 40.1046 | 5% | 38.0994
40705 | Belden Wire | FP3STST012M | FXPC OM3 ST ST 12M | EA |  | 1 Year | 41.5046 | 5% | 39.4294
40706 | Belden Wire | FP3STST013M | FXPC OM3 ST ST 13M | EA |  | 1 Year | 42.9046 | 5% | 40.7594
40707 | Belden Wire | FP3STST014M | FXPC OM3 ST ST 14M | EA |  | 1 Year | 44.3046 | 5% | 42.0894
40708 | Belden Wire | FP3STST015M | FXPC OM3 ST ST 15M | EA |  | 1 Year | 45.7046 | 5% | 43.4194
40709 | Belden Wire | FP3STST01M1 | FXPC OM3 ST ST 1.1M | EA |  | 1 Year | 26.2446 | 5% | 24.9324
40710 | Belden Wire | FP3STST01M2 | FXPC OM3 ST ST 1.2M | EA |  | 1 Year | 26.3846 | 5% | 25.0654
40711 | Belden Wire | FP3STST01M3 | FXPC OM3 ST ST 1.3M | EA |  | 1 Year | 26.5246 | 5% | 25.1984
40712 | Belden Wire | FP3STST01M4 | FXPC OM3 ST ST 1.4M | EA |  | 1 Year | 26.6646 | 5% | 25.3314
40713 | Belden Wire | FP3STST01M5 | FXPC OM3 ST ST 1.5M | EA |  | 1 Year | 26.8046 | 5% | 25.4644
40714 | Belden Wire | FP3STST01M6 | FXPC OM3 ST ST 1.6M | EA |  | 1 Year | 26.9446 | 5% | 25.5974
40715 | Belden Wire | FP3STST01M7 | FXPC OM3 ST ST 1.7M | EA |  | 1 Year | 27.0846 | 5% | 25.7304
40716 | Belden Wire | FP3STST01M8 | FXPC OM3 ST ST 1.8M | EA |  | 1 Year | 27.2246 | 5% | 25.8634
40717 | Belden Wire | FP3STST01M9 | FXPC OM3 ST ST 1.9M | EA |  | 1 Year | 27.3646 | 5% | 25.9964
40718 | Belden Wire | FP3STST02M1 | FXPC OM3 ST ST 2.1M | EA |  | 1 Year | 27.6446 | 5% | 26.2624
40719 | Belden Wire | FP3STST02M2 | FXPC OM3 ST ST 2.2M | EA |  | 1 Year | 27.7846 | 5% | 26.3954
40720 | Belden Wire | FP3STST02M3 | FXPC OM3 ST ST 2.3M | EA |  | 1 Year | 27.9246 | 5% | 26.5284
40721 | Belden Wire | FP3STST02M4 | FXPC OM3 ST ST 2.4M | EA |  | 1 Year | 28.0646 | 5% | 26.6614
40722 | Belden Wire | FP3STST02M5 | FXPC OM3 ST ST 2.5M | EA |  | 1 Year | 28.2046 | 5% | 26.7944
40723 | Belden Wire | FP3STST02M6 | FXPC OM3 ST ST 2.6M | EA |  | 1 Year | 28.3446 | 5% | 26.9274
40724 | Belden Wire | FP3STST02M7 | FXPC OM3 ST ST 2.7M | EA |  | 1 Year | 28.4846 | 5% | 27.0604
40725 | Belden Wire | FP3STST02M8 | FXPC OM3 ST ST 2.8M | EA |  | 1 Year | 28.6246 | 5% | 27.1934
40726 | Belden Wire | FP3STST02M9 | FXPC OM3 ST ST 2.9M | EA |  | 1 Year | 28.7646 | 5% | 27.3264
40727 | Belden Wire | FP3STST03M1 | FXPC OM3 ST ST 3.1M | EA |  | 1 Year | 29.0446 | 5% | 27.5924
40728 | Belden Wire | FP3STST03M2 | FXPC OM3 ST ST 3.2M | EA |  | 1 Year | 29.1846 | 5% | 27.7254
40729 | Belden Wire | FP3STST03M3 | FXPC OM3 ST ST 3.3M | EA |  | 1 Year | 29.3246 | 5% | 27.8584
40730 | Belden Wire | FP3STST03M4 | FXPC OM3 ST ST 3.4M | EA |  | 1 Year | 29.4646 | 5% | 27.9914
40731 | Belden Wire | FP3STST03M5 | FXPC OM3 ST ST 3.5M | EA |  | 1 Year | 29.6046 | 5% | 28.1244
40732 | Belden Wire | FP3STST03M6 | FXPC OM3 ST ST 3.6M | EA |  | 1 Year | 29.7446 | 5% | 28.2574
40733 | Belden Wire | FP3STST03M7 | FXPC OM3 ST ST 3.7M | EA |  | 1 Year | 29.8846 | 5% | 28.3904
40734 | Belden Wire | FP3STST03M8 | FXPC OM3 ST ST 3.8M | EA |  | 1 Year | 30.0246 | 5% | 28.5234
40735 | Belden Wire | FP3STST03M9 | FXPC OM3 ST ST 3.9M | EA |  | 1 Year | 30.1646 | 5% | 28.6564
40736 | Belden Wire | FP3STST04M1 | FXPC OM3 ST ST 4.1M | EA |  | 1 Year | 30.4446 | 5% | 28.9224
40737 | Belden Wire | FP3STST04M2 | FXPC OM3 ST ST 4.2M | EA |  | 1 Year | 30.5846 | 5% | 29.0554
40738 | Belden Wire | FP3STST04M3 | FXPC OM3 ST ST 4.3M | EA |  | 1 Year | 30.7246 | 5% | 29.1884
40739 | Belden Wire | FP3STST04M4 | FXPC OM3 ST ST 4.4M | EA |  | 1 Year | 30.8646 | 5% | 29.3214
40740 | Belden Wire | FP3STST04M5 | FXPC OM3 ST ST 4.5M | EA |  | 1 Year | 31.0046 | 5% | 29.4544
40741 | Belden Wire | FP3STST04M6 | FXPC OM3 ST ST 4.6M | EA |  | 1 Year | 31.1446 | 5% | 29.5874
40742 | Belden Wire | FP3STST04M7 | FXPC OM3 ST ST 4.7M | EA |  | 1 Year | 31.2846 | 5% | 29.7204
40743 | Belden Wire | FP3STST04M8 | FXPC OM3 ST ST 4.8M | EA |  | 1 Year | 31.4246 | 5% | 29.8534
40744 | Belden Wire | FP3STST04M9 | FXPC OM3 ST ST 4.9M | EA |  | 1 Year | 31.5646 | 5% | 29.9864
40745 | Belden Wire | FP3STST05M5 | FXPC OM3 ST ST 5.5M | EA |  | 1 Year | 32.4046 | 5% | 30.7844
40746 | Belden Wire | FP3STST06M5 | FXPC OM3 ST ST 6.5M | EA |  | 1 Year | 33.8046 | 5% | 32.1144
40747 | Belden Wire | FP3STST07M5 | FXPC OM3 ST ST 7.5M | EA |  | 1 Year | 35.2046 | 5% | 33.4444
40748 | Belden Wire | FP3STST08M5 | FXPC OM3 ST ST 8.5M | EA |  | 1 Year | 36.6046 | 5% | 34.7744
40749 | Belden Wire | FP3STST09M5 | FXPC OM3 ST ST 9.5M | EA |  | 1 Year | 38.0046 | 5% | 36.1044
40750 | Belden Wire | FP3STST10M5 | FXPC OM3 ST ST 10.5M | EA |  | 1 Year | 39.4046 | 5% | 37.4344
40751 | Belden Wire | FP3STST11M5 | FXPC OM3 ST ST 11.5M | EA |  | 1 Year | 40.8046 | 5% | 38.7644
40752 | Belden Wire | FP3STST12M5 | FXPC OM3 ST ST 12.5M | EA |  | 1 Year | 42.2046 | 5% | 40.0944
40753 | Belden Wire | FP3STST13M5 | FXPC OM3 ST ST 13.5M | EA |  | 1 Year | 43.6046 | 5% | 41.4244
40754 | Belden Wire | FP3STST14M5 | FXPC OM3 ST ST 14.5M | EA |  | 1 Year | 45.0046 | 5% | 42.7544
40755 | Belden Wire | FP44F4F001M | FXPC OM4 MPO8_F MPO8_F 1M | EA |  | 1 Year | 290.823 | 5% | 276.2818
40756 | Belden Wire | FP44F4F002M | FXPC OM4 MPO8_F MPO8_F 2M | EA |  | 1 Year | 296.646 | 5% | 281.8137
40757 | Belden Wire | FP44F4F003M | FXPC OM4 MPO8_F MPO8_F 3M | EA |  | 1 Year | 302.469 | 5% | 287.3456
40758 | Belden Wire | FP44F4F004M | FXPC OM4 MPO8_F MPO8_F 4M | EA |  | 1 Year | 308.292 | 5% | 292.8774
40759 | Belden Wire | FP44F4F005M | FXPC OM4 MPO8_F MPO8_F 5M | EA |  | 1 Year | 314.115 | 5% | 298.4092
40760 | Belden Wire | FP44F4F006M | FXPC OM4 MPO8_F MPO8_F 6M | EA |  | 1 Year | 319.938 | 5% | 303.9411
40761 | Belden Wire | FP44F4F007M | FXPC OM4 MPO8_F MPO8_F 7M | EA |  | 1 Year | 325.761 | 5% | 309.473
40762 | Belden Wire | FP44F4F008M | FXPC OM4 MPO8_F MPO8_F 8M | EA |  | 1 Year | 331.584 | 5% | 315.0048
40763 | Belden Wire | FP44F4F00M5 | FXPC OM4 MPO8_F MPO8_F 0.5M | EA |  | 1 Year | 287.9115 | 5% | 273.5159
40764 | Belden Wire | FP44F4F010M | FXPC OM4 MPO8_F MPO8_F 10M | EA |  | 1 Year | 343.23 | 5% | 326.0685
40765 | Belden Wire | FP44F4F013M | FXPC OM4 MPO8_F MPO8_F 13M | EA |  | 1 Year | 360.699 | 5% | 342.664
40766 | Belden Wire | FP44F4F015M | FXPC OM4 MPO8_F MPO8_F 15M | EA |  | 1 Year | 372.345 | 5% | 353.7278
40767 | Belden Wire | FP44F4F01M5 | FXPC OM4 MPO8_F MPO8_F 1.5M | EA |  | 1 Year | 293.7345 | 5% | 279.0478
40768 | Belden Wire | FP44F4F02M5 | FXPC OM4 MPO8_F MPO8_F 2.5M | EA |  | 1 Year | 299.5575 | 5% | 284.5796
40769 | Belden Wire | FP44F4F03M5 | FXPC OM4 MPO8_F MPO8_F 3.5M | EA |  | 1 Year | 305.3805 | 5% | 290.1115
40770 | Belden Wire | FP44F4F04M5 | FXPC OM4 MPO8_F MPO8_F 4.5M | EA |  | 1 Year | 311.2035 | 5% | 295.6433
40771 | Belden Wire | FP44F4F05M5 | FXPC OM4 MPO8_F MPO8_F 5.5M | EA |  | 1 Year | 317.0265 | 5% | 301.1752
40772 | Belden Wire | FP44F4F06M5 | FXPC OM4 MPO8_F MPO8_F 6.5M | EA |  | 1 Year | 322.8495 | 5% | 306.707
40773 | Belden Wire | FP44F4F07M5 | FXPC OM4 MPO8_F MPO8_F 7.5M | EA |  | 1 Year | 328.6725 | 5% | 312.2389
40774 | Belden Wire | FP4K1SD001ML2XE | FXPC OM4 LCK1_DX SC_DX 1M | EA |  | 1 Year | 35.2018 | 5% | 33.4417
40775 | Belden Wire | FP4K1SD002ML2XE | FXPC OM4 LCK1_DX SC_DX 2M | EA |  | 1 Year | 37.0136 | 5% | 35.1629
40776 | Belden Wire | FP4LCLC005MR4SA | FXPC OM4 LC_SX LC_SX 5M | EA |  | 1 Year | 24.5829 | 5% | 23.3538
40777 | Belden Wire | FP4LCLC040MR4SA | FXPC OM4 LC_SX LC_SX 40M | EA |  | 1 Year | 60.2967 | 5% | 57.2819
40778 | Belden Wire | FP4LCSC002MR4SA | FXPC OM4 LC_SX SC_SX 2M | EA |  | 1 Year | 21.6954 | 5% | 20.6106
40779 | Belden Wire | FP4LCSC003MR4SA | FXPC OM4 LC_SX SC_SX 3M | EA |  | 1 Year | 22.6579 | 5% | 21.525
40780 | Belden Wire | FP4LCSC040MR4SA | FXPC OM4 LC_SX SC_SX 40M | EA |  | 1 Year | 60.2967 | 5% | 57.2819
40781 | Belden Wire | FP4LD4F001M | FXPC OM4 4_LC_DX MPO12_F 1M | EA |  | 1 Year | 361.5883 | 5% | 343.5089
40782 | Belden Wire | FP4LD4F001MP74A | FXPC OM4 4_LC_DX MPO12_F 1M | EA |  | 1 Year | 361.5883 | 5% | 343.5089
40783 | Belden Wire | FP4LD4F002M | FXPC OM4 4_LC_DX MPO8_F 2M | EA |  | 1 Year | 367.4113 | 5% | 349.0407
40784 | Belden Wire | FP4LD4F002MP74A | FXPC OM4 4_LC_DX MPO12_F 2M | EA |  | 1 Year | 367.4113 | 5% | 349.0407
40785 | Belden Wire | FP4LD4F003M | FXPC OM4 4_LC_DX MPO12_F 3M | EA |  | 1 Year | 373.2343 | 5% | 354.5726
40786 | Belden Wire | FP4LD4F003MP74A | FXPC OM4 4_LC_DX MPO12_F 3M | EA |  | 1 Year | 373.2343 | 5% | 354.5726
40787 | Belden Wire | FP4LD4F004M | FXPC OM4 4_LC_DX MPO12_F 4M | EA |  | 1 Year | 379.0573 | 5% | 360.1044
40788 | Belden Wire | FP4LD4F004MP74A | FXPC OM4 4_LC_DX MPO12_F 4M | EA |  | 1 Year | 379.0573 | 5% | 360.1044
40789 | Belden Wire | FP4LD4F005M | FXPC OM4 4_LC_DX MPO12_F 5M | EA |  | 1 Year | 384.8803 | 5% | 365.6363
40790 | Belden Wire | FP4LD4F005MP74A | FXPC OM4 4_LC_DX MPO12_F 5M | EA |  | 1 Year | 384.8803 | 5% | 365.6363
40791 | Belden Wire | FP4LD4F006M | FXPC OM4 4_LC_DX MPO12_F 6M | EA |  | 1 Year | 390.7033 | 5% | 371.1681
40792 | Belden Wire | FP4LD4F006MP74A | FXPC OM4 4_LC_DX MPO12_F 6M | EA |  | 1 Year | 390.7033 | 5% | 371.1681
40793 | Belden Wire | FP4LD4F007M | FXPC OM4 4_LC_DX MPO12_F 7M | EA |  | 1 Year | 396.5263 | 5% | 376.7
40794 | Belden Wire | FP4LD4F007MP74A | FXPC OM4 4_LC_DX MPO12_F 7M | EA |  | 1 Year | 396.5263 | 5% | 376.7
40795 | Belden Wire | FP4LD4F008M | FXPC OM4 4_LC_DX MPO12_F 8M | EA |  | 1 Year | 402.3493 | 5% | 382.2318
40796 | Belden Wire | FP4LD4F008MP74A | FXPC OM4 4_LC_DX MPO12_F 8M | EA |  | 1 Year | 402.3493 | 5% | 382.2318
40797 | Belden Wire | FP4LD4F009M | FXPC OM4 4_LC_DX MPO12_F 9M | EA |  | 1 Year | 408.1723 | 5% | 387.7637
40798 | Belden Wire | FP4LD4F009MP74A | FXPC OM4 4_LC_DX MPO12_F 9M | EA |  | 1 Year | 408.1723 | 5% | 387.7637
40799 | Belden Wire | FP4LD4F010M | FXPC OM4 4_LC_DX MPO12_F 10M | EA |  | 1 Year | 413.9953 | 5% | 393.2955
40800 | Belden Wire | FP4LD4F010MP74A | FXPC OM4 4_LC_DX MPO12_F 10M | EA |  | 1 Year | 413.9953 | 5% | 393.2955
40801 | Belden Wire | FP4LD4F015M | FXPC OM4 4_LC_DX MPO8_F 15M | EA |  | 1 Year | 443.1103 | 5% | 420.9548
40802 | Belden Wire | FP4LD4F019MP74E | FXPC OM4 4_LC_DX MPO8_F 19M | EA |  | 1 Year | 472.2253 | 5% | 448.614
40803 | Belden Wire | FP4LD4F01M5 | FXPC OM4 4_LC_DX MPO12_F 1.5M | EA |  | 1 Year | 364.4998 | 5% | 346.2748
40804 | Belden Wire | FP4LD4M001M | FXPC OM4 4_LC_DX MPO12_M 1M | EA |  | 1 Year | 361.5883 | 5% | 343.5089
40805 | Belden Wire | FP4LD4M001MP74A | FXPC OM4 4_LC_DX MPO12_M 1M | EA |  | 1 Year | 361.5883 | 5% | 343.5089
40806 | Belden Wire | FP4LD4M002M | FXPC OM4 4_LC_DX MPO12_M 2M | EA |  | 1 Year | 367.4113 | 5% | 349.0407
40807 | Belden Wire | FP4LD4M002MP74A | FXPC OM4 4_LC_DX MPO12_M 2M | EA |  | 1 Year | 367.4113 | 5% | 349.0407
40808 | Belden Wire | FP4LD4M003M | FXPC OM4 4_LC_DX MPO12_M 3M | EA |  | 1 Year | 373.2343 | 5% | 354.5726
40809 | Belden Wire | FP4LD4M003MP74A | FXPC OM4 4_LC_DX MPO12_M 3M | EA |  | 1 Year | 373.2343 | 5% | 354.5726
40810 | Belden Wire | FP4LD4M004M | FXPC OM4 4_LC_DX MPO12_M 4M | EA |  | 1 Year | 379.0573 | 5% | 360.1044
40811 | Belden Wire | FP4LD4M004MP74A | FXPC OM4 4_LC_DX MPO12_M 4M | EA |  | 1 Year | 379.0573 | 5% | 360.1044
40812 | Belden Wire | FP4LD4M005M | FXPC OM4 4_LC_DX MPO12_M 5M | EA |  | 1 Year | 384.8803 | 5% | 365.6363
40813 | Belden Wire | FP4LD4M005MP74A | FXPC OM4 4_LC_DX MPO12_M 5M | EA |  | 1 Year | 384.8803 | 5% | 365.6363
40814 | Belden Wire | FP4LD4M006M | FXPC OM4 4_LC_DX MPO12_M 6M | EA |  | 1 Year | 390.7033 | 5% | 371.1681
40815 | Belden Wire | FP4LD4M006MP74A | FXPC OM4 4_LC_DX MPO12_M 6M | EA |  | 1 Year | 390.7033 | 5% | 371.1681
40816 | Belden Wire | FP4LD4M007M | FXPC OM4 4_LC_DX MPO12_M 7M | EA |  | 1 Year | 396.5263 | 5% | 376.7
40817 | Belden Wire | FP4LD4M007MP74A | FXPC OM4 4_LC_DX MPO12_M 7M | EA |  | 1 Year | 396.5263 | 5% | 376.7
40818 | Belden Wire | FP4LD4M008M | FXPC OM4 4_LC_DX MPO12_M 8M | EA |  | 1 Year | 402.3493 | 5% | 382.2318
40819 | Belden Wire | FP4LD4M008MP74A | FXPC OM4 4_LC_DX MPO12_M 8M | EA |  | 1 Year | 402.3493 | 5% | 382.2318
40820 | Belden Wire | FP4LD4M009M | FXPC OM4 4_LC_DX MPO12_M 9M | EA |  | 1 Year | 408.1723 | 5% | 387.7637
40821 | Belden Wire | FP4LD4M009MP74A | FXPC OM4 4_LC_DX MPO12_M 9M | EA |  | 1 Year | 408.1723 | 5% | 387.7637
40822 | Belden Wire | FP4LD4M010M | FXPC OM4 4_LC_DX MPO12_M 10M | EA |  | 1 Year | 413.9953 | 5% | 393.2955
40823 | Belden Wire | FP4LD4M010MP74A | FXPC OM4 4_LC_DX MPO12_M 10M | EA |  | 1 Year | 413.9953 | 5% | 393.2955
40824 | Belden Wire | FP4LDLD001M | FXPC OM4 LC_DX LC_DX 1M | EA |  | 1 Year | 33.1727 | 5% | 31.5141
40825 | Belden Wire | FP4LDLD001MR2XA | FXPC OM4 LC_DX LC_DX 1M | EA |  | 1 Year | 33.1727 | 5% | 31.5141
40826 | Belden Wire | FP4LDLD002M | FXPC OM4 LC_DX LC_DX 2M | EA |  | 1 Year | 34.7127 | 5% | 32.9771
40827 | Belden Wire | FP4LDLD002MR2XA | FXPC OM4 LC_DX LC_DX 2M | EA |  | 1 Year | 34.7127 | 5% | 32.9771
40828 | Belden Wire | FP4LDLD002MR3XE | FXPC OM4 LC_DX LC_DX 2M | EA |  | 1 Year | 34.7127 | 5% | 32.9771
40829 | Belden Wire | FP4LDLD003M | FXPC OM4 LC_DX LC_DX 3M | EA |  | 1 Year | 36.2527 | 5% | 34.4401
40830 | Belden Wire | FP4LDLD003MR2XA | FXPC OM4 LC_DX LC_DX 3M | EA |  | 1 Year | 36.2527 | 5% | 34.4401
40831 | Belden Wire | FP4LDLD003MR3XE | FXPC OM4 LC_DX LC_DX 3M | EA |  | 1 Year | 36.2527 | 5% | 34.4401
40832 | Belden Wire | FP4LDLD004M | FXPC OM4 LC_DX LC_DX 4M | EA |  | 1 Year | 37.7927 | 5% | 35.9031
40833 | Belden Wire | FP4LDLD004MR2XA | FXPC OM4 LC_DX LC_DX 4M | EA |  | 1 Year | 37.7927 | 5% | 35.9031
40834 | Belden Wire | FP4LDLD005M | FXPC OM4 LC_DX LC_DX 5M | EA |  | 1 Year | 39.3327 | 5% | 37.3661
40835 | Belden Wire | FP4LDLD005MR2XA | FXPC OM4 LC_DX LC_DX 5M | EA |  | 1 Year | 39.3327 | 5% | 37.3661
40836 | Belden Wire | FP4LDLD006M | FXPC OM4 LC_DX LC_DX 6M | EA |  | 1 Year | 40.8727 | 5% | 38.8291
40837 | Belden Wire | FP4LDLD006MR2XA | FXPC OM4 LC_DX LC_DX 6M | EA |  | 1 Year | 40.8727 | 5% | 38.8291
40838 | Belden Wire | FP4LDLD007M | FXPC OM4 LC_DX LC_DX 7M | EA |  | 1 Year | 42.4127 | 5% | 40.2921
40839 | Belden Wire | FP4LDLD007MR2XA | FXPC OM4 LC_DX LC_DX 7M | EA |  | 1 Year | 42.4127 | 5% | 40.2921
40840 | Belden Wire | FP4LDLD008M | FXPC OM4 LC_DX LC_DX 8M | EA |  | 1 Year | 43.9527 | 5% | 41.7551
40841 | Belden Wire | FP4LDLD008MR2XA | FXPC OM4 LC_DX LC_DX 8M | EA |  | 1 Year | 43.9527 | 5% | 41.7551
40842 | Belden Wire | FP4LDLD009M | FXPC OM4 LC_DX LC_DX 9M | EA |  | 1 Year | 45.4927 | 5% | 43.2181
40843 | Belden Wire | FP4LDLD009MR2XA | FXPC OM4 LC_DX LC_DX 9M | EA |  | 1 Year | 45.4927 | 5% | 43.2181
40844 | Belden Wire | FP4LDLD00M3 | FXPC OM4 LC_DX LC_DX 0.3M | EA |  | 1 Year | 32.0947 | 5% | 30.49
40845 | Belden Wire | FP4LDLD00M3R2XA | FXPC OM4 LC_DX LC_DX 0.3M | EA |  | 1 Year | 32.0947 | 5% | 30.49
40846 | Belden Wire | FP4LDLD00M4 | FXPC OM4 LC_DX LC_DX 0.4M | EA |  | 1 Year | 32.2487 | 5% | 30.6363
40847 | Belden Wire | FP4LDLD00M4R2XA | FXPC OM4 LC_DX LC_DX 0.4M | EA |  | 1 Year | 32.2487 | 5% | 30.6363
40848 | Belden Wire | FP4LDLD00M5 | FXPC OM4 LC_DX LC_DX 0.5M | EA |  | 1 Year | 32.4027 | 5% | 30.7826
40849 | Belden Wire | FP4LDLD00M5R2XA | FXPC OM4 LC_DX LC_DX 0.5M | EA |  | 1 Year | 32.4027 | 5% | 30.7826
40850 | Belden Wire | FP4LDLD00M6 | FXPC OM4 LC_DX LC_DX 0.6M | EA |  | 1 Year | 32.5567 | 5% | 30.9289
40851 | Belden Wire | FP4LDLD00M6R2XA | FXPC OM4 LC_DX LC_DX 0.6M | EA |  | 1 Year | 32.5567 | 5% | 30.9289
40852 | Belden Wire | FP4LDLD00M7 | FXPC OM4 LC_DX LC_DX 0.7M | EA |  | 1 Year | 32.7107 | 5% | 31.0752
40853 | Belden Wire | FP4LDLD00M7R2XA | FXPC OM4 LC_DX LC_DX 0.7M | EA |  | 1 Year | 32.7107 | 5% | 31.0752
40854 | Belden Wire | FP4LDLD00M8 | FXPC OM4 LC_DX LC_DX 0.8M | EA |  | 1 Year | 32.8647 | 5% | 31.2215
40855 | Belden Wire | FP4LDLD00M8R2XA | FXPC OM4 LC_DX LC_DX 0.8M | EA |  | 1 Year | 32.8647 | 5% | 31.2215
40856 | Belden Wire | FP4LDLD00M9 | FXPC OM4 LC_DX LC_DX 0.9M | EA |  | 1 Year | 33.0187 | 5% | 31.3678
40857 | Belden Wire | FP4LDLD00M9R2XA | FXPC OM4 LC_DX LC_DX 0.9M | EA |  | 1 Year | 33.0187 | 5% | 31.3678
40858 | Belden Wire | FP4LDLD010M | FXPC OM4 LC_DX LC_DX 10M | EA |  | 1 Year | 47.0327 | 5% | 44.6811
40859 | Belden Wire | FP4LDLD010MR2XA | FXPC OM4 LC_DX LC_DX 10M | EA |  | 1 Year | 47.0327 | 5% | 44.6811
40860 | Belden Wire | FP4LDLD011M | FXPC OM4 LC_DX LC_DX 11M | EA |  | 1 Year | 48.5727 | 5% | 46.1441
40861 | Belden Wire | FP4LDLD011MR2XA | FXPC OM4 LC_DX LC_DX 11M | EA |  | 1 Year | 48.5727 | 5% | 46.1441
40862 | Belden Wire | FP4LDLD012M | FXPC OM4 LC_DX LC_DX 12M | EA |  | 1 Year | 50.1127 | 5% | 47.6071
40863 | Belden Wire | FP4LDLD012MR2XA | FXPC OM4 LC_DX LC_DX 12M | EA |  | 1 Year | 50.1127 | 5% | 47.6071
40864 | Belden Wire | FP4LDLD013M | FXPC OM4 LC_DX LC_DX 13M | EA |  | 1 Year | 51.6527 | 5% | 49.0701
40865 | Belden Wire | FP4LDLD013MR2XA | FXPC OM4 LC_DX LC_DX 13M | EA |  | 1 Year | 51.6527 | 5% | 49.0701
40866 | Belden Wire | FP4LDLD014M | FXPC OM4 LC_DX LC_DX 14M | EA |  | 1 Year | 53.1927 | 5% | 50.5331
40867 | Belden Wire | FP4LDLD014MR2XA | FXPC OM4 LC_DX LC_DX 14M | EA |  | 1 Year | 53.1927 | 5% | 50.5331
40868 | Belden Wire | FP4LDLD015M | FXPC OM4 LC_DX LC_DX 15M | EA |  | 1 Year | 54.7327 | 5% | 51.9961
40869 | Belden Wire | FP4LDLD015MR2XA | FXPC OM4 LC_DX LC_DX 15M | EA |  | 1 Year | 54.7327 | 5% | 51.9961
40870 | Belden Wire | FP4LDLD016MR2XE | FXPC OM4 LC_DX LC_DX 16M | EA |  | 1 Year | 57.5695 | 5% | 54.691
40871 | Belden Wire | FP4LDLD017MR2XE | FXPC OM4 LC_DX LC_DX 17M | EA |  | 1 Year | 59.1905 | 5% | 56.231
40872 | Belden Wire | FP4LDLD018MR2XE | FXPC OM4 LC_DX LC_DX 18M | EA |  | 1 Year | 60.8116 | 5% | 57.771
40873 | Belden Wire | FP4LDLD019MR2XE | FXPC OM4 LC_DX LC_DX 19M | EA |  | 1 Year | 62.4327 | 5% | 59.3111
40874 | Belden Wire | FP4LDLD01M1 | FXPC OM4 LC_DX LC_DX 1.1M | EA |  | 1 Year | 33.3267 | 5% | 31.6604
40875 | Belden Wire | FP4LDLD01M1R2XA | FXPC OM4 LC_DX LC_DX 1.1M | EA |  | 1 Year | 33.3267 | 5% | 31.6604
40876 | Belden Wire | FP4LDLD01M2 | FXPC OM4 LC_DX LC_DX 1.2M | EA |  | 1 Year | 33.4807 | 5% | 31.8067
40877 | Belden Wire | FP4LDLD01M2R2XA | FXPC OM4 LC_DX LC_DX 1.2M | EA |  | 1 Year | 33.4807 | 5% | 31.8067
40878 | Belden Wire | FP4LDLD01M2R3XE | FXPC OM4 LC_DX LC_DX 1.2M | EA |  | 1 Year | 33.4807 | 5% | 31.8067
40879 | Belden Wire | FP4LDLD01M3 | FXPC OM4 LC_DX LC_DX 1.3M | EA |  | 1 Year | 33.6347 | 5% | 31.953
40880 | Belden Wire | FP4LDLD01M3R2XA | FXPC OM4 LC_DX LC_DX 1.3M | EA |  | 1 Year | 33.6347 | 5% | 31.953
40881 | Belden Wire | FP4LDLD01M4 | FXPC OM4 LC_DX LC_DX 1.4M | EA |  | 1 Year | 33.7887 | 5% | 32.0993
40882 | Belden Wire | FP4LDLD01M4R2XA | FXPC OM4 LC_DX LC_DX 1.4M | EA |  | 1 Year | 33.7887 | 5% | 32.0993
40883 | Belden Wire | FP4LDLD01M5 | FXPC OM4 LC_DX LC_DX 1.5M | EA |  | 1 Year | 33.9427 | 5% | 32.2456
40884 | Belden Wire | FP4LDLD01M5R2XA | FXPC OM4 LC_DX LC_DX 1.5M | EA |  | 1 Year | 33.9427 | 5% | 32.2456
40885 | Belden Wire | FP4LDLD01M6 | FXPC OM4 LC_DX LC_DX 1.6M | EA |  | 1 Year | 34.0967 | 5% | 32.3919
40886 | Belden Wire | FP4LDLD01M6R2XA | FXPC OM4 LC_DX LC_DX 1.6M | EA |  | 1 Year | 34.0967 | 5% | 32.3919
40887 | Belden Wire | FP4LDLD01M7 | FXPC OM4 LC_DX LC_DX 1.7M | EA |  | 1 Year | 34.2507 | 5% | 32.5382
40888 | Belden Wire | FP4LDLD01M7R2XA | FXPC OM4 LC_DX LC_DX 1.7M | EA |  | 1 Year | 34.2507 | 5% | 32.5382
40889 | Belden Wire | FP4LDLD01M8 | FXPC OM4 LC_DX LC_DX 1.8M | EA |  | 1 Year | 34.4047 | 5% | 32.6845
40890 | Belden Wire | FP4LDLD01M8R2XA | FXPC OM4 LC_DX LC_DX 1.8M | EA |  | 1 Year | 34.4047 | 5% | 32.6845
40891 | Belden Wire | FP4LDLD01M9 | FXPC OM4 LC_DX LC_DX 1.9M | EA |  | 1 Year | 34.5587 | 5% | 32.8308
40892 | Belden Wire | FP4LDLD01M9R2XA | FXPC OM4 LC_DX LC_DX 1.9M | EA |  | 1 Year | 34.5587 | 5% | 32.8308
40893 | Belden Wire | FP4LDLD02M1 | FXPC OM4 LC_DX LC_DX 2.1M | EA |  | 1 Year | 34.8667 | 5% | 33.1234
40894 | Belden Wire | FP4LDLD02M1R2XA | FXPC OM4 LC_DX LC_DX 2.1M | EA |  | 1 Year | 34.8667 | 5% | 33.1234
40895 | Belden Wire | FP4LDLD02M2 | FXPC OM4 LC_DX LC_DX 2.2M | EA |  | 1 Year | 35.0207 | 5% | 33.2697
40896 | Belden Wire | FP4LDLD02M2R2XA | FXPC OM4 LC_DX LC_DX 2.2M | EA |  | 1 Year | 35.0207 | 5% | 33.2697
40897 | Belden Wire | FP4LDLD02M3 | FXPC OM4 LC_DX LC_DX 2.3M | EA |  | 1 Year | 35.1747 | 5% | 33.416
40898 | Belden Wire | FP4LDLD02M3R2XA | FXPC OM4 LC_DX LC_DX 2.3M | EA |  | 1 Year | 35.1747 | 5% | 33.416
40899 | Belden Wire | FP4LDLD02M4 | FXPC OM4 LC_DX LC_DX 2.4M | EA |  | 1 Year | 35.3287 | 5% | 33.5623
40900 | Belden Wire | FP4LDLD02M4R2XA | FXPC OM4 LC_DX LC_DX 2.4M | EA |  | 1 Year | 35.3287 | 5% | 33.5623
40901 | Belden Wire | FP4LDLD02M5 | FXPC OM4 LC_DX LC_DX 2.5M | EA |  | 1 Year | 35.4827 | 5% | 33.7086
40902 | Belden Wire | FP4LDLD02M5R2XA | FXPC OM4 LC_DX LC_DX 2.5M | EA |  | 1 Year | 35.4827 | 5% | 33.7086
40903 | Belden Wire | FP4LDLD02M6 | FXPC OM4 LC_DX LC_DX 2.6M | EA |  | 1 Year | 35.6367 | 5% | 33.8549
40904 | Belden Wire | FP4LDLD02M6R2XA | FXPC OM4 LC_DX LC_DX 2.6M | EA |  | 1 Year | 35.6367 | 5% | 33.8549
40905 | Belden Wire | FP4LDLD02M7 | FXPC OM4 LC_DX LC_DX 2.7M | EA |  | 1 Year | 35.7907 | 5% | 34.0012
40906 | Belden Wire | FP4LDLD02M7R2XA | FXPC OM4 LC_DX LC_DX 2.7M | EA |  | 1 Year | 35.7907 | 5% | 34.0012
40907 | Belden Wire | FP4LDLD02M8 | FXPC OM4 LC_DX LC_DX 2.8M | EA |  | 1 Year | 35.9447 | 5% | 34.1475
40908 | Belden Wire | FP4LDLD02M8R2XA | FXPC OM4 LC_DX LC_DX 2.8M | EA |  | 1 Year | 35.9447 | 5% | 34.1475
40909 | Belden Wire | FP4LDLD02M9 | FXPC OM4 LC_DX LC_DX 2.9M | EA |  | 1 Year | 36.0987 | 5% | 34.2938
40910 | Belden Wire | FP4LDLD02M9R2XA | FXPC OM4 LC_DX LC_DX 2.9M | EA |  | 1 Year | 36.0987 | 5% | 34.2938
40911 | Belden Wire | FP4LDLD03M1 | FXPC OM4 LC_DX LC_DX 3.1M | EA |  | 1 Year | 36.4067 | 5% | 34.5864
40912 | Belden Wire | FP4LDLD03M1R2XA | FXPC OM4 LC_DX LC_DX 3.1M | EA |  | 1 Year | 36.4067 | 5% | 34.5864
40913 | Belden Wire | FP4LDLD03M2 | FXPC OM4 LC_DX LC_DX 3.2M | EA |  | 1 Year | 36.5607 | 5% | 34.7327
40914 | Belden Wire | FP4LDLD03M2R2XA | FXPC OM4 LC_DX LC_DX 3.2M | EA |  | 1 Year | 36.5607 | 5% | 34.7327
40915 | Belden Wire | FP4LDLD03M3 | FXPC OM4 LC_DX LC_DX 3.3M | EA |  | 1 Year | 36.7147 | 5% | 34.879
40916 | Belden Wire | FP4LDLD03M3R2XA | FXPC OM4 LC_DX LC_DX 3.3M | EA |  | 1 Year | 36.7147 | 5% | 34.879
40917 | Belden Wire | FP4LDLD03M4 | FXPC OM4 LC_DX LC_DX 3.4M | EA |  | 1 Year | 36.8687 | 5% | 35.0253
40918 | Belden Wire | FP4LDLD03M4R2XA | FXPC OM4 LC_DX LC_DX 3.4M | EA |  | 1 Year | 36.8687 | 5% | 35.0253
40919 | Belden Wire | FP4LDLD03M5 | FXPC OM4 LC_DX LC_DX 3.5M | EA |  | 1 Year | 37.0227 | 5% | 35.1716
40920 | Belden Wire | FP4LDLD03M5R2XA | FXPC OM4 LC_DX LC_DX 3.5M | EA |  | 1 Year | 37.0227 | 5% | 35.1716
40921 | Belden Wire | FP4LDLD03M6 | FXPC OM4 LC_DX LC_DX 3.6M | EA |  | 1 Year | 37.1767 | 5% | 35.3179
40922 | Belden Wire | FP4LDLD03M6R2XA | FXPC OM4 LC_DX LC_DX 3.6M | EA |  | 1 Year | 37.1767 | 5% | 35.3179
40923 | Belden Wire | FP4LDLD03M7 | FXPC OM4 LC_DX LC_DX 3.7M | EA |  | 1 Year | 37.3307 | 5% | 35.4642
40924 | Belden Wire | FP4LDLD03M7R2XA | FXPC OM4 LC_DX LC_DX 3.7M | EA |  | 1 Year | 37.3307 | 5% | 35.4642
40925 | Belden Wire | FP4LDLD03M8 | FXPC OM4 LC_DX LC_DX 3.8M | EA |  | 1 Year | 37.4847 | 5% | 35.6105
40926 | Belden Wire | FP4LDLD03M8R2XA | FXPC OM4 LC_DX LC_DX 3.8M | EA |  | 1 Year | 37.4847 | 5% | 35.6105
40927 | Belden Wire | FP4LDLD03M9 | FXPC OM4 LC_DX LC_DX 3.9M | EA |  | 1 Year | 37.6387 | 5% | 35.7568
40928 | Belden Wire | FP4LDLD03M9R2XA | FXPC OM4 LC_DX LC_DX 3.9M | EA |  | 1 Year | 37.6387 | 5% | 35.7568
40929 | Belden Wire | FP4LDLD045MR2XE | FXPC OM4 LC_DX LC_DX 45M | EA |  | 1 Year | 104.58 | 5% | 99.351
40930 | Belden Wire | FP4LDLD04M1 | FXPC OM4 LC_DX LC_DX 4.1M | EA |  | 1 Year | 37.9467 | 5% | 36.0494
40931 | Belden Wire | FP4LDLD04M1R2XA | FXPC OM4 LC_DX LC_DX 4.1M | EA |  | 1 Year | 37.9467 | 5% | 36.0494
40932 | Belden Wire | FP4LDLD04M2 | FXPC OM4 LC_DX LC_DX 4.2M | EA |  | 1 Year | 38.1007 | 5% | 36.1957
40933 | Belden Wire | FP4LDLD04M2R2XA | FXPC OM4 LC_DX LC_DX 4.2M | EA |  | 1 Year | 38.1007 | 5% | 36.1957
40934 | Belden Wire | FP4LDLD04M3 | FXPC OM4 LC_DX LC_DX 4.3M | EA |  | 1 Year | 38.2547 | 5% | 36.342
40935 | Belden Wire | FP4LDLD04M3R2XA | FXPC OM4 LC_DX LC_DX 4.3M | EA |  | 1 Year | 38.2547 | 5% | 36.342
40936 | Belden Wire | FP4LDLD04M4 | FXPC OM4 LC_DX LC_DX 4.4M | EA |  | 1 Year | 38.4087 | 5% | 36.4883
40937 | Belden Wire | FP4LDLD04M4R2XA | FXPC OM4 LC_DX LC_DX 4.4M | EA |  | 1 Year | 38.4087 | 5% | 36.4883
40938 | Belden Wire | FP4LDLD04M5 | FXPC OM4 LC_DX LC_DX 4.5M | EA |  | 1 Year | 38.5627 | 5% | 36.6346
40939 | Belden Wire | FP4LDLD04M5R2XA | FXPC OM4 LC_DX LC_DX 4.5M | EA |  | 1 Year | 38.5627 | 5% | 36.6346
40940 | Belden Wire | FP4LDLD04M6 | FXPC OM4 LC_DX LC_DX 4.6M | EA |  | 1 Year | 38.7167 | 5% | 36.7809
40941 | Belden Wire | FP4LDLD04M6R2XA | FXPC OM4 LC_DX LC_DX 4.6M | EA |  | 1 Year | 38.7167 | 5% | 36.7809
40942 | Belden Wire | FP4LDLD04M7 | FXPC OM4 LC_DX LC_DX 4.7M | EA |  | 1 Year | 38.8707 | 5% | 36.9272
40943 | Belden Wire | FP4LDLD04M7R2XA | FXPC OM4 LC_DX LC_DX 4.7M | EA |  | 1 Year | 38.8707 | 5% | 36.9272
40944 | Belden Wire | FP4LDLD04M8 | FXPC OM4 LC_DX LC_DX 4.8M | EA |  | 1 Year | 39.0247 | 5% | 37.0735
40945 | Belden Wire | FP4LDLD04M8R2XA | FXPC OM4 LC_DX LC_DX 4.8M | EA |  | 1 Year | 39.0247 | 5% | 37.0735
40946 | Belden Wire | FP4LDLD04M9 | FXPC OM4 LC_DX LC_DX 4.9M | EA |  | 1 Year | 39.1787 | 5% | 37.2198
40947 | Belden Wire | FP4LDLD04M9R2XA | FXPC OM4 LC_DX LC_DX 4.9M | EA |  | 1 Year | 39.1787 | 5% | 37.2198
40948 | Belden Wire | FP4LDLD05M5 | FXPC OM4 LC_DX LC_DX 5.5M | EA |  | 1 Year | 40.1027 | 5% | 38.0976
40949 | Belden Wire | FP4LDLD05M5R2XA | FXPC OM4 LC_DX LC_DX 5.5M | EA |  | 1 Year | 40.1027 | 5% | 38.0976
40950 | Belden Wire | FP4LDLD06M5 | FXPC OM4 LC_DX LC_DX 6.5M | EA |  | 1 Year | 41.6427 | 5% | 39.5606
40951 | Belden Wire | FP4LDLD06M5R2XA | FXPC OM4 LC_DX LC_DX 6.5M | EA |  | 1 Year | 41.6427 | 5% | 39.5606
40952 | Belden Wire | FP4LDLD07M5 | FXPC OM4 LC_DX LC_DX 7.5M | EA |  | 1 Year | 43.1827 | 5% | 41.0236
40953 | Belden Wire | FP4LDLD07M5R2XA | FXPC OM4 LC_DX LC_DX 7.5M | EA |  | 1 Year | 43.1827 | 5% | 41.0236
40954 | Belden Wire | FP4LDLD08M5 | FXPC OM4 LC_DX LC_DX 8.5M | EA |  | 1 Year | 44.7227 | 5% | 42.4866
40955 | Belden Wire | FP4LDLD08M5R2XA | FXPC OM4 LC_DX LC_DX 8.5M | EA |  | 1 Year | 44.7227 | 5% | 42.4866
40956 | Belden Wire | FP4LDLD09M5 | FXPC OM4 LC_DX LC_DX 9.5M | EA |  | 1 Year | 46.2627 | 5% | 43.9496
40957 | Belden Wire | FP4LDLD09M5R2XA | FXPC OM4 LC_DX LC_DX 9.5M | EA |  | 1 Year | 46.2627 | 5% | 43.9496
40958 | Belden Wire | FP4LDLD10M5 | FXPC OM4 LC_DX LC_DX 10.5M | EA |  | 1 Year | 47.8027 | 5% | 45.4126
40959 | Belden Wire | FP4LDLD10M5R2XA | FXPC OM4 LC_DX LC_DX 10.5M | EA |  | 1 Year | 47.8027 | 5% | 45.4126
40960 | Belden Wire | FP4LDLD11M5 | FXPC OM4 LC_DX LC_DX 11.5M | EA |  | 1 Year | 49.3427 | 5% | 46.8756
40961 | Belden Wire | FP4LDLD11M5R2XA | FXPC OM4 LC_DX LC_DX 11.5M | EA |  | 1 Year | 49.3427 | 5% | 46.8756
40962 | Belden Wire | FP4LDLD12M5 | FXPC OM4 LC_DX LC_DX 12.5M | EA |  | 1 Year | 50.8827 | 5% | 48.3386
40963 | Belden Wire | FP4LDLD12M5R2XA | FXPC OM4 LC_DX LC_DX 12.5M | EA |  | 1 Year | 50.8827 | 5% | 48.3386
40964 | Belden Wire | FP4LDLD13M5 | FXPC OM4 LC_DX LC_DX 13.5M | EA |  | 1 Year | 52.4227 | 5% | 49.8016
40965 | Belden Wire | FP4LDLD13M5R2XA | FXPC OM4 LC_DX LC_DX 13.5M | EA |  | 1 Year | 52.4227 | 5% | 49.8016
40966 | Belden Wire | FP4LDLD14M5 | FXPC OM4 LC_DX LC_DX 14.5M | EA |  | 1 Year | 53.9627 | 5% | 51.2646
40967 | Belden Wire | FP4LDLD14M5R2XA | FXPC OM4 LC_DX LC_DX 14.5M | EA |  | 1 Year | 53.9627 | 5% | 51.2646
40968 | Belden Wire | FP4LDLM002MR2XA | FXPC OM4 LC_DX MINI_LC 2M | EA |  | 1 Year | 34.7127 | 5% | 32.9771
40969 | Belden Wire | FP4LDLM003MR2XA | FXPC OM4 LC_DX MINI_LC 3M | EA |  | 1 Year | 36.2527 | 5% | 34.4401
40970 | Belden Wire | FP4LDLM005MR2XA | FXPC OM4 LC_DX MINI_LC 5M | EA |  | 1 Year | 39.3327 | 5% | 37.3661
40971 | Belden Wire | FP4LDMF001M | FXPC OM4 6_LC_DX MPO12_F 1M | EA |  | 1 Year | 393.221 | 5% | 373.5599
40972 | Belden Wire | FP4LDMF001MP7AA | FXPC OM4 6_LC_DX MPO12_F 1M | EA |  | 1 Year | 393.221 | 5% | 373.5599
40973 | Belden Wire | FP4LDMF002M | FXPC OM4 6_LC_DX MPO12_F 2M | EA |  | 1 Year | 399.044 | 5% | 379.0918
40974 | Belden Wire | FP4LDMF002MP7AA | FXPC OM4 6_LC_DX MPO12_F 2M | EA |  | 1 Year | 399.044 | 5% | 379.0918
40975 | Belden Wire | FP4LDMF003M | FXPC OM4 6_LC_DX MPO12_F 3M | EA |  | 1 Year | 404.867 | 5% | 384.6236
40976 | Belden Wire | FP4LDMF003MP7AA | FXPC OM4 6_LC_DX MPO12_F 3M | EA |  | 1 Year | 404.867 | 5% | 384.6236
40977 | Belden Wire | FP4LDMF004M | FXPC OM4 6_LC_DX MPO12_F 4M | EA |  | 1 Year | 410.69 | 5% | 390.1555
40978 | Belden Wire | FP4LDMF004MP7AA | FXPC OM4 6_LC_DX MPO12_F 4M | EA |  | 1 Year | 410.69 | 5% | 390.1555
40979 | Belden Wire | FP4LDMF005M | FXPC OM4 6_LC_DX MPO12_F 5M | EA |  | 1 Year | 416.513 | 5% | 395.6873
40980 | Belden Wire | FP4LDMF005MP7AA | FXPC OM4 6_LC_DX MPO12_F 5M | EA |  | 1 Year | 416.513 | 5% | 395.6873
40981 | Belden Wire | FP4LDMF006M | FXPC OM4 6_LC_DX MPO12_F 6M | EA |  | 1 Year | 422.336 | 5% | 401.2192
40982 | Belden Wire | FP4LDMF006MP7AA | FXPC OM4 6_LC_DX MPO12_F 6M | EA |  | 1 Year | 422.336 | 5% | 401.2192
40983 | Belden Wire | FP4LDMF007M | FXPC OM4 6_LC_DX MPO12_F 7M | EA |  | 1 Year | 428.159 | 5% | 406.751
40984 | Belden Wire | FP4LDMF007MP7AA | FXPC OM4 6_LC_DX MPO12_F 7M | EA |  | 1 Year | 428.159 | 5% | 406.751
40985 | Belden Wire | FP4LDMF008M | FXPC OM4 6_LC_DX MPO12_F 8M | EA |  | 1 Year | 433.982 | 5% | 412.2829
40986 | Belden Wire | FP4LDMF008MP7AA | FXPC OM4 6_LC_DX MPO12_F 8M | EA |  | 1 Year | 433.982 | 5% | 412.2829
40987 | Belden Wire | FP4LDMF009M | FXPC OM4 6_LC_DX MPO12_F 9M | EA |  | 1 Year | 439.805 | 5% | 417.8148
40988 | Belden Wire | FP4LDMF009MP7AA | FXPC OM4 6_LC_DX MPO12_F 9M | EA |  | 1 Year | 439.805 | 5% | 417.8148
40989 | Belden Wire | FP4LDMF010M | FXPC OM4 6_LC_DX MPO12_F 10M | EA |  | 1 Year | 445.628 | 5% | 423.3466
40990 | Belden Wire | FP4LDMF010MP7AA | FXPC OM4 6_LC_DX MPO12_F 10M | EA |  | 1 Year | 445.628 | 5% | 423.3466
40991 | Belden Wire | FP4LDMM001M | FXPC OM4 6_LC_DX MPO12_M 1M | EA |  | 1 Year | 393.221 | 5% | 373.5599
40992 | Belden Wire | FP4LDMM001MP7AA | FXPC OM4 6_LC_DX MPO12_M 1M | EA |  | 1 Year | 393.221 | 5% | 373.5599
40993 | Belden Wire | FP4LDMM002M | FXPC OM4 6_LC_DX MPO12_M 2M | EA |  | 1 Year | 399.044 | 5% | 379.0918
40994 | Belden Wire | FP4LDMM002MP7AA | FXPC OM4 6_LC_DX MPO12_M 2M | EA |  | 1 Year | 399.044 | 5% | 379.0918
40995 | Belden Wire | FP4LDMM003M | FXPC OM4 6_LC_DX MPO12_M 3M | EA |  | 1 Year | 404.867 | 5% | 384.6236
40996 | Belden Wire | FP4LDMM003MP7AA | FXPC OM4 6_LC_DX MPO12_M 3M | EA |  | 1 Year | 404.867 | 5% | 384.6236
40997 | Belden Wire | FP4LDMM004M | FXPC OM4 6_LC_DX MPO12_M 4M | EA |  | 1 Year | 410.69 | 5% | 390.1555
40998 | Belden Wire | FP4LDMM004MP7AA | FXPC OM4 6_LC_DX MPO12_M 4M | EA |  | 1 Year | 410.69 | 5% | 390.1555
40999 | Belden Wire | FP4LDMM005M | FXPC OM4 6_LC_DX MPO12_M 5M | EA |  | 1 Year | 416.513 | 5% | 395.6873
41000 | Belden Wire | FP4LDMM005MP7AA | FXPC OM4 6_LC_DX MPO12_M 5M | EA |  | 1 Year | 416.513 | 5% | 395.6873
41001 | Belden Wire | FP4LDMM006M | FXPC OM4 6_LC_DX MPO12_M 6M | EA |  | 1 Year | 422.336 | 5% | 401.2192
41002 | Belden Wire | FP4LDMM006MP7AA | FXPC OM4 6_LC_DX MPO12_M 6M | EA |  | 1 Year | 422.336 | 5% | 401.2192
41003 | Belden Wire | FP4LDMM007M | FXPC OM4 6_LC_DX MPO12_M 7M | EA |  | 1 Year | 428.159 | 5% | 406.751
41004 | Belden Wire | FP4LDMM007MP7AA | FXPC OM4 6_LC_DX MPO12_M 7M | EA |  | 1 Year | 428.159 | 5% | 406.751
41005 | Belden Wire | FP4LDMM008M | FXPC OM4 6_LC_DX MPO12_M 8M | EA |  | 1 Year | 433.982 | 5% | 412.2829
41006 | Belden Wire | FP4LDMM008MP7AA | FXPC OM4 6_LC_DX MPO12_M 8M | EA |  | 1 Year | 433.982 | 5% | 412.2829
41007 | Belden Wire | FP4LDMM009M | FXPC OM4 6_LC_DX MPO12_M 9M | EA |  | 1 Year | 439.805 | 5% | 417.8148
41008 | Belden Wire | FP4LDMM009MP7AA | FXPC OM4 6_LC_DX MPO12_M 9M | EA |  | 1 Year | 439.805 | 5% | 417.8148
41009 | Belden Wire | FP4LDMM010M | FXPC OM4 6_LC_DX MPO12_M 10M | EA |  | 1 Year | 445.628 | 5% | 423.3466
41010 | Belden Wire | FP4LDMM010MP7AA | FXPC OM4 6_LC_DX MPO12_M 10M | EA |  | 1 Year | 445.628 | 5% | 423.3466
41011 | Belden Wire | FP4LDSD001M | FXPC OM4 LC_DX SC_DX 1M | EA |  | 1 Year | 33.1727 | 5% | 31.5141
41012 | Belden Wire | FP4LDSD001MR2XA | FXPC OM4 LC_DX SC_DX 1M | EA |  | 1 Year | 33.1727 | 5% | 31.5141
41013 | Belden Wire | FP4LDSD002M | FXPC OM4 LC_DX SC_DX 2M | EA |  | 1 Year | 34.7127 | 5% | 32.9771
41014 | Belden Wire | FP4LDSD002MR2XA | FXPC OM4 LC_DX SC_DX 2M | EA |  | 1 Year | 34.7127 | 5% | 32.9771
41015 | Belden Wire | FP4LDSD003M | FXPC OM4 LC_DX SC_DX 3M | EA |  | 1 Year | 36.2527 | 5% | 34.4401
41016 | Belden Wire | FP4LDSD003MR2XA | FXPC OM4 LC_DX SC_DX 3M | EA |  | 1 Year | 36.2527 | 5% | 34.4401
41017 | Belden Wire | FP4LDSD003MR3XA | FXPC OM4 LC_DX SC_DX 3M | EA |  | 1 Year | 36.2527 | 5% | 34.4401
41018 | Belden Wire | FP4LDSD004M | FXPC OM4 LC_DX SC_DX 4M | EA |  | 1 Year | 37.7927 | 5% | 35.9031
41019 | Belden Wire | FP4LDSD004MR2XA | FXPC OM4 LC_DX SC_DX 4M | EA |  | 1 Year | 37.7927 | 5% | 35.9031
41020 | Belden Wire | FP4LDSD005M | FXPC OM4 LC_DX SC_DX 5M | EA |  | 1 Year | 39.3327 | 5% | 37.3661
41021 | Belden Wire | FP4LDSD005MR2XA | FXPC OM4 LC_DX SC_DX 5M | EA |  | 1 Year | 39.3327 | 5% | 37.3661
41022 | Belden Wire | FP4LDSD006M | FXPC OM4 LC_DX SC_DX 6M | EA |  | 1 Year | 40.8727 | 5% | 38.8291
41023 | Belden Wire | FP4LDSD006MR2XA | FXPC OM4 LC_DX SC_DX 6M | EA |  | 1 Year | 40.8727 | 5% | 38.8291
41024 | Belden Wire | FP4LDSD007M | FXPC OM4 LC_DX SC_DX 7M | EA |  | 1 Year | 42.4127 | 5% | 40.2921
41025 | Belden Wire | FP4LDSD007MR2XA | FXPC OM4 LC_DX SC_DX 7M | EA |  | 1 Year | 42.4127 | 5% | 40.2921
41026 | Belden Wire | FP4LDSD008M | FXPC OM4 LC_DX SC_DX 8M | EA |  | 1 Year | 43.9527 | 5% | 41.7551
41027 | Belden Wire | FP4LDSD008MR2XA | FXPC OM4 LC_DX SC_DX 8M | EA |  | 1 Year | 43.9527 | 5% | 41.7551
41028 | Belden Wire | FP4LDSD009M | FXPC OM4 LC_DX SC_DX 9M | EA |  | 1 Year | 45.4927 | 5% | 43.2181
41029 | Belden Wire | FP4LDSD009MR2XA | FXPC OM4 LC_DX SC_DX 9M | EA |  | 1 Year | 45.4927 | 5% | 43.2181
41030 | Belden Wire | FP4LDSD00M3 | FXPC OM4 LC_DX SC_DX 0.3M | EA |  | 1 Year | 32.0947 | 5% | 30.49
41031 | Belden Wire | FP4LDSD00M5 | FXPC OM4 LC_DX SC_DX 0.5M | EA |  | 1 Year | 32.4027 | 5% | 30.7826
41032 | Belden Wire | FP4LDSD00M5R2XA | FXPC OM4 LC_DX SC_DX 0.5M | EA |  | 1 Year | 32.4027 | 5% | 30.7826
41033 | Belden Wire | FP4LDSD010M | FXPC OM4 LC_DX SC_DX 10M | EA |  | 1 Year | 47.0327 | 5% | 44.6811
41034 | Belden Wire | FP4LDSD010MR2XA | FXPC OM4 LC_DX SC_DX 10M | EA |  | 1 Year | 47.0327 | 5% | 44.6811
41035 | Belden Wire | FP4LDSD011M | FXPC OM4 LC_DX SC_DX 11M | EA |  | 1 Year | 48.5727 | 5% | 46.1441
41036 | Belden Wire | FP4LDSD011MR2XA | FXPC OM4 LC_DX SC_DX 11M | EA |  | 1 Year | 48.5727 | 5% | 46.1441
41037 | Belden Wire | FP4LDSD012M | FXPC OM4 LC_DX SC_DX 12M | EA |  | 1 Year | 50.1127 | 5% | 47.6071
41038 | Belden Wire | FP4LDSD012MR2XA | FXPC OM4 LC_DX SC_DX 12M | EA |  | 1 Year | 50.1127 | 5% | 47.6071
41039 | Belden Wire | FP4LDSD013M | FXPC OM4 LC_DX SC_DX 13M | EA |  | 1 Year | 51.6527 | 5% | 49.0701
41040 | Belden Wire | FP4LDSD013MR2XA | FXPC OM4 LC_DX SC_DX 13M | EA |  | 1 Year | 51.6527 | 5% | 49.0701
41041 | Belden Wire | FP4LDSD014M | FXPC OM4 LC_DX SC_DX 14M | EA |  | 1 Year | 53.1927 | 5% | 50.5331
41042 | Belden Wire | FP4LDSD014MR2XA | FXPC OM4 LC_DX SC_DX 14M | EA |  | 1 Year | 53.1927 | 5% | 50.5331
41043 | Belden Wire | FP4LDSD015M | FXPC OM4 LC_DX SC_DX 15M | EA |  | 1 Year | 54.7327 | 5% | 51.9961
41044 | Belden Wire | FP4LDSD015MR2XA | FXPC OM4 LC_DX SC_DX 15M | EA |  | 1 Year | 54.7327 | 5% | 51.9961
41045 | Belden Wire | FP4LDSD01M5 | FXPC OM4 LC_DX SC_DX 1.5M | EA |  | 1 Year | 33.9427 | 5% | 32.2456
41046 | Belden Wire | FP4LDSD01M5R2XA | FXPC OM4 LC_DX SC_DX 1.5M | EA |  | 1 Year | 33.9427 | 5% | 32.2456
41047 | Belden Wire | FP4LDSD01M8R2XA | FXPC OM4 LC_DX SC_DX 1.8M | EA |  | 1 Year | 34.4047 | 5% | 32.6845
41048 | Belden Wire | FP4LDSD02M1R2XA | FXPC OM4 LC_DX SC_DX 2.1M | EA |  | 1 Year | 34.8667 | 5% | 33.1234
41049 | Belden Wire | FP4LDSD02M5 | FXPC OM4 LC_DX SC_DX 2.5M | EA |  | 1 Year | 35.4827 | 5% | 33.7086
41050 | Belden Wire | FP4LDSD02M5R2XA | FXPC OM4 LC_DX SC_DX 2.5M | EA |  | 1 Year | 35.4827 | 5% | 33.7086
41051 | Belden Wire | FP4LDSD03M5 | FXPC OM4 LC_DX SC_DX 3.5M | EA |  | 1 Year | 37.0227 | 5% | 35.1716
41052 | Belden Wire | FP4LDSD03M5R2XA | FXPC OM4 LC_DX SC_DX 3.5M | EA |  | 1 Year | 37.0227 | 5% | 35.1716
41053 | Belden Wire | FP4LDSD03M7 | FXPC OM4 LC_DX SC_DX 3.7M | EA |  | 1 Year | 37.3307 | 5% | 35.4642
41054 | Belden Wire | FP4LDSD04M5 | FXPC OM4 LC_DX SC_DX 4.5M | EA |  | 1 Year | 38.5627 | 5% | 36.6346
41055 | Belden Wire | FP4LDSD04M5R2XA | FXPC OM4 LC_DX SC_DX 4.5M | EA |  | 1 Year | 38.5627 | 5% | 36.6346
41056 | Belden Wire | FP4LDSD04M6R2XA | FXPC OM4 LC_DX SC_DX 4.6M | EA |  | 1 Year | 38.7167 | 5% | 36.7809
41057 | Belden Wire | FP4LDSD05M5 | FXPC OM4 LC_DX SC_DX 5.5M | EA |  | 1 Year | 40.1027 | 5% | 38.0976
41058 | Belden Wire | FP4LDSD05M5R2XA | FXPC OM4 LC_DX SC_DX 5.5M | EA |  | 1 Year | 40.1027 | 5% | 38.0976
41059 | Belden Wire | FP4LDSD06M5 | FXPC OM4 LC_DX SC_DX 6.5M | EA |  | 1 Year | 41.6427 | 5% | 39.5606
41060 | Belden Wire | FP4LDSD06M5R2XA | FXPC OM4 LC_DX SC_DX 6.5M | EA |  | 1 Year | 41.6427 | 5% | 39.5606
41061 | Belden Wire | FP4LDSD07M5 | FXPC OM4 LC_DX SC_DX 7.5M | EA |  | 1 Year | 43.1827 | 5% | 41.0236
41062 | Belden Wire | FP4LDSD07M5R2XA | FXPC OM4 LC_DX SC_DX 7.5M | EA |  | 1 Year | 43.1827 | 5% | 41.0236
41063 | Belden Wire | FP4LDSD08M5 | FXPC OM4 LC_DX SC_DX 8.5M | EA |  | 1 Year | 44.7227 | 5% | 42.4866
41064 | Belden Wire | FP4LDSD08M5R2XA | FXPC OM4 LC_DX SC_DX 8.5M | EA |  | 1 Year | 44.7227 | 5% | 42.4866
41065 | Belden Wire | FP4LDSD09M5 | FXPC OM4 LC_DX SC_DX 9.5M | EA |  | 1 Year | 46.2627 | 5% | 43.9496
41066 | Belden Wire | FP4LDSD09M5R2XA | FXPC OM4 LC_DX SC_DX 9.5M | EA |  | 1 Year | 46.2627 | 5% | 43.9496
41067 | Belden Wire | FP4LDSD10M5 | FXPC OM4 LC_DX SC_DX 10.5M | EA |  | 1 Year | 47.8027 | 5% | 45.4126
41068 | Belden Wire | FP4LDSD10M5R2XA | FXPC OM4 LC_DX SC_DX 10.5M | EA |  | 1 Year | 47.8027 | 5% | 45.4126
41069 | Belden Wire | FP4LDSD11M5 | FXPC OM4 LC_DX SC_DX 11.5M | EA |  | 1 Year | 49.3427 | 5% | 46.8756
41070 | Belden Wire | FP4LDSD11M5R2XA | FXPC OM4 LC_DX SC_DX 11.5M | EA |  | 1 Year | 49.3427 | 5% | 46.8756
41071 | Belden Wire | FP4LDSD12M5 | FXPC OM4 LC_DX SC_DX 12.5M | EA |  | 1 Year | 50.8827 | 5% | 48.3386
41072 | Belden Wire | FP4LDSD12M5R2XA | FXPC OM4 LC_DX SC_DX 12.5M | EA |  | 1 Year | 50.8827 | 5% | 48.3386
41073 | Belden Wire | FP4LDSD13M5 | FXPC OM4 LC_DX SC_DX 13.5M | EA |  | 1 Year | 52.4227 | 5% | 49.8016
41074 | Belden Wire | FP4LDSD13M5R2XA | FXPC OM4 LC_DX SC_DX 13.5M | EA |  | 1 Year | 52.4227 | 5% | 49.8016
41075 | Belden Wire | FP4LDSD14M5 | FXPC OM4 LC_DX SC_DX 14.5M | EA |  | 1 Year | 53.9627 | 5% | 51.2646
41076 | Belden Wire | FP4LDSD14M5R2XA | FXPC OM4 LC_DX SC_DX 14.5M | EA |  | 1 Year | 53.9627 | 5% | 51.2646
41077 | Belden Wire | FP4LDST001M | FXPC OM4 LC_DX ST 1M | EA |  | 1 Year | 34.0051 | 5% | 32.3048
41078 | Belden Wire | FP4LDST001MR2XA | FXPC OM4 LC_DX ST 1M | EA |  | 1 Year | 34.0051 | 5% | 32.3048
41079 | Belden Wire | FP4LDST002M | FXPC OM4 LC_DX ST 2M | EA |  | 1 Year | 35.5451 | 5% | 33.7678
41080 | Belden Wire | FP4LDST002MR2XA | FXPC OM4 LC_DX ST 2M | EA |  | 1 Year | 35.5451 | 5% | 33.7678
41081 | Belden Wire | FP4LDST003M | FXPC OM4 LC_DX ST 3M | EA |  | 1 Year | 37.0851 | 5% | 35.2308
41082 | Belden Wire | FP4LDST003MR2XA | FXPC OM4 LC_DX ST 3M | EA |  | 1 Year | 37.0851 | 5% | 35.2308
41083 | Belden Wire | FP4LDST004M | FXPC OM4 LC_DX ST 4M | EA |  | 1 Year | 38.6251 | 5% | 36.6938
41084 | Belden Wire | FP4LDST004MR2XA | FXPC OM4 LC_DX ST 4M | EA |  | 1 Year | 38.6251 | 5% | 36.6938
41085 | Belden Wire | FP4LDST005M | FXPC OM4 LC_DX ST 5M | EA |  | 1 Year | 40.1651 | 5% | 38.1568
41086 | Belden Wire | FP4LDST005MR2XA | FXPC OM4 LC_DX ST 5M | EA |  | 1 Year | 40.1651 | 5% | 38.1568
41087 | Belden Wire | FP4LDST006M | FXPC OM4 LC_DX ST 6M | EA |  | 1 Year | 41.7051 | 5% | 39.6198
41088 | Belden Wire | FP4LDST006MR2XA | FXPC OM4 LC_DX ST 6M | EA |  | 1 Year | 41.7051 | 5% | 39.6198
41089 | Belden Wire | FP4LDST007M | FXPC OM4 LC_DX ST 7M | EA |  | 1 Year | 43.2451 | 5% | 41.0828
41090 | Belden Wire | FP4LDST007MR2XA | FXPC OM4 LC_DX ST 7M | EA |  | 1 Year | 43.2451 | 5% | 41.0828
41091 | Belden Wire | FP4LDST008M | FXPC OM4 LC_DX ST 8M | EA |  | 1 Year | 44.7851 | 5% | 42.5458
41092 | Belden Wire | FP4LDST008MR2XA | FXPC OM4 LC_DX ST 8M | EA |  | 1 Year | 44.7851 | 5% | 42.5458
41093 | Belden Wire | FP4LDST009M | FXPC OM4 LC_DX ST 9M | EA |  | 1 Year | 46.3251 | 5% | 44.0088
41094 | Belden Wire | FP4LDST009MR2XA | FXPC OM4 LC_DX ST 9M | EA |  | 1 Year | 46.3251 | 5% | 44.0088
41095 | Belden Wire | FP4LDST00M5 | FXPC OM4 LC_DX ST 0.5M | EA |  | 1 Year | 33.2351 | 5% | 31.5733
41096 | Belden Wire | FP4LDST00M5R2XA | FXPC OM4 LC_DX ST 0.5M | EA |  | 1 Year | 33.2351 | 5% | 31.5733
41097 | Belden Wire | FP4LDST010M | FXPC OM4 LC_DX ST 10M | EA |  | 1 Year | 47.8651 | 5% | 45.4718
41098 | Belden Wire | FP4LDST010MR2XA | FXPC OM4 LC_DX ST 10M | EA |  | 1 Year | 47.8651 | 5% | 45.4718
41099 | Belden Wire | FP4LDST011M | FXPC OM4 LC_DX ST 11M | EA |  | 1 Year | 49.4051 | 5% | 46.9348
41100 | Belden Wire | FP4LDST011MR2XA | FXPC OM4 LC_DX ST 11M | EA |  | 1 Year | 49.4051 | 5% | 46.9348
41101 | Belden Wire | FP4LDST012M | FXPC OM4 LC_DX ST 12M | EA |  | 1 Year | 50.9451 | 5% | 48.3978
41102 | Belden Wire | FP4LDST012MR2XA | FXPC OM4 LC_DX ST 12M | EA |  | 1 Year | 50.9451 | 5% | 48.3978
41103 | Belden Wire | FP4LDST013M | FXPC OM4 LC_DX ST 13M | EA |  | 1 Year | 52.4851 | 5% | 49.8608
41104 | Belden Wire | FP4LDST013MR2XA | FXPC OM4 LC_DX ST 13M | EA |  | 1 Year | 52.4851 | 5% | 49.8608
41105 | Belden Wire | FP4LDST014M | FXPC OM4 LC_DX ST 14M | EA |  | 1 Year | 54.0251 | 5% | 51.3238
41106 | Belden Wire | FP4LDST014MR2XA | FXPC OM4 LC_DX ST 14M | EA |  | 1 Year | 54.0251 | 5% | 51.3238
41107 | Belden Wire | FP4LDST015M | FXPC OM4 LC_DX ST 15M | EA |  | 1 Year | 55.5651 | 5% | 52.7868
41108 | Belden Wire | FP4LDST015MR2XA | FXPC OM4 LC_DX ST 15M | EA |  | 1 Year | 55.5651 | 5% | 52.7868
41109 | Belden Wire | FP4LDST01M5 | FXPC OM4 LC_DX ST 1.5M | EA |  | 1 Year | 34.7751 | 5% | 33.0363
41110 | Belden Wire | FP4LDST01M5R2XA | FXPC OM4 LC_DX ST 1.5M | EA |  | 1 Year | 34.7751 | 5% | 33.0363
41111 | Belden Wire | FP4LDST02M5 | FXPC OM4 LC_DX ST 2.5M | EA |  | 1 Year | 36.3151 | 5% | 34.4993
41112 | Belden Wire | FP4LDST02M5R2XA | FXPC OM4 LC_DX ST 2.5M | EA |  | 1 Year | 36.3151 | 5% | 34.4993
41113 | Belden Wire | FP4LDST03M5 | FXPC OM4 LC_DX ST 3.5M | EA |  | 1 Year | 37.8551 | 5% | 35.9623
41114 | Belden Wire | FP4LDST03M5R2XA | FXPC OM4 LC_DX ST 3.5M | EA |  | 1 Year | 37.8551 | 5% | 35.9623
41115 | Belden Wire | FP4LDST04M5 | FXPC OM4 LC_DX ST 4.5M | EA |  | 1 Year | 39.3951 | 5% | 37.4253
41116 | Belden Wire | FP4LDST04M5R2XA | FXPC OM4 LC_DX ST 4.5M | EA |  | 1 Year | 39.3951 | 5% | 37.4253
41117 | Belden Wire | FP4LDST05M5 | FXPC OM4 LC_DX ST 5.5M | EA |  | 1 Year | 40.9351 | 5% | 38.8883
41118 | Belden Wire | FP4LDST05M5R2XA | FXPC OM4 LC_DX ST 5.5M | EA |  | 1 Year | 40.9351 | 5% | 38.8883
41119 | Belden Wire | FP4LDST06M5 | FXPC OM4 LC_DX ST 6.5M | EA |  | 1 Year | 42.4751 | 5% | 40.3513
41120 | Belden Wire | FP4LDST06M5R2XA | FXPC OM4 LC_DX ST 6.5M | EA |  | 1 Year | 42.4751 | 5% | 40.3513
41121 | Belden Wire | FP4LDST07M5 | FXPC OM4 LC_DX ST 7.5M | EA |  | 1 Year | 44.0151 | 5% | 41.8143
41122 | Belden Wire | FP4LDST07M5R2XA | FXPC OM4 LC_DX ST 7.5M | EA |  | 1 Year | 44.0151 | 5% | 41.8143
41123 | Belden Wire | FP4LDST08M5 | FXPC OM4 LC_DX ST 8.5M | EA |  | 1 Year | 45.5551 | 5% | 43.2773
41124 | Belden Wire | FP4LDST08M5R2XA | FXPC OM4 LC_DX ST 8.5M | EA |  | 1 Year | 45.5551 | 5% | 43.2773
41125 | Belden Wire | FP4LDST09M5 | FXPC OM4 LC_DX ST 9.5M | EA |  | 1 Year | 47.0951 | 5% | 44.7403
41126 | Belden Wire | FP4LDST09M5R2XA | FXPC OM4 LC_DX ST 9.5M | EA |  | 1 Year | 47.0951 | 5% | 44.7403
41127 | Belden Wire | FP4LDST10M5 | FXPC OM4 LC_DX ST 10.5M | EA |  | 1 Year | 48.6351 | 5% | 46.2033
41128 | Belden Wire | FP4LDST10M5R2XA | FXPC OM4 LC_DX ST 10.5M | EA |  | 1 Year | 48.6351 | 5% | 46.2033
41129 | Belden Wire | FP4LDST11M5 | FXPC OM4 LC_DX ST 11.5M | EA |  | 1 Year | 50.1751 | 5% | 47.6663
41130 | Belden Wire | FP4LDST11M5R2XA | FXPC OM4 LC_DX ST 11.5M | EA |  | 1 Year | 50.1751 | 5% | 47.6663
41131 | Belden Wire | FP4LDST12M5 | FXPC OM4 LC_DX ST 12.5M | EA |  | 1 Year | 51.7151 | 5% | 49.1293
41132 | Belden Wire | FP4LDST12M5R2XA | FXPC OM4 LC_DX ST 12.5M | EA |  | 1 Year | 51.7151 | 5% | 49.1293
41133 | Belden Wire | FP4LDST13M5 | FXPC OM4 LC_DX ST 13.5M | EA |  | 1 Year | 53.2551 | 5% | 50.5923
41134 | Belden Wire | FP4LDST13M5R2XA | FXPC OM4 LC_DX ST 13.5M | EA |  | 1 Year | 53.2551 | 5% | 50.5923
41135 | Belden Wire | FP4LDST14M5 | FXPC OM4 LC_DX ST 14.5M | EA |  | 1 Year | 54.7951 | 5% | 52.0553
41136 | Belden Wire | FP4LDST14M5R2XA | FXPC OM4 LC_DX ST 14.5M | EA |  | 1 Year | 54.7951 | 5% | 52.0553
41137 | Belden Wire | FP4LHLH001M | FXPC OM4 LD_UHD LD_UHD 1M | EA |  | 1 Year | 41.0808 | 5% | 39.0268
41138 | Belden Wire | FP4LHLH001MR2XA | FXPC OM4 LD_UHD LD_UHD 1M | EA |  | 1 Year | 41.0808 | 5% | 39.0268
41139 | Belden Wire | FP4LHLH002M | FXPC OM4 LD_UHD LD_UHD 2M | EA |  | 1 Year | 42.6208 | 5% | 40.4898
41140 | Belden Wire | FP4LHLH002MR2XA | FXPC OM4 LD_UHD LD_UHD 2M | EA |  | 1 Year | 42.6208 | 5% | 40.4898
41141 | Belden Wire | FP4LHLH003M | FXPC OM4 LD_UHD LD_UHD 3M | EA |  | 1 Year | 44.1608 | 5% | 41.9528
41142 | Belden Wire | FP4LHLH003MR2XA | FXPC OM4 LD_UHD LD_UHD 3M | EA |  | 1 Year | 44.1608 | 5% | 41.9528
41143 | Belden Wire | FP4LHLH004M | FXPC OM4 LD_UHD LD_UHD 4M | EA |  | 1 Year | 45.7008 | 5% | 43.4158
41144 | Belden Wire | FP4LHLH004MR2XA | FXPC OM4 LD_UHD LD_UHD 4M | EA |  | 1 Year | 45.7008 | 5% | 43.4158
41145 | Belden Wire | FP4LHLH005M | FXPC OM4 LD_UHD LD_UHD 5M | EA |  | 1 Year | 47.2408 | 5% | 44.8788
41146 | Belden Wire | FP4LHLH005MR2XA | FXPC OM4 LD_UHD LD_UHD 5M | EA |  | 1 Year | 47.2408 | 5% | 44.8788
41147 | Belden Wire | FP4LHLH006M | FXPC OM4 LD_UHD LD_UHD 6M | EA |  | 1 Year | 48.7808 | 5% | 46.3418
41148 | Belden Wire | FP4LHLH006MR2XA | FXPC OM4 LD_UHD LD_UHD 6M | EA |  | 1 Year | 48.7808 | 5% | 46.3418
41149 | Belden Wire | FP4LHLH007M | FXPC OM4 LD_UHD LD_UHD 7M | EA |  | 1 Year | 50.3208 | 5% | 47.8048
41150 | Belden Wire | FP4LHLH007MR2XA | FXPC OM4 LD_UHD LD_UHD 7M | EA |  | 1 Year | 50.3208 | 5% | 47.8048
41151 | Belden Wire | FP4LHLH008M | FXPC OM4 LD_UHD LD_UHD 8M | EA |  | 1 Year | 51.8608 | 5% | 49.2678
41152 | Belden Wire | FP4LHLH008MR2XA | FXPC OM4 LD_UHD LD_UHD 8M | EA |  | 1 Year | 51.8608 | 5% | 49.2678
41153 | Belden Wire | FP4LHLH009M | FXPC OM4 LD_UHD LD_UHD 9M | EA |  | 1 Year | 53.4008 | 5% | 50.7308
41154 | Belden Wire | FP4LHLH009MR2XA | FXPC OM4 LD_UHD LD_UHD 9M | EA |  | 1 Year | 53.4008 | 5% | 50.7308
41155 | Belden Wire | FP4LHLH00M3 | FXPC OM4 LD_UHD LD_UHD 0.3M | EA |  | 1 Year | 40.0028 | 5% | 38.0027
41156 | Belden Wire | FP4LHLH00M3R2XA | FXPC OM4 LD_UHD LD_UHD 0.3M | EA |  | 1 Year | 40.0028 | 5% | 38.0027
41157 | Belden Wire | FP4LHLH00M4 | FXPC OM4 LD_UHD LD_UHD 0.4M | EA |  | 1 Year | 40.1568 | 5% | 38.149
41158 | Belden Wire | FP4LHLH00M4R2XA | FXPC OM4 LD_UHD LD_UHD 0.4M | EA |  | 1 Year | 40.1568 | 5% | 38.149
41159 | Belden Wire | FP4LHLH00M5R2XA | FXPC OM4 LD_UHD LD_UHD 0.5M | EA |  | 1 Year | 40.3108 | 5% | 38.2953
41160 | Belden Wire | FP4LHLH00M6 | FXPC OM4 LD_UHD LD_UHD 0.6M | EA |  | 1 Year | 40.4648 | 5% | 38.4416
41161 | Belden Wire | FP4LHLH00M6R2XA | FXPC OM4 LD_UHD LD_UHD 0.6M | EA |  | 1 Year | 40.4648 | 5% | 38.4416
41162 | Belden Wire | FP4LHLH00M7 | FXPC OM4 LD_UHD LD_UHD 0.7M | EA |  | 1 Year | 40.6188 | 5% | 38.5879
41163 | Belden Wire | FP4LHLH00M7R2XA | FXPC OM4 LD_UHD LD_UHD 0.7M | EA |  | 1 Year | 40.6188 | 5% | 38.5879
41164 | Belden Wire | FP4LHLH00M8 | FXPC OM4 LD_UHD LD_UHD 0.8M | EA |  | 1 Year | 40.7728 | 5% | 38.7342
41165 | Belden Wire | FP4LHLH00M8R2XA | FXPC OM4 LD_UHD LD_UHD 0.8M | EA |  | 1 Year | 40.7728 | 5% | 38.7342
41166 | Belden Wire | FP4LHLH00M9 | FXPC OM4 LD_UHD LD_UHD 0.9M | EA |  | 1 Year | 40.9268 | 5% | 38.8805
41167 | Belden Wire | FP4LHLH00M9R2XA | FXPC OM4 LD_UHD LD_UHD 0.9M | EA |  | 1 Year | 40.9268 | 5% | 38.8805
41168 | Belden Wire | FP4LHLH010M | FXPC OM4 LD_UHD LD_UHD 10M | EA |  | 1 Year | 54.9408 | 5% | 52.1938
41169 | Belden Wire | FP4LHLH010MR2XA | FXPC OM4 LD_UHD LD_UHD 10M | EA |  | 1 Year | 54.9408 | 5% | 52.1938
41170 | Belden Wire | FP4LHLH011M | FXPC OM4 LD_UHD LD_UHD 11M | EA |  | 1 Year | 56.4808 | 5% | 53.6568
41171 | Belden Wire | FP4LHLH011MR2XA | FXPC OM4 LD_UHD LD_UHD 11M | EA |  | 1 Year | 56.4808 | 5% | 53.6568
41172 | Belden Wire | FP4LHLH012M | FXPC OM4 LD_UHD LD_UHD 12M | EA |  | 1 Year | 58.0208 | 5% | 55.1198
41173 | Belden Wire | FP4LHLH012MR2XA | FXPC OM4 LD_UHD LD_UHD 12M | EA |  | 1 Year | 58.0208 | 5% | 55.1198
41174 | Belden Wire | FP4LHLH013M | FXPC OM4 LD_UHD LD_UHD 13M | EA |  | 1 Year | 59.5608 | 5% | 56.5828
41175 | Belden Wire | FP4LHLH013MR2XA | FXPC OM4 LD_UHD LD_UHD 13M | EA |  | 1 Year | 59.5608 | 5% | 56.5828
41176 | Belden Wire | FP4LHLH014M | FXPC OM4 LD_UHD LD_UHD 14M | EA |  | 1 Year | 61.1008 | 5% | 58.0458
41177 | Belden Wire | FP4LHLH014MR2XA | FXPC OM4 LD_UHD LD_UHD 14M | EA |  | 1 Year | 61.1008 | 5% | 58.0458
41178 | Belden Wire | FP4LHLH015M | FXPC OM4 LD_UHD LD_UHD 15M | EA |  | 1 Year | 62.6408 | 5% | 59.5088
41179 | Belden Wire | FP4LHLH015MR2XA | FXPC OM4 LD_UHD LD_UHD 15M | EA |  | 1 Year | 62.6408 | 5% | 59.5088
41180 | Belden Wire | FP4LHLH01M1 | FXPC OM4 LD_UHD LD_UHD 1.1M | EA |  | 1 Year | 41.2348 | 5% | 39.1731
41181 | Belden Wire | FP4LHLH01M1R2XA | FXPC OM4 LD_UHD LD_UHD 1.1M | EA |  | 1 Year | 41.2348 | 5% | 39.1731
41182 | Belden Wire | FP4LHLH01M2 | FXPC OM4 LD_UHD LD_UHD 1.2M | EA |  | 1 Year | 41.3888 | 5% | 39.3194
41183 | Belden Wire | FP4LHLH01M2R2XA | FXPC OM4 LD_UHD LD_UHD 1.2M | EA |  | 1 Year | 41.3888 | 5% | 39.3194
41184 | Belden Wire | FP4LHLH01M3 | FXPC OM4 LD_UHD LD_UHD 1.3M | EA |  | 1 Year | 41.5428 | 5% | 39.4657
41185 | Belden Wire | FP4LHLH01M3R2XA | FXPC OM4 LD_UHD LD_UHD 1.3M | EA |  | 1 Year | 41.5428 | 5% | 39.4657
41186 | Belden Wire | FP4LHLH01M4 | FXPC OM4 LD_UHD LD_UHD 1.4M | EA |  | 1 Year | 41.6968 | 5% | 39.612
41187 | Belden Wire | FP4LHLH01M4R2XA | FXPC OM4 LD_UHD LD_UHD 1.4M | EA |  | 1 Year | 41.6968 | 5% | 39.612
41188 | Belden Wire | FP4LHLH01M5 | FXPC OM4 LD_UHD LD_UHD 1.5M | EA |  | 1 Year | 41.8508 | 5% | 39.7583
41189 | Belden Wire | FP4LHLH01M5R2XA | FXPC OM4 LD_UHD LD_UHD 1.5M | EA |  | 1 Year | 41.8508 | 5% | 39.7583
41190 | Belden Wire | FP4LHLH01M6 | FXPC OM4 LD_UHD LD_UHD 1.6M | EA |  | 1 Year | 42.0048 | 5% | 39.9046
41191 | Belden Wire | FP4LHLH01M6R2XA | FXPC OM4 LD_UHD LD_UHD 1.6M | EA |  | 1 Year | 42.0048 | 5% | 39.9046
41192 | Belden Wire | FP4LHLH01M7 | FXPC OM4 LD_UHD LD_UHD 1.7M | EA |  | 1 Year | 42.1588 | 5% | 40.0509
41193 | Belden Wire | FP4LHLH01M7R2XA | FXPC OM4 LD_UHD LD_UHD 1.7M | EA |  | 1 Year | 42.1588 | 5% | 40.0509
41194 | Belden Wire | FP4LHLH01M8 | FXPC OM4 LD_UHD LD_UHD 1.8M | EA |  | 1 Year | 42.3128 | 5% | 40.1972
41195 | Belden Wire | FP4LHLH01M8R2XA | FXPC OM4 LD_UHD LD_UHD 1.8M | EA |  | 1 Year | 42.3128 | 5% | 40.1972
41196 | Belden Wire | FP4LHLH01M9 | FXPC OM4 LD_UHD LD_UHD 1.9M | EA |  | 1 Year | 42.4668 | 5% | 40.3435
41197 | Belden Wire | FP4LHLH01M9R2XA | FXPC OM4 LD_UHD LD_UHD 1.9M | EA |  | 1 Year | 42.4668 | 5% | 40.3435
41198 | Belden Wire | FP4LHLH02M1 | FXPC OM4 LD_UHD LD_UHD 2.1M | EA |  | 1 Year | 42.7748 | 5% | 40.6361
41199 | Belden Wire | FP4LHLH02M1R2XA | FXPC OM4 LD_UHD LD_UHD 2.1M | EA |  | 1 Year | 42.7748 | 5% | 40.6361
41200 | Belden Wire | FP4LHLH02M2 | FXPC OM4 LD_UHD LD_UHD 2.2M | EA |  | 1 Year | 42.9288 | 5% | 40.7824
41201 | Belden Wire | FP4LHLH02M2R2XA | FXPC OM4 LD_UHD LD_UHD 2.2M | EA |  | 1 Year | 42.9288 | 5% | 40.7824
41202 | Belden Wire | FP4LHLH02M3 | FXPC OM4 LD_UHD LD_UHD 2.3M | EA |  | 1 Year | 43.0828 | 5% | 40.9287
41203 | Belden Wire | FP4LHLH02M3R2XA | FXPC OM4 LD_UHD LD_UHD 2.3M | EA |  | 1 Year | 43.0828 | 5% | 40.9287
41204 | Belden Wire | FP4LHLH02M4 | FXPC OM4 LD_UHD LD_UHD 2.4M | EA |  | 1 Year | 43.2368 | 5% | 41.075
41205 | Belden Wire | FP4LHLH02M4R2XA | FXPC OM4 LD_UHD LD_UHD 2.4M | EA |  | 1 Year | 43.2368 | 5% | 41.075
41206 | Belden Wire | FP4LHLH02M5 | FXPC OM4 LD_UHD LD_UHD 2.5M | EA |  | 1 Year | 43.3908 | 5% | 41.2213
41207 | Belden Wire | FP4LHLH02M5R2XA | FXPC OM4 LD_UHD LD_UHD 2.5M | EA |  | 1 Year | 43.3908 | 5% | 41.2213
41208 | Belden Wire | FP4LHLH02M6 | FXPC OM4 LD_UHD LD_UHD 2.6M | EA |  | 1 Year | 43.5448 | 5% | 41.3676
41209 | Belden Wire | FP4LHLH02M6R2XA | FXPC OM4 LD_UHD LD_UHD 2.6M | EA |  | 1 Year | 43.5448 | 5% | 41.3676
41210 | Belden Wire | FP4LHLH02M7 | FXPC OM4 LD_UHD LD_UHD 2.7M | EA |  | 1 Year | 43.6988 | 5% | 41.5139
41211 | Belden Wire | FP4LHLH02M7R2XA | FXPC OM4 LD_UHD LD_UHD 2.7M | EA |  | 1 Year | 43.6988 | 5% | 41.5139
41212 | Belden Wire | FP4LHLH02M8 | FXPC OM4 LD_UHD LD_UHD 2.8M | EA |  | 1 Year | 43.8528 | 5% | 41.6602
41213 | Belden Wire | FP4LHLH02M8R2XA | FXPC OM4 LD_UHD LD_UHD 2.8M | EA |  | 1 Year | 43.8528 | 5% | 41.6602
41214 | Belden Wire | FP4LHLH02M9 | FXPC OM4 LD_UHD LD_UHD 2.9M | EA |  | 1 Year | 44.0068 | 5% | 41.8065
41215 | Belden Wire | FP4LHLH02M9R2XA | FXPC OM4 LD_UHD LD_UHD 2.9M | EA |  | 1 Year | 44.0068 | 5% | 41.8065
41216 | Belden Wire | FP4LHLH03M1 | FXPC OM4 LD_UHD LD_UHD 3.1M | EA |  | 1 Year | 44.3148 | 5% | 42.0991
41217 | Belden Wire | FP4LHLH03M1R2XA | FXPC OM4 LD_UHD LD_UHD 3.1M | EA |  | 1 Year | 44.3148 | 5% | 42.0991
41218 | Belden Wire | FP4LHLH03M2 | FXPC OM4 LD_UHD LD_UHD 3.2M | EA |  | 1 Year | 44.4688 | 5% | 42.2454
41219 | Belden Wire | FP4LHLH03M2R2XA | FXPC OM4 LD_UHD LD_UHD 3.2M | EA |  | 1 Year | 44.4688 | 5% | 42.2454
41220 | Belden Wire | FP4LHLH03M3 | FXPC OM4 LD_UHD LD_UHD 3.3M | EA |  | 1 Year | 44.6228 | 5% | 42.3917
41221 | Belden Wire | FP4LHLH03M3R2XA | FXPC OM4 LD_UHD LD_UHD 3.3M | EA |  | 1 Year | 44.6228 | 5% | 42.3917
41222 | Belden Wire | FP4LHLH03M4 | FXPC OM4 LD_UHD LD_UHD 3.4M | EA |  | 1 Year | 44.7768 | 5% | 42.538
41223 | Belden Wire | FP4LHLH03M4R2XA | FXPC OM4 LD_UHD LD_UHD 3.4M | EA |  | 1 Year | 44.7768 | 5% | 42.538
41224 | Belden Wire | FP4LHLH03M5 | FXPC OM4 LD_UHD LD_UHD 3.5M | EA |  | 1 Year | 44.9308 | 5% | 42.6843
41225 | Belden Wire | FP4LHLH03M5R2XA | FXPC OM4 LD_UHD LD_UHD 3.5M | EA |  | 1 Year | 44.9308 | 5% | 42.6843
41226 | Belden Wire | FP4LHLH03M6 | FXPC OM4 LD_UHD LD_UHD 3.6M | EA |  | 1 Year | 45.0848 | 5% | 42.8306
41227 | Belden Wire | FP4LHLH03M6R2XA | FXPC OM4 LD_UHD LD_UHD 3.6M | EA |  | 1 Year | 45.0848 | 5% | 42.8306
41228 | Belden Wire | FP4LHLH03M7 | FXPC OM4 LD_UHD LD_UHD 3.7M | EA |  | 1 Year | 45.2388 | 5% | 42.9769
41229 | Belden Wire | FP4LHLH03M7R2XA | FXPC OM4 LD_UHD LD_UHD 3.7M | EA |  | 1 Year | 45.2388 | 5% | 42.9769
41230 | Belden Wire | FP4LHLH03M8 | FXPC OM4 LD_UHD LD_UHD 3.8M | EA |  | 1 Year | 45.3928 | 5% | 43.1232
41231 | Belden Wire | FP4LHLH03M8R2XA | FXPC OM4 LD_UHD LD_UHD 3.8M | EA |  | 1 Year | 45.3928 | 5% | 43.1232
41232 | Belden Wire | FP4LHLH03M9 | FXPC OM4 LD_UHD LD_UHD 3.9M | EA |  | 1 Year | 45.5468 | 5% | 43.2695
41233 | Belden Wire | FP4LHLH03M9R2XA | FXPC OM4 LD_UHD LD_UHD 3.9M | EA |  | 1 Year | 45.5468 | 5% | 43.2695
41234 | Belden Wire | FP4LHLH04M1 | FXPC OM4 LD_UHD LD_UHD 4.1M | EA |  | 1 Year | 45.8548 | 5% | 43.5621
41235 | Belden Wire | FP4LHLH04M1R2XA | FXPC OM4 LD_UHD LD_UHD 4.1M | EA |  | 1 Year | 45.8548 | 5% | 43.5621
41236 | Belden Wire | FP4LHLH04M2 | FXPC OM4 LD_UHD LD_UHD 4.2M | EA |  | 1 Year | 46.0088 | 5% | 43.7084
41237 | Belden Wire | FP4LHLH04M2R2XA | FXPC OM4 LD_UHD LD_UHD 4.2M | EA |  | 1 Year | 46.0088 | 5% | 43.7084
41238 | Belden Wire | FP4LHLH04M3 | FXPC OM4 LD_UHD LD_UHD 4.3M | EA |  | 1 Year | 46.1628 | 5% | 43.8547
41239 | Belden Wire | FP4LHLH04M3R2XA | FXPC OM4 LD_UHD LD_UHD 4.3M | EA |  | 1 Year | 46.1628 | 5% | 43.8547
41240 | Belden Wire | FP4LHLH04M4 | FXPC OM4 LD_UHD LD_UHD 4.4M | EA |  | 1 Year | 46.3168 | 5% | 44.001
41241 | Belden Wire | FP4LHLH04M4R2XA | FXPC OM4 LD_UHD LD_UHD 4.4M | EA |  | 1 Year | 46.3168 | 5% | 44.001
41242 | Belden Wire | FP4LHLH04M5 | FXPC OM4 LD_UHD LD_UHD 4.5M | EA |  | 1 Year | 46.4708 | 5% | 44.1473
41243 | Belden Wire | FP4LHLH04M5R2XA | FXPC OM4 LD_UHD LD_UHD 4.5M | EA |  | 1 Year | 46.4708 | 5% | 44.1473
41244 | Belden Wire | FP4LHLH04M6 | FXPC OM4 LD_UHD LD_UHD 4.6M | EA |  | 1 Year | 46.6248 | 5% | 44.2936
41245 | Belden Wire | FP4LHLH04M6R2XA | FXPC OM4 LD_UHD LD_UHD 4.6M | EA |  | 1 Year | 46.6248 | 5% | 44.2936
41246 | Belden Wire | FP4LHLH04M7 | FXPC OM4 LD_UHD LD_UHD 4.7M | EA |  | 1 Year | 46.7788 | 5% | 44.4399
41247 | Belden Wire | FP4LHLH04M7R2XA | FXPC OM4 LD_UHD LD_UHD 4.7M | EA |  | 1 Year | 46.7788 | 5% | 44.4399
41248 | Belden Wire | FP4LHLH04M8 | FXPC OM4 LD_UHD LD_UHD 4.8M | EA |  | 1 Year | 46.9328 | 5% | 44.5862
41249 | Belden Wire | FP4LHLH04M8R2XA | FXPC OM4 LD_UHD LD_UHD 4.8M | EA |  | 1 Year | 46.9328 | 5% | 44.5862
41250 | Belden Wire | FP4LHLH04M9 | FXPC OM4 LD_UHD LD_UHD 4.9M | EA |  | 1 Year | 47.0868 | 5% | 44.7325
41251 | Belden Wire | FP4LHLH04M9R2XA | FXPC OM4 LD_UHD LD_UHD 4.9M | EA |  | 1 Year | 47.0868 | 5% | 44.7325
41252 | Belden Wire | FP4LHLH05M5 | FXPC OM4 LD_UHD LD_UHD 5.5M | EA |  | 1 Year | 48.0108 | 5% | 45.6103
41253 | Belden Wire | FP4LHLH05M5R2XA | FXPC OM4 LD_UHD LD_UHD 5.5M | EA |  | 1 Year | 48.0108 | 5% | 45.6103
41254 | Belden Wire | FP4LHLH06M5 | FXPC OM4 LD_UHD LD_UHD 6.5M | EA |  | 1 Year | 49.5508 | 5% | 47.0733
41255 | Belden Wire | FP4LHLH06M5R2XA | FXPC OM4 LD_UHD LD_UHD 6.5M | EA |  | 1 Year | 49.5508 | 5% | 47.0733
41256 | Belden Wire | FP4LHLH07M5 | FXPC OM4 LD_UHD LD_UHD 7.5M | EA |  | 1 Year | 51.0908 | 5% | 48.5363
41257 | Belden Wire | FP4LHLH07M5R2XA | FXPC OM4 LD_UHD LD_UHD 7.5M | EA |  | 1 Year | 51.0908 | 5% | 48.5363
41258 | Belden Wire | FP4LHLH08M5 | FXPC OM4 LD_UHD LD_UHD 8.5M | EA |  | 1 Year | 52.6308 | 5% | 49.9993
41259 | Belden Wire | FP4LHLH08M5R2XA | FXPC OM4 LD_UHD LD_UHD 8.5M | EA |  | 1 Year | 52.6308 | 5% | 49.9993
41260 | Belden Wire | FP4LHLH09M5 | FXPC OM4 LD_UHD LD_UHD 9.5M | EA |  | 1 Year | 54.1708 | 5% | 51.4623
41261 | Belden Wire | FP4LHLH09M5R2XA | FXPC OM4 LD_UHD LD_UHD 9.5M | EA |  | 1 Year | 54.1708 | 5% | 51.4623
41262 | Belden Wire | FP4LHLH10M5 | FXPC OM4 LD_UHD LD_UHD 10.5M | EA |  | 1 Year | 55.7108 | 5% | 52.9253
41263 | Belden Wire | FP4LHLH10M5R2XA | FXPC OM4 LD_UHD LD_UHD 10.5M | EA |  | 1 Year | 55.7108 | 5% | 52.9253
41264 | Belden Wire | FP4LHLH11M5 | FXPC OM4 LD_UHD LD_UHD 11.5M | EA |  | 1 Year | 57.2508 | 5% | 54.3883
41265 | Belden Wire | FP4LHLH11M5R2XA | FXPC OM4 LD_UHD LD_UHD 11.5M | EA |  | 1 Year | 57.2508 | 5% | 54.3883
41266 | Belden Wire | FP4LHLH12M5 | FXPC OM4 LD_UHD LD_UHD 12.5M | EA |  | 1 Year | 58.7908 | 5% | 55.8513
41267 | Belden Wire | FP4LHLH12M5R2XA | FXPC OM4 LD_UHD LD_UHD 12.5M | EA |  | 1 Year | 58.7908 | 5% | 55.8513
41268 | Belden Wire | FP4LHLH13M5 | FXPC OM4 LD_UHD LD_UHD 13.5M | EA |  | 1 Year | 60.3308 | 5% | 57.3143
41269 | Belden Wire | FP4LHLH13M5R2XA | FXPC OM4 LD_UHD LD_UHD 13.5M | EA |  | 1 Year | 60.3308 | 5% | 57.3143
41270 | Belden Wire | FP4LHLH14M5 | FXPC OM4 LD_UHD LD_UHD 14.5M | EA |  | 1 Year | 61.8708 | 5% | 58.7773
41271 | Belden Wire | FP4LHLH14M5R2XA | FXPC OM4 LD_UHD LD_UHD 14.5M | EA |  | 1 Year | 61.8708 | 5% | 58.7773
41272 | Belden Wire | FP4LMLM002MR2XA | FXPC OM4 MINI_LC MINI_LC 2M | EA |  | 1 Year | 34.7127 | 5% | 32.9771
41273 | Belden Wire | FP4LMLM003MR2XA | FXPC OM4 MINI_LC MINI_LC 3M | EA |  | 1 Year | 36.2527 | 5% | 34.4401
41274 | Belden Wire | FP4LMLM004MR2XA | FXPC OM4 MINI_LC MINI_LC 4M | EA |  | 1 Year | 37.7927 | 5% | 35.9031
41275 | Belden Wire | FP4LMLM005MR2XA | FXPC OM4 MINI_LC MINI_LC 5M | EA |  | 1 Year | 39.3327 | 5% | 37.3661
41276 | Belden Wire | FP4LMLM00M5R2XE | FXPC OM4 MINI_LC MINI_LC 0.5M | EA |  | 1 Year | 32.4027 | 5% | 30.7826
41277 | Belden Wire | FP4LMMF001M | FXPC OM4 6_MINI_LC MPO12_F 1M | EA |  | 1 Year | 393.221 | 5% | 373.5599
41278 | Belden Wire | FP4LMMF002M | FXPC OM4 6_MINI_LC MPO12_F 2M | EA |  | 1 Year | 399.044 | 5% | 379.0918
41279 | Belden Wire | FP4LMMM001M | FXPC OM4 6_MINI_LC MPO12_M 1M | EA |  | 1 Year | 393.221 | 5% | 373.5599
41280 | Belden Wire | FP4LU4F001M | FXPC OM4 4_LD_UNI MPO8_F 1M | EA |  | 1 Year | 377.4046 | 5% | 358.5344
41281 | Belden Wire | FP4LU4F002M | FXPC OM4 4_LD_UNI MPO8_F 2M | EA |  | 1 Year | 383.2276 | 5% | 364.0662
41282 | Belden Wire | FP4LU4F007M | FXPC OM4 4_LD_UNI MPO8_F 7M | EA |  | 1 Year | 412.3426 | 5% | 391.7255
41283 | Belden Wire | FP4LU4F010M | FXPC OM4 4_LD_UNI MPO8_F 10M | EA |  | 1 Year | 429.8116 | 5% | 408.321
41284 | Belden Wire | FP4LU4F011M | FXPC OM4 4_LD_UNI MPO8_F 11M | EA |  | 1 Year | 435.6346 | 5% | 413.8529
41285 | Belden Wire | FP4LU4F012M | FXPC OM4 4_LD_UNI MPO8_F 12M | EA |  | 1 Year | 441.4576 | 5% | 419.3847
41286 | Belden Wire | FP4LU4F013M | FXPC OM4 4_LD_UNI MPO8_F 13M | EA |  | 1 Year | 447.2806 | 5% | 424.9166
41287 | Belden Wire | FP4LU4F014M | FXPC OM4 4_LD_UNI MPO8_F 14M | EA |  | 1 Year | 453.1036 | 5% | 430.4484
41288 | Belden Wire | FP4LU4F015M | FXPC OM4 4_LD_UNI MPO8_F 15M | EA |  | 1 Year | 458.9266 | 5% | 435.9803
41289 | Belden Wire | FP4LU4F017MP74E | FXPC OM4 4_LD_UNI MPO8_F 17M | EA |  | 1 Year | 475.7827 | 5% | 451.9936
41290 | Belden Wire | FP4LU4F020MP74E | FXPC OM4 4_LD_UNI MPO8_F 20M | EA |  | 1 Year | 494.1711 | 5% | 469.4625
41291 | Belden Wire | FP4LU4F021MP74E | FXPC OM4 4_LD_UNI MPO8_F 21M | EA |  | 1 Year | 500.3006 | 5% | 475.2856
41292 | Belden Wire | FP4LU4F022MP74E | FXPC OM4 4_LD_UNI MPO8_F 22M | EA |  | 1 Year | 506.4301 | 5% | 481.1086
41293 | Belden Wire | FP4LULU001M | FXPC OM4 LD_UNI LD_UNI 1M | EA |  | 1 Year | 41.0808 | 5% | 39.0268
41294 | Belden Wire | FP4LULU001MR6XA | FXPC OM4 LD_UNI LD_UNI 1M | EA |  | 1 Year | 41.0808 | 5% | 39.0268
41295 | Belden Wire | FP4LULU002M | FXPC OM4 LD_UNI LD_UNI 2M | EA |  | 1 Year | 42.6208 | 5% | 40.4898
41296 | Belden Wire | FP4LULU002MR6XA | FXPC OM4 LD_UNI LD_UNI 2M | EA |  | 1 Year | 42.6208 | 5% | 40.4898
41297 | Belden Wire | FP4LULU003M | FXPC OM4 LD_UNI LD_UNI 3M | EA |  | 1 Year | 44.1608 | 5% | 41.9528
41298 | Belden Wire | FP4LULU003MR6XA | FXPC OM4 LD_UNI LD_UNI 3M | EA |  | 1 Year | 44.1608 | 5% | 41.9528
41299 | Belden Wire | FP4LULU004M | FXPC OM4 LD_UNI LD_UNI 4M | EA |  | 1 Year | 45.7008 | 5% | 43.4158
41300 | Belden Wire | FP4LULU004MR6XA | FXPC OM4 LD_UNI LD_UNI 4M | EA |  | 1 Year | 45.7008 | 5% | 43.4158
41301 | Belden Wire | FP4LULU005M | FXPC OM4 LD_UNI LD_UNI 5M | EA |  | 1 Year | 47.2408 | 5% | 44.8788
41302 | Belden Wire | FP4LULU005MR6XA | FXPC OM4 LD_UNI LD_UNI 5M | EA |  | 1 Year | 47.2408 | 5% | 44.8788
41303 | Belden Wire | FP4LULU006M | FXPC OM4 LD_UNI LD_UNI 6M | EA |  | 1 Year | 48.7808 | 5% | 46.3418
41304 | Belden Wire | FP4LULU006MR6XA | FXPC OM4 LD_UNI LD_UNI 6M | EA |  | 1 Year | 48.7808 | 5% | 46.3418
41305 | Belden Wire | FP4LULU007M | FXPC OM4 LD_UNI LD_UNI 7M | EA |  | 1 Year | 50.3208 | 5% | 47.8048
41306 | Belden Wire | FP4LULU007MR6XA | FXPC OM4 LD_UNI LD_UNI 7M | EA |  | 1 Year | 50.3208 | 5% | 47.8048
41307 | Belden Wire | FP4LULU008M | FXPC OM4 LD_UNI LD_UNI 8M | EA |  | 1 Year | 51.8608 | 5% | 49.2678
41308 | Belden Wire | FP4LULU008MR6XA | FXPC OM4 LD_UNI LD_UNI 8M | EA |  | 1 Year | 51.8608 | 5% | 49.2678
41309 | Belden Wire | FP4LULU009M | FXPC OM4 LD_UNI LD_UNI 9M | EA |  | 1 Year | 53.4008 | 5% | 50.7308
41310 | Belden Wire | FP4LULU009MR6XA | FXPC OM4 LD_UNI LD_UNI 9M | EA |  | 1 Year | 53.4008 | 5% | 50.7308
41311 | Belden Wire | FP4LULU00M3 | FXPC OM4 LD_UNI LD_UNI 0.3M | EA |  | 1 Year | 40.0028 | 5% | 38.0027
41312 | Belden Wire | FP4LULU00M3R6XA | FXPC OM4 LD_UNI LD_UNI 0.3M | EA |  | 1 Year | 40.0028 | 5% | 38.0027
41313 | Belden Wire | FP4LULU00M4 | FXPC OM4 LD_UNI LD_UNI 0.4M | EA |  | 1 Year | 40.1568 | 5% | 38.149
41314 | Belden Wire | FP4LULU00M4R6XA | FXPC OM4 LD_UNI LD_UNI 0.4M | EA |  | 1 Year | 40.1568 | 5% | 38.149
41315 | Belden Wire | FP4LULU00M5 | FXPC OM4 LD_UNI LD_UNI 0.5M | EA |  | 1 Year | 40.3108 | 5% | 38.2953
41316 | Belden Wire | FP4LULU00M5R6XA | FXPC OM4 LD_UNI LD_UNI 0.5M | EA |  | 1 Year | 40.3108 | 5% | 38.2953
41317 | Belden Wire | FP4LULU00M6 | FXPC OM4 LD_UNI LD_UNI 0.6M | EA |  | 1 Year | 40.4648 | 5% | 38.4416
41318 | Belden Wire | FP4LULU00M6R6XA | FXPC OM4 LD_UNI LD_UNI 0.6M | EA |  | 1 Year | 40.4648 | 5% | 38.4416
41319 | Belden Wire | FP4LULU00M7 | FXPC OM4 LD_UNI LD_UNI 0.7M | EA |  | 1 Year | 40.6188 | 5% | 38.5879
41320 | Belden Wire | FP4LULU00M7R6XA | FXPC OM4 LD_UNI LD_UNI 0.7M | EA |  | 1 Year | 40.6188 | 5% | 38.5879
41321 | Belden Wire | FP4LULU00M8 | FXPC OM4 LD_UNI LD_UNI 0.8M | EA |  | 1 Year | 40.7728 | 5% | 38.7342
41322 | Belden Wire | FP4LULU00M8R6XA | FXPC OM4 LD_UNI LD_UNI 0.8M | EA |  | 1 Year | 40.7728 | 5% | 38.7342
41323 | Belden Wire | FP4LULU00M9 | FXPC OM4 LD_UNI LD_UNI 0.9M | EA |  | 1 Year | 40.9268 | 5% | 38.8805
41324 | Belden Wire | FP4LULU00M9R6XA | FXPC OM4 LD_UNI LD_UNI 0.9M | EA |  | 1 Year | 40.9268 | 5% | 38.8805
41325 | Belden Wire | FP4LULU010M | FXPC OM4 LD_UNI LD_UNI 10M | EA |  | 1 Year | 54.9408 | 5% | 52.1938
41326 | Belden Wire | FP4LULU010MR6XA | FXPC OM4 LD_UNI LD_UNI 10M | EA |  | 1 Year | 54.9408 | 5% | 52.1938
41327 | Belden Wire | FP4LULU011M | FXPC OM4 LD_UNI LD_UNI 11M | EA |  | 1 Year | 56.4808 | 5% | 53.6568
41328 | Belden Wire | FP4LULU011MR6XA | FXPC OM4 LD_UNI LD_UNI 11M | EA |  | 1 Year | 56.4808 | 5% | 53.6568
41329 | Belden Wire | FP4LULU012M | FXPC OM4 LD_UNI LD_UNI 12M | EA |  | 1 Year | 58.0208 | 5% | 55.1198
41330 | Belden Wire | FP4LULU012MR6XA | FXPC OM4 LD_UNI LD_UNI 12M | EA |  | 1 Year | 58.0208 | 5% | 55.1198
41331 | Belden Wire | FP4LULU013M | FXPC OM4 LD_UNI LD_UNI 13M | EA |  | 1 Year | 59.5608 | 5% | 56.5828
41332 | Belden Wire | FP4LULU013MR6XA | FXPC OM4 LD_UNI LD_UNI 13M | EA |  | 1 Year | 59.5608 | 5% | 56.5828
41333 | Belden Wire | FP4LULU014M | FXPC OM4 LD_UNI LD_UNI 14M | EA |  | 1 Year | 61.1008 | 5% | 58.0458
41334 | Belden Wire | FP4LULU014MR6XA | FXPC OM4 LD_UNI LD_UNI 14M | EA |  | 1 Year | 61.1008 | 5% | 58.0458
41335 | Belden Wire | FP4LULU015M | FXPC OM4 LD_UNI LD_UNI 15M | EA |  | 1 Year | 62.6408 | 5% | 59.5088
41336 | Belden Wire | FP4LULU015MR6XA | FXPC OM4 LD_UNI LD_UNI 15M | EA |  | 1 Year | 62.6408 | 5% | 59.5088
41337 | Belden Wire | FP4LULU01M1 | FXPC OM4 LD_UNI LD_UNI 1.1M | EA |  | 1 Year | 41.2348 | 5% | 39.1731
41338 | Belden Wire | FP4LULU01M1R6XA | FXPC OM4 LD_UNI LD_UNI 1.1M | EA |  | 1 Year | 41.2348 | 5% | 39.1731
41339 | Belden Wire | FP4LULU01M2 | FXPC OM4 LD_UNI LD_UNI 1.2M | EA |  | 1 Year | 41.3888 | 5% | 39.3194
41340 | Belden Wire | FP4LULU01M2R6XA | FXPC OM4 LD_UNI LD_UNI 1.2M | EA |  | 1 Year | 41.3888 | 5% | 39.3194
41341 | Belden Wire | FP4LULU01M3 | FXPC OM4 LD_UNI LD_UNI 1.3M | EA |  | 1 Year | 41.5428 | 5% | 39.4657
41342 | Belden Wire | FP4LULU01M3R6XA | FXPC OM4 LD_UNI LD_UNI 1.3M | EA |  | 1 Year | 41.5428 | 5% | 39.4657
41343 | Belden Wire | FP4LULU01M4 | FXPC OM4 LD_UNI LD_UNI 1.4M | EA |  | 1 Year | 41.6968 | 5% | 39.612
41344 | Belden Wire | FP4LULU01M4R6XA | FXPC OM4 LD_UNI LD_UNI 1.4M | EA |  | 1 Year | 41.6968 | 5% | 39.612
41345 | Belden Wire | FP4LULU01M5 | FXPC OM4 LD_UNI LD_UNI 1.5M | EA |  | 1 Year | 41.8508 | 5% | 39.7583
41346 | Belden Wire | FP4LULU01M5R6XA | FXPC OM4 LD_UNI LD_UNI 1.5M | EA |  | 1 Year | 41.8508 | 5% | 39.7583
41347 | Belden Wire | FP4LULU01M6 | FXPC OM4 LD_UNI LD_UNI 1.6M | EA |  | 1 Year | 42.0048 | 5% | 39.9046
41348 | Belden Wire | FP4LULU01M6R6XA | FXPC OM4 LD_UNI LD_UNI 1.6M | EA |  | 1 Year | 42.0048 | 5% | 39.9046
41349 | Belden Wire | FP4LULU01M7 | FXPC OM4 LD_UNI LD_UNI 1.7M | EA |  | 1 Year | 42.1588 | 5% | 40.0509
41350 | Belden Wire | FP4LULU01M7R6XA | FXPC OM4 LD_UNI LD_UNI 1.7M | EA |  | 1 Year | 42.1588 | 5% | 40.0509
41351 | Belden Wire | FP4LULU01M8 | FXPC OM4 LD_UNI LD_UNI 1.8M | EA |  | 1 Year | 42.3128 | 5% | 40.1972
41352 | Belden Wire | FP4LULU01M8R6XA | FXPC OM4 LD_UNI LD_UNI 1.8M | EA |  | 1 Year | 42.3128 | 5% | 40.1972
41353 | Belden Wire | FP4LULU01M9 | FXPC OM4 LD_UNI LD_UNI 1.9M | EA |  | 1 Year | 42.4668 | 5% | 40.3435
41354 | Belden Wire | FP4LULU01M9R6XA | FXPC OM4 LD_UNI LD_UNI 1.9M | EA |  | 1 Year | 42.4668 | 5% | 40.3435
41355 | Belden Wire | FP4LULU02M1 | FXPC OM4 LD_UNI LD_UNI 2.1M | EA |  | 1 Year | 42.7748 | 5% | 40.6361
41356 | Belden Wire | FP4LULU02M1R6XA | FXPC OM4 LD_UNI LD_UNI 2.1M | EA |  | 1 Year | 42.7748 | 5% | 40.6361
41357 | Belden Wire | FP4LULU02M2 | FXPC OM4 LD_UNI LD_UNI 2.2M | EA |  | 1 Year | 42.9288 | 5% | 40.7824
41358 | Belden Wire | FP4LULU02M2R6XA | FXPC OM4 LD_UNI LD_UNI 2.2M | EA |  | 1 Year | 42.9288 | 5% | 40.7824
41359 | Belden Wire | FP4LULU02M3 | FXPC OM4 LD_UNI LD_UNI 2.3M | EA |  | 1 Year | 43.0828 | 5% | 40.9287
41360 | Belden Wire | FP4LULU02M3R6XA | FXPC OM4 LD_UNI LD_UNI 2.3M | EA |  | 1 Year | 43.0828 | 5% | 40.9287
41361 | Belden Wire | FP4LULU02M4 | FXPC OM4 LD_UNI LD_UNI 2.4M | EA |  | 1 Year | 43.2368 | 5% | 41.075
41362 | Belden Wire | FP4LULU02M4R6XA | FXPC OM4 LD_UNI LD_UNI 2.4M | EA |  | 1 Year | 43.2368 | 5% | 41.075
41363 | Belden Wire | FP4LULU02M5 | FXPC OM4 LD_UNI LD_UNI 2.5M | EA |  | 1 Year | 43.3908 | 5% | 41.2213
41364 | Belden Wire | FP4LULU02M5R6XA | FXPC OM4 LD_UNI LD_UNI 2.5M | EA |  | 1 Year | 43.3908 | 5% | 41.2213
41365 | Belden Wire | FP4LULU02M6 | FXPC OM4 LD_UNI LD_UNI 2.6M | EA |  | 1 Year | 43.5448 | 5% | 41.3676
41366 | Belden Wire | FP4LULU02M6R6XA | FXPC OM4 LD_UNI LD_UNI 2.6M | EA |  | 1 Year | 43.5448 | 5% | 41.3676
41367 | Belden Wire | FP4LULU02M7 | FXPC OM4 LD_UNI LD_UNI 2.7M | EA |  | 1 Year | 43.6988 | 5% | 41.5139
41368 | Belden Wire | FP4LULU02M7R6XA | FXPC OM4 LD_UNI LD_UNI 2.7M | EA |  | 1 Year | 43.6988 | 5% | 41.5139
41369 | Belden Wire | FP4LULU02M8 | FXPC OM4 LD_UNI LD_UNI 2.8M | EA |  | 1 Year | 43.8528 | 5% | 41.6602
41370 | Belden Wire | FP4LULU02M8R6XA | FXPC OM4 LD_UNI LD_UNI 2.8M | EA |  | 1 Year | 43.8528 | 5% | 41.6602
41371 | Belden Wire | FP4LULU02M9 | FXPC OM4 LD_UNI LD_UNI 2.9M | EA |  | 1 Year | 44.0068 | 5% | 41.8065
41372 | Belden Wire | FP4LULU02M9R6XA | FXPC OM4 LD_UNI LD_UNI 2.9M | EA |  | 1 Year | 44.0068 | 5% | 41.8065
41373 | Belden Wire | FP4LULU03M1 | FXPC OM4 LD_UNI LD_UNI 3.1M | EA |  | 1 Year | 44.3148 | 5% | 42.0991
41374 | Belden Wire | FP4LULU03M1R6XA | FXPC OM4 LD_UNI LD_UNI 3.1M | EA |  | 1 Year | 44.3148 | 5% | 42.0991
41375 | Belden Wire | FP4LULU03M2 | FXPC OM4 LD_UNI LD_UNI 3.2M | EA |  | 1 Year | 44.4688 | 5% | 42.2454
41376 | Belden Wire | FP4LULU03M2R6XA | FXPC OM4 LD_UNI LD_UNI 3.2M | EA |  | 1 Year | 44.4688 | 5% | 42.2454
41377 | Belden Wire | FP4LULU03M3 | FXPC OM4 LD_UNI LD_UNI 3.3M | EA |  | 1 Year | 44.6228 | 5% | 42.3917
41378 | Belden Wire | FP4LULU03M3R6XA | FXPC OM4 LD_UNI LD_UNI 3.3M | EA |  | 1 Year | 44.6228 | 5% | 42.3917
41379 | Belden Wire | FP4LULU03M4 | FXPC OM4 LD_UNI LD_UNI 3.4M | EA |  | 1 Year | 44.7768 | 5% | 42.538
41380 | Belden Wire | FP4LULU03M4R6XA | FXPC OM4 LD_UNI LD_UNI 3.4M | EA |  | 1 Year | 44.7768 | 5% | 42.538
41381 | Belden Wire | FP4LULU03M5 | FXPC OM4 LD_UNI LD_UNI 3.5M | EA |  | 1 Year | 44.9308 | 5% | 42.6843
41382 | Belden Wire | FP4LULU03M5R6XA | FXPC OM4 LD_UNI LD_UNI 3.5M | EA |  | 1 Year | 44.9308 | 5% | 42.6843
41383 | Belden Wire | FP4LULU03M6 | FXPC OM4 LD_UNI LD_UNI 3.6M | EA |  | 1 Year | 45.0848 | 5% | 42.8306
41384 | Belden Wire | FP4LULU03M6R6XA | FXPC OM4 LD_UNI LD_UNI 3.6M | EA |  | 1 Year | 45.0848 | 5% | 42.8306
41385 | Belden Wire | FP4LULU03M7 | FXPC OM4 LD_UNI LD_UNI 3.7M | EA |  | 1 Year | 45.2388 | 5% | 42.9769
41386 | Belden Wire | FP4LULU03M7R6XA | FXPC OM4 LD_UNI LD_UNI 3.7M | EA |  | 1 Year | 45.2388 | 5% | 42.9769
41387 | Belden Wire | FP4LULU03M8 | FXPC OM4 LD_UNI LD_UNI 3.8M | EA |  | 1 Year | 45.3928 | 5% | 43.1232
41388 | Belden Wire | FP4LULU03M8R6XA | FXPC OM4 LD_UNI LD_UNI 3.8M | EA |  | 1 Year | 45.3928 | 5% | 43.1232
41389 | Belden Wire | FP4LULU03M9 | FXPC OM4 LD_UNI LD_UNI 3.9M | EA |  | 1 Year | 45.5468 | 5% | 43.2695
41390 | Belden Wire | FP4LULU03M9R6XA | FXPC OM4 LD_UNI LD_UNI 3.9M | EA |  | 1 Year | 45.5468 | 5% | 43.2695
41391 | Belden Wire | FP4LULU04M1 | FXPC OM4 LD_UNI LD_UNI 4.1M | EA |  | 1 Year | 45.8548 | 5% | 43.5621
41392 | Belden Wire | FP4LULU04M1R6XA | FXPC OM4 LD_UNI LD_UNI 4.1M | EA |  | 1 Year | 45.8548 | 5% | 43.5621
41393 | Belden Wire | FP4LULU04M2 | FXPC OM4 LD_UNI LD_UNI 4.2M | EA |  | 1 Year | 46.0088 | 5% | 43.7084
41394 | Belden Wire | FP4LULU04M2R6XA | FXPC OM4 LD_UNI LD_UNI 4.2M | EA |  | 1 Year | 46.0088 | 5% | 43.7084
41395 | Belden Wire | FP4LULU04M3 | FXPC OM4 LD_UNI LD_UNI 4.3M | EA |  | 1 Year | 46.1628 | 5% | 43.8547
41396 | Belden Wire | FP4LULU04M3R6XA | FXPC OM4 LD_UNI LD_UNI 4.3M | EA |  | 1 Year | 46.1628 | 5% | 43.8547
41397 | Belden Wire | FP4LULU04M4 | FXPC OM4 LD_UNI LD_UNI 4.4M | EA |  | 1 Year | 46.3168 | 5% | 44.001
41398 | Belden Wire | FP4LULU04M4R6XA | FXPC OM4 LD_UNI LD_UNI 4.4M | EA |  | 1 Year | 46.3168 | 5% | 44.001
41399 | Belden Wire | FP4LULU04M5 | FXPC OM4 LD_UNI LD_UNI 4.5M | EA |  | 1 Year | 46.4708 | 5% | 44.1473
41400 | Belden Wire | FP4LULU04M5R6XA | FXPC OM4 LD_UNI LD_UNI 4.5M | EA |  | 1 Year | 46.4708 | 5% | 44.1473
41401 | Belden Wire | FP4LULU04M6 | FXPC OM4 LD_UNI LD_UNI 4.6M | EA |  | 1 Year | 46.6248 | 5% | 44.2936
41402 | Belden Wire | FP4LULU04M6R6XA | FXPC OM4 LD_UNI LD_UNI 4.6M | EA |  | 1 Year | 46.6248 | 5% | 44.2936
41403 | Belden Wire | FP4LULU04M7 | FXPC OM4 LD_UNI LD_UNI 4.7M | EA |  | 1 Year | 46.7788 | 5% | 44.4399
41404 | Belden Wire | FP4LULU04M7R6XA | FXPC OM4 LD_UNI LD_UNI 4.7M | EA |  | 1 Year | 46.7788 | 5% | 44.4399
41405 | Belden Wire | FP4LULU04M8 | FXPC OM4 LD_UNI LD_UNI 4.8M | EA |  | 1 Year | 46.9328 | 5% | 44.5862
41406 | Belden Wire | FP4LULU04M8R6XA | FXPC OM4 LD_UNI LD_UNI 4.8M | EA |  | 1 Year | 46.9328 | 5% | 44.5862
41407 | Belden Wire | FP4LULU04M9 | FXPC OM4 LD_UNI LD_UNI 4.9M | EA |  | 1 Year | 47.0868 | 5% | 44.7325
41408 | Belden Wire | FP4LULU04M9R6XA | FXPC OM4 LD_UNI LD_UNI 4.9M | EA |  | 1 Year | 47.0868 | 5% | 44.7325
41409 | Belden Wire | FP4LULU05M5 | FXPC OM4 LD_UNI LD_UNI 5.5M | EA |  | 1 Year | 48.0108 | 5% | 45.6103
41410 | Belden Wire | FP4LULU05M5R6XA | FXPC OM4 LD_UNI LD_UNI 5.5M | EA |  | 1 Year | 48.0108 | 5% | 45.6103
41411 | Belden Wire | FP4LULU06M5 | FXPC OM4 LD_UNI LD_UNI 6.5M | EA |  | 1 Year | 49.5508 | 5% | 47.0733
41412 | Belden Wire | FP4LULU06M5R6XA | FXPC OM4 LD_UNI LD_UNI 6.5M | EA |  | 1 Year | 49.5508 | 5% | 47.0733
41413 | Belden Wire | FP4LULU07M5 | FXPC OM4 LD_UNI LD_UNI 7.5M | EA |  | 1 Year | 51.0908 | 5% | 48.5363
41414 | Belden Wire | FP4LULU07M5R6XA | FXPC OM4 LD_UNI LD_UNI 7.5M | EA |  | 1 Year | 51.0908 | 5% | 48.5363
41415 | Belden Wire | FP4LULU08M5 | FXPC OM4 LD_UNI LD_UNI 8.5M | EA |  | 1 Year | 52.6308 | 5% | 49.9993
41416 | Belden Wire | FP4LULU08M5R6XA | FXPC OM4 LD_UNI LD_UNI 8.5M | EA |  | 1 Year | 52.6308 | 5% | 49.9993
41417 | Belden Wire | FP4LULU09M5 | FXPC OM4 LD_UNI LD_UNI 9.5M | EA |  | 1 Year | 54.1708 | 5% | 51.4623
41418 | Belden Wire | FP4LULU09M5R6XA | FXPC OM4 LD_UNI LD_UNI 9.5M | EA |  | 1 Year | 54.1708 | 5% | 51.4623
41419 | Belden Wire | FP4LULU10M5 | FXPC OM4 LD_UNI LD_UNI 10.5M | EA |  | 1 Year | 55.7108 | 5% | 52.9253
41420 | Belden Wire | FP4LULU10M5R6XA | FXPC OM4 LD_UNI LD_UNI 10.5M | EA |  | 1 Year | 55.7108 | 5% | 52.9253
41421 | Belden Wire | FP4LULU11M5 | FXPC OM4 LD_UNI LD_UNI 11.5M | EA |  | 1 Year | 57.2508 | 5% | 54.3883
41422 | Belden Wire | FP4LULU11M5R6XA | FXPC OM4 LD_UNI LD_UNI 11.5M | EA |  | 1 Year | 57.2508 | 5% | 54.3883
41423 | Belden Wire | FP4LULU12M5 | FXPC OM4 LD_UNI LD_UNI 12.5M | EA |  | 1 Year | 58.7908 | 5% | 55.8513
41424 | Belden Wire | FP4LULU12M5R6XA | FXPC OM4 LD_UNI LD_UNI 12.5M | EA |  | 1 Year | 58.7908 | 5% | 55.8513
41425 | Belden Wire | FP4LULU13M5 | FXPC OM4 LD_UNI LD_UNI 13.5M | EA |  | 1 Year | 60.3308 | 5% | 57.3143
41426 | Belden Wire | FP4LULU13M5R6XA | FXPC OM4 LD_UNI LD_UNI 13.5M | EA |  | 1 Year | 60.3308 | 5% | 57.3143
41427 | Belden Wire | FP4LULU14M5 | FXPC OM4 LD_UNI LD_UNI 14.5M | EA |  | 1 Year | 61.8708 | 5% | 58.7773
41428 | Belden Wire | FP4LULU14M5R6XA | FXPC OM4 LD_UNI LD_UNI 14.5M | EA |  | 1 Year | 61.8708 | 5% | 58.7773
41429 | Belden Wire | FP4LUMF002M | FXPC OM4 6_LD_UNI MPO12_F 2M | EA |  | 1 Year | 422.7684 | 5% | 401.63
41430 | Belden Wire | FP4LUMF003M | FXPC OM4 6_LC_HD_U MPO12_F 3M | EA |  | 1 Year | 428.5914 | 5% | 407.1618
41431 | Belden Wire | FP4NFNF002M | FXPC OM4 MPO24_F-MPO24_F 2M | EA |  | 1 Year | 464.3415 | 5% | 441.1244
41432 | Belden Wire | FP4NFNF003M | FXPC OM4 MPO24_F-MPO24_F 3M | EA |  | 1 Year | 477.2815 | 5% | 453.4174
41433 | Belden Wire | FP4SCSC003MR5SA | FXPC OM4 SC_SX SC_SX 3M | EA |  | 1 Year | 22.6579 | 5% | 21.525
41434 | Belden Wire | FP4SD4F003M | FXPC OM4 4_SC_DX MPO8_F 3M | EA |  | 1 Year | 373.2343 | 5% | 354.5726
41435 | Belden Wire | FP4SDSD001M | FXPC OM4 SC_DX SC_DX 1M | EA |  | 1 Year | 33.1727 | 5% | 31.5141
41436 | Belden Wire | FP4SDSD001MR2XA | FXPC OM4 SC_DX SC_DX 1M | EA |  | 1 Year | 33.1727 | 5% | 31.5141
41437 | Belden Wire | FP4SDSD001MR3XA | FXPC OM4 SC_DX SC_DX 1M | EA |  | 1 Year | 33.1727 | 5% | 31.5141
41438 | Belden Wire | FP4SDSD002M | FXPC OM4 SC_DX SC_DX 2M | EA |  | 1 Year | 34.7127 | 5% | 32.9771
41439 | Belden Wire | FP4SDSD002MR2XA | FXPC OM4 SC_DX SC_DX 2M | EA |  | 1 Year | 34.7127 | 5% | 32.9771
41440 | Belden Wire | FP4SDSD002MR3XA | FXPC OM4 SC_DX SC_DX 2M | EA |  | 1 Year | 34.7127 | 5% | 32.9771
41441 | Belden Wire | FP4SDSD003M | FXPC OM4 SC_DX SC_DX 3M | EA |  | 1 Year | 36.2527 | 5% | 34.4401
41442 | Belden Wire | FP4SDSD003MR2XA | FXPC OM4 SC_DX SC_DX 3M | EA |  | 1 Year | 36.2527 | 5% | 34.4401
41443 | Belden Wire | FP4SDSD003MR3XA | FXPC OM4 SC_DX SC_DX 3M | EA |  | 1 Year | 36.2527 | 5% | 34.4401
41444 | Belden Wire | FP4SDSD004M | FXPC OM4 SC_DX SC_DX 4M | EA |  | 1 Year | 37.7927 | 5% | 35.9031
41445 | Belden Wire | FP4SDSD004MR3XA | FXPC OM4 SC_DX SC_DX 4M | EA |  | 1 Year | 37.7927 | 5% | 35.9031
41446 | Belden Wire | FP4SDSD005M | FXPC OM4 SC_DX SC_DX 5M | EA |  | 1 Year | 39.3327 | 5% | 37.3661
41447 | Belden Wire | FP4SDSD005MR2XA | FXPC OM4 SC_DX SC_DX 5M | EA |  | 1 Year | 39.3327 | 5% | 37.3661
41448 | Belden Wire | FP4SDSD005MR3XA | FXPC OM4 SC_DX SC_DX 5M | EA |  | 1 Year | 39.3327 | 5% | 37.3661
41449 | Belden Wire | FP4SDSD006M | FXPC OM4 SC_DX SC_DX 6M | EA |  | 1 Year | 40.8727 | 5% | 38.8291
41450 | Belden Wire | FP4SDSD006MR3XA | FXPC OM4 SC_DX SC_DX 6M | EA |  | 1 Year | 40.8727 | 5% | 38.8291
41451 | Belden Wire | FP4SDSD007M | FXPC OM4 SC_DX SC_DX 7M | EA |  | 1 Year | 42.4127 | 5% | 40.2921
41452 | Belden Wire | FP4SDSD007MR3XA | FXPC OM4 SC_DX SC_DX 7M | EA |  | 1 Year | 42.4127 | 5% | 40.2921
41453 | Belden Wire | FP4SDSD008M | FXPC OM4 SC_DX SC_DX 8M | EA |  | 1 Year | 43.9527 | 5% | 41.7551
41454 | Belden Wire | FP4SDSD008MR3XA | FXPC OM4 SC_DX SC_DX 8M | EA |  | 1 Year | 43.9527 | 5% | 41.7551
41455 | Belden Wire | FP4SDSD009M | FXPC OM4 SC_DX SC_DX 9M | EA |  | 1 Year | 45.4927 | 5% | 43.2181
41456 | Belden Wire | FP4SDSD009MR3XA | FXPC OM4 SC_DX SC_DX 9M | EA |  | 1 Year | 45.4927 | 5% | 43.2181
41457 | Belden Wire | FP4SDSD00M3 | FXPC OM4 SC_DX SC_DX 0.3M | EA |  | 1 Year | 32.0947 | 5% | 30.49
41458 | Belden Wire | FP4SDSD00M3R3XA | FXPC OM4 SC_DX SC_DX 0.3M | EA |  | 1 Year | 32.0947 | 5% | 30.49
41459 | Belden Wire | FP4SDSD00M4 | FXPC OM4 SC_DX SC_DX 0.4M | EA |  | 1 Year | 32.2487 | 5% | 30.6363
41460 | Belden Wire | FP4SDSD00M4R3XA | FXPC OM4 SC_DX SC_DX 0.4M | EA |  | 1 Year | 32.2487 | 5% | 30.6363
41461 | Belden Wire | FP4SDSD00M5 | FXPC OM4 SC_DX SC_DX 0.5M | EA |  | 1 Year | 32.4027 | 5% | 30.7826
41462 | Belden Wire | FP4SDSD00M5R3XA | FXPC OM4 SC_DX SC_DX 0.5M | EA |  | 1 Year | 32.4027 | 5% | 30.7826
41463 | Belden Wire | FP4SDSD00M6 | FXPC OM4 SC_DX SC_DX 0.6M | EA |  | 1 Year | 32.5567 | 5% | 30.9289
41464 | Belden Wire | FP4SDSD00M6R3XA | FXPC OM4 SC_DX SC_DX 0.6M | EA |  | 1 Year | 32.5567 | 5% | 30.9289
41465 | Belden Wire | FP4SDSD00M7 | FXPC OM4 SC_DX SC_DX 0.7M | EA |  | 1 Year | 32.7107 | 5% | 31.0752
41466 | Belden Wire | FP4SDSD00M7R3XA | FXPC OM4 SC_DX SC_DX 0.7M | EA |  | 1 Year | 32.7107 | 5% | 31.0752
41467 | Belden Wire | FP4SDSD00M8 | FXPC OM4 SC_DX SC_DX 0.8M | EA |  | 1 Year | 32.8647 | 5% | 31.2215
41468 | Belden Wire | FP4SDSD00M8R3XA | FXPC OM4 SC_DX SC_DX 0.8M | EA |  | 1 Year | 32.8647 | 5% | 31.2215
41469 | Belden Wire | FP4SDSD00M9 | FXPC OM4 SC_DX SC_DX 0.9M | EA |  | 1 Year | 33.0187 | 5% | 31.3678
41470 | Belden Wire | FP4SDSD00M9R3XA | FXPC OM4 SC_DX SC_DX 0.9M | EA |  | 1 Year | 33.0187 | 5% | 31.3678
41471 | Belden Wire | FP4SDSD010M | FXPC OM4 SC_DX SC_DX 10M | EA |  | 1 Year | 47.0327 | 5% | 44.6811
41472 | Belden Wire | FP4SDSD010MR3XA | FXPC OM4 SC_DX SC_DX 10M | EA |  | 1 Year | 47.0327 | 5% | 44.6811
41473 | Belden Wire | FP4SDSD011M | FXPC OM4 SC_DX SC_DX 11M | EA |  | 1 Year | 48.5727 | 5% | 46.1441
41474 | Belden Wire | FP4SDSD011MR2XA | FXPC OM4 SC_DX SC_DX 11M | EA |  | 1 Year | 48.5727 | 5% | 46.1441
41475 | Belden Wire | FP4SDSD011MR3XA | FXPC OM4 SC_DX SC_DX 11M | EA |  | 1 Year | 48.5727 | 5% | 46.1441
41476 | Belden Wire | FP4SDSD012M | FXPC OM4 SC_DX SC_DX 12M | EA |  | 1 Year | 50.1127 | 5% | 47.6071
41477 | Belden Wire | FP4SDSD012MR3XA | FXPC OM4 SC_DX SC_DX 12M | EA |  | 1 Year | 50.1127 | 5% | 47.6071
41478 | Belden Wire | FP4SDSD013M | FXPC OM4 SC_DX SC_DX 13M | EA |  | 1 Year | 51.6527 | 5% | 49.0701
41479 | Belden Wire | FP4SDSD013MR2XA | FXPC OM4 SC_DX SC_DX 13M | EA |  | 1 Year | 51.6527 | 5% | 49.0701
41480 | Belden Wire | FP4SDSD013MR3XA | FXPC OM4 SC_DX SC_DX 13M | EA |  | 1 Year | 51.6527 | 5% | 49.0701
41481 | Belden Wire | FP4SDSD014M | FXPC OM4 SC_DX SC_DX 14M | EA |  | 1 Year | 53.1927 | 5% | 50.5331
41482 | Belden Wire | FP4SDSD014MR3XA | FXPC OM4 SC_DX SC_DX 14M | EA |  | 1 Year | 53.1927 | 5% | 50.5331
41483 | Belden Wire | FP4SDSD015M | FXPC OM4 SC_DX SC_DX 15M | EA |  | 1 Year | 54.7327 | 5% | 51.9961
41484 | Belden Wire | FP4SDSD015MR2XA | FXPC OM4 SC_DX SC_DX 15M | EA |  | 1 Year | 54.7327 | 5% | 51.9961
41485 | Belden Wire | FP4SDSD015MR3XA | FXPC OM4 SC_DX SC_DX 15M | EA |  | 1 Year | 54.7327 | 5% | 51.9961
41486 | Belden Wire | FP4SDSD01M1 | FXPC OM4 SC_DX SC_DX 1.1M | EA |  | 1 Year | 33.3267 | 5% | 31.6604
41487 | Belden Wire | FP4SDSD01M1R3XA | FXPC OM4 SC_DX SC_DX 1.1M | EA |  | 1 Year | 33.3267 | 5% | 31.6604
41488 | Belden Wire | FP4SDSD01M2 | FXPC OM4 SC_DX SC_DX 1.2M | EA |  | 1 Year | 33.4807 | 5% | 31.8067
41489 | Belden Wire | FP4SDSD01M2R3XA | FXPC OM4 SC_DX SC_DX 1.2M | EA |  | 1 Year | 33.4807 | 5% | 31.8067
41490 | Belden Wire | FP4SDSD01M3 | FXPC OM4 SC_DX SC_DX 1.3M | EA |  | 1 Year | 33.6347 | 5% | 31.953
41491 | Belden Wire | FP4SDSD01M3R3XA | FXPC OM4 SC_DX SC_DX 1.3M | EA |  | 1 Year | 33.6347 | 5% | 31.953
41492 | Belden Wire | FP4SDSD01M4 | FXPC OM4 SC_DX SC_DX 1.4M | EA |  | 1 Year | 33.7887 | 5% | 32.0993
41493 | Belden Wire | FP4SDSD01M4R3XA | FXPC OM4 SC_DX SC_DX 1.4M | EA |  | 1 Year | 33.7887 | 5% | 32.0993
41494 | Belden Wire | FP4SDSD01M5 | FXPC OM4 SC_DX SC_DX 1.5M | EA |  | 1 Year | 33.9427 | 5% | 32.2456
41495 | Belden Wire | FP4SDSD01M5R2XA | FXPC OM4 SC_DX SC_DX 1.5M | EA |  | 1 Year | 33.9427 | 5% | 32.2456
41496 | Belden Wire | FP4SDSD01M5R3XA | FXPC OM4 SC_DX SC_DX 1.5M | EA |  | 1 Year | 33.9427 | 5% | 32.2456
41497 | Belden Wire | FP4SDSD01M6 | FXPC OM4 SC_DX SC_DX 1.6M | EA |  | 1 Year | 34.0967 | 5% | 32.3919
41498 | Belden Wire | FP4SDSD01M6R3XA | FXPC OM4 SC_DX SC_DX 1.6M | EA |  | 1 Year | 34.0967 | 5% | 32.3919
41499 | Belden Wire | FP4SDSD01M7 | FXPC OM4 SC_DX SC_DX 1.7M | EA |  | 1 Year | 34.2507 | 5% | 32.5382
41500 | Belden Wire | FP4SDSD01M7R3XA | FXPC OM4 SC_DX SC_DX 1.7M | EA |  | 1 Year | 34.2507 | 5% | 32.5382
41501 | Belden Wire | FP4SDSD01M8 | FXPC OM4 SC_DX SC_DX 1.8M | EA |  | 1 Year | 34.4047 | 5% | 32.6845
41502 | Belden Wire | FP4SDSD01M8R3XA | FXPC OM4 SC_DX SC_DX 1.8M | EA |  | 1 Year | 34.4047 | 5% | 32.6845
41503 | Belden Wire | FP4SDSD01M9 | FXPC OM4 SC_DX SC_DX 1.9M | EA |  | 1 Year | 34.5587 | 5% | 32.8308
41504 | Belden Wire | FP4SDSD01M9R3XA | FXPC OM4 SC_DX SC_DX 1.9M | EA |  | 1 Year | 34.5587 | 5% | 32.8308
41505 | Belden Wire | FP4SDSD02M1 | FXPC OM4 SC_DX SC_DX 2.1M | EA |  | 1 Year | 34.8667 | 5% | 33.1234
41506 | Belden Wire | FP4SDSD02M1R3XA | FXPC OM4 SC_DX SC_DX 2.1M | EA |  | 1 Year | 34.8667 | 5% | 33.1234
41507 | Belden Wire | FP4SDSD02M2 | FXPC OM4 SC_DX SC_DX 2.2M | EA |  | 1 Year | 35.0207 | 5% | 33.2697
41508 | Belden Wire | FP4SDSD02M2R3XA | FXPC OM4 SC_DX SC_DX 2.2M | EA |  | 1 Year | 35.0207 | 5% | 33.2697
41509 | Belden Wire | FP4SDSD02M3 | FXPC OM4 SC_DX SC_DX 2.3M | EA |  | 1 Year | 35.1747 | 5% | 33.416
41510 | Belden Wire | FP4SDSD02M3R3XA | FXPC OM4 SC_DX SC_DX 2.3M | EA |  | 1 Year | 35.1747 | 5% | 33.416
41511 | Belden Wire | FP4SDSD02M4 | FXPC OM4 SC_DX SC_DX 2.4M | EA |  | 1 Year | 35.3287 | 5% | 33.5623
41512 | Belden Wire | FP4SDSD02M4R3XA | FXPC OM4 SC_DX SC_DX 2.4M | EA |  | 1 Year | 35.3287 | 5% | 33.5623
41513 | Belden Wire | FP4SDSD02M5 | FXPC OM4 SC_DX SC_DX 2.5M | EA |  | 1 Year | 35.4827 | 5% | 33.7086
41514 | Belden Wire | FP4SDSD02M5R3XA | FXPC OM4 SC_DX SC_DX 2.5M | EA |  | 1 Year | 35.4827 | 5% | 33.7086
41515 | Belden Wire | FP4SDSD02M6 | FXPC OM4 SC_DX SC_DX 2.6M | EA |  | 1 Year | 35.6367 | 5% | 33.8549
41516 | Belden Wire | FP4SDSD02M6R3XA | FXPC OM4 SC_DX SC_DX 2.6M | EA |  | 1 Year | 35.6367 | 5% | 33.8549
41517 | Belden Wire | FP4SDSD02M7 | FXPC OM4 SC_DX SC_DX 2.7M | EA |  | 1 Year | 35.7907 | 5% | 34.0012
41518 | Belden Wire | FP4SDSD02M7R3XA | FXPC OM4 SC_DX SC_DX 2.7M | EA |  | 1 Year | 35.7907 | 5% | 34.0012
41519 | Belden Wire | FP4SDSD02M8 | FXPC OM4 SC_DX SC_DX 2.8M | EA |  | 1 Year | 35.9447 | 5% | 34.1475
41520 | Belden Wire | FP4SDSD02M8R3XA | FXPC OM4 SC_DX SC_DX 2.8M | EA |  | 1 Year | 35.9447 | 5% | 34.1475
41521 | Belden Wire | FP4SDSD02M9 | FXPC OM4 SC_DX SC_DX 2.9M | EA |  | 1 Year | 36.0987 | 5% | 34.2938
41522 | Belden Wire | FP4SDSD02M9R3XA | FXPC OM4 SC_DX SC_DX 2.9M | EA |  | 1 Year | 36.0987 | 5% | 34.2938
41523 | Belden Wire | FP4SDSD03M1 | FXPC OM4 SC_DX SC_DX 3.1M | EA |  | 1 Year | 36.4067 | 5% | 34.5864
41524 | Belden Wire | FP4SDSD03M1R3XA | FXPC OM4 SC_DX SC_DX 3.1M | EA |  | 1 Year | 36.4067 | 5% | 34.5864
41525 | Belden Wire | FP4SDSD03M2 | FXPC OM4 SC_DX SC_DX 3.2M | EA |  | 1 Year | 36.5607 | 5% | 34.7327
41526 | Belden Wire | FP4SDSD03M2R3XA | FXPC OM4 SC_DX SC_DX 3.2M | EA |  | 1 Year | 36.5607 | 5% | 34.7327
41527 | Belden Wire | FP4SDSD03M3 | FXPC OM4 SC_DX SC_DX 3.3M | EA |  | 1 Year | 36.7147 | 5% | 34.879
41528 | Belden Wire | FP4SDSD03M3R3XA | FXPC OM4 SC_DX SC_DX 3.3M | EA |  | 1 Year | 36.7147 | 5% | 34.879
41529 | Belden Wire | FP4SDSD03M4 | FXPC OM4 SC_DX SC_DX 3.4M | EA |  | 1 Year | 36.8687 | 5% | 35.0253
41530 | Belden Wire | FP4SDSD03M4R3XA | FXPC OM4 SC_DX SC_DX 3.4M | EA |  | 1 Year | 36.8687 | 5% | 35.0253
41531 | Belden Wire | FP4SDSD03M5 | FXPC OM4 SC_DX SC_DX 3.5M | EA |  | 1 Year | 37.0227 | 5% | 35.1716
41532 | Belden Wire | FP4SDSD03M5R3XA | FXPC OM4 SC_DX SC_DX 3.5M | EA |  | 1 Year | 37.0227 | 5% | 35.1716
41533 | Belden Wire | FP4SDSD03M6 | FXPC OM4 SC_DX SC_DX 3.6M | EA |  | 1 Year | 37.1767 | 5% | 35.3179
41534 | Belden Wire | FP4SDSD03M6R3XA | FXPC OM4 SC_DX SC_DX 3.6M | EA |  | 1 Year | 37.1767 | 5% | 35.3179
41535 | Belden Wire | FP4SDSD03M7 | FXPC OM4 SC_DX SC_DX 3.7M | EA |  | 1 Year | 37.3307 | 5% | 35.4642
41536 | Belden Wire | FP4SDSD03M7R2XA | FXPC OM4 SC_DX SC_DX 3.7M | EA |  | 1 Year | 37.3307 | 5% | 35.4642
41537 | Belden Wire | FP4SDSD03M7R3XA | FXPC OM4 SC_DX SC_DX 3.7M | EA |  | 1 Year | 37.3307 | 5% | 35.4642
41538 | Belden Wire | FP4SDSD03M8 | FXPC OM4 SC_DX SC_DX 3.8M | EA |  | 1 Year | 37.4847 | 5% | 35.6105
41539 | Belden Wire | FP4SDSD03M8R3XA | FXPC OM4 SC_DX SC_DX 3.8M | EA |  | 1 Year | 37.4847 | 5% | 35.6105
41540 | Belden Wire | FP4SDSD03M9 | FXPC OM4 SC_DX SC_DX 3.9M | EA |  | 1 Year | 37.6387 | 5% | 35.7568
41541 | Belden Wire | FP4SDSD03M9R3XA | FXPC OM4 SC_DX SC_DX 3.9M | EA |  | 1 Year | 37.6387 | 5% | 35.7568
41542 | Belden Wire | FP4SDSD04M1 | FXPC OM4 SC_DX SC_DX 4.1M | EA |  | 1 Year | 37.9467 | 5% | 36.0494
41543 | Belden Wire | FP4SDSD04M1R3XA | FXPC OM4 SC_DX SC_DX 4.1M | EA |  | 1 Year | 37.9467 | 5% | 36.0494
41544 | Belden Wire | FP4SDSD04M2 | FXPC OM4 SC_DX SC_DX 4.2M | EA |  | 1 Year | 38.1007 | 5% | 36.1957
41545 | Belden Wire | FP4SDSD04M2R3XA | FXPC OM4 SC_DX SC_DX 4.2M | EA |  | 1 Year | 38.1007 | 5% | 36.1957
41546 | Belden Wire | FP4SDSD04M3 | FXPC OM4 SC_DX SC_DX 4.3M | EA |  | 1 Year | 38.2547 | 5% | 36.342
41547 | Belden Wire | FP4SDSD04M3R3XA | FXPC OM4 SC_DX SC_DX 4.3M | EA |  | 1 Year | 38.2547 | 5% | 36.342
41548 | Belden Wire | FP4SDSD04M4 | FXPC OM4 SC_DX SC_DX 4.4M | EA |  | 1 Year | 38.4087 | 5% | 36.4883
41549 | Belden Wire | FP4SDSD04M4R3XA | FXPC OM4 SC_DX SC_DX 4.4M | EA |  | 1 Year | 38.4087 | 5% | 36.4883
41550 | Belden Wire | FP4SDSD04M5 | FXPC OM4 SC_DX SC_DX 4.5M | EA |  | 1 Year | 38.5627 | 5% | 36.6346
41551 | Belden Wire | FP4SDSD04M5R3XA | FXPC OM4 SC_DX SC_DX 4.5M | EA |  | 1 Year | 38.5627 | 5% | 36.6346
41552 | Belden Wire | FP4SDSD04M6 | FXPC OM4 SC_DX SC_DX 4.6M | EA |  | 1 Year | 38.7167 | 5% | 36.7809
41553 | Belden Wire | FP4SDSD04M6R2XA | FXPC OM4 SC_DX SC_DX 4.6M | EA |  | 1 Year | 38.7167 | 5% | 36.7809
41554 | Belden Wire | FP4SDSD04M6R3XA | FXPC OM4 SC_DX SC_DX 4.6M | EA |  | 1 Year | 38.7167 | 5% | 36.7809
41555 | Belden Wire | FP4SDSD04M7 | FXPC OM4 SC_DX SC_DX 4.7M | EA |  | 1 Year | 38.8707 | 5% | 36.9272
41556 | Belden Wire | FP4SDSD04M7R3XA | FXPC OM4 SC_DX SC_DX 4.7M | EA |  | 1 Year | 38.8707 | 5% | 36.9272
41557 | Belden Wire | FP4SDSD04M8 | FXPC OM4 SC_DX SC_DX 4.8M | EA |  | 1 Year | 39.0247 | 5% | 37.0735
41558 | Belden Wire | FP4SDSD04M8R3XA | FXPC OM4 SC_DX SC_DX 4.8M | EA |  | 1 Year | 39.0247 | 5% | 37.0735
41559 | Belden Wire | FP4SDSD04M9 | FXPC OM4 SC_DX SC_DX 4.9M | EA |  | 1 Year | 39.1787 | 5% | 37.2198
41560 | Belden Wire | FP4SDSD04M9R3XA | FXPC OM4 SC_DX SC_DX 4.9M | EA |  | 1 Year | 39.1787 | 5% | 37.2198
41561 | Belden Wire | FP4SDSD05M5 | FXPC OM4 SC_DX SC_DX 5.5M | EA |  | 1 Year | 40.1027 | 5% | 38.0976
41562 | Belden Wire | FP4SDSD05M5R3XA | FXPC OM4 SC_DX SC_DX 5.5M | EA |  | 1 Year | 40.1027 | 5% | 38.0976
41563 | Belden Wire | FP4SDSD06M5 | FXPC OM4 SC_DX SC_DX 6.5M | EA |  | 1 Year | 41.6427 | 5% | 39.5606
41564 | Belden Wire | FP4SDSD06M5R3XA | FXPC OM4 SC_DX SC_DX 6.5M | EA |  | 1 Year | 41.6427 | 5% | 39.5606
41565 | Belden Wire | FP4SDSD07M5 | FXPC OM4 SC_DX SC_DX 7.5M | EA |  | 1 Year | 43.1827 | 5% | 41.0236
41566 | Belden Wire | FP4SDSD07M5R2XA | FXPC OM4 SC_DX SC_DX 7.5M | EA |  | 1 Year | 43.1827 | 5% | 41.0236
41567 | Belden Wire | FP4SDSD07M5R3XA | FXPC OM4 SC_DX SC_DX 7.5M | EA |  | 1 Year | 43.1827 | 5% | 41.0236
41568 | Belden Wire | FP4SDSD08M5 | FXPC OM4 SC_DX SC_DX 8.5M | EA |  | 1 Year | 44.7227 | 5% | 42.4866
41569 | Belden Wire | FP4SDSD08M5R3XA | FXPC OM4 SC_DX SC_DX 8.5M | EA |  | 1 Year | 44.7227 | 5% | 42.4866
41570 | Belden Wire | FP4SDSD09M5 | FXPC OM4 SC_DX SC_DX 9.5M | EA |  | 1 Year | 46.2627 | 5% | 43.9496
41571 | Belden Wire | FP4SDSD09M5R2XA | FXPC OM4 SC_DX SC_DX 9.5M | EA |  | 1 Year | 46.2627 | 5% | 43.9496
41572 | Belden Wire | FP4SDSD09M5R3XA | FXPC OM4 SC_DX SC_DX 9.5M | EA |  | 1 Year | 46.2627 | 5% | 43.9496
41573 | Belden Wire | FP4SDSD10M5 | FXPC OM4 SC_DX SC_DX 10.5M | EA |  | 1 Year | 47.8027 | 5% | 45.4126
41574 | Belden Wire | FP4SDSD10M5R3XA | FXPC OM4 SC_DX SC_DX 10.5M | EA |  | 1 Year | 47.8027 | 5% | 45.4126
41575 | Belden Wire | FP4SDSD11M5 | FXPC OM4 SC_DX SC_DX 11.5M | EA |  | 1 Year | 49.3427 | 5% | 46.8756
41576 | Belden Wire | FP4SDSD11M5R3XA | FXPC OM4 SC_DX SC_DX 11.5M | EA |  | 1 Year | 49.3427 | 5% | 46.8756
41577 | Belden Wire | FP4SDSD12M5 | FXPC OM4 SC_DX SC_DX 12.5M | EA |  | 1 Year | 50.8827 | 5% | 48.3386
41578 | Belden Wire | FP4SDSD12M5R3XA | FXPC OM4 SC_DX SC_DX 12.5M | EA |  | 1 Year | 50.8827 | 5% | 48.3386
41579 | Belden Wire | FP4SDSD13M5 | FXPC OM4 SC_DX SC_DX 13.5M | EA |  | 1 Year | 52.4227 | 5% | 49.8016
41580 | Belden Wire | FP4SDSD13M5R2XA | FXPC OM4 SC_DX SC_DX 13.5M | EA |  | 1 Year | 52.4227 | 5% | 49.8016
41581 | Belden Wire | FP4SDSD13M5R3XA | FXPC OM4 SC_DX SC_DX 13.5M | EA |  | 1 Year | 52.4227 | 5% | 49.8016
41582 | Belden Wire | FP4SDSD14M5 | FXPC OM4 SC_DX SC_DX 14.5M | EA |  | 1 Year | 53.9627 | 5% | 51.2646
41583 | Belden Wire | FP4SDSD14M5R3XA | FXPC OM4 SC_DX SC_DX 14.5M | EA |  | 1 Year | 53.9627 | 5% | 51.2646
41584 | Belden Wire | FP4SDSD15M5R2XA | FXPC OM4 SC_DX SC_DX 15.5M | EA |  | 1 Year | 56.759 | 5% | 53.9211
41585 | Belden Wire | FP4SDSD18M5R2XA | FXPC OM4 SC_DX SC_DX 18.5M | EA |  | 1 Year | 61.6221 | 5% | 58.541
41586 | Belden Wire | FP4SDSD21M5R2XA | FXPC OM4 SC_DX SC_DX 21.5M | EA |  | 1 Year | 66.4853 | 5% | 63.161
41587 | Belden Wire | FP4SDST001M | FXPC OM4 SC_DX ST 1M | EA |  | 1 Year | 34.0051 | 5% | 32.3048
41588 | Belden Wire | FP4SDST001MR3XA | FXPC OM4 SC_DX ST 1M | EA |  | 1 Year | 34.0051 | 5% | 32.3048
41589 | Belden Wire | FP4SDST002M | FXPC OM4 SC_DX ST 2M | EA |  | 1 Year | 35.5451 | 5% | 33.7678
41590 | Belden Wire | FP4SDST002MR2XA | FXPC OM4 SC_DX ST 2M | EA |  | 1 Year | 35.5451 | 5% | 33.7678
41591 | Belden Wire | FP4SDST002MR3XA | FXPC OM4 SC_DX ST 2M | EA |  | 1 Year | 35.5451 | 5% | 33.7678
41592 | Belden Wire | FP4SDST003M | FXPC OM4 SC_DX ST 3M | EA |  | 1 Year | 37.0851 | 5% | 35.2308
41593 | Belden Wire | FP4SDST003MR3XA | FXPC OM4 SC_DX ST 3M | EA |  | 1 Year | 37.0851 | 5% | 35.2308
41594 | Belden Wire | FP4SDST004M | FXPC OM4 SC_DX ST 4M | EA |  | 1 Year | 38.6251 | 5% | 36.6938
41595 | Belden Wire | FP4SDST004MR3XA | FXPC OM4 SC_DX ST 4M | EA |  | 1 Year | 38.6251 | 5% | 36.6938
41596 | Belden Wire | FP4SDST005M | FXPC OM4 SC_DX ST 5M | EA |  | 1 Year | 40.1651 | 5% | 38.1568
41597 | Belden Wire | FP4SDST005MR3XA | FXPC OM4 SC_DX ST 5M | EA |  | 1 Year | 40.1651 | 5% | 38.1568
41598 | Belden Wire | FP4SDST006M | FXPC OM4 SC_DX ST 6M | EA |  | 1 Year | 41.7051 | 5% | 39.6198
41599 | Belden Wire | FP4SDST006MR3XA | FXPC OM4 SC_DX ST 6M | EA |  | 1 Year | 41.7051 | 5% | 39.6198
41600 | Belden Wire | FP4SDST007M | FXPC OM4 SC_DX ST 7M | EA |  | 1 Year | 43.2451 | 5% | 41.0828
41601 | Belden Wire | FP4SDST007MR3XA | FXPC OM4 SC_DX ST 7M | EA |  | 1 Year | 43.2451 | 5% | 41.0828
41602 | Belden Wire | FP4SDST008M | FXPC OM4 SC_DX ST 8M | EA |  | 1 Year | 44.7851 | 5% | 42.5458
41603 | Belden Wire | FP4SDST008MR3XA | FXPC OM4 SC_DX ST 8M | EA |  | 1 Year | 44.7851 | 5% | 42.5458
41604 | Belden Wire | FP4SDST009M | FXPC OM4 SC_DX ST 9M | EA |  | 1 Year | 46.3251 | 5% | 44.0088
41605 | Belden Wire | FP4SDST009MR3XA | FXPC OM4 SC_DX ST 9M | EA |  | 1 Year | 46.3251 | 5% | 44.0088
41606 | Belden Wire | FP4SDST00M5 | FXPC OM4 SC_DX ST 0.5M | EA |  | 1 Year | 33.2351 | 5% | 31.5733
41607 | Belden Wire | FP4SDST00M5R3XA | FXPC OM4 SC_DX ST 0.5M | EA |  | 1 Year | 33.2351 | 5% | 31.5733
41608 | Belden Wire | FP4SDST010M | FXPC OM4 SC_DX ST 10M | EA |  | 1 Year | 47.8651 | 5% | 45.4718
41609 | Belden Wire | FP4SDST010MR3XA | FXPC OM4 SC_DX ST 10M | EA |  | 1 Year | 47.8651 | 5% | 45.4718
41610 | Belden Wire | FP4SDST011M | FXPC OM4 SC_DX ST 11M | EA |  | 1 Year | 49.4051 | 5% | 46.9348
41611 | Belden Wire | FP4SDST011MR3XA | FXPC OM4 SC_DX ST 11M | EA |  | 1 Year | 49.4051 | 5% | 46.9348
41612 | Belden Wire | FP4SDST012M | FXPC OM4 SC_DX ST 12M | EA |  | 1 Year | 50.9451 | 5% | 48.3978
41613 | Belden Wire | FP4SDST012MR3XA | FXPC OM4 SC_DX ST 12M | EA |  | 1 Year | 50.9451 | 5% | 48.3978
41614 | Belden Wire | FP4SDST013M | FXPC OM4 SC_DX ST 13M | EA |  | 1 Year | 52.4851 | 5% | 49.8608
41615 | Belden Wire | FP4SDST013MR3XA | FXPC OM4 SC_DX ST 13M | EA |  | 1 Year | 52.4851 | 5% | 49.8608
41616 | Belden Wire | FP4SDST014M | FXPC OM4 SC_DX ST 14M | EA |  | 1 Year | 54.0251 | 5% | 51.3238
41617 | Belden Wire | FP4SDST014MR3XA | FXPC OM4 SC_DX ST 14M | EA |  | 1 Year | 54.0251 | 5% | 51.3238
41618 | Belden Wire | FP4SDST015M | FXPC OM4 SC_DX ST 15M | EA |  | 1 Year | 55.5651 | 5% | 52.7868
41619 | Belden Wire | FP4SDST015MR3XA | FXPC OM4 SC_DX ST 15M | EA |  | 1 Year | 55.5651 | 5% | 52.7868
41620 | Belden Wire | FP4SDST01M5 | FXPC OM4 SC_DX ST 1.5M | EA |  | 1 Year | 34.7751 | 5% | 33.0363
41621 | Belden Wire | FP4SDST01M5R3XA | FXPC OM4 SC_DX ST 1.5M | EA |  | 1 Year | 34.7751 | 5% | 33.0363
41622 | Belden Wire | FP4SDST02M5 | FXPC OM4 SC_DX ST 2.5M | EA |  | 1 Year | 36.3151 | 5% | 34.4993
41623 | Belden Wire | FP4SDST02M5R3XA | FXPC OM4 SC_DX ST 2.5M | EA |  | 1 Year | 36.3151 | 5% | 34.4993
41624 | Belden Wire | FP4SDST03M5 | FXPC OM4 SC_DX ST 3.5M | EA |  | 1 Year | 37.8551 | 5% | 35.9623
41625 | Belden Wire | FP4SDST03M5R3XA | FXPC OM4 SC_DX ST 3.5M | EA |  | 1 Year | 37.8551 | 5% | 35.9623
41626 | Belden Wire | FP4SDST04M5 | FXPC OM4 SC_DX ST 4.5M | EA |  | 1 Year | 39.3951 | 5% | 37.4253
41627 | Belden Wire | FP4SDST04M5R3XA | FXPC OM4 SC_DX ST 4.5M | EA |  | 1 Year | 39.3951 | 5% | 37.4253
41628 | Belden Wire | FP4SDST05M5 | FXPC OM4 SC_DX ST 5.5M | EA |  | 1 Year | 40.9351 | 5% | 38.8883
41629 | Belden Wire | FP4SDST05M5R3XA | FXPC OM4 SC_DX ST 5.5M | EA |  | 1 Year | 40.9351 | 5% | 38.8883
41630 | Belden Wire | FP4SDST06M5 | FXPC OM4 SC_DX ST 6.5M | EA |  | 1 Year | 42.4751 | 5% | 40.3513
41631 | Belden Wire | FP4SDST06M5R3XA | FXPC OM4 SC_DX ST 6.5M | EA |  | 1 Year | 42.4751 | 5% | 40.3513
41632 | Belden Wire | FP4SDST07M5 | FXPC OM4 SC_DX ST 7.5M | EA |  | 1 Year | 44.0151 | 5% | 41.8143
41633 | Belden Wire | FP4SDST07M5R3XA | FXPC OM4 SC_DX ST 7.5M | EA |  | 1 Year | 44.0151 | 5% | 41.8143
41634 | Belden Wire | FP4SDST08M5 | FXPC OM4 SC_DX ST 8.5M | EA |  | 1 Year | 45.5551 | 5% | 43.2773
41635 | Belden Wire | FP4SDST08M5R3XA | FXPC OM4 SC_DX ST 8.5M | EA |  | 1 Year | 45.5551 | 5% | 43.2773
41636 | Belden Wire | FP4SDST09M5 | FXPC OM4 SC_DX ST 9.5M | EA |  | 1 Year | 47.0951 | 5% | 44.7403
41637 | Belden Wire | FP4SDST09M5R3XA | FXPC OM4 SC_DX ST 9.5M | EA |  | 1 Year | 47.0951 | 5% | 44.7403
41638 | Belden Wire | FP4SDST10M5 | FXPC OM4 SC_DX ST 10.5M | EA |  | 1 Year | 48.6351 | 5% | 46.2033
41639 | Belden Wire | FP4SDST10M5R3XA | FXPC OM4 SC_DX ST 10.5M | EA |  | 1 Year | 48.6351 | 5% | 46.2033
41640 | Belden Wire | FP4SDST11M5 | FXPC OM4 SC_DX ST 11.5M | EA |  | 1 Year | 50.1751 | 5% | 47.6663
41641 | Belden Wire | FP4SDST11M5R3XA | FXPC OM4 SC_DX ST 11.5M | EA |  | 1 Year | 50.1751 | 5% | 47.6663
41642 | Belden Wire | FP4SDST12M5 | FXPC OM4 SC_DX ST 12.5M | EA |  | 1 Year | 51.7151 | 5% | 49.1293
41643 | Belden Wire | FP4SDST12M5R3XA | FXPC OM4 SC_DX ST 12.5M | EA |  | 1 Year | 51.7151 | 5% | 49.1293
41644 | Belden Wire | FP4SDST13M5 | FXPC OM4 SC_DX ST 13.5M | EA |  | 1 Year | 53.2551 | 5% | 50.5923
41645 | Belden Wire | FP4SDST13M5R3XA | FXPC OM4 SC_DX ST 13.5M | EA |  | 1 Year | 53.2551 | 5% | 50.5923
41646 | Belden Wire | FP4SDST14M5 | FXPC OM4 SC_DX ST 14.5M | EA |  | 1 Year | 54.7951 | 5% | 52.0553
41647 | Belden Wire | FP4SDST14M5R3XA | FXPC OM4 SC_DX ST 14.5M | EA |  | 1 Year | 54.7951 | 5% | 52.0553
41648 | Belden Wire | FP4STST001M | FXPC OM4 ST ST 1M | EA |  | 1 Year | 34.8375 | 5% | 33.0956
41649 | Belden Wire | FP4STST001MR3XA | FXPC OM4 ST ST 1M | EA |  | 1 Year | 34.8375 | 5% | 33.0956
41650 | Belden Wire | FP4STST002M | FXPC OM4 ST ST 2M | EA |  | 1 Year | 36.3775 | 5% | 34.5586
41651 | Belden Wire | FP4STST002MR3XA | FXPC OM4 ST ST 2M | EA |  | 1 Year | 36.3775 | 5% | 34.5586
41652 | Belden Wire | FP4STST003M | FXPC OM4 ST ST 3M | EA |  | 1 Year | 37.9175 | 5% | 36.0216
41653 | Belden Wire | FP4STST003MR3XA | FXPC OM4 ST ST 3M | EA |  | 1 Year | 37.9175 | 5% | 36.0216
41654 | Belden Wire | FP4STST004M | FXPC OM4 ST ST 4M | EA |  | 1 Year | 39.4575 | 5% | 37.4846
41655 | Belden Wire | FP4STST004MR3XA | FXPC OM4 ST ST 4M | EA |  | 1 Year | 39.4575 | 5% | 37.4846
41656 | Belden Wire | FP4STST005M | FXPC OM4 ST ST 5M | EA |  | 1 Year | 40.9975 | 5% | 38.9476
41657 | Belden Wire | FP4STST005MR3XA | FXPC OM4 ST ST 5M | EA |  | 1 Year | 40.9975 | 5% | 38.9476
41658 | Belden Wire | FP4STST006M | FXPC OM4 ST ST 6M | EA |  | 1 Year | 42.5375 | 5% | 40.4106
41659 | Belden Wire | FP4STST006MR3XA | FXPC OM4 ST ST 6M | EA |  | 1 Year | 42.5375 | 5% | 40.4106
41660 | Belden Wire | FP4STST007M | FXPC OM4 ST ST 7M | EA |  | 1 Year | 44.0775 | 5% | 41.8736
41661 | Belden Wire | FP4STST007MR3XA | FXPC OM4 ST ST 7M | EA |  | 1 Year | 44.0775 | 5% | 41.8736
41662 | Belden Wire | FP4STST008M | FXPC OM4 ST ST 8M | EA |  | 1 Year | 45.6175 | 5% | 43.3366
41663 | Belden Wire | FP4STST008MR3XA | FXPC OM4 ST ST 8M | EA |  | 1 Year | 45.6175 | 5% | 43.3366
41664 | Belden Wire | FP4STST009M | FXPC OM4 ST ST 9M | EA |  | 1 Year | 47.1575 | 5% | 44.7996
41665 | Belden Wire | FP4STST009MR3XA | FXPC OM4 ST ST 9M | EA |  | 1 Year | 47.1575 | 5% | 44.7996
41666 | Belden Wire | FP4STST00M3 | FXPC OM4 ST ST 0.3M | EA |  | 1 Year | 33.7595 | 5% | 32.0715
41667 | Belden Wire | FP4STST00M3R3XA | FXPC OM4 ST ST 0.3M | EA |  | 1 Year | 33.7595 | 5% | 32.0715
41668 | Belden Wire | FP4STST00M4 | FXPC OM4 ST ST 0.4M | EA |  | 1 Year | 33.9135 | 5% | 32.2178
41669 | Belden Wire | FP4STST00M4R3XA | FXPC OM4 ST ST 0.4M | EA |  | 1 Year | 33.9135 | 5% | 32.2178
41670 | Belden Wire | FP4STST00M5 | FXPC OM4 ST ST 0.5M | EA |  | 1 Year | 34.0675 | 5% | 32.3641
41671 | Belden Wire | FP4STST00M5R3XA | FXPC OM4 ST ST 0.5M | EA |  | 1 Year | 34.0675 | 5% | 32.3641
41672 | Belden Wire | FP4STST00M6 | FXPC OM4 ST ST 0.6M | EA |  | 1 Year | 34.2215 | 5% | 32.5104
41673 | Belden Wire | FP4STST00M6R3XA | FXPC OM4 ST ST 0.6M | EA |  | 1 Year | 34.2215 | 5% | 32.5104
41674 | Belden Wire | FP4STST00M7 | FXPC OM4 ST ST 0.7M | EA |  | 1 Year | 34.3755 | 5% | 32.6567
41675 | Belden Wire | FP4STST00M7R3XA | FXPC OM4 ST ST 0.7M | EA |  | 1 Year | 34.3755 | 5% | 32.6567
41676 | Belden Wire | FP4STST00M8 | FXPC OM4 ST ST 0.8M | EA |  | 1 Year | 34.5295 | 5% | 32.803
41677 | Belden Wire | FP4STST00M8R3XA | FXPC OM4 ST ST 0.8M | EA |  | 1 Year | 34.5295 | 5% | 32.803
41678 | Belden Wire | FP4STST00M9 | FXPC OM4 ST ST 0.9M | EA |  | 1 Year | 34.6835 | 5% | 32.9493
41679 | Belden Wire | FP4STST00M9R3XA | FXPC OM4 ST ST 0.9M | EA |  | 1 Year | 34.6835 | 5% | 32.9493
41680 | Belden Wire | FP4STST010M | FXPC OM4 ST ST 10M | EA |  | 1 Year | 48.6975 | 5% | 46.2626
41681 | Belden Wire | FP4STST010MR3XA | FXPC OM4 ST ST 10M | EA |  | 1 Year | 48.6975 | 5% | 46.2626
41682 | Belden Wire | FP4STST011M | FXPC OM4 ST ST 11M | EA |  | 1 Year | 50.2375 | 5% | 47.7256
41683 | Belden Wire | FP4STST011MR3XA | FXPC OM4 ST ST 11M | EA |  | 1 Year | 50.2375 | 5% | 47.7256
41684 | Belden Wire | FP4STST012M | FXPC OM4 ST ST 12M | EA |  | 1 Year | 51.7775 | 5% | 49.1886
41685 | Belden Wire | FP4STST012MR3XA | FXPC OM4 ST ST 12M | EA |  | 1 Year | 51.7775 | 5% | 49.1886
41686 | Belden Wire | FP4STST013M | FXPC OM4 ST ST 13M | EA |  | 1 Year | 53.3175 | 5% | 50.6516
41687 | Belden Wire | FP4STST013MR3XA | FXPC OM4 ST ST 13M | EA |  | 1 Year | 53.3175 | 5% | 50.6516
41688 | Belden Wire | FP4STST014M | FXPC OM4 ST ST 14M | EA |  | 1 Year | 54.8575 | 5% | 52.1146
41689 | Belden Wire | FP4STST014MR3XA | FXPC OM4 ST ST 14M | EA |  | 1 Year | 54.8575 | 5% | 52.1146
41690 | Belden Wire | FP4STST015M | FXPC OM4 ST ST 15M | EA |  | 1 Year | 56.3975 | 5% | 53.5776
41691 | Belden Wire | FP4STST015MR3XA | FXPC OM4 ST ST 15M | EA |  | 1 Year | 56.3975 | 5% | 53.5776
41692 | Belden Wire | FP4STST01M1 | FXPC OM4 ST ST 1.1M | EA |  | 1 Year | 34.9915 | 5% | 33.2419
41693 | Belden Wire | FP4STST01M1R3XA | FXPC OM4 ST ST 1.1M | EA |  | 1 Year | 34.9915 | 5% | 33.2419
41694 | Belden Wire | FP4STST01M2 | FXPC OM4 ST ST 1.2M | EA |  | 1 Year | 35.1455 | 5% | 33.3882
41695 | Belden Wire | FP4STST01M2R3XA | FXPC OM4 ST ST 1.2M | EA |  | 1 Year | 35.1455 | 5% | 33.3882
41696 | Belden Wire | FP4STST01M3 | FXPC OM4 ST ST 1.3M | EA |  | 1 Year | 35.2995 | 5% | 33.5345
41697 | Belden Wire | FP4STST01M3R3XA | FXPC OM4 ST ST 1.3M | EA |  | 1 Year | 35.2995 | 5% | 33.5345
41698 | Belden Wire | FP4STST01M4 | FXPC OM4 ST ST 1.4M | EA |  | 1 Year | 35.4535 | 5% | 33.6808
41699 | Belden Wire | FP4STST01M4R3XA | FXPC OM4 ST ST 1.4M | EA |  | 1 Year | 35.4535 | 5% | 33.6808
41700 | Belden Wire | FP4STST01M5 | FXPC OM4 ST ST 1.5M | EA |  | 1 Year | 35.6075 | 5% | 33.8271
41701 | Belden Wire | FP4STST01M5R3XA | FXPC OM4 ST ST 1.5M | EA |  | 1 Year | 35.6075 | 5% | 33.8271
41702 | Belden Wire | FP4STST01M6 | FXPC OM4 ST ST 1.6M | EA |  | 1 Year | 35.7615 | 5% | 33.9734
41703 | Belden Wire | FP4STST01M6R3XA | FXPC OM4 ST ST 1.6M | EA |  | 1 Year | 35.7615 | 5% | 33.9734
41704 | Belden Wire | FP4STST01M7 | FXPC OM4 ST ST 1.7M | EA |  | 1 Year | 35.9155 | 5% | 34.1197
41705 | Belden Wire | FP4STST01M7R3XA | FXPC OM4 ST ST 1.7M | EA |  | 1 Year | 35.9155 | 5% | 34.1197
41706 | Belden Wire | FP4STST01M8 | FXPC OM4 ST ST 1.8M | EA |  | 1 Year | 36.0695 | 5% | 34.266
41707 | Belden Wire | FP4STST01M8R3XA | FXPC OM4 ST ST 1.8M | EA |  | 1 Year | 36.0695 | 5% | 34.266
41708 | Belden Wire | FP4STST01M9 | FXPC OM4 ST ST 1.9M | EA |  | 1 Year | 36.2235 | 5% | 34.4123
41709 | Belden Wire | FP4STST01M9R3XA | FXPC OM4 ST ST 1.9M | EA |  | 1 Year | 36.2235 | 5% | 34.4123
41710 | Belden Wire | FP4STST02M1 | FXPC OM4 ST ST 2.1M | EA |  | 1 Year | 36.5315 | 5% | 34.7049
41711 | Belden Wire | FP4STST02M1R3XA | FXPC OM4 ST ST 2.1M | EA |  | 1 Year | 36.5315 | 5% | 34.7049
41712 | Belden Wire | FP4STST02M2 | FXPC OM4 ST ST 2.2M | EA |  | 1 Year | 36.6855 | 5% | 34.8512
41713 | Belden Wire | FP4STST02M2R3XA | FXPC OM4 ST ST 2.2M | EA |  | 1 Year | 36.6855 | 5% | 34.8512
41714 | Belden Wire | FP4STST02M3 | FXPC OM4 ST ST 2.3M | EA |  | 1 Year | 36.8395 | 5% | 34.9975
41715 | Belden Wire | FP4STST02M3R3XA | FXPC OM4 ST ST 2.3M | EA |  | 1 Year | 36.8395 | 5% | 34.9975
41716 | Belden Wire | FP4STST02M4 | FXPC OM4 ST ST 2.4M | EA |  | 1 Year | 36.9935 | 5% | 35.1438
41717 | Belden Wire | FP4STST02M4R3XA | FXPC OM4 ST ST 2.4M | EA |  | 1 Year | 36.9935 | 5% | 35.1438
41718 | Belden Wire | FP4STST02M5 | FXPC OM4 ST ST 2.5M | EA |  | 1 Year | 37.1475 | 5% | 35.2901
41719 | Belden Wire | FP4STST02M5R3XA | FXPC OM4 ST ST 2.5M | EA |  | 1 Year | 37.1475 | 5% | 35.2901
41720 | Belden Wire | FP4STST02M6 | FXPC OM4 ST ST 2.6M | EA |  | 1 Year | 37.3015 | 5% | 35.4364
41721 | Belden Wire | FP4STST02M6R3XA | FXPC OM4 ST ST 2.6M | EA |  | 1 Year | 37.3015 | 5% | 35.4364
41722 | Belden Wire | FP4STST02M7 | FXPC OM4 ST ST 2.7M | EA |  | 1 Year | 37.4555 | 5% | 35.5827
41723 | Belden Wire | FP4STST02M7R3XA | FXPC OM4 ST ST 2.7M | EA |  | 1 Year | 37.4555 | 5% | 35.5827
41724 | Belden Wire | FP4STST02M8 | FXPC OM4 ST ST 2.8M | EA |  | 1 Year | 37.6095 | 5% | 35.729
41725 | Belden Wire | FP4STST02M8R3XA | FXPC OM4 ST ST 2.8M | EA |  | 1 Year | 37.6095 | 5% | 35.729
41726 | Belden Wire | FP4STST02M9 | FXPC OM4 ST ST 2.9M | EA |  | 1 Year | 37.7635 | 5% | 35.8753
41727 | Belden Wire | FP4STST02M9R3XA | FXPC OM4 ST ST 2.9M | EA |  | 1 Year | 37.7635 | 5% | 35.8753
41728 | Belden Wire | FP4STST03M1 | FXPC OM4 ST ST 3.1M | EA |  | 1 Year | 38.0715 | 5% | 36.1679
41729 | Belden Wire | FP4STST03M1R3XA | FXPC OM4 ST ST 3.1M | EA |  | 1 Year | 38.0715 | 5% | 36.1679
41730 | Belden Wire | FP4STST03M2 | FXPC OM4 ST ST 3.2M | EA |  | 1 Year | 38.2255 | 5% | 36.3142
41731 | Belden Wire | FP4STST03M2R3XA | FXPC OM4 ST ST 3.2M | EA |  | 1 Year | 38.2255 | 5% | 36.3142
41732 | Belden Wire | FP4STST03M3 | FXPC OM4 ST ST 3.3M | EA |  | 1 Year | 38.3795 | 5% | 36.4605
41733 | Belden Wire | FP4STST03M3R3XA | FXPC OM4 ST ST 3.3M | EA |  | 1 Year | 38.3795 | 5% | 36.4605
41734 | Belden Wire | FP4STST03M4 | FXPC OM4 ST ST 3.4M | EA |  | 1 Year | 38.5335 | 5% | 36.6068
41735 | Belden Wire | FP4STST03M4R3XA | FXPC OM4 ST ST 3.4M | EA |  | 1 Year | 38.5335 | 5% | 36.6068
41736 | Belden Wire | FP4STST03M5 | FXPC OM4 ST ST 3.5M | EA |  | 1 Year | 38.6875 | 5% | 36.7531
41737 | Belden Wire | FP4STST03M5R3XA | FXPC OM4 ST ST 3.5M | EA |  | 1 Year | 38.6875 | 5% | 36.7531
41738 | Belden Wire | FP4STST03M6 | FXPC OM4 ST ST 3.6M | EA |  | 1 Year | 38.8415 | 5% | 36.8994
41739 | Belden Wire | FP4STST03M6R3XA | FXPC OM4 ST ST 3.6M | EA |  | 1 Year | 38.8415 | 5% | 36.8994
41740 | Belden Wire | FP4STST03M7 | FXPC OM4 ST ST 3.7M | EA |  | 1 Year | 38.9955 | 5% | 37.0457
41741 | Belden Wire | FP4STST03M7R3XA | FXPC OM4 ST ST 3.7M | EA |  | 1 Year | 38.9955 | 5% | 37.0457
41742 | Belden Wire | FP4STST03M8 | FXPC OM4 ST ST 3.8M | EA |  | 1 Year | 39.1495 | 5% | 37.192
41743 | Belden Wire | FP4STST03M8R3XA | FXPC OM4 ST ST 3.8M | EA |  | 1 Year | 39.1495 | 5% | 37.192
41744 | Belden Wire | FP4STST03M9 | FXPC OM4 ST ST 3.9M | EA |  | 1 Year | 39.3035 | 5% | 37.3383
41745 | Belden Wire | FP4STST03M9R3XA | FXPC OM4 ST ST 3.9M | EA |  | 1 Year | 39.3035 | 5% | 37.3383
41746 | Belden Wire | FP4STST04M1 | FXPC OM4 ST ST 4.1M | EA |  | 1 Year | 39.6115 | 5% | 37.6309
41747 | Belden Wire | FP4STST04M1R3XA | FXPC OM4 ST ST 4.1M | EA |  | 1 Year | 39.6115 | 5% | 37.6309
41748 | Belden Wire | FP4STST04M2 | FXPC OM4 ST ST 4.2M | EA |  | 1 Year | 39.7655 | 5% | 37.7772
41749 | Belden Wire | FP4STST04M2R3XA | FXPC OM4 ST ST 4.2M | EA |  | 1 Year | 39.7655 | 5% | 37.7772
41750 | Belden Wire | FP4STST04M3 | FXPC OM4 ST ST 4.3M | EA |  | 1 Year | 39.9195 | 5% | 37.9235
41751 | Belden Wire | FP4STST04M3R3XA | FXPC OM4 ST ST 4.3M | EA |  | 1 Year | 39.9195 | 5% | 37.9235
41752 | Belden Wire | FP4STST04M4 | FXPC OM4 ST ST 4.4M | EA |  | 1 Year | 40.0735 | 5% | 38.0698
41753 | Belden Wire | FP4STST04M4R3XA | FXPC OM4 ST ST 4.4M | EA |  | 1 Year | 40.0735 | 5% | 38.0698
41754 | Belden Wire | FP4STST04M5 | FXPC OM4 ST ST 4.5M | EA |  | 1 Year | 40.2275 | 5% | 38.2161
41755 | Belden Wire | FP4STST04M5R3XA | FXPC OM4 ST ST 4.5M | EA |  | 1 Year | 40.2275 | 5% | 38.2161
41756 | Belden Wire | FP4STST04M6 | FXPC OM4 ST ST 4.6M | EA |  | 1 Year | 40.3815 | 5% | 38.3624
41757 | Belden Wire | FP4STST04M6R3XA | FXPC OM4 ST ST 4.6M | EA |  | 1 Year | 40.3815 | 5% | 38.3624
41758 | Belden Wire | FP4STST04M7 | FXPC OM4 ST ST 4.7M | EA |  | 1 Year | 40.5355 | 5% | 38.5087
41759 | Belden Wire | FP4STST04M7R3XA | FXPC OM4 ST ST 4.7M | EA |  | 1 Year | 40.5355 | 5% | 38.5087
41760 | Belden Wire | FP4STST04M8 | FXPC OM4 ST ST 4.8M | EA |  | 1 Year | 40.6895 | 5% | 38.655
41761 | Belden Wire | FP4STST04M8R3XA | FXPC OM4 ST ST 4.8M | EA |  | 1 Year | 40.6895 | 5% | 38.655
41762 | Belden Wire | FP4STST04M9 | FXPC OM4 ST ST 4.9M | EA |  | 1 Year | 40.8435 | 5% | 38.8013
41763 | Belden Wire | FP4STST04M9R3XA | FXPC OM4 ST ST 4.9M | EA |  | 1 Year | 40.8435 | 5% | 38.8013
41764 | Belden Wire | FP4STST05M5 | FXPC OM4 ST ST 5.5M | EA |  | 1 Year | 41.7675 | 5% | 39.6791
41765 | Belden Wire | FP4STST05M5R3XA | FXPC OM4 ST ST 5.5M | EA |  | 1 Year | 41.7675 | 5% | 39.6791
41766 | Belden Wire | FP4STST06M5 | FXPC OM4 ST ST 6.5M | EA |  | 1 Year | 43.3075 | 5% | 41.1421
41767 | Belden Wire | FP4STST06M5R3XA | FXPC OM4 ST ST 6.5M | EA |  | 1 Year | 43.3075 | 5% | 41.1421
41768 | Belden Wire | FP4STST07M5 | FXPC OM4 ST ST 7.5M | EA |  | 1 Year | 44.8475 | 5% | 42.6051
41769 | Belden Wire | FP4STST07M5R3XA | FXPC OM4 ST ST 7.5M | EA |  | 1 Year | 44.8475 | 5% | 42.6051
41770 | Belden Wire | FP4STST08M5 | FXPC OM4 ST ST 8.5M | EA |  | 1 Year | 46.3875 | 5% | 44.0681
41771 | Belden Wire | FP4STST08M5R3XA | FXPC OM4 ST ST 8.5M | EA |  | 1 Year | 46.3875 | 5% | 44.0681
41772 | Belden Wire | FP4STST09M5 | FXPC OM4 ST ST 9.5M | EA |  | 1 Year | 47.9275 | 5% | 45.5311
41773 | Belden Wire | FP4STST09M5R3XA | FXPC OM4 ST ST 9.5M | EA |  | 1 Year | 47.9275 | 5% | 45.5311
41774 | Belden Wire | FP4STST10M5 | FXPC OM4 ST ST 10.5M | EA |  | 1 Year | 49.4675 | 5% | 46.9941
41775 | Belden Wire | FP4STST10M5R3XA | FXPC OM4 ST ST 10.5M | EA |  | 1 Year | 49.4675 | 5% | 46.9941
41776 | Belden Wire | FP4STST11M5 | FXPC OM4 ST ST 11.5M | EA |  | 1 Year | 51.0075 | 5% | 48.4571
41777 | Belden Wire | FP4STST11M5R3XA | FXPC OM4 ST ST 11.5M | EA |  | 1 Year | 51.0075 | 5% | 48.4571
41778 | Belden Wire | FP4STST12M5 | FXPC OM4 ST ST 12.5M | EA |  | 1 Year | 52.5475 | 5% | 49.9201
41779 | Belden Wire | FP4STST12M5R3XA | FXPC OM4 ST ST 12.5M | EA |  | 1 Year | 52.5475 | 5% | 49.9201
41780 | Belden Wire | FP4STST13M5 | FXPC OM4 ST ST 13.5M | EA |  | 1 Year | 54.0875 | 5% | 51.3831
41781 | Belden Wire | FP4STST13M5R3XA | FXPC OM4 ST ST 13.5M | EA |  | 1 Year | 54.0875 | 5% | 51.3831
41782 | Belden Wire | FP4STST14M5 | FXPC OM4 ST ST 14.5M | EA |  | 1 Year | 55.6275 | 5% | 52.8461
41783 | Belden Wire | FP4STST14M5R3XA | FXPC OM4 ST ST 14.5M | EA |  | 1 Year | 55.6275 | 5% | 52.8461
41784 | Belden Wire | FPS4F4F003M | FXPC OS2 MPO8_F MPO8_F 3M | EA |  | 1 Year | 219.558 | 5% | 208.5801
41785 | Belden Wire | FPSLALA001M | FXPC OS2 LC_DX/A LC_DX/A 1M | EA |  | 1 Year | 35.2135 | 5% | 33.4528
41786 | Belden Wire | FPSLALA002M | FXPC OS2 LC_DX/A LC_DX/A 2M | EA |  | 1 Year | 36.7535 | 5% | 34.9158
41787 | Belden Wire | FPSLALA002ML | FXPC OS2 LC_DX/A LC_DX/A 2M | EA |  | 1 Year | 37.297 | 5% | 35.4321
41788 | Belden Wire | FPSLALA003M | FXPC OS2 LC_DX/A LC_DX/A 3M | EA |  | 1 Year | 38.2935 | 5% | 36.3788
41789 | Belden Wire | FPSLALA004M | FXPC OS2 LC_DX/A LC_DX/A 4M | EA |  | 1 Year | 39.8335 | 5% | 37.8418
41790 | Belden Wire | FPSLALA005M | FXPC OS2 LC_DX/A LC_DX/A 5M | EA |  | 1 Year | 41.3735 | 5% | 39.3048
41791 | Belden Wire | FPSLALA006M | FXPC OS2 LC_DX/A LC_DX/A 6M | EA |  | 1 Year | 42.9135 | 5% | 40.7678
41792 | Belden Wire | FPSLALA007M | FXPC OS2 LC_DX/A LC_DX/A 7M | EA |  | 1 Year | 44.4535 | 5% | 42.2308
41793 | Belden Wire | FPSLALA008M | FXPC OS2 LC_DX/A LC_DX/A 8M | EA |  | 1 Year | 45.9935 | 5% | 43.6938
41794 | Belden Wire | FPSLALA009M | FXPC OS2 LC_DX/A LC_DX/A 9M | EA |  | 1 Year | 47.5335 | 5% | 45.1568
41795 | Belden Wire | FPSLALA00M3 | FXPC OS2 LC_DX/A LC_DX/A 0.3M | EA |  | 1 Year | 34.1355 | 5% | 32.4287
41796 | Belden Wire | FPSLALA00M4 | FXPC OS2 LC_DX/A LC_DX/A 0.4M | EA |  | 1 Year | 34.2895 | 5% | 32.575
41797 | Belden Wire | FPSLALA00M5 | FXPC OS2 LC_DX/A LC_DX/A 0.5M | EA |  | 1 Year | 34.4435 | 5% | 32.7213
41798 | Belden Wire | FPSLALA00M6 | FXPC OS2 LC_DX/A LC_DX/A 0.6M | EA |  | 1 Year | 34.5975 | 5% | 32.8676
41799 | Belden Wire | FPSLALA00M7 | FXPC OS2 LC_DX/A LC_DX/A 0.7M | EA |  | 1 Year | 34.7515 | 5% | 33.0139
41800 | Belden Wire | FPSLALA00M8 | FXPC OS2 LC_DX/A LC_DX/A 0.8M | EA |  | 1 Year | 34.9055 | 5% | 33.1602
41801 | Belden Wire | FPSLALA00M9 | FXPC OS2 LC_DX/A LC_DX/A 0.9M | EA |  | 1 Year | 35.0595 | 5% | 33.3065
41802 | Belden Wire | FPSLALA010M | FXPC OS2 LC_DX/A LC_DX/A 10M | EA |  | 1 Year | 49.0735 | 5% | 46.6198
41803 | Belden Wire | FPSLALA011M | FXPC OS2 LC_DX/A LC_DX/A 11M | EA |  | 1 Year | 50.6135 | 5% | 48.0828
41804 | Belden Wire | FPSLALA012M | FXPC OS2 LC_DX/A LC_DX/A 12M | EA |  | 1 Year | 52.1535 | 5% | 49.5458
41805 | Belden Wire | FPSLALA013M | FXPC OS2 LC_DX/A LC_DX/A 13M | EA |  | 1 Year | 53.6935 | 5% | 51.0088
41806 | Belden Wire | FPSLALA014M | FXPC OS2 LC_DX/A LC_DX/A 14M | EA |  | 1 Year | 55.2335 | 5% | 52.4718
41807 | Belden Wire | FPSLALA015M | FXPC OS2 LC_DX/A LC_DX/A 15M | EA |  | 1 Year | 56.7735 | 5% | 53.9348
41808 | Belden Wire | FPSLALA01M1 | FXPC OS2 LC_DX/A LC_DX/A 1.1M | EA |  | 1 Year | 35.3675 | 5% | 33.5991
41809 | Belden Wire | FPSLALA01M2 | FXPC OS2 LC_DX/A LC_DX/A 1.2M | EA |  | 1 Year | 35.5215 | 5% | 33.7454
41810 | Belden Wire | FPSLALA01M3 | FXPC OS2 LC_DX/A LC_DX/A 1.3M | EA |  | 1 Year | 35.6755 | 5% | 33.8917
41811 | Belden Wire | FPSLALA01M4 | FXPC OS2 LC_DX/A LC_DX/A 1.4M | EA |  | 1 Year | 35.8295 | 5% | 34.038
41812 | Belden Wire | FPSLALA01M5 | FXPC OS2 LC_DX/A LC_DX/A 1.5M | EA |  | 1 Year | 35.9835 | 5% | 34.1843
41813 | Belden Wire | FPSLALA01M6 | FXPC OS2 LC_DX/A LC_DX/A 1.6M | EA |  | 1 Year | 36.1375 | 5% | 34.3306
41814 | Belden Wire | FPSLALA01M7 | FXPC OS2 LC_DX/A LC_DX/A 1.7M | EA |  | 1 Year | 36.2915 | 5% | 34.4769
41815 | Belden Wire | FPSLALA01M8 | FXPC OS2 LC_DX/A LC_DX/A 1.8M | EA |  | 1 Year | 36.4455 | 5% | 34.6232
41816 | Belden Wire | FPSLALA01M9 | FXPC OS2 LC_DX/A LC_DX/A 1.9M | EA |  | 1 Year | 36.5995 | 5% | 34.7695
41817 | Belden Wire | FPSLALA020MR2XY | FXPC OS2 LC_DX/A LC_DX/A 20M | EA |  | 1 Year | 66.0945 | 5% | 62.7898
41818 | Belden Wire | FPSLALA02M1 | FXPC OS2 LC_DX/A LC_DX/A 2.1M | EA |  | 1 Year | 36.9075 | 5% | 35.0621
41819 | Belden Wire | FPSLALA02M2 | FXPC OS2 LC_DX/A LC_DX/A 2.2M | EA |  | 1 Year | 37.0615 | 5% | 35.2084
41820 | Belden Wire | FPSLALA02M3 | FXPC OS2 LC_DX/A LC_DX/A 2.3M | EA |  | 1 Year | 37.2155 | 5% | 35.3547
41821 | Belden Wire | FPSLALA02M4 | FXPC OS2 LC_DX/A LC_DX/A 2.4M | EA |  | 1 Year | 37.3695 | 5% | 35.501
41822 | Belden Wire | FPSLALA02M5 | FXPC OS2 LC_DX/A LC_DX/A 2.5M | EA |  | 1 Year | 37.5235 | 5% | 35.6473
41823 | Belden Wire | FPSLALA02M6 | FXPC OS2 LC_DX/A LC_DX/A 2.6M | EA |  | 1 Year | 37.6775 | 5% | 35.7936
41824 | Belden Wire | FPSLALA02M7 | FXPC OS2 LC_DX/A LC_DX/A 2.7M | EA |  | 1 Year | 37.8315 | 5% | 35.9399
41825 | Belden Wire | FPSLALA02M8 | FXPC OS2 LC_DX/A LC_DX/A 2.8M | EA |  | 1 Year | 37.9855 | 5% | 36.0862
41826 | Belden Wire | FPSLALA02M9 | FXPC OS2 LC_DX/A LC_DX/A 2.9M | EA |  | 1 Year | 38.1395 | 5% | 36.2325
41827 | Belden Wire | FPSLALA03M1 | FXPC OS2 LC_DX/A LC_DX/A 3.1M | EA |  | 1 Year | 38.4475 | 5% | 36.5251
41828 | Belden Wire | FPSLALA03M2 | FXPC OS2 LC_DX/A LC_DX/A 3.2M | EA |  | 1 Year | 38.6015 | 5% | 36.6714
41829 | Belden Wire | FPSLALA03M3 | FXPC OS2 LC_DX/A LC_DX/A 3.3M | EA |  | 1 Year | 38.7555 | 5% | 36.8177
41830 | Belden Wire | FPSLALA03M4 | FXPC OS2 LC_DX/A LC_DX/A 3.4M | EA |  | 1 Year | 38.9095 | 5% | 36.964
41831 | Belden Wire | FPSLALA03M5 | FXPC OS2 LC_DX/A LC_DX/A 3.5M | EA |  | 1 Year | 39.0635 | 5% | 37.1103
41832 | Belden Wire | FPSLALA03M6 | FXPC OS2 LC_DX/A LC_DX/A 3.6M | EA |  | 1 Year | 39.2175 | 5% | 37.2566
41833 | Belden Wire | FPSLALA03M7 | FXPC OS2 LC_DX/A LC_DX/A 3.7M | EA |  | 1 Year | 39.3715 | 5% | 37.4029
41834 | Belden Wire | FPSLALA03M8 | FXPC OS2 LC_DX/A LC_DX/A 3.8M | EA |  | 1 Year | 39.5255 | 5% | 37.5492
41835 | Belden Wire | FPSLALA03M9 | FXPC OS2 LC_DX/A LC_DX/A 3.9M | EA |  | 1 Year | 39.6795 | 5% | 37.6955
41836 | Belden Wire | FPSLALA04M1 | FXPC OS2 LC_DX/A LC_DX/A 4.1M | EA |  | 1 Year | 39.9875 | 5% | 37.9881
41837 | Belden Wire | FPSLALA04M2 | FXPC OS2 LC_DX/A LC_DX/A 4.2M | EA |  | 1 Year | 40.1415 | 5% | 38.1344
41838 | Belden Wire | FPSLALA04M3 | FXPC OS2 LC_DX/A LC_DX/A 4.3M | EA |  | 1 Year | 40.2955 | 5% | 38.2807
41839 | Belden Wire | FPSLALA04M4 | FXPC OS2 LC_DX/A LC_DX/A 4.4M | EA |  | 1 Year | 40.4495 | 5% | 38.427
41840 | Belden Wire | FPSLALA04M5 | FXPC OS2 LC_DX/A LC_DX/A 4.5M | EA |  | 1 Year | 40.6035 | 5% | 38.5733
41841 | Belden Wire | FPSLALA04M6 | FXPC OS2 LC_DX/A LC_DX/A 4.6M | EA |  | 1 Year | 40.7575 | 5% | 38.7196
41842 | Belden Wire | FPSLALA04M7 | FXPC OS2 LC_DX/A LC_DX/A 4.7M | EA |  | 1 Year | 40.9115 | 5% | 38.8659
41843 | Belden Wire | FPSLALA04M8 | FXPC OS2 LC_DX/A LC_DX/A 4.8M | EA |  | 1 Year | 41.0655 | 5% | 39.0122
41844 | Belden Wire | FPSLALA04M9 | FXPC OS2 LC_DX/A LC_DX/A 4.9M | EA |  | 1 Year | 41.2195 | 5% | 39.1585
41845 | Belden Wire | FPSLALA05M5 | FXPC OS2 LC_DX/A LC_DX/A 5.5M | EA |  | 1 Year | 42.1435 | 5% | 40.0363
41846 | Belden Wire | FPSLALA06M5 | FXPC OS2 LC_DX/A LC_DX/A 6.5M | EA |  | 1 Year | 43.6835 | 5% | 41.4993
41847 | Belden Wire | FPSLALA07M5 | FXPC OS2 LC_DX/A LC_DX/A 7.5M | EA |  | 1 Year | 45.2235 | 5% | 42.9623
41848 | Belden Wire | FPSLALA08M5 | FXPC OS2 LC_DX/A LC_DX/A 8.5M | EA |  | 1 Year | 46.7635 | 5% | 44.4253
41849 | Belden Wire | FPSLALA09M5 | FXPC OS2 LC_DX/A LC_DX/A 9.5M | EA |  | 1 Year | 48.3035 | 5% | 45.8883
41850 | Belden Wire | FPSLALA10M5 | FXPC OS2 LC_DX/A LC_DX/A 10.5M | EA |  | 1 Year | 49.8435 | 5% | 47.3513
41851 | Belden Wire | FPSLALA11M5 | FXPC OS2 LC_DX/A LC_DX/A 11.5M | EA |  | 1 Year | 51.3835 | 5% | 48.8143
41852 | Belden Wire | FPSLALA12M5 | FXPC OS2 LC_DX/A LC_DX/A 12.5M | EA |  | 1 Year | 52.9235 | 5% | 50.2773
41853 | Belden Wire | FPSLALA13M5 | FXPC OS2 LC_DX/A LC_DX/A 13.5M | EA |  | 1 Year | 54.4635 | 5% | 51.7403
41854 | Belden Wire | FPSLALA14M5 | FXPC OS2 LC_DX/A LC_DX/A 14.5M | EA |  | 1 Year | 56.0035 | 5% | 53.2033
41855 | Belden Wire | FPSLASA001M | FXPC OS2 LC_DX/A SC_DX/A 1M | EA |  | 1 Year | 35.2135 | 5% | 33.4528
41856 | Belden Wire | FPSLASA002M | FXPC OS2 LC_DX/A SC_DX/A 2M | EA |  | 1 Year | 36.7535 | 5% | 34.9158
41857 | Belden Wire | FPSLASA003M | FXPC OS2 LC_DX/A SC_DX/A 3M | EA |  | 1 Year | 38.2935 | 5% | 36.3788
41858 | Belden Wire | FPSLASA004M | FXPC OS2 LC_DX/A SC_DX/A 4M | EA |  | 1 Year | 39.8335 | 5% | 37.8418
41859 | Belden Wire | FPSLASA005M | FXPC OS2 LC_DX/A SC_DX/A 5M | EA |  | 1 Year | 41.3735 | 5% | 39.3048
41860 | Belden Wire | FPSLASA006M | FXPC OS2 LC_DX/A SC_DX/A 6M | EA |  | 1 Year | 42.9135 | 5% | 40.7678
41861 | Belden Wire | FPSLASA007M | FXPC OS2 LC_DX/A SC_DX/A 7M | EA |  | 1 Year | 44.4535 | 5% | 42.2308
41862 | Belden Wire | FPSLASA008M | FXPC OS2 LC_DX/A SC_DX/A 8M | EA |  | 1 Year | 45.9935 | 5% | 43.6938
41863 | Belden Wire | FPSLASA009M | FXPC OS2 LC_DX/A SC_DX/A 9M | EA |  | 1 Year | 47.5335 | 5% | 45.1568
41864 | Belden Wire | FPSLASA00M3 | FXPC OS2 LC_DX/A SC_DX/A 0.3M | EA |  | 1 Year | 34.1355 | 5% | 32.4287
41865 | Belden Wire | FPSLASA00M4 | FXPC OS2 LC_DX/A SC_DX/A 0.4M | EA |  | 1 Year | 34.2895 | 5% | 32.575
41866 | Belden Wire | FPSLASA00M5 | FXPC OS2 LC_DX/A SC_DX/A 0.5M | EA |  | 1 Year | 34.4435 | 5% | 32.7213
41867 | Belden Wire | FPSLASA00M6 | FXPC OS2 LC_DX/A SC_DX/A 0.6M | EA |  | 1 Year | 34.5975 | 5% | 32.8676
41868 | Belden Wire | FPSLASA00M7 | FXPC OS2 LC_DX/A SC_DX/A 0.7M | EA |  | 1 Year | 34.7515 | 5% | 33.0139
41869 | Belden Wire | FPSLASA00M8 | FXPC OS2 LC_DX/A SC_DX/A 0.8M | EA |  | 1 Year | 34.9055 | 5% | 33.1602
41870 | Belden Wire | FPSLASA00M9 | FXPC OS2 LC_DX/A SC_DX/A 0.9M | EA |  | 1 Year | 35.0595 | 5% | 33.3065
41871 | Belden Wire | FPSLASA010M | FXPC OS2 LC_DX/A SC_DX/A 10M | EA |  | 1 Year | 49.0735 | 5% | 46.6198
41872 | Belden Wire | FPSLASA011M | FXPC OS2 LC_DX/A SC_DX/A 11M | EA |  | 1 Year | 50.6135 | 5% | 48.0828
41873 | Belden Wire | FPSLASA012M | FXPC OS2 LC_DX/A SC_DX/A 12M | EA |  | 1 Year | 52.1535 | 5% | 49.5458
41874 | Belden Wire | FPSLASA013M | FXPC OS2 LC_DX/A SC_DX/A 13M | EA |  | 1 Year | 53.6935 | 5% | 51.0088
41875 | Belden Wire | FPSLASA014M | FXPC OS2 LC_DX/A SC_DX/A 14M | EA |  | 1 Year | 55.2335 | 5% | 52.4718
41876 | Belden Wire | FPSLASA015M | FXPC OS2 LC_DX/A SC_DX/A 15M | EA |  | 1 Year | 56.7735 | 5% | 53.9348
41877 | Belden Wire | FPSLASA01M1 | FXPC OS2 LC_DX/A SC_DX/A 1.1M | EA |  | 1 Year | 35.3675 | 5% | 33.5991
41878 | Belden Wire | FPSLASA01M2 | FXPC OS2 LC_DX/A SC_DX/A 1.2M | EA |  | 1 Year | 35.5215 | 5% | 33.7454
41879 | Belden Wire | FPSLASA01M3 | FXPC OS2 LC_DX/A SC_DX/A 1.3M | EA |  | 1 Year | 35.6755 | 5% | 33.8917
41880 | Belden Wire | FPSLASA01M4 | FXPC OS2 LC_DX/A SC_DX/A 1.4M | EA |  | 1 Year | 35.8295 | 5% | 34.038
41881 | Belden Wire | FPSLASA01M5 | FXPC OS2 LC_DX/A SC_DX/A 1.5M | EA |  | 1 Year | 35.9835 | 5% | 34.1843
41882 | Belden Wire | FPSLASA01M6 | FXPC OS2 LC_DX/A SC_DX/A 1.6M | EA |  | 1 Year | 36.1375 | 5% | 34.3306
41883 | Belden Wire | FPSLASA01M7 | FXPC OS2 LC_DX/A SC_DX/A 1.7M | EA |  | 1 Year | 36.2915 | 5% | 34.4769
41884 | Belden Wire | FPSLASA01M8 | FXPC OS2 LC_DX/A SC_DX/A 1.8M | EA |  | 1 Year | 36.4455 | 5% | 34.6232
41885 | Belden Wire | FPSLASA01M9 | FXPC OS2 LC_DX/A SC_DX/A 1.9M | EA |  | 1 Year | 36.5995 | 5% | 34.7695
41886 | Belden Wire | FPSLASA02M1 | FXPC OS2 LC_DX/A SC_DX/A 2.1M | EA |  | 1 Year | 36.9075 | 5% | 35.0621
41887 | Belden Wire | FPSLASA02M2 | FXPC OS2 LC_DX/A SC_DX/A 2.2M | EA |  | 1 Year | 37.0615 | 5% | 35.2084
41888 | Belden Wire | FPSLASA02M3 | FXPC OS2 LC_DX/A SC_DX/A 2.3M | EA |  | 1 Year | 37.2155 | 5% | 35.3547
41889 | Belden Wire | FPSLASA02M4 | FXPC OS2 LC_DX/A SC_DX/A 2.4M | EA |  | 1 Year | 37.3695 | 5% | 35.501
41890 | Belden Wire | FPSLASA02M5 | FXPC OS2 LC_DX/A SC_DX/A 2.5M | EA |  | 1 Year | 37.5235 | 5% | 35.6473
41891 | Belden Wire | FPSLASA02M6 | FXPC OS2 LC_DX/A SC_DX/A 2.6M | EA |  | 1 Year | 37.6775 | 5% | 35.7936
41892 | Belden Wire | FPSLASA02M7 | FXPC OS2 LC_DX/A SC_DX/A 2.7M | EA |  | 1 Year | 37.8315 | 5% | 35.9399
41893 | Belden Wire | FPSLASA02M8 | FXPC OS2 LC_DX/A SC_DX/A 2.8M | EA |  | 1 Year | 37.9855 | 5% | 36.0862
41894 | Belden Wire | FPSLASA02M9 | FXPC OS2 LC_DX/A SC_DX/A 2.9M | EA |  | 1 Year | 38.1395 | 5% | 36.2325
41895 | Belden Wire | FPSLASA03M1 | FXPC OS2 LC_DX/A SC_DX/A 3.1M | EA |  | 1 Year | 38.4475 | 5% | 36.5251
41896 | Belden Wire | FPSLASA03M2 | FXPC OS2 LC_DX/A SC_DX/A 3.2M | EA |  | 1 Year | 38.6015 | 5% | 36.6714
41897 | Belden Wire | FPSLASA03M3 | FXPC OS2 LC_DX/A SC_DX/A 3.3M | EA |  | 1 Year | 38.7555 | 5% | 36.8177
41898 | Belden Wire | FPSLASA03M4 | FXPC OS2 LC_DX/A SC_DX/A 3.4M | EA |  | 1 Year | 38.9095 | 5% | 36.964
41899 | Belden Wire | FPSLASA03M5 | FXPC OS2 LC_DX/A SC_DX/A 3.5M | EA |  | 1 Year | 39.0635 | 5% | 37.1103
41900 | Belden Wire | FPSLASA03M6 | FXPC OS2 LC_DX/A SC_DX/A 3.6M | EA |  | 1 Year | 39.2175 | 5% | 37.2566
41901 | Belden Wire | FPSLASA03M7 | FXPC OS2 LC_DX/A SC_DX/A 3.7M | EA |  | 1 Year | 39.3715 | 5% | 37.4029
41902 | Belden Wire | FPSLASA03M8 | FXPC OS2 LC_DX/A SC_DX/A 3.8M | EA |  | 1 Year | 39.5255 | 5% | 37.5492
41903 | Belden Wire | FPSLASA03M9 | FXPC OS2 LC_DX/A SC_DX/A 3.9M | EA |  | 1 Year | 39.6795 | 5% | 37.6955
41904 | Belden Wire | FPSLASA04M1 | FXPC OS2 LC_DX/A SC_DX/A 4.1M | EA |  | 1 Year | 39.9875 | 5% | 37.9881
41905 | Belden Wire | FPSLASA04M2 | FXPC OS2 LC_DX/A SC_DX/A 4.2M | EA |  | 1 Year | 40.1415 | 5% | 38.1344
41906 | Belden Wire | FPSLASA04M3 | FXPC OS2 LC_DX/A SC_DX/A 4.3M | EA |  | 1 Year | 40.2955 | 5% | 38.2807
41907 | Belden Wire | FPSLASA04M4 | FXPC OS2 LC_DX/A SC_DX/A 4.4M | EA |  | 1 Year | 40.4495 | 5% | 38.427
41908 | Belden Wire | FPSLASA04M5 | FXPC OS2 LC_DX/A SC_DX/A 4.5M | EA |  | 1 Year | 40.6035 | 5% | 38.5733
41909 | Belden Wire | FPSLASA04M6 | FXPC OS2 LC_DX/A SC_DX/A 4.6M | EA |  | 1 Year | 40.7575 | 5% | 38.7196
41910 | Belden Wire | FPSLASA04M7 | FXPC OS2 LC_DX/A SC_DX/A 4.7M | EA |  | 1 Year | 40.9115 | 5% | 38.8659
41911 | Belden Wire | FPSLASA04M8 | FXPC OS2 LC_DX/A SC_DX/A 4.8M | EA |  | 1 Year | 41.0655 | 5% | 39.0122
41912 | Belden Wire | FPSLASA04M9 | FXPC OS2 LC_DX/A SC_DX/A 4.9M | EA |  | 1 Year | 41.2195 | 5% | 39.1585
41913 | Belden Wire | FPSLASA05M5 | FXPC OS2 LC_DX/A SC_DX/A 5.5M | EA |  | 1 Year | 42.1435 | 5% | 40.0363
41914 | Belden Wire | FPSLASA06M5 | FXPC OS2 LC_DX/A SC_DX/A 6.5M | EA |  | 1 Year | 43.6835 | 5% | 41.4993
41915 | Belden Wire | FPSLASA07M5 | FXPC OS2 LC_DX/A SC_DX/A 7.5M | EA |  | 1 Year | 45.2235 | 5% | 42.9623
41916 | Belden Wire | FPSLASA08M5 | FXPC OS2 LC_DX/A SC_DX/A 8.5M | EA |  | 1 Year | 46.7635 | 5% | 44.4253
41917 | Belden Wire | FPSLASA09M5 | FXPC OS2 LC_DX/A SC_DX/A 9.5M | EA |  | 1 Year | 48.3035 | 5% | 45.8883
41918 | Belden Wire | FPSLASA10M5 | FXPC OS2 LC_DX/A SC_DX/A 10.5M | EA |  | 1 Year | 49.8435 | 5% | 47.3513
41919 | Belden Wire | FPSLASA11M5 | FXPC OS2 LC_DX/A SC_DX/A 11.5M | EA |  | 1 Year | 51.3835 | 5% | 48.8143
41920 | Belden Wire | FPSLASA12M5 | FXPC OS2 LC_DX/A SC_DX/A 12.5M | EA |  | 1 Year | 52.9235 | 5% | 50.2773
41921 | Belden Wire | FPSLASA13M5 | FXPC OS2 LC_DX/A SC_DX/A 13.5M | EA |  | 1 Year | 54.4635 | 5% | 51.7403
41922 | Belden Wire | FPSLASA14M5 | FXPC OS2 LC_DX/A SC_DX/A 14.5M | EA |  | 1 Year | 56.0035 | 5% | 53.2033
41923 | Belden Wire | FPSLASD003MR3XY | FXPC OS2 LC_DX/A SC_DX 3M | EA |  | 1 Year | 37.2731 | 5% | 35.4094
41924 | Belden Wire | FPSLBLB001MR4SY | FXPC OS2 LC_SX/A LC_SX/A 1M | EA |  | 1 Year | 22.0084 | 5% | 20.908
41925 | Belden Wire | FPSLBLB002MR4SY | FXPC OS2 LC_SX/A LC_SX/A 2M | EA |  | 1 Year | 22.9709 | 5% | 21.8224
41926 | Belden Wire | FPSLBLB006MR5SY | FXPC OS2 LC_SX/A LC_SX/A 6M | EA |  | 1 Year | 26.8209 | 5% | 25.4799
41927 | Belden Wire | FPSLBLC006MR5SY | FXPC OS2 LC_SX/A LC_SX 6M | EA |  | 1 Year | 26.1832 | 5% | 24.874
41928 | Belden Wire | FPSLBSB001MR4SY | FXPC OS2 LC_SX/A SC_SX/A 1M | EA |  | 1 Year | 22.0084 | 5% | 20.908
41929 | Belden Wire | FPSLBSB002MR4SY | FXPC OS2 LC_SX/A SC_SX/A 2M | EA |  | 1 Year | 22.9709 | 5% | 21.8224
41930 | Belden Wire | FPSLBSB003MR4SY | FXPC OS2 LC_SX/A SC_SX/A 3M | EA |  | 1 Year | 23.9334 | 5% | 22.7367
41931 | Belden Wire | FPSLBSB004MR5SY | FXPC OS2 LC_SX/A SC_SX/A 4M | EA |  | 1 Year | 24.8959 | 5% | 23.6511
41932 | Belden Wire | FPSLBSB005MR4SY | FXPC OS2 LC_SX/A SC_SX/A 5M | EA |  | 1 Year | 25.8584 | 5% | 24.5655
41933 | Belden Wire | FPSLBSB006MR5SY | FXPC OS2 LC_SX/A SC_SX/A 6M | EA |  | 1 Year | 26.8209 | 5% | 25.4799
41934 | Belden Wire | FPSLBSB007MR4SY | FXPC OS2 LC_SX/A SC_SX/A 7M | EA |  | 1 Year | 27.7834 | 5% | 26.3942
41935 | Belden Wire | FPSLBSB010MR5SY | FXPC OS2 LC_SX/A SC_SX/A 10M | EA |  | 1 Year | 30.6709 | 5% | 29.1374
41936 | Belden Wire | FPSLBSB015MR5SY | FXPC OS2 LC_SX/A SC_SX/A 15M | EA |  | 1 Year | 35.4834 | 5% | 33.7092
41937 | Belden Wire | FPSLBSB020MR5SY | FXPC OS2 LC_SX/A SC_SX/A 20M | EA |  | 1 Year | 41.3091 | 5% | 39.2436
41938 | Belden Wire | FPSLBSB025MR5SY | FXPC OS2 LC_SX/A SC_SX/A 25M | EA |  | 1 Year | 46.3749 | 5% | 44.0562
41939 | Belden Wire | FPSLBSB027MR5SY | FXPC OS2 LC_SX/A SC_SX/A 27M | EA |  | 1 Year | 48.4012 | 5% | 45.9811
41940 | Belden Wire | FPSLBSC002MR4SY | FXPC OS2 LC_SX/A SC_SX 2M | EA |  | 1 Year | 22.3332 | 5% | 21.2165
41941 | Belden Wire | FPSLBST006MR5SY | FXPC OS2 LC_SX/A ST 6M | EA |  | 1 Year | 26.7034 | 5% | 25.3682
41942 | Belden Wire | FPSLCLC001MR4SY | FXPC OS2 LC_SX LC_SX 1M | EA |  | 1 Year | 20.7329 | 5% | 19.6963
41943 | Belden Wire | FPSLCLC002MR4SY | FXPC OS2 LC_SX LC_SX 2M | EA |  | 1 Year | 21.6954 | 5% | 20.6106
41944 | Belden Wire | FPSLCLC002MR5SY | FXPC OS2 LC_SX LC_SX 2M | EA |  | 1 Year | 21.6954 | 5% | 20.6106
41945 | Belden Wire | FPSLCLC003MR4SY | FXPC OS2 LC_SX LC_SX 3M | EA |  | 1 Year | 22.6579 | 5% | 21.525
41946 | Belden Wire | FPSLCLC003MR5SY | FXPC OS2 LC_SX LC_SX 3M | EA |  | 1 Year | 22.6579 | 5% | 21.525
41947 | Belden Wire | FPSLCLC005MR4SY | FXPC OS2 LC_SX LC_SX 5M | EA |  | 1 Year | 24.5829 | 5% | 23.3538
41948 | Belden Wire | FPSLCLC005MR5SY | FXPC OS2 LC_SX LC_SX 5M | EA |  | 1 Year | 24.5829 | 5% | 23.3538
41949 | Belden Wire | FPSLCLC006MR5SY | FXPC OS2 LC_SX LC_SX 6M | EA |  | 1 Year | 25.5454 | 5% | 24.2681
41950 | Belden Wire | FPSLCLC007MR5SY | FXPC OS2 LC_SX LC_SX 7M | EA |  | 1 Year | 26.5079 | 5% | 25.1825
41951 | Belden Wire | FPSLCLC00M9R4SY | FXPC OS2 LC_SX LC_SX 0.9M | EA |  | 1 Year | 20.6367 | 5% | 19.6049
41952 | Belden Wire | FPSLCLC010MR4SY | FXPC OS2 LC_SX LC_SX 10M | EA |  | 1 Year | 29.3954 | 5% | 27.9256
41953 | Belden Wire | FPSLCLC013MR4SY | FXPC OS2 LC_SX LC_SX 13M | EA |  | 1 Year | 32.2829 | 5% | 30.6688
41954 | Belden Wire | FPSLCLC01M8R4SY | FXPC OS2 LC_SX LC_SX 1.8M | EA |  | 1 Year | 21.5029 | 5% | 20.4278
41955 | Belden Wire | FPSLCLC020MR4SY | FXPC OS2 LC_SX LC_SX 20M | EA |  | 1 Year | 40.0336 | 5% | 38.0319
41956 | Belden Wire | FPSLCSB002MR4SY | FXPC OS2 LC_SX SC_SX/A 2M | EA |  | 1 Year | 22.3332 | 5% | 21.2165
41957 | Belden Wire | FPSLCSB003MR4SY | FXPC OS2 LC_SX SC_SX/A 3M | EA |  | 1 Year | 23.2957 | 5% | 22.1309
41958 | Belden Wire | FPSLCSB006MR5SY | FXPC OS2 LC_SX SC_SX/A 6M | EA |  | 1 Year | 26.1832 | 5% | 24.874
41959 | Belden Wire | FPSLCSB007MR4SY | FXPC OS2 LC_SX SC_SX/A 7M | EA |  | 1 Year | 27.1457 | 5% | 25.7884
41960 | Belden Wire | FPSLCSC001MR4SY | FXPC OS2 LC_SX SC_SX 1M | EA |  | 1 Year | 20.7329 | 5% | 19.6963
41961 | Belden Wire | FPSLCSC002MR4SY | FXPC OS2 LC_SX SC_SX 2M | EA |  | 1 Year | 21.6954 | 5% | 20.6106
41962 | Belden Wire | FPSLCSC003MR4SY | FXPC OS2 LC_SX SC_SX 3M | EA |  | 1 Year | 22.6579 | 5% | 21.525
41963 | Belden Wire | FPSLCSC004MR5SY | FXPC OS2 LC_SX SC_SX 4M | EA |  | 1 Year | 23.6204 | 5% | 22.4394
41964 | Belden Wire | FPSLCSC005MR5SY | FXPC OS2 LC_SX SC_SX 5M | EA |  | 1 Year | 24.5829 | 5% | 23.3538
41965 | Belden Wire | FPSLCSC006MR4SY | FXPC OS2 LC_SX SC_SX 6M | EA |  | 1 Year | 25.5454 | 5% | 24.2681
41966 | Belden Wire | FPSLCSC007MR4SY | FXPC OS2 LC_SX SC_SX 7M | EA |  | 1 Year | 26.5079 | 5% | 25.1825
41967 | Belden Wire | FPSLCSC007MR5SY | FXPC OS2 LC_SX SC_SX 7M | EA |  | 1 Year | 26.5079 | 5% | 25.1825
41968 | Belden Wire | FPSLCSC008MR4SY | FXPC OS2 LC_SX SC_SX 8M | EA |  | 1 Year | 27.4704 | 5% | 26.0969
41969 | Belden Wire | FPSLCSC010MR4SY | FXPC OS2 LC_SX SC_SX 10M | EA |  | 1 Year | 29.3954 | 5% | 27.9256
41970 | Belden Wire | FPSLCSC015MR4SY | FXPC OS2 LC_SX SC_SX 15M | EA |  | 1 Year | 34.2079 | 5% | 32.4975
41971 | Belden Wire | FPSLCSC01M2R4SY | FXPC OS2 LC_SX SC_SX 1.2M | EA |  | 1 Year | 20.9254 | 5% | 19.8791
41972 | Belden Wire | FPSLCSC020MR4SY | FXPC OS2 LC_SX SC_SX 20M | EA |  | 1 Year | 40.0336 | 5% | 38.0319
41973 | Belden Wire | FPSLCSC027MR5SY | FXPC OS2 LC_SX SC_SX 27M | EA |  | 1 Year | 47.1257 | 5% | 44.7694
41974 | Belden Wire | FPSLCSC02M1R4SY | FXPC OS2 LC_SX SC_SX 2.1M | EA |  | 1 Year | 21.7917 | 5% | 20.7021
41975 | Belden Wire | FPSLCST002MR4SY | FXPC OS2 LC_SX ST 2M | EA |  | 1 Year | 22.2157 | 5% | 21.1049
41976 | Belden Wire | FPSLCST003MR4SY | FXPC OS2 LC_SX ST 3M | EA |  | 1 Year | 23.1782 | 5% | 22.0193
41977 | Belden Wire | FPSLCST010MR4SY | FXPC OS2 LC_SX ST 10M | EA |  | 1 Year | 29.9157 | 5% | 28.4199
41978 | Belden Wire | FPSLD4F001M | FXPC OS2 4_LC_DX MPO8_F 1M | EA |  | 1 Year | 321.4513 | 5% | 305.3787
41979 | Belden Wire | FPSLD4F002M | FXPC OS2 4_LC_DX MPO8_F 2M | EA |  | 1 Year | 324.6373 | 5% | 308.4054
41980 | Belden Wire | FPSLD4F003M | FXPC OS2 4_LC_DX MPO8_F 3M | EA |  | 1 Year | 327.8233 | 5% | 311.4321
41981 | Belden Wire | FPSLDLD001M | FXPC OS2 LC_DX LC_DX 1M | EA |  | 1 Year | 33.1727 | 5% | 31.5141
41982 | Belden Wire | FPSLDLD001MR3XY | FXPC OS2 LC_DX LC_DX 1M | EA |  | 1 Year | 33.1727 | 5% | 31.5141
41983 | Belden Wire | FPSLDLD002M | FXPC OS2 LC_DX LC_DX 2M | EA |  | 1 Year | 34.7127 | 5% | 32.9771
41984 | Belden Wire | FPSLDLD002ML | FXPC OS2 LC_DX LC_DX 2M | EA |  | 1 Year | 35.2562 | 5% | 33.4934
41985 | Belden Wire | FPSLDLD003M | FXPC OS2 LC_DX LC_DX 3M | EA |  | 1 Year | 36.2527 | 5% | 34.4401
41986 | Belden Wire | FPSLDLD003MR3XY | FXPC OS2 LC_DX LC_DX 3M | EA |  | 1 Year | 36.2527 | 5% | 34.4401
41987 | Belden Wire | FPSLDLD004M | FXPC OS2 LC_DX LC_DX 4M | EA |  | 1 Year | 37.7927 | 5% | 35.9031
41988 | Belden Wire | FPSLDLD004MR3XY | FXPC OS2 LC_DX LC_DX 4M | EA |  | 1 Year | 37.7927 | 5% | 35.9031
41989 | Belden Wire | FPSLDLD005M | FXPC OS2 LC_DX LC_DX 5M | EA |  | 1 Year | 39.3327 | 5% | 37.3661
41990 | Belden Wire | FPSLDLD006M | FXPC OS2 LC_DX LC_DX 6M | EA |  | 1 Year | 40.8727 | 5% | 38.8291
41991 | Belden Wire | FPSLDLD006MR3XY | FXPC OS2 LC_DX LC_DX 6M | EA |  | 1 Year | 40.8727 | 5% | 38.8291
41992 | Belden Wire | FPSLDLD007M | FXPC OS2 LC_DX LC_DX 7M | EA |  | 1 Year | 42.4127 | 5% | 40.2921
41993 | Belden Wire | FPSLDLD008M | FXPC OS2 LC_DX LC_DX 8M | EA |  | 1 Year | 43.9527 | 5% | 41.7551
41994 | Belden Wire | FPSLDLD009M | FXPC OS2 LC_DX LC_DX 9M | EA |  | 1 Year | 45.4927 | 5% | 43.2181
41995 | Belden Wire | FPSLDLD00M3 | FXPC OS2 LC_DX LC_DX 0.3M | EA |  | 1 Year | 32.0947 | 5% | 30.49
41996 | Belden Wire | FPSLDLD00M4 | FXPC OS2 LC_DX LC_DX 0.4M | EA |  | 1 Year | 32.2487 | 5% | 30.6363
41997 | Belden Wire | FPSLDLD00M5 | FXPC OS2 LC_DX LC_DX 0.5M | EA |  | 1 Year | 32.4027 | 5% | 30.7826
41998 | Belden Wire | FPSLDLD00M6 | FXPC OS2 LC_DX LC_DX 0.6M | EA |  | 1 Year | 32.5567 | 5% | 30.9289
41999 | Belden Wire | FPSLDLD00M7 | FXPC OS2 LC_DX LC_DX 0.7M | EA |  | 1 Year | 32.7107 | 5% | 31.0752
42000 | Belden Wire | FPSLDLD00M8 | FXPC OS2 LC_DX LC_DX 0.8M | EA |  | 1 Year | 32.8647 | 5% | 31.2215
42001 | Belden Wire | FPSLDLD00M9 | FXPC OS2 LC_DX LC_DX 0.9M | EA |  | 1 Year | 33.0187 | 5% | 31.3678
42002 | Belden Wire | FPSLDLD010M | FXPC OS2 LC_DX LC_DX 10M | EA |  | 1 Year | 47.0327 | 5% | 44.6811
42003 | Belden Wire | FPSLDLD010MR3XY | FXPC OS2 LC_DX LC_DX 10M | EA |  | 1 Year | 47.0327 | 5% | 44.6811
42004 | Belden Wire | FPSLDLD011M | FXPC OS2 LC_DX LC_DX 11M | EA |  | 1 Year | 48.5727 | 5% | 46.1441
42005 | Belden Wire | FPSLDLD012M | FXPC OS2 LC_DX LC_DX 12M | EA |  | 1 Year | 50.1127 | 5% | 47.6071
42006 | Belden Wire | FPSLDLD012MR3XY | FXPC OS2 LC_DX LC_DX 12M | EA |  | 1 Year | 50.1127 | 5% | 47.6071
42007 | Belden Wire | FPSLDLD013M | FXPC OS2 LC_DX LC_DX 13M | EA |  | 1 Year | 51.6527 | 5% | 49.0701
42008 | Belden Wire | FPSLDLD014M | FXPC OS2 LC_DX LC_DX 14M | EA |  | 1 Year | 53.1927 | 5% | 50.5331
42009 | Belden Wire | FPSLDLD015M | FXPC OS2 LC_DX LC_DX 15M | EA |  | 1 Year | 54.7327 | 5% | 51.9961
42010 | Belden Wire | FPSLDLD01M1 | FXPC OS2 LC_DX LC_DX 1.1M | EA |  | 1 Year | 33.3267 | 5% | 31.6604
42011 | Belden Wire | FPSLDLD01M2 | FXPC OS2 LC_DX LC_DX 1.2M | EA |  | 1 Year | 33.4807 | 5% | 31.8067
42012 | Belden Wire | FPSLDLD01M2R3XY | FXPC OS2 LC_DX LC_DX 1.2M | EA |  | 1 Year | 33.4807 | 5% | 31.8067
42013 | Belden Wire | FPSLDLD01M3 | FXPC OS2 LC_DX LC_DX 1.3M | EA |  | 1 Year | 33.6347 | 5% | 31.953
42014 | Belden Wire | FPSLDLD01M4 | FXPC OS2 LC_DX LC_DX 1.4M | EA |  | 1 Year | 33.7887 | 5% | 32.0993
42015 | Belden Wire | FPSLDLD01M5 | FXPC OS2 LC_DX LC_DX 1.5M | EA |  | 1 Year | 33.9427 | 5% | 32.2456
42016 | Belden Wire | FPSLDLD01M5R3XY | FXPC OS2 LC_DX LC_DX 1.5M | EA |  | 1 Year | 33.9427 | 5% | 32.2456
42017 | Belden Wire | FPSLDLD01M6 | FXPC OS2 LC_DX LC_DX 1.6M | EA |  | 1 Year | 34.0967 | 5% | 32.3919
42018 | Belden Wire | FPSLDLD01M7 | FXPC OS2 LC_DX LC_DX 1.7M | EA |  | 1 Year | 34.2507 | 5% | 32.5382
42019 | Belden Wire | FPSLDLD01M8 | FXPC OS2 LC_DX LC_DX 1.8M | EA |  | 1 Year | 34.4047 | 5% | 32.6845
42020 | Belden Wire | FPSLDLD01M9 | FXPC OS2 LC_DX LC_DX 1.9M | EA |  | 1 Year | 34.5587 | 5% | 32.8308
42021 | Belden Wire | FPSLDLD02M1 | FXPC OS2 LC_DX LC_DX 2.1M | EA |  | 1 Year | 34.8667 | 5% | 33.1234
42022 | Belden Wire | FPSLDLD02M2 | FXPC OS2 LC_DX LC_DX 2.2M | EA |  | 1 Year | 35.0207 | 5% | 33.2697
42023 | Belden Wire | FPSLDLD02M3 | FXPC OS2 LC_DX LC_DX 2.3M | EA |  | 1 Year | 35.1747 | 5% | 33.416
42024 | Belden Wire | FPSLDLD02M4 | FXPC OS2 LC_DX LC_DX 2.4M | EA |  | 1 Year | 35.3287 | 5% | 33.5623
42025 | Belden Wire | FPSLDLD02M5 | FXPC OS2 LC_DX LC_DX 2.5M | EA |  | 1 Year | 35.4827 | 5% | 33.7086
42026 | Belden Wire | FPSLDLD02M5R3XY | FXPC OS2 LC_DX LC_DX 2.5M | EA |  | 1 Year | 35.4827 | 5% | 33.7086
42027 | Belden Wire | FPSLDLD02M6 | FXPC OS2 LC_DX LC_DX 2.6M | EA |  | 1 Year | 35.6367 | 5% | 33.8549
42028 | Belden Wire | FPSLDLD02M7 | FXPC OS2 LC_DX LC_DX 2.7M | EA |  | 1 Year | 35.7907 | 5% | 34.0012
42029 | Belden Wire | FPSLDLD02M8 | FXPC OS2 LC_DX LC_DX 2.8M | EA |  | 1 Year | 35.9447 | 5% | 34.1475
42030 | Belden Wire | FPSLDLD02M9 | FXPC OS2 LC_DX LC_DX 2.9M | EA |  | 1 Year | 36.0987 | 5% | 34.2938
42031 | Belden Wire | FPSLDLD032MR2XY | FXPC OS2 LC_DX LC_DX 32M | EA |  | 1 Year | 83.5063 | 5% | 79.331
42032 | Belden Wire | FPSLDLD03M1 | FXPC OS2 LC_DX LC_DX 3.1M | EA |  | 1 Year | 36.4067 | 5% | 34.5864
42033 | Belden Wire | FPSLDLD03M2 | FXPC OS2 LC_DX LC_DX 3.2M | EA |  | 1 Year | 36.5607 | 5% | 34.7327
42034 | Belden Wire | FPSLDLD03M3 | FXPC OS2 LC_DX LC_DX 3.3M | EA |  | 1 Year | 36.7147 | 5% | 34.879
42035 | Belden Wire | FPSLDLD03M4 | FXPC OS2 LC_DX LC_DX 3.4M | EA |  | 1 Year | 36.8687 | 5% | 35.0253
42036 | Belden Wire | FPSLDLD03M5 | FXPC OS2 LC_DX LC_DX 3.5M | EA |  | 1 Year | 37.0227 | 5% | 35.1716
42037 | Belden Wire | FPSLDLD03M6 | FXPC OS2 LC_DX LC_DX 3.6M | EA |  | 1 Year | 37.1767 | 5% | 35.3179
42038 | Belden Wire | FPSLDLD03M7 | FXPC OS2 LC_DX LC_DX 3.7M | EA |  | 1 Year | 37.3307 | 5% | 35.4642
42039 | Belden Wire | FPSLDLD03M8 | FXPC OS2 LC_DX LC_DX 3.8M | EA |  | 1 Year | 37.4847 | 5% | 35.6105
42040 | Belden Wire | FPSLDLD03M9 | FXPC OS2 LC_DX LC_DX 3.9M | EA |  | 1 Year | 37.6387 | 5% | 35.7568
42041 | Belden Wire | FPSLDLD04M1 | FXPC OS2 LC_DX LC_DX 4.1M | EA |  | 1 Year | 37.9467 | 5% | 36.0494
42042 | Belden Wire | FPSLDLD04M2 | FXPC OS2 LC_DX LC_DX 4.2M | EA |  | 1 Year | 38.1007 | 5% | 36.1957
42043 | Belden Wire | FPSLDLD04M3 | FXPC OS2 LC_DX LC_DX 4.3M | EA |  | 1 Year | 38.2547 | 5% | 36.342
42044 | Belden Wire | FPSLDLD04M4 | FXPC OS2 LC_DX LC_DX 4.4M | EA |  | 1 Year | 38.4087 | 5% | 36.4883
42045 | Belden Wire | FPSLDLD04M5 | FXPC OS2 LC_DX LC_DX 4.5M | EA |  | 1 Year | 38.5627 | 5% | 36.6346
42046 | Belden Wire | FPSLDLD04M6 | FXPC OS2 LC_DX LC_DX 4.6M | EA |  | 1 Year | 38.7167 | 5% | 36.7809
42047 | Belden Wire | FPSLDLD04M7 | FXPC OS2 LC_DX LC_DX 4.7M | EA |  | 1 Year | 38.8707 | 5% | 36.9272
42048 | Belden Wire | FPSLDLD04M8 | FXPC OS2 LC_DX LC_DX 4.8M | EA |  | 1 Year | 39.0247 | 5% | 37.0735
42049 | Belden Wire | FPSLDLD04M9 | FXPC OS2 LC_DX LC_DX 4.9M | EA |  | 1 Year | 39.1787 | 5% | 37.2198
42050 | Belden Wire | FPSLDLD05M5 | FXPC OS2 LC_DX LC_DX 5.5M | EA |  | 1 Year | 40.1027 | 5% | 38.0976
42051 | Belden Wire | FPSLDLD064MR2XY | FXPC OS2 LC_DX LC_DX 64M | EA |  | 1 Year | 141.1438 | 5% | 134.0866
42052 | Belden Wire | FPSLDLD06M5 | FXPC OS2 LC_DX LC_DX 6.5M | EA |  | 1 Year | 41.6427 | 5% | 39.5606
42053 | Belden Wire | FPSLDLD07M5 | FXPC OS2 LC_DX LC_DX 7.5M | EA |  | 1 Year | 43.1827 | 5% | 41.0236
42054 | Belden Wire | FPSLDLD08M5 | FXPC OS2 LC_DX LC_DX 8.5M | EA |  | 1 Year | 44.7227 | 5% | 42.4866
42055 | Belden Wire | FPSLDLD09M5 | FXPC OS2 LC_DX LC_DX 9.5M | EA |  | 1 Year | 46.2627 | 5% | 43.9496
42056 | Belden Wire | FPSLDLD10M5 | FXPC OS2 LC_DX LC_DX 10.5M | EA |  | 1 Year | 47.8027 | 5% | 45.4126
42057 | Belden Wire | FPSLDLD11M5 | FXPC OS2 LC_DX LC_DX 11.5M | EA |  | 1 Year | 49.3427 | 5% | 46.8756
42058 | Belden Wire | FPSLDLD12M5 | FXPC OS2 LC_DX LC_DX 12.5M | EA |  | 1 Year | 50.8827 | 5% | 48.3386
42059 | Belden Wire | FPSLDLD13M5 | FXPC OS2 LC_DX LC_DX 13.5M | EA |  | 1 Year | 52.4227 | 5% | 49.8016
42060 | Belden Wire | FPSLDLD14M5 | FXPC OS2 LC_DX LC_DX 14.5M | EA |  | 1 Year | 53.9627 | 5% | 51.2646
42061 | Belden Wire | FPSLDMF001M | FXPC OS2 6_LC_DX MPO12_F 1M | EA |  | 1 Year | 353.084 | 5% | 335.4298
42062 | Belden Wire | FPSLDMF002M | FXPC OS2 6_LC_DX MPO12_F 2M | EA |  | 1 Year | 356.27 | 5% | 338.4565
42063 | Belden Wire | FPSLDMF003M | FXPC OS2 6_LC_DX MPO12_F 3M | EA |  | 1 Year | 359.456 | 5% | 341.4832
42064 | Belden Wire | FPSLDMF004M | FXPC OS2 6_LC_DX MPO12_F 4M | EA |  | 1 Year | 362.642 | 5% | 344.5099
42065 | Belden Wire | FPSLDMF005M | FXPC OS2 6_LC_DX MPO12_F 5M | EA |  | 1 Year | 365.828 | 5% | 347.5366
42066 | Belden Wire | FPSLDMF006M | FXPC OS2 6_LC_DX MPO12_F 6M | EA |  | 1 Year | 369.014 | 5% | 350.5633
42067 | Belden Wire | FPSLDMF007M | FXPC OS2 6_LC_DX MPO12_F 7M | EA |  | 1 Year | 372.2 | 5% | 353.59
42068 | Belden Wire | FPSLDMF008M | FXPC OS2 6_LC_DX MPO12_F 8M | EA |  | 1 Year | 375.386 | 5% | 356.6167
42069 | Belden Wire | FPSLDMF009M | FXPC OS2 6_LC_DX MPO12_F 9M | EA |  | 1 Year | 378.572 | 5% | 359.6434
42070 | Belden Wire | FPSLDMF010M | FXPC OS2 6_LC_DX MPO12_F 10M | EA |  | 1 Year | 381.758 | 5% | 362.6701
42071 | Belden Wire | FPSLDMF015M | FXPC OS2 6_LC_DX MPO12_F 15M | EA |  | 1 Year | 397.688 | 5% | 377.8036
42072 | Belden Wire | FPSLDMM001M | FXPC OS2 6_LC_DX MPO12_M 1M | EA |  | 1 Year | 353.084 | 5% | 335.4298
42073 | Belden Wire | FPSLDMM002M | FXPC OS2 6_LC_DX MPO12_M 2M | EA |  | 1 Year | 356.27 | 5% | 338.4565
42074 | Belden Wire | FPSLDMM003M | FXPC OS2 6_LC_DX MPO12_M 3M | EA |  | 1 Year | 359.456 | 5% | 341.4832
42075 | Belden Wire | FPSLDMM004M | FXPC OS2 6_LC_DX MPO12_M 4M | EA |  | 1 Year | 362.642 | 5% | 344.5099
42076 | Belden Wire | FPSLDMM005M | FXPC OS2 6_LC_DX MPO12_M 5M | EA |  | 1 Year | 365.828 | 5% | 347.5366
42077 | Belden Wire | FPSLDMM006M | FXPC OS2 6_LC_DX MPO12_M 6M | EA |  | 1 Year | 369.014 | 5% | 350.5633
42078 | Belden Wire | FPSLDMM007M | FXPC OS2 6_LC_DX MPO12_M 7M | EA |  | 1 Year | 372.2 | 5% | 353.59
42079 | Belden Wire | FPSLDMM008M | FXPC OS2 6_LC_DX MPO12_M 8M | EA |  | 1 Year | 375.386 | 5% | 356.6167
42080 | Belden Wire | FPSLDMM009M | FXPC OS2 6_LC_DX MPO12_M 9M | EA |  | 1 Year | 378.572 | 5% | 359.6434
42081 | Belden Wire | FPSLDMM010M | FXPC OS2 6_LC_DX MPO12_M 10M | EA |  | 1 Year | 381.758 | 5% | 362.6701
42082 | Belden Wire | FPSLDSA003MR2XY | FXPC OS2 LC_DX SC_DX/A 3M | EA |  | 1 Year | 37.2731 | 5% | 35.4094
42083 | Belden Wire | FPSLDSA003MR3XY | FXPC OS2 LC_DX SC_DX/A 3M | EA |  | 1 Year | 37.2731 | 5% | 35.4094
42084 | Belden Wire | FPSLDSA010MR2XY | FXPC OS2 LC_DX SC_DX/A 10M | EA |  | 1 Year | 48.0531 | 5% | 45.6504
42085 | Belden Wire | FPSLDSA010MR3XY | FXPC OS2 LC_DX SC_DX/A 10M | EA |  | 1 Year | 48.0531 | 5% | 45.6504
42086 | Belden Wire | FPSLDSD001M | FXPC OS2 LC_DX SC_DX 1M | EA |  | 1 Year | 33.1727 | 5% | 31.5141
42087 | Belden Wire | FPSLDSD002M | FXPC OS2 LC_DX SC_DX 2M | EA |  | 1 Year | 34.7127 | 5% | 32.9771
42088 | Belden Wire | FPSLDSD002MR3XY | FXPC OS2 LC_DX SC_DX 2M | EA |  | 1 Year | 34.7127 | 5% | 32.9771
42089 | Belden Wire | FPSLDSD003M | FXPC OS2 LC_DX SC_DX 3M | EA |  | 1 Year | 36.2527 | 5% | 34.4401
42090 | Belden Wire | FPSLDSD003MR3XY | FXPC OS2 LC_DX SC_DX 3M | EA |  | 1 Year | 36.2527 | 5% | 34.4401
42091 | Belden Wire | FPSLDSD004M | FXPC OS2 LC_DX SC_DX 4M | EA |  | 1 Year | 37.7927 | 5% | 35.9031
42092 | Belden Wire | FPSLDSD004MR3XY | FXPC OS2 LC_DX SC_DX 4M | EA |  | 1 Year | 37.7927 | 5% | 35.9031
42093 | Belden Wire | FPSLDSD005M | FXPC OS2 LC_DX SC_DX 5M | EA |  | 1 Year | 39.3327 | 5% | 37.3661
42094 | Belden Wire | FPSLDSD005MR3XY | FXPC OS2 LC_DX SC_DX 5M | EA |  | 1 Year | 39.3327 | 5% | 37.3661
42095 | Belden Wire | FPSLDSD006M | FXPC OS2 LC_DX SC_DX 6M | EA |  | 1 Year | 40.8727 | 5% | 38.8291
42096 | Belden Wire | FPSLDSD007M | FXPC OS2 LC_DX SC_DX 7M | EA |  | 1 Year | 42.4127 | 5% | 40.2921
42097 | Belden Wire | FPSLDSD007MR3XY | FXPC OS2 LC_DX SC_DX 7M | EA |  | 1 Year | 42.4127 | 5% | 40.2921
42098 | Belden Wire | FPSLDSD008M | FXPC OS2 LC_DX SC_DX 8M | EA |  | 1 Year | 43.9527 | 5% | 41.7551
42099 | Belden Wire | FPSLDSD008MR3XY | FXPC OS2 LC_DX SC_DX 8M | EA |  | 1 Year | 43.9527 | 5% | 41.7551
42100 | Belden Wire | FPSLDSD009M | FXPC OS2 LC_DX SC_DX 9M | EA |  | 1 Year | 45.4927 | 5% | 43.2181
42101 | Belden Wire | FPSLDSD00M5 | FXPC OS2 LC_DX SC_DX 0.5M | EA |  | 1 Year | 32.4027 | 5% | 30.7826
42102 | Belden Wire | FPSLDSD00M6 | FXPC OS2 LC_DX SC_DX 0.6M | EA |  | 1 Year | 32.5567 | 5% | 30.9289
42103 | Belden Wire | FPSLDSD00M9 | FXPC OS2 LC_DX SC_DX 0.9M | EA |  | 1 Year | 33.0187 | 5% | 31.3678
42104 | Belden Wire | FPSLDSD010M | FXPC OS2 LC_DX SC_DX 10M | EA |  | 1 Year | 47.0327 | 5% | 44.6811
42105 | Belden Wire | FPSLDSD010MR3SY | FXPC OS2 LC_DX SC_DX 10M | EA |  | 1 Year | 47.0327 | 5% | 44.6811
42106 | Belden Wire | FPSLDSD011M | FXPC OS2 LC_DX SC_DX 11M | EA |  | 1 Year | 48.5727 | 5% | 46.1441
42107 | Belden Wire | FPSLDSD012M | FXPC OS2 LC_DX SC_DX 12M | EA |  | 1 Year | 50.1127 | 5% | 47.6071
42108 | Belden Wire | FPSLDSD013M | FXPC OS2 LC_DX SC_DX 13M | EA |  | 1 Year | 51.6527 | 5% | 49.0701
42109 | Belden Wire | FPSLDSD014M | FXPC OS2 LC_DX SC_DX 14M | EA |  | 1 Year | 53.1927 | 5% | 50.5331
42110 | Belden Wire | FPSLDSD015M | FXPC OS2 LC_DX SC_DX 15M | EA |  | 1 Year | 54.7327 | 5% | 51.9961
42111 | Belden Wire | FPSLDSD016MR3XY | FXPC OS2 LC_DX SC_DX 16M | EA |  | 1 Year | 57.5695 | 5% | 54.691
42112 | Belden Wire | FPSLDSD01M5 | FXPC OS2 LC_DX SC_DX 1.5M | EA |  | 1 Year | 33.9427 | 5% | 32.2456
42113 | Belden Wire | FPSLDSD020MR3XY | FXPC OS2 LC_DX SC_DX 20M | EA |  | 1 Year | 64.0537 | 5% | 60.851
42114 | Belden Wire | FPSLDSD025MR3SY | FXPC OS2 LC_DX SC_DX 25M | EA |  | 1 Year | 72.159 | 5% | 68.5511
42115 | Belden Wire | FPSLDSD025MR3XY | FXPC OS2 LC_DX SC_DX 25M | EA |  | 1 Year | 72.159 | 5% | 68.5511
42116 | Belden Wire | FPSLDSD02M1 | FXPC OS2 LC_DX SC_DX 2.1M | EA |  | 1 Year | 34.8667 | 5% | 33.1234
42117 | Belden Wire | FPSLDSD02M5 | FXPC OS2 LC_DX SC_DX 2.5M | EA |  | 1 Year | 35.4827 | 5% | 33.7086
42118 | Belden Wire | FPSLDSD03M5 | FXPC OS2 LC_DX SC_DX 3.5M | EA |  | 1 Year | 37.0227 | 5% | 35.1716
42119 | Belden Wire | FPSLDSD04M5 | FXPC OS2 LC_DX SC_DX 4.5M | EA |  | 1 Year | 38.5627 | 5% | 36.6346
42120 | Belden Wire | FPSLDSD04M6P3XY | FXPC OS2 LC_DX SC_DX 4.6M | EA |  | 1 Year | 39.9668 | 5% | 37.9685
42121 | Belden Wire | FPSLDSD05M5 | FXPC OS2 LC_DX SC_DX 5.5M | EA |  | 1 Year | 40.1027 | 5% | 38.0976
42122 | Belden Wire | FPSLDSD06M5 | FXPC OS2 LC_DX SC_DX 6.5M | EA |  | 1 Year | 41.6427 | 5% | 39.5606
42123 | Belden Wire | FPSLDSD07M5 | FXPC OS2 LC_DX SC_DX 7.5M | EA |  | 1 Year | 43.1827 | 5% | 41.0236
42124 | Belden Wire | FPSLDSD08M5 | FXPC OS2 LC_DX SC_DX 8.5M | EA |  | 1 Year | 44.7227 | 5% | 42.4866
42125 | Belden Wire | FPSLDSD09M5 | FXPC OS2 LC_DX SC_DX 9.5M | EA |  | 1 Year | 46.2627 | 5% | 43.9496
42126 | Belden Wire | FPSLDSD10M5 | FXPC OS2 LC_DX SC_DX 10.5M | EA |  | 1 Year | 47.8027 | 5% | 45.4126
42127 | Belden Wire | FPSLDSD11M5 | FXPC OS2 LC_DX SC_DX 11.5M | EA |  | 1 Year | 49.3427 | 5% | 46.8756
42128 | Belden Wire | FPSLDSD12M5 | FXPC OS2 LC_DX SC_DX 12.5M | EA |  | 1 Year | 50.8827 | 5% | 48.3386
42129 | Belden Wire | FPSLDSD13M5 | FXPC OS2 LC_DX SC_DX 13.5M | EA |  | 1 Year | 52.4227 | 5% | 49.8016
42130 | Belden Wire | FPSLDSD14M5 | FXPC OS2 LC_DX SC_DX 14.5M | EA |  | 1 Year | 53.9627 | 5% | 51.2646
42131 | Belden Wire | FPSLDST001M | FXPC OS2 LC_DX ST 1M | EA |  | 1 Year | 34.0051 | 5% | 32.3048
42132 | Belden Wire | FPSLDST002M | FXPC OS2 LC_DX ST 2M | EA |  | 1 Year | 35.5451 | 5% | 33.7678
42133 | Belden Wire | FPSLDST003M | FXPC OS2 LC_DX ST 3M | EA |  | 1 Year | 37.0851 | 5% | 35.2308
42134 | Belden Wire | FPSLDST004M | FXPC OS2 LC_DX ST 4M | EA |  | 1 Year | 38.6251 | 5% | 36.6938
42135 | Belden Wire | FPSLDST005M | FXPC OS2 LC_DX ST 5M | EA |  | 1 Year | 40.1651 | 5% | 38.1568
42136 | Belden Wire | FPSLDST006M | FXPC OS2 LC_DX ST 6M | EA |  | 1 Year | 41.7051 | 5% | 39.6198
42137 | Belden Wire | FPSLDST007M | FXPC OS2 LC_DX ST 7M | EA |  | 1 Year | 43.2451 | 5% | 41.0828
42138 | Belden Wire | FPSLDST008M | FXPC OS2 LC_DX ST 8M | EA |  | 1 Year | 44.7851 | 5% | 42.5458
42139 | Belden Wire | FPSLDST009M | FXPC OS2 LC_DX ST 9M | EA |  | 1 Year | 46.3251 | 5% | 44.0088
42140 | Belden Wire | FPSLDST00M5 | FXPC OS2 LC_DX ST 0.5M | EA |  | 1 Year | 33.2351 | 5% | 31.5733
42141 | Belden Wire | FPSLDST00M9 | FXPC OS2 LC_DX ST 0.9M | EA |  | 1 Year | 33.8511 | 5% | 32.1585
42142 | Belden Wire | FPSLDST010M | FXPC OS2 LC_DX ST 10M | EA |  | 1 Year | 47.8651 | 5% | 45.4718
42143 | Belden Wire | FPSLDST011M | FXPC OS2 LC_DX ST 11M | EA |  | 1 Year | 49.4051 | 5% | 46.9348
42144 | Belden Wire | FPSLDST012M | FXPC OS2 LC_DX ST 12M | EA |  | 1 Year | 50.9451 | 5% | 48.3978
42145 | Belden Wire | FPSLDST013M | FXPC OS2 LC_DX ST 13M | EA |  | 1 Year | 52.4851 | 5% | 49.8608
42146 | Belden Wire | FPSLDST014M | FXPC OS2 LC_DX ST 14M | EA |  | 1 Year | 54.0251 | 5% | 51.3238
42147 | Belden Wire | FPSLDST015M | FXPC OS2 LC_DX ST 15M | EA |  | 1 Year | 55.5651 | 5% | 52.7868
42148 | Belden Wire | FPSLDST01M5 | FXPC OS2 LC_DX ST 1.5M | EA |  | 1 Year | 34.7751 | 5% | 33.0363
42149 | Belden Wire | FPSLDST01M8 | FXPC OS2 LC_DX ST 1.8M | EA |  | 1 Year | 35.2371 | 5% | 33.4752
42150 | Belden Wire | FPSLDST02M5 | FXPC OS2 LC_DX ST 2.5M | EA |  | 1 Year | 36.3151 | 5% | 34.4993
42151 | Belden Wire | FPSLDST03M5 | FXPC OS2 LC_DX ST 3.5M | EA |  | 1 Year | 37.8551 | 5% | 35.9623
42152 | Belden Wire | FPSLDST04M5 | FXPC OS2 LC_DX ST 4.5M | EA |  | 1 Year | 39.3951 | 5% | 37.4253
42153 | Belden Wire | FPSLDST04M6 | FXPC OS2 LC_DX ST 4.6M | EA |  | 1 Year | 39.5491 | 5% | 37.5716
42154 | Belden Wire | FPSLDST05M5 | FXPC OS2 LC_DX ST 5.5M | EA |  | 1 Year | 40.9351 | 5% | 38.8883
42155 | Belden Wire | FPSLDST06M5 | FXPC OS2 LC_DX ST 6.5M | EA |  | 1 Year | 42.4751 | 5% | 40.3513
42156 | Belden Wire | FPSLDST07M5 | FXPC OS2 LC_DX ST 7.5M | EA |  | 1 Year | 44.0151 | 5% | 41.8143
42157 | Belden Wire | FPSLDST08M5 | FXPC OS2 LC_DX ST 8.5M | EA |  | 1 Year | 45.5551 | 5% | 43.2773
42158 | Belden Wire | FPSLDST09M5 | FXPC OS2 LC_DX ST 9.5M | EA |  | 1 Year | 47.0951 | 5% | 44.7403
42159 | Belden Wire | FPSLDST10M5 | FXPC OS2 LC_DX ST 10.5M | EA |  | 1 Year | 48.6351 | 5% | 46.2033
42160 | Belden Wire | FPSLDST11M5 | FXPC OS2 LC_DX ST 11.5M | EA |  | 1 Year | 50.1751 | 5% | 47.6663
42161 | Belden Wire | FPSLDST12M5 | FXPC OS2 LC_DX ST 12.5M | EA |  | 1 Year | 51.7151 | 5% | 49.1293
42162 | Belden Wire | FPSLDST13M5 | FXPC OS2 LC_DX ST 13.5M | EA |  | 1 Year | 53.2551 | 5% | 50.5923
42163 | Belden Wire | FPSLDST14M5 | FXPC OS2 LC_DX ST 14.5M | EA |  | 1 Year | 54.7951 | 5% | 52.0553
42164 | Belden Wire | FPSLDST30M5R2XY | FXPC OS2 LC_DX ST 30.5M | EA |  | 1 Year | 81.9072 | 5% | 77.8118
42165 | Belden Wire | FPSLELE001M | FXPC OS2 LA_UHD LA_UHD 1M | EA |  | 1 Year | 43.6318 | 5% | 41.4502
42166 | Belden Wire | FPSLELE002M | FXPC OS2 LA_UHD LA_UHD 2M | EA |  | 1 Year | 45.1718 | 5% | 42.9132
42167 | Belden Wire | FPSLELE003M | FXPC OS2 LA_UHD LA_UHD 3M | EA |  | 1 Year | 46.7118 | 5% | 44.3762
42168 | Belden Wire | FPSLELE004M | FXPC OS2 LA_UHD LA_UHD 4M | EA |  | 1 Year | 48.2518 | 5% | 45.8392
42169 | Belden Wire | FPSLELE005M | FXPC OS2 LA_UHD LA_UHD 5M | EA |  | 1 Year | 49.7918 | 5% | 47.3022
42170 | Belden Wire | FPSLELE006M | FXPC OS2 LA_UHD LA_UHD 6M | EA |  | 1 Year | 51.3318 | 5% | 48.7652
42171 | Belden Wire | FPSLELE007M | FXPC OS2 LA_UHD LA_UHD 7M | EA |  | 1 Year | 52.8718 | 5% | 50.2282
42172 | Belden Wire | FPSLELE008M | FXPC OS2 LA_UHD LA_UHD 8M | EA |  | 1 Year | 54.4118 | 5% | 51.6912
42173 | Belden Wire | FPSLELE009M | FXPC OS2 LA_UHD LA_UHD 9M | EA |  | 1 Year | 55.9518 | 5% | 53.1542
42174 | Belden Wire | FPSLELE00M3 | FXPC OS2 LA_UHD LA_UHD 0.3M | EA |  | 1 Year | 42.5538 | 5% | 40.4261
42175 | Belden Wire | FPSLELE00M4 | FXPC OS2 LA_UHD LA_UHD 0.4M | EA |  | 1 Year | 42.7078 | 5% | 40.5724
42176 | Belden Wire | FPSLELE00M5 | FXPC OS2 LA_UHD LA_UHD 0.5M | EA |  | 1 Year | 42.8618 | 5% | 40.7187
42177 | Belden Wire | FPSLELE00M6 | FXPC OS2 LA_UHD LA_UHD 0.6M | EA |  | 1 Year | 43.0158 | 5% | 40.865
42178 | Belden Wire | FPSLELE00M7 | FXPC OS2 LA_UHD LA_UHD 0.7M | EA |  | 1 Year | 43.1698 | 5% | 41.0113
42179 | Belden Wire | FPSLELE00M8 | FXPC OS2 LA_UHD LA_UHD 0.8M | EA |  | 1 Year | 43.3238 | 5% | 41.1576
42180 | Belden Wire | FPSLELE00M9 | FXPC OS2 LA_UHD LA_UHD 0.9M | EA |  | 1 Year | 43.4778 | 5% | 41.3039
42181 | Belden Wire | FPSLELE010M | FXPC OS2 LA_UHD LA_UHD 10M | EA |  | 1 Year | 57.4918 | 5% | 54.6172
42182 | Belden Wire | FPSLELE011M | FXPC OS2 LA_UHD LA_UHD 11M | EA |  | 1 Year | 59.0318 | 5% | 56.0802
42183 | Belden Wire | FPSLELE012M | FXPC OS2 LA_UHD LA_UHD 12M | EA |  | 1 Year | 60.5718 | 5% | 57.5432
42184 | Belden Wire | FPSLELE013M | FXPC OS2 LA_UHD LA_UHD 13M | EA |  | 1 Year | 62.1118 | 5% | 59.0062
42185 | Belden Wire | FPSLELE014M | FXPC OS2 LA_UHD LA_UHD 14M | EA |  | 1 Year | 63.6518 | 5% | 60.4692
42186 | Belden Wire | FPSLELE015M | FXPC OS2 LA_UHD LA_UHD 15M | EA |  | 1 Year | 65.1918 | 5% | 61.9322
42187 | Belden Wire | FPSLELE01M1 | FXPC OS2 LA_UHD LA_UHD 1.1M | EA |  | 1 Year | 43.7858 | 5% | 41.5965
42188 | Belden Wire | FPSLELE01M2 | FXPC OS2 LA_UHD LA_UHD 1.2M | EA |  | 1 Year | 43.9398 | 5% | 41.7428
42189 | Belden Wire | FPSLELE01M3 | FXPC OS2 LA_UHD LA_UHD 1.3M | EA |  | 1 Year | 44.0938 | 5% | 41.8891
42190 | Belden Wire | FPSLELE01M4 | FXPC OS2 LA_UHD LA_UHD 1.4M | EA |  | 1 Year | 44.2478 | 5% | 42.0354
42191 | Belden Wire | FPSLELE01M5 | FXPC OS2 LA_UHD LA_UHD 1.5M | EA |  | 1 Year | 44.4018 | 5% | 42.1817
42192 | Belden Wire | FPSLELE01M6 | FXPC OS2 LA_UHD LA_UHD 1.6M | EA |  | 1 Year | 44.5558 | 5% | 42.328
42193 | Belden Wire | FPSLELE01M7 | FXPC OS2 LA_UHD LA_UHD 1.7M | EA |  | 1 Year | 44.7098 | 5% | 42.4743
42194 | Belden Wire | FPSLELE01M8 | FXPC OS2 LA_UHD LA_UHD 1.8M | EA |  | 1 Year | 44.8638 | 5% | 42.6206
42195 | Belden Wire | FPSLELE01M9 | FXPC OS2 LA_UHD LA_UHD 1.9M | EA |  | 1 Year | 45.0178 | 5% | 42.7669
42196 | Belden Wire | FPSLELE02M1 | FXPC OS2 LA_UHD LA_UHD 2.1M | EA |  | 1 Year | 45.3258 | 5% | 43.0595
42197 | Belden Wire | FPSLELE02M2 | FXPC OS2 LA_UHD LA_UHD 2.2M | EA |  | 1 Year | 45.4798 | 5% | 43.2058
42198 | Belden Wire | FPSLELE02M3 | FXPC OS2 LA_UHD LA_UHD 2.3M | EA |  | 1 Year | 45.6338 | 5% | 43.3521
42199 | Belden Wire | FPSLELE02M4 | FXPC OS2 LA_UHD LA_UHD 2.4M | EA |  | 1 Year | 45.7878 | 5% | 43.4984
42200 | Belden Wire | FPSLELE02M5 | FXPC OS2 LA_UHD LA_UHD 2.5M | EA |  | 1 Year | 45.9418 | 5% | 43.6447
42201 | Belden Wire | FPSLELE02M6 | FXPC OS2 LA_UHD LA_UHD 2.6M | EA |  | 1 Year | 46.0958 | 5% | 43.791
42202 | Belden Wire | FPSLELE02M7 | FXPC OS2 LA_UHD LA_UHD 2.7M | EA |  | 1 Year | 46.2498 | 5% | 43.9373
42203 | Belden Wire | FPSLELE02M8 | FXPC OS2 LA_UHD LA_UHD 2.8M | EA |  | 1 Year | 46.4038 | 5% | 44.0836
42204 | Belden Wire | FPSLELE02M9 | FXPC OS2 LA_UHD LA_UHD 2.9M | EA |  | 1 Year | 46.5578 | 5% | 44.2299
42205 | Belden Wire | FPSLELE03M1 | FXPC OS2 LA_UHD LA_UHD 3.1M | EA |  | 1 Year | 46.8658 | 5% | 44.5225
42206 | Belden Wire | FPSLELE03M2 | FXPC OS2 LA_UHD LA_UHD 3.2M | EA |  | 1 Year | 47.0198 | 5% | 44.6688
42207 | Belden Wire | FPSLELE03M3 | FXPC OS2 LA_UHD LA_UHD 3.3M | EA |  | 1 Year | 47.1738 | 5% | 44.8151
42208 | Belden Wire | FPSLELE03M4 | FXPC OS2 LA_UHD LA_UHD 3.4M | EA |  | 1 Year | 47.3278 | 5% | 44.9614
42209 | Belden Wire | FPSLELE03M5 | FXPC OS2 LA_UHD LA_UHD 3.5M | EA |  | 1 Year | 47.4818 | 5% | 45.1077
42210 | Belden Wire | FPSLELE03M6 | FXPC OS2 LA_UHD LA_UHD 3.6M | EA |  | 1 Year | 47.6358 | 5% | 45.254
42211 | Belden Wire | FPSLELE03M7 | FXPC OS2 LA_UHD LA_UHD 3.7M | EA |  | 1 Year | 47.7898 | 5% | 45.4003
42212 | Belden Wire | FPSLELE03M8 | FXPC OS2 LA_UHD LA_UHD 3.8M | EA |  | 1 Year | 47.9438 | 5% | 45.5466
42213 | Belden Wire | FPSLELE03M9 | FXPC OS2 LA_UHD LA_UHD 3.9M | EA |  | 1 Year | 48.0978 | 5% | 45.6929
42214 | Belden Wire | FPSLELE04M1 | FXPC OS2 LA_UHD LA_UHD 4.1M | EA |  | 1 Year | 48.4058 | 5% | 45.9855
42215 | Belden Wire | FPSLELE04M2 | FXPC OS2 LA_UHD LA_UHD 4.2M | EA |  | 1 Year | 48.5598 | 5% | 46.1318
42216 | Belden Wire | FPSLELE04M3 | FXPC OS2 LA_UHD LA_UHD 4.3M | EA |  | 1 Year | 48.7138 | 5% | 46.2781
42217 | Belden Wire | FPSLELE04M4 | FXPC OS2 LA_UHD LA_UHD 4.4M | EA |  | 1 Year | 48.8678 | 5% | 46.4244
42218 | Belden Wire | FPSLELE04M5 | FXPC OS2 LA_UHD LA_UHD 4.5M | EA |  | 1 Year | 49.0218 | 5% | 46.5707
42219 | Belden Wire | FPSLELE04M6 | FXPC OS2 LA_UHD LA_UHD 4.6M | EA |  | 1 Year | 49.1758 | 5% | 46.717
42220 | Belden Wire | FPSLELE04M7 | FXPC OS2 LA_UHD LA_UHD 4.7M | EA |  | 1 Year | 49.3298 | 5% | 46.8633
42221 | Belden Wire | FPSLELE04M8 | FXPC OS2 LA_UHD LA_UHD 4.8M | EA |  | 1 Year | 49.4838 | 5% | 47.0096
42222 | Belden Wire | FPSLELE04M9 | FXPC OS2 LA_UHD LA_UHD 4.9M | EA |  | 1 Year | 49.6378 | 5% | 47.1559
42223 | Belden Wire | FPSLELE05M5 | FXPC OS2 LA_UHD LA_UHD 5.5M | EA |  | 1 Year | 50.5618 | 5% | 48.0337
42224 | Belden Wire | FPSLELE06M5 | FXPC OS2 LA_UHD LA_UHD 6.5M | EA |  | 1 Year | 52.1018 | 5% | 49.4967
42225 | Belden Wire | FPSLELE07M5 | FXPC OS2 LA_UHD LA_UHD 7.5M | EA |  | 1 Year | 53.6418 | 5% | 50.9597
42226 | Belden Wire | FPSLELE08M5 | FXPC OS2 LA_UHD LA_UHD 8.5M | EA |  | 1 Year | 55.1818 | 5% | 52.4227
42227 | Belden Wire | FPSLELE09M5 | FXPC OS2 LA_UHD LA_UHD 9.5M | EA |  | 1 Year | 56.7218 | 5% | 53.8857
42228 | Belden Wire | FPSLELE10M5 | FXPC OS2 LA_UHD LA_UHD 10.5M | EA |  | 1 Year | 58.2618 | 5% | 55.3487
42229 | Belden Wire | FPSLELE11M5 | FXPC OS2 LA_UHD LA_UHD 11.5M | EA |  | 1 Year | 59.8018 | 5% | 56.8117
42230 | Belden Wire | FPSLELE12M5 | FXPC OS2 LA_UHD LA_UHD 12.5M | EA |  | 1 Year | 61.3418 | 5% | 58.2747
42231 | Belden Wire | FPSLELE13M5 | FXPC OS2 LA_UHD LA_UHD 13.5M | EA |  | 1 Year | 62.8818 | 5% | 59.7377
42232 | Belden Wire | FPSLELE14M5 | FXPC OS2 LA_UHD LA_UHD 14.5M | EA |  | 1 Year | 64.4218 | 5% | 61.2007
42233 | Belden Wire | FPSLFLF001M | FXPC OS2 LB_UHD LB_UHD 1M | EA |  | 1 Year | 27.2699 | 5% | 25.9064
42234 | Belden Wire | FPSLFLF002M | FXPC OS2 LB_UHD LB_UHD 2M | EA |  | 1 Year | 28.2324 | 5% | 26.8208
42235 | Belden Wire | FPSLFLF003M | FXPC OS2 LB_UHD LB_UHD 3M | EA |  | 1 Year | 29.1949 | 5% | 27.7352
42236 | Belden Wire | FPSLFLF004M | FXPC OS2 LB_UHD LB_UHD 4M | EA |  | 1 Year | 30.1574 | 5% | 28.6495
42237 | Belden Wire | FPSLFLF005M | FXPC OS2 LB_UHD LB_UHD 5M | EA |  | 1 Year | 31.1199 | 5% | 29.5639
42238 | Belden Wire | FPSLFLF006M | FXPC OS2 LB_UHD LB_UHD 6M | EA |  | 1 Year | 32.0824 | 5% | 30.4783
42239 | Belden Wire | FPSLFLF007M | FXPC OS2 LB_UHD LB_UHD 7M | EA |  | 1 Year | 33.0449 | 5% | 31.3927
42240 | Belden Wire | FPSLFLF008M | FXPC OS2 LB_UHD LB_UHD 8M | EA |  | 1 Year | 34.0074 | 5% | 32.307
42241 | Belden Wire | FPSLFLF009M | FXPC OS2 LB_UHD LB_UHD 9M | EA |  | 1 Year | 34.9699 | 5% | 33.2214
42242 | Belden Wire | FPSLFLF00M3 | FXPC OS2 LB_UHD LB_UHD 0.3M | EA |  | 1 Year | 26.5961 | 5% | 25.2663
42243 | Belden Wire | FPSLFLF00M4 | FXPC OS2 LB_UHD LB_UHD 0.4M | EA |  | 1 Year | 26.6924 | 5% | 25.3578
42244 | Belden Wire | FPSLFLF00M5 | FXPC OS2 LB_UHD LB_UHD 0.5M | EA |  | 1 Year | 26.7886 | 5% | 25.4492
42245 | Belden Wire | FPSLFLF00M6 | FXPC OS2 LB_UHD LB_UHD 0.6M | EA |  | 1 Year | 26.8849 | 5% | 25.5407
42246 | Belden Wire | FPSLFLF00M7 | FXPC OS2 LB_UHD LB_UHD 0.7M | EA |  | 1 Year | 26.9811 | 5% | 25.632
42247 | Belden Wire | FPSLFLF00M8 | FXPC OS2 LB_UHD LB_UHD 0.8M | EA |  | 1 Year | 27.0774 | 5% | 25.7235
42248 | Belden Wire | FPSLFLF00M9 | FXPC OS2 LB_UHD LB_UHD 0.9M | EA |  | 1 Year | 27.1736 | 5% | 25.8149
42249 | Belden Wire | FPSLFLF010M | FXPC OS2 LB_UHD LB_UHD 10M | EA |  | 1 Year | 35.9324 | 5% | 34.1358
42250 | Belden Wire | FPSLFLF011M | FXPC OS2 LB_UHD LB_UHD 11M | EA |  | 1 Year | 36.8949 | 5% | 35.0502
42251 | Belden Wire | FPSLFLF012M | FXPC OS2 LB_UHD LB_UHD 12M | EA |  | 1 Year | 37.8574 | 5% | 35.9645
42252 | Belden Wire | FPSLFLF013M | FXPC OS2 LB_UHD LB_UHD 13M | EA |  | 1 Year | 38.8199 | 5% | 36.8789
42253 | Belden Wire | FPSLFLF014M | FXPC OS2 LB_UHD LB_UHD 14M | EA |  | 1 Year | 39.7824 | 5% | 37.7933
42254 | Belden Wire | FPSLFLF015M | FXPC OS2 LB_UHD LB_UHD 15M | EA |  | 1 Year | 40.7449 | 5% | 38.7077
42255 | Belden Wire | FPSLFLF01M1 | FXPC OS2 LB_UHD LB_UHD 1.1M | EA |  | 1 Year | 27.3661 | 5% | 25.9978
42256 | Belden Wire | FPSLFLF01M2 | FXPC OS2 LB_UHD LB_UHD 1.2M | EA |  | 1 Year | 27.4624 | 5% | 26.0893
42257 | Belden Wire | FPSLFLF01M3 | FXPC OS2 LB_UHD LB_UHD 1.3M | EA |  | 1 Year | 27.5586 | 5% | 26.1807
42258 | Belden Wire | FPSLFLF01M4 | FXPC OS2 LB_UHD LB_UHD 1.4M | EA |  | 1 Year | 27.6549 | 5% | 26.2722
42259 | Belden Wire | FPSLFLF01M5 | FXPC OS2 LB_UHD LB_UHD 1.5M | EA |  | 1 Year | 27.7511 | 5% | 26.3635
42260 | Belden Wire | FPSLFLF01M6 | FXPC OS2 LB_UHD LB_UHD 1.6M | EA |  | 1 Year | 27.8474 | 5% | 26.455
42261 | Belden Wire | FPSLFLF01M7 | FXPC OS2 LB_UHD LB_UHD 1.7M | EA |  | 1 Year | 27.9436 | 5% | 26.5464
42262 | Belden Wire | FPSLFLF01M8 | FXPC OS2 LB_UHD LB_UHD 1.8M | EA |  | 1 Year | 28.0399 | 5% | 26.6379
42263 | Belden Wire | FPSLFLF01M9 | FXPC OS2 LB_UHD LB_UHD 1.9M | EA |  | 1 Year | 28.1361 | 5% | 26.7293
42264 | Belden Wire | FPSLFLF02M1 | FXPC OS2 LB_UHD LB_UHD 2.1M | EA |  | 1 Year | 28.3286 | 5% | 26.9122
42265 | Belden Wire | FPSLFLF02M2 | FXPC OS2 LB_UHD LB_UHD 2.2M | EA |  | 1 Year | 28.4249 | 5% | 27.0037
42266 | Belden Wire | FPSLFLF02M3 | FXPC OS2 LB_UHD LB_UHD 2.3M | EA |  | 1 Year | 28.5211 | 5% | 27.095
42267 | Belden Wire | FPSLFLF02M4 | FXPC OS2 LB_UHD LB_UHD 2.4M | EA |  | 1 Year | 28.6174 | 5% | 27.1865
42268 | Belden Wire | FPSLFLF02M5 | FXPC OS2 LB_UHD LB_UHD 2.5M | EA |  | 1 Year | 28.7136 | 5% | 27.2779
42269 | Belden Wire | FPSLFLF02M6 | FXPC OS2 LB_UHD LB_UHD 2.6M | EA |  | 1 Year | 28.8099 | 5% | 27.3694
42270 | Belden Wire | FPSLFLF02M7 | FXPC OS2 LB_UHD LB_UHD 2.7M | EA |  | 1 Year | 28.9061 | 5% | 27.4608
42271 | Belden Wire | FPSLFLF02M8 | FXPC OS2 LB_UHD LB_UHD 2.8M | EA |  | 1 Year | 29.0024 | 5% | 27.5523
42272 | Belden Wire | FPSLFLF02M9 | FXPC OS2 LB_UHD LB_UHD 2.9M | EA |  | 1 Year | 29.0986 | 5% | 27.6437
42273 | Belden Wire | FPSLFLF03M1 | FXPC OS2 LB_UHD LB_UHD 3.1M | EA |  | 1 Year | 29.2911 | 5% | 27.8265
42274 | Belden Wire | FPSLFLF03M2 | FXPC OS2 LB_UHD LB_UHD 3.2M | EA |  | 1 Year | 29.3874 | 5% | 27.918
42275 | Belden Wire | FPSLFLF03M3 | FXPC OS2 LB_UHD LB_UHD 3.3M | EA |  | 1 Year | 29.4836 | 5% | 28.0094
42276 | Belden Wire | FPSLFLF03M4 | FXPC OS2 LB_UHD LB_UHD 3.4M | EA |  | 1 Year | 29.5799 | 5% | 28.1009
42277 | Belden Wire | FPSLFLF03M5 | FXPC OS2 LB_UHD LB_UHD 3.5M | EA |  | 1 Year | 29.6761 | 5% | 28.1923
42278 | Belden Wire | FPSLFLF03M6 | FXPC OS2 LB_UHD LB_UHD 3.6M | EA |  | 1 Year | 29.7724 | 5% | 28.2838
42279 | Belden Wire | FPSLFLF03M7 | FXPC OS2 LB_UHD LB_UHD 3.7M | EA |  | 1 Year | 29.8686 | 5% | 28.3752
42280 | Belden Wire | FPSLFLF03M8 | FXPC OS2 LB_UHD LB_UHD 3.8M | EA |  | 1 Year | 29.9649 | 5% | 28.4667
42281 | Belden Wire | FPSLFLF03M9 | FXPC OS2 LB_UHD LB_UHD 3.9M | EA |  | 1 Year | 30.0611 | 5% | 28.558
42282 | Belden Wire | FPSLFLF04M1 | FXPC OS2 LB_UHD LB_UHD 4.1M | EA |  | 1 Year | 30.2536 | 5% | 28.7409
42283 | Belden Wire | FPSLFLF04M2 | FXPC OS2 LB_UHD LB_UHD 4.2M | EA |  | 1 Year | 30.3499 | 5% | 28.8324
42284 | Belden Wire | FPSLFLF04M3 | FXPC OS2 LB_UHD LB_UHD 4.3M | EA |  | 1 Year | 30.4461 | 5% | 28.9238
42285 | Belden Wire | FPSLFLF04M4 | FXPC OS2 LB_UHD LB_UHD 4.4M | EA |  | 1 Year | 30.5424 | 5% | 29.0153
42286 | Belden Wire | FPSLFLF04M5 | FXPC OS2 LB_UHD LB_UHD 4.5M | EA |  | 1 Year | 30.6386 | 5% | 29.1067
42287 | Belden Wire | FPSLFLF04M6 | FXPC OS2 LB_UHD LB_UHD 4.6M | EA |  | 1 Year | 30.7349 | 5% | 29.1982
42288 | Belden Wire | FPSLFLF04M7 | FXPC OS2 LB_UHD LB_UHD 4.7M | EA |  | 1 Year | 30.8311 | 5% | 29.2895
42289 | Belden Wire | FPSLFLF04M8 | FXPC OS2 LB_UHD LB_UHD 4.8M | EA |  | 1 Year | 30.9274 | 5% | 29.381
42290 | Belden Wire | FPSLFLF04M9 | FXPC OS2 LB_UHD LB_UHD 4.9M | EA |  | 1 Year | 31.0236 | 5% | 29.4724
42291 | Belden Wire | FPSLFLF05M5 | FXPC OS2 LB_UHD LB_UHD 5.5M | EA |  | 1 Year | 31.6011 | 5% | 30.021
42292 | Belden Wire | FPSLFLF06M5 | FXPC OS2 LB_UHD LB_UHD 6.5M | EA |  | 1 Year | 32.5636 | 5% | 30.9354
42293 | Belden Wire | FPSLFLF07M5 | FXPC OS2 LB_UHD LB_UHD 7.5M | EA |  | 1 Year | 33.5261 | 5% | 31.8498
42294 | Belden Wire | FPSLFLF08M5 | FXPC OS2 LB_UHD LB_UHD 8.5M | EA |  | 1 Year | 34.4886 | 5% | 32.7642
42295 | Belden Wire | FPSLFLF09M5 | FXPC OS2 LB_UHD LB_UHD 9.5M | EA |  | 1 Year | 35.4511 | 5% | 33.6785
42296 | Belden Wire | FPSLFLF10M5 | FXPC OS2 LB_UHD LB_UHD 10.5M | EA |  | 1 Year | 36.4136 | 5% | 34.5929
42297 | Belden Wire | FPSLFLF11M5 | FXPC OS2 LB_UHD LB_UHD 11.5M | EA |  | 1 Year | 37.3761 | 5% | 35.5073
42298 | Belden Wire | FPSLFLF12M5 | FXPC OS2 LB_UHD LB_UHD 12.5M | EA |  | 1 Year | 38.3386 | 5% | 36.4217
42299 | Belden Wire | FPSLFLF13M5 | FXPC OS2 LB_UHD LB_UHD 13.5M | EA |  | 1 Year | 39.3011 | 5% | 37.336
42300 | Belden Wire | FPSLFLF14M5 | FXPC OS2 LB_UHD LB_UHD 14.5M | EA |  | 1 Year | 40.2636 | 5% | 38.2504
42301 | Belden Wire | FPSLHLH001M | FXPC OS2 LD_UHD LD_UHD 1M | EA |  | 1 Year | 41.0808 | 5% | 39.0268
42302 | Belden Wire | FPSLHLH002M | FXPC OS2 LD_UHD LD_UHD 2M | EA |  | 1 Year | 42.6208 | 5% | 40.4898
42303 | Belden Wire | FPSLHLH003M | FXPC OS2 LD_UHD LD_UHD 3M | EA |  | 1 Year | 44.1608 | 5% | 41.9528
42304 | Belden Wire | FPSLHLH004M | FXPC OS2 LD_UHD LD_UHD 4M | EA |  | 1 Year | 45.7008 | 5% | 43.4158
42305 | Belden Wire | FPSLHLH005M | FXPC OS2 LD_UHD LD_UHD 5M | EA |  | 1 Year | 47.2408 | 5% | 44.8788
42306 | Belden Wire | FPSLHLH006M | FXPC OS2 LD_UHD LD_UHD 6M | EA |  | 1 Year | 48.7808 | 5% | 46.3418
42307 | Belden Wire | FPSLHLH007M | FXPC OS2 LD_UHD LD_UHD 7M | EA |  | 1 Year | 50.3208 | 5% | 47.8048
42308 | Belden Wire | FPSLHLH008M | FXPC OS2 LD_UHD LD_UHD 8M | EA |  | 1 Year | 51.8608 | 5% | 49.2678
42309 | Belden Wire | FPSLHLH009M | FXPC OS2 LD_UHD LD_UHD 9M | EA |  | 1 Year | 53.4008 | 5% | 50.7308
42310 | Belden Wire | FPSLHLH00M3 | FXPC OS2 LD_UHD LD_UHD 0.3M | EA |  | 1 Year | 40.0028 | 5% | 38.0027
42311 | Belden Wire | FPSLHLH00M4 | FXPC OS2 LD_UHD LD_UHD 0.4M | EA |  | 1 Year | 40.1568 | 5% | 38.149
42312 | Belden Wire | FPSLHLH00M6 | FXPC OS2 LD_UHD LD_UHD 0.6M | EA |  | 1 Year | 40.4648 | 5% | 38.4416
42313 | Belden Wire | FPSLHLH00M7 | FXPC OS2 LD_UHD LD_UHD 0.7M | EA |  | 1 Year | 40.6188 | 5% | 38.5879
42314 | Belden Wire | FPSLHLH00M8 | FXPC OS2 LD_UHD LD_UHD 0.8M | EA |  | 1 Year | 40.7728 | 5% | 38.7342
42315 | Belden Wire | FPSLHLH00M9 | FXPC OS2 LD_UHD LD_UHD 0.9M | EA |  | 1 Year | 40.9268 | 5% | 38.8805
42316 | Belden Wire | FPSLHLH010M | FXPC OS2 LD_UHD LD_UHD 10M | EA |  | 1 Year | 54.9408 | 5% | 52.1938
42317 | Belden Wire | FPSLHLH011M | FXPC OS2 LD_UHD LD_UHD 11M | EA |  | 1 Year | 56.4808 | 5% | 53.6568
42318 | Belden Wire | FPSLHLH012M | FXPC OS2 LD_UHD LD_UHD 12M | EA |  | 1 Year | 58.0208 | 5% | 55.1198
42319 | Belden Wire | FPSLHLH013M | FXPC OS2 LD_UHD LD_UHD 13M | EA |  | 1 Year | 59.5608 | 5% | 56.5828
42320 | Belden Wire | FPSLHLH014M | FXPC OS2 LD_UHD LD_UHD 14M | EA |  | 1 Year | 61.1008 | 5% | 58.0458
42321 | Belden Wire | FPSLHLH015M | FXPC OS2 LD_UHD LD_UHD 15M | EA |  | 1 Year | 62.6408 | 5% | 59.5088
42322 | Belden Wire | FPSLHLH01M1 | FXPC OS2 LD_UHD LD_UHD 1.1M | EA |  | 1 Year | 41.2348 | 5% | 39.1731
42323 | Belden Wire | FPSLHLH01M2 | FXPC OS2 LD_UHD LD_UHD 1.2M | EA |  | 1 Year | 41.3888 | 5% | 39.3194
42324 | Belden Wire | FPSLHLH01M3 | FXPC OS2 LD_UHD LD_UHD 1.3M | EA |  | 1 Year | 41.5428 | 5% | 39.4657
42325 | Belden Wire | FPSLHLH01M4 | FXPC OS2 LD_UHD LD_UHD 1.4M | EA |  | 1 Year | 41.6968 | 5% | 39.612
42326 | Belden Wire | FPSLHLH01M5 | FXPC OS2 LD_UHD LD_UHD 1.5M | EA |  | 1 Year | 41.8508 | 5% | 39.7583
42327 | Belden Wire | FPSLHLH01M6 | FXPC OS2 LD_UHD LD_UHD 1.6M | EA |  | 1 Year | 42.0048 | 5% | 39.9046
42328 | Belden Wire | FPSLHLH01M7 | FXPC OS2 LD_UHD LD_UHD 1.7M | EA |  | 1 Year | 42.1588 | 5% | 40.0509
42329 | Belden Wire | FPSLHLH01M8 | FXPC OS2 LD_UHD LD_UHD 1.8M | EA |  | 1 Year | 42.3128 | 5% | 40.1972
42330 | Belden Wire | FPSLHLH01M9 | FXPC OS2 LD_UHD LD_UHD 1.9M | EA |  | 1 Year | 42.4668 | 5% | 40.3435
42331 | Belden Wire | FPSLHLH02M1 | FXPC OS2 LD_UHD LD_UHD 2.1M | EA |  | 1 Year | 42.7748 | 5% | 40.6361
42332 | Belden Wire | FPSLHLH02M2 | FXPC OS2 LD_UHD LD_UHD 2.2M | EA |  | 1 Year | 42.9288 | 5% | 40.7824
42333 | Belden Wire | FPSLHLH02M3 | FXPC OS2 LD_UHD LD_UHD 2.3M | EA |  | 1 Year | 43.0828 | 5% | 40.9287
42334 | Belden Wire | FPSLHLH02M4 | FXPC OS2 LD_UHD LD_UHD 2.4M | EA |  | 1 Year | 43.2368 | 5% | 41.075
42335 | Belden Wire | FPSLHLH02M5 | FXPC OS2 LD_UHD LD_UHD 2.5M | EA |  | 1 Year | 43.3908 | 5% | 41.2213
42336 | Belden Wire | FPSLHLH02M6 | FXPC OS2 LD_UHD LD_UHD 2.6M | EA |  | 1 Year | 43.5448 | 5% | 41.3676
42337 | Belden Wire | FPSLHLH02M7 | FXPC OS2 LD_UHD LD_UHD 2.7M | EA |  | 1 Year | 43.6988 | 5% | 41.5139
42338 | Belden Wire | FPSLHLH02M8 | FXPC OS2 LD_UHD LD_UHD 2.8M | EA |  | 1 Year | 43.8528 | 5% | 41.6602
42339 | Belden Wire | FPSLHLH02M9 | FXPC OS2 LD_UHD LD_UHD 2.9M | EA |  | 1 Year | 44.0068 | 5% | 41.8065
42340 | Belden Wire | FPSLHLH03M1 | FXPC OS2 LD_UHD LD_UHD 3.1M | EA |  | 1 Year | 44.3148 | 5% | 42.0991
42341 | Belden Wire | FPSLHLH03M2 | FXPC OS2 LD_UHD LD_UHD 3.2M | EA |  | 1 Year | 44.4688 | 5% | 42.2454
42342 | Belden Wire | FPSLHLH03M3 | FXPC OS2 LD_UHD LD_UHD 3.3M | EA |  | 1 Year | 44.6228 | 5% | 42.3917
42343 | Belden Wire | FPSLHLH03M4 | FXPC OS2 LD_UHD LD_UHD 3.4M | EA |  | 1 Year | 44.7768 | 5% | 42.538
42344 | Belden Wire | FPSLHLH03M5 | FXPC OS2 LD_UHD LD_UHD 3.5M | EA |  | 1 Year | 44.9308 | 5% | 42.6843
42345 | Belden Wire | FPSLHLH03M6 | FXPC OS2 LD_UHD LD_UHD 3.6M | EA |  | 1 Year | 45.0848 | 5% | 42.8306
42346 | Belden Wire | FPSLHLH03M7 | FXPC OS2 LD_UHD LD_UHD 3.7M | EA |  | 1 Year | 45.2388 | 5% | 42.9769
42347 | Belden Wire | FPSLHLH03M8 | FXPC OS2 LD_UHD LD_UHD 3.8M | EA |  | 1 Year | 45.3928 | 5% | 43.1232
42348 | Belden Wire | FPSLHLH03M9 | FXPC OS2 LD_UHD LD_UHD 3.9M | EA |  | 1 Year | 45.5468 | 5% | 43.2695
42349 | Belden Wire | FPSLHLH04M1 | FXPC OS2 LD_UHD LD_UHD 4.1M | EA |  | 1 Year | 45.8548 | 5% | 43.5621
42350 | Belden Wire | FPSLHLH04M2 | FXPC OS2 LD_UHD LD_UHD 4.2M | EA |  | 1 Year | 46.0088 | 5% | 43.7084
42351 | Belden Wire | FPSLHLH04M3 | FXPC OS2 LD_UHD LD_UHD 4.3M | EA |  | 1 Year | 46.1628 | 5% | 43.8547
42352 | Belden Wire | FPSLHLH04M4 | FXPC OS2 LD_UHD LD_UHD 4.4M | EA |  | 1 Year | 46.3168 | 5% | 44.001
42353 | Belden Wire | FPSLHLH04M5 | FXPC OS2 LD_UHD LD_UHD 4.5M | EA |  | 1 Year | 46.4708 | 5% | 44.1473
42354 | Belden Wire | FPSLHLH04M6 | FXPC OS2 LD_UHD LD_UHD 4.6M | EA |  | 1 Year | 46.6248 | 5% | 44.2936
42355 | Belden Wire | FPSLHLH04M7 | FXPC OS2 LD_UHD LD_UHD 4.7M | EA |  | 1 Year | 46.7788 | 5% | 44.4399
42356 | Belden Wire | FPSLHLH04M8 | FXPC OS2 LD_UHD LD_UHD 4.8M | EA |  | 1 Year | 46.9328 | 5% | 44.5862
42357 | Belden Wire | FPSLHLH04M9 | FXPC OS2 LD_UHD LD_UHD 4.9M | EA |  | 1 Year | 47.0868 | 5% | 44.7325
42358 | Belden Wire | FPSLHLH05M5 | FXPC OS2 LD_UHD LD_UHD 5.5M | EA |  | 1 Year | 48.0108 | 5% | 45.6103
42359 | Belden Wire | FPSLHLH06M5 | FXPC OS2 LD_UHD LD_UHD 6.5M | EA |  | 1 Year | 49.5508 | 5% | 47.0733
42360 | Belden Wire | FPSLHLH07M5 | FXPC OS2 LD_UHD LD_UHD 7.5M | EA |  | 1 Year | 51.0908 | 5% | 48.5363
42361 | Belden Wire | FPSLHLH08M5 | FXPC OS2 LD_UHD LD_UHD 8.5M | EA |  | 1 Year | 52.6308 | 5% | 49.9993
42362 | Belden Wire | FPSLHLH09M5 | FXPC OS2 LD_UHD LD_UHD 9.5M | EA |  | 1 Year | 54.1708 | 5% | 51.4623
42363 | Belden Wire | FPSLHLH10M5 | FXPC OS2 LD_UHD LD_UHD 10.5M | EA |  | 1 Year | 55.7108 | 5% | 52.9253
42364 | Belden Wire | FPSLHLH11M5 | FXPC OS2 LD_UHD LD_UHD 11.5M | EA |  | 1 Year | 57.2508 | 5% | 54.3883
42365 | Belden Wire | FPSLHLH12M5 | FXPC OS2 LD_UHD LD_UHD 12.5M | EA |  | 1 Year | 58.7908 | 5% | 55.8513
42366 | Belden Wire | FPSLHLH13M5 | FXPC OS2 LD_UHD LD_UHD 13.5M | EA |  | 1 Year | 60.3308 | 5% | 57.3143
42367 | Belden Wire | FPSLHLH14M5 | FXPC OS2 LD_UHD LD_UHD 14.5M | EA |  | 1 Year | 61.8708 | 5% | 58.7773
42368 | Belden Wire | FPSLILI001M | FXPC OS2 LC_UHD LC_UHD 1M | EA |  | 1 Year | 25.6755 | 5% | 24.3917
42369 | Belden Wire | FPSLILI002M | FXPC OS2 LC_UHD LC_UHD 2M | EA |  | 1 Year | 26.638 | 5% | 25.3061
42370 | Belden Wire | FPSLILI003M | FXPC OS2 LC_UHD LC_UHD 3M | EA |  | 1 Year | 27.6005 | 5% | 26.2205
42371 | Belden Wire | FPSLILI004M | FXPC OS2 LC_UHD LC_UHD 4M | EA |  | 1 Year | 28.563 | 5% | 27.1348
42372 | Belden Wire | FPSLILI005M | FXPC OS2 LC_UHD LC_UHD 5M | EA |  | 1 Year | 29.5255 | 5% | 28.0492
42373 | Belden Wire | FPSLILI006M | FXPC OS2 LC_UHD LC_UHD 6M | EA |  | 1 Year | 30.488 | 5% | 28.9636
42374 | Belden Wire | FPSLILI007M | FXPC OS2 LC_UHD LC_UHD 7M | EA |  | 1 Year | 31.4505 | 5% | 29.878
42375 | Belden Wire | FPSLILI008M | FXPC OS2 LC_UHD LC_UHD 8M | EA |  | 1 Year | 32.413 | 5% | 30.7923
42376 | Belden Wire | FPSLILI009M | FXPC OS2 LC_UHD LC_UHD 9M | EA |  | 1 Year | 33.3755 | 5% | 31.7067
42377 | Belden Wire | FPSLILI00M3 | FXPC OS2 LC_UHD LC_UHD 0.3M | EA |  | 1 Year | 25.0018 | 5% | 23.7517
42378 | Belden Wire | FPSLILI00M4 | FXPC OS2 LC_UHD LC_UHD 0.4M | EA |  | 1 Year | 25.098 | 5% | 23.8431
42379 | Belden Wire | FPSLILI00M6 | FXPC OS2 LC_UHD LC_UHD 0.6M | EA |  | 1 Year | 25.2905 | 5% | 24.026
42380 | Belden Wire | FPSLILI00M7 | FXPC OS2 LC_UHD LC_UHD 0.7M | EA |  | 1 Year | 25.3868 | 5% | 24.1175
42381 | Belden Wire | FPSLILI00M8 | FXPC OS2 LC_UHD LC_UHD 0.8M | EA |  | 1 Year | 25.483 | 5% | 24.2088
42382 | Belden Wire | FPSLILI00M9 | FXPC OS2 LC_UHD LC_UHD 0.9M | EA |  | 1 Year | 25.5793 | 5% | 24.3003
42383 | Belden Wire | FPSLILI010M | FXPC OS2 LC_UHD LC_UHD 10M | EA |  | 1 Year | 34.338 | 5% | 32.6211
42384 | Belden Wire | FPSLILI011M | FXPC OS2 LC_UHD LC_UHD 11M | EA |  | 1 Year | 35.3005 | 5% | 33.5355
42385 | Belden Wire | FPSLILI012M | FXPC OS2 LC_UHD LC_UHD 12M | EA |  | 1 Year | 36.263 | 5% | 34.4498
42386 | Belden Wire | FPSLILI013M | FXPC OS2 LC_UHD LC_UHD 13M | EA |  | 1 Year | 37.2255 | 5% | 35.3642
42387 | Belden Wire | FPSLILI014M | FXPC OS2 LC_UHD LC_UHD 14M | EA |  | 1 Year | 38.188 | 5% | 36.2786
42388 | Belden Wire | FPSLILI015M | FXPC OS2 LC_UHD LC_UHD 15M | EA |  | 1 Year | 39.1505 | 5% | 37.193
42389 | Belden Wire | FPSLILI01M1 | FXPC OS2 LC_UHD LC_UHD 1.1M | EA |  | 1 Year | 25.7718 | 5% | 24.4832
42390 | Belden Wire | FPSLILI01M2 | FXPC OS2 LC_UHD LC_UHD 1.2M | EA |  | 1 Year | 25.868 | 5% | 24.5746
42391 | Belden Wire | FPSLILI01M3 | FXPC OS2 LC_UHD LC_UHD 1.3M | EA |  | 1 Year | 25.9643 | 5% | 24.6661
42392 | Belden Wire | FPSLILI01M4 | FXPC OS2 LC_UHD LC_UHD 1.4M | EA |  | 1 Year | 26.0605 | 5% | 24.7575
42393 | Belden Wire | FPSLILI01M5 | FXPC OS2 LC_UHD LC_UHD 1.5M | EA |  | 1 Year | 26.1568 | 5% | 24.849
42394 | Belden Wire | FPSLILI01M6 | FXPC OS2 LC_UHD LC_UHD 1.6M | EA |  | 1 Year | 26.253 | 5% | 24.9403
42395 | Belden Wire | FPSLILI01M7 | FXPC OS2 LC_UHD LC_UHD 1.7M | EA |  | 1 Year | 26.3493 | 5% | 25.0318
42396 | Belden Wire | FPSLILI01M8 | FXPC OS2 LC_UHD LC_UHD 1.8M | EA |  | 1 Year | 26.4455 | 5% | 25.1232
42397 | Belden Wire | FPSLILI01M9 | FXPC OS2 LC_UHD LC_UHD 1.9M | EA |  | 1 Year | 26.5418 | 5% | 25.2147
42398 | Belden Wire | FPSLILI02M1 | FXPC OS2 LC_UHD LC_UHD 2.1M | EA |  | 1 Year | 26.7343 | 5% | 25.3976
42399 | Belden Wire | FPSLILI02M2 | FXPC OS2 LC_UHD LC_UHD 2.2M | EA |  | 1 Year | 26.8305 | 5% | 25.489
42400 | Belden Wire | FPSLILI02M3 | FXPC OS2 LC_UHD LC_UHD 2.3M | EA |  | 1 Year | 26.9268 | 5% | 25.5805
42401 | Belden Wire | FPSLILI02M4 | FXPC OS2 LC_UHD LC_UHD 2.4M | EA |  | 1 Year | 27.023 | 5% | 25.6718
42402 | Belden Wire | FPSLILI02M5 | FXPC OS2 LC_UHD LC_UHD 2.5M | EA |  | 1 Year | 27.1193 | 5% | 25.7633
42403 | Belden Wire | FPSLILI02M6 | FXPC OS2 LC_UHD LC_UHD 2.6M | EA |  | 1 Year | 27.2155 | 5% | 25.8547
42404 | Belden Wire | FPSLILI02M7 | FXPC OS2 LC_UHD LC_UHD 2.7M | EA |  | 1 Year | 27.3118 | 5% | 25.9462
42405 | Belden Wire | FPSLILI02M8 | FXPC OS2 LC_UHD LC_UHD 2.8M | EA |  | 1 Year | 27.408 | 5% | 26.0376
42406 | Belden Wire | FPSLILI02M9 | FXPC OS2 LC_UHD LC_UHD 2.9M | EA |  | 1 Year | 27.5043 | 5% | 26.1291
42407 | Belden Wire | FPSLILI03M1 | FXPC OS2 LC_UHD LC_UHD 3.1M | EA |  | 1 Year | 27.6968 | 5% | 26.312
42408 | Belden Wire | FPSLILI03M2 | FXPC OS2 LC_UHD LC_UHD 3.2M | EA |  | 1 Year | 27.793 | 5% | 26.4033
42409 | Belden Wire | FPSLILI03M3 | FXPC OS2 LC_UHD LC_UHD 3.3M | EA |  | 1 Year | 27.8893 | 5% | 26.4948
42410 | Belden Wire | FPSLILI03M4 | FXPC OS2 LC_UHD LC_UHD 3.4M | EA |  | 1 Year | 27.9855 | 5% | 26.5862
42411 | Belden Wire | FPSLILI03M5 | FXPC OS2 LC_UHD LC_UHD 3.5M | EA |  | 1 Year | 28.0818 | 5% | 26.6777
42412 | Belden Wire | FPSLILI03M6 | FXPC OS2 LC_UHD LC_UHD 3.6M | EA |  | 1 Year | 28.178 | 5% | 26.7691
42413 | Belden Wire | FPSLILI03M7 | FXPC OS2 LC_UHD LC_UHD 3.7M | EA |  | 1 Year | 28.2743 | 5% | 26.8606
42414 | Belden Wire | FPSLILI03M8 | FXPC OS2 LC_UHD LC_UHD 3.8M | EA |  | 1 Year | 28.3705 | 5% | 26.952
42415 | Belden Wire | FPSLILI03M9 | FXPC OS2 LC_UHD LC_UHD 3.9M | EA |  | 1 Year | 28.4668 | 5% | 27.0435
42416 | Belden Wire | FPSLILI04M1 | FXPC OS2 LC_UHD LC_UHD 4.1M | EA |  | 1 Year | 28.6593 | 5% | 27.2263
42417 | Belden Wire | FPSLILI04M2 | FXPC OS2 LC_UHD LC_UHD 4.2M | EA |  | 1 Year | 28.7555 | 5% | 27.3177
42418 | Belden Wire | FPSLILI04M3 | FXPC OS2 LC_UHD LC_UHD 4.3M | EA |  | 1 Year | 28.8518 | 5% | 27.4092
42419 | Belden Wire | FPSLILI04M4 | FXPC OS2 LC_UHD LC_UHD 4.4M | EA |  | 1 Year | 28.948 | 5% | 27.5006
42420 | Belden Wire | FPSLILI04M5 | FXPC OS2 LC_UHD LC_UHD 4.5M | EA |  | 1 Year | 29.0443 | 5% | 27.5921
42421 | Belden Wire | FPSLILI04M6 | FXPC OS2 LC_UHD LC_UHD 4.6M | EA |  | 1 Year | 29.1405 | 5% | 27.6835
42422 | Belden Wire | FPSLILI04M7 | FXPC OS2 LC_UHD LC_UHD 4.7M | EA |  | 1 Year | 29.2368 | 5% | 27.775
42423 | Belden Wire | FPSLILI04M8 | FXPC OS2 LC_UHD LC_UHD 4.8M | EA |  | 1 Year | 29.333 | 5% | 27.8663
42424 | Belden Wire | FPSLILI04M9 | FXPC OS2 LC_UHD LC_UHD 4.9M | EA |  | 1 Year | 29.4293 | 5% | 27.9578
42425 | Belden Wire | FPSLILI05M5 | FXPC OS2 LC_UHD LC_UHD 5.5M | EA |  | 1 Year | 30.0068 | 5% | 28.5065
42426 | Belden Wire | FPSLILI06M5 | FXPC OS2 LC_UHD LC_UHD 6.5M | EA |  | 1 Year | 30.9693 | 5% | 29.4208
42427 | Belden Wire | FPSLILI07M5 | FXPC OS2 LC_UHD LC_UHD 7.5M | EA |  | 1 Year | 31.9318 | 5% | 30.3352
42428 | Belden Wire | FPSLILI08M5 | FXPC OS2 LC_UHD LC_UHD 8.5M | EA |  | 1 Year | 32.8943 | 5% | 31.2496
42429 | Belden Wire | FPSLILI09M5 | FXPC OS2 LC_UHD LC_UHD 9.5M | EA |  | 1 Year | 33.8568 | 5% | 32.164
42430 | Belden Wire | FPSLILI10M5 | FXPC OS2 LC_UHD LC_UHD 10.5M | EA |  | 1 Year | 34.8193 | 5% | 33.0783
42431 | Belden Wire | FPSLILI11M5 | FXPC OS2 LC_UHD LC_UHD 11.5M | EA |  | 1 Year | 35.7818 | 5% | 33.9927
42432 | Belden Wire | FPSLILI12M5 | FXPC OS2 LC_UHD LC_UHD 12.5M | EA |  | 1 Year | 36.7443 | 5% | 34.9071
42433 | Belden Wire | FPSLILI13M5 | FXPC OS2 LC_UHD LC_UHD 13.5M | EA |  | 1 Year | 37.7068 | 5% | 35.8215
42434 | Belden Wire | FPSLILI14M5 | FXPC OS2 LC_UHD LC_UHD 14.5M | EA |  | 1 Year | 38.6693 | 5% | 36.7358
42435 | Belden Wire | FPSLU4F001M | FXPC OS2 4_LD_UNI MPO8_F 1M | EA |  | 1 Year | 337.2676 | 5% | 320.4042
42436 | Belden Wire | FPSLU4F002M | FXPC OS2 4_LD_UNI MPO8_F 2M | EA |  | 1 Year | 340.4536 | 5% | 323.4309
42437 | Belden Wire | FPSLULU001M | FXPC OS2 LD_UNI LD_UNI 1M | EA |  | 1 Year | 41.0808 | 5% | 39.0268
42438 | Belden Wire | FPSLULU002M | FXPC OS2 LD_UNI LD_UNI 2M | EA |  | 1 Year | 42.6208 | 5% | 40.4898
42439 | Belden Wire | FPSLULU003M | FXPC OS2 LD_UNI LD_UNI 3M | EA |  | 1 Year | 44.1608 | 5% | 41.9528
42440 | Belden Wire | FPSLULU004M | FXPC OS2 LD_UNI LD_UNI 4M | EA |  | 1 Year | 45.7008 | 5% | 43.4158
42441 | Belden Wire | FPSLULU005M | FXPC OS2 LD_UNI LD_UNI 5M | EA |  | 1 Year | 47.2408 | 5% | 44.8788
42442 | Belden Wire | FPSLULU006M | FXPC OS2 LD_UNI LD_UNI 6M | EA |  | 1 Year | 48.7808 | 5% | 46.3418
42443 | Belden Wire | FPSLULU007M | FXPC OS2 LD_UNI LD_UNI 7M | EA |  | 1 Year | 50.3208 | 5% | 47.8048
42444 | Belden Wire | FPSLULU008M | FXPC OS2 LD_UNI LD_UNI 8M | EA |  | 1 Year | 51.8608 | 5% | 49.2678
42445 | Belden Wire | FPSLULU009M | FXPC OS2 LD_UNI LD_UNI 9M | EA |  | 1 Year | 53.4008 | 5% | 50.7308
42446 | Belden Wire | FPSLULU00M3 | FXPC OS2 LD_UNI LD_UNI 0.3M | EA |  | 1 Year | 40.0028 | 5% | 38.0027
42447 | Belden Wire | FPSLULU00M4 | FXPC OS2 LD_UNI LD_UNI 0.4M | EA |  | 1 Year | 40.1568 | 5% | 38.149
42448 | Belden Wire | FPSLULU00M5 | FXPC OS2 LD_UNI LD_UNI 0.5M | EA |  | 1 Year | 40.3108 | 5% | 38.2953
42449 | Belden Wire | FPSLULU00M6 | FXPC OS2 LD_UNI LD_UNI 0.6M | EA |  | 1 Year | 40.4648 | 5% | 38.4416
42450 | Belden Wire | FPSLULU00M7 | FXPC OS2 LD_UNI LD_UNI 0.7M | EA |  | 1 Year | 40.6188 | 5% | 38.5879
42451 | Belden Wire | FPSLULU00M8 | FXPC OS2 LD_UNI LD_UNI 0.8M | EA |  | 1 Year | 40.7728 | 5% | 38.7342
42452 | Belden Wire | FPSLULU00M9 | FXPC OS2 LD_UNI LD_UNI 0.9M | EA |  | 1 Year | 40.9268 | 5% | 38.8805
42453 | Belden Wire | FPSLULU010M | FXPC OS2 LD_UNI LD_UNI 10M | EA |  | 1 Year | 54.9408 | 5% | 52.1938
42454 | Belden Wire | FPSLULU011M | FXPC OS2 LD_UNI LD_UNI 11M | EA |  | 1 Year | 56.4808 | 5% | 53.6568
42455 | Belden Wire | FPSLULU012M | FXPC OS2 LD_UNI LD_UNI 12M | EA |  | 1 Year | 58.0208 | 5% | 55.1198
42456 | Belden Wire | FPSLULU013M | FXPC OS2 LD_UNI LD_UNI 13M | EA |  | 1 Year | 59.5608 | 5% | 56.5828
42457 | Belden Wire | FPSLULU014M | FXPC OS2 LD_UNI LD_UNI 14M | EA |  | 1 Year | 61.1008 | 5% | 58.0458
42458 | Belden Wire | FPSLULU015M | FXPC OS2 LD_UNI LD_UNI 15M | EA |  | 1 Year | 62.6408 | 5% | 59.5088
42459 | Belden Wire | FPSLULU01M1 | FXPC OS2 LD_UNI LD_UNI 1.1M | EA |  | 1 Year | 41.2348 | 5% | 39.1731
42460 | Belden Wire | FPSLULU01M2 | FXPC OS2 LD_UNI LD_UNI 1.2M | EA |  | 1 Year | 41.3888 | 5% | 39.3194
42461 | Belden Wire | FPSLULU01M3 | FXPC OS2 LD_UNI LD_UNI 1.3M | EA |  | 1 Year | 41.5428 | 5% | 39.4657
42462 | Belden Wire | FPSLULU01M4 | FXPC OS2 LD_UNI LD_UNI 1.4M | EA |  | 1 Year | 41.6968 | 5% | 39.612
42463 | Belden Wire | FPSLULU01M5 | FXPC OS2 LD_UNI LD_UNI 1.5M | EA |  | 1 Year | 41.8508 | 5% | 39.7583
42464 | Belden Wire | FPSLULU01M6 | FXPC OS2 LD_UNI LD_UNI 1.6M | EA |  | 1 Year | 42.0048 | 5% | 39.9046
42465 | Belden Wire | FPSLULU01M7 | FXPC OS2 LD_UNI LD_UNI 1.7M | EA |  | 1 Year | 42.1588 | 5% | 40.0509
42466 | Belden Wire | FPSLULU01M8 | FXPC OS2 LD_UNI LD_UNI 1.8M | EA |  | 1 Year | 42.3128 | 5% | 40.1972
42467 | Belden Wire | FPSLULU01M9 | FXPC OS2 LD_UNI LD_UNI 1.9M | EA |  | 1 Year | 42.4668 | 5% | 40.3435
42468 | Belden Wire | FPSLULU02M1 | FXPC OS2 LD_UNI LD_UNI 2.1M | EA |  | 1 Year | 42.7748 | 5% | 40.6361
42469 | Belden Wire | FPSLULU02M2 | FXPC OS2 LD_UNI LD_UNI 2.2M | EA |  | 1 Year | 42.9288 | 5% | 40.7824
42470 | Belden Wire | FPSLULU02M3 | FXPC OS2 LD_UNI LD_UNI 2.3M | EA |  | 1 Year | 43.0828 | 5% | 40.9287
42471 | Belden Wire | FPSLULU02M4 | FXPC OS2 LD_UNI LD_UNI 2.4M | EA |  | 1 Year | 43.2368 | 5% | 41.075
42472 | Belden Wire | FPSLULU02M5 | FXPC OS2 LD_UNI LD_UNI 2.5M | EA |  | 1 Year | 43.3908 | 5% | 41.2213
42473 | Belden Wire | FPSLULU02M6 | FXPC OS2 LD_UNI LD_UNI 2.6M | EA |  | 1 Year | 43.5448 | 5% | 41.3676
42474 | Belden Wire | FPSLULU02M7 | FXPC OS2 LD_UNI LD_UNI 2.7M | EA |  | 1 Year | 43.6988 | 5% | 41.5139
42475 | Belden Wire | FPSLULU02M8 | FXPC OS2 LD_UNI LD_UNI 2.8M | EA |  | 1 Year | 43.8528 | 5% | 41.6602
42476 | Belden Wire | FPSLULU02M9 | FXPC OS2 LD_UNI LD_UNI 2.9M | EA |  | 1 Year | 44.0068 | 5% | 41.8065
42477 | Belden Wire | FPSLULU03M1 | FXPC OS2 LD_UNI LD_UNI 3.1M | EA |  | 1 Year | 44.3148 | 5% | 42.0991
42478 | Belden Wire | FPSLULU03M2 | FXPC OS2 LD_UNI LD_UNI 3.2M | EA |  | 1 Year | 44.4688 | 5% | 42.2454
42479 | Belden Wire | FPSLULU03M3 | FXPC OS2 LD_UNI LD_UNI 3.3M | EA |  | 1 Year | 44.6228 | 5% | 42.3917
42480 | Belden Wire | FPSLULU03M4 | FXPC OS2 LD_UNI LD_UNI 3.4M | EA |  | 1 Year | 44.7768 | 5% | 42.538
42481 | Belden Wire | FPSLULU03M5 | FXPC OS2 LD_UNI LD_UNI 3.5M | EA |  | 1 Year | 44.9308 | 5% | 42.6843
42482 | Belden Wire | FPSLULU03M6 | FXPC OS2 LD_UNI LD_UNI 3.6M | EA |  | 1 Year | 45.0848 | 5% | 42.8306
42483 | Belden Wire | FPSLULU03M7 | FXPC OS2 LD_UNI LD_UNI 3.7M | EA |  | 1 Year | 45.2388 | 5% | 42.9769
42484 | Belden Wire | FPSLULU03M8 | FXPC OS2 LD_UNI LD_UNI 3.8M | EA |  | 1 Year | 45.3928 | 5% | 43.1232
42485 | Belden Wire | FPSLULU03M9 | FXPC OS2 LD_UNI LD_UNI 3.9M | EA |  | 1 Year | 45.5468 | 5% | 43.2695
42486 | Belden Wire | FPSLULU04M1 | FXPC OS2 LD_UNI LD_UNI 4.1M | EA |  | 1 Year | 45.8548 | 5% | 43.5621
42487 | Belden Wire | FPSLULU04M2 | FXPC OS2 LD_UNI LD_UNI 4.2M | EA |  | 1 Year | 46.0088 | 5% | 43.7084
42488 | Belden Wire | FPSLULU04M3 | FXPC OS2 LD_UNI LD_UNI 4.3M | EA |  | 1 Year | 46.1628 | 5% | 43.8547
42489 | Belden Wire | FPSLULU04M4 | FXPC OS2 LD_UNI LD_UNI 4.4M | EA |  | 1 Year | 46.3168 | 5% | 44.001
42490 | Belden Wire | FPSLULU04M5 | FXPC OS2 LD_UNI LD_UNI 4.5M | EA |  | 1 Year | 46.4708 | 5% | 44.1473
42491 | Belden Wire | FPSLULU04M6 | FXPC OS2 LD_UNI LD_UNI 4.6M | EA |  | 1 Year | 46.6248 | 5% | 44.2936
42492 | Belden Wire | FPSLULU04M7 | FXPC OS2 LD_UNI LD_UNI 4.7M | EA |  | 1 Year | 46.7788 | 5% | 44.4399
42493 | Belden Wire | FPSLULU04M8 | FXPC OS2 LD_UNI LD_UNI 4.8M | EA |  | 1 Year | 46.9328 | 5% | 44.5862
42494 | Belden Wire | FPSLULU04M9 | FXPC OS2 LD_UNI LD_UNI 4.9M | EA |  | 1 Year | 47.0868 | 5% | 44.7325
42495 | Belden Wire | FPSLULU05M5 | FXPC OS2 LD_UNI LD_UNI 5.5M | EA |  | 1 Year | 48.0108 | 5% | 45.6103
42496 | Belden Wire | FPSLULU06M5 | FXPC OS2 LD_UNI LD_UNI 6.5M | EA |  | 1 Year | 49.5508 | 5% | 47.0733
42497 | Belden Wire | FPSLULU07M5 | FXPC OS2 LD_UNI LD_UNI 7.5M | EA |  | 1 Year | 51.0908 | 5% | 48.5363
42498 | Belden Wire | FPSLULU08M5 | FXPC OS2 LD_UNI LD_UNI 8.5M | EA |  | 1 Year | 52.6308 | 5% | 49.9993
42499 | Belden Wire | FPSLULU09M5 | FXPC OS2 LD_UNI LD_UNI 9.5M | EA |  | 1 Year | 54.1708 | 5% | 51.4623
42500 | Belden Wire | FPSLULU10M5 | FXPC OS2 LD_UNI LD_UNI 10.5M | EA |  | 1 Year | 55.7108 | 5% | 52.9253
42501 | Belden Wire | FPSLULU11M5 | FXPC OS2 LD_UNI LD_UNI 11.5M | EA |  | 1 Year | 57.2508 | 5% | 54.3883
42502 | Belden Wire | FPSLULU12M5 | FXPC OS2 LD_UNI LD_UNI 12.5M | EA |  | 1 Year | 58.7908 | 5% | 55.8513
42503 | Belden Wire | FPSLULU13M5 | FXPC OS2 LD_UNI LD_UNI 13.5M | EA |  | 1 Year | 60.3308 | 5% | 57.3143
42504 | Belden Wire | FPSLULU14M5 | FXPC OS2 LD_UNI LD_UNI 14.5M | EA |  | 1 Year | 61.8708 | 5% | 58.7773
42505 | Belden Wire | FPSLUMF002M | FXPC OS2 6_LD_UNI MPO12_F 2M | EA |  | 1 Year | 379.9944 | 5% | 360.9947
42506 | Belden Wire | FPSMFMF002M | FXPC OS2 MPO12_F MPO12_F 2M | EA |  | 1 Year | 216.372 | 5% | 205.5534
42507 | Belden Wire | FPSMFMF003M | FXPC OS2 MPO12_F MPO12_F 3M | EA |  | 1 Year | 219.558 | 5% | 208.5801
42508 | Belden Wire | FPSSASA001M | FXPC OS2 SC_DX/A SC_DX/A 1M | EA |  | 1 Year | 35.2135 | 5% | 33.4528
42509 | Belden Wire | FPSSASA001MR2XY | FXPC OS2 SC_DX/A SC_DX/A 1M | EA |  | 1 Year | 35.2135 | 5% | 33.4528
42510 | Belden Wire | FPSSASA002M | FXPC OS2 SC_DX/A SC_DX/A 2M | EA |  | 1 Year | 36.7535 | 5% | 34.9158
42511 | Belden Wire | FPSSASA003M | FXPC OS2 SC_DX/A SC_DX/A 3M | EA |  | 1 Year | 38.2935 | 5% | 36.3788
42512 | Belden Wire | FPSSASA003MR2XY | FXPC OS2 SC_DX/A SC_DX/A 3M | EA |  | 1 Year | 38.2935 | 5% | 36.3788
42513 | Belden Wire | FPSSASA004M | FXPC OS2 SC_DX/A SC_DX/A 4M | EA |  | 1 Year | 39.8335 | 5% | 37.8418
42514 | Belden Wire | FPSSASA005M | FXPC OS2 SC_DX/A SC_DX/A 5M | EA |  | 1 Year | 41.3735 | 5% | 39.3048
42515 | Belden Wire | FPSSASA005MR2XY | FXPC OS2 SC_DX/A SC_DX/A 5M | EA |  | 1 Year | 41.3735 | 5% | 39.3048
42516 | Belden Wire | FPSSASA005MR3SY | FXPC OS2 SC_DX/A SC_DX/A 5M | EA |  | 1 Year | 41.3735 | 5% | 39.3048
42517 | Belden Wire | FPSSASA006M | FXPC OS2 SC_DX/A SC_DX/A 6M | EA |  | 1 Year | 42.9135 | 5% | 40.7678
42518 | Belden Wire | FPSSASA007M | FXPC OS2 SC_DX/A SC_DX/A 7M | EA |  | 1 Year | 44.4535 | 5% | 42.2308
42519 | Belden Wire | FPSSASA008M | FXPC OS2 SC_DX/A SC_DX/A 8M | EA |  | 1 Year | 45.9935 | 5% | 43.6938
42520 | Belden Wire | FPSSASA009M | FXPC OS2 SC_DX/A SC_DX/A 9M | EA |  | 1 Year | 47.5335 | 5% | 45.1568
42521 | Belden Wire | FPSSASA00M3 | FXPC OS2 SC_DX/A SC_DX/A 0.3M | EA |  | 1 Year | 34.1355 | 5% | 32.4287
42522 | Belden Wire | FPSSASA00M4 | FXPC OS2 SC_DX/A SC_DX/A 0.4M | EA |  | 1 Year | 34.2895 | 5% | 32.575
42523 | Belden Wire | FPSSASA00M5 | FXPC OS2 SC_DX/A SC_DX/A 0.5M | EA |  | 1 Year | 34.4435 | 5% | 32.7213
42524 | Belden Wire | FPSSASA00M6 | FXPC OS2 SC_DX/A SC_DX/A 0.6M | EA |  | 1 Year | 34.5975 | 5% | 32.8676
42525 | Belden Wire | FPSSASA00M7 | FXPC OS2 SC_DX/A SC_DX/A 0.7M | EA |  | 1 Year | 34.7515 | 5% | 33.0139
42526 | Belden Wire | FPSSASA00M8 | FXPC OS2 SC_DX/A SC_DX/A 0.8M | EA |  | 1 Year | 34.9055 | 5% | 33.1602
42527 | Belden Wire | FPSSASA00M9 | FXPC OS2 SC_DX/A SC_DX/A 0.9M | EA |  | 1 Year | 35.0595 | 5% | 33.3065
42528 | Belden Wire | FPSSASA010M | FXPC OS2 SC_DX/A SC_DX/A 10M | EA |  | 1 Year | 49.0735 | 5% | 46.6198
42529 | Belden Wire | FPSSASA010MR2XY | FXPC OS2 SC_DX/A SC_DX/A 10M | EA |  | 1 Year | 49.0735 | 5% | 46.6198
42530 | Belden Wire | FPSSASA011M | FXPC OS2 SC_DX/A SC_DX/A 11M | EA |  | 1 Year | 50.6135 | 5% | 48.0828
42531 | Belden Wire | FPSSASA012M | FXPC OS2 SC_DX/A SC_DX/A 12M | EA |  | 1 Year | 52.1535 | 5% | 49.5458
42532 | Belden Wire | FPSSASA013M | FXPC OS2 SC_DX/A SC_DX/A 13M | EA |  | 1 Year | 53.6935 | 5% | 51.0088
42533 | Belden Wire | FPSSASA014M | FXPC OS2 SC_DX/A SC_DX/A 14M | EA |  | 1 Year | 55.2335 | 5% | 52.4718
42534 | Belden Wire | FPSSASA015M | FXPC OS2 SC_DX/A SC_DX/A 15M | EA |  | 1 Year | 56.7735 | 5% | 53.9348
42535 | Belden Wire | FPSSASA01M1 | FXPC OS2 SC_DX/A SC_DX/A 1.1M | EA |  | 1 Year | 35.3675 | 5% | 33.5991
42536 | Belden Wire | FPSSASA01M2 | FXPC OS2 SC_DX/A SC_DX/A 1.2M | EA |  | 1 Year | 35.5215 | 5% | 33.7454
42537 | Belden Wire | FPSSASA01M3 | FXPC OS2 SC_DX/A SC_DX/A 1.3M | EA |  | 1 Year | 35.6755 | 5% | 33.8917
42538 | Belden Wire | FPSSASA01M4 | FXPC OS2 SC_DX/A SC_DX/A 1.4M | EA |  | 1 Year | 35.8295 | 5% | 34.038
42539 | Belden Wire | FPSSASA01M5 | FXPC OS2 SC_DX/A SC_DX/A 1.5M | EA |  | 1 Year | 35.9835 | 5% | 34.1843
42540 | Belden Wire | FPSSASA01M6 | FXPC OS2 SC_DX/A SC_DX/A 1.6M | EA |  | 1 Year | 36.1375 | 5% | 34.3306
42541 | Belden Wire | FPSSASA01M7 | FXPC OS2 SC_DX/A SC_DX/A 1.7M | EA |  | 1 Year | 36.2915 | 5% | 34.4769
42542 | Belden Wire | FPSSASA01M8 | FXPC OS2 SC_DX/A SC_DX/A 1.8M | EA |  | 1 Year | 36.4455 | 5% | 34.6232
42543 | Belden Wire | FPSSASA01M9 | FXPC OS2 SC_DX/A SC_DX/A 1.9M | EA |  | 1 Year | 36.5995 | 5% | 34.7695
42544 | Belden Wire | FPSSASA020MR2XY | FXPC OS2 SC_DX/A SC_DX/A 20M | EA |  | 1 Year | 66.0945 | 5% | 62.7898
42545 | Belden Wire | FPSSASA020MR3XY | FXPC OS2 SC_DX/A SC_DX/A 20M | EA |  | 1 Year | 66.0945 | 5% | 62.7898
42546 | Belden Wire | FPSSASA02M1 | FXPC OS2 SC_DX/A SC_DX/A 2.1M | EA |  | 1 Year | 36.9075 | 5% | 35.0621
42547 | Belden Wire | FPSSASA02M2 | FXPC OS2 SC_DX/A SC_DX/A 2.2M | EA |  | 1 Year | 37.0615 | 5% | 35.2084
42548 | Belden Wire | FPSSASA02M3 | FXPC OS2 SC_DX/A SC_DX/A 2.3M | EA |  | 1 Year | 37.2155 | 5% | 35.3547
42549 | Belden Wire | FPSSASA02M4 | FXPC OS2 SC_DX/A SC_DX/A 2.4M | EA |  | 1 Year | 37.3695 | 5% | 35.501
42550 | Belden Wire | FPSSASA02M5 | FXPC OS2 SC_DX/A SC_DX/A 2.5M | EA |  | 1 Year | 37.5235 | 5% | 35.6473
42551 | Belden Wire | FPSSASA02M6 | FXPC OS2 SC_DX/A SC_DX/A 2.6M | EA |  | 1 Year | 37.6775 | 5% | 35.7936
42552 | Belden Wire | FPSSASA02M7 | FXPC OS2 SC_DX/A SC_DX/A 2.7M | EA |  | 1 Year | 37.8315 | 5% | 35.9399
42553 | Belden Wire | FPSSASA02M8 | FXPC OS2 SC_DX/A SC_DX/A 2.8M | EA |  | 1 Year | 37.9855 | 5% | 36.0862
42554 | Belden Wire | FPSSASA02M9 | FXPC OS2 SC_DX/A SC_DX/A 2.9M | EA |  | 1 Year | 38.1395 | 5% | 36.2325
42555 | Belden Wire | FPSSASA030MR3XY | FXPC OS2 SC_DX/A SC_DX/A 30M | EA |  | 1 Year | 82.305 | 5% | 78.1898
42556 | Belden Wire | FPSSASA03M1 | FXPC OS2 SC_DX/A SC_DX/A 3.1M | EA |  | 1 Year | 38.4475 | 5% | 36.5251
42557 | Belden Wire | FPSSASA03M2 | FXPC OS2 SC_DX/A SC_DX/A 3.2M | EA |  | 1 Year | 38.6015 | 5% | 36.6714
42558 | Belden Wire | FPSSASA03M3 | FXPC OS2 SC_DX/A SC_DX/A 3.3M | EA |  | 1 Year | 38.7555 | 5% | 36.8177
42559 | Belden Wire | FPSSASA03M4 | FXPC OS2 SC_DX/A SC_DX/A 3.4M | EA |  | 1 Year | 38.9095 | 5% | 36.964
42560 | Belden Wire | FPSSASA03M5 | FXPC OS2 SC_DX/A SC_DX/A 3.5M | EA |  | 1 Year | 39.0635 | 5% | 37.1103
42561 | Belden Wire | FPSSASA03M6 | FXPC OS2 SC_DX/A SC_DX/A 3.6M | EA |  | 1 Year | 39.2175 | 5% | 37.2566
42562 | Belden Wire | FPSSASA03M7 | FXPC OS2 SC_DX/A SC_DX/A 3.7M | EA |  | 1 Year | 39.3715 | 5% | 37.4029
42563 | Belden Wire | FPSSASA03M8 | FXPC OS2 SC_DX/A SC_DX/A 3.8M | EA |  | 1 Year | 39.5255 | 5% | 37.5492
42564 | Belden Wire | FPSSASA03M9 | FXPC OS2 SC_DX/A SC_DX/A 3.9M | EA |  | 1 Year | 39.6795 | 5% | 37.6955
42565 | Belden Wire | FPSSASA04M1 | FXPC OS2 SC_DX/A SC_DX/A 4.1M | EA |  | 1 Year | 39.9875 | 5% | 37.9881
42566 | Belden Wire | FPSSASA04M2 | FXPC OS2 SC_DX/A SC_DX/A 4.2M | EA |  | 1 Year | 40.1415 | 5% | 38.1344
42567 | Belden Wire | FPSSASA04M3 | FXPC OS2 SC_DX/A SC_DX/A 4.3M | EA |  | 1 Year | 40.2955 | 5% | 38.2807
42568 | Belden Wire | FPSSASA04M4 | FXPC OS2 SC_DX/A SC_DX/A 4.4M | EA |  | 1 Year | 40.4495 | 5% | 38.427
42569 | Belden Wire | FPSSASA04M5 | FXPC OS2 SC_DX/A SC_DX/A 4.5M | EA |  | 1 Year | 40.6035 | 5% | 38.5733
42570 | Belden Wire | FPSSASA04M6 | FXPC OS2 SC_DX/A SC_DX/A 4.6M | EA |  | 1 Year | 40.7575 | 5% | 38.7196
42571 | Belden Wire | FPSSASA04M7 | FXPC OS2 SC_DX/A SC_DX/A 4.7M | EA |  | 1 Year | 40.9115 | 5% | 38.8659
42572 | Belden Wire | FPSSASA04M8 | FXPC OS2 SC_DX/A SC_DX/A 4.8M | EA |  | 1 Year | 41.0655 | 5% | 39.0122
42573 | Belden Wire | FPSSASA04M9 | FXPC OS2 SC_DX/A SC_DX/A 4.9M | EA |  | 1 Year | 41.2195 | 5% | 39.1585
42574 | Belden Wire | FPSSASA05M5 | FXPC OS2 SC_DX/A SC_DX/A 5.5M | EA |  | 1 Year | 42.1435 | 5% | 40.0363
42575 | Belden Wire | FPSSASA06M5 | FXPC OS2 SC_DX/A SC_DX/A 6.5M | EA |  | 1 Year | 43.6835 | 5% | 41.4993
42576 | Belden Wire | FPSSASA07M5 | FXPC OS2 SC_DX/A SC_DX/A 7.5M | EA |  | 1 Year | 45.2235 | 5% | 42.9623
42577 | Belden Wire | FPSSASA08M5 | FXPC OS2 SC_DX/A SC_DX/A 8.5M | EA |  | 1 Year | 46.7635 | 5% | 44.4253
42578 | Belden Wire | FPSSASA09M5 | FXPC OS2 SC_DX/A SC_DX/A 9.5M | EA |  | 1 Year | 48.3035 | 5% | 45.8883
42579 | Belden Wire | FPSSASA10M5 | FXPC OS2 SC_DX/A SC_DX/A 10.5M | EA |  | 1 Year | 49.8435 | 5% | 47.3513
42580 | Belden Wire | FPSSASA11M5 | FXPC OS2 SC_DX/A SC_DX/A 11.5M | EA |  | 1 Year | 51.3835 | 5% | 48.8143
42581 | Belden Wire | FPSSASA12M5 | FXPC OS2 SC_DX/A SC_DX/A 12.5M | EA |  | 1 Year | 52.9235 | 5% | 50.2773
42582 | Belden Wire | FPSSASA13M5 | FXPC OS2 SC_DX/A SC_DX/A 13.5M | EA |  | 1 Year | 54.4635 | 5% | 51.7403
42583 | Belden Wire | FPSSASA14M5 | FXPC OS2 SC_DX/A SC_DX/A 14.5M | EA |  | 1 Year | 56.0035 | 5% | 53.2033
42584 | Belden Wire | FPSSASD002MR3XY | FXPC OS2 SC_DX/A SC_DX 2M | EA |  | 1 Year | 35.7331 | 5% | 33.9464
42585 | Belden Wire | FPSSASD010MR2XY | FXPC OS2 SC_DX/A SC_DX 10M | EA |  | 1 Year | 48.0531 | 5% | 45.6504
42586 | Belden Wire | FPSSBSB001MR4SY | FXPC OS2 SC_SX/A SC_SX/A 1M | EA |  | 1 Year | 22.0084 | 5% | 20.908
42587 | Belden Wire | FPSSBSB002MR4SY | FXPC OS2 SC_SX/A SC_SX/A 2M | EA |  | 1 Year | 22.9709 | 5% | 21.8224
42588 | Belden Wire | FPSSBSB002MR5SY | FXPC OS2 SC_SX/A SC_SX/A 2M | EA |  | 1 Year | 22.9709 | 5% | 21.8224
42589 | Belden Wire | FPSSBSB003MR4SY | FXPC OS2 SC_SX/A SC_SX/A 3M | EA |  | 1 Year | 23.9334 | 5% | 22.7367
42590 | Belden Wire | FPSSBSB003MR5SY | FXPC OS2 SC_SX/A SC_SX/A 3M | EA |  | 1 Year | 23.9334 | 5% | 22.7367
42591 | Belden Wire | FPSSBSB005MR5SY | FXPC OS2 SC_SX/A SC_SX/A 5M | EA |  | 1 Year | 25.8584 | 5% | 24.5655
42592 | Belden Wire | FPSSBSB008MR5SY | FXPC OS2 SC_SX/A SC_SX/A 8M | EA |  | 1 Year | 28.7459 | 5% | 27.3086
42593 | Belden Wire | FPSSBSB00M5R5SY | FXPC OS2 SC_SX/A SC_SX/A 0.5M | EA |  | 1 Year | 21.5272 | 5% | 20.4508
42594 | Belden Wire | FPSSBSB010MR5SY | FXPC OS2 SC_SX/A SC_SX/A 10M | EA |  | 1 Year | 30.6709 | 5% | 29.1374
42595 | Belden Wire | FPSSBSB015MR5SY | FXPC OS2 SC_SX/A SC_SX/A 15M | EA |  | 1 Year | 35.4834 | 5% | 33.7092
42596 | Belden Wire | FPSSBSC005MR5SY | FXPC OS2 SC_SX/A SC_SX 5M | EA |  | 1 Year | 25.2207 | 5% | 23.9597
42597 | Belden Wire | FPSSBSC150MR4SY | FXPC OS2 SC_SX/A SC_SX 150M | EA |  | 1 Year | 180.8248 | 5% | 171.7836
42598 | Belden Wire | FPSSCSC001MR4SY | FXPC OS2 SC_SX SC_SX 1M | EA |  | 1 Year | 20.7329 | 5% | 19.6963
42599 | Belden Wire | FPSSCSC001MR5SY | FXPC OS2 SC_SX SC_SX 1M | EA |  | 1 Year | 20.7329 | 5% | 19.6963
42600 | Belden Wire | FPSSCSC002MR4SY | FXPC OS2 SC_SX SC_SX 2M | EA |  | 1 Year | 21.6954 | 5% | 20.6106
42601 | Belden Wire | FPSSCSC002MR5SY | FXPC OS2 SC_SX SC_SX 2M | EA |  | 1 Year | 21.6954 | 5% | 20.6106
42602 | Belden Wire | FPSSCSC003MR4SY | FXPC OS2 SC_SX SC_SX 3M | EA |  | 1 Year | 22.6579 | 5% | 21.525
42603 | Belden Wire | FPSSCSC003MR5SY | FXPC OS2 SC_SX SC_SX 3M | EA |  | 1 Year | 22.6579 | 5% | 21.525
42604 | Belden Wire | FPSSCSC004MR5SY | FXPC OS2 SC_SX SC_SX 4M | EA |  | 1 Year | 23.6204 | 5% | 22.4394
42605 | Belden Wire | FPSSCSC005MR5SY | FXPC OS2 SC_SX SC_SX 5M | EA |  | 1 Year | 24.5829 | 5% | 23.3538
42606 | Belden Wire | FPSSCSC006MR5SY | FXPC OS2 SC_SX SC_SX 6M | EA |  | 1 Year | 25.5454 | 5% | 24.2681
42607 | Belden Wire | FPSSCSC007MR4SY | FXPC OS2 SC_SX SC_SX 7M | EA |  | 1 Year | 26.5079 | 5% | 25.1825
42608 | Belden Wire | FPSSCSC007MR5SY | FXPC OS2 SC_SX SC_SX 7M | EA |  | 1 Year | 26.5079 | 5% | 25.1825
42609 | Belden Wire | FPSSCSC008MR5SY | FXPC OS2 SC_SX SC_SX 8M | EA |  | 1 Year | 27.4704 | 5% | 26.0969
42610 | Belden Wire | FPSSCSC00M3R4SY | FXPC OS2 SC_SX SC_SX 0.3M | EA |  | 1 Year | 20.0592 | 5% | 19.0562
42611 | Belden Wire | FPSSCSC00M3R5SY | FXPC OS2 SC_SX SC_SX 0.3M | EA |  | 1 Year | 20.0592 | 5% | 19.0562
42612 | Belden Wire | FPSSCSC00M5R4SY | FXPC OS2 SC_SX SC_SX 0.5M | EA |  | 1 Year | 20.2517 | 5% | 19.2391
42613 | Belden Wire | FPSSCSC00M5R5SY | FXPC OS2 SC_SX SC_SX 0.5M | EA |  | 1 Year | 20.2517 | 5% | 19.2391
42614 | Belden Wire | FPSSCSC00M8R5SY | FXPC OS2 SC_SX SC_SX 0.8M | EA |  | 1 Year | 20.5404 | 5% | 19.5134
42615 | Belden Wire | FPSSCSC010MR5SY | FXPC OS2 SC_SX SC_SX 10M | EA |  | 1 Year | 29.3954 | 5% | 27.9256
42616 | Belden Wire | FPSSCSC014MR5SY | FXPC OS2 SC_SX SC_SX 14M | EA |  | 1 Year | 33.2454 | 5% | 31.5831
42617 | Belden Wire | FPSSCSC015MR5SY | FXPC OS2 SC_SX SC_SX 15M | EA |  | 1 Year | 34.2079 | 5% | 32.4975
42618 | Belden Wire | FPSSCSC01M2R5SY | FXPC OS2 SC_SX SC_SX 1.2M | EA |  | 1 Year | 20.9254 | 5% | 19.8791
42619 | Belden Wire | FPSSCSC01M5R4SY | FXPC OS2 SC_SX SC_SX 1.5M | EA |  | 1 Year | 21.2142 | 5% | 20.1535
42620 | Belden Wire | FPSSCSC01M5R5SY | FXPC OS2 SC_SX SC_SX 1.5M | EA |  | 1 Year | 21.2142 | 5% | 20.1535
42621 | Belden Wire | FPSSCSC020MR5SY | FXPC OS2 SC_SX SC_SX 20M | EA |  | 1 Year | 40.0336 | 5% | 38.0319
42622 | Belden Wire | FPSSCSC025MR5SY | FXPC OS2 SC_SX SC_SX 25M | EA |  | 1 Year | 45.0994 | 5% | 42.8444
42623 | Belden Wire | FPSSCSC02M1R5SY | FXPC OS2 SC_SX SC_SX 2.1M | EA |  | 1 Year | 21.7917 | 5% | 20.7021
42624 | Belden Wire | FPSSCSC02M5R5SY | FXPC OS2 SC_SX SC_SX 2.5M | EA |  | 1 Year | 22.1767 | 5% | 21.0679
42625 | Belden Wire | FPSSCSC030MR5SY | FXPC OS2 SC_SX SC_SX 30M | EA |  | 1 Year | 50.1651 | 5% | 47.6568
42626 | Belden Wire | FPSSCST002MR5SY | FXPC OS2 SC_SX ST 2M | EA |  | 1 Year | 22.2157 | 5% | 21.1049
42627 | Belden Wire | FPSSCST003MR5SY | FXPC OS2 SC_SX ST 3M | EA |  | 1 Year | 23.1782 | 5% | 22.0193
42628 | Belden Wire | FPSSCST004MR5SY | FXPC OS2 SC_SX ST 4M | EA |  | 1 Year | 24.1407 | 5% | 22.9337
42629 | Belden Wire | FPSSCST005MR5SY | FXPC OS2 SC_SX ST 5M | EA |  | 1 Year | 25.1032 | 5% | 23.848
42630 | Belden Wire | FPSSCST006MR5SY | FXPC OS2 SC_SX ST 6M | EA |  | 1 Year | 26.0657 | 5% | 24.7624
42631 | Belden Wire | FPSSCST00M2R5SY | FXPC OS2 SC_SX ST 0.2M | EA |  | 1 Year | 19.5675 | 5% | 18.5891
42632 | Belden Wire | FPSSCST010MR4SY | FXPC OS2 SC_SX ST 10M | EA |  | 1 Year | 29.9157 | 5% | 28.4199
42633 | Belden Wire | FPSSCST010MR5SY | FXPC OS2 SC_SX ST 10M | EA |  | 1 Year | 29.9157 | 5% | 28.4199
42634 | Belden Wire | FPSSCST015MR4SY | FXPC OS2 SC_SX ST 15M | EA |  | 1 Year | 34.7282 | 5% | 32.9918
42635 | Belden Wire | FPSSCST024MR4SY | FXPC OS2 SC_SX ST 24M | EA |  | 1 Year | 44.6065 | 5% | 42.3762
42636 | Belden Wire | FPSSCST02M5R5SY | FXPC OS2 SC_SX ST 2.5M | EA |  | 1 Year | 22.6969 | 5% | 21.5621
42637 | Belden Wire | FPSSCST030MR4SY | FXPC OS2 SC_SX ST 30M | EA |  | 1 Year | 50.6854 | 5% | 48.1511
42638 | Belden Wire | FPSSCST060MR5SY | FXPC OS2 SC_SX ST 60M | EA |  | 1 Year | 84.4573 | 5% | 80.2344
42639 | Belden Wire | FPSSCZZ010MR5SY | FXPC OS2 SC_SX OPEN 10M | EA |  | 1 Year | 19.5102 | 5% | 18.5347
42640 | Belden Wire | FPSSCZZ020MR5SY | FXPC OS2 SC_SX OPEN 20M | EA |  | 1 Year | 30.1484 | 5% | 28.641
42641 | Belden Wire | FPSSCZZ030MR5SY | FXPC OS2 SC_SX OPEN 30M | EA |  | 1 Year | 40.2799 | 5% | 38.2659
42642 | Belden Wire | FPSSD4F003M | FXPC OS2 4_SC_DX MPO8_F 3M | EA |  | 1 Year | 327.8233 | 5% | 311.4321
42643 | Belden Wire | FPSSDMF002M | FXPC OS2 6_SC_DX MPO12_F 2M | EA |  | 1 Year | 356.27 | 5% | 338.4565
42644 | Belden Wire | FPSSDSD001M | FXPC OS2 SC_DX SC_DX 1M | EA |  | 1 Year | 33.1727 | 5% | 31.5141
42645 | Belden Wire | FPSSDSD001MR2XY | FXPC OS2 SC_DX SC_DX 1M | EA |  | 1 Year | 33.1727 | 5% | 31.5141
42646 | Belden Wire | FPSSDSD002M | FXPC OS2 SC_DX SC_DX 2M | EA |  | 1 Year | 34.7127 | 5% | 32.9771
42647 | Belden Wire | FPSSDSD002MR2XY | FXPC OS2 SC_DX SC_DX 2M | EA |  | 1 Year | 34.7127 | 5% | 32.9771
42648 | Belden Wire | FPSSDSD003M | FXPC OS2 SC_DX SC_DX 3M | EA |  | 1 Year | 36.2527 | 5% | 34.4401
42649 | Belden Wire | FPSSDSD003MR2XY | FXPC OS2 SC_DX SC_DX 3M | EA |  | 1 Year | 36.2527 | 5% | 34.4401
42650 | Belden Wire | FPSSDSD004M | FXPC OS2 SC_DX SC_DX 4M | EA |  | 1 Year | 37.7927 | 5% | 35.9031
42651 | Belden Wire | FPSSDSD004MR2XY | FXPC OS2 SC_DX SC_DX 4M | EA |  | 1 Year | 37.7927 | 5% | 35.9031
42652 | Belden Wire | FPSSDSD005M | FXPC OS2 SC_DX SC_DX 5M | EA |  | 1 Year | 39.3327 | 5% | 37.3661
42653 | Belden Wire | FPSSDSD005MR2XY | FXPC OS2 SC_DX SC_DX 5M | EA |  | 1 Year | 39.3327 | 5% | 37.3661
42654 | Belden Wire | FPSSDSD006M | FXPC OS2 SC_DX SC_DX 6M | EA |  | 1 Year | 40.8727 | 5% | 38.8291
42655 | Belden Wire | FPSSDSD006MR2XY | FXPC OS2 SC_DX SC_DX 6M | EA |  | 1 Year | 40.8727 | 5% | 38.8291
42656 | Belden Wire | FPSSDSD007M | FXPC OS2 SC_DX SC_DX 7M | EA |  | 1 Year | 42.4127 | 5% | 40.2921
42657 | Belden Wire | FPSSDSD007MR2XY | FXPC OS2 SC_DX SC_DX 7M | EA |  | 1 Year | 42.4127 | 5% | 40.2921
42658 | Belden Wire | FPSSDSD008M | FXPC OS2 SC_DX SC_DX 8M | EA |  | 1 Year | 43.9527 | 5% | 41.7551
42659 | Belden Wire | FPSSDSD009M | FXPC OS2 SC_DX SC_DX 9M | EA |  | 1 Year | 45.4927 | 5% | 43.2181
42660 | Belden Wire | FPSSDSD00M3 | FXPC OS2 SC_DX SC_DX 0.3M | EA |  | 1 Year | 32.0947 | 5% | 30.49
42661 | Belden Wire | FPSSDSD00M4 | FXPC OS2 SC_DX SC_DX 0.4M | EA |  | 1 Year | 32.2487 | 5% | 30.6363
42662 | Belden Wire | FPSSDSD00M5 | FXPC OS2 SC_DX SC_DX 0.5M | EA |  | 1 Year | 32.4027 | 5% | 30.7826
42663 | Belden Wire | FPSSDSD00M6 | FXPC OS2 SC_DX SC_DX 0.6M | EA |  | 1 Year | 32.5567 | 5% | 30.9289
42664 | Belden Wire | FPSSDSD00M7 | FXPC OS2 SC_DX SC_DX 0.7M | EA |  | 1 Year | 32.7107 | 5% | 31.0752
42665 | Belden Wire | FPSSDSD00M8 | FXPC OS2 SC_DX SC_DX 0.8M | EA |  | 1 Year | 32.8647 | 5% | 31.2215
42666 | Belden Wire | FPSSDSD00M9 | FXPC OS2 SC_DX SC_DX 0.9M | EA |  | 1 Year | 33.0187 | 5% | 31.3678
42667 | Belden Wire | FPSSDSD010M | FXPC OS2 SC_DX SC_DX 10M | EA |  | 1 Year | 47.0327 | 5% | 44.6811
42668 | Belden Wire | FPSSDSD010MR2XY | FXPC OS2 SC_DX SC_DX 10M | EA |  | 1 Year | 47.0327 | 5% | 44.6811
42669 | Belden Wire | FPSSDSD011M | FXPC OS2 SC_DX SC_DX 11M | EA |  | 1 Year | 48.5727 | 5% | 46.1441
42670 | Belden Wire | FPSSDSD012M | FXPC OS2 SC_DX SC_DX 12M | EA |  | 1 Year | 50.1127 | 5% | 47.6071
42671 | Belden Wire | FPSSDSD012MR2XY | FXPC OS2 SC_DX SC_DX 12M | EA |  | 1 Year | 50.1127 | 5% | 47.6071
42672 | Belden Wire | FPSSDSD013M | FXPC OS2 SC_DX SC_DX 13M | EA |  | 1 Year | 51.6527 | 5% | 49.0701
42673 | Belden Wire | FPSSDSD014M | FXPC OS2 SC_DX SC_DX 14M | EA |  | 1 Year | 53.1927 | 5% | 50.5331
42674 | Belden Wire | FPSSDSD015M | FXPC OS2 SC_DX SC_DX 15M | EA |  | 1 Year | 54.7327 | 5% | 51.9961
42675 | Belden Wire | FPSSDSD015MR2XY | FXPC OS2 SC_DX SC_DX 15M | EA |  | 1 Year | 54.7327 | 5% | 51.9961
42676 | Belden Wire | FPSSDSD017MR2XY | FXPC OS2 SC_DX SC_DX 17M | EA |  | 1 Year | 59.1905 | 5% | 56.231
42677 | Belden Wire | FPSSDSD01M1 | FXPC OS2 SC_DX SC_DX 1.1M | EA |  | 1 Year | 33.3267 | 5% | 31.6604
42678 | Belden Wire | FPSSDSD01M2 | FXPC OS2 SC_DX SC_DX 1.2M | EA |  | 1 Year | 33.4807 | 5% | 31.8067
42679 | Belden Wire | FPSSDSD01M3 | FXPC OS2 SC_DX SC_DX 1.3M | EA |  | 1 Year | 33.6347 | 5% | 31.953
42680 | Belden Wire | FPSSDSD01M4 | FXPC OS2 SC_DX SC_DX 1.4M | EA |  | 1 Year | 33.7887 | 5% | 32.0993
42681 | Belden Wire | FPSSDSD01M5 | FXPC OS2 SC_DX SC_DX 1.5M | EA |  | 1 Year | 33.9427 | 5% | 32.2456
42682 | Belden Wire | FPSSDSD01M6 | FXPC OS2 SC_DX SC_DX 1.6M | EA |  | 1 Year | 34.0967 | 5% | 32.3919
42683 | Belden Wire | FPSSDSD01M7 | FXPC OS2 SC_DX SC_DX 1.7M | EA |  | 1 Year | 34.2507 | 5% | 32.5382
42684 | Belden Wire | FPSSDSD01M8 | FXPC OS2 SC_DX SC_DX 1.8M | EA |  | 1 Year | 34.4047 | 5% | 32.6845
42685 | Belden Wire | FPSSDSD01M9 | FXPC OS2 SC_DX SC_DX 1.9M | EA |  | 1 Year | 34.5587 | 5% | 32.8308
42686 | Belden Wire | FPSSDSD020MR2XY | FXPC OS2 SC_DX SC_DX 20M | EA |  | 1 Year | 64.0537 | 5% | 60.851
42687 | Belden Wire | FPSSDSD02M1 | FXPC OS2 SC_DX SC_DX 2.1M | EA |  | 1 Year | 34.8667 | 5% | 33.1234
42688 | Belden Wire | FPSSDSD02M2 | FXPC OS2 SC_DX SC_DX 2.2M | EA |  | 1 Year | 35.0207 | 5% | 33.2697
42689 | Belden Wire | FPSSDSD02M3 | FXPC OS2 SC_DX SC_DX 2.3M | EA |  | 1 Year | 35.1747 | 5% | 33.416
42690 | Belden Wire | FPSSDSD02M4 | FXPC OS2 SC_DX SC_DX 2.4M | EA |  | 1 Year | 35.3287 | 5% | 33.5623
42691 | Belden Wire | FPSSDSD02M5 | FXPC OS2 SC_DX SC_DX 2.5M | EA |  | 1 Year | 35.4827 | 5% | 33.7086
42692 | Belden Wire | FPSSDSD02M6 | FXPC OS2 SC_DX SC_DX 2.6M | EA |  | 1 Year | 35.6367 | 5% | 33.8549
42693 | Belden Wire | FPSSDSD02M7 | FXPC OS2 SC_DX SC_DX 2.7M | EA |  | 1 Year | 35.7907 | 5% | 34.0012
42694 | Belden Wire | FPSSDSD02M8 | FXPC OS2 SC_DX SC_DX 2.8M | EA |  | 1 Year | 35.9447 | 5% | 34.1475
42695 | Belden Wire | FPSSDSD02M9 | FXPC OS2 SC_DX SC_DX 2.9M | EA |  | 1 Year | 36.0987 | 5% | 34.2938
42696 | Belden Wire | FPSSDSD030MR2XY | FXPC OS2 SC_DX SC_DX 30M | EA |  | 1 Year | 80.2642 | 5% | 76.251
42697 | Belden Wire | FPSSDSD03M1 | FXPC OS2 SC_DX SC_DX 3.1M | EA |  | 1 Year | 36.4067 | 5% | 34.5864
42698 | Belden Wire | FPSSDSD03M2 | FXPC OS2 SC_DX SC_DX 3.2M | EA |  | 1 Year | 36.5607 | 5% | 34.7327
42699 | Belden Wire | FPSSDSD03M3 | FXPC OS2 SC_DX SC_DX 3.3M | EA |  | 1 Year | 36.7147 | 5% | 34.879
42700 | Belden Wire | FPSSDSD03M4 | FXPC OS2 SC_DX SC_DX 3.4M | EA |  | 1 Year | 36.8687 | 5% | 35.0253
42701 | Belden Wire | FPSSDSD03M5 | FXPC OS2 SC_DX SC_DX 3.5M | EA |  | 1 Year | 37.0227 | 5% | 35.1716
42702 | Belden Wire | FPSSDSD03M6 | FXPC OS2 SC_DX SC_DX 3.6M | EA |  | 1 Year | 37.1767 | 5% | 35.3179
42703 | Belden Wire | FPSSDSD03M7 | FXPC OS2 SC_DX SC_DX 3.7M | EA |  | 1 Year | 37.3307 | 5% | 35.4642
42704 | Belden Wire | FPSSDSD03M8 | FXPC OS2 SC_DX SC_DX 3.8M | EA |  | 1 Year | 37.4847 | 5% | 35.6105
42705 | Belden Wire | FPSSDSD03M9 | FXPC OS2 SC_DX SC_DX 3.9M | EA |  | 1 Year | 37.6387 | 5% | 35.7568
42706 | Belden Wire | FPSSDSD04M1 | FXPC OS2 SC_DX SC_DX 4.1M | EA |  | 1 Year | 37.9467 | 5% | 36.0494
42707 | Belden Wire | FPSSDSD04M2 | FXPC OS2 SC_DX SC_DX 4.2M | EA |  | 1 Year | 38.1007 | 5% | 36.1957
42708 | Belden Wire | FPSSDSD04M3 | FXPC OS2 SC_DX SC_DX 4.3M | EA |  | 1 Year | 38.2547 | 5% | 36.342
42709 | Belden Wire | FPSSDSD04M4 | FXPC OS2 SC_DX SC_DX 4.4M | EA |  | 1 Year | 38.4087 | 5% | 36.4883
42710 | Belden Wire | FPSSDSD04M5 | FXPC OS2 SC_DX SC_DX 4.5M | EA |  | 1 Year | 38.5627 | 5% | 36.6346
42711 | Belden Wire | FPSSDSD04M6 | FXPC OS2 SC_DX SC_DX 4.6M | EA |  | 1 Year | 38.7167 | 5% | 36.7809
42712 | Belden Wire | FPSSDSD04M7 | FXPC OS2 SC_DX SC_DX 4.7M | EA |  | 1 Year | 38.8707 | 5% | 36.9272
42713 | Belden Wire | FPSSDSD04M8 | FXPC OS2 SC_DX SC_DX 4.8M | EA |  | 1 Year | 39.0247 | 5% | 37.0735
42714 | Belden Wire | FPSSDSD04M9 | FXPC OS2 SC_DX SC_DX 4.9M | EA |  | 1 Year | 39.1787 | 5% | 37.2198
42715 | Belden Wire | FPSSDSD05M5 | FXPC OS2 SC_DX SC_DX 5.5M | EA |  | 1 Year | 40.1027 | 5% | 38.0976
42716 | Belden Wire | FPSSDSD06M5 | FXPC OS2 SC_DX SC_DX 6.5M | EA |  | 1 Year | 41.6427 | 5% | 39.5606
42717 | Belden Wire | FPSSDSD07M5 | FXPC OS2 SC_DX SC_DX 7.5M | EA |  | 1 Year | 43.1827 | 5% | 41.0236
42718 | Belden Wire | FPSSDSD08M5 | FXPC OS2 SC_DX SC_DX 8.5M | EA |  | 1 Year | 44.7227 | 5% | 42.4866
42719 | Belden Wire | FPSSDSD09M5 | FXPC OS2 SC_DX SC_DX 9.5M | EA |  | 1 Year | 46.2627 | 5% | 43.9496
42720 | Belden Wire | FPSSDSD100MR2XY | FXPC OS2 SC_DX SC_DX 100M | EA |  | 1 Year | 202.7438 | 5% | 192.6066
42721 | Belden Wire | FPSSDSD10M5 | FXPC OS2 SC_DX SC_DX 10.5M | EA |  | 1 Year | 47.8027 | 5% | 45.4126
42722 | Belden Wire | FPSSDSD11M5 | FXPC OS2 SC_DX SC_DX 11.5M | EA |  | 1 Year | 49.3427 | 5% | 46.8756
42723 | Belden Wire | FPSSDSD12M5 | FXPC OS2 SC_DX SC_DX 12.5M | EA |  | 1 Year | 50.8827 | 5% | 48.3386
42724 | Belden Wire | FPSSDSD13M5 | FXPC OS2 SC_DX SC_DX 13.5M | EA |  | 1 Year | 52.4227 | 5% | 49.8016
42725 | Belden Wire | FPSSDSD14M5 | FXPC OS2 SC_DX SC_DX 14.5M | EA |  | 1 Year | 53.9627 | 5% | 51.2646
42726 | Belden Wire | FPSSDST001M | FXPC OS2 SC_DX ST 1M | EA |  | 1 Year | 34.0051 | 5% | 32.3048
42727 | Belden Wire | FPSSDST001MR2XY | FXPC OS2 SC_DX ST 1M | EA |  | 1 Year | 34.0051 | 5% | 32.3048
42728 | Belden Wire | FPSSDST002M | FXPC OS2 SC_DX ST 2M | EA |  | 1 Year | 35.5451 | 5% | 33.7678
42729 | Belden Wire | FPSSDST002MR2XY | FXPC OS2 SC_DX ST 2M | EA |  | 1 Year | 35.5451 | 5% | 33.7678
42730 | Belden Wire | FPSSDST003M | FXPC OS2 SC_DX ST 3M | EA |  | 1 Year | 37.0851 | 5% | 35.2308
42731 | Belden Wire | FPSSDST003MR2XY | FXPC OS2 SC_DX ST 3M | EA |  | 1 Year | 37.0851 | 5% | 35.2308
42732 | Belden Wire | FPSSDST004M | FXPC OS2 SC_DX ST 4M | EA |  | 1 Year | 38.6251 | 5% | 36.6938
42733 | Belden Wire | FPSSDST004MR2XY | FXPC OS2 SC_DX ST 4M | EA |  | 1 Year | 38.6251 | 5% | 36.6938
42734 | Belden Wire | FPSSDST005M | FXPC OS2 SC_DX ST 5M | EA |  | 1 Year | 40.1651 | 5% | 38.1568
42735 | Belden Wire | FPSSDST005MR2XY | FXPC OS2 SC_DX ST 5M | EA |  | 1 Year | 40.1651 | 5% | 38.1568
42736 | Belden Wire | FPSSDST006M | FXPC OS2 SC_DX ST 6M | EA |  | 1 Year | 41.7051 | 5% | 39.6198
42737 | Belden Wire | FPSSDST006MR2XY | FXPC OS2 SC_DX ST 6M | EA |  | 1 Year | 41.7051 | 5% | 39.6198
42738 | Belden Wire | FPSSDST007M | FXPC OS2 SC_DX ST 7M | EA |  | 1 Year | 43.2451 | 5% | 41.0828
42739 | Belden Wire | FPSSDST008M | FXPC OS2 SC_DX ST 8M | EA |  | 1 Year | 44.7851 | 5% | 42.5458
42740 | Belden Wire | FPSSDST008MR2XY | FXPC OS2 SC_DX ST 8M | EA |  | 1 Year | 44.7851 | 5% | 42.5458
42741 | Belden Wire | FPSSDST009M | FXPC OS2 SC_DX ST 9M | EA |  | 1 Year | 46.3251 | 5% | 44.0088
42742 | Belden Wire | FPSSDST00M5 | FXPC OS2 SC_DX ST 0.5M | EA |  | 1 Year | 33.2351 | 5% | 31.5733
42743 | Belden Wire | FPSSDST010M | FXPC OS2 SC_DX ST 10M | EA |  | 1 Year | 47.8651 | 5% | 45.4718
42744 | Belden Wire | FPSSDST010MR2XY | FXPC OS2 SC_DX ST 10M | EA |  | 1 Year | 47.8651 | 5% | 45.4718
42745 | Belden Wire | FPSSDST011M | FXPC OS2 SC_DX ST 11M | EA |  | 1 Year | 49.4051 | 5% | 46.9348
42746 | Belden Wire | FPSSDST012M | FXPC OS2 SC_DX ST 12M | EA |  | 1 Year | 50.9451 | 5% | 48.3978
42747 | Belden Wire | FPSSDST013M | FXPC OS2 SC_DX ST 13M | EA |  | 1 Year | 52.4851 | 5% | 49.8608
42748 | Belden Wire | FPSSDST014M | FXPC OS2 SC_DX ST 14M | EA |  | 1 Year | 54.0251 | 5% | 51.3238
42749 | Belden Wire | FPSSDST015M | FXPC OS2 SC_DX ST 15M | EA |  | 1 Year | 55.5651 | 5% | 52.7868
42750 | Belden Wire | FPSSDST015MR2XY | FXPC OS2 SC_DX ST 15M | EA |  | 1 Year | 55.5651 | 5% | 52.7868
42751 | Belden Wire | FPSSDST01M5 | FXPC OS2 SC_DX ST 1.5M | EA |  | 1 Year | 34.7751 | 5% | 33.0363
42752 | Belden Wire | FPSSDST020MR2XY | FXPC OS2 SC_DX ST 20M | EA |  | 1 Year | 64.8861 | 5% | 61.6418
42753 | Belden Wire | FPSSDST025MR2XY | FXPC OS2 SC_DX ST 25M | EA |  | 1 Year | 72.9914 | 5% | 69.3418
42754 | Belden Wire | FPSSDST02M5 | FXPC OS2 SC_DX ST 2.5M | EA |  | 1 Year | 36.3151 | 5% | 34.4993
42755 | Belden Wire | FPSSDST030MR2XY | FXPC OS2 SC_DX ST 30M | EA |  | 1 Year | 81.0967 | 5% | 77.0419
42756 | Belden Wire | FPSSDST03M5 | FXPC OS2 SC_DX ST 3.5M | EA |  | 1 Year | 37.8551 | 5% | 35.9623
42757 | Belden Wire | FPSSDST04M5 | FXPC OS2 SC_DX ST 4.5M | EA |  | 1 Year | 39.3951 | 5% | 37.4253
42758 | Belden Wire | FPSSDST04M6 | FXPC OS2 SC_DX ST 4.6M | EA |  | 1 Year | 39.5491 | 5% | 37.5716
42759 | Belden Wire | FPSSDST05M5 | FXPC OS2 SC_DX ST 5.5M | EA |  | 1 Year | 40.9351 | 5% | 38.8883
42760 | Belden Wire | FPSSDST06M5 | FXPC OS2 SC_DX ST 6.5M | EA |  | 1 Year | 42.4751 | 5% | 40.3513
42761 | Belden Wire | FPSSDST07M5 | FXPC OS2 SC_DX ST 7.5M | EA |  | 1 Year | 44.0151 | 5% | 41.8143
42762 | Belden Wire | FPSSDST08M5 | FXPC OS2 SC_DX ST 8.5M | EA |  | 1 Year | 45.5551 | 5% | 43.2773
42763 | Belden Wire | FPSSDST09M5 | FXPC OS2 SC_DX ST 9.5M | EA |  | 1 Year | 47.0951 | 5% | 44.7403
42764 | Belden Wire | FPSSDST10M5 | FXPC OS2 SC_DX ST 10.5M | EA |  | 1 Year | 48.6351 | 5% | 46.2033
42765 | Belden Wire | FPSSDST11M5 | FXPC OS2 SC_DX ST 11.5M | EA |  | 1 Year | 50.1751 | 5% | 47.6663
42766 | Belden Wire | FPSSDST12M5 | FXPC OS2 SC_DX ST 12.5M | EA |  | 1 Year | 51.7151 | 5% | 49.1293
42767 | Belden Wire | FPSSDST13M5 | FXPC OS2 SC_DX ST 13.5M | EA |  | 1 Year | 53.2551 | 5% | 50.5923
42768 | Belden Wire | FPSSDST14M5 | FXPC OS2 SC_DX ST 14.5M | EA |  | 1 Year | 54.7951 | 5% | 52.0553
42769 | Belden Wire | FPSSTST001M | FXPC OS2 ST ST 1M | EA |  | 1 Year | 34.8375 | 5% | 33.0956
42770 | Belden Wire | FPSSTST001MR5SY | FXPC OS2 ST ST 1M | EA |  | 1 Year | 21.7735 | 5% | 20.6848
42771 | Belden Wire | FPSSTST002M | FXPC OS2 ST ST 2M | EA |  | 1 Year | 36.3775 | 5% | 34.5586
42772 | Belden Wire | FPSSTST002MR2XY | FXPC OS2 ST ST 2M | EA |  | 1 Year | 36.3775 | 5% | 34.5586
42773 | Belden Wire | FPSSTST002MR5SY | FXPC OS2 ST ST 2M | EA |  | 1 Year | 22.736 | 5% | 21.5992
42774 | Belden Wire | FPSSTST003M | FXPC OS2 ST ST 3M | EA |  | 1 Year | 37.9175 | 5% | 36.0216
42775 | Belden Wire | FPSSTST003MR2XY | FXPC OS2 ST ST 3M | EA |  | 1 Year | 37.9175 | 5% | 36.0216
42776 | Belden Wire | FPSSTST003MR5SY | FXPC OS2 ST ST 3M | EA |  | 1 Year | 23.6985 | 5% | 22.5136
42777 | Belden Wire | FPSSTST004M | FXPC OS2 ST ST 4M | EA |  | 1 Year | 39.4575 | 5% | 37.4846
42778 | Belden Wire | FPSSTST004MR2XY | FXPC OS2 ST ST 4M | EA |  | 1 Year | 39.4575 | 5% | 37.4846
42779 | Belden Wire | FPSSTST005M | FXPC OS2 ST ST 5M | EA |  | 1 Year | 40.9975 | 5% | 38.9476
42780 | Belden Wire | FPSSTST005MR2XY | FXPC OS2 ST ST 5M | EA |  | 1 Year | 40.9975 | 5% | 38.9476
42781 | Belden Wire | FPSSTST005MR5SY | FXPC OS2 ST ST 5M | EA |  | 1 Year | 25.6235 | 5% | 24.3423
42782 | Belden Wire | FPSSTST006M | FXPC OS2 ST ST 6M | EA |  | 1 Year | 42.5375 | 5% | 40.4106
42783 | Belden Wire | FPSSTST006MR2XY | FXPC OS2 ST ST 6M | EA |  | 1 Year | 42.5375 | 5% | 40.4106
42784 | Belden Wire | FPSSTST006MR5SY | FXPC OS2 ST ST 6M | EA |  | 1 Year | 26.586 | 5% | 25.2567
42785 | Belden Wire | FPSSTST007M | FXPC OS2 ST ST 7M | EA |  | 1 Year | 44.0775 | 5% | 41.8736
42786 | Belden Wire | FPSSTST007MR2XY | FXPC OS2 ST ST 7M | EA |  | 1 Year | 44.0775 | 5% | 41.8736
42787 | Belden Wire | FPSSTST008M | FXPC OS2 ST ST 8M | EA |  | 1 Year | 45.6175 | 5% | 43.3366
42788 | Belden Wire | FPSSTST008MR2XY | FXPC OS2 ST ST 8M | EA |  | 1 Year | 45.6175 | 5% | 43.3366
42789 | Belden Wire | FPSSTST009M | FXPC OS2 ST ST 9M | EA |  | 1 Year | 47.1575 | 5% | 44.7996
42790 | Belden Wire | FPSSTST00M3 | FXPC OS2 ST ST 0.3M | EA |  | 1 Year | 33.7595 | 5% | 32.0715
42791 | Belden Wire | FPSSTST00M4 | FXPC OS2 ST ST 0.4M | EA |  | 1 Year | 33.9135 | 5% | 32.2178
42792 | Belden Wire | FPSSTST00M5 | FXPC OS2 ST ST 0.5M | EA |  | 1 Year | 34.0675 | 5% | 32.3641
42793 | Belden Wire | FPSSTST00M6 | FXPC OS2 ST ST 0.6M | EA |  | 1 Year | 34.2215 | 5% | 32.5104
42794 | Belden Wire | FPSSTST00M7 | FXPC OS2 ST ST 0.7M | EA |  | 1 Year | 34.3755 | 5% | 32.6567
42795 | Belden Wire | FPSSTST00M8 | FXPC OS2 ST ST 0.8M | EA |  | 1 Year | 34.5295 | 5% | 32.803
42796 | Belden Wire | FPSSTST00M9 | FXPC OS2 ST ST 0.9M | EA |  | 1 Year | 34.6835 | 5% | 32.9493
42797 | Belden Wire | FPSSTST010M | FXPC OS2 ST ST 10M | EA |  | 1 Year | 48.6975 | 5% | 46.2626
42798 | Belden Wire | FPSSTST010MR2XY | FXPC OS2 ST ST 10M | EA |  | 1 Year | 48.6975 | 5% | 46.2626
42799 | Belden Wire | FPSSTST010MR5SY | FXPC OS2 ST ST 10M | EA |  | 1 Year | 30.436 | 5% | 28.9142
42800 | Belden Wire | FPSSTST011M | FXPC OS2 ST ST 11M | EA |  | 1 Year | 50.2375 | 5% | 47.7256
42801 | Belden Wire | FPSSTST012M | FXPC OS2 ST ST 12M | EA |  | 1 Year | 51.7775 | 5% | 49.1886
42802 | Belden Wire | FPSSTST013M | FXPC OS2 ST ST 13M | EA |  | 1 Year | 53.3175 | 5% | 50.6516
42803 | Belden Wire | FPSSTST014M | FXPC OS2 ST ST 14M | EA |  | 1 Year | 54.8575 | 5% | 52.1146
42804 | Belden Wire | FPSSTST015M | FXPC OS2 ST ST 15M | EA |  | 1 Year | 56.3975 | 5% | 53.5776
42805 | Belden Wire | FPSSTST015MR2XY | FXPC OS2 ST ST 15M | EA |  | 1 Year | 56.3975 | 5% | 53.5776
42806 | Belden Wire | FPSSTST01M1 | FXPC OS2 ST ST 1.1M | EA |  | 1 Year | 34.9915 | 5% | 33.2419
42807 | Belden Wire | FPSSTST01M2 | FXPC OS2 ST ST 1.2M | EA |  | 1 Year | 35.1455 | 5% | 33.3882
42808 | Belden Wire | FPSSTST01M3 | FXPC OS2 ST ST 1.3M | EA |  | 1 Year | 35.2995 | 5% | 33.5345
42809 | Belden Wire | FPSSTST01M4 | FXPC OS2 ST ST 1.4M | EA |  | 1 Year | 35.4535 | 5% | 33.6808
42810 | Belden Wire | FPSSTST01M5 | FXPC OS2 ST ST 1.5M | EA |  | 1 Year | 35.6075 | 5% | 33.8271
42811 | Belden Wire | FPSSTST01M6 | FXPC OS2 ST ST 1.6M | EA |  | 1 Year | 35.7615 | 5% | 33.9734
42812 | Belden Wire | FPSSTST01M7 | FXPC OS2 ST ST 1.7M | EA |  | 1 Year | 35.9155 | 5% | 34.1197
42813 | Belden Wire | FPSSTST01M8 | FXPC OS2 ST ST 1.8M | EA |  | 1 Year | 36.0695 | 5% | 34.266
42814 | Belden Wire | FPSSTST01M9 | FXPC OS2 ST ST 1.9M | EA |  | 1 Year | 36.2235 | 5% | 34.4123
42815 | Belden Wire | FPSSTST020MR2XY | FXPC OS2 ST ST 20M | EA |  | 1 Year | 65.7186 | 5% | 62.4327
42816 | Belden Wire | FPSSTST022MR5SY | FXPC OS2 ST ST 22M | EA |  | 1 Year | 43.1004 | 5% | 40.9454
42817 | Belden Wire | FPSSTST025MR2XY | FXPC OS2 ST ST 25M | EA |  | 1 Year | 73.8238 | 5% | 70.1326
42818 | Belden Wire | FPSSTST02M1 | FXPC OS2 ST ST 2.1M | EA |  | 1 Year | 36.5315 | 5% | 34.7049
42819 | Belden Wire | FPSSTST02M2 | FXPC OS2 ST ST 2.2M | EA |  | 1 Year | 36.6855 | 5% | 34.8512
42820 | Belden Wire | FPSSTST02M3 | FXPC OS2 ST ST 2.3M | EA |  | 1 Year | 36.8395 | 5% | 34.9975
42821 | Belden Wire | FPSSTST02M4 | FXPC OS2 ST ST 2.4M | EA |  | 1 Year | 36.9935 | 5% | 35.1438
42822 | Belden Wire | FPSSTST02M5 | FXPC OS2 ST ST 2.5M | EA |  | 1 Year | 37.1475 | 5% | 35.2901
42823 | Belden Wire | FPSSTST02M6 | FXPC OS2 ST ST 2.6M | EA |  | 1 Year | 37.3015 | 5% | 35.4364
42824 | Belden Wire | FPSSTST02M7 | FXPC OS2 ST ST 2.7M | EA |  | 1 Year | 37.4555 | 5% | 35.5827
42825 | Belden Wire | FPSSTST02M8 | FXPC OS2 ST ST 2.8M | EA |  | 1 Year | 37.6095 | 5% | 35.729
42826 | Belden Wire | FPSSTST02M9 | FXPC OS2 ST ST 2.9M | EA |  | 1 Year | 37.7635 | 5% | 35.8753
42827 | Belden Wire | FPSSTST030MR2XY | FXPC OS2 ST ST 30M | EA |  | 1 Year | 81.9291 | 5% | 77.8326
42828 | Belden Wire | FPSSTST030MR5SY | FXPC OS2 ST ST 30M | EA |  | 1 Year | 51.2057 | 5% | 48.6454
42829 | Belden Wire | FPSSTST03M1 | FXPC OS2 ST ST 3.1M | EA |  | 1 Year | 38.0715 | 5% | 36.1679
42830 | Belden Wire | FPSSTST03M2 | FXPC OS2 ST ST 3.2M | EA |  | 1 Year | 38.2255 | 5% | 36.3142
42831 | Belden Wire | FPSSTST03M3 | FXPC OS2 ST ST 3.3M | EA |  | 1 Year | 38.3795 | 5% | 36.4605
42832 | Belden Wire | FPSSTST03M4 | FXPC OS2 ST ST 3.4M | EA |  | 1 Year | 38.5335 | 5% | 36.6068
42833 | Belden Wire | FPSSTST03M5 | FXPC OS2 ST ST 3.5M | EA |  | 1 Year | 38.6875 | 5% | 36.7531
42834 | Belden Wire | FPSSTST03M6 | FXPC OS2 ST ST 3.6M | EA |  | 1 Year | 38.8415 | 5% | 36.8994
42835 | Belden Wire | FPSSTST03M7 | FXPC OS2 ST ST 3.7M | EA |  | 1 Year | 38.9955 | 5% | 37.0457
42836 | Belden Wire | FPSSTST03M8 | FXPC OS2 ST ST 3.8M | EA |  | 1 Year | 39.1495 | 5% | 37.192
42837 | Belden Wire | FPSSTST03M9 | FXPC OS2 ST ST 3.9M | EA |  | 1 Year | 39.3035 | 5% | 37.3383
42838 | Belden Wire | FPSSTST04M1 | FXPC OS2 ST ST 4.1M | EA |  | 1 Year | 39.6115 | 5% | 37.6309
42839 | Belden Wire | FPSSTST04M2 | FXPC OS2 ST ST 4.2M | EA |  | 1 Year | 39.7655 | 5% | 37.7772
42840 | Belden Wire | FPSSTST04M3 | FXPC OS2 ST ST 4.3M | EA |  | 1 Year | 39.9195 | 5% | 37.9235
42841 | Belden Wire | FPSSTST04M4 | FXPC OS2 ST ST 4.4M | EA |  | 1 Year | 40.0735 | 5% | 38.0698
42842 | Belden Wire | FPSSTST04M5 | FXPC OS2 ST ST 4.5M | EA |  | 1 Year | 40.2275 | 5% | 38.2161
42843 | Belden Wire | FPSSTST04M6 | FXPC OS2 ST ST 4.6M | EA |  | 1 Year | 40.3815 | 5% | 38.3624
42844 | Belden Wire | FPSSTST04M7 | FXPC OS2 ST ST 4.7M | EA |  | 1 Year | 40.5355 | 5% | 38.5087
42845 | Belden Wire | FPSSTST04M8 | FXPC OS2 ST ST 4.8M | EA |  | 1 Year | 40.6895 | 5% | 38.655
42846 | Belden Wire | FPSSTST04M9 | FXPC OS2 ST ST 4.9M | EA |  | 1 Year | 40.8435 | 5% | 38.8013
42847 | Belden Wire | FPSSTST051MR5SY | FXPC OS2 ST ST 51M | EA |  | 1 Year | 75.3526 | 5% | 71.585
42848 | Belden Wire | FPSSTST05M5 | FXPC OS2 ST ST 5.5M | EA |  | 1 Year | 41.7675 | 5% | 39.6791
42849 | Belden Wire | FPSSTST06M5 | FXPC OS2 ST ST 6.5M | EA |  | 1 Year | 43.3075 | 5% | 41.1421
42850 | Belden Wire | FPSSTST07M5 | FXPC OS2 ST ST 7.5M | EA |  | 1 Year | 44.8475 | 5% | 42.6051
42851 | Belden Wire | FPSSTST08M5 | FXPC OS2 ST ST 8.5M | EA |  | 1 Year | 46.3875 | 5% | 44.0681
42852 | Belden Wire | FPSSTST09M5 | FXPC OS2 ST ST 9.5M | EA |  | 1 Year | 47.9275 | 5% | 45.5311
42853 | Belden Wire | FPSSTST10M5 | FXPC OS2 ST ST 10.5M | EA |  | 1 Year | 49.4675 | 5% | 46.9941
42854 | Belden Wire | FPSSTST11M5 | FXPC OS2 ST ST 11.5M | EA |  | 1 Year | 51.0075 | 5% | 48.4571
42855 | Belden Wire | FPSSTST12M5 | FXPC OS2 ST ST 12.5M | EA |  | 1 Year | 52.5475 | 5% | 49.9201
42856 | Belden Wire | FPSSTST13M5 | FXPC OS2 ST ST 13.5M | EA |  | 1 Year | 54.0875 | 5% | 51.3831
42857 | Belden Wire | FPSSTST14M5 | FXPC OS2 ST ST 14.5M | EA |  | 1 Year | 55.6275 | 5% | 52.8461
42858 | Belden Wire | FS11BNC-25 | FCONN RG11 BNC UNIV 25 PK | EA |  | 1 Year | 122.1531 | 5% | 116.0454
42859 | Belden Wire | FS11V-25 | RG11 F UNIV MALE 25PK | EA |  | 1 Year | 89.3222 | 5% | 84.8561
42860 | Belden Wire | FS11V-SL | CONN, RG11, F, LOCKING | EA |  | 1 Year | 3.3276 | 5% | 3.1612
42861 | Belden Wire | FS15BNCSST | BNC CONN NICKEL SPLICE | EA |  | 1 Year | 3.2445 | 5% | 3.0823
42862 | Belden Wire | FS15RCA-25 | FCONN 22-24 AWG RCA 25 PK | EA |  | 1 Year | 64.6973 | 5% | 61.4624
42863 | Belden Wire | FS15RCASST | RCA CONN NICKEL SPLICE | EA |  | 1 Year | 3.2252 | 5% | 3.0639
42864 | Belden Wire | FS1BNC-25 | FCONN 25-26 AWG BNC 25 PACK | EA |  | 1 Year | 80.6301 | 5% | 76.5986
42865 | Belden Wire | FS1BNCSST | BNC CONN NICKEL SPLICE | EA |  | 1 Year | 3.2445 | 5% | 3.0823
42866 | Belden Wire | FS1C00260 | FS CTL_LT OM1 2F OSP_SCA | FT |  | 1 Year | 0.7412 | 5% | 0.70414
42867 | Belden Wire | FS1C002N0 | FS CTL_LT OM1 2F OSP | FT |  | 1 Year | 0.5953 | 5% | 0.56554
42868 | Belden Wire | FS1C00460 | FS CTL_LT OM1 4F OSP_SCA | FT |  | 1 Year | 0.9262 | 5% | 0.87989
42869 | Belden Wire | FS1C004N0 | FS CTL_LT OM1 4F OSP | FT |  | 1 Year | 0.7769 | 5% | 0.73806
42870 | Belden Wire | FS1C00660 | FS CTL_LT OM1 6F OSP_SCA | FT |  | 1 Year | 1.0849 | 5% | 1.0307
42871 | Belden Wire | FS1C006N0 | FS CTL_LT OM1 6F OSP | FT |  | 1 Year | 0.8824 | 5% | 0.83828
42872 | Belden Wire | FS1C00860 | FS CTL_LT OM1 8F OSP_SCA | FT |  | 1 Year | 1.3002 | 5% | 1.2352
42873 | Belden Wire | FS1C008N0 | FS CTL_LT OM1 8F OSP | FT |  | 1 Year | 1.115 | 5% | 1.0593
42874 | Belden Wire | FS1C01060 | FS CTL_LT OM1 10F OSP_SCA | FT |  | 1 Year | 1.4988 | 5% | 1.4239
42875 | Belden Wire | FS1C010N0 | FS CTL_LT OM1 10F OSP | FT |  | 1 Year | 1.3977 | 5% | 1.3278
42876 | Belden Wire | FS1C01260 | FS CTL_LT OM1 12F OSP_SCA | FT |  | 1 Year | 1.5153 | 5% | 1.4395
42877 | Belden Wire | FS1C012N0 | FS CTL_LT OM1 12F OSP | FT |  | 1 Year | 1.3127 | 5% | 1.2471
42878 | Belden Wire | FS1H0066F | FS DJSCA_LT OM1 6F OSP_SCA | FT |  | 1 Year | 1.5157 | 5% | 1.4399
42879 | Belden Wire | FS1H0126G | FS HD_LT OM1 12F OSP | FT |  | 1 Year | 1.9374 | 5% | 1.8405
42880 | Belden Wire | FS1H012NG | FS HD_LT OM1 12F OSP | FT |  | 1 Year | 1.6063 | 5% | 1.526
42881 | Belden Wire | FS1H0246F | FS DJSCA_LT OM1 24F OSP_SCA | FT |  | 1 Year | 2.9021 | 5% | 2.757
42882 | Belden Wire | FS1H0246G | FS HD_LT OM1 24F OSP_CST | FT |  | 1 Year | 2.9021 | 5% | 2.757
42883 | Belden Wire | FS1H024NG | FS DJHD_LT OM1 24F OSP | FT |  | 1 Year | 2.4621 | 5% | 2.339
42884 | Belden Wire | FS1H0366G | FS HD_LT OM1 36F OSP_SCA | FT |  | 1 Year | 3.9248 | 5% | 3.7286
42885 | Belden Wire | FS1H036NG | FS HD_LT OM1 36F OSP | FT |  | 1 Year | 4.3521 | 5% | 4.1345
42886 | Belden Wire | FS1H0486G | FS DJSCA_LT OM1 48F OSP_SCA | FT |  | 1 Year | 4.982 | 5% | 4.7329
42887 | Belden Wire | FS1H0726G | FS DJSCA_LT OM1 72F OSP_SCA | FT |  | 1 Year | 6.6801 | 5% | 6.3461
42888 | Belden Wire | FS1H0966G | FS DJSCA_LT OM1 96F OSP_SCA | FT |  | 1 Year | 8.9416 | 5% | 8.4945
42889 | Belden Wire | FS1H1446G | FS DJSCA_LT OM1 144F OSP_SCA | FT |  | 1 Year | 12.9067 | 5% | 12.2614
42890 | Belden Wire | FS1H144NG | FS DJHD_LT OM1 144F OSP | FT |  | 1 Year | 12.023 | 5% | 11.4218
42891 | Belden Wire | FS1H216NG | FS DJHD_LT OM1 216F OSP | FT |  | 1 Year | 18.5757 | 5% | 17.6469
42892 | Belden Wire | FS1L006NC | SJAD 6F OM1 OSP LT DRY | FT |  | 1 Year | 1.2162 | 5% | 1.1554
42893 | Belden Wire | FS1L006NF | FS SJAD_LT OM1 6F OSP | FT |  | 1 Year | 1.0852 | 5% | 1.0309
42894 | Belden Wire | FS1L0126D | SJSCA 12F OM1 OSP LT DRY | FT |  | 1 Year | 1.617 | 5% | 1.5361
42895 | Belden Wire | FS1L0126G | FS_LT OM1 12F OSP_CST | FT |  | 1 Year | 1.617 | 5% | 1.5361
42896 | Belden Wire | FS1L012ND | SJAD 12F OM1 OSP LT DRY | FT |  | 1 Year | 1.4595 | 5% | 1.3865
42897 | Belden Wire | FS1L012NF | SJAD 12F OM1 OSP LT | FT |  | 1 Year | 1.5439 | 5% | 1.4667
42898 | Belden Wire | FS1L012NG | FS_LT OM1 12F OSP UNI_12F_GEL | FT |  | 1 Year | 1.5439 | 5% | 1.4667
42899 | Belden Wire | FS1L0246G | FS_LT OM1 24F OSP_CST | FT |  | 1 Year | 2.3197 | 5% | 2.2037
42900 | Belden Wire | FS1L024ND | SJAD 24F OM1 OSP LT DRY | FT |  | 1 Year | 2.1622 | 5% | 2.0541
42901 | Belden Wire | FS1L024NF | FS SJAD_LT OM1 24F OSP | FT |  | 1 Year | 2.3107 | 5% | 2.1952
42902 | Belden Wire | FS1L024NG | FS_LT OM1 24F OSP UNI_12F_GEL | FT |  | 1 Year | 2.3107 | 5% | 2.1952
42903 | Belden Wire | FS1L0366G | FS_LT OM1 36F OSP_CST | FT |  | 1 Year | 2.5899 | 5% | 2.4604
42904 | Belden Wire | FS1L036ND | SJAD 36F OM1 OSP LT DRY | FT |  | 1 Year | 2.4324 | 5% | 2.3108
42905 | Belden Wire | FS1L036NF | FS SJAD_LT OM1 36F OSP | FT |  | 1 Year | 3.2696 | 5% | 3.1061
42906 | Belden Wire | FS1L036NG | FS_LT OM1 36F OSP UNI_12F_GEL | FT |  | 1 Year | 3.2696 | 5% | 3.1061
42907 | Belden Wire | FS1L048ND | SJAD 48F OM1 OSP LT DRY | FT |  | 1 Year | 2.8829 | 5% | 2.7388
42908 | Belden Wire | FS1L048NG | FS SJAD_LT OM1 48F OSP | FT |  | 1 Year | 4.3041 | 5% | 4.0889
42909 | Belden Wire | FS1L072ND | SJAD 72F OM1 OSP LT DRY | FT |  | 1 Year | 3.7838 | 5% | 3.5946
42910 | Belden Wire | FS1L072NG | FS SJAD_LT OM1 72F OSP | FT |  | 1 Year | 6.0848 | 5% | 5.7806
42911 | Belden Wire | FS1L096ND | SJAD 96F OM1 OSP LT DRY | FT |  | 1 Year | 5.5496 | 5% | 5.2721
42912 | Belden Wire | FS1L096NG | FS SJAD_LT OM1 96F OSP | FT |  | 1 Year | 8.2383 | 5% | 7.8264
42913 | Belden Wire | FS1L144ND | SJAD 144F OM1 OSP LT DRY | FT |  | 1 Year | 7.6757 | 5% | 7.2919
42914 | Belden Wire | FS1L144NG | FS SJAD_LT OM1 144F OSP | FT |  | 1 Year | 11.3832 | 5% | 10.814
42915 | Belden Wire | FS1L216NG | FS SJAD_LT OM1 216F OSP | FT |  | 1 Year | 16.4571 | 5% | 15.6342
42916 | Belden Wire | FS1RCA-25 | FCONN 25-26 AWG RCA 25 PACK | EA |  | 1 Year | 64.6961 | 5% | 61.4613
42917 | Belden Wire | FS2C00260 | FS CTL_LT OM2 2F OSP_SCA | FT |  | 1 Year | 0.7152 | 5% | 0.67944
42918 | Belden Wire | FS2C002N0 | FS CTL_LT OM2 2F OSP | FT |  | 1 Year | 0.5667 | 5% | 0.53836
42919 | Belden Wire | FS2C00460 | FS CTL_LT OM2 4F OSP_SCA | FT |  | 1 Year | 0.8297 | 5% | 0.78821
42920 | Belden Wire | FS2C004N0 | FS CTL_LT OM2 4F OSP | FT |  | 1 Year | 0.6816 | 5% | 0.64752
42921 | Belden Wire | FS2C00660 | FS CTL_LT OM2 6F OSP_SCA | FT |  | 1 Year | 0.9992 | 5% | 0.94924
42922 | Belden Wire | FS2C006N0 | FS CTL_LT OM2 6F OSP | FT |  | 1 Year | 0.7961 | 5% | 0.75629
42923 | Belden Wire | FS2C00860 | FS CTL_LT OM2 8F OSP_SCA | FT |  | 1 Year | 1.2402 | 5% | 1.1782
42924 | Belden Wire | FS2C008N0 | FS CTL_LT OM2 8F OSP | FT |  | 1 Year | 1.001 | 5% | 0.95095
42925 | Belden Wire | FS2C01060 | FS CTL_LT OM2 10F OSP_SCA | FT |  | 1 Year | 1.4083 | 5% | 1.3379
42926 | Belden Wire | FS2C010N0 | FS CTL_LT OM2 10F OSP | FT |  | 1 Year | 1.0782 | 5% | 1.0243
42927 | Belden Wire | FS2C01260 | FS CTL_LT OM2 12F OSP_SCA | FT |  | 1 Year | 1.3432 | 5% | 1.276
42928 | Belden Wire | FS2C012N0 | FS CTL_LT OM2 12F OSP | FT |  | 1 Year | 1.1404 | 5% | 1.0834
42929 | Belden Wire | FS2H0066F | FS DJSCA_LT OM2 6F OSP_SCA | FT |  | 1 Year | 1.9262 | 5% | 1.8299
42930 | Belden Wire | FS2H008NF | FS DJHD_LT OM2 8F OSP | FT |  | 1 Year | 1.2708 | 5% | 1.2073
42931 | Belden Wire | FS2H0126G | FS HD_LT OM2 12F OSP_SCA | FT |  | 1 Year | 2.6089 | 5% | 2.4785
42932 | Belden Wire | FS2H012NG | FS HD_LT OM2 12F OSP | FT |  | 1 Year | 2.1447 | 5% | 2.0375
42933 | Belden Wire | FS2H0246G | FS HD_LT OM2 24F OSP_SCA | FT |  | 1 Year | 4.2917 | 5% | 4.0771
42934 | Belden Wire | FS2H024NG | FS DJHD_LT OM2 24F OSP | FT |  | 1 Year | 3.5747 | 5% | 3.396
42935 | Belden Wire | FS2H036NG | FS HD_LT OM2 36F OSP | FT |  | 1 Year | 7.6187 | 5% | 7.2378
42936 | Belden Wire | FS2H0486G | FS DJSCA_LT OM2 48F OSP_SCA | FT |  | 1 Year | 7.2043 | 5% | 6.8441
42937 | Belden Wire | FS2H0726G | FS DJSCA_LT OM2 72F OSP_SCA | FT |  | 1 Year | 10.0514 | 5% | 9.5488
42938 | Belden Wire | FS2H0966G | FS DJSCA_LT OM2 96F OSP_SCA | FT |  | 1 Year | 13.4631 | 5% | 12.7899
42939 | Belden Wire | FS2H1446G | FS DJSCA_LT OM2 144F OSP_SCA | FT |  | 1 Year | 19.671 | 5% | 18.6874
42940 | Belden Wire | FS2H144NG | FS DJHD_LT OM2 144F OSP | FT |  | 1 Year | 18.7289 | 5% | 17.7925
42941 | Belden Wire | FS2H216NG | FS DJHD_LT OM2 216F OSP | FT |  | 1 Year | 26.2204 | 5% | 24.9094
42942 | Belden Wire | FS2L006NC | SJAD 6F OM2 OSP LT DRY | FT |  | 1 Year | 1.6848 | 5% | 1.6006
42943 | Belden Wire | FS2L006NF | FS SJAD_LT OM2 6F OSP | FT |  | 1 Year | 1.434 | 5% | 1.3623
42944 | Belden Wire | FS2L0126G | FS_LT OM2-BIF 12F OSP_CST | FT |  | 1 Year | 1.6663 | 5% | 1.583
42945 | Belden Wire | FS2L012ND | SJAD 12F OM2 OSP LT DRY | FT |  | 1 Year | 2.0218 | 5% | 1.9207
42946 | Belden Wire | FS2L012NF | SJAD 12F OM2 OSP LT | FT |  | 1 Year | 2.2714 | 5% | 2.1578
42947 | Belden Wire | FS2L012NG | FS_LT OM2 12F OSP UNI_12F_GEL | FT |  | 1 Year | 2.2714 | 5% | 2.1578
42948 | Belden Wire | FS2L0246G | FS_LT OM2-BIF 24F OSP_CST | FT |  | 1 Year | 2.3964 | 5% | 2.2766
42949 | Belden Wire | FS2L024ND | SJAD 24F OM2 OSP LT DRY | FT |  | 1 Year | 2.9952 | 5% | 2.8454
42950 | Belden Wire | FS2L024NF | FS SJAD_LT OM2 24F OSP | FT |  | 1 Year | 3.7308 | 5% | 3.5443
42951 | Belden Wire | FS2L024NG | FS_LT OM2 24F OSP UNI_12F_GEL | FT |  | 1 Year | 3.7308 | 5% | 3.5443
42952 | Belden Wire | FS2L0366G | FS_LT OM2-BIF 36F OSP_CST | FT |  | 1 Year | 2.6772 | 5% | 2.5433
42953 | Belden Wire | FS2L036ND | SJAD 36F OM2 OSP LT DRY | FT |  | 1 Year | 3.3696 | 5% | 3.2011
42954 | Belden Wire | FS2L036NF | FS SJAD_LT OM2 36F OSP | FT |  | 1 Year | 5.4546 | 5% | 5.1819
42955 | Belden Wire | FS2L036NG | FS_LT OM2 36F OSP UNI_12F_GEL | FT |  | 1 Year | 5.4546 | 5% | 5.1819
42956 | Belden Wire | FS2L048ND | SJAD 48F OM2 OSP LT DRY | FT |  | 1 Year | 3.9936 | 5% | 3.7939
42957 | Belden Wire | FS2L048NG | FS SJAD_LT OM2 48F OSP | FT |  | 1 Year | 7.2728 | 5% | 6.9092
42958 | Belden Wire | FS2L072ND | SJAD 72F OM2 OSP LT DRY | FT |  | 1 Year | 5.2416 | 5% | 4.9795
42959 | Belden Wire | FS2L072NG | FS SJAD_LT OM2 72F OSP | FT |  | 1 Year | 8.9003 | 5% | 8.4553
42960 | Belden Wire | FS2L096ND | SJAD 96F OM2 OSP LT DRY | FT |  | 1 Year | 6.9888 | 5% | 6.6394
42961 | Belden Wire | FS2L096NG | FS SJAD_LT OM2 96F OSP | FT |  | 1 Year | 11.7313 | 5% | 11.1447
42962 | Belden Wire | FS2L144ND | SJAD 144F OM2 OSP LT DRY | FT |  | 1 Year | 10.633 | 5% | 10.1013
42963 | Belden Wire | FS2L216NG | FS SJAD_LT OM2 216F OSP | FT |  | 1 Year | 21.3872 | 5% | 20.3178
42964 | Belden Wire | FS3C00260 | FS CTL_LT OM3 2F OSP_SCA | FT |  | 1 Year | 0.8466 | 5% | 0.80427
42965 | Belden Wire | FS3C002N0 | FS CTL_LT OM3 2F OSP | FT |  | 1 Year | 0.7368 | 5% | 0.69996
42966 | Belden Wire | FS3C00460 | FS CTL_LT OM3 4F OSP_SCA | FT |  | 1 Year | 1.0926 | 5% | 1.038
42967 | Belden Wire | FS3C00660 | FS CTL_LT OM3 6F OSP_SCA | FT |  | 1 Year | 1.5829 | 5% | 1.5038
42968 | Belden Wire | FS3C006N0 | FS CTL_LT OM3 6F OSP | FT |  | 1 Year | 1.3059 | 5% | 1.2406
42969 | Belden Wire | FS3C00860 | FS CTL_LT OM3 8F OSP_SCA | FT |  | 1 Year | 2.4028 | 5% | 2.2827
42970 | Belden Wire | FS3C008N0 | FS CTL_LT OM3 8F OSP | FT |  | 1 Year | 1.575 | 5% | 1.4962
42971 | Belden Wire | FS3C01060 | FS CTL_LT OM3 10F OSP_SCA | FT |  | 1 Year | 2.8469 | 5% | 2.7046
42972 | Belden Wire | FS3C010N0 | FS CTL_LT OM3 10F OSP | FT |  | 1 Year | 1.952 | 5% | 1.8544
42973 | Belden Wire | FS3C01260 | FS CTL_LT OM3 12F OSP_SCA | FT |  | 1 Year | 2.2034 | 5% | 2.0932
42974 | Belden Wire | FS3C012N0 | FS CTL_LT OM3 12F OSP | FT |  | 1 Year | 2.2038 | 5% | 2.0936
42975 | Belden Wire | FS3C02460 | CTL-SCA 24F OM1 OSP LT | FT |  | 1 Year | 2.4862 | 5% | 2.3619
42976 | Belden Wire | FS3H0066F | FS DJSCA_LT OM3 6F OSP_SCA | FT |  | 1 Year | 1.9262 | 5% | 1.8299
42977 | Belden Wire | FS3H0126G | FS HD_LT OM3 12F OSP_CST | FT |  | 1 Year | 2.6089 | 5% | 2.4785
42978 | Belden Wire | FS3H012NG | FS HD_LT OM3 12F OFN | FT |  | 1 Year | 2.1447 | 5% | 2.0375
42979 | Belden Wire | FS3H0246G | FS HD_LT OM3 24F OSP_CST | FT |  | 1 Year | 4.2917 | 5% | 4.0771
42980 | Belden Wire | FS3H024NG | FS HD_LT OM3 24F OFN | FT |  | 1 Year | 3.5747 | 5% | 3.396
42981 | Belden Wire | FS3H0366G | FS HD_LT OM3 36F OSP_CST | FT |  | 1 Year | 5.5828 | 5% | 5.3037
42982 | Belden Wire | FS3H036NG | FS HD_LT OM3 36F OFN UNI_12F | FT |  | 1 Year | 7.6187 | 5% | 7.2378
42983 | Belden Wire | FS3H0486G | FS DJSCA_LT OM3 48F OSP_SCA | FT |  | 1 Year | 7.2043 | 5% | 6.8441
42984 | Belden Wire | FS3H0726G | FS DJSCA_LT OM3 72F OSP_SCA | FT |  | 1 Year | 10.0514 | 5% | 9.5488
42985 | Belden Wire | FS3H0966G | FS DJSCA_LT OM3 96F OSP_SCA | FT |  | 1 Year | 13.4631 | 5% | 12.7899
42986 | Belden Wire | FS3H096NG | FS DJHD_LT OM3 96F OSP | FT |  | 1 Year | 12.3546 | 5% | 11.7369
42987 | Belden Wire | FS3H1446G | FS DJSCA_LT OM3 144F OSP_SCA | FT |  | 1 Year | 19.671 | 5% | 18.6874
42988 | Belden Wire | FS3H144NG | FS DJHD_LT OM3 144F OSP | FT |  | 1 Year | 18.7289 | 5% | 17.7925
42989 | Belden Wire | FS3L006NC | SJAD 6F OM3 OSP LT DRY | FT |  | 1 Year | 1.6848 | 5% | 1.6006
42990 | Belden Wire | FS3L006NF | FS SJAD_LT OM3 6F OSP | FT |  | 1 Year | 1.434 | 5% | 1.3623
42991 | Belden Wire | FS3L0126G | FS_LT OM3-BIF 12F OSP_CST | FT |  | 1 Year | 1.4136 | 5% | 1.3429
42992 | Belden Wire | FS3L012ND | SJAD 12F OM3 OSP LT DRY | FT |  | 1 Year | 2.0218 | 5% | 1.9207
42993 | Belden Wire | FS3L012NF | FS SJAD_LT OM3 12F OSP | FT |  | 1 Year | 2.2714 | 5% | 2.1578
42994 | Belden Wire | FS3L012NG | FS SD_LT OM3 12F OSP | FT |  | 1 Year | 2.2714 | 5% | 2.1578
42995 | Belden Wire | FS3L0246G | FS_LT OM3-BIF 24F OSP_CST | FT |  | 1 Year | 2.022 | 5% | 1.9209
42996 | Belden Wire | FS3L024ND | SJAD 24F OM3 OSP LT DRY | FT |  | 1 Year | 2.9952 | 5% | 2.8454
42997 | Belden Wire | FS3L024NF | FS SJAD_LT OM3 24F OSP | FT |  | 1 Year | 3.7308 | 5% | 3.5443
42998 | Belden Wire | FS3L024NG | FS_LT OM3 24F OSP UNI_12F_GEL | FT |  | 1 Year | 3.7308 | 5% | 3.5443
42999 | Belden Wire | FS3L036ND | SJAD 36F OM3 OSP LT DRY | FT |  | 1 Year | 3.3696 | 5% | 3.2011
43000 | Belden Wire | FS3L036NF | FS SJAD_LT OM3 36F OSP | FT |  | 1 Year | 5.4546 | 5% | 5.1819
43001 | Belden Wire | FS3L036NG | FS SD_LT OM3 36F OSP | FT |  | 1 Year | 5.4546 | 5% | 5.1819
43002 | Belden Wire | FS3L048ND | SJAD 48F OM3 OSP LT DRY | FT |  | 1 Year | 3.9936 | 5% | 3.7939
43003 | Belden Wire | FS3L048NG | FS SJAD_LT OM3 48F OSP | FT |  | 1 Year | 7.2728 | 5% | 6.9092
43004 | Belden Wire | FS3L072ND | SJAD 72F OM3 OSP LT DRY | FT |  | 1 Year | 5.2416 | 5% | 4.9795
43005 | Belden Wire | FS3L072NG | FS SJAD_LT OM3 72F OSP | FT |  | 1 Year | 8.9003 | 5% | 8.4553
43006 | Belden Wire | FS3L096ND | SJAD 96F OM3 OSP LT DRY | FT |  | 1 Year | 6.9888 | 5% | 6.6394
43007 | Belden Wire | FS3L096NG | FS SJAD_LT OM3 96F OSP | FT |  | 1 Year | 11.7313 | 5% | 11.1447
43008 | Belden Wire | FS3L144ND | SJAD 144F OM3 OSP LT DRY | FT |  | 1 Year | 10.633 | 5% | 10.1013
43009 | Belden Wire | FS3L144NG | FS SJAD_LT OM3 144F OSP | FT |  | 1 Year | 14.1307 | 5% | 13.4242
43010 | Belden Wire | FS4C00260 | FS CTL_LT OM4 2F OSP_SCA | FT |  | 1 Year | 1.1429 | 5% | 1.0858
43011 | Belden Wire | FS4C002N0 | FS CTL_LT OM4 2F OSP | FT |  | 1 Year | 0.9946 | 5% | 0.94487
43012 | Belden Wire | FS4C00460 | FS CTL_LT OM4 4F OSP_SCA | FT |  | 1 Year | 1.4749 | 5% | 1.4012
43013 | Belden Wire | FS4C004N0 | FS CTL_LT OM4 4F OSP | FT |  | 1 Year | 1.3779 | 5% | 1.309
43014 | Belden Wire | FS4C00660 | FS CTL_LT OM4 6F OSP_SCA | FT |  | 1 Year | 0.7224 | 5% | 0.68628
43015 | Belden Wire | FS4C006N0 | FS CTL_LT OM4 6F OSP | FT |  | 1 Year | 1.7629 | 5% | 1.6748
43016 | Belden Wire | FS4C00860 | FS CTL_LT OM4 8F OSP_SCA | FT |  | 1 Year | 2.475 | 5% | 2.3512
43017 | Belden Wire | FS4C008N0 | FS CTL_LT OM4 8F OSP | FT |  | 1 Year | 2.126 | 5% | 2.0197
43018 | Belden Wire | FS4C01060 | FS CTL_LT OM4 10F OSP_SCA | FT |  | 1 Year | 2.7654 | 5% | 2.6271
43019 | Belden Wire | FS4C010N0 | FS CTL_LT OM4 10F OSP | FT |  | 1 Year | 3.1154 | 5% | 2.9596
43020 | Belden Wire | FS4C01260 | FS CTL_LT OM4 12F OSP_SCA | FT |  | 1 Year | 3.0563 | 5% | 2.9035
43021 | Belden Wire | FS4C012N0 | FS CTL_LT OM4 12F OSP | FT |  | 1 Year | 2.9148 | 5% | 2.7691
43022 | Belden Wire | FS4H0066F | FS DJSCA_LT OM4 6F OSP_SCA | FT |  | 1 Year | 2.6005 | 5% | 2.4705
43023 | Belden Wire | FS4H0126G | FS HD_LT OM4 12F OSP_SCA UNI | FT |  | 1 Year | 3.522 | 5% | 3.3459
43024 | Belden Wire | FS4H012NG | FS HD_LT OM4 12F OSP UNI_12F | FT |  | 1 Year | 2.8955 | 5% | 2.7507
43025 | Belden Wire | FS4H0246G | FS HD_LT OM4 24F OSP_SCA | FT |  | 1 Year | 5.7939 | 5% | 5.5042
43026 | Belden Wire | FS4H024NG | FS HD_LT OM4 24F OFN | FT |  | 1 Year | 4.8259 | 5% | 4.5846
43027 | Belden Wire | FS4H0366G | FS HD_LT OM4 36F OSP_SCA | FT |  | 1 Year | 7.5368 | 5% | 7.16
43028 | Belden Wire | FS4H036NG | FS HD_LT OM4 36F OSP | FT |  | 1 Year | 10.2854 | 5% | 9.7711
43029 | Belden Wire | FS4H0486G | FS DJSCA_LT OM4 48F OSP_SCA | FT |  | 1 Year | 9.7259 | 5% | 9.2396
43030 | Belden Wire | FS4H0726G | FS DJSCA_LT OM4 72F OSP_SCA | FT |  | 1 Year | 13.5693 | 5% | 12.8908
43031 | Belden Wire | FS4H0966G | FS DJSCA_LT OM4 96F OSP_SCA | FT |  | 1 Year | 18.1752 | 5% | 17.2664
43032 | Belden Wire | FS4H1446G | FS DJSCA_LT OM4 144F OSP_SCA | FT |  | 1 Year | 26.5561 | 5% | 25.2283
43033 | Belden Wire | FS4H144NG | FS DJHD_LT OM4 144F OSP | FT |  | 1 Year | 25.2839 | 5% | 24.0197
43034 | Belden Wire | FS4L006NC | SJAD 6F OM4 OSP LT DRY | FT |  | 1 Year | 2.3166 | 5% | 2.2008
43035 | Belden Wire | FS4L006NF | FS SJAD_LT OM4 6F OSP | FT |  | 1 Year | 1.936 | 5% | 1.8392
43036 | Belden Wire | FS4L012ND | SJAD 12F OM4 OSP LT DRY | FT |  | 1 Year | 2.7799 | 5% | 2.6409
43037 | Belden Wire | FS4L012NF | FS SJAD_LT OM4 12F OSP | FT |  | 1 Year | 3.0664 | 5% | 2.9131
43038 | Belden Wire | FS4L012NG | FS LT OM4 12F OSP UNI_12F_GEL | FT |  | 1 Year | 3.0664 | 5% | 2.9131
43039 | Belden Wire | FS4L024ND | SJAD 24F OM4 OSP LT DRY | FT |  | 1 Year | 4.1184 | 5% | 3.9125
43040 | Belden Wire | FS4L024NF | FS SJAD_LT OM4 24F OSP | FT |  | 1 Year | 5.0366 | 5% | 4.7848
43041 | Belden Wire | FS4L024NG | FS LT OM4 24F OFN UNI_12F_GEL | FT |  | 1 Year | 5.0366 | 5% | 4.7848
43042 | Belden Wire | FS4L036ND | SJAD 36F OM4 OSP LT DRY | FT |  | 1 Year | 4.6332 | 5% | 4.4015
43043 | Belden Wire | FS4L036NF | FS SJAD_LT OM4 36F OSP | FT |  | 1 Year | 7.3637 | 5% | 6.9955
43044 | Belden Wire | FS4L036NG | FS SJAD_LT OM4 36F OSP | FT |  | 1 Year | 7.3637 | 5% | 6.9955
43045 | Belden Wire | FS4L0486G | FS SJSCA_LT OM4 48F OSP_SCA | FT |  | 1 Year | 3.894 | 5% | 3.6993
43046 | Belden Wire | FS4L048ND | SJAD 48F OM4 OSP LT DRY | FT |  | 1 Year | 5.4912 | 5% | 5.2166
43047 | Belden Wire | FS4L048NG | FS SJAD_LT OM4 48F OSP | FT |  | 1 Year | 9.8182 | 5% | 9.3273
43048 | Belden Wire | FS4L072ND | SJAD 72F OM4 OSP LT DRY | FT |  | 1 Year | 7.2072 | 5% | 6.8468
43049 | Belden Wire | FS4L072NG | FS SJAD_LT OM4 72F OSP | FT |  | 1 Year | 13.7956 | 5% | 13.1058
43050 | Belden Wire | FS4L096ND | SJAD 96F OM4 OSP LT DRY | FT |  | 1 Year | 9.6096 | 5% | 9.1291
43051 | Belden Wire | FS4L096NG | FS SJAD_LT OM4 96F OSP | FT |  | 1 Year | 18.1834 | 5% | 17.2742
43052 | Belden Wire | FS4L144ND | SJAD 144F OM4 OSP LT DRY | FT |  | 1 Year | 14.6203 | 5% | 13.8893
43053 | Belden Wire | FS4L144NG | FS SJAD_LT OM4 144F OSP | FT |  | 1 Year | 21.9026 | 5% | 20.8075
43054 | Belden Wire | FS56QS | F MALE CONNECTOR SEALED | EA |  | 1 Year | 0.65 | 5% | 0.6175
43055 | Belden Wire | FSBNC1RGB | BNC CONNECTOR SERIES | EA |  | 1 Year | 3.2831 | 5% | 3.1189
43056 | Belden Wire | FSNS11BNCPL-25 | PROSNS RG11 BNC PLENUM 25 PK | EA |  | 1 Year | 118.5951 | 5% | 112.6653
43057 | Belden Wire | FSNS11HBNC | ProSNS, RG11 UNIV BNC (BLACK) | EA |  | 1 Year | 4.8861 | 5% | 4.6418
43058 | Belden Wire | FSNS11HBNC-25 | PROSNS RG11 BNC 25 PACK | EA |  | 1 Year | 122.1531 | 5% | 116.0454
43059 | Belden Wire | FSNS11QHBNC-25 | FSNS RG11 QUAD BNC 25 PACK | EA |  | 1 Year | 122.1531 | 5% | 116.0454
43060 | Belden Wire | FSNS15-25 | PROSNS 22-24AWG MINI F UNIV, | EA |  | 1 Year | 31.8653 | 5% | 30.272
43061 | Belden Wire | FSNS15BNC-25 | PROSNS 22-24AWG MINI BNC UNIV, | EA |  | 1 Year | 80.6301 | 5% | 76.5986
43062 | Belden Wire | FSNS1P6QS-25 | PROSNS RG6 F QUAD 25 PACK | EA |  | 1 Year | 18.3276 | 5% | 17.4112
43063 | Belden Wire | FSNS59BNCPL-25 | PROSNS RG59 BNC PLENUM 25 PACK | EA |  | 1 Year | 85.4576 | 5% | 81.1847
43064 | Belden Wire | FSNS59BNCPL3-25 | PROSNS RG59 BNC PLENUM3 25PACK | EA |  | 1 Year | 85.4576 | 5% | 81.1847
43065 | Belden Wire | FSNS59BNCSL-25 | PROSNS RG59 BNC SECURITY 25 PK | EA |  | 1 Year | 82.0772 | 5% | 77.9733
43066 | Belden Wire | FSNS59BNCU-25 | PROSNS RG59 BNC UNIV. 25 PACK | EA |  | 1 Year | 82.0772 | 5% | 77.9733
43067 | Belden Wire | FSNS59PL-25 | PROSNS RG59 F PLENUM 25 PACK | EA |  | 1 Year | 21.7281 | 5% | 20.6417
43068 | Belden Wire | FSNS59PL3-25 | PROSNS RG59 F PLENUM 25 PACK | EA |  | 1 Year | 28.4848 | 5% | 27.0606
43069 | Belden Wire | FSNS59RCAPL-25 | PROSNS RG59 RCA PLENUM 25 PACK | EA |  | 1 Year | 49.2463 | 5% | 46.784
43070 | Belden Wire | FSNS59RCAU-25 | PROSNS RG59 RCA UNIV. 25 PACK | EA |  | 1 Year | 47.3175 | 5% | 44.9516
43071 | Belden Wire | FSNS59U-25 | PROSNS RG59 F UNIV. 25 PACK | EA |  | 1 Year | 16.8971 | 5% | 16.0522
43072 | Belden Wire | FSNS59URA-25 | PROSNS RG59 F UNIV.RT ANG 25PK | EA |  | 1 Year | 75.3206 | 5% | 71.5546
43073 | Belden Wire | FSNS6BNCPL-25 | PROSNS RG6 BNC PLENUM 25 PACK | EA |  | 1 Year | 85.4576 | 5% | 81.1847
43074 | Belden Wire | FSNS6BNCPLQ-25 | PROSNS RG6 BNC PLEN QUAD 25PK | EA |  | 1 Year | 85.4576 | 5% | 81.1847
43075 | Belden Wire | FSNS6BNCU-25 | PROSNS RG6 BNC UNIV. 25 PACK | EA |  | 1 Year | 82.0772 | 5% | 77.9733
43076 | Belden Wire | FSNS6PL-25 | PROSNS RG6 F PLENUM 25 PACK | EA |  | 1 Year | 21.7281 | 5% | 20.6417
43077 | Belden Wire | FSNS6PLQ-25 | PROSNS RG6 F PLEN QUAD 25 PACK | EA |  | 1 Year | 22.7679 | 5% | 21.6295
43078 | Belden Wire | FSNS6RCAPL-25 | PROSNS RG6 RCA PLENUM 25 PACK | EA |  | 1 Year | 49.2463 | 5% | 46.784
43079 | Belden Wire | FSNS6RCAPLQ-25 | PROSNS RG6 RCA PLEN QUAD 25PK | EA |  | 1 Year | 49.2463 | 5% | 46.784
43080 | Belden Wire | FSNS6RCAU-25 | PROSNS RG6 RCA UNIV. 25 PACK | EA |  | 1 Year | 47.3175 | 5% | 44.9516
43081 | Belden Wire | FSNS6U-25 | PROSNS RG6 F UNIV. 25 PACK | EA |  | 1 Year | 16.8971 | 5% | 16.0522
43082 | Belden Wire | FSNS6URA-25 | PROSNS RG6 F UNIV.RT ANG 25PK | EA |  | 1 Year | 75.3206 | 5% | 71.5546
43083 | Belden Wire | FSRCA15RA | RCA 15RGB RT. ANGLE MULTI | EA |  | 1 Year | 4.5 | 5% | 4.275
43084 | Belden Wire | FSSC00260 | FS CTL_LT OS2 2F OSP_SCA | FT |  | 1 Year | 0.6297 | 5% | 0.59822
43085 | Belden Wire | FSSC002N0 | FS CTL_LT OS2 2F OSP | FT |  | 1 Year | 0.4736 | 5% | 0.44992
43086 | Belden Wire | FSSC00460 | FS CTL_LT OS2 4F OSP_SCA | FT |  | 1 Year | 0.6589 | 5% | 0.62596
43087 | Belden Wire | FSSC004N0 | FS CTL_LT OS2 4F OSP | FT |  | 1 Year | 0.4731 | 5% | 0.44944
43088 | Belden Wire | FSSC00660 | 6 X SM OUTDOOR ARMORED CENTRAL | FT |  | 1 Year | 0.7225 | 5% | 0.68637
43089 | Belden Wire | FSSC006N0 | FS CTL_LT OS2 6F OSP | FT |  | 1 Year | 0.507 | 5% | 0.48165
43090 | Belden Wire | FSSC00860 | FS CTL_LT OS2 8F OSP_SCA | FT |  | 1 Year | 1.0533 | 5% | 1.0006
43091 | Belden Wire | FSSC008N0 | FS CTL_LT OS2 8F OSP | FT |  | 1 Year | 0.6281 | 5% | 0.59669
43092 | Belden Wire | FSSC01060 | FS CTL_LT OS2 10F OSP_SCA | FT |  | 1 Year | 0.9046 | 5% | 0.85937
43093 | Belden Wire | FSSC010N0 | FS CTL_LT OS2 10F OSP | FT |  | 1 Year | 0.4918 | 5% | 0.46721
43094 | Belden Wire | FSSC01260 | FS CTL_LT OS2 12F OSP_SCA | FT |  | 1 Year | 0.7841 | 5% | 0.74489
43095 | Belden Wire | FSSC012N0 | FS CTL_LT OS2 12F OSP | FT |  | 1 Year | 0.6024 | 5% | 0.57228
43096 | Belden Wire | FSSC024N0 | FS CTL_LT OS2 24F OSP | FT |  | 1 Year | 1.1144 | 5% | 1.0587
43097 | Belden Wire | FSSH0066F | FS DJSCA_LT OS2 6F OSP_SCA | FT |  | 1 Year | 1.0537 | 5% | 1.001
43098 | Belden Wire | FSSH0126F | FS DJSCA_LT OS2 12F OSP_SCA | FT |  | 1 Year | 0.726 | 5% | 0.6897
43099 | Belden Wire | FSSH0126G | FS HD_LT OS2 12F OFN_CST | FT |  | 1 Year | 1.153 | 5% | 1.0954
43100 | Belden Wire | FSSH012NG | FS HD_LT OS2 12F OFN | FT |  | 1 Year | 0.8499 | 5% | 0.8074
43101 | Belden Wire | FSSH0246G | FS HD_LT OS2 24F OFN_CST | FT |  | 1 Year | 1.4523 | 5% | 1.3797
43102 | Belden Wire | FSSH024NG | FS HD_LT OS2 24F OFN UNI_12F_ | FT |  | 1 Year | 1.0382 | 5% | 0.98629
43103 | Belden Wire | FSSH0366G | FS HD_LT OS2 36F OSP_SCA | FT |  | 1 Year | 1.6297 | 5% | 1.5482
43104 | Belden Wire | FSSH036NG | FS DJHD_LT OS2 36F OSP | FT |  | 1 Year | 1.4191 | 5% | 1.3481
43105 | Belden Wire | FSSH0486G | FS HD_SCA OS2 48F OSP | FT |  | 1 Year | 1.9749 | 5% | 1.8762
43106 | Belden Wire | FSSH0726G | FS DJSCA_LT OS2 72F OSP_SCA | FT |  | 1 Year | 2.4419 | 5% | 2.3198
43107 | Belden Wire | FSSH0966G | FS DJSCA_LT OS2 96F OSP_SCA | FT |  | 1 Year | 3.0547 | 5% | 2.902
43108 | Belden Wire | FSSH1446G | FS DJSCA_LT OS2 144F OSP_SCA | FT |  | 1 Year | 4.1341 | 5% | 3.9274
43109 | Belden Wire | FSSH144NG | FS DJHD_LT OS2 144F OSP | FT |  | 1 Year | 3.6447 | 5% | 3.4625
43110 | Belden Wire | FSSL002NF | 2SM LT OSP BLK | FT |  | 1 Year | 0.6573 | 5% | 0.62443
43111 | Belden Wire | FSSL0066C | SJSCA 6F OS2 OSP LT DRY | FT |  | 1 Year | 0.8038 | 5% | 0.76361
43112 | Belden Wire | FSSL006NC | SJAD 6F OS2 OSP LT DRY | FT |  | 1 Year | 0.3686 | 5% | 0.35017
43113 | Belden Wire | FSSL006NF | FS SJAD_LT OS2 6F OSP | FT |  | 1 Year | 0.6573 | 5% | 0.62443
43114 | Belden Wire | FSSL0126D | SJSCA 12F OS2 OSP LT DRY | FT |  | 1 Year | 0.6515 | 5% | 0.61892
43115 | Belden Wire | FSSL0126F | 12SM LT ARM OSP BLK | FT |  | 1 Year | 0.5923 | 5% | 0.56268
43116 | Belden Wire | FSSL0126G | FS_LT OS2 12F OSP_CST | FT |  | 1 Year | 0.6515 | 5% | 0.61892
43117 | Belden Wire | FSSL012ND | SJAD 12F OS2 OSP LT DRY | FT |  | 1 Year | 0.4423 | 5% | 0.42019
43118 | Belden Wire | FSSL012NF | 12SM LT OSP BLK | FT |  | 1 Year | 0.7687 | 5% | 0.73027
43119 | Belden Wire | FSSL012NG | FS_LT OS2 12F OSP UNI_12F_GEL | FT |  | 1 Year | 0.7687 | 5% | 0.73027
43120 | Belden Wire | FSSL0246D | SJSCA 24F OS2 OSP LT DRY | FT |  | 1 Year | 0.8857 | 5% | 0.84142
43121 | Belden Wire | FSSL0246F | 24SM LT ARM OSP BLK | FT |  | 1 Year | 0.8052 | 5% | 0.76494
43122 | Belden Wire | FSSL0246G | FS_LT OS2 24F OSP_CST UNI_24F_ | FT |  | 1 Year | 0.8052 | 5% | 0.76494
43123 | Belden Wire | FSSL024ND | SJAD_24F OS2 DB OSP BLK | FT |  | 1 Year | 0.7946 | 5% | 0.75487
43124 | Belden Wire | FSSL024NF | FS SJAD_LT OS2 24F OSP | FT |  | 1 Year | 0.9143 | 5% | 0.86858
43125 | Belden Wire | FSSL024NG | FS_LT OS2 24F OSP UNI_12F_GEL | FT |  | 1 Year | 0.9143 | 5% | 0.86858
43126 | Belden Wire | FSSL0366D | SJSCA 36F OS2 OSP LT DRY | FT |  | 1 Year | 0.9758 | 5% | 0.92701
43127 | Belden Wire | FSSL0366G | FS_LT OS2 36F OSP_CST | FT |  | 1 Year | 0.8871 | 5% | 0.84274
43128 | Belden Wire | FSSL036ND | SJAD 36F OS2 OSP LT DRY | FT |  | 1 Year | 0.7371 | 5% | 0.70024
43129 | Belden Wire | FSSL036NF | FS SJAD_LT OS2 36F OSP | FT |  | 1 Year | 1.2311 | 5% | 1.1695
43130 | Belden Wire | FSSL036NG | FS_LT OS2 36F OSP UNI_12F_GEL | FT |  | 1 Year | 1.2311 | 5% | 1.1695
43131 | Belden Wire | FSSL0486D | SJSCA 48F OS2 OSP LT DRY | FT |  | 1 Year | 1.126 | 5% | 1.0697
43132 | Belden Wire | FSSL0486G | SJSCA 48F OS2 OSP LT | FT |  | 1 Year | 1.0236 | 5% | 0.97242
43133 | Belden Wire | FSSL048ND | FS OS2 LTUBE 48F OSP UNI_12F_ | FT |  | 1 Year | 0.8736 | 5% | 0.82992
43134 | Belden Wire | FSSL048NG | FS SJAD_LT OS2 48F OSP | FT |  | 1 Year | 1.5476 | 5% | 1.4702
43135 | Belden Wire | FSSL0726D | SJSCA 72F OS2 OSP LT DRY | FT |  | 1 Year | 1.4263 | 5% | 1.355
43136 | Belden Wire | FSSL0726G | FS SJSCA_LT OS2 72F OSP_SCA | FT |  | 1 Year | 1.4263 | 5% | 1.355
43137 | Belden Wire | FSSL072ND | SJAD 72F OS2 OSP LT DRY | FT |  | 1 Year | 1.1466 | 5% | 1.0893
43138 | Belden Wire | FSSL072NG | FS SJAD_LT OS2 72F OSP | FT |  | 1 Year | 1.925 | 5% | 1.8287
43139 | Belden Wire | FSSL0966D | FS LTUBE OS2 96F OSP_CSA | FT |  | 1 Year | 1.8467 | 5% | 1.7544
43140 | Belden Wire | FSSL096ND | FS LTUBE OS2 96F OSP UNI_12F_ | FT |  | 1 Year | 1.5288 | 5% | 1.4524
43141 | Belden Wire | FSSL096NG | FS SJAD_LT OS2 96F OSP | FT |  | 1 Year | 2.4305 | 5% | 2.309
43142 | Belden Wire | FSSL1446D | FS LTUBE OS2 144F OSP_CSA UNI_ | FT |  | 1 Year | 2.7236 | 5% | 2.5874
43143 | Belden Wire | FSSL144NG | FS SJAD_LT OS2 144F OSP | FT |  | 1 Year | 3.3077 | 5% | 3.1423
43144 | Belden Wire | FT1LC250PR12 | FX PIGTAIL OM1 LC_SX BR_250 | EA |  | 1 Year | 109.7829 | 5% | 104.2938
43145 | Belden Wire | FT1LC2MMFS01 | FX FUSION OM1 LC_SX JKT_2.0 | EA |  | 1 Year | 13.13 | 5% | 12.4735
43146 | Belden Wire | FT1LC2MMPS01 | FX PIGTAIL OM1 LC_SX JKT_2.0 | EA |  | 1 Year | 9.2969 | 5% | 8.8321
43147 | Belden Wire | FT1LC900FS01 | FX FUSION OM1 LC_SX TB_900 | EA |  | 1 Year | 12.852 | 5% | 12.2094
43148 | Belden Wire | FT1LC900PR06 | FX PIGTAIL OM1 LC_SX TB_900 | EA |  | 1 Year | 43.9875 | 5% | 41.7881
43149 | Belden Wire | FT1LC900PR12 | FX PIGTAIL OM1 LC_SX TB_900 | EA |  | 1 Year | 70.38 | 5% | 66.861
43150 | Belden Wire | FT1LC900PS01 | FX PIGTAIL OM1 LC_SX TB_900 | EA |  | 1 Year | 9.775 | 5% | 9.2863
43151 | Belden Wire | FT1LD2MMPS01 | FX PIGTAIL OM1 LC_DX JKT_2.0 | EA |  | 1 Year | 14.875 | 5% | 14.1312
43152 | Belden Wire | FT1SC250PR12 | FX PIGTAIL OM1 SC_SX BR_250 | EA |  | 1 Year | 109.7829 | 5% | 104.2938
43153 | Belden Wire | FT1SC3MMPS01 | FX PIGTAIL OM1 SC_SX JKT_3.0 | EA |  | 1 Year | 9.2969 | 5% | 8.8321
43154 | Belden Wire | FT1SC900FS01 | FX FUSION OM1 SC_SX TB_900 | EA |  | 1 Year | 12.12 | 5% | 11.514
43155 | Belden Wire | FT1SC900PR06 | FX PIGTAIL OM1 SC_SX TB_900 | EA |  | 1 Year | 43.9875 | 5% | 41.7881
43156 | Belden Wire | FT1SC900PR12 | FX PIGTAIL OM1 SC_SX TB_900 | EA |  | 1 Year | 70.38 | 5% | 66.861
43157 | Belden Wire | FT1SC900PS01 | FX PIGTAIL OM1 SC_SX TB_900 | EA |  | 1 Year | 9.775 | 5% | 9.2863
43158 | Belden Wire | FT1SD3MMPS01 | FX PIGTAIL OM1 SC_DX JKT_3.0 | EA |  | 1 Year | 14.875 | 5% | 14.1312
43159 | Belden Wire | FT1ST250PR12 | FX PIGTAIL OM1 ST BR_250 | EA |  | 1 Year | 109.7829 | 5% | 104.2938
43160 | Belden Wire | FT1ST3MMPS01 | FX PIGTAIL OM1 ST JKT_3.0 | EA |  | 1 Year | 9.5403 | 5% | 9.0633
43161 | Belden Wire | FT1ST900PR06 | FX PIGTAIL OM1 ST TB_900 | EA |  | 1 Year | 43.9875 | 5% | 41.7881
43162 | Belden Wire | FT1ST900PR12 | FX PIGTAIL OM1 ST TB_900 | EA |  | 1 Year | 70.38 | 5% | 66.861
43163 | Belden Wire | FT1ST900PS01 | FX PIGTAIL OM1 ST TB_900 | EA |  | 1 Year | 9.775 | 5% | 9.2863
43164 | Belden Wire | FT3LC250PR12 | FX PIGTAIL OM3 LC_SX BR_250 | EA |  | 1 Year | 109.7829 | 5% | 104.2938
43165 | Belden Wire | FT3LC2MMFS01 | FX FUSION OM3-4 LC_SX JKT_2.0 | EA |  | 1 Year | 13.13 | 5% | 12.4735
43166 | Belden Wire | FT3LC2MMPS01 | FX PIGTAIL OM3 LC_SX JKT_2.0 | EA |  | 1 Year | 9.0813 | 5% | 8.6272
43167 | Belden Wire | FT3LC3MMPS01 | FX PIGTAIL OM3 LC_SX JKT_3.0 | EA |  | 1 Year | 9.0812 | 5% | 8.6271
43168 | Belden Wire | FT3LC900FS01 | FX FUSION OM3-4 LC_SX TB_900 | EA |  | 1 Year | 12.12 | 5% | 11.514
43169 | Belden Wire | FT3LC900PR06 | FX PIGTAIL OM3 LC_SX TB_900 | EA |  | 1 Year | 43.9875 | 5% | 41.7881
43170 | Belden Wire | FT3LC900PR12 | FX PIGTAIL OM3 LC_SX TB_900 | EA |  | 1 Year | 70.38 | 5% | 66.861
43171 | Belden Wire | FT3LC900PS01 | FX PIGTAIL OM3 LC_SX TB_900 | EA |  | 1 Year | 9.775 | 5% | 9.2863
43172 | Belden Wire | FT3LD2MMPS01 | FX PIGTAIL OM3 LC_DX JKT_2.0 | EA |  | 1 Year | 14.53 | 5% | 13.8035
43173 | Belden Wire | FT3MF250PS01 | FX PIGTAIL OM3 MPO12_F BR_250 | EA |  | 1 Year | 95.94 | 5% | 91.143
43174 | Belden Wire | FT3MF3MMPS01 | FX PIGTAIL OM3 MPO12_F JKT_3.0 | EA |  | 1 Year | 95.94 | 5% | 91.143
43175 | Belden Wire | FT3MM250PS01 | FX PIGTAIL OM3 MPO12_M BR_250 | EA |  | 1 Year | 95.94 | 5% | 91.143
43176 | Belden Wire | FT3MM3MMPS01 | FX PIGTAIL OM3 MPO12_M JKT_3.0 | EA |  | 1 Year | 95.94 | 5% | 91.143
43177 | Belden Wire | FT3SC250PR12 | FX PIGTAIL OM3 SC_SX BR_250 | EA |  | 1 Year | 109.7829 | 5% | 104.2938
43178 | Belden Wire | FT3SC3MMPS01 | FX PIGTAIL OM3 SC_SX JKT_3.0 | EA |  | 1 Year | 9.0813 | 5% | 8.6272
43179 | Belden Wire | FT3SC900FS01 | FX FUSION OM3-4 SC_SX TB_900 | EA |  | 1 Year | 12.12 | 5% | 11.514
43180 | Belden Wire | FT3SC900PR06 | FX PIGTAIL OM3 SC_SX TB_900 | EA |  | 1 Year | 43.9875 | 5% | 41.7881
43181 | Belden Wire | FT3SC900PR12 | FX PIGTAIL OM3 SC_SX TB_900 | EA |  | 1 Year | 70.38 | 5% | 66.861
43182 | Belden Wire | FT3SC900PS01 | FX PIGTAIL OM3 SC_SX TB_900 | EA |  | 1 Year | 9.775 | 5% | 9.2863
43183 | Belden Wire | FT3SD3MMPS01 | FX PIGTAIL OM3 SC_DX JKT_3.0 | EA |  | 1 Year | 14.53 | 5% | 13.8035
43184 | Belden Wire | FT3ST250PR12 | FX PIGTAIL OM3 ST BR_250 | EA |  | 1 Year | 109.7829 | 5% | 104.2938
43185 | Belden Wire | FT3ST3MMPS01 | FX PIGTAIL OM3 ST JKT_3.0 | EA |  | 1 Year | 9.3177 | 5% | 8.8518
43186 | Belden Wire | FT3ST900PR06 | FX PIGTAIL OM3 ST TB_900 | EA |  | 1 Year | 43.9875 | 5% | 41.7881
43187 | Belden Wire | FT3ST900PR12 | FX PIGTAIL OM3 ST TB_900 | EA |  | 1 Year | 70.38 | 5% | 66.861
43188 | Belden Wire | FT3ST900PS01 | FX PIGTAIL OM3 ST TB_900 | EA |  | 1 Year | 9.775 | 5% | 9.2863
43189 | Belden Wire | FT4LC250PR12 | FX PIGTAIL OM4 LC_SX BR_250 | EA |  | 1 Year | 148.4543 | 5% | 141.0316
43190 | Belden Wire | FT4LC250PR122MA | FX PIGTAIL OM4 LC_SX BR_250 | EA |  | 1 Year | 148.4543 | 5% | 141.0316
43191 | Belden Wire | FT4LC2MMFS01 | FX FUSION OM4 LC_SX JKT_2.0 | EA |  | 1 Year | 13.13 | 5% | 12.4735
43192 | Belden Wire | FT4LC2MMPS01 | FX PIGTAIL OM4 LC_SX JKT_2.0 | EA |  | 1 Year | 11.8063 | 5% | 11.216
43193 | Belden Wire | FT4LC2MMPS012MA | FX PIGTAIL OM4 LC_SX JKT_2.0 | EA |  | 1 Year | 11.8063 | 5% | 11.216
43194 | Belden Wire | FT4LC900FS01 | FX FUSION OM4 LC_SX TB_900 | EA |  | 1 Year | 12.12 | 5% | 11.514
43195 | Belden Wire | FT4LC900PR06 | FX PIGTAIL OM4 LC_SX TB_900 | EA |  | 1 Year | 59.2875 | 5% | 56.3231
43196 | Belden Wire | FT4LC900PR062MA | FX PIGTAIL OM4 LC_SX TB_900 | EA |  | 1 Year | 59.2875 | 5% | 56.3231
43197 | Belden Wire | FT4LC900PR12 | FX PIGTAIL OM4 LC_SX TB_900 | EA |  | 1 Year | 94.86 | 5% | 90.117
43198 | Belden Wire | FT4LC900PR122MA | FX PIGTAIL OM4 LC_SX TB_900 | EA |  | 1 Year | 94.86 | 5% | 90.117
43199 | Belden Wire | FT4LC900PS01 | FX PIGTAIL OM4 LC_SX TB_900 | EA |  | 1 Year | 13.175 | 5% | 12.5162
43200 | Belden Wire | FT4LC900PS012MA | FX PIGTAIL OM4 LC_SX TB_900 | EA |  | 1 Year | 13.175 | 5% | 12.5162
43201 | Belden Wire | FT4LD2MMPS01 | FX PIGTAIL OM4 LC_DX JKT_2.0 | EA |  | 1 Year | 18.89 | 5% | 17.9455
43202 | Belden Wire | FT4LD2MMPS012MA | FX PIGTAIL OM4 LC_DX JKT_2.0 | EA |  | 1 Year | 18.89 | 5% | 17.9455
43203 | Belden Wire | FT4MF250PS01 | FX PIGTAIL OM4 MPO12_F BR_250 | EA |  | 1 Year | 158.29 | 5% | 150.3755
43204 | Belden Wire | FT4MF250PS012MA | FX PIGTAIL OM4 MPO12_F BR_250 | EA |  | 1 Year | 158.29 | 5% | 150.3755
43205 | Belden Wire | FT4MM250PS01 | FX PIGTAIL OM4 MPO12_M BR_250 | EA |  | 1 Year | 158.29 | 5% | 150.3755
43206 | Belden Wire | FT4MM250PS012MA | FX PIGTAIL OM4 MPO12_M BR_250 | EA |  | 1 Year | 158.29 | 5% | 150.3755
43207 | Belden Wire | FT4SC250PR12 | FX PIGTAIL OM4 SC_SX BR_250 | EA |  | 1 Year | 148.4543 | 5% | 141.0316
43208 | Belden Wire | FT4SC250PR122MA | FX PIGTAIL OM4 SC_SX BR_250 | EA |  | 1 Year | 148.4543 | 5% | 141.0316
43209 | Belden Wire | FT4SC3MMPS01 | FX PIGTAIL OM4 SC_SX JKT_3.0 | EA |  | 1 Year | 11.8063 | 5% | 11.216
43210 | Belden Wire | FT4SC900FS01 | FX FUSION OM4 SC_SX TB_900 | EA |  | 1 Year | 12.12 | 5% | 11.514
43211 | Belden Wire | FT4SC900PR06 | FX PIGTAIL OM4 SC_SX TB_900 | EA |  | 1 Year | 59.2875 | 5% | 56.3231
43212 | Belden Wire | FT4SC900PR062MA | FX PIGTAIL OM4 SC_SX TB_900 | EA |  | 1 Year | 59.2875 | 5% | 56.3231
43213 | Belden Wire | FT4SC900PR12 | FX PIGTAIL OM4 SC_SX TB_900 | EA |  | 1 Year | 94.86 | 5% | 90.117
43214 | Belden Wire | FT4SC900PR122MA | FX PIGTAIL OM4 SC_SX TB_900 | EA |  | 1 Year | 94.86 | 5% | 90.117
43215 | Belden Wire | FT4SC900PS01 | FX PIGTAIL OM4 SC_SX TB_900 | EA |  | 1 Year | 13.175 | 5% | 12.5162
43216 | Belden Wire | FT4SC900PS012MA | FX PIGTAIL OM4 SC_SX TB_900 | EA |  | 1 Year | 13.175 | 5% | 12.5162
43217 | Belden Wire | FT4SD3MMPS01 | FX PIGTAIL OM4 SC_DX JKT_3.0 | EA |  | 1 Year | 18.89 | 5% | 17.9455
43218 | Belden Wire | FT4SD3MMPS012MA | FX PIGTAIL OM4 SC_DX JKT_3.0 | EA |  | 1 Year | 18.89 | 5% | 17.9455
43219 | Belden Wire | FTBLB2MMFS01 | FX FUSION A-B2 LC_SX/A JKT_2.0 | EA |  | 1 Year | 15.15 | 5% | 14.3925
43220 | Belden Wire | FTBLB900FS01 | FX FUSION A-B2 LC_SX/A TB_900 | EA |  | 1 Year | 14.14 | 5% | 13.433
43221 | Belden Wire | FTCSB900FS01 | FX FUSION B3 SC_SX/A TB_900 | EA |  | 1 Year | 14.14 | 5% | 13.433
43222 | Belden Wire | FTSLA2MMPS01 | FX PIGTAIL OS2 LC_DX/A JKT_2.0 | EA |  | 1 Year | 19.91 | 5% | 18.9145
43223 | Belden Wire | FTSLB250PR12 | FX PIGTAIL OS2 LC_SX/A BR_250 | EA |  | 1 Year | 151.3371 | 5% | 143.7702
43224 | Belden Wire | FTSLB2MMFS01 | FX FUSION OS2 LC_SX/A JKT_2.0 | EA |  | 1 Year | 15.15 | 5% | 14.3925
43225 | Belden Wire | FTSLB2MMPS01 | FX PIGTAIL OS2 LC_SX/A JKT_2.0 | EA |  | 1 Year | 12.4438 | 5% | 11.8216
43226 | Belden Wire | FTSLB900FS01 | FX FUSION OS2 LC_SX/A TB_900 | EA |  | 1 Year | 14.14 | 5% | 13.433
43227 | Belden Wire | FTSLB900PR06 | FX PIGTAIL OS2 LC_SX/A TB_900 | EA |  | 1 Year | 63.1125 | 5% | 59.9569
43228 | Belden Wire | FTSLB900PR12 | FX PIGTAIL OS2 LC_SX/A TB_900 | EA |  | 1 Year | 100.98 | 5% | 95.931
43229 | Belden Wire | FTSLB900PS01 | FX PIGTAIL OS2 LC_SX/A TB_900 | EA |  | 1 Year | 14.025 | 5% | 13.3238
43230 | Belden Wire | FTSLC250PR12 | FX PIGTAIL OS2 LC_SX BR_250 | EA |  | 1 Year | 142.5943 | 5% | 135.4646
43231 | Belden Wire | FTSLC2MMFS01 | FX FUSION OS2 LC_SX JKT_2.0 | EA |  | 1 Year | 14.645 | 5% | 13.9127
43232 | Belden Wire | FTSLC2MMPS01 | FX PIGTAIL OS2 LC_SX JKT_2.0 | EA |  | 1 Year | 11.8063 | 5% | 11.216
43233 | Belden Wire | FTSLC900FS01 | FX FUSION OS2 LC_SX TB_900 | EA |  | 1 Year | 13.635 | 5% | 12.9532
43234 | Belden Wire | FTSLC900PR06 | FX PIGTAIL OS2 LC_SX TB_900 | EA |  | 1 Year | 59.2875 | 5% | 56.3231
43235 | Belden Wire | FTSLC900PR12 | FX PIGTAIL OS2 LC_SX TB_900 | EA |  | 1 Year | 94.86 | 5% | 90.117
43236 | Belden Wire | FTSLC900PS01 | FX PIGTAIL OS2 LC_SX TB_900 | EA |  | 1 Year | 13.175 | 5% | 12.5162
43237 | Belden Wire | FTSLD2MMPS01 | FX PIGTAIL OS2 LC_DX JKT_2.0 | EA |  | 1 Year | 18.89 | 5% | 17.9455
43238 | Belden Wire | FTSMF250PS01 | FX PIGTAIL OS2 MPO12_F BR_250 | EA |  | 1 Year | 114.18 | 5% | 108.471
43239 | Belden Wire | FTSMM250PS01 | FX PIGTAIL OS2 MPO12_M BR_250 | EA |  | 1 Year | 114.18 | 5% | 108.471
43240 | Belden Wire | FTSSA3MMPS01 | FX PIGTAIL OS2 SC_DX/A JKT_3.0 | EA |  | 1 Year | 19.91 | 5% | 18.9145
43241 | Belden Wire | FTSSB250PR12 | FX PIGTAIL OS2 SC_SX/A BR_250 | EA |  | 1 Year | 151.3371 | 5% | 143.7702
43242 | Belden Wire | FTSSB3MMPS01 | FX PIGTAIL OS2 SC_SX/A JKT_3.0 | EA |  | 1 Year | 12.4438 | 5% | 11.8216
43243 | Belden Wire | FTSSB900FS01 | FX FUSION OS2 SC_SX/A TB_900 | EA |  | 1 Year | 14.14 | 5% | 13.433
43244 | Belden Wire | FTSSB900PR06 | FX PIGTAIL OS2 SC_SX/A TB_900 | EA |  | 1 Year | 63.1125 | 5% | 59.9569
43245 | Belden Wire | FTSSB900PR12 | FX PIGTAIL OS2 SC_SX/A TB_900 | EA |  | 1 Year | 100.98 | 5% | 95.931
43246 | Belden Wire | FTSSB900PR123MD | FX PIGTAIL OS2 SC_SX/A TB_900 | EA |  | 1 Year | 104.52 | 5% | 99.294
43247 | Belden Wire | FTSSB900PS01 | FX PIGTAIL OS2 SC_SX/A TB_900 | EA |  | 1 Year | 14.025 | 5% | 13.3238
43248 | Belden Wire | FTSSC250PR12 | FX PIGTAIL OS2 SC_SX BR_250 | EA |  | 1 Year | 142.5943 | 5% | 135.4646
43249 | Belden Wire | FTSSC3MMPS01 | FX PIGTAIL OS2 SC_SX JKT_3.0 | EA |  | 1 Year | 11.8063 | 5% | 11.216
43250 | Belden Wire | FTSSC900FS01 | FX FUSION OS2 SC_SX TB_900 | EA |  | 1 Year | 13.635 | 5% | 12.9532
43251 | Belden Wire | FTSSC900PR06 | FX PIGTAIL OS2 SC_SX TB_900 | EA |  | 1 Year | 59.2875 | 5% | 56.3231
43252 | Belden Wire | FTSSC900PR12 | FX PIGTAIL OS2 SC_SX TB_900 | EA |  | 1 Year | 94.86 | 5% | 90.117
43253 | Belden Wire | FTSSC900PS01 | FX PIGTAIL OS2 SC_SX TB_900 | EA |  | 1 Year | 13.175 | 5% | 12.5162
43254 | Belden Wire | FTSSD3MMPS01 | FX PIGTAIL OS2 SC_DX JKT_3.0 | EA |  | 1 Year | 18.89 | 5% | 17.9455
43255 | Belden Wire | FTSST250PR12 | FX PIGTAIL OS2 ST BR_250 | EA |  | 1 Year | 142.5943 | 5% | 135.4646
43256 | Belden Wire | FTSST3MMPS01 | FX PIGTAIL OS2 ST JKT_3.0 | EA |  | 1 Year | 12.125 | 5% | 11.5187
43257 | Belden Wire | FTSST900PR06 | FX PIGTAIL OS2 ST TB_900 | EA |  | 1 Year | 59.2875 | 5% | 56.3231
43258 | Belden Wire | FTSST900PR12 | FX PIGTAIL OS2 ST TB_900 | EA |  | 1 Year | 94.86 | 5% | 90.117
43259 | Belden Wire | FTSST900PS01 | FX PIGTAIL OS2 ST TB_900 | EA |  | 1 Year | 13.175 | 5% | 12.5162
43260 | Belden Wire | FUW-KIT-RC | FUW KIT - PLUG, PINS, BOOT & | EA |  | 1 Year | 545.8333 | 5% | 518.5416
43261 | Belden Wire | FW3MBP06LD | FX M-BOX PRE-TERM OM3 06P | EA |  | 1 Year | 517.968 | 5% | 492.0696
43262 | Belden Wire | FW3MBS06LD | FX M-BOX SPLICE OM3 06P | EA |  | 1 Year | 367.2 | 5% | 348.84
43263 | Belden Wire | FWSMBF06LA | FX M-BOX F-TERM OS2 06P | EA |  | 1 Year | 357 | 5% | 339.15
43264 | Belden Wire | FWSMBF06LD | FX M-BOX F-TERM OS2 06P | EA |  | 1 Year | 321.3 | 5% | 305.235
43265 | Belden Wire | FWSMBP06LA | FX M-BOX PRE-TERM OS2 06P | EA |  | 1 Year | 719.4 | 5% | 683.43
43266 | Belden Wire | FWSMBP06LD | FX M-BOX PRE-TERM OS2 06P | EA |  | 1 Year | 647.46 | 5% | 615.087
43267 | Belden Wire | FWSMBS06LD | FX M-BOX SPLICE OS2 06P | EA |  | 1 Year | 459 | 5% | 436.05
43268 | Belden Wire | FXBUBO250B25N | FX BR UNIV 250um BOOT BLACK | EA |  | 1 Year | 35.0753 | 5% | 33.3215
43269 | Belden Wire | FXBUCLLDB25N | FX BR_UNIV CLIP LC_DX 25/PK BK | EA |  | 1 Year | 26.775 | 5% | 25.4362
43270 | Belden Wire | FXBUCLSDB25N | FX BR_UNIV CLIP SC_DX 25/PK BK | EA |  | 1 Year | 26.775 | 5% | 25.4362
43271 | Belden Wire | FXFACLLDB25A | FX ASSEM CLIP LC_DX 25/PK AQ | EA |  | 1 Year | 25.5 | 5% | 24.225
43272 | Belden Wire | FXFACLLDB25B | FX ASSEM CLIP LC_DX 25/PK BL | EA |  | 1 Year | 25.5 | 5% | 24.225
43273 | Belden Wire | FXFACLLDB25E | FX ASSEM CLIP LC_DX 25/PK EV | EA |  | 1 Year | 25.5 | 5% | 24.225
43274 | Belden Wire | FXFACLLDB25G | FX ASSEM CLIP LC_DX 25/PK GN | EA |  | 1 Year | 25 | 5% | 23.75
43275 | Belden Wire | FXFACLLDB25N | FX ASSEM CLIP LC_DX 25/PK BK | EA |  | 1 Year | 25.5 | 5% | 24.225
43276 | Belden Wire | FXFACLLDB25T | FX ASSEM CLIP LC_DX 25/PK BG | EA |  | 1 Year | 25.5 | 5% | 24.225
43277 | Belden Wire | FXFACLLMB25N | FX ASSEM CLIP MINI_LC 25/PK BK | EA |  | 1 Year | 25.5 | 5% | 24.225
43278 | Belden Wire | FXFSSHFM1 | FX FUSION FAM 1 SPLICE HOLDER | EA |  | 1 Year | 34.17 | 5% | 32.4615
43279 | Belden Wire | FXFSSHFM2 | FX FUSION FAM 2 SPLICE HOLDER | EA |  | 1 Year | 34.17 | 5% | 32.4615
43280 | Belden Wire | FXFSTOCLB | FX FUSION STD CLEAVER BLADE | EA |  | 1 Year | 175 | 5% | 166.25
43281 | Belden Wire | FXFSTOPCL | FX FUSION PRECISION CLEAVER | EA |  | 1 Year | 2371.5 | 5% | 2252.925
43282 | Belden Wire | FXFSTOPTK | FX FUSION PRECISION TOOL KIT | EA |  | 1 Year | 2986.56 | 5% | 2837.232
43283 | Belden Wire | FXFSTOSAC | FX FUSION SPLICER CHARGER | EA |  | 1 Year | 350 | 5% | 332.5
43284 | Belden Wire | FXFSTOSCB | FX FUSION SPLICER BRUSH | EA |  | 1 Year | 35 | 5% | 33.25
43285 | Belden Wire | FXFSTOSCC | FX FUSION SPLICER CASE | EA |  | 1 Year | 365 | 5% | 346.75
43286 | Belden Wire | FXFSTOSCD | FX FUSION SPLICER CD-ROM | EA |  | 1 Year | 2.5 | 5% | 2.375
43287 | Belden Wire | FXFSTOSCL | FX FUSION STANDARD CLEAVER | EA |  | 1 Year | 1540.965 | 5% | 1463.9167
43288 | Belden Wire | FXFSTOSCT | FX FUSION SPLICER COOLING TRAY | EA |  | 1 Year | 25 | 5% | 23.75
43289 | Belden Wire | FXFSTOSFC | FX FUSION SPLICER SCREW CLAMPS | EA |  | 1 Year | 350 | 5% | 332.5
43290 | Belden Wire | FXFSTOSKY | FX FUSION SPLICER CASE KEYS | EA |  | 1 Year | 2.5 | 5% | 2.375
43291 | Belden Wire | FXFSTOSLT | SLITTER FOR JACKETED FIBER | EA |  | 1 Year | 158.1 | 5% | 150.195
43292 | Belden Wire | FXFSTOSPL | FX FUSION SPLICER KIT | EA |  | 1 Year | 4995 | 5% | 4745.25
43293 | Belden Wire | FXFSTOSSD | FX FUSION SPLICER SCREWDRIVER | EA |  | 1 Year | 11.5 | 5% | 10.925
43294 | Belden Wire | FXFSTOSSE | FX FUSION SPLICER ELECTRODE | EA |  | 1 Year | 125 | 5% | 118.75
43295 | Belden Wire | FXFSTOSSS | FX FUSION SPLICER SHLDR STRAP | EA |  | 1 Year | 26 | 5% | 24.7
43296 | Belden Wire | FXFSTOSTB | FX FUSION SPLICER TACKLE BOX | EA |  | 1 Year | 24 | 5% | 22.8
43297 | Belden Wire | FXFSTOSTK | FX FUSION STANDARD TOOL KIT | EA |  | 1 Year | 2003.79 | 5% | 1903.6005
43298 | Belden Wire | FXFUBRDHM | FXU ZERO U BRACKET DOUBLE HOLD | EA |  | 1 Year | 85.6188 | 5% | 81.3379
43299 | Belden Wire | FXFUBRDHS | FXU ZERO U BRACKET DOUBLE HOLD | EA |  | 1 Year | 61.1388 | 5% | 58.0819
43300 | Belden Wire | FXFUBRSHM | FXU ZERO U BRACKET SINGLE HOLD | EA |  | 1 Year | 71.349 | 5% | 67.7815
43301 | Belden Wire | FXFUBRSHS | FXU ZERO U BRACKET SINGLE HOLD | EA |  | 1 Year | 50.949 | 5% | 48.4015
43302 | Belden Wire | G37BFF | Female to Female Inline Barrel | EA |  | 1 Year | 825.3 | 5% | 784.035
43303 | Belden Wire | G37BMM | MALE TO MALE INLINE BARREL | EA |  | 1 Year | 873 | 5% | 829.35
43304 | Belden Wire | G3DS | DIAMOND TYPE G GROUND ROD | EA |  | 1 Year | 1.79 | 5% | 1.7005
43305 | Belden Wire | G4DS | DIAMOND TYPE G GROUND ROD | EA |  | 1 Year | 2.294 | 5% | 2.1793
43306 | Belden Wire | G5DS | Diamond Type G Ground Rod | EA |  | 1 Year | 2.06 | 5% | 1.957
43307 | Belden Wire | GB81BS | BLOCK GROUNDING ASSEMBLY | EA |  | 1 Year | 7 | 5% | 6.65
43308 | Belden Wire | GBS81R | GROUND BLOCK,PRECISION,OUTDOOR | EA |  | 1 Year | 0.9833 | 5% | 0.93413
43309 | Belden Wire | GBSNS1P59K | GROUND BLOCK ASSEMBLY | EA |  | 1 Year | 2.75 | 5% | 2.6125
43310 | Belden Wire | GBSNS1P59QSK | GROUND BLOCK ASSEMBLY | EA |  | 1 Year | 2.75 | 5% | 2.6125
43311 | Belden Wire | GBSNS1P6K | GROUND BLOCK ASSEMBLY | EA |  | 1 Year | 2.75 | 5% | 2.6125
43312 | Belden Wire | GBSNS1P6QSK | GROUND BLOCK ASSEMBLY | EA |  | 1 Year | 2.75 | 5% | 2.6125
43313 | Belden Wire | GBSNS1P6UK | GROUND BLOCK ASSEMBLY | EA |  | 1 Year | 2.75 | 5% | 2.6125
43314 | Belden Wire | GEP-HFCS | 6" WOOD COTTON TIPPED APPLICAT | EA |  | 1 Year | 511.2 | 5% | 485.64
43315 | Belden Wire | GHF12B-0-328-OB | 328' HD HYBRID FIBER W/ BOOT | EA |  | 1 Year | 2195 | 5% | 2085.25
43316 | Belden Wire | GHF72HD-0-164-O | 164' HDC720HD PUW/FUW | EA |  | 1 Year | 1225 | 5% | 1163.75
43317 | Belden Wire | GHF72HD-164-OB | 164' HDC720HD PUW/FUW | EA |  | 1 Year | 1450 | 5% | 1377.5
43318 | Belden Wire | GHF92A-0-100 | 100' SMPTE ASSEMBLY USING | EA |  | 1 Year | 1145 | 5% | 1087.75
43319 | Belden Wire | GHF92A-0-100-OB | 100' SMPTE ASSEMBLY USING | EA |  | 1 Year | 1140 | 5% | 1083
43320 | Belden Wire | GHF92A-0-150-OB | 150' HDC920 W/LEMO 3K PLUG/ | EA |  | 1 Year | 1200 | 5% | 1140
43321 | Belden Wire | GHF92A-0-16-OB | 16' HDC920 W/LEMO 3K PLUG/ | EA |  | 1 Year | 1325 | 5% | 1258.75
43322 | Belden Wire | GHF92A-0-200-OB | 200' HDC920 W/LEMO 3K PLUG/ BO | EA |  | 1 Year | 1260 | 5% | 1197
43323 | Belden Wire | GHF92A-0-25 | 25' HDC920 W/LEMO 3K PLUG/ | EA |  | 1 Year | 1150 | 5% | 1092.5
43324 | Belden Wire | GHF92A-0-250 | 250' HDC920 W/LEMO 3K PLUG/ | EA |  | 1 Year | 1555 | 5% | 1477.25
43325 | Belden Wire | GHF92A-0-250-OB | 250' HDC920 W/LEMO 3K PLUG/ | EA |  | 1 Year | 1605 | 5% | 1524.75
43326 | Belden Wire | GHF92A-0-300 | 300' HDC920 W/LEMO 3K PLUG/ | EA |  | 1 Year | 1700 | 5% | 1615
43327 | Belden Wire | GHF92A-0-30-OB | 30' HDC920 W/LEMO 3K PLUG/ | EA |  | 1 Year | 1275 | 5% | 1211.25
43328 | Belden Wire | GHF92A-0-328 | 328' HDC920 W/LEMO 3K PLUG/ | EA |  | 1 Year | 1750 | 5% | 1662.5
43329 | Belden Wire | GHF92A-0-328-OB | 328' HDC920 W/LEMO 3K PLUG/ | EA |  | 1 Year | 1430 | 5% | 1358.5
43330 | Belden Wire | GHF92A-0-36-OB | 36'SMPTE ASSEMBLY USING HDC920 | EA |  | 1 Year | 1070 | 5% | 1016.5
43331 | Belden Wire | GHF92A-0-400-OB | 400' HDC920 W/LEMO 3K PLUG/ | EA |  | 1 Year | 1925 | 5% | 1828.75
43332 | Belden Wire | GHF92A-0-500 | 500' SMPTE ASSEMBLY USING | EA |  | 1 Year | 2025 | 5% | 1923.75
43333 | Belden Wire | GHF92A-0-500-OB | 500' HDC920 W/LEMO 3K PLUG/ | EA |  | 1 Year | 1640 | 5% | 1558
43334 | Belden Wire | GHF92A-0-50-OB | 50' HDC920 W/LEMO 3K PLUG/ | EA |  | 1 Year | 1080 | 5% | 1026
43335 | Belden Wire | GHF92A-0-5-OB | 5' HDC920 W/LEMO 3K PLUG/ | EA |  | 1 Year | 1090 | 5% | 1035.5
43336 | Belden Wire | GHF92A-0-6 | 6' SMPTE ASSEMBLY USING HDC920 | EA |  | 1 Year | 1110 | 5% | 1054.5
43337 | Belden Wire | GHF92A-0-66 | 66' HDC920 W/LEMO 3K PLUG/ | EA |  | 1 Year | 1350 | 5% | 1282.5
43338 | Belden Wire | GHF92A-0-6-OB | 6' HDC920 W/LEMO 3K PLUG/ | EA |  | 1 Year | 1160 | 5% | 1102
43339 | Belden Wire | GHF92B-0-135PB | 135'HDC920R W/LEMO 3K P/M PLUG | EA |  | 1 Year | 1500 | 5% | 1425
43340 | Belden Wire | GHF92B-0-150SPB | 150'HDC920R W/ LEMO 3K P/M PLU | EA |  | 1 Year | 1685 | 5% | 1600.75
43341 | Belden Wire | GHF92B-0-20-PB | 20'HDC920R W/ LEMO 3K P/M PLUG | EA |  | 1 Year | 1325 | 5% | 1258.75
43342 | Belden Wire | GHF92B-0-50-OB | 50' HDC920R PUW TO FUW W/ BOOT | EA |  | 1 Year | 1090 | 5% | 1035.5
43343 | Belden Wire | GHF92B-53-S/STA | 53' HDC920R W/ PUW TO ST W. AM | EA |  | 1 Year | 736.6666 | 5% | 699.8333
43344 | Belden Wire | GHF92B-56-S/STA | 56' HDC920R W/ PUW TO ST W. AM | EA |  | 1 Year | 745.3334 | 5% | 708.0667
43345 | Belden Wire | GHF92B-59-S/STA | 59' HDC920R W/ PUW TO ST W. AM | EA |  | 1 Year | 754 | 5% | 716.3
43346 | Belden Wire | GHF92HD-100-OB | 100' HDC920HD W/LEMO 3K P/S | EA |  | 1 Year | 1425 | 5% | 1353.75
43347 | Belden Wire | GHF92HD-300-OB | 300' HDC920HD W/LEMO 3K P/S | EA |  | 1 Year | 2025 | 5% | 1923.75
43348 | Belden Wire | GHF92NTK-10 | 10' HDC920 W/NO2-OPTICALCON | EA |  | 1 Year | 1400 | 5% | 1330
43349 | Belden Wire | GHF92NTK-10-S | 10' HDC920 W/LEMO-OPTICALCON | EA |  | 1 Year | 1115 | 5% | 1059.25
43350 | Belden Wire | GHFBK-01-SB/STC | 1' EDW JUMPER W/ST'S & 6 PIN | EA |  | 1 Year | 355 | 5% | 337.25
43351 | Belden Wire | GHFBK-1-SB/DLCC | 1'EDW P/M SCKT-DUPLEX LC | EA |  | 1 Year | 505 | 5% | 479.75
43352 | Belden Wire | GHFBK-2-SB/DLCC | 2' EDW P/M SCKT-DUPLEX LC | EA |  | 1 Year | 360 | 5% | 342
43353 | Belden Wire | GL81 | SPLICE F FEM W/GND LUG | EA |  | 1 Year | 2.25 | 5% | 2.1375
43354 | Belden Wire | GMC20-0-10MFNBG | 10' XB201M-0 W/ XLRM-F B&G | EA |  | 1 Year | 49.5 | 5% | 47.025
43355 | Belden Wire | GMC20-0-15MFNBG | 15' XB201M-0 W/ XLRM-F B&G | EA |  | 1 Year | 53 | 5% | 50.35
43356 | Belden Wire | GMC20-0-20MFNBG | 20' XB201M-0 W/ XLRM-F B&G | EA |  | 1 Year | 56 | 5% | 53.2
43357 | Belden Wire | GMC20-0-25MFNBG | 25' XB201M-0 W/ XLRM-F B&G | EA |  | 1 Year | 59.25 | 5% | 56.2875
43358 | Belden Wire | GMC20-0-32MFNBG | 32' XB201M-0 W/ XLRM-F B&G | EA |  | 1 Year | 63.75 | 5% | 60.5625
43359 | Belden Wire | GMC20-0-34MFNBG | 34' XB201M-0 W/ XLRM-F B&G | EA |  | 1 Year | 65.25 | 5% | 61.9875
43360 | Belden Wire | GMC20-0-50MFNBG | 50' XB201M-0 W/ XLRM-F B&G | EA |  | 1 Year | 75.5 | 5% | 71.725
43361 | Belden Wire | GMC20-6-25MFNBG | 25' XB201M-6 W/ XLRM-F B&G | EA |  | 1 Year | 59.25 | 5% | 56.2875
43362 | Belden Wire | GMC20-6-50MFNBG | 50' XB201M-6 W/ XLRM-F B&G | EA |  | 1 Year | 75.5 | 5% | 71.725
43363 | Belden Wire | GMC20-6-6MFNBG | 6' XB201M-6 W/ XLRM-F B&G | EA |  | 1 Year | 47 | 5% | 44.65
43364 | Belden Wire | GMC5-0-50MFNS | 50' MP1201-0 W/ NC3MX/NC3FX | EA |  | 1 Year | 90 | 5% | 85.5
43365 | Belden Wire | GMC5-0-50-MFNS | 50' MP1201-0 NC3MX-NC3FX | EA |  | 1 Year | 90 | 5% | 85.5
43366 | Belden Wire | GMC5-6-10-MFNBG | 10' MP1201-6 W XLRM-F | EA |  | 1 Year | 52 | 5% | 49.4
43367 | Belden Wire | GNO2S-0-10 | 10' NEUTRIK OPTICALCON, SM | EA |  | 1 Year | 950 | 5% | 902.5
43368 | Belden Wire | GNO4S-0-10 | 10' OPTICALCON SM 4CH | EA |  | 1 Year | 1025 | 5% | 973.75
43369 | Belden Wire | GPHS-MED-3.1 | GEPCO PRINTED HS - MEDIUM 3:1 | EA |  | 1 Year | 3.5 | 5% | 3.325
43370 | Belden Wire | GRTRC085-010 | THREADED ROD COVER, 10 FT, GRY | EA |  | 1 Year | 22 | 5% | 20.9
43371 | Belden Wire | GSR01S-3-LC | 3' FSB01R W/LC-LC | EA |  | 1 Year | 38.25 | 5% | 36.3375
43372 | Belden Wire | GST18B-100-ST-B | FSB18T/ST/100FT | EA |  | 1 Year | 1475 | 5% | 1401.25
43373 | Belden Wire | GTC11A-6-10 | LVT61811/7705-3/7703-3/10 FT | EA |  | 1 Year | 775 | 5% | 736.25
43374 | Belden Wire | GTC11A-6-20 | LVT61811/7705-3/7703-3/20 FT | EA |  | 1 Year | 790 | 5% | 750.5
43375 | Belden Wire | GTC11A-6-50 | LVT61811/7705-3/7703-3/50 FT | EA |  | 1 Year | 895 | 5% | 850.25
43376 | Belden Wire | GTC11A-6-6 | LVT61811/7705-3/7703-3/6 FT | EA |  | 1 Year | 770 | 5% | 731.5
43377 | Belden Wire | GTC59A-0-100 | RG59 TRIAX 100 FT. M/F KINGS | EA |  | 1 Year | 600 | 5% | 570
43378 | Belden Wire | GTC59A-0-10-BHF | 10' LVT61859 W/ TRIAX BHF TO | EA |  | 1 Year | 500 | 5% | 475
43379 | Belden Wire | GTC59A-0-200 | 200' LVT61859-0 W/M-F TRILOCS | EA |  | 1 Year | 714 | 5% | 678.3
43380 | Belden Wire | GTC59A-0-35 | 35' LVT61859-0 W/ M/F TRI-LOC | EA |  | 1 Year | 525 | 5% | 498.75
43381 | Belden Wire | GTC59A-0-50 | RG59 TRIAX 50 FT. M/F KINGS | EA |  | 1 Year | 540 | 5% | 513
43382 | Belden Wire | GTC59B-0-10-ADC | 10' LVT61859S M-F PRO-AX | EA |  | 1 Year | 500 | 5% | 475
43383 | Belden Wire | GTC59B-6-10-ADC | 10' LVT61859S-6 W/ ADC M/F | EA |  | 1 Year | 500 | 5% | 475
43384 | Belden Wire | GTCJ-BH | ADC GLOBAL TRIAX CONNECTOR | EA |  | 1 Year | 245 | 5% | 232.75
43385 | Belden Wire | GTCP-BH | ADC GLOBAL TRIAX CONNECTOR | EA |  | 1 Year | 235 | 5% | 223.25
43386 | Belden Wire | GTN1-0-100-RJB | 100' CT504HD W/RJ-45 | EA |  | 1 Year | 55 | 5% | 52.25
43387 | Belden Wire | GTN2-0-14 | 14' CT504HDX &NEUTRIK ETHERCON | EA |  | 1 Year | 35.5 | 5% | 33.725
43388 | Belden Wire | GTN2-0-27 | 27' CT504HDX &NEUTRIK ETHERCON | EA |  | 1 Year | 40.5 | 5% | 38.475
43389 | Belden Wire | GTN2-0-7 | 7' CT504HDX & NEUTRIK ETHERCON | EA |  | 1 Year | 33 | 5% | 31.35
43390 | Belden Wire | GTN2-0-82 | 82' CT504HDX &NEUTRIK ETHERCON | EA |  | 1 Year | 61.5 | 5% | 58.425
43391 | Belden Wire | GTN4-0-14 | 14' CTS4504HDX & NEUTRIK | EA |  | 1 Year | 175 | 5% | 166.25
43392 | Belden Wire | GTN4-0-27 | 27' CTS4504HDX & NEUTRIK | EA |  | 1 Year | 195 | 5% | 185.25
43393 | Belden Wire | GTN4-0-7 | 7' CTS4504HDX & NEUTRIK | EA |  | 1 Year | 165 | 5% | 156.75
43394 | Belden Wire | GTN4-0-82 | 82' CTS4504HDX & NEUTRIK | EA |  | 1 Year | 265 | 5% | 251.75
43395 | Belden Wire | GTT-4 | TERMINATOR TOOL FOR | EA |  | 1 Year | 15.8966 | 5% | 15.1018
43396 | Belden Wire | GTT-7 | TERMINATOR TOOL-GILBERT 7" | EA |  | 1 Year | 16.8793 | 5% | 16.0353
43397 | Belden Wire | GTT-PPLT-4 | GTT-PPLT COMBO-4 W/ PACKAGING | EA |  | 1 Year | 25 | 5% | 23.75
43398 | Belden Wire | GTT-PPLT-7 | GTT-PPLT COMBO-7 W/ PACKAGING | EA |  | 1 Year | 25 | 5% | 23.75
43399 | Belden Wire | GVC11-6-10 | VSD2001/BNC-XL-3/10 FT | EA |  | 1 Year | 26.5 | 5% | 25.175
43400 | Belden Wire | GVC11-6-20 | VSD2001/BNC-XL-3/20 FT | EA |  | 1 Year | 30 | 5% | 28.5
43401 | Belden Wire | GVC24-0-50 | 50' C1188 W/M-M BNC | EA |  | 1 Year | 110 | 5% | 104.5
43402 | Belden Wire | H4242SP01 | SIDE PANEL SET, 42UX42D | EA |  | 1 Year | 210.27 | 5% | 199.7565
43403 | Belden Wire | H4530FPD01 | DOOR,FLAT PERF 45UX30, BLK | EA |  | 1 Year | 466.33 | 5% | 443.0135
43404 | Belden Wire | H4536SP01 | SIDE ASSY,45U"X36"D BLK | EA |  | 1 Year | 187.45 | 5% | 178.0775
43405 | Belden Wire | H4548SP01 | SIDE PANEL SET, 45UX48D | EA |  | 1 Year | 273.52 | 5% | 259.844
43406 | Belden Wire | H4830SPD02 | DOOR 48UX30W PERF SPLIT | EA |  | 1 Year | 649.12 | 5% | 616.664
43407 | Belden Wire | H4848SP01 | SIDE PANEL SET, 48UX48D | EA |  | 1 Year | 284.73 | 5% | 270.4935
43408 | Belden Wire | H4848SP02 | SIDE PANEL SET, 48UX48D | EA |  | 1 Year | 238.24 | 5% | 226.328
43409 | Belden Wire | HAMF59 | HOME DEPOT AMF59 4-PK | EA |  | 1 Year | 11 | 5% | 10.45
43410 | Belden Wire | HAMF6 | HOME DEPOT AMF6 4-PK | EA |  | 1 Year | 11 | 5% | 10.45
43411 | Belden Wire | HB1094RC74 | BOX,HOUSE10x9x4 NO SLOTS 7X4 | EA |  | 1 Year | 8.75 | 5% | 8.3125
43412 | Belden Wire | HC2755 060U500 | 2 FS PR #22 PP FR PVC | FT |  | 1 Year | 0.4395 | 5% | 0.41752
43413 | Belden Wire | HC2757 1NCU500 | 2 #16 PE FRPVC | FT |  | 1 Year | 0.3703 | 5% | 0.35179
43414 | Belden Wire | HC2759 004U500 | 2 #14 PE FRPVC | FT |  | 1 Year | 0.5827 | 5% | 0.55356
43415 | Belden Wire | HC2760 003U500 | 4 #14 PE FRPVC | FT |  | 1 Year | 1.1057 | 5% | 1.0504
43416 | Belden Wire | HC2761 012500 | 2 #12 PE FRPVC | FT |  | 1 Year | 1.1224 | 5% | 1.0663
43417 | Belden Wire | HC2761 1SL500 | 2 #12 PE FRPVC | FT |  | 1 Year | 1.1224 | 5% | 1.0663
43418 | Belden Wire | HCC001 | CHASSIS ASSY, HCS, 11.5" H | EA |  | 1 Year | 287.88 | 5% | 273.486
43419 | Belden Wire | HCCT 000020 | COMPRESSION TOOL FOR BNC/RCA | EA |  | 1 Year | 112.605 | 5% | 106.9748
43420 | Belden Wire | HCDPA024W | CHIMNEY,PASS,ADJ.21"-27",WHT | EA |  | 1 Year | 502.4416 | 5% | 477.3195
43421 | Belden Wire | HCFD10 | HCS 10KW FAN CARTRIDGE W/DISPL | EA |  | 1 Year | 1542.42 | 5% | 1465.299
43422 | Belden Wire | HCFD30 | HCS 30KW FAN CARTRIDGE W/DISPL | EA |  | 1 Year | 2575.76 | 5% | 2446.972
43423 | Belden Wire | HCH001 | HCS POWER/ETHERNET HOST | EA |  | 1 Year | 1355.8442 | 5% | 1288.052
43424 | Belden Wire | HCP001 | HCS PRESSURE SENSOR W/BKT | EA |  | 1 Year | 93.5065 | 5% | 88.8312
43425 | Belden Wire | HCP002 | HCS TEMPERATURE/HUMIDITY SENSO | EA |  | 1 Year | 231.1688 | 5% | 219.6104
43426 | Belden Wire | HCST 000001 | STRIPPER TOOL FOR RG6/RG59/RGB | EA |  | 1 Year | 62.5 | 5% | 59.375
43427 | Belden Wire | HCST5962 | HOME DEPOT CST596596-1 TOOL | EA |  | 1 Year | 22 | 5% | 20.9
43428 | Belden Wire | HD-600-12B | PERFECT PATH UTILITY HDMI 12FT | EA |  | 1 Year | 26.5 | 5% | 25.175
43429 | Belden Wire | HD-600-3B | PERFECT PATH UTILITY HDMI 3 FT | EA |  | 1 Year | 15.75 | 5% | 14.9625
43430 | Belden Wire | HD-600-6B | PERFECT PATH UTILITY HDMI 6 FT | EA |  | 1 Year | 18 | 5% | 17.1
43431 | Belden Wire | HD-700-16 | PERFECT PATH BETTER HDMI 16 FT | EA |  | 1 Year | 48.557 | 5% | 46.1292
43432 | Belden Wire | HD-700-25 | PERFECT PATH BETTER HDMI 25 FT | EA |  | 1 Year | 61.43 | 5% | 58.3585
43433 | Belden Wire | HD-800-16 | HIGH SPD CABLE,16FT,800 SERIES | EA |  | 1 Year | 48.7 | 5% | 46.265
43434 | Belden Wire | HD-800-2 | HIGH SPD CABLE,2FT,800 SERIES | EA |  | 1 Year | 24.5 | 5% | 23.275
43435 | Belden Wire | HD-800-25 | HIGH SPD CABLE,25FT,800 SERIES | EA |  | 1 Year | 62.2 | 5% | 59.09
43436 | Belden Wire | HD-800-35 | HIGH SPD CABLE,35FT,800 SERIES | EA |  | 1 Year | 82.75 | 5% | 78.6125
43437 | Belden Wire | HD-800-4 | HIGH SPD CABLE,4FT,800 SERIES | EA |  | 1 Year | 36.2 | 5% | 34.39
43438 | Belden Wire | HD-800-50 | HIGH SPD CABLE,50FT,800 SERIES | EA |  | 1 Year | 107 | 5% | 101.65
43439 | Belden Wire | HD-800-8 | HIGH SPD CABLE,8FT,800 SERIES | EA |  | 1 Year | 42.18 | 5% | 40.071
43440 | Belden Wire | HDC001MB | 1000+/-20MMMICROHDMICBLASSEMBL | EA |  | 1 Year | 16.8602 | 5% | 16.0172
43441 | Belden Wire | HDC002MB | 2000+/-20MMMICROHDMICBLASSEMBL | EA |  | 1 Year | 19.1097 | 5% | 18.1542
43442 | Belden Wire | HDC003MB | 3000+/-25MMMICROHDMICBLASSEMBL | EA |  | 1 Year | 22.484 | 5% | 21.3598
43443 | Belden Wire | HDE001MB | 1MTR HS HDMI W/ENET CBLASSEMBL | EA |  | 1 Year | 12.3611 | 5% | 11.743
43444 | Belden Wire | HDE002FB | 2FT HS HDMI W/ENET CBLASSEMBL | EA |  | 1 Year | 8.9868 | 5% | 8.5375
43445 | Belden Wire | HDE002MB | 2MTR HS HDMI W/ENET CBLASSEMBL | EA |  | 1 Year | 16.8602 | 5% | 16.0172
43446 | Belden Wire | HDE003FB | 3FT HS HDMI W/ENET CBLASSEMBL | EA |  | 1 Year | 11.2364 | 5% | 10.6746
43447 | Belden Wire | HDE003MB | 3MTR HS HDMI W/ENET CBLASSEMBL | EA |  | 1 Year | 19.1097 | 5% | 18.1542
43448 | Belden Wire | HDE005MB | 5MTR HS HDMI W/ENET CBLASSEMBL | EA |  | 1 Year | 35.9811 | 5% | 34.182
43449 | Belden Wire | HDE006FB | 6FT HS HDMI W/ENET CBLASSEMBL | EA |  | 1 Year | 14.6106 | 5% | 13.8801
43450 | Belden Wire | HDE007MB | 7MTR HS HDMI W/ENET CBLASSEMBL | EA |  | 1 Year | 71.9734 | 5% | 68.3747
43451 | Belden Wire | HDE008FB | 8FT HS HDMI W/ENET CBLASSEMBL | EA |  | 1 Year | 17.9849 | 5% | 17.0857
43452 | Belden Wire | HDE010FB | 10FT HS HDMI W/ENET CBLASSEMBL | EA |  | 1 Year | 19.1097 | 5% | 18.1542
43453 | Belden Wire | HDE010MB | 10MTR HS HDMIW/ENET CBLASSEMBL | EA |  | 1 Year | 86.5953 | 5% | 82.2655
43454 | Belden Wire | HDE015FB | 15FT HS HDMI W/ENET CBLASSEMBL | EA |  | 1 Year | 33.7316 | 5% | 32.045
43455 | Belden Wire | HDE015MB | 15MTR HS HDMIW/ENET CBLASSEMBL | EA |  | 1 Year | 111.34 | 5% | 105.773
43456 | Belden Wire | HDE020MB | 20MTR HS HDMIW/ENET CBLASSEMBL | EA |  | 1 Year | 134.96 | 5% | 128.212
43457 | Belden Wire | HDE025FB | 25FT HS HDMI W/ENET CBLASSEMBL | EA |  | 1 Year | 74.2229 | 5% | 70.5118
43458 | Belden Wire | HDE035FB | 35FT HS HDMIW/ENET CBLASSEMBL | EA |  | 1 Year | 89.9696 | 5% | 85.4711
43459 | Belden Wire | HDE050FB | 50FT HS HDMIW/ENET CBLASSEMBL | EA |  | 1 Year | 111.34 | 5% | 105.773
43460 | Belden Wire | HDM001MB | 1000+/-20MM MINI HDMICBLASSEMB | EA |  | 1 Year | 14.6106 | 5% | 13.8801
43461 | Belden Wire | HDM002MB | 2000+/-20MM MINI HDMICBLASSEMB | EA |  | 1 Year | 15.7354 | 5% | 14.9486
43462 | Belden Wire | HDM003MB | 3000+/-25MM MINI HDMICBLASSEMB | EA |  | 1 Year | 19.1097 | 5% | 18.1542
43463 | Belden Wire | HF8110 | HOME DEPOT TBCF81 10-PK | EA |  | 1 Year | 7 | 5% | 6.65
43464 | Belden Wire | HF814 | HOME DEPOT TBCF81 4-PK | EA |  | 1 Year | 4 | 5% | 3.8
43465 | Belden Wire | HFT59 | HOME DEPOT FT59 4-PK | EA |  | 1 Year | 5 | 5% | 4.75
43466 | Belden Wire | HFT6 | HOME DEPOT FT6 4-PACK | EA |  | 1 Year | 5 | 5% | 4.75
43467 | Belden Wire | HFTB6BC | HOME DEPOT 3408052/3408053 | EA |  | 1 Year | 3.25 | 5% | 3.0875
43468 | Belden Wire | H-HB10M | HDMI TO HDMI CABLE L:10M | EA |  | 1 Year | 53.7931 | 5% | 51.1034
43469 | Belden Wire | H-HB15M | HDMI TO HDMI CABLE L:15M | EA |  | 1 Year | 76.7241 | 5% | 72.8879
43470 | Belden Wire | HIP-2H | SPLITTER 2 WAY | EA |  | 1 Year | 1.7069 | 5% | 1.6216
43471 | Belden Wire | HIP-3H | SPLITTER 3 WAY | EA |  | 1 Year | 2.3103 | 5% | 2.1948
43472 | Belden Wire | HIP-4H | HIP-4 SPLITTER, 4 WAY,HORIZ | EA |  | 1 Year | 2.6034 | 5% | 2.4732
43473 | Belden Wire | HIPHDDWP-BK | HIP, HD DUAL WALL PLATE, | EA |  | 1 Year | 2.3966 | 5% | 2.2768
43474 | Belden Wire | HIPHDDWP-IV | HIP, HD DUAL WALL PLATE, | EA |  | 1 Year | 2.3966 | 5% | 2.2768
43475 | Belden Wire | HIPHDDWP-LA | HIP, HD DUAL WALL PLATE, | EA |  | 1 Year | 2.3966 | 5% | 2.2768
43476 | Belden Wire | HIPHDDWP-WH | HIP, HD DUAL WALL PLATE, | EA |  | 1 Year | 2.3966 | 5% | 2.2768
43477 | Belden Wire | HIPHDWP-BK | HIP, HD WALL PLATE, | EA |  | 1 Year | 1.8276 | 5% | 1.7362
43478 | Belden Wire | HIPHDWP-IV | HIP, HD WALL PLATE, | EA |  | 1 Year | 1.8276 | 5% | 1.7362
43479 | Belden Wire | HIPHDWP-LA | HIP, HD WALL PLATE, | EA |  | 1 Year | 1.8276 | 5% | 1.7362
43480 | Belden Wire | HIPHDWP-WH | HIP, HD WALL PLATE, | EA |  | 1 Year | 1.8276 | 5% | 1.7362
43481 | Belden Wire | HIPOB | HIP, O-RING, UNIVERSAL, BLUE | EA |  | 1 Year | 0.0386 | 5% | 0.03667
43482 | Belden Wire | HIPOG | HIP O-RING, UNIVERSAL, GREEN | EA |  | 1 Year | 0.0386 | 5% | 0.03667
43483 | Belden Wire | HIPOK | HIP, O-RING, UNIVERSAL, BLACK | EA |  | 1 Year | 0.0386 | 5% | 0.03667
43484 | Belden Wire | HIPOO | HIP, O-RING, UNIVERSAL, ORANGE | EA |  | 1 Year | 0.0386 | 5% | 0.03667
43485 | Belden Wire | HIPOP | HIP, O-RING, UNIVERSAL, PURPLE | EA |  | 1 Year | 0.0386 | 5% | 0.03667
43486 | Belden Wire | HIPOR | HIP O-RING UNIVERSAL, RED | EA |  | 1 Year | 0.0386 | 5% | 0.03667
43487 | Belden Wire | HIPOW | HIP, O-RING, UNIVERSAL, WHITE | EA |  | 1 Year | 0.0386 | 5% | 0.03667
43488 | Belden Wire | HIPOY | HIP, O-RING, UNIVERSAL, YELLOW | EA |  | 1 Year | 0.0386 | 5% | 0.03667
43489 | Belden Wire | HIP-S3V | SPLITTER 3 WAY SAT | EA |  | 1 Year | 5 | 5% | 4.75
43490 | Belden Wire | HIPUWM | HIP UNIV INSERT MODULE | EA |  | 1 Year | 0.0862 | 5% | 0.08189
43491 | Belden Wire | HIPWPDPIV81 | SPLITTER WALL PLATE, | EA |  | 1 Year | 1.7414 | 5% | 1.6543
43492 | Belden Wire | HIPWPDPWH81 | SPLITTER WALL PLATE, | EA |  | 1 Year | 1.7414 | 5% | 1.6543
43493 | Belden Wire | HJ-325998UL | PLUG MODULE, RJ45/CAT5, 8P8C, | EA |  | 1 Year | 0.3476 | 5% | 0.33022
43494 | Belden Wire | HJ-326198UL | MOD. PLUG, RJ45/CAT6, 8P8C, UL | EA |  | 1 Year | 0.5601 | 5% | 0.53209
43495 | Belden Wire | HJ-CP8810 | 2-PC CRIMP PLUG, F/RG-TFE-59,6 | EA |  | 1 Year | 1.1588 | 5% | 1.1009
43496 | Belden Wire | HJ-CP882 | BNC, 50 OHM, MALE CRIMP 2P | EA |  | 1 Year | 1.2553 | 5% | 1.1925
43497 | Belden Wire | HJ-CP885 | 2-PC CRIMP PLUG BNC-RG-6 | EA |  | 1 Year | 1.1588 | 5% | 1.1009
43498 | Belden Wire | HJ-CPAD103 | F FEMALE TO RCA MALE ADAPTER | EA |  | 1 Year | 1.0625 | 5% | 1.0094
43499 | Belden Wire | HJ-CPAD501 | BNC JACK TO RCA PLUG ADAPTER | EA |  | 1 Year | 0.9656 | 5% | 0.91732
43500 | Belden Wire | HJ-CPAD506 | CPAD506 BNC T/3FEMALE | EA |  | 1 Year | 1.4484 | 5% | 1.376
43501 | Belden Wire | HJ-CPAD515 | BNC MALE TO RCA FEMALE ADAPTER | EA |  | 1 Year | 1.1286 | 5% | 1.0722
43502 | Belden Wire | HJ-CPAD516 | BNC MALE TO F FEMALE | EA |  | 1 Year | 1.3519 | 5% | 1.2843
43503 | Belden Wire | HJ-CPAD555 | JACK TO JACK ADAPTER | EA |  | 1 Year | 0.9054 | 5% | 0.86013
43504 | Belden Wire | HJ-CPF56ALM | F CONNECTOR CRIMP PLUG F/RG-6 | EA |  | 1 Year | 0.3536 | 5% | 0.33592
43505 | Belden Wire | HJ-CPF59ALM | CPF59ALM RG59U F- CONNECTOR | EA |  | 1 Year | 0.3536 | 5% | 0.33592
43506 | Belden Wire | HJ-CPF81 | F IN-LINE SPLICE- F81 | EA |  | 1 Year | 0.2446 | 5% | 0.23237
43507 | Belden Wire | HJ-CPFIUG882 | TWIST-ON PLUG FEMALE RG59,62 | EA |  | 1 Year | 1.2553 | 5% | 1.1925
43508 | Belden Wire | HJ-CPFIUG885 | STRAIGHT TWIST ON PLUG F/RG-6 | EA |  | 1 Year | 1.0622 | 5% | 1.0091
43509 | Belden Wire | HJ-CPMC8810 | 3 PC CRIMP PLUG F/RG-TFE59-62 | EA |  | 1 Year | 1.4484 | 5% | 1.376
43510 | Belden Wire | HJ-CPMC8818 | BNC MALE CONNECTOR FOR RG8218 | EA |  | 1 Year | 1.3905 | 5% | 1.321
43511 | Belden Wire | HJ-CPMC882 | 3-PC CRIMP PLUG F/RG-59,62 | EA |  | 1 Year | 1.4484 | 5% | 1.376
43512 | Belden Wire | HM4524FPD01 | FLTR PERF DOOR ASM, 45U X24" W | EA |  | 1 Year | 466.33 | 5% | 443.0135
43513 | Belden Wire | HM4524RLSCN6 | EIA RAIL KIT,45UX24W, SQ HOLE | EA |  | 1 Year | 254.12 | 5% | 241.414
43514 | Belden Wire | HMFRM01 | ADJU FRONT TO REAR MANAGER | EA |  | 1 Year | 40.3 | 5% | 38.285
43515 | Belden Wire | HMFS42 | FINGER STRIP KIT,42U,ONE RAIL | EA |  | 1 Year | 109.09 | 5% | 103.6355
43516 | Belden Wire | HMFS45 | FINGER STRIP KIT,45U,ONE RAIL | EA |  | 1 Year | 81.64 | 5% | 77.558
43517 | Belden Wire | HMSK422402 | 42U X 24W AIR BAFFLE ASSY, XHM | EA |  | 1 Year | 84.06 | 5% | 79.857
43518 | Belden Wire | HMSK423002 | 42U X 30W AIR BAFFLE ASSY, XHM | EA |  | 1 Year | 86.33 | 5% | 82.0135
43519 | Belden Wire | HN-38-BK | HEX PLUG 3/8" NPT THREAD | EA |  | 1 Year | 1.3 | 5% | 1.235
43520 | Belden Wire | HPDC | SMPTE 304M PLUG DUST CAP CABLE | EA |  | 1 Year | 120 | 5% | 114
43521 | Belden Wire | HRSBK01 | BRUSH FRAME ASSY, 2.00"X19.50" | EA |  | 1 Year | 51.94 | 5% | 49.343
43522 | Belden Wire | HSBGD | BLOCK HOUSING SPLICE WITH GND | EA |  | 1 Year | 34 | 5% | 32.3
43523 | Belden Wire | HSDC | SMPTE 304M SOCKET DUST CAP CAB | EA |  | 1 Year | 102 | 5% | 96.9
43524 | Belden Wire | HSF5910 | SNS1P59 10-PK RETAIL | EA |  | 1 Year | 13.75 | 5% | 13.0625
43525 | Belden Wire | HSF594 | where 9 4-PK RETAIL | EA |  | 1 Year | 7 | 5% | 6.65
43526 | Belden Wire | HSF6U10 | SNS1P6U 10-PK RETAIL | EA |  | 1 Year | 6 | 5% | 5.7
43527 | Belden Wire | HSF6U4 | SNS1P6U 4-PK RETAIL | EA |  | 1 Year | 4.5 | 5% | 4.275
43528 | Belden Wire | HSF6U4 | SNS1P6U 4-PK RETAIL | EA |  | 1 Year | 15 | 5% | 14.25
43529 | Belden Wire | HSNSITB | SNSITB RETAIL | EA |  | 1 Year | 124 | 5% | 117.8
43530 | Belden Wire | HSR6RGBL | SNSRM6R/G/BL 6-PK RETAIL | EA |  | 1 Year | 31.63 | 5% | 30.0485
43531 | Belden Wire | HSR6RWY | SNSRM6R/W/Y 6-PK RETAIL | EA |  | 1 Year | 31.63 | 5% | 30.0485
43532 | Belden Wire | HSS6U2 | DISCO REPLACED BY 81SNS1P6UK | EA |  | 1 Year | 3.99 | 5% | 3.7905
43533 | Belden Wire | HT-716 | F Type Installation Tool 12" | EA |  | 1 Year | 33.9828 | 5% | 32.2837
43534 | Belden Wire | HT-BNC | BNC Installation Tool 12" | EA |  | 1 Year | 33.9828 | 5% | 32.2837
43535 | Belden Wire | HTCV2CLRFR | H-TAP COVER, CLEAR | EA |  | 1 Year | 8.87 | 5% | 8.4265
43536 | Belden Wire | HTP4504 | TP450 4-PK RETAIL | EA |  | 1 Year | 10 | 5% | 9.5
43537 | Belden Wire | HVGB0145 | GRD BAR,(45U) INSULATED | EA |  | 1 Year | 158.82 | 5% | 150.879
43538 | Belden Wire | HVM024201 | VERT FINGE MGR W/DOOR,42U BLK | EA |  | 1 Year | 174.52 | 5% | 165.794
43539 | Belden Wire | HVM024501 | VERT FINGR MGR W/DR 45RU BLACK | EA |  | 1 Year | 177.27 | 5% | 168.4065
43540 | Belden Wire | HVM024502 | VERT FINGR MGR W/DR 45RU WHT | EA |  | 1 Year | 177.27 | 5% | 168.4065
43541 | Belden Wire | HVM024802 | VERT FINGE MGR W/DOOR,48U WHT | EA |  | 1 Year | 203.82 | 5% | 193.629
43542 | Belden Wire | HVMP014201 | LACING /PDU MGR 42U X 3.5W BLK | EA |  | 1 Year | 51.55 | 5% | 48.9725
43543 | Belden Wire | HVMP014501 | LACING /PDU MGR 45U X 3.5W BLK | EA |  | 1 Year | 52.79 | 5% | 50.1505
43544 | Belden Wire | HVMP014501-S01 | LACING /PDU MGR 45U X 3.5W BLK | EA |  | 1 Year | 48.73 | 5% | 46.2935
43545 | Belden Wire | HVMP014502 | LACING /PDU MGR 45U X 3.5W WHT | EA |  | 1 Year | 59.76 | 5% | 56.772
43546 | Belden Wire | HVMP024201 | LACING/PDU MGR, 42U X 7W,BLK | EA |  | 1 Year | 57.61 | 5% | 54.7295
43547 | Belden Wire | HVMP024202 | LACING/PDU MGR, 42U X 7W,WHT | EA |  | 1 Year | 57.64 | 5% | 54.758
43548 | Belden Wire | HVMP024501 | LACING/PDU MGR, 45U X 7W,BLK | EA |  | 1 Year | 67.94 | 5% | 64.543
43549 | Belden Wire | HVMP024502 | LACING/PDU MGR, 45U X 7W,WHT | EA |  | 1 Year | 75.7 | 5% | 71.915
43550 | Belden Wire | I100666 0034000 | TRAY 6F OM1 OFNR IN/OUT CPE LT | FT |  | 1 Year | 1.9448 | 5% | 1.8476
43551 | Belden Wire | I100666 0036890 | TRAY 6F OM1 OFNR IN/OUT CPE LT | FT |  | 1 Year | 1.9442 | 5% | 1.847
43552 | Belden Wire | IBDN25P 0081000 | CAT5E 25PR U/UTP CMP REEL | FT |  | 1 Year | 7.3089 | 5% | 6.9435
43553 | Belden Wire | IBDN25P 008CUT | CAT5E 25PR U/UTP CMP CUT | FT |  | 1 Year | 7.3089 | 5% | 6.9435
43554 | Belden Wire | IBDN25R 0061000 | CAT5E 25PR U/UTP CMR REEL | FT |  | 1 Year | 2.2501 | 5% | 2.1376
43555 | Belden Wire | IBDN25R 006500 | CAT5E 25PR U/UTP CMR REEL | FT |  | 1 Year | 2.2501 | 5% | 2.1376
43556 | Belden Wire | IBDN25R 0081000 | CAT5E 25PR U/UTP CMR REEL | FT |  | 1 Year | 2.2501 | 5% | 2.1376
43557 | Belden Wire | IBDN25R 008CUT | CAT5E 25PR U/UTP CMR CUT | FT |  | 1 Year | 2.2501 | 5% | 2.1376
43558 | Belden Wire | IBDN4R 006U1000 | CAT5 4PR U/UTP CMR BOX | FT |  | 1 Year | 0.24 | 5% | 0.228
43559 | Belden Wire | IC050BR | 1/2" INSIDE CORNER BROWN | EA |  | 1 Year | 1.18 | 5% | 1.121
43560 | Belden Wire | IC050IV | 1/2" INSIDE CORNER IVORY | EA |  | 1 Year | 1.18 | 5% | 1.121
43561 | Belden Wire | IC050LG | 1/2" INSIDE CORNER LIGHT GRAY | EA |  | 1 Year | 1.18 | 5% | 1.121
43562 | Belden Wire | IC050RW | 1/2" INSIDE CORNER REDWOOD | EA |  | 1 Year | 1.18 | 5% | 1.121
43563 | Belden Wire | IC050WH | 1/2" INSIDE CORNER WHITE | EA |  | 1 Year | 1.18 | 5% | 1.121
43564 | Belden Wire | IC075BR | 3/4" INSIDE CORNER BROWN | EA |  | 1 Year | 1.42 | 5% | 1.349
43565 | Belden Wire | IC075IV | 3/4" INSIDE CORNER IVORY | EA |  | 1 Year | 1.42 | 5% | 1.349
43566 | Belden Wire | IC075LG | 3/4" INSIDE CORNER LIGHT GRAY | EA |  | 1 Year | 1.42 | 5% | 1.349
43567 | Belden Wire | IC075RW | 3/4" INSIDE CORNER REDWOOD | EA |  | 1 Year | 1.42 | 5% | 1.349
43568 | Belden Wire | IC075WH | 3/4" INSIDE CORNER WHITE | EA |  | 1 Year | 1.42 | 5% | 1.349
43569 | Belden Wire | IC100BR | 1" INSIDE CORNER BROWN | EA |  | 1 Year | 1.94 | 5% | 1.843
43570 | Belden Wire | IC100IV | 1" INSIDE CORNER IVORY | EA |  | 1 Year | 1.94 | 5% | 1.843
43571 | Belden Wire | IC100LG | 1" INSIDE CORNER LIGHT GRAY | EA |  | 1 Year | 1.94 | 5% | 1.843
43572 | Belden Wire | IC100RW | 1" INSIDE CORNER REDWOOD | EA |  | 1 Year | 1.94 | 5% | 1.843
43573 | Belden Wire | IC100WH | 1" INSIDE CORNER WHITE | EA |  | 1 Year | 1.94 | 5% | 1.843
43574 | Belden Wire | IC200BR | 2" INSIDE CORNER BROWN | EA |  | 1 Year | 3.86 | 5% | 3.667
43575 | Belden Wire | IC200IV | 2" INSIDE CORNER IVORY | EA |  | 1 Year | 3.86 | 5% | 3.667
43576 | Belden Wire | IC200LG | 2" INSIDE CORNER LIGHT GRAY | EA |  | 1 Year | 3.86 | 5% | 3.667
43577 | Belden Wire | IC200RW | 2" INSIDE CORNER REDWOOD | EA |  | 1 Year | 3.86 | 5% | 3.667
43578 | Belden Wire | IC200WH | 2" INSIDE CORNER WHITE | EA |  | 1 Year | 3.86 | 5% | 3.667
43579 | Belden Wire | ICHAFM/2 | FEMALE TO KS ADAPTER, 2GHZ | EA |  | 1 Year | 9.765 | 5% | 9.2767
43580 | Belden Wire | ICHBAFFKS/2 | ADAPTOR, "F" FEM TO "KS" FEM | EA |  | 1 Year | 4.6167 | 5% | 4.3859
43581 | Belden Wire | IFLEX 009U1000 | CAT5 4PR U/UTP CMP BOX | FT |  | 1 Year | 0.4205 | 5% | 0.39947
43582 | Belden Wire | ISPBT | ADAPTOR,INT.SPLICE BLOCK W/TP | EA |  | 1 Year | 23 | 5% | 21.85
43583 | Belden Wire | IT1000 | TOOL IT1000 | EA |  | 1 Year | 125 | 5% | 118.75
43584 | Belden Wire | IT10002 | SLIDER BLADE CASSETTE | EA |  | 1 Year | 15 | 5% | 14.25
43585 | Belden Wire | IT716 | 7/16 INSTALLATION TOOL | EA |  | 1 Year | 57.1429 | 5% | 54.2858
43586 | Belden Wire | IT916 | 9/16 INSTALLATION TOOL | EA |  | 1 Year | 57.1429 | 5% | 54.2858
43587 | Belden Wire | J11KSFF15 | JUMPER FEMALE TO FEMALE | EA |  | 1 Year | 105.339 | 5% | 100.072
43588 | Belden Wire | J11KSMF25 | JUMPER FLEX M/F | EA |  | 1 Year | 72 | 5% | 68.4
43589 | Belden Wire | J11KSMF40 | JUMPER FLEX M/F | EA |  | 1 Year | 85 | 5% | 80.75
43590 | Belden Wire | J11KSMM25 | JUMPER FLEX M/M | EA |  | 1 Year | 111 | 5% | 105.45
43591 | Belden Wire | J11KSMM30 | JUMPER FLEXIBLE M/M | EA |  | 1 Year | 125 | 5% | 118.75
43592 | Belden Wire | JAB12HDS | DIAMOND TYPE JAB GROUND ROD | EA |  | 1 Year | 2.62 | 5% | 2.489
43593 | Belden Wire | JAB34HDS | DIAMOND TYPE JAB GROUND ROD | EA |  | 1 Year | 3.26 | 5% | 3.097
43594 | Belden Wire | JAB58HDS | DIAMOND TYPE JAB GROUND CLAMP | EA |  | 1 Year | 2.45 | 5% | 2.3275
43595 | Belden Wire | JCAT6IBI072-BG | CAT6 JUMPER,IVORY,72" | EA |  | 1 Year | 1.433 | 5% | 1.3614
43596 | Belden Wire | JCAT6IBI1200-BG | CAT6 JUMPER,IVORY,1200" | EA |  | 1 Year | 16.533 | 5% | 15.7064
43597 | Belden Wire | JCAT6IBI120-BG | CAT6 JUMPER,IVORY,120" | EA |  | 1 Year | 2.05 | 5% | 1.9475
43598 | Belden Wire | JCAT6IBI300-BG | CAT6 JUMPER,IVORY,300" | EA |  | 1 Year | 4.567 | 5% | 4.3387
43599 | Belden Wire | JCAT6IBI600-BG | CAT6 JUMPER,IVORY,600" | EA |  | 1 Year | 8.6 | 5% | 8.17
43600 | Belden Wire | JCAT6WBK006 | CAT6 JUMPER,BLACK,6" | EA |  | 1 Year | 0.583 | 5% | 0.55385
43601 | Belden Wire | JCAT6WBK012 | CAT6 JUMPER,BLACK,12" | EA |  | 1 Year | 0.65 | 5% | 0.6175
43602 | Belden Wire | JDS | DIAMOND WATER PIPE CLAMP | EA |  | 1 Year | 3.33 | 5% | 3.1635
43603 | Belden Wire | JIKSFKSM30 | JUMPER,HARDLINE KSF TO KSM,30 | EA |  | 1 Year | 43.35 | 5% | 41.1825
43604 | Belden Wire | JIKSMKSM100 | JUMPER,HARDLINE KSM TO KSM,100 | EA |  | 1 Year | 65.233 | 5% | 61.9714
43605 | Belden Wire | JIKSMKSM30 | JUMPER,HARDLINE KSM TO KSM,30 | EA |  | 1 Year | 44.817 | 5% | 42.5761
43606 | Belden Wire | JIKSMKSM50 | JUMPER,HARDLINE KSM TO KSM,50 | EA |  | 1 Year | 50.65 | 5% | 48.1175
43607 | Belden Wire | JIKSMKSM75 | JUMPER,HARDLINE KSM TO KSM,75 | EA |  | 1 Year | 60.917 | 5% | 57.8712
43608 | Belden Wire | JPLUS6T120SE | JUMPER,RG6,77%,TRI,ST,120" | EA |  | 1 Year | 3.5 | 5% | 3.325
43609 | Belden Wire | JPLUS6T180SE | JUMPER,PLUS,6,TRI,180",SIMPLEX | EA |  | 1 Year | 4 | 5% | 3.8
43610 | Belden Wire | JPLUS6T300SE | JUMPER,PLUS,6,TRI,300",SIMPLEX | EA |  | 1 Year | 8.25 | 5% | 7.8375
43611 | Belden Wire | JPLUS6T36 | JUMPER,RG6,77%,TRI,ST,36" | EA |  | 1 Year | 1.817 | 5% | 1.7261
43612 | Belden Wire | JPLUS6T36SE | JUMPER,RG6,77%,TRI,ST,36" | EA |  | 1 Year | 2.1167 | 5% | 2.0109
43613 | Belden Wire | JPLUS6T48SE | JUMPER,RG6,77%,TRI,ST,48" | EA |  | 1 Year | 1.6333 | 5% | 1.5516
43614 | Belden Wire | JPLUS6T72 | JUMPER,RG6,77%,TRI,ST,72" | EA |  | 1 Year | 2.25 | 5% | 2.1375
43615 | Belden Wire | JPLUS6T72SE | JUMPER,RG6,77%,TRI,ST,72" | EA |  | 1 Year | 2.6815 | 5% | 2.5474
43616 | Belden Wire | JPLUS6T96SE | JUMPER,RG6,77%,TRI,ST,96" | EA |  | 1 Year | 3 | 5% | 2.85
43617 | Belden Wire | JSB-PRO6F | CONNECTOR, F MALE - BULK PACK | EA |  | 1 Year | 0.543 | 5% | 0.51585
43618 | Belden Wire | JSB-SNS1P59 | CONNECTOR, SERIES 59, 1-PIECE | EA |  | 1 Year | 0.84 | 5% | 0.798
43619 | Belden Wire | JSB-SNS1P6 | SNS CONNECTOR, SERIES 6, ONEPC | EA |  | 1 Year | 0.84 | 5% | 0.798
43620 | Belden Wire | JSB-SNS1P6QS | CONNECTOR, 1PC, SERIES 6QS | EA |  | 1 Year | 0.84 | 5% | 0.798
43621 | Belden Wire | JSB-SNS1P6U | SNS CONNECTOR, SERIES 6, ONEPC | EA |  | 1 Year | 0.84 | 5% | 0.798
43622 | Belden Wire | JSNSET6QS4M | JUMPER RG6 SIAMESE | EA |  | 1 Year | 12 | 5% | 11.4
43623 | Belden Wire | JST500 | JACKET STRIPPING TOOL | EA |  | 1 Year | 75 | 5% | 71.25
43624 | Belden Wire | JST625 | JACKET STRIPPING TOOL | EA |  | 1 Year | 100 | 5% | 95
43625 | Belden Wire | JST750 | JACKET STRIPPING TOOL | EA |  | 1 Year | 100 | 5% | 95
43626 | Belden Wire | K1DS | DIAMOND TYPE K1 JUMPER CLAMP | EA |  | 1 Year | 3.146 | 5% | 2.9887
43627 | Belden Wire | K2DS | DIAMOND TYPE K2 JUMPER CLAMP | EA |  | 1 Year | 3.09 | 5% | 2.9355
43628 | Belden Wire | K3DS | DIAMOND TYPE K3 JUMPER CLAMP | EA |  | 1 Year | 3.06 | 5% | 2.907
43629 | Belden Wire | KF61B625 | PRECISION CHASSIS ADAPTOR | EA |  | 1 Year | 4.38 | 5% | 4.161
43630 | Belden Wire | KNKRBB09 | RIGID BONDBAR,9" SPLICE LENGHT | EA |  | 1 Year | 15 | 5% | 14.25
43631 | Belden Wire | KNKRBB12 | RIGID BONDBAR,12"SPLICE LENGHT | EA |  | 1 Year | 17 | 5% | 16.15
43632 | Belden Wire | KNKRBB21 | RIGID BONDBAR,21"SPLICE LENGHT | EA |  | 1 Year | 19 | 5% | 18.05
43633 | Belden Wire | KNKRBB24 | RIGID BONDBAR,24"SPLICE LENGHT | EA |  | 1 Year | 22 | 5% | 20.9
43634 | Belden Wire | KNKRBB37 | RIGID BONDBAR,37"SPLICE LENGHT | EA |  | 1 Year | 37 | 5% | 35.15
43635 | Belden Wire | KSFFAS | N TO F ASSEMBLY,(75 OHMS) | EA |  | 1 Year | 22.51 | 5% | 21.3845
43636 | Belden Wire | KULDS | DIAMOND TYPE K UNIVERSAL | EA |  | 1 Year | 3.07 | 5% | 2.9165
43637 | Belden Wire | L34010 | ASBS 2 M12-5/CR4186 | EA |  | 1 Year | 26.15 | 5% | 24.8425
43638 | Belden Wire | LCLNB414589 | LUG#4,2H,LB,NS,1/4"x5/8"Ctr90D | EA |  | 1 Year | 7.48 | 5% | 7.106
43639 | Belden Wire | LCLNB614589 | LUG#6,2H,LB,NS,1/4"x5/8"Ctr90D | EA |  | 1 Year | 8.38 | 5% | 7.961
43640 | Belden Wire | LCLNB6149 | LUG,#6,1H,LB,NS,1/4",90Deg | EA |  | 1 Year | 9.44 | 5% | 8.968
43641 | Belden Wire | LCLND11458 | LUG,#1,2H,LB,NS,1/4"x5/8"Ctr | EA |  | 1 Year | 4.99 | 5% | 4.7405
43642 | Belden Wire | LCLND2/0381 | LUG,2/0,2H,LB,NS,3/8"x1"Ctr | EA |  | 1 Year | 5.28 | 5% | 5.016
43643 | Belden Wire | LCLND2141 | LUG,#2,2H,LB,NS,1/4"x1"Ctr | EA |  | 1 Year | 6.05 | 5% | 5.7475
43644 | Belden Wire | LCLND21434 | LUG,#2,2H,LB,NS,1/4"x3/4"Ctr | EA |  | 1 Year | 4.48 | 5% | 4.256
43645 | Belden Wire | LCLND21458 | LUG,#2,2H,LB,NS,1/4"x5/8"Ctr | EA |  | 1 Year | 4.34 | 5% | 4.123
43646 | Belden Wire | LCLND2381 | LUG,#2,2H,LB,NS,3/8"x1"Ctr | EA |  | 1 Year | 3.96 | 5% | 3.762
43647 | Belden Wire | LCLND251634 | LUG,#2,2H,LB,NS,5/16"x3/4"Ctr | EA |  | 1 Year | 4.08 | 5% | 3.876
43648 | Belden Wire | LCLND41434 | LUG,#4,2H,LB,NS,1/4"x3/4"Ctr | EA |  | 1 Year | 3.9 | 5% | 3.705
43649 | Belden Wire | LCLND41458 | LUG,#4,2H,LB,NS,1/4"x5/8"Ctr | EA |  | 1 Year | 2.94 | 5% | 2.793
43650 | Belden Wire | LCLND6141 | LUG,#6,2H,LB,NS,1/4"x1"Ctr | EA |  | 1 Year | 3.75 | 5% | 3.5625
43651 | Belden Wire | LCLND61434 | LUG,#6,2H,LB,NS,1/4"x3/4"Ctr | EA |  | 1 Year | 3.36 | 5% | 3.192
43652 | Belden Wire | LCLND61458 | LUG,#6,2H,LB,NS,1/4"x5/8"Ctr | EA |  | 1 Year | 2.61 | 5% | 2.4795
43653 | Belden Wire | LCLND6381 | LUG,#6,2H,LB,NS,3/8"x1"Ctr | EA |  | 1 Year | 4.65 | 5% | 4.4175
43654 | Belden Wire | LCLND81458 | LUG,#8,2H,LB,NS,1/4"x5/8"Ctr | EA |  | 1 Year | 5.87 | 5% | 5.5765
43655 | Belden Wire | LCLNS214 | LUG,#2,1H,LB,NS,1/4" | EA |  | 1 Year | 3.48 | 5% | 3.306
43656 | Belden Wire | LCLNS238 | LUG,#2,1H,LB,NS,3/8" | EA |  | 1 Year | 3.34 | 5% | 3.173
43657 | Belden Wire | LCLNS2516 | LUG,#2,1H,LB,NS,5/16" | EA |  | 1 Year | 3.22 | 5% | 3.059
43658 | Belden Wire | LCLNS410 | LUG,#4,1H,LB,NS,#10 | EA |  | 1 Year | 3.47 | 5% | 3.2965
43659 | Belden Wire | LCLNS414 | LUG,#4,1H,LB,NS,1/4" | EA |  | 1 Year | 2.74 | 5% | 2.603
43660 | Belden Wire | LCLNS610 | LUG,#6,1H,LB,NS,#10 | EA |  | 1 Year | 3.53 | 5% | 3.3535
43661 | Belden Wire | LCLNS614 | LUG,#6,1H,LB,NS,1/4" | EA |  | 1 Year | 1.7 | 5% | 1.615
43662 | Belden Wire | LCLNS638 | LUG,#6,1H,LB,NS,3/8" | EA |  | 1 Year | 3.01 | 5% | 2.8595
43663 | Belden Wire | LCLNS814 | LUG,#8,1H,LB,NS,1/4" | EA |  | 1 Year | 7.87 | 5% | 7.4765
43664 | Belden Wire | LCLWB614589 | LUG,#6,2H,LB,WS,1/4"x5/8"C,90D | EA |  | 1 Year | 7.87 | 5% | 7.4765
43665 | Belden Wire | LCLWD21458 | LUG,#2,2H,LB,WS,1/4"x5/8"Ctr | EA |  | 1 Year | 3.91 | 5% | 3.7145
43666 | Belden Wire | LCLWD250381 | LUG,250KCMIL,2H,LB,WS,3/8"x1"C | EA |  | 1 Year | 7.9 | 5% | 7.505
43667 | Belden Wire | LCLWD251634 | LUG,#2,2H,LB,WS,5/16"x3/4"Ctr | EA |  | 1 Year | 4.42 | 5% | 4.199
43668 | Belden Wire | LCLWD451678 | LUG,#4,2H,LB,WS,5/16"x7/8"Ctr | EA |  | 1 Year | 4.39 | 5% | 4.1705
43669 | Belden Wire | LCLWD6141 | LUG,#6,2H,LB,WS,1/4"x1"Ctr | EA |  | 1 Year | 3.59 | 5% | 3.4105
43670 | Belden Wire | LCLWD61458 | LUG,#6,2H,LB,WS,1/4"x5/8"Ctr | EA |  | 1 Year | 2.72 | 5% | 2.584
43671 | Belden Wire | LCLWD6381 | LUG,#8,2H,LB,WS,3/8"x1"Ctr | EA |  | 1 Year | 4.65 | 5% | 4.4175
43672 | Belden Wire | LCLWD81458 | LUG,#8,2H,LB,WS,1/4"x5/8"Ctr | EA |  | 1 Year | 5.27 | 5% | 5.0065
43673 | Belden Wire | LCLWD8381 | LUG,#8,2H,LB,WS,3/8"x1" | EA |  | 1 Year | 6.1 | 5% | 5.795
43674 | Belden Wire | LCLWS210 | LUG,#2,1H,LB,WS,#10 | EA |  | 1 Year | 5.26 | 5% | 4.997
43675 | Belden Wire | LCLWS214 | LUG,#2,1H,LB,WS,1/4" | EA |  | 1 Year | 4.67 | 5% | 4.4365
43676 | Belden Wire | LCLWS610 | LUG,#6,1H,LB,WS,#10 | EA |  | 1 Year | 2.45 | 5% | 2.3275
43677 | Belden Wire | LCLWS614 | LUG,#6,1H,LB,WS,1/4" | EA |  | 1 Year | 2.77 | 5% | 2.6315
43678 | Belden Wire | LCLWS810 | LUG,#8,1H,LB,WS,#10 | EA |  | 1 Year | 3.24 | 5% | 3.078
43679 | Belden Wire | LCSWB1149 | LUG,#1,1H,LB,WS,1/4",90Deg | EA |  | 1 Year | 14.76 | 5% | 14.022
43680 | Belden Wire | LCSWB2144 | LUG,#2,1H,SB,WS,1/4",45Deg | EA |  | 1 Year | 7.14 | 5% | 6.783
43681 | Belden Wire | LCSWB2149 | LUG,#2,1H,SB,WS,1/4",90Deg | EA |  | 1 Year | 8.95 | 5% | 8.5025
43682 | Belden Wire | LCSWB4109 | LUG,#4,1H,SB,WS,#10,90Deg | EA |  | 1 Year | 9.87 | 5% | 9.3765
43683 | Belden Wire | LCSWB4144 | LUG,#4,1H,SB,WS,1/4",45Deg | EA |  | 1 Year | 6.39 | 5% | 6.0705
43684 | Belden Wire | LCSWB4149 | LUG,#4,1H,SB,WS,1/4",90Deg | EA |  | 1 Year | 7.24 | 5% | 6.878
43685 | Belden Wire | LCSWB6109 | LUG,#6,1H,SB,WS,#10,90Deg | EA |  | 1 Year | 7.17 | 5% | 6.8115
43686 | Belden Wire | LCSWB6144 | LUG,#6,1H,SB,WS,1/4",45Deg | EA |  | 1 Year | 4.11 | 5% | 3.9045
43687 | Belden Wire | LCSWD1/01458 | LUG,1/0,2H,SB,WS,1/4"x5/8"Ctr | EA |  | 1 Year | 4.53 | 5% | 4.3035
43688 | Belden Wire | LCSWD1/0381 | LUG,1/0,2H,SB,WS,3/8"x1"Ctr | EA |  | 1 Year | 5.73 | 5% | 5.4435
43689 | Belden Wire | LCSWD11458 | LUG,#1,2H,SB,WS,1/4"x5/8"Ctr | EA |  | 1 Year | 4.53 | 5% | 4.3035
43690 | Belden Wire | LCSWD1381 | LUG,#1,2H,SB,WS,3/8"x1"Ctr | EA |  | 1 Year | 5.34 | 5% | 5.073
43691 | Belden Wire | LCSWD2/012134 | LUG,2/0,2H,SB,WS,1/2"x1-3/4"Ct | EA |  | 1 Year | 6.05 | 5% | 5.7475
43692 | Belden Wire | LCSWD2/0381 | LUG,2/0,2H,SB,WS,3/8"x1"Ctr | EA |  | 1 Year | 4.3 | 5% | 4.085
43693 | Belden Wire | LCSWD21058 | LUG,#2,2H,SB,WS,#10"x5/8"Ctr | EA |  | 1 Year | 6.62 | 5% | 6.289
43694 | Belden Wire | LCSWD2141 | LUG,#2,2H,SB,WS,1/4"x1"Ctr | EA |  | 1 Year | 6.89 | 5% | 6.5455
43695 | Belden Wire | LCSWD21434 | LUG,#2,2H,SB,WS,1/4"x3/4"Ctr | EA |  | 1 Year | 5.47 | 5% | 5.1965
43696 | Belden Wire | LCSWD21458 | LUG,#2,2H,SB,WS,1/4"x5/8"Ctr | EA |  | 1 Year | 2.66 | 5% | 2.527
43697 | Belden Wire | LCSWD2381 | LUG,#2,2H,SB,WS,3/8"x1"Ctr | EA |  | 1 Year | 4.5 | 5% | 4.275
43698 | Belden Wire | LCSWD41058 | LUG,#4,2H,SB,WS,#10"x5/8"Ctr | EA |  | 1 Year | 5.1 | 5% | 4.845
43699 | Belden Wire | LCSWD4141 | LUG,#4,2H,SB,WS,1/4"x1"Ctr | EA |  | 1 Year | 4.83 | 5% | 4.5885
43700 | Belden Wire | LCSWD41434 | LUG,#4,2H,SB,WS,1/4"x3/4"Ctr | EA |  | 1 Year | 4.05 | 5% | 3.8475
43701 | Belden Wire | LCSWD61058 | LUG,#6,2H,SB,WS,#10"x5/8"Ctr | EA |  | 1 Year | 2.66 | 5% | 2.527
43702 | Belden Wire | LCSWD6141 | LUG,#6,2H,SB,WS,1/4"x1"Ctr | EA |  | 1 Year | 2.67 | 5% | 2.5365
43703 | Belden Wire | LCSWD61434 | LUG,#6,2H,SB,WS,1/4"x3/4"Ctr | EA |  | 1 Year | 2.15 | 5% | 2.0425
43704 | Belden Wire | LCSWD6381 | LUG,#6,2H,SB,WS,3/8"x1"Ctr | EA |  | 1 Year | 4.59 | 5% | 4.3605
43705 | Belden Wire | LCSWD81058 | LUG,#8,2H,SB,WS,#10"x5/8"Ctr | EA |  | 1 Year | 2.58 | 5% | 2.451
43706 | Belden Wire | LCSWD8141 | LUG,#8,2H,SB,WS,1/4"x1"Ctr | EA |  | 1 Year | 4.55 | 5% | 4.3225
43707 | Belden Wire | LCSWD81434 | LUG,#8,2H,SB,WS,1/4"x3/4"Ctr | EA |  | 1 Year | 4.24 | 5% | 4.028
43708 | Belden Wire | LCSWD81458 | LUG,#8,2H,SB,WS,1/4"x5/8"Ctr | EA |  | 1 Year | 3.85 | 5% | 3.6575
43709 | Belden Wire | LCSWN700381 | LUG700,2H,SB,WS,3/8"x1"CtrNarT | EA |  | 1 Year | 28.13 | 5% | 26.7235
43710 | Belden Wire | LCSWS1/012 | LUG,1/0,1H,SB,WS,1/2" | EA |  | 1 Year | 3.79 | 5% | 3.6005
43711 | Belden Wire | LCSWS1/014 | LUG,1/0,1H,SB,WS,1/4" | EA |  | 1 Year | 3.35 | 5% | 3.1825
43712 | Belden Wire | LCSWS1/038 | LUG,1/0,1H,SB,WS,3/8" | EA |  | 1 Year | 2.69 | 5% | 2.5555
43713 | Belden Wire | LCSWS114 | LUG,#1,1H,SB,WS,1/4" | EA |  | 1 Year | 2.98 | 5% | 2.831
43714 | Belden Wire | LCSWS2/014 | LUG,2/0,1H,SB,WS,1/4" | EA |  | 1 Year | 3.67 | 5% | 3.4865
43715 | Belden Wire | LCSWS2/038 | LUG,2/0,1H,SB,WS,3/8" | EA |  | 1 Year | 2.8 | 5% | 2.66
43716 | Belden Wire | LCSWS2/0516 | LUG,2/0,1H,SB,WS,5/16" | EA |  | 1 Year | 3.63 | 5% | 3.4485
43717 | Belden Wire | LCSWS238 | LUG,#2,1H,SB,WS,3/8" | EA |  | 1 Year | 2.53 | 5% | 2.4035
43718 | Belden Wire | LCSWS2516 | LUG,#2,1H,SB,WS,5/16" | EA |  | 1 Year | 3.89 | 5% | 3.6955
43719 | Belden Wire | LCSWS3/012 | LUG,3/0,1H,SB,WS,1/2" | EA |  | 1 Year | 3.9 | 5% | 3.705
43720 | Belden Wire | LCSWS4/038 | LUG,4/0,1H,SB,WS,3/8" | EA |  | 1 Year | 3.71 | 5% | 3.5245
43721 | Belden Wire | LCSWS410 | LUG,#4,1H,SB,WS,#10 | EA |  | 1 Year | 1.39 | 5% | 1.3205
43722 | Belden Wire | LCSWS414 | LUG,#4,1H,SB,WS,1/4" | EA |  | 1 Year | 1.39 | 5% | 1.3205
43723 | Belden Wire | LCSWS438 | LUG,#4,1H,SB,WS,3/8" | EA |  | 1 Year | 6.93 | 5% | 6.5835
43724 | Belden Wire | LCSWS4516 | LUG,#4,1H,SB,WS,5/16" | EA |  | 1 Year | 1.35 | 5% | 1.2825
43725 | Belden Wire | LCSWS638 | LUG,#6,1H,SB,WS,3/8" | EA |  | 1 Year | 1.32 | 5% | 1.254
43726 | Belden Wire | LCSWS6516 | LUG,#6,1H,SB,WS,5/16" | EA |  | 1 Year | 1.11 | 5% | 1.0545
43727 | Belden Wire | LCSWS814 | LUG,#8,1H,SB,WS,1/4" | EA |  | 1 Year | 1.01 | 5% | 0.9595
43728 | Belden Wire | LCSWS838 | LUG,#8,1H,SB,WS,3/8" | EA |  | 1 Year | 1.14 | 5% | 1.083
43729 | Belden Wire | LCSWS8516 | LUG,#8,1H,SB,WS,5/16" | EA |  | 1 Year | 1.06 | 5% | 1.007
43730 | Belden Wire | LCT1 | SPLICE,CU,Comp.#1,SB,IN-LINE | EA |  | 1 Year | 3.25 | 5% | 3.0875
43731 | Belden Wire | LCT2 | SPLICE,CU,Comp.#2,SB,IN-LINE | EA |  | 1 Year | 2.92 | 5% | 2.774
43732 | Belden Wire | LCT4 | SPLICE,CU,Comp.#4,SB,IN-LINE | EA |  | 1 Year | 2.05 | 5% | 1.9475
43733 | Belden Wire | LCT6 | SPLICE,CU,Comp.#6,SB,IN-LINE | EA |  | 1 Year | 1.86 | 5% | 1.767
43734 | Belden Wire | LCT8 | SPLICE,CU,Comp.#8,SB,IN-LINE | EA |  | 1 Year | 1.67 | 5% | 1.5865
43735 | Belden Wire | LCTL2 | SPLICE,CU,Comp.#2,LB,IN-LINE | EA |  | 1 Year | 3.5 | 5% | 3.325
43736 | Belden Wire | LCTL4 | SPLICE,CU,Comp.#4,LB,IN-LINE | EA |  | 1 Year | 2.57 | 5% | 2.4415
43737 | Belden Wire | LCTL6 | SPLICE,CU,Comp.#6,LB,IN-LINE | EA |  | 1 Year | 2.35 | 5% | 2.2325
43738 | Belden Wire | LCTL8 | SPLICE,CU,Comp.#8,LB,IN-LINE | EA |  | 1 Year | 2.58 | 5% | 2.451
43739 | Belden Wire | LDT596-250 | Single Drop Trimmer, RG 59/6 | EA |  | 1 Year | 34.333 | 5% | 32.6163
43740 | Belden Wire | LDTMINI | Single Drop Trimmer, Mini Cbl | EA |  | 1 Year | 39 | 5% | 37.05
43741 | Belden Wire | LMTIP-G | Tip, LCCT-LM, GOLD | EA |  | 1 Year | 3.6887 | 5% | 3.5043
43742 | Belden Wire | LMTIP-HOLDER | TIP, LCCT-LM, HOLDER | EA |  | 1 Year | 3.9784 | 5% | 3.7795
43743 | Belden Wire | LMTIP-IEC | TIP, LCCT-LM, IEC | EA |  | 1 Year | 3.85 | 5% | 3.6575
43744 | Belden Wire | LMTIP-KIT | KIT LMTIPS | EA |  | 1 Year | 22.3832 | 5% | 21.264
43745 | Belden Wire | LMTIP-MC-BNC | TIP, BNC FEMALE, RED, 5 PACK | EA |  | 1 Year | 0.1931 | 5% | 0.18344
43746 | Belden Wire | LMTIP-MC-RCA | LMTIP-MC-RCA | EA |  | 1 Year | 0.1931 | 5% | 0.18344
43747 | Belden Wire | LMTIP-RA | TIP, LCCT-LM, RIGHT ANGLE | EA |  | 1 Year | 3.6887 | 5% | 3.5043
43748 | Belden Wire | LMTIP-S | Tip, LCCT-LM, SILVER | EA |  | 1 Year | 3.6887 | 5% | 3.5043
43749 | Belden Wire | LMTIP-WP | TIP, LCCT-LM, WALL PLATE | EA |  | 1 Year | 3.6887 | 5% | 3.5043
43750 | Belden Wire | LP40 | LACING PANEL 40U XME/XMER | EA |  | 1 Year | 45.13 | 5% | 42.8735
43751 | Belden Wire | LP44 | LACING PANEL 44U XME/XMER | EA |  | 1 Year | 46.6 | 5% | 44.27
43752 | Belden Wire | LTF | TOOL ASSEMBLY | EA |  | 1 Year | 6.85 | 5% | 6.5075
43753 | Belden Wire | M52995 | 4PR CAT3 UTP RSR GRY | FT |  | 1 Year | 0.2736 | 5% | 0.25992
43754 | Belden Wire | M52995B | 4PR CAT3 UTP RSR GRY BOX | FT |  | 1 Year | 0.2736 | 5% | 0.25992
43755 | Belden Wire | M52995-BULK | 4PR CAT3 UTP RSR GRY BULK | FT |  | 1 Year | 0.2736 | 5% | 0.25992
43756 | Belden Wire | M52995RB | 4PR CAT3 UTP RSR GRY R/BOX | FT |  | 1 Year | 0.2736 | 5% | 0.25992
43757 | Belden Wire | M55082 | 4PR CAT5 F/UTP PLN GRY | FT |  | 1 Year | 1.0036 | 5% | 0.95342
43758 | Belden Wire | M55211 | 100PR CAT3 UTP RSR GRY | FT |  | 1 Year | 5.1208 | 5% | 4.8648
43759 | Belden Wire | M55211-3 | 100PR CAT3 UTP RSR GRY 3000FT | FT |  | 1 Year | 5.1208 | 5% | 4.8648
43760 | Belden Wire | M55211-5 | 100PR CAT3 UTP RSR GRY 5000FT | FT |  | 1 Year | 5.1208 | 5% | 4.8648
43761 | Belden Wire | M55211-BULK | 100PR CAT3 UTP RSR GRY BK | FT |  | 1 Year | 5.1208 | 5% | 4.8648
43762 | Belden Wire | M55212 | 200PR CAT3 UTP RSR GRY | FT |  | 1 Year | 10.3586 | 5% | 9.8407
43763 | Belden Wire | M55216 | 50PR CAT3 UTP RSR GRY | FT |  | 1 Year | 2.5994 | 5% | 2.4694
43764 | Belden Wire | M55216-3 | 50PR CAT3 UTP RSR GRY 3000FT | FT |  | 1 Year | 2.5994 | 5% | 2.4694
43765 | Belden Wire | M55216-4 | 50PR CAT3 UTP RSR GRY 4000FT | FT |  | 1 Year | 2.5994 | 5% | 2.4694
43766 | Belden Wire | M55216-5 | 50PR CAT3 UTP RSR GRY 5KFT | FT |  | 1 Year | 2.5994 | 5% | 2.4694
43767 | Belden Wire | M55216-BULK | 50PR CAT3 UTP RSR GRY BULK | FT |  | 1 Year | 2.5994 | 5% | 2.4694
43768 | Belden Wire | M55700 | 25PR CAT3 UTP RSR GRY | FT |  | 1 Year | 1.2899 | 5% | 1.2254
43769 | Belden Wire | M55700-10 | 25PR CAT3 UTP RSR GRY 10K | FT |  | 1 Year | 1.2899 | 5% | 1.2254
43770 | Belden Wire | M55700-3 | 25PR CAT3 UTP RSR GRY 3000FT | FT |  | 1 Year | 1.2899 | 5% | 1.2254
43771 | Belden Wire | M55700-5 | 25PR CAT3 UTP RSR GRY 5000FT | FT |  | 1 Year | 1.2899 | 5% | 1.2254
43772 | Belden Wire | M55700-BULK | 25PR CAT3 UTP RSR GRY BK | FT |  | 1 Year | 1.2899 | 5% | 1.2254
43773 | Belden Wire | M55720 | 4PR CAT3 UTP RSR BLU | FT |  | 1 Year | 0.2736 | 5% | 0.25992
43774 | Belden Wire | M55720B | 4PR CAT3 UTP RSR BLU BOX | FT |  | 1 Year | 0.2736 | 5% | 0.25992
43775 | Belden Wire | M55720RB | 4PR CAT3 UTP RSR BLU R/BOX | FT |  | 1 Year | 0.2736 | 5% | 0.25992
43776 | Belden Wire | M55760B | 4PR CAT3 UTP PLN GRY BOX | FT |  | 1 Year | 0.303 | 5% | 0.28785
43777 | Belden Wire | M55760-BULK | 4PR CAT3 UTP PLN GRY BULK | FT |  | 1 Year | 0.303 | 5% | 0.28785
43778 | Belden Wire | M55760P | 4PR CAT3 UTP PLN GRY | FT |  | 1 Year | 0.303 | 5% | 0.28785
43779 | Belden Wire | M55760RB | 4PR CAT3 UTP PLN GRY R/BOX | FT |  | 1 Year | 0.303 | 5% | 0.28785
43780 | Belden Wire | M55986 | MMLAN 5E+ SH CMP-WHT-R | FT |  | 1 Year | 1.1634 | 5% | 1.1052
43781 | Belden Wire | M55987 | MMLAN 5E+ SH CMR-WHT-R | FT |  | 1 Year | 0.5181 | 5% | 0.49219
43782 | Belden Wire | M55988 | MLAN 5E+ CMP - WHT - R | FT |  | 1 Year | 0.4492 | 5% | 0.42674
43783 | Belden Wire | M55988-1.4 | MLAN 5E+ CMP - WHT - R | FT |  | 1 Year | 0.4492 | 5% | 0.42674
43784 | Belden Wire | M55988-2 | MLAN 5E+ CMP - WHT - R | FT |  | 1 Year | 0.4492 | 5% | 0.42674
43785 | Belden Wire | M55988-2.5 | MLAN 5E+ CMP - WHT - R | FT |  | 1 Year | 0.4492 | 5% | 0.42674
43786 | Belden Wire | M55988-3 | MLAN 5E+ CMP - WHT - R | FT |  | 1 Year | 0.4492 | 5% | 0.42674
43787 | Belden Wire | M55988B | MLAN 5E+ CMP - WHT - B | FT |  | 1 Year | 0.4492 | 5% | 0.42674
43788 | Belden Wire | M55988RB | MLAN 5E+ CMP - WHT - RB | FT |  | 1 Year | 0.4492 | 5% | 0.42674
43789 | Belden Wire | M55989 | MLAN 5E + CMR - WHT - R | FT |  | 1 Year | 0.2443 | 5% | 0.23208
43790 | Belden Wire | M55989-2.5 | MLAN 5E + CMR - WHT - R | FT |  | 1 Year | 0.2443 | 5% | 0.23208
43791 | Belden Wire | M55989B | MLAN 5E + CMR - WHT - B | FT |  | 1 Year | 0.2443 | 5% | 0.23208
43792 | Belden Wire | M55989RB | MLAN 5E + CMR - WHT - RB | FT |  | 1 Year | 0.2443 | 5% | 0.23208
43793 | Belden Wire | M56030 | 4PR CAT3 UTP PLN BLU | FT |  | 1 Year | 0.303 | 5% | 0.28785
43794 | Belden Wire | M56030B | 4PR CAT3 UTP PLN BLU BOX | FT |  | 1 Year | 0.303 | 5% | 0.28785
43795 | Belden Wire | M56030-BULK | 4PR CAT3 UTP PLN BLU BULK | FT |  | 1 Year | 0.303 | 5% | 0.28785
43796 | Belden Wire | M56030RB | 4PR CAT3 UTP PLN BLU R/BOX | FT |  | 1 Year | 0.303 | 5% | 0.28785
43797 | Belden Wire | M56061 | 4PR CAT3 UTP PLN WHT | FT |  | 1 Year | 0.303 | 5% | 0.28785
43798 | Belden Wire | M56061-2 | 4PR CAT3 UTP PLN WHT | FT |  | 1 Year | 0.303 | 5% | 0.28785
43799 | Belden Wire | M56061-2.5 | 4PR CAT3 UTP PLN WHT 2500FT | FT |  | 1 Year | 0.303 | 5% | 0.28785
43800 | Belden Wire | M56061-BULK | 4PR CAT3 UTP PLN WHT BULK | FT |  | 1 Year | 0.303 | 5% | 0.28785
43801 | Belden Wire | M56061P | 4PR CAT3 UTP PLN WHT | FT |  | 1 Year | 0.1727 | 5% | 0.16406
43802 | Belden Wire | M56061RB | 4PR CAT3 UTP PLN WHT R/BOX | FT |  | 1 Year | 0.303 | 5% | 0.28785
43803 | Belden Wire | M56072 | MLAN 5E+ CMP - RED - R | FT |  | 1 Year | 0.4492 | 5% | 0.42674
43804 | Belden Wire | M56072-2.5 | MLAN 5E+ CMP - RED - R | FT |  | 1 Year | 0.4492 | 5% | 0.42674
43805 | Belden Wire | M56072B | MLAN 5E+ CMP - RED - B | FT |  | 1 Year | 0.4492 | 5% | 0.42674
43806 | Belden Wire | M56072RB | MLAN 5E+ CMP - RED - RB | FT |  | 1 Year | 0.4492 | 5% | 0.42674
43807 | Belden Wire | M56092 | MLAN 5E+ CMP - PNK - R | FT |  | 1 Year | 0.4492 | 5% | 0.42674
43808 | Belden Wire | M56092B | MLAN 5E+ CMP - PNK - B | FT |  | 1 Year | 0.4492 | 5% | 0.42674
43809 | Belden Wire | M56092RB | MLAN 5E+ CMP - PNK - RB | FT |  | 1 Year | 0.4492 | 5% | 0.42674
43810 | Belden Wire | M56093 | MLAN 5E+ CMP - YEL - R | FT |  | 1 Year | 0.4492 | 5% | 0.42674
43811 | Belden Wire | M56093-2.5 | MLAN 5E+ CMP - YEL - R | FT |  | 1 Year | 0.4492 | 5% | 0.42674
43812 | Belden Wire | M56093-3 | MLAN 5E+ CMP - YEL - R | FT |  | 1 Year | 0.4492 | 5% | 0.42674
43813 | Belden Wire | M56093B | MLAN 5E+ CMP - YEL - B | FT |  | 1 Year | 0.4492 | 5% | 0.42674
43814 | Belden Wire | M56093RB | MLAN 5E+ CMP - YEL - RB | FT |  | 1 Year | 0.4492 | 5% | 0.42674
43815 | Belden Wire | M56094B | MLAN 5E + CMR - PNK - B | FT |  | 1 Year | 0.2443 | 5% | 0.23208
43816 | Belden Wire | M56094RB | 4PR MEG UTP RSR PNK R/BOX | FT |  | 1 Year | 0.2443 | 5% | 0.23208
43817 | Belden Wire | M56095 | MLAN 5E + CMR - YEL - R | FT |  | 1 Year | 0.2443 | 5% | 0.23208
43818 | Belden Wire | M56095B | MLAN 5E + CMR - YEL - B | FT |  | 1 Year | 0.2443 | 5% | 0.23208
43819 | Belden Wire | M56095RB | MLAN 5E + CMR - YEL - RB | FT |  | 1 Year | 0.2443 | 5% | 0.23208
43820 | Belden Wire | M56126-10 | 50PR CAT3 UTP PLN GRY 10000FT | FT |  | 1 Year | 3.3128 | 5% | 3.1472
43821 | Belden Wire | M56126-5 | 50PR CAT3 UTP PLN GRY 5000FT | FT |  | 1 Year | 3.3128 | 5% | 3.1472
43822 | Belden Wire | M56126-BULK | 50PR CAT3 UTP PLN GRY BK | FT |  | 1 Year | 3.3128 | 5% | 3.1472
43823 | Belden Wire | M56128 | 100PR CAT3 UTP PLN GRY | FT |  | 1 Year | 6.44 | 5% | 6.118
43824 | Belden Wire | M56128-4 | 100PR CAT3 UTP PLN GRY 4000FT | FT |  | 1 Year | 6.44 | 5% | 6.118
43825 | Belden Wire | M56128-BULK | 100PR CAT3 UTP PLN GRY BK | FT |  | 1 Year | 6.44 | 5% | 6.118
43826 | Belden Wire | M56129 | 200PR CAT3 UTP PLN GRY | FT |  | 1 Year | 13.007 | 5% | 12.3566
43827 | Belden Wire | M56129-2 | 200PR CAT3 UTP PLN GRY 2000FT | FT |  | 1 Year | 13.007 | 5% | 12.3566
43828 | Belden Wire | M56129-BULK | 200PR CAT3 UTP PLN GRY BULK | FT |  | 1 Year | 13.007 | 5% | 12.3566
43829 | Belden Wire | M56165B | MLAN 5E + CMR - GRN - B | FT |  | 1 Year | 0.2443 | 5% | 0.23208
43830 | Belden Wire | M56165RB | MLAN 5E + CMR - GRN - RB | FT |  | 1 Year | 0.2443 | 5% | 0.23208
43831 | Belden Wire | M56166 | MLAN 5E+ CMP - GRN - R | FT |  | 1 Year | 0.4492 | 5% | 0.42674
43832 | Belden Wire | M56166-3 | MLAN 5E+ CMP - GRN - R | FT |  | 1 Year | 0.4492 | 5% | 0.42674
43833 | Belden Wire | M56166B | MLAN 5E+ CMP - GRN - B | FT |  | 1 Year | 0.4492 | 5% | 0.42674
43834 | Belden Wire | M56166RB | MLAN 5E+ CMP - GRN - RB | FT |  | 1 Year | 0.4492 | 5% | 0.42674
43835 | Belden Wire | M56167 | MLAN 5E + CMR - BLU - R | FT |  | 1 Year | 0.2443 | 5% | 0.23208
43836 | Belden Wire | M56167-2.5 | MLAN 5E + CMR - BLU - R | FT |  | 1 Year | 0.2443 | 5% | 0.23208
43837 | Belden Wire | M56167B | MLAN 5E + CMR - BLU - B | FT |  | 1 Year | 0.2443 | 5% | 0.23208
43838 | Belden Wire | M56167RB | LAN 5E + CMR - BLU- RB | FT |  | 1 Year | 0.2443 | 5% | 0.23208
43839 | Belden Wire | M56168 | MLAN 5E+ CMP - BLU - R | FT |  | 1 Year | 0.4492 | 5% | 0.42674
43840 | Belden Wire | M56168-2 | MLAN 5E+ CMP - BLU - R | FT |  | 1 Year | 0.4492 | 5% | 0.42674
43841 | Belden Wire | M56168-2.5 | MLAN 5E+ CMP - BLU - R | FT |  | 1 Year | 0.4492 | 5% | 0.42674
43842 | Belden Wire | M56168-3 | MLAN 5E+ CMP - BLU - R | FT |  | 1 Year | 0.4492 | 5% | 0.42674
43843 | Belden Wire | M56168B | MLAN 5E+ CMP - BLU - B | FT |  | 1 Year | 0.4492 | 5% | 0.42674
43844 | Belden Wire | M56168RB | MLAN 5E+ CMP - BLU - RB | FT |  | 1 Year | 0.4492 | 5% | 0.42674
43845 | Belden Wire | M56303 | 4PR CAT3 UTP RSR WHT | FT |  | 1 Year | 0.2736 | 5% | 0.25992
43846 | Belden Wire | M56303B | 4PR CAT3 UTP RSR WHT BOX | FT |  | 1 Year | 0.2736 | 5% | 0.25992
43847 | Belden Wire | M56303-BULK | 4PR CAT3 UTP RSR WHT BULK | FT |  | 1 Year | 0.2736 | 5% | 0.25992
43848 | Belden Wire | M56303RB | 4PR CAT3 UTP RSR WHT R/BOX | FT |  | 1 Year | 0.2736 | 5% | 0.25992
43849 | Belden Wire | M56414 | 4PR CAT3 UTP PLN YEL | FT |  | 1 Year | 0.303 | 5% | 0.28785
43850 | Belden Wire | M56414B | 4PR CAT3 UTP PLN YEL BOX | FT |  | 1 Year | 0.303 | 5% | 0.28785
43851 | Belden Wire | M56414-BULK | 4PR CAT3 UTP PLN YEL BULK | FT |  | 1 Year | 0.303 | 5% | 0.28785
43852 | Belden Wire | M56414RB | 4PR CAT3 UTP PLN YEL R/BOX | FT |  | 1 Year | 0.303 | 5% | 0.28785
43853 | Belden Wire | M56670 | MLAN 5E + CMR - RED - R | FT |  | 1 Year | 0.2443 | 5% | 0.23208
43854 | Belden Wire | M56670B | MLAN 5E + CMR - RED - B | FT |  | 1 Year | 0.2443 | 5% | 0.23208
43855 | Belden Wire | M56670RB | MLAN 5E + CMR - RED - RB | FT |  | 1 Year | 0.2443 | 5% | 0.23208
43856 | Belden Wire | M56691 | 4PR CAT3 UTP PLN BLK | FT |  | 1 Year | 0.1727 | 5% | 0.16406
43857 | Belden Wire | M56691B | 4PR CAT3 UTP PLN BLK BOX | FT |  | 1 Year | 0.303 | 5% | 0.28785
43858 | Belden Wire | M56726 | 4PR MEGALINK UTP NP WHT-R | FT |  | 1 Year | 0.3536 | 5% | 0.33592
43859 | Belden Wire | M56746 | MLAN 5E + CMR - GRY - R | FT |  | 1 Year | 0.2443 | 5% | 0.23208
43860 | Belden Wire | M56746-2 | MLAN 5E + CMR - GRY - R | FT |  | 1 Year | 0.2443 | 5% | 0.23208
43861 | Belden Wire | M56746B | MLAN 5E + CMR - GRY - B | FT |  | 1 Year | 0.2443 | 5% | 0.23208
43862 | Belden Wire | M56746RB | MLAN 5E + CMR - GRY - RB | FT |  | 1 Year | 0.2443 | 5% | 0.23208
43863 | Belden Wire | M56747 | 4PR CAT3 UTP PLN DKGRN | FT |  | 1 Year | 0.303 | 5% | 0.28785
43864 | Belden Wire | M56747B | 4PR CAT3 UTP PLN DKGN BOX | FT |  | 1 Year | 0.303 | 5% | 0.28785
43865 | Belden Wire | M56747-BULK | 4PR CAT3 UTP PLN DKGRN BULK | FT |  | 1 Year | 0.303 | 5% | 0.28785
43866 | Belden Wire | M56747RB | 4PR CAT3 UTP PLN DKGRN R/BOX | FT |  | 1 Year | 0.303 | 5% | 0.28785
43867 | Belden Wire | M56753 | 25PR CAT5 UTP RSR GRY | FT |  | 1 Year | 1.9744 | 5% | 1.8757
43868 | Belden Wire | M56753-5 | 25PR CAT5 UTP RSR GRY | FT |  | 1 Year | 1.9744 | 5% | 1.8757
43869 | Belden Wire | M56753-BULK | 25PR CAT5 UTP RSR GRY BULK | FT |  | 1 Year | 1.9744 | 5% | 1.8757
43870 | Belden Wire | M56773 | 25PR CAT5 UTP PLN GRY | FT |  | 1 Year | 5.0372 | 5% | 4.7853
43871 | Belden Wire | M56773-BULK | 25PR CAT5 UTP PLN GRY BULK | FT |  | 1 Year | 5.0372 | 5% | 4.7853
43872 | Belden Wire | M56782 | 4PR CAT3 UTP PLN GRN | FT |  | 1 Year | 0.303 | 5% | 0.28785
43873 | Belden Wire | M56782B | 4PR CAT3 UTP PLN GRN BOX | FT |  | 1 Year | 0.303 | 5% | 0.28785
43874 | Belden Wire | M56782-BULK | 4PR CAT3 UTP PLN GRN BULK | FT |  | 1 Year | 0.303 | 5% | 0.28785
43875 | Belden Wire | M56782RB | 4PR CAT3 UTP PLN GRN R/BOX | FT |  | 1 Year | 0.303 | 5% | 0.28785
43876 | Belden Wire | M56801 | 25PR CAT3 UTP PLN GRY | FT |  | 1 Year | 1.6711 | 5% | 1.5875
43877 | Belden Wire | M56801-10 | 25PR CAT3 UTP PLN GRY 10K' SMI | FT |  | 1 Year | 1.6711 | 5% | 1.5875
43878 | Belden Wire | M56801-3 | 25PR CAT3 UTP PLN GRY 3000FT | FT |  | 1 Year | 1.6711 | 5% | 1.5875
43879 | Belden Wire | M56801-5 | 25PR CAT3 UTP PLN GRY 5000FT | FT |  | 1 Year | 1.6711 | 5% | 1.5875
43880 | Belden Wire | M56801-BULK | 25PR CAT3 UTP PLN GRY BK | FT |  | 1 Year | 1.6711 | 5% | 1.5875
43881 | Belden Wire | M56832 | 25PR CAT5 F/UTP RSR GRY SMI80 | FT |  | 1 Year | 3.3846 | 5% | 3.2154
43882 | Belden Wire | M56832-3 | 25PR CAT5 F/UTP RSR GRY 3000FT | FT |  | 1 Year | 3.3846 | 5% | 3.2154
43883 | Belden Wire | M56832-5 | 25PR CAT5 F/UTP RSR GRY 5000FT | FT |  | 1 Year | 3.3846 | 5% | 3.2154
43884 | Belden Wire | M56832-BULK | 25PR CAT5 F/UTP RSR BULK SMI80 | FT |  | 1 Year | 3.3846 | 5% | 3.2154
43885 | Belden Wire | M56876 | MLAN 5E+ CMP - ORG - R | FT |  | 1 Year | 0.4492 | 5% | 0.42674
43886 | Belden Wire | M56876B | MLAN 5E+ CMP - ORG - B | FT |  | 1 Year | 0.4492 | 5% | 0.42674
43887 | Belden Wire | M56876RB | MLAN 5E+ CMP - ORG - RB | FT |  | 1 Year | 0.4492 | 5% | 0.42674
43888 | Belden Wire | M56877 | MLAN 5E+ CMP - BLK - R | FT |  | 1 Year | 0.4492 | 5% | 0.42674
43889 | Belden Wire | M56877B | MLAN 5E+ CMP - BLK - B | FT |  | 1 Year | 0.4492 | 5% | 0.42674
43890 | Belden Wire | M56877RB | MLAN 5E+ CMP - BLK - RB | FT |  | 1 Year | 0.4492 | 5% | 0.42674
43891 | Belden Wire | M56878 | MLAN 5E+ CMP - VIO - R | FT |  | 1 Year | 0.4492 | 5% | 0.42674
43892 | Belden Wire | M56878B | MLAN 5E+ CMP - VIO - B | FT |  | 1 Year | 0.4492 | 5% | 0.42674
43893 | Belden Wire | M56878RB | MLAN 5E+ CMP - VIO - RB | FT |  | 1 Year | 0.4492 | 5% | 0.42674
43894 | Belden Wire | M56882 | MLAN 5E+ CMP - GRY - R | FT |  | 1 Year | 0.4492 | 5% | 0.42674
43895 | Belden Wire | M56882-3 | MLAN 5E+ CMP - GRY - R | FT |  | 1 Year | 0.4492 | 5% | 0.42674
43896 | Belden Wire | M56882B | MLAN 5E+ CMP - GRY - B | FT |  | 1 Year | 0.4492 | 5% | 0.42674
43897 | Belden Wire | M56882RB | MLAN 5E+ CMP - GRY - RB | FT |  | 1 Year | 0.4492 | 5% | 0.42674
43898 | Belden Wire | M56889 | MADVN 6e+ CMR WHT-R | FT |  | 1 Year | 0.341 | 5% | 0.32395
43899 | Belden Wire | M56889B | MADVN 6e+ CMR WHT-B | FT |  | 1 Year | 0.341 | 5% | 0.32395
43900 | Belden Wire | M56889RB | MADVN 6e+ CMR WHT-RB | FT |  | 1 Year | 0.341 | 5% | 0.32395
43901 | Belden Wire | M56905 | MADVN 6e+ CMP WHT-R | FT |  | 1 Year | 0.6765 | 5% | 0.64267
43902 | Belden Wire | M56905-2 | MADVN 6e+ CMP WHT-R | FT |  | 1 Year | 0.6765 | 5% | 0.64267
43903 | Belden Wire | M56905-2.5 | MADVN 6e+ CMP WHT-R | FT |  | 1 Year | 0.6765 | 5% | 0.64267
43904 | Belden Wire | M56905B | MADVN 6e+ CMP WHT-B | FT |  | 1 Year | 0.6765 | 5% | 0.64267
43905 | Belden Wire | M56905P | USE M56905 | FT |  | 1 Year | 0.6765 | 5% | 0.64267
43906 | Belden Wire | M56905RB | MADVN 6e+ CMP WHT-RB | FT |  | 1 Year | 0.6765 | 5% | 0.64267
43907 | Belden Wire | M56954 | MLAN 5E + CMR - ORG - R | FT |  | 1 Year | 0.2443 | 5% | 0.23208
43908 | Belden Wire | M56954B | MLAN 5E + CMR - ORG - B | FT |  | 1 Year | 0.2443 | 5% | 0.23208
43909 | Belden Wire | M56954RB | MLAN 5E + CMR - ORG - RB | FT |  | 1 Year | 0.2443 | 5% | 0.23208
43910 | Belden Wire | M56985 | 4PR MEGALINK UTP NP YEL-R | FT |  | 1 Year | 0.3536 | 5% | 0.33592
43911 | Belden Wire | M57040 | 50PR CAT5 UTP RSR GRY | FT |  | 1 Year | 4.8658 | 5% | 4.6225
43912 | Belden Wire | M57040-3 | 50PR CAT5 UTP RSR GRY 3000FT | FT |  | 1 Year | 4.8658 | 5% | 4.6225
43913 | Belden Wire | M57040-BULK | 50PR CAT5 UTP RSR GRY | FT |  | 1 Year | 4.8658 | 5% | 4.6225
43914 | Belden Wire | M57048 | MLAN 5E + CMR - VIO - R | FT |  | 1 Year | 0.2443 | 5% | 0.23208
43915 | Belden Wire | M57048B | MLAN 5E + CMR - VIO - B | FT |  | 1 Year | 0.2443 | 5% | 0.23208
43916 | Belden Wire | M57048RB | MLAN 5E + CMR - VIO - RB | FT |  | 1 Year | 0.2443 | 5% | 0.23208
43917 | Belden Wire | M57071 | 4PR MEGALINK UTP NP LGRY-R | FT |  | 1 Year | 0.3536 | 5% | 0.33592
43918 | Belden Wire | M57073 | 4PR MEGALINK UTP NP RED-R | FT |  | 1 Year | 0.3536 | 5% | 0.33592
43919 | Belden Wire | M57074 | 4PR MEGALINK UTP NP ORG-R | FT |  | 1 Year | 0.3536 | 5% | 0.33592
43920 | Belden Wire | M57075 | 4PR MEGALINK UTP NP GRN-R | FT |  | 1 Year | 0.3536 | 5% | 0.33592
43921 | Belden Wire | M57076 | 4PR MEGALINK UTP NP BLU-R | FT |  | 1 Year | 0.3536 | 5% | 0.33592
43922 | Belden Wire | M57077 | 4PR MEGALINK UTP NP VIO-R | FT |  | 1 Year | 0.3536 | 5% | 0.33592
43923 | Belden Wire | M57098 | 300PR CAT3 UTP RSR GRY | FT |  | 1 Year | 15.4422 | 5% | 14.6701
43924 | Belden Wire | M57129 | MLAN 5E + CMR - BLK - R | FT |  | 1 Year | 0.2443 | 5% | 0.23208
43925 | Belden Wire | M57129-2.5 | MLAN 5E + CMR - BLK - R | FT |  | 1 Year | 0.2443 | 5% | 0.23208
43926 | Belden Wire | M57129B | MLAN 5E + CMR - BLK - B | FT |  | 1 Year | 0.2443 | 5% | 0.23208
43927 | Belden Wire | M57129RB | MLAN 5E + CMR - BLK - RB | FT |  | 1 Year | 0.2443 | 5% | 0.23208
43928 | Belden Wire | M57193 | MADVN 6e+ CMP BLU-R | FT |  | 1 Year | 0.6765 | 5% | 0.64267
43929 | Belden Wire | M57193-2 | MADVN 6e+ CMP BLU-R | FT |  | 1 Year | 0.6765 | 5% | 0.64267
43930 | Belden Wire | M57193-2.5 | MADVN 6e+ CMP BLU-R | FT |  | 1 Year | 0.6765 | 5% | 0.64267
43931 | Belden Wire | M57193-3 | MADVN 6e+ CMP BLU-R | FT |  | 1 Year | 0.6765 | 5% | 0.64267
43932 | Belden Wire | M57193B | MADVN 6e+ CMP BLU-B | FT |  | 1 Year | 0.6765 | 5% | 0.64267
43933 | Belden Wire | M57193P | USE M57193 | FT |  | 1 Year | 0.6765 | 5% | 0.64267
43934 | Belden Wire | M57193RB | MADVN 6e+ CMP BLU-RB | FT |  | 1 Year | 0.6765 | 5% | 0.64267
43935 | Belden Wire | M57194 | MADVN 6e+ CMP PNK-R | FT |  | 1 Year | 0.6765 | 5% | 0.64267
43936 | Belden Wire | M57194B | MADVN 6e+ CMP PNK-B | FT |  | 1 Year | 0.6765 | 5% | 0.64267
43937 | Belden Wire | M57194RB | MADVN 6e+ CMP PNK-RB | FT |  | 1 Year | 0.6765 | 5% | 0.64267
43938 | Belden Wire | M57195 | MADVN 6e+ CMP YEL-R | FT |  | 1 Year | 0.6765 | 5% | 0.64267
43939 | Belden Wire | M57195-2 | MADVN 6e+ CMP YEL-R | FT |  | 1 Year | 0.6765 | 5% | 0.64267
43940 | Belden Wire | M57195-3 | MADVN 6e+ CMP YEL-R | FT |  | 1 Year | 0.6765 | 5% | 0.64267
43941 | Belden Wire | M57195B | MADVN 6e+ CMP YEL-B | FT |  | 1 Year | 0.6765 | 5% | 0.64267
43942 | Belden Wire | M57195RB | MADVN 6e+ CMP YEL-RB | FT |  | 1 Year | 0.6765 | 5% | 0.64267
43943 | Belden Wire | M57196 | MADVN 6e+ CMP GRY-R | FT |  | 1 Year | 0.6765 | 5% | 0.64267
43944 | Belden Wire | M57196-2 | MADVN 6e+ CMP GRY-R | FT |  | 1 Year | 0.6765 | 5% | 0.64267
43945 | Belden Wire | M57196-2.5 | MADVN 6e+ CMP GRY-R | FT |  | 1 Year | 0.6765 | 5% | 0.64267
43946 | Belden Wire | M57196B | MADVN 6e+ CMP GRY-B | FT |  | 1 Year | 0.6765 | 5% | 0.64267
43947 | Belden Wire | M57196RB | MADVN 6e+ CMP GRY-RB | FT |  | 1 Year | 0.6765 | 5% | 0.64267
43948 | Belden Wire | M57197 | MADVN 6e+ CMP GRN-R | FT |  | 1 Year | 0.6765 | 5% | 0.64267
43949 | Belden Wire | M57197-2 | MADVN 6e+ CMP GRN-R | FT |  | 1 Year | 0.6765 | 5% | 0.64267
43950 | Belden Wire | M57197-2.5 | MADVN 6e+ CMP GRN-R | FT |  | 1 Year | 0.6765 | 5% | 0.64267
43951 | Belden Wire | M57197B | MADVN 6e+ CMP GRN-B | FT |  | 1 Year | 0.6765 | 5% | 0.64267
43952 | Belden Wire | M57197RB | MADVN 6e+ CMP GRN-RB | FT |  | 1 Year | 0.6765 | 5% | 0.64267
43953 | Belden Wire | M57198 | MADVN 6e+ CMP RED-R | FT |  | 1 Year | 0.6765 | 5% | 0.64267
43954 | Belden Wire | M57198B | MADVN 6e+ CMP RED-B | FT |  | 1 Year | 0.6765 | 5% | 0.64267
43955 | Belden Wire | M57199 | MADVN 6e+ CMP ORG-R | FT |  | 1 Year | 0.6765 | 5% | 0.64267
43956 | Belden Wire | M57199B | MADVN 6e+ CMP ORG-B | FT |  | 1 Year | 0.6765 | 5% | 0.64267
43957 | Belden Wire | M57199RB | MADVN 6e+ CMP ORG-RB | FT |  | 1 Year | 0.6765 | 5% | 0.64267
43958 | Belden Wire | M57200 | MADVN 6e+ CMP BLK-R | FT |  | 1 Year | 0.6765 | 5% | 0.64267
43959 | Belden Wire | M57200-2 | MADVN 6e+ CMP BLK-R | FT |  | 1 Year | 0.6765 | 5% | 0.64267
43960 | Belden Wire | M57200-3 | MADVN 6e+ CMP BLK-R | FT |  | 1 Year | 0.6765 | 5% | 0.64267
43961 | Belden Wire | M57200B | MADVN 6e+ CMP BLK-B | FT |  | 1 Year | 0.6765 | 5% | 0.64267
43962 | Belden Wire | M57200RB | MADVN 6e+ CMP BLK-RB | FT |  | 1 Year | 0.6765 | 5% | 0.64267
43963 | Belden Wire | M57201 | MADVN 6e+ CMP VIO-R | FT |  | 1 Year | 0.6765 | 5% | 0.64267
43964 | Belden Wire | M57201B | MADVN 6e+ CMP VIO-B | FT |  | 1 Year | 0.6765 | 5% | 0.64267
43965 | Belden Wire | M57201RB | MADVN 6e+ CMP VIO-RB | FT |  | 1 Year | 0.6765 | 5% | 0.64267
43966 | Belden Wire | M57202 | MADVN 6e+ CMR BLU-R | FT |  | 1 Year | 0.341 | 5% | 0.32395
43967 | Belden Wire | M57202-2 | MADVN 6e+ CMR BLU-R | FT |  | 1 Year | 0.341 | 5% | 0.32395
43968 | Belden Wire | M57202-5 | MADVN 6e+ CMR BLU-R | FT |  | 1 Year | 0.341 | 5% | 0.32395
43969 | Belden Wire | M57202B | MADVN 6e+ CMR BLU-B | FT |  | 1 Year | 0.341 | 5% | 0.32395
43970 | Belden Wire | M57202RB | MADVN 6e+ CMR BLU-RB | FT |  | 1 Year | 0.341 | 5% | 0.32395
43971 | Belden Wire | M57203 | MADVN 6e+ CMR PNK-R | FT |  | 1 Year | 0.341 | 5% | 0.32395
43972 | Belden Wire | M57203B | MADVN 6e+ CMR PNK-B | FT |  | 1 Year | 0.341 | 5% | 0.32395
43973 | Belden Wire | M57203RB | MADVN 6e+ CMR PNK-RB | FT |  | 1 Year | 0.341 | 5% | 0.32395
43974 | Belden Wire | M57204 | MADVN 6e+ CMR YEL-R | FT |  | 1 Year | 0.341 | 5% | 0.32395
43975 | Belden Wire | M57204B | MADVN 6e+ CMR YEL-B | FT |  | 1 Year | 0.341 | 5% | 0.32395
43976 | Belden Wire | M57205 | MADVN 6e+ CMR GRY-R | FT |  | 1 Year | 0.341 | 5% | 0.32395
43977 | Belden Wire | M57205B | MADVN 6e+ CMR GRY-B | FT |  | 1 Year | 0.341 | 5% | 0.32395
43978 | Belden Wire | M57205RB | MADVN 6e+ CMR GRY-RB | FT |  | 1 Year | 0.341 | 5% | 0.32395
43979 | Belden Wire | M57206 | MADVN 6e+ CMR GRN-R | FT |  | 1 Year | 0.341 | 5% | 0.32395
43980 | Belden Wire | M57206B | MADVN 6e+ CMR GRN-B | FT |  | 1 Year | 0.341 | 5% | 0.32395
43981 | Belden Wire | M57206RB | MADVN 6e+ CMR GRN-RB | FT |  | 1 Year | 0.341 | 5% | 0.32395
43982 | Belden Wire | M57207 | MADVN 6e+ CMR RED-R | FT |  | 1 Year | 0.341 | 5% | 0.32395
43983 | Belden Wire | M57207B | MADVN 6e+ CMR RED-B | FT |  | 1 Year | 0.341 | 5% | 0.32395
43984 | Belden Wire | M57207RB | MADVN 6e+ CMR RED-RB | FT |  | 1 Year | 0.341 | 5% | 0.32395
43985 | Belden Wire | M57208 | MADVN 6e+ CMR ORG-R | FT |  | 1 Year | 0.341 | 5% | 0.32395
43986 | Belden Wire | M57208B | MADVN 6e+ CMR ORG-B | FT |  | 1 Year | 0.341 | 5% | 0.32395
43987 | Belden Wire | M57208RB | MADVN 6e+ CMR ORG-RB | FT |  | 1 Year | 0.341 | 5% | 0.32395
43988 | Belden Wire | M57209 | MADVN 6e+ CMR BLK-R | FT |  | 1 Year | 0.341 | 5% | 0.32395
43989 | Belden Wire | M57209-2.5 | MADVN 6e+ CMR BLK-R | FT |  | 1 Year | 0.341 | 5% | 0.32395
43990 | Belden Wire | M57209-5 | MADVN 6e+ CMR BLK-R | FT |  | 1 Year | 0.341 | 5% | 0.32395
43991 | Belden Wire | M57209-5.5 | MADVN 6e+ CMR BLK-R | FT |  | 1 Year | 0.341 | 5% | 0.32395
43992 | Belden Wire | M57209B | MADVN 6e+ CMR BLK-B | FT |  | 1 Year | 0.341 | 5% | 0.32395
43993 | Belden Wire | M57209RB | MADVN 6e+ CMR BLK-RB | FT |  | 1 Year | 0.341 | 5% | 0.32395
43994 | Belden Wire | M57210 | MADVN 6e+ CMR VIO-R | FT |  | 1 Year | 0.341 | 5% | 0.32395
43995 | Belden Wire | M57210B | MADVN 6e+ CMR VIO-B | FT |  | 1 Year | 0.341 | 5% | 0.32395
43996 | Belden Wire | M57210RB | MADVN 6e+ CMR VIO-RB | FT |  | 1 Year | 0.341 | 5% | 0.32395
43997 | Belden Wire | M57211-BULK | 300PR CAT3 UTP PLN GRY BULK | FT |  | 1 Year | 19.5409 | 5% | 18.5639
43998 | Belden Wire | M57216 | 4PR MEGALINK UTP NP BLK-R | FT |  | 1 Year | 0.3536 | 5% | 0.33592
43999 | Belden Wire | M57322 | MMLAN 5E+ SH CMP-PNK-R | FT |  | 1 Year | 1.1634 | 5% | 1.1052
44000 | Belden Wire | M57360 | MMLAN 5E+ SH CMP-BLU-R | FT |  | 1 Year | 1.1634 | 5% | 1.1052
44001 | Belden Wire | M57361 | MMLAN 5E+ SH CMP-YEL-R | FT |  | 1 Year | 1.1634 | 5% | 1.1052
44002 | Belden Wire | M57362 | MMLAN 5E+ SH CMP-GRY-R | FT |  | 1 Year | 1.1634 | 5% | 1.1052
44003 | Belden Wire | M57363 | MMLAN 5E+ SH CMP-GRN-R | FT |  | 1 Year | 1.1634 | 5% | 1.1052
44004 | Belden Wire | M57364 | MMLAN 5E+ SH CMP-RED-R | FT |  | 1 Year | 1.1634 | 5% | 1.1052
44005 | Belden Wire | M57365 | MMLAN 5E+ SH CMP-ORG-R | FT |  | 1 Year | 1.1634 | 5% | 1.1052
44006 | Belden Wire | M57366 | MMLAN 5E+ SH CMP-BLK-R | FT |  | 1 Year | 1.1634 | 5% | 1.1052
44007 | Belden Wire | M57367 | MMLAN 5E+ SH CMP-VIO-R | FT |  | 1 Year | 1.1634 | 5% | 1.1052
44008 | Belden Wire | M57370 | MMLAN 5E+ SH CMR-BLU-R | FT |  | 1 Year | 0.5181 | 5% | 0.49219
44009 | Belden Wire | M57371 | MMLAN 5E+ SH CMR-PNK-R | FT |  | 1 Year | 0.5181 | 5% | 0.49219
44010 | Belden Wire | M57372 | MMLAN 5E+ SH CMR-YEL-R | FT |  | 1 Year | 0.5181 | 5% | 0.49219
44011 | Belden Wire | M57373 | MMLAN 5E+ SH CMR-GRY-R | FT |  | 1 Year | 0.5181 | 5% | 0.49219
44012 | Belden Wire | M57374 | MMLAN 5E+ SH CMR-GRN-R | FT |  | 1 Year | 0.5181 | 5% | 0.49219
44013 | Belden Wire | M57375 | MMLAN 5E+ SH CMR-RED-R | FT |  | 1 Year | 0.5181 | 5% | 0.49219
44014 | Belden Wire | M57376 | MMLAN 5E+ SH CMR-ORG-R | FT |  | 1 Year | 0.5181 | 5% | 0.49219
44015 | Belden Wire | M57377 | MMLAN 5E+ SH CMR-BLK-R | FT |  | 1 Year | 0.5181 | 5% | 0.49219
44016 | Belden Wire | M57378 | MMLAN 5E+ SH CMR-VIO-R | FT |  | 1 Year | 0.5181 | 5% | 0.49219
44017 | Belden Wire | M57413 | GIGALAN CMP WHT-R | FT |  | 1 Year | 0.9234 | 5% | 0.87723
44018 | Belden Wire | M57413RB | MGIGALAN CMP WHT-RB | FT |  | 1 Year | 0.9234 | 5% | 0.87723
44019 | Belden Wire | M57414 | MGIGALAN CMP BLU-R | FT |  | 1 Year | 0.9234 | 5% | 0.87723
44020 | Belden Wire | M57414RB | MGIGALAN CMP BLU-RB | FT |  | 1 Year | 0.9234 | 5% | 0.87723
44021 | Belden Wire | M57415 | MGIGALAN CMP YEL-R | FT |  | 1 Year | 0.9234 | 5% | 0.87723
44022 | Belden Wire | M57415RB | MGIGALAN CMP YEL-RB | FT |  | 1 Year | 0.9234 | 5% | 0.87723
44023 | Belden Wire | M57416 | MGIGALAN CMP GRN-R | FT |  | 1 Year | 0.9234 | 5% | 0.87723
44024 | Belden Wire | M57416-2 | MGIGALAN CMP GRN-R | FT |  | 1 Year | 0.9234 | 5% | 0.87723
44025 | Belden Wire | M57416RB | MGIGALAN CMP GRN-RB | FT |  | 1 Year | 0.9234 | 5% | 0.87723
44026 | Belden Wire | M57417 | MGIGALAN CMP GRY-R | FT |  | 1 Year | 0.9234 | 5% | 0.87723
44027 | Belden Wire | M57417RB | MGIGALAN CMP GRY-RB | FT |  | 1 Year | 0.9234 | 5% | 0.87723
44028 | Belden Wire | M57418 | MGIGALAN CMR WHT-R | FT |  | 1 Year | 0.4497 | 5% | 0.42721
44029 | Belden Wire | M57418RB | MGIGALAN CMR WHT-RB | FT |  | 1 Year | 0.4497 | 5% | 0.42721
44030 | Belden Wire | M57419 | MGIGALAN CMR BLU-R | FT |  | 1 Year | 0.4497 | 5% | 0.42721
44031 | Belden Wire | M57419RB | MGIGALAN CMR BLU-RB | FT |  | 1 Year | 0.4497 | 5% | 0.42721
44032 | Belden Wire | M57420RB | MGIGALAN CMR YEL-RB | FT |  | 1 Year | 0.4497 | 5% | 0.42721
44033 | Belden Wire | M57421RB | MGIGALAN CMR GRN-RB | FT |  | 1 Year | 0.4497 | 5% | 0.42721
44034 | Belden Wire | M57422 | MGIGALAN CMR GRY-R | FT |  | 1 Year | 0.4497 | 5% | 0.42721
44035 | Belden Wire | M57422RB | MGIGALAN CMR GRY-RB | FT |  | 1 Year | 0.4497 | 5% | 0.42721
44036 | Belden Wire | M57507 | 4PR ADVLINK UTP NP WHT-R | FT |  | 1 Year | 0.4135 | 5% | 0.39282
44037 | Belden Wire | M57508 | 4PR ADVLINK UTP NP BLU-R | FT |  | 1 Year | 0.4135 | 5% | 0.39282
44038 | Belden Wire | M57509 | 4PR ADVLINK UTP NP LGRY-R | FT |  | 1 Year | 0.4135 | 5% | 0.39282
44039 | Belden Wire | M57511 | 4PR ADVLINK UTP NP YEL-R | FT |  | 1 Year | 0.4135 | 5% | 0.39282
44040 | Belden Wire | M57512 | 4PR ADVLINK UTP NP GRN-R | FT |  | 1 Year | 0.4135 | 5% | 0.39282
44041 | Belden Wire | M57517 | 4PR ADVLINK UTP NP VIO-R | FT |  | 1 Year | 0.4135 | 5% | 0.39282
44042 | Belden Wire | M57518 | 4PR ADVLINK UTP NP ORG-R | FT |  | 1 Year | 0.4135 | 5% | 0.39282
44043 | Belden Wire | M57519 | 4PR ADVLINK UTP NP RED-R | FT |  | 1 Year | 0.4135 | 5% | 0.39282
44044 | Belden Wire | M57520 | 4PR ADVLINK UTP NP BLK-R | FT |  | 1 Year | 0.4135 | 5% | 0.39282
44045 | Belden Wire | M57545 | M5ELAN CMP - GRY - R | FT |  | 1 Year | 0.3835 | 5% | 0.36433
44046 | Belden Wire | M57545B | M5ELAN CMP - GRY - B | FT |  | 1 Year | 0.3835 | 5% | 0.36433
44047 | Belden Wire | M57545RB | M5ELAN CMP - GRY - RB | FT |  | 1 Year | 0.3835 | 5% | 0.36433
44048 | Belden Wire | M57546 | M5ELAN CMP - BLU - R | FT |  | 1 Year | 0.3835 | 5% | 0.36433
44049 | Belden Wire | M57546-2 | M5ELAN CMP - BLU - R | FT |  | 1 Year | 0.3835 | 5% | 0.36433
44050 | Belden Wire | M57546-2.5 | M5ELAN CMP - BLU - R | FT |  | 1 Year | 0.3835 | 5% | 0.36433
44051 | Belden Wire | M57546-3 | M5ELAN CMP - BLU - R | FT |  | 1 Year | 0.3835 | 5% | 0.36433
44052 | Belden Wire | M57546-5 | M5ELAN CMP - BLU - R | FT |  | 1 Year | 0.3835 | 5% | 0.36433
44053 | Belden Wire | M57546B | M5ELAN CMP - BLU - B | FT |  | 1 Year | 0.3835 | 5% | 0.36433
44054 | Belden Wire | M57546RB | M5ELAN CMP - BLU - RB | FT |  | 1 Year | 0.3835 | 5% | 0.36433
44055 | Belden Wire | M57547 | M5ELAN CMP - WHT - R | FT |  | 1 Year | 0.3835 | 5% | 0.36433
44056 | Belden Wire | M57547-2.5 | M5ELAN CMP - WHT - R | FT |  | 1 Year | 0.3835 | 5% | 0.36433
44057 | Belden Wire | M57547-5 | M5ELAN CMP - WHT - R | FT |  | 1 Year | 0.3835 | 5% | 0.36433
44058 | Belden Wire | M57547B | M5ELAN CMP - WHT - B | FT |  | 1 Year | 0.3835 | 5% | 0.36433
44059 | Belden Wire | M57547RB | M5ELAN CMP - WHT - RB | FT |  | 1 Year | 0.3835 | 5% | 0.36433
44060 | Belden Wire | M57548 | M5ELAN CMP - PNK - R | FT |  | 1 Year | 0.3835 | 5% | 0.36433
44061 | Belden Wire | M57548B | M5ELAN CMP - PNK - B | FT |  | 1 Year | 0.3835 | 5% | 0.36433
44062 | Belden Wire | M57548RB | M5ELAN CMP - PNK - RB | FT |  | 1 Year | 0.3835 | 5% | 0.36433
44063 | Belden Wire | M57550 | M5ELAN CMP - YEL - R | FT |  | 1 Year | 0.3835 | 5% | 0.36433
44064 | Belden Wire | M57550B | M5ELAN CMP - YEL - B | FT |  | 1 Year | 0.3835 | 5% | 0.36433
44065 | Belden Wire | M57550RB | M5ELAN CMP - YEL - RB | FT |  | 1 Year | 0.3835 | 5% | 0.36433
44066 | Belden Wire | M57551 | M5ELAN CMP - GRN - R | FT |  | 1 Year | 0.3835 | 5% | 0.36433
44067 | Belden Wire | M57551-2 | M5ELAN CMP - GRN - R | FT |  | 1 Year | 0.3835 | 5% | 0.36433
44068 | Belden Wire | M57551-5 | M5ELAN CMP - GRN - R | FT |  | 1 Year | 0.3835 | 5% | 0.36433
44069 | Belden Wire | M57551B | M5ELAN CMP - GRN - B | FT |  | 1 Year | 0.3835 | 5% | 0.36433
44070 | Belden Wire | M57551RB | M5ELAN CMP - GRN - RB | FT |  | 1 Year | 0.3835 | 5% | 0.36433
44071 | Belden Wire | M57552 | M5ELAN CMR - GRY - R | FT |  | 1 Year | 0.204 | 5% | 0.1938
44072 | Belden Wire | M57552-3.281 | M5ELAN CMR - GRY - R | FT |  | 1 Year | 0.3835 | 5% | 0.36433
44073 | Belden Wire | M57552B | M5ELAN CMR - GRY - B | FT |  | 1 Year | 0.204 | 5% | 0.1938
44074 | Belden Wire | M57552RB | M5ELAN CMR - GRY - RB | FT |  | 1 Year | 0.204 | 5% | 0.1938
44075 | Belden Wire | M57553 | M5ELAN CMR - BLU - R | FT |  | 1 Year | 0.204 | 5% | 0.1938
44076 | Belden Wire | M57553-2 | M5ELAN CMR - BLU - R | FT |  | 1 Year | 0.204 | 5% | 0.1938
44077 | Belden Wire | M57553-2.5 | M5ELAN CMR - BLU - R | FT |  | 1 Year | 0.204 | 5% | 0.1938
44078 | Belden Wire | M57553-3.281 | M5ELAN CMR - BLU - R | FT |  | 1 Year | 0.204 | 5% | 0.1938
44079 | Belden Wire | M57553B | M5ELAN CMR - BLU - B | FT |  | 1 Year | 0.204 | 5% | 0.1938
44080 | Belden Wire | M57553RB | M5ELAN CMR - BLU - RB | FT |  | 1 Year | 0.204 | 5% | 0.1938
44081 | Belden Wire | M57554 | M5ELAN CMR - WHT - R | FT |  | 1 Year | 0.204 | 5% | 0.1938
44082 | Belden Wire | M57554-2.5 | M5ELAN CMR - WHT - R | FT |  | 1 Year | 0.204 | 5% | 0.1938
44083 | Belden Wire | M57554-3.281 | M5ELAN CMR - WHT - R | FT |  | 1 Year | 0.204 | 5% | 0.1938
44084 | Belden Wire | M57554B | M5ELAN CMR - WHT - B | FT |  | 1 Year | 0.204 | 5% | 0.1938
44085 | Belden Wire | M57554RB | M5ELAN CMR - WHT - RB | FT |  | 1 Year | 0.204 | 5% | 0.1938
44086 | Belden Wire | M57555 | M5ELAN CMR - PNK - R | FT |  | 1 Year | 0.204 | 5% | 0.1938
44087 | Belden Wire | M57555B | M5ELAN CMR - PNK - B | FT |  | 1 Year | 0.204 | 5% | 0.1938
44088 | Belden Wire | M57555RB | M5ELAN CMR - PNK - RB | FT |  | 1 Year | 0.204 | 5% | 0.1938
44089 | Belden Wire | M57556 | M5ELAN CMR - YEL - R | FT |  | 1 Year | 0.204 | 5% | 0.1938
44090 | Belden Wire | M57556B | M5ELAN CMR - YEL - B | FT |  | 1 Year | 0.204 | 5% | 0.1938
44091 | Belden Wire | M57556RB | M5ELAN CMR - YEL - RB | FT |  | 1 Year | 0.204 | 5% | 0.1938
44092 | Belden Wire | M57557 | M5ELAN CMR - GRN - R | FT |  | 1 Year | 0.204 | 5% | 0.1938
44093 | Belden Wire | M57557B | M5ELAN CMR - GRN - B | FT |  | 1 Year | 0.204 | 5% | 0.1938
44094 | Belden Wire | M57557RB | M5ELAN CMR - GRN - RB | FT |  | 1 Year | 0.204 | 5% | 0.1938
44095 | Belden Wire | M57561-1.5 | 4P LAN-TRAK OSP CAT5E BLK-R | FT |  | 1 Year | 0.3949 | 5% | 0.37515
44096 | Belden Wire | M57561-2 | 4P LAN-TRAK OSP CAT5E BLK-R | FT |  | 1 Year | 0.3949 | 5% | 0.37515
44097 | Belden Wire | M57561-3 | 4P LAN-TRAK OSP CAT5E BLK-R | FT |  | 1 Year | 0.3949 | 5% | 0.37515
44098 | Belden Wire | M57561-3.281 | 4P LAN-TRAK OSP CAT5E BLK-R | FT |  | 1 Year | 0.3949 | 5% | 0.37515
44099 | Belden Wire | M57561-5 | 4P LAN-TRAK OSP CAT5E BLK-R | FT |  | 1 Year | 0.3949 | 5% | 0.37515
44100 | Belden Wire | M57562 | 4P LAN-TRAK OSP C5E SHLD BLK-R | FT |  | 1 Year | 0.7686 | 5% | 0.73017
44101 | Belden Wire | M57562-1.5 | 4P LAN-TRAK OSP C5E SHLD BLK-R | FT |  | 1 Year | 0.7878 | 5% | 0.74841
44102 | Belden Wire | M57562-11 | 4P LAN-TRAK OSP C5E SHLD BLK-R | FT |  | 1 Year | 0.7878 | 5% | 0.74841
44103 | Belden Wire | M57562-2 | 4P LAN-TRAK OSP C5E SHLD BLK-R | FT |  | 1 Year | 0.7878 | 5% | 0.74841
44104 | Belden Wire | M57562-2.5 | 4P LAN-TRAK OSP C5E SHLD BLK-R | FT |  | 1 Year | 0.7878 | 5% | 0.74841
44105 | Belden Wire | M57562-3 | 4P LAN-TRAK OSP C5E SHLD BLK-R | FT |  | 1 Year | 0.7878 | 5% | 0.74841
44106 | Belden Wire | M57562-3.5 | 4P LAN-TRAK OSP C5E SHLD BLK-R | FT |  | 1 Year | 0.7878 | 5% | 0.74841
44107 | Belden Wire | M57562-5 | 4P LAN-TRAK OSP C5E SHLD BLK-R | FT |  | 1 Year | 0.7878 | 5% | 0.74841
44108 | Belden Wire | M57562-5.5 | 4P LAN-TRAK OSP C5E SHLD BLK-R | FT |  | 1 Year | 0.7878 | 5% | 0.74841
44109 | Belden Wire | M57562-BULK | 4P LAN-TRAK C5E SHLD BLK BULK | FT |  | 1 Year | 0.7878 | 5% | 0.74841
44110 | Belden Wire | M57569 | 4PR MEGALINK UTP NP DGRY-R | FT |  | 1 Year | 0.3536 | 5% | 0.33592
44111 | Belden Wire | M57570 | 4PR MEGALINK UTP NP PNK-R | FT |  | 1 Year | 0.3536 | 5% | 0.33592
44112 | Belden Wire | M57620 | MGIGALAN CMP RED-R | FT |  | 1 Year | 0.9234 | 5% | 0.87723
44113 | Belden Wire | M57620RB | MGIGALAN CMP RED-RB | FT |  | 1 Year | 0.9234 | 5% | 0.87723
44114 | Belden Wire | M57621 | MGIGALAN CMR RED-R | FT |  | 1 Year | 0.4497 | 5% | 0.42721
44115 | Belden Wire | M57621RB | MGIGALAN CMR RED-RB | FT |  | 1 Year | 0.4497 | 5% | 0.42721
44116 | Belden Wire | M57622 | 4P LAN-TRAK OSP CAT6 BLK-R | FT |  | 1 Year | 0.5582 | 5% | 0.53029
44117 | Belden Wire | M57622-1.64 | 4P LAN-TRAK OSP CAT6 BLK-R | FT |  | 1 Year | 0.5582 | 5% | 0.53029
44118 | Belden Wire | M57622-10 | 4P LAN-TRAK OSP CAT6 BLK-R | FT |  | 1 Year | 0.5582 | 5% | 0.53029
44119 | Belden Wire | M57622-2 | 4P LAN-TRAK OSP CAT6 BLK-R | FT |  | 1 Year | 0.5582 | 5% | 0.53029
44120 | Belden Wire | M57622-3 | 4P LAN-TRAK OSP CAT6 BLK-R | FT |  | 1 Year | 0.5582 | 5% | 0.53029
44121 | Belden Wire | M57622-3.281 | 4P LAN-TRAK OSP CAT6 BLK-R | FT |  | 1 Year | 0.5582 | 5% | 0.53029
44122 | Belden Wire | M57622-5 | 4P LAN-TRAK OSP CAT6 BLK-R | FT |  | 1 Year | 0.5582 | 5% | 0.53029
44123 | Belden Wire | M57723 | M5ELAN CMP - BRN - R | FT |  | 1 Year | 0.3835 | 5% | 0.36433
44124 | Belden Wire | M57750 | MGIGALAN CMP PNK-R | FT |  | 1 Year | 0.9234 | 5% | 0.87723
44125 | Belden Wire | M57761 | M5ELAN CMP - VIO - R | FT |  | 1 Year | 0.3835 | 5% | 0.36433
44126 | Belden Wire | M57761B | M5ELAN CMP - VIO - B | FT |  | 1 Year | 0.3835 | 5% | 0.36433
44127 | Belden Wire | M57761RB | M5ELAN CMP - VIO - RB | FT |  | 1 Year | 0.3835 | 5% | 0.36433
44128 | Belden Wire | M57860 | MGIGALAN CMP VIO-R | FT |  | 1 Year | 0.9234 | 5% | 0.87723
44129 | Belden Wire | M57860RB | MGIGALAN CMP VIO-RB | FT |  | 1 Year | 0.9234 | 5% | 0.87723
44130 | Belden Wire | M57861 | MGIGALAN CMP ORG-R | FT |  | 1 Year | 0.9234 | 5% | 0.87723
44131 | Belden Wire | M57861RB | MGIGALAN CMP ORG-RB | FT |  | 1 Year | 0.9234 | 5% | 0.87723
44132 | Belden Wire | M57866 | MGIGALAN CMP BLK-R | FT |  | 1 Year | 0.9234 | 5% | 0.87723
44133 | Belden Wire | M57867 | MGIGALAN CMR PNK-R | FT |  | 1 Year | 0.4497 | 5% | 0.42721
44134 | Belden Wire | M57869 | MGIGALAN CMR BLK-R | FT |  | 1 Year | 0.4497 | 5% | 0.42721
44135 | Belden Wire | M57870RB | MGIGALAN CMR VIO-RB | FT |  | 1 Year | 0.4497 | 5% | 0.42721
44136 | Belden Wire | M57887 | M5ELAN CMP - RED - R | FT |  | 1 Year | 0.3835 | 5% | 0.36433
44137 | Belden Wire | M57887B | M5ELAN CMP - RED - B | FT |  | 1 Year | 0.3835 | 5% | 0.36433
44138 | Belden Wire | M57887RB | M5ELAN CMP - RED - RB | FT |  | 1 Year | 0.3835 | 5% | 0.36433
44139 | Belden Wire | M57924 | M5ELAN CMP - ORG - R | FT |  | 1 Year | 0.3835 | 5% | 0.36433
44140 | Belden Wire | M57924B | M5ELAN CMP - ORG - B | FT |  | 1 Year | 0.3835 | 5% | 0.36433
44141 | Belden Wire | M57924RB | M5ELAN CMP - ORG - RB | FT |  | 1 Year | 0.3835 | 5% | 0.36433
44142 | Belden Wire | M57936 | M5ELAN CMP - BLK - R | FT |  | 1 Year | 0.3835 | 5% | 0.36433
44143 | Belden Wire | M57936-5 | M5ELAN CMP - BLK - R | FT |  | 1 Year | 0.3835 | 5% | 0.36433
44144 | Belden Wire | M57936B | M5ELAN CMP - BLK - B | FT |  | 1 Year | 0.3835 | 5% | 0.36433
44145 | Belden Wire | M57936RB | M5ELAN CMP - BLK - RB | FT |  | 1 Year | 0.3835 | 5% | 0.36433
44146 | Belden Wire | M58007 | M5ELAN CMR - VIO - R | FT |  | 1 Year | 0.204 | 5% | 0.1938
44147 | Belden Wire | M58007B | M5ELAN CMR - VIO - B | FT |  | 1 Year | 0.204 | 5% | 0.1938
44148 | Belden Wire | M58007RB | M5ELAN CMR - VIO - RB | FT |  | 1 Year | 0.204 | 5% | 0.1938
44149 | Belden Wire | M58008 | M5ELAN CMR - RED - R | FT |  | 1 Year | 0.204 | 5% | 0.1938
44150 | Belden Wire | M58008-3.281 | M5ELAN CMR - RED - R | FT |  | 1 Year | 0.3835 | 5% | 0.36433
44151 | Belden Wire | M58008B | M5ELAN CMR - RED - B | FT |  | 1 Year | 0.204 | 5% | 0.1938
44152 | Belden Wire | M58008RB | M5ELAN CMR - RED - RB | FT |  | 1 Year | 0.204 | 5% | 0.1938
44153 | Belden Wire | M58009 | M5ELAN CMR - ORG - R | FT |  | 1 Year | 0.204 | 5% | 0.1938
44154 | Belden Wire | M58009B | M5ELAN CMR - ORG - B | FT |  | 1 Year | 0.204 | 5% | 0.1938
44155 | Belden Wire | M58009RB | M5ELAN CMR - ORG - B | FT |  | 1 Year | 0.204 | 5% | 0.1938
44156 | Belden Wire | M58010 | M5ELAN CMR - BLK - R | FT |  | 1 Year | 0.204 | 5% | 0.1938
44157 | Belden Wire | M58010B | M5ELAN CMR - BLK - B | FT |  | 1 Year | 0.204 | 5% | 0.1938
44158 | Belden Wire | M58010RB | M5ELAN CMR - BLK - RB | FT |  | 1 Year | 0.204 | 5% | 0.1938
44159 | Belden Wire | M58141 | 25PR CAT5E UTP RSR GRY | FT |  | 1 Year | 2.167 | 5% | 2.0586
44160 | Belden Wire | M58141-3 | 25PR CAT5E UTP RSR GRY 3000FT | FT |  | 1 Year | 2.167 | 5% | 2.0586
44161 | Belden Wire | M58141-5 | 25PR CAT5E UTP RSR GRY 5K SMI | FT |  | 1 Year | 2.167 | 5% | 2.0586
44162 | Belden Wire | M58141-BULK | 25PR CAT5E UTP RSR GRY BULK | FT |  | 1 Year | 2.167 | 5% | 2.0586
44163 | Belden Wire | M58142 | 25PR CAT5E UTP PLN GRY | FT |  | 1 Year | 5.906 | 5% | 5.6107
44164 | Belden Wire | M58142-3 | 25PR CAT5E UTP PLN GRY 3000FT | FT |  | 1 Year | 5.906 | 5% | 5.6107
44165 | Belden Wire | M58142-5 | 25PR CAT5E UTP PLN GRY 5000FT | FT |  | 1 Year | 5.906 | 5% | 5.6107
44166 | Belden Wire | M58142-BULK | 25PR CAT5E UTP PLN GRY BLK | FT |  | 1 Year | 5.906 | 5% | 5.6107
44167 | Belden Wire | M58144 | M5ESCTP CMP - GRY - R | FT |  | 1 Year | 0.9843 | 5% | 0.93508
44168 | Belden Wire | M58145 | M5ESCTP CMR - GRY - R | FT |  | 1 Year | 0.425 | 5% | 0.40375
44169 | Belden Wire | M58155 | 4PR CAT6 F/UTP RSR WHT-R | FT |  | 1 Year | 0.6315 | 5% | 0.59992
44170 | Belden Wire | M58156 | 4PR CAT6 F/UTP RSR BLU-R | FT |  | 1 Year | 0.6315 | 5% | 0.59992
44171 | Belden Wire | M58156-5.5 | 4PR CAT6 F/UTP RSR BLU-R | FT |  | 1 Year | 0.6315 | 5% | 0.59992
44172 | Belden Wire | M58157 | 4PR CAT6 F/UTP RSR PNK-R | FT |  | 1 Year | 0.6315 | 5% | 0.59992
44173 | Belden Wire | M58158 | 4PR CAT6 F/UTP RSR YEL-R | FT |  | 1 Year | 0.6315 | 5% | 0.59992
44174 | Belden Wire | M58159 | 4PR CAT6 F/UTP RSR GRY-R | FT |  | 1 Year | 0.6315 | 5% | 0.59992
44175 | Belden Wire | M58160 | 4PR CAT6 F/UTP RSR GRN-R | FT |  | 1 Year | 0.6315 | 5% | 0.59992
44176 | Belden Wire | M58161 | 4PR CAT6 F/UTP RSR RED-R | FT |  | 1 Year | 0.6315 | 5% | 0.59992
44177 | Belden Wire | M58162 | 4PR CAT6 F/UTP RSR ORG-R | FT |  | 1 Year | 0.6315 | 5% | 0.59992
44178 | Belden Wire | M58163 | 4PR CAT6 F/UTP RSR BLK-R | FT |  | 1 Year | 0.6315 | 5% | 0.59992
44179 | Belden Wire | M58164 | 4PR CAT6 F/UTP RSR VIO-R | FT |  | 1 Year | 0.6315 | 5% | 0.59992
44180 | Belden Wire | M58175 | 4PR CAT6 F/UTP PLN WHT-R | FT |  | 1 Year | 1.3906 | 5% | 1.3211
44181 | Belden Wire | M58176 | 4PR CAT6 F/UTP PLN BLU-R | FT |  | 1 Year | 1.3906 | 5% | 1.3211
44182 | Belden Wire | M58177 | 4PR CAT6 F/UTP PLN PNK-R | FT |  | 1 Year | 1.3906 | 5% | 1.3211
44183 | Belden Wire | M58178 | 4PR CAT6 F/UTP PLN YEL-R | FT |  | 1 Year | 1.3906 | 5% | 1.3211
44184 | Belden Wire | M58179 | 4PR CAT6 F/UTP PLN GRY-R | FT |  | 1 Year | 1.3906 | 5% | 1.3211
44185 | Belden Wire | M58180 | 4PR CAT6 F/UTP PLN GRN-R | FT |  | 1 Year | 1.3906 | 5% | 1.3211
44186 | Belden Wire | M58180-1.5 | 4PR CAT6 F/UTP PLN GRN-R | FT |  | 1 Year | 1.3906 | 5% | 1.3211
44187 | Belden Wire | M58181 | 4PR CAT6 F/UTP PLN RED-R | FT |  | 1 Year | 1.3906 | 5% | 1.3211
44188 | Belden Wire | M58182 | 4PR CAT6 F/UTP PLN ORG-R | FT |  | 1 Year | 1.3906 | 5% | 1.3211
44189 | Belden Wire | M58183 | 4PR CAT6 F/UTP PLN BLK-R | FT |  | 1 Year | 1.3906 | 5% | 1.3211
44190 | Belden Wire | M58184 | 4PR CAT6 F/UTP PLN VIO-R | FT |  | 1 Year | 1.3906 | 5% | 1.3211
44191 | Belden Wire | M58185 | M5ESCTP CMP - WHT - R | FT |  | 1 Year | 0.9843 | 5% | 0.93508
44192 | Belden Wire | M58186 | M5ESCTP CMP - BLU - R | FT |  | 1 Year | 0.9843 | 5% | 0.93508
44193 | Belden Wire | M58188 | M5ESCTP CMP - YEL - R | FT |  | 1 Year | 0.9843 | 5% | 0.93508
44194 | Belden Wire | M58189 | M5ESCTP CMP - GRN - R | FT |  | 1 Year | 0.9843 | 5% | 0.93508
44195 | Belden Wire | M58190 | M5ESCTP CMP - RED - R | FT |  | 1 Year | 0.9843 | 5% | 0.93508
44196 | Belden Wire | M58191 | M5ESCTP CMP - ORG - R | FT |  | 1 Year | 0.9843 | 5% | 0.93508
44197 | Belden Wire | M58192 | M5ESCTP CMP - BLK - R | FT |  | 1 Year | 0.9843 | 5% | 0.93508
44198 | Belden Wire | M58193 | M5ESCTP CMP - VIO - R | FT |  | 1 Year | 0.9843 | 5% | 0.93508
44199 | Belden Wire | M58195 | M5ESCTP CMR - WHT - R | FT |  | 1 Year | 0.425 | 5% | 0.40375
44200 | Belden Wire | M58196 | M5ESCTP CMR - BLU - R | FT |  | 1 Year | 0.4167 | 5% | 0.39587
44201 | Belden Wire | M58196-2 | M5ESCTP CMR - BLU - R | FT |  | 1 Year | 0.4167 | 5% | 0.39587
44202 | Belden Wire | M58197 | M5ESCTP CMR - PNK - R | FT |  | 1 Year | 0.4167 | 5% | 0.39587
44203 | Belden Wire | M58198 | M5ESCTP CMR - YEL - R | FT |  | 1 Year | 0.4167 | 5% | 0.39587
44204 | Belden Wire | M58199 | M5ESCTP CMR - GRN - R | FT |  | 1 Year | 0.4167 | 5% | 0.39587
44205 | Belden Wire | M58200 | M5ESCTP CMR - RED - R | FT |  | 1 Year | 0.4167 | 5% | 0.39587
44206 | Belden Wire | M58201 | M5ESCTP CMR - ORG - R | FT |  | 1 Year | 0.4167 | 5% | 0.39587
44207 | Belden Wire | M58202 | M5ESCTP CMR - BLK - R | FT |  | 1 Year | 0.4167 | 5% | 0.39587
44208 | Belden Wire | M58203 | M5ESCTP CMR - VIO - R | FT |  | 1 Year | 0.425 | 5% | 0.40375
44209 | Belden Wire | M58212 | 4P CAT5E PATCH F/UTP NP LGRY-R | FT |  | 1 Year | 0.3853 | 5% | 0.36603
44210 | Belden Wire | M58234B | M5ELAN CMR LMGRN-B | FT |  | 1 Year | 0.204 | 5% | 0.1938
44211 | Belden Wire | M58280 | M6LAN CMP WHT - R | FT |  | 1 Year | 0.5493 | 5% | 0.52183
44212 | Belden Wire | M58280-2 | M6LAN CMP WHT - R | FT |  | 1 Year | 0.5493 | 5% | 0.52183
44213 | Belden Wire | M58280-2.5 | M6LAN CMP WHT - R | FT |  | 1 Year | 0.5493 | 5% | 0.52183
44214 | Belden Wire | M58280-3 | M6LAN CMP WHT - R | FT |  | 1 Year | 0.5493 | 5% | 0.52183
44215 | Belden Wire | M58280B | M6LAN CMP WHT - B | FT |  | 1 Year | 0.5493 | 5% | 0.52183
44216 | Belden Wire | M58280RB | M6LAN CMP WHT - RB | FT |  | 1 Year | 0.5493 | 5% | 0.52183
44217 | Belden Wire | M58281 | M6LAN CMP BLU - R | FT |  | 1 Year | 0.5493 | 5% | 0.52183
44218 | Belden Wire | M58281-1.5 | M6LAN CMP BLU - R | FT |  | 1 Year | 0.5493 | 5% | 0.52183
44219 | Belden Wire | M58281-2 | M6LAN CMP BLU - R | FT |  | 1 Year | 0.5493 | 5% | 0.52183
44220 | Belden Wire | M58281-2.5 | M6LAN CMP BLU - R | FT |  | 1 Year | 0.5493 | 5% | 0.52183
44221 | Belden Wire | M58281-3 | M6LAN CMP BLU - R | FT |  | 1 Year | 0.5493 | 5% | 0.52183
44222 | Belden Wire | M58281-5 | M6LAN CMP BLU - R | FT |  | 1 Year | 0.5493 | 5% | 0.52183
44223 | Belden Wire | M58281B | M6LAN CMP BLU - B | FT |  | 1 Year | 0.5493 | 5% | 0.52183
44224 | Belden Wire | M58281RB | M6LAN CMP BLU - RB | FT |  | 1 Year | 0.5493 | 5% | 0.52183
44225 | Belden Wire | M58282 | M6LAN CMP PNK - R | FT |  | 1 Year | 0.5493 | 5% | 0.52183
44226 | Belden Wire | M58282-2.5 | M6LAN CMP PNK - R | FT |  | 1 Year | 0.5493 | 5% | 0.52183
44227 | Belden Wire | M58282-5 | M6LAN CMP PNK - R | FT |  | 1 Year | 0.5493 | 5% | 0.52183
44228 | Belden Wire | M58282B | M6LAN CMP PNK - B | FT |  | 1 Year | 0.5493 | 5% | 0.52183
44229 | Belden Wire | M58282RB | M6LAN CMP PNK - RB | FT |  | 1 Year | 0.5493 | 5% | 0.52183
44230 | Belden Wire | M58283 | M6LAN CMP YEL - R | FT |  | 1 Year | 0.5493 | 5% | 0.52183
44231 | Belden Wire | M58283-2 | M6LAN CMP YEL - R | FT |  | 1 Year | 0.5493 | 5% | 0.52183
44232 | Belden Wire | M58283-2.5 | M6LAN CMP YEL - R | FT |  | 1 Year | 0.5493 | 5% | 0.52183
44233 | Belden Wire | M58283-3 | M6LAN CMP YEL - R | FT |  | 1 Year | 0.5493 | 5% | 0.52183
44234 | Belden Wire | M58283B | M6LAN CMP YEL - B | FT |  | 1 Year | 0.5493 | 5% | 0.52183
44235 | Belden Wire | M58283RB | M6LAN CMP YEL - RB | FT |  | 1 Year | 0.5493 | 5% | 0.52183
44236 | Belden Wire | M58285 | M6LAN CMP GRY - R | FT |  | 1 Year | 0.5493 | 5% | 0.52183
44237 | Belden Wire | M58285-2.5 | M6LAN CMP GRY - R | FT |  | 1 Year | 0.5493 | 5% | 0.52183
44238 | Belden Wire | M58285B | M6LAN CMP GRY - B | FT |  | 1 Year | 0.5493 | 5% | 0.52183
44239 | Belden Wire | M58285RB | M6LAN CMP GRY - RB | FT |  | 1 Year | 0.5493 | 5% | 0.52183
44240 | Belden Wire | M58286 | M6LAN CMP GRN - R | FT |  | 1 Year | 0.5493 | 5% | 0.52183
44241 | Belden Wire | M58286-2 | M6LAN CMP GRN - R | FT |  | 1 Year | 0.5493 | 5% | 0.52183
44242 | Belden Wire | M58286-2.5 | M6LAN CMP GRN - R | FT |  | 1 Year | 0.5493 | 5% | 0.52183
44243 | Belden Wire | M58286B | M6LAN CMP GRN - B | FT |  | 1 Year | 0.5493 | 5% | 0.52183
44244 | Belden Wire | M58286RB | M6LAN CMP GRN - RB | FT |  | 1 Year | 0.5493 | 5% | 0.52183
44245 | Belden Wire | M58287 | M6LAN CMP RED - R | FT |  | 1 Year | 0.5493 | 5% | 0.52183
44246 | Belden Wire | M58287-2.5 | M6LAN CMP RED - R | FT |  | 1 Year | 0.5493 | 5% | 0.52183
44247 | Belden Wire | M58287B | M6LAN CMP RED - B | FT |  | 1 Year | 0.5493 | 5% | 0.52183
44248 | Belden Wire | M58287RB | M6LAN CMP RED - RB | FT |  | 1 Year | 0.5493 | 5% | 0.52183
44249 | Belden Wire | M58288 | M6LAN CMP ORG - R | FT |  | 1 Year | 0.5493 | 5% | 0.52183
44250 | Belden Wire | M58288B | M6LAN CMP ORG - B | FT |  | 1 Year | 0.5493 | 5% | 0.52183
44251 | Belden Wire | M58288RB | M6LAN CMP ORG - B | FT |  | 1 Year | 0.5493 | 5% | 0.52183
44252 | Belden Wire | M58289 | M6LAN CMP BLK - R | FT |  | 1 Year | 0.5493 | 5% | 0.52183
44253 | Belden Wire | M58289-2 | M6LAN CMP BLK - R | FT |  | 1 Year | 0.5493 | 5% | 0.52183
44254 | Belden Wire | M58289-3 | M6LAN CMP BLK - R | FT |  | 1 Year | 0.5493 | 5% | 0.52183
44255 | Belden Wire | M58289B | M6LAN CMP BLK - B | FT |  | 1 Year | 0.5493 | 5% | 0.52183
44256 | Belden Wire | M58289RB | M6LAN CMP BLK - RB | FT |  | 1 Year | 0.5493 | 5% | 0.52183
44257 | Belden Wire | M58290 | M6LAN CMP VIO - R | FT |  | 1 Year | 0.5493 | 5% | 0.52183
44258 | Belden Wire | M58290-2 | M6LAN CMP VIO - R | FT |  | 1 Year | 0.5493 | 5% | 0.52183
44259 | Belden Wire | M58290B | M6LAN CMP VIO - B | FT |  | 1 Year | 0.5493 | 5% | 0.52183
44260 | Belden Wire | M58290RB | M6LAN CMP VIO - RB | FT |  | 1 Year | 0.5493 | 5% | 0.52183
44261 | Belden Wire | M58291 | M6LAN CMR - WHT - R | FT |  | 1 Year | 0.2894 | 5% | 0.27493
44262 | Belden Wire | M58291-2.5 | M6LAN CMR - WHT - R | FT |  | 1 Year | 0.2894 | 5% | 0.27493
44263 | Belden Wire | M58291B | M6LAN CMR - WHT - B | FT |  | 1 Year | 0.2894 | 5% | 0.27493
44264 | Belden Wire | M58291RB | M6LAN CMR - WHT - RB | FT |  | 1 Year | 0.2894 | 5% | 0.27493
44265 | Belden Wire | M58292 | M6LAN CMR - BLU - R | FT |  | 1 Year | 0.2894 | 5% | 0.27493
44266 | Belden Wire | M58292-2 | M6LAN CMR - BLU - R | FT |  | 1 Year | 0.2894 | 5% | 0.27493
44267 | Belden Wire | M58292-2.5 | M6LAN CMR - BLU - R | FT |  | 1 Year | 0.2894 | 5% | 0.27493
44268 | Belden Wire | M58292-3 | M6LAN CMR - BLU - R | FT |  | 1 Year | 0.2894 | 5% | 0.27493
44269 | Belden Wire | M58292-5 | M6LAN CMR - BLU - R | FT |  | 1 Year | 0.2894 | 5% | 0.27493
44270 | Belden Wire | M58292B | M6LAN CMR - BLU - B | FT |  | 1 Year | 0.2894 | 5% | 0.27493
44271 | Belden Wire | M58292RB | M6LAN CMR - BLU - RB | FT |  | 1 Year | 0.2894 | 5% | 0.27493
44272 | Belden Wire | M58293 | M6LAN CMR - PNK - R | FT |  | 1 Year | 0.2894 | 5% | 0.27493
44273 | Belden Wire | M58293-5 | M6LAN CMR - PNK - R | FT |  | 1 Year | 0.2894 | 5% | 0.27493
44274 | Belden Wire | M58293-5.5 | M6LAN CMR - PNK - R | FT |  | 1 Year | 0.2894 | 5% | 0.27493
44275 | Belden Wire | M58293B | M6LAN CMR - PNK - B | FT |  | 1 Year | 0.2894 | 5% | 0.27493
44276 | Belden Wire | M58293RB | M6LAN CMR - PNK - RB | FT |  | 1 Year | 0.2894 | 5% | 0.27493
44277 | Belden Wire | M58294 | M6LAN CMR - YEL - R | FT |  | 1 Year | 0.2894 | 5% | 0.27493
44278 | Belden Wire | M58294B | M6LAN CMR - YEL - B | FT |  | 1 Year | 0.2894 | 5% | 0.27493
44279 | Belden Wire | M58294RB | M6LAN CMR - YEL - RB | FT |  | 1 Year | 0.2894 | 5% | 0.27493
44280 | Belden Wire | M58295 | M6LAN CMR - GRY - R | FT |  | 1 Year | 0.2894 | 5% | 0.27493
44281 | Belden Wire | M58295-2 | M6LAN CMR - GRY - R | FT |  | 1 Year | 0.2894 | 5% | 0.27493
44282 | Belden Wire | M58295B | M6LAN CMR - GRY - B | FT |  | 1 Year | 0.2894 | 5% | 0.27493
44283 | Belden Wire | M58295RB | M6LAN CMR - GRY - RB | FT |  | 1 Year | 0.2894 | 5% | 0.27493
44284 | Belden Wire | M58296 | M6LAN CMR - GRN - R | FT |  | 1 Year | 0.2894 | 5% | 0.27493
44285 | Belden Wire | M58296B | M6LAN CMR - GRN - B | FT |  | 1 Year | 0.2894 | 5% | 0.27493
44286 | Belden Wire | M58296RB | M6LAN CMR - GRN - RB | FT |  | 1 Year | 0.2894 | 5% | 0.27493
44287 | Belden Wire | M58297 | M6LAN CMR - RED - R | FT |  | 1 Year | 0.2894 | 5% | 0.27493
44288 | Belden Wire | M58297B | M6LAN CMR - RED - B | FT |  | 1 Year | 0.2894 | 5% | 0.27493
44289 | Belden Wire | M58297RB | M6LAN CMR - RED - RB | FT |  | 1 Year | 0.2894 | 5% | 0.27493
44290 | Belden Wire | M58298 | M6LAN CMR - ORG - R | FT |  | 1 Year | 0.2894 | 5% | 0.27493
44291 | Belden Wire | M58298B | M6LAN CMR - ORG - B | FT |  | 1 Year | 0.2894 | 5% | 0.27493
44292 | Belden Wire | M58298RB | M6LAN CMR - ORG - RB | FT |  | 1 Year | 0.2894 | 5% | 0.27493
44293 | Belden Wire | M58299 | M6LAN CMR - BLK - R | FT |  | 1 Year | 0.2894 | 5% | 0.27493
44294 | Belden Wire | M58299B | M6LAN CMR - BLK - B | FT |  | 1 Year | 0.2894 | 5% | 0.27493
44295 | Belden Wire | M58299RB | M6LAN CMR - BLK - RB | FT |  | 1 Year | 0.2894 | 5% | 0.27493
44296 | Belden Wire | M58300 | M6LAN CMR - VIO - R | FT |  | 1 Year | 0.2894 | 5% | 0.27493
44297 | Belden Wire | M58300-3 | M6LAN CMR - VIO - R | FT |  | 1 Year | 0.2894 | 5% | 0.27493
44298 | Belden Wire | M58300B | M6LAN CMR - VIO - B | FT |  | 1 Year | 0.2894 | 5% | 0.27493
44299 | Belden Wire | M58300RB | M6LAN CMR - VIO - RB | FT |  | 1 Year | 0.2894 | 5% | 0.27493
44300 | Belden Wire | M58475 | 25PR CAT5E UTP RSR VLT | FT |  | 1 Year | 2.167 | 5% | 2.0586
44301 | Belden Wire | M58475-5 | 25PR CAT5E UTP RSR VLT 5000FT | FT |  | 1 Year | 2.167 | 5% | 2.0586
44302 | Belden Wire | M58520 | 25PR CAT5E F/UTP RSR GRY | FT |  | 1 Year | 3.5483 | 5% | 3.3709
44303 | Belden Wire | M58520-BULK | 25PR CAT5E F/UTP RSR GRY BULK | FT |  | 1 Year | 3.5483 | 5% | 3.3709
44304 | Belden Wire | M58521 | 25PR CAT5E F/UTP PLN GRY | FT |  | 1 Year | 6.534 | 5% | 6.2073
44305 | Belden Wire | M58521-BULK | 25PR CAT5E F/UTP PLN GRY | FT |  | 1 Year | 6.534 | 5% | 6.2073
44306 | Belden Wire | M58522 | 50PR CAT5E UTP RSR GRY | FT |  | 1 Year | 6.1641 | 5% | 5.8559
44307 | Belden Wire | M58522-2.5 | 50PR CAT5E UTP RSR GRY | FT |  | 1 Year | 6.1641 | 5% | 5.8559
44308 | Belden Wire | M58522-BULK | 50PR CAT5E UTP RSR GRY BULK | FT |  | 1 Year | 6.1641 | 5% | 5.8559
44309 | Belden Wire | M58527 | 25P LAN-TRAK OSP C5e SHLD BLK | FT |  | 1 Year | 3.9336 | 5% | 3.7369
44310 | Belden Wire | M58527-3 | 25P LAN-TRAK OSP C5e SHLD BLK | FT |  | 1 Year | 3.9336 | 5% | 3.7369
44311 | Belden Wire | M58527-5 | 25P LAN-TRAK OSP C5e SHLD BLK | FT |  | 1 Year | 3.9336 | 5% | 3.7369
44312 | Belden Wire | M58527-BULK | 25P LAN-TRAK C5e SHLD BLK BULK | FT |  | 1 Year | 3.9336 | 5% | 3.7369
44313 | Belden Wire | M58646 | MGIGA10 CMP - BLU - R | FT |  | 1 Year | 1.3161 | 5% | 1.2503
44314 | Belden Wire | M58647 | MGIGA10 CMP - WHT - R | FT |  | 1 Year | 1.3161 | 5% | 1.2503
44315 | Belden Wire | M58647-1.5 | MGIGA10 CMP - WHT - R | FT |  | 1 Year | 1.3161 | 5% | 1.2503
44316 | Belden Wire | M58648 | MGIGA10 CMP - YEL - R | FT |  | 1 Year | 1.3161 | 5% | 1.2503
44317 | Belden Wire | M58649 | MGIGA10 CMP - GRY - R | FT |  | 1 Year | 1.3161 | 5% | 1.2503
44318 | Belden Wire | M58650 | 4PR GIG-10 UTP RSR BLU-R | FT |  | 1 Year | 0.6231 | 5% | 0.59194
44319 | Belden Wire | M58650-1.5 | 4PR GIG-10 UTP RSR BLU-R | FT |  | 1 Year | 0.6231 | 5% | 0.59194
44320 | Belden Wire | M58651 | 4PR GIG-10 UTP RSR WHT-R | FT |  | 1 Year | 0.6231 | 5% | 0.59194
44321 | Belden Wire | M58651-1.5 | 4PR GIG-10 UTP RSR WHT-R | FT |  | 1 Year | 0.6231 | 5% | 0.59194
44322 | Belden Wire | M58652 | 4PR GIG-10 UTP RSR YEL-R | FT |  | 1 Year | 0.6231 | 5% | 0.59194
44323 | Belden Wire | M58652-1.5 | 4PR GIG-10 UTP RSR YEL-R | FT |  | 1 Year | 0.6231 | 5% | 0.59194
44324 | Belden Wire | M58652-3 | 4PR GIG-10 UTP RSR YEL-R | FT |  | 1 Year | 0.6231 | 5% | 0.59194
44325 | Belden Wire | M58653 | 4PR GIG-10 UTP RSR GRY-R | FT |  | 1 Year | 0.6231 | 5% | 0.59194
44326 | Belden Wire | M58653-1.5 | 4PR GIG-10 UTP RSR GRY-R | FT |  | 1 Year | 0.6231 | 5% | 0.59194
44327 | Belden Wire | M58683 | MGIGA10 CMP - GRN - R | FT |  | 1 Year | 1.3161 | 5% | 1.2503
44328 | Belden Wire | M58684 | MGIGA10 CMP - RED - R | FT |  | 1 Year | 1.3161 | 5% | 1.2503
44329 | Belden Wire | M58685 | MGIGA10 CMP - ORG - R | FT |  | 1 Year | 1.3161 | 5% | 1.2503
44330 | Belden Wire | M58686 | MGIGA10 CMP - BLK - R | FT |  | 1 Year | 1.3161 | 5% | 1.2503
44331 | Belden Wire | M58687 | MGIGA10 CMP - VIO - R | FT |  | 1 Year | 1.3161 | 5% | 1.2503
44332 | Belden Wire | M58688 | 4PR GIG-10 UTP RSR PNK-R | FT |  | 1 Year | 0.6231 | 5% | 0.59194
44333 | Belden Wire | M58689 | 4PR GIG-10 UTP RSR GRN-R | FT |  | 1 Year | 0.6231 | 5% | 0.59194
44334 | Belden Wire | M58689-1.5 | 4PR GIG-10 UTP RSR GRN-R | FT |  | 1 Year | 0.6231 | 5% | 0.59194
44335 | Belden Wire | M58690 | 4PR GIG-10 UTP RSR RED-R | FT |  | 1 Year | 0.6231 | 5% | 0.59194
44336 | Belden Wire | M58690-1.5 | 4PR GIG-10 UTP RSR RED-R | FT |  | 1 Year | 0.6231 | 5% | 0.59194
44337 | Belden Wire | M58691 | 4PR GIG-10 UTP RSR ORG-R | FT |  | 1 Year | 0.6231 | 5% | 0.59194
44338 | Belden Wire | M58692 | 4PR GIG-10 UTP RSR BLK-R | FT |  | 1 Year | 0.6231 | 5% | 0.59194
44339 | Belden Wire | M58692-1.5 | 4PR GIG-10 UTP RSR BLK-R | FT |  | 1 Year | 0.6231 | 5% | 0.59194
44340 | Belden Wire | M58693 | 4PR GIG-10 UTP RSR VIO-R | FT |  | 1 Year | 0.6231 | 5% | 0.59194
44341 | Belden Wire | M58756 | M6LAN CMP BRN - R | FT |  | 1 Year | 0.5493 | 5% | 0.52183
44342 | Belden Wire | M58756B | M6LAN CMP BRN - B | FT |  | 1 Year | 0.5493 | 5% | 0.52183
44343 | Belden Wire | M58762 | 4P VERSALAN CAT5e NP BLK-R | FT |  | 1 Year | 0.5393 | 5% | 0.51233
44344 | Belden Wire | M58762-2 | 4P VERSALAN CAT5e NP BLK-R | FT |  | 1 Year | 0.5393 | 5% | 0.51233
44345 | Belden Wire | M58772 | 4P VERSALAN CAT6 NP BLK-R | FT |  | 1 Year | 0.6841 | 5% | 0.6499
44346 | Belden Wire | M58772-2 | 4P VERSALAN CAT6 NP BLK-R | FT |  | 1 Year | 0.6841 | 5% | 0.6499
44347 | Belden Wire | M58772-2.2 | 4P VERSALAN CAT6 NP BLK-R | FT |  | 1 Year | 0.6841 | 5% | 0.6499
44348 | Belden Wire | M58772-3 | 4P VERSALAN CAT6 NP BLK-R | FT |  | 1 Year | 0.6841 | 5% | 0.6499
44349 | Belden Wire | M58772-5 | 4P VERSALAN CAT6 NP BLK-R | FT |  | 1 Year | 0.6841 | 5% | 0.6499
44350 | Belden Wire | M58781 | MXGO F/UTP CMP - BLU - R | FT |  | 1 Year | 1.4997 | 5% | 1.4247
44351 | Belden Wire | M58782 | MXGO F/UTP CMP - WHT - R | FT |  | 1 Year | 1.4997 | 5% | 1.4247
44352 | Belden Wire | M58783 | 25P VERSALAN C5e SHLD NP BLK-R | FT |  | 1 Year | 4.3033 | 5% | 4.0881
44353 | Belden Wire | M58783-BULK | 25P VERSALAN C5e SHLD BLK-BULK | FT |  | 1 Year | 4.3033 | 5% | 4.0881
44354 | Belden Wire | M58790 | 4P LAN-TRAK OSP CAT5e BLK-R | FT |  | 1 Year | 0.3815 | 5% | 0.36242
44355 | Belden Wire | M58794 | M6LANP+ CMP VIO - R | FT |  | 1 Year | 0.5806 | 5% | 0.55157
44356 | Belden Wire | M58794-2 | M6LANP+ CMP VIO - R | FT |  | 1 Year | 0.5806 | 5% | 0.55157
44357 | Belden Wire | M58794B | M6LANP+ CMP VIO - B | FT |  | 1 Year | 0.5806 | 5% | 0.55157
44358 | Belden Wire | M58794RB | M6LANP+ CMP VIO - RB | FT |  | 1 Year | 0.5806 | 5% | 0.55157
44359 | Belden Wire | M58795 | M6LAN+ CMR VIO - R | FT |  | 1 Year | 0.3059 | 5% | 0.29061
44360 | Belden Wire | M58795B | M6LAN+ CMR VIO - B | FT |  | 1 Year | 0.3059 | 5% | 0.29061
44361 | Belden Wire | M58795RB | M6LAN+ CMR VIO - RB | FT |  | 1 Year | 0.3059 | 5% | 0.29061
44362 | Belden Wire | M58801 | M6LANP+ CMP BLU - R | FT |  | 1 Year | 0.5806 | 5% | 0.55157
44363 | Belden Wire | M58801-2 | M6LANP+ CMP BLU - R | FT |  | 1 Year | 0.5806 | 5% | 0.55157
44364 | Belden Wire | M58801B | M6LANP+ CMP BLU - B | FT |  | 1 Year | 0.5806 | 5% | 0.55157
44365 | Belden Wire | M58801RB | M6LANP+ CMP BLU - RB | FT |  | 1 Year | 0.5806 | 5% | 0.55157
44366 | Belden Wire | M58802 | M6LANP+ CMP WHT - R | FT |  | 1 Year | 0.5806 | 5% | 0.55157
44367 | Belden Wire | M58802-2 | M6LANP+ CMP WHT - R | FT |  | 1 Year | 0.5806 | 5% | 0.55157
44368 | Belden Wire | M58802-5 | M6LANP+ CMP WHT - R | FT |  | 1 Year | 0.5806 | 5% | 0.55157
44369 | Belden Wire | M58802B | M6LANP+ CMP WHT - B | FT |  | 1 Year | 0.5806 | 5% | 0.55157
44370 | Belden Wire | M58802RB | M6LANP+ CMP WHT - RB | FT |  | 1 Year | 0.5806 | 5% | 0.55157
44371 | Belden Wire | M58803 | M6LANP+ CMP GRY - R | FT |  | 1 Year | 0.5806 | 5% | 0.55157
44372 | Belden Wire | M58803-2 | M6LANP+ CMP GRY - R | FT |  | 1 Year | 0.5806 | 5% | 0.55157
44373 | Belden Wire | M58803B | M6LANP+ CMP GRY - B | FT |  | 1 Year | 0.5806 | 5% | 0.55157
44374 | Belden Wire | M58803RB | M6LANP+ CMP GRY - RB | FT |  | 1 Year | 0.5806 | 5% | 0.55157
44375 | Belden Wire | M58804 | M6LAN+ CMR BLU - R | FT |  | 1 Year | 0.3059 | 5% | 0.29061
44376 | Belden Wire | M58804-2 | M6LAN+ CMR BLU - R | FT |  | 1 Year | 0.3059 | 5% | 0.29061
44377 | Belden Wire | M58804-3 | M6LAN+ CMR BLU - R | FT |  | 1 Year | 0.3059 | 5% | 0.29061
44378 | Belden Wire | M58804B | M6LAN+ CMR BLU - B | FT |  | 1 Year | 0.3059 | 5% | 0.29061
44379 | Belden Wire | M58804RB | M6LAN+ CMR BLU - RB | FT |  | 1 Year | 0.3059 | 5% | 0.29061
44380 | Belden Wire | M58805 | M6LAN+ CMR WHT - R | FT |  | 1 Year | 0.3059 | 5% | 0.29061
44381 | Belden Wire | M58805-2 | M6LAN+ CMR WHT - R | FT |  | 1 Year | 0.3059 | 5% | 0.29061
44382 | Belden Wire | M58805B | M6LAN+ CMR WHT - B | FT |  | 1 Year | 0.3059 | 5% | 0.29061
44383 | Belden Wire | M58805RB | M6LAN+ CMR WHT - RB | FT |  | 1 Year | 0.3059 | 5% | 0.29061
44384 | Belden Wire | M58806 | M6LAN+ CMR GRY - R | FT |  | 1 Year | 0.3059 | 5% | 0.29061
44385 | Belden Wire | M58806B | M6LAN+ CMR GRY - B | FT |  | 1 Year | 0.3059 | 5% | 0.29061
44386 | Belden Wire | M58806RB | M6LAN+ CMR GRY - RB | FT |  | 1 Year | 0.3059 | 5% | 0.29061
44387 | Belden Wire | M58813 | 4PRSPECTRUM LOW SKEW RSR MAR-R | FT |  | 1 Year | 0.3343 | 5% | 0.31758
44388 | Belden Wire | M58814 | 4PRSPECTRUM LOW SKEW PLN MAR-R | FT |  | 1 Year | 0.5873 | 5% | 0.55794
44389 | Belden Wire | M58816 | MXGO F/UTP CMR - BLU - R | FT |  | 1 Year | 0.7301 | 5% | 0.69359
44390 | Belden Wire | M58817 | MXGO F/UTP CMR - WHT - R | FT |  | 1 Year | 0.7301 | 5% | 0.69359
44391 | Belden Wire | M58854 | 4PRSPECTRUM LOW SKEW I/O BLK-R | FT |  | 1 Year | 0.6596 | 5% | 0.62662
44392 | Belden Wire | M58863 | M6LANP+ CMP YEL - R | FT |  | 1 Year | 0.5806 | 5% | 0.55157
44393 | Belden Wire | M58863B | M6LANP+ CMP YEL - B | FT |  | 1 Year | 0.5806 | 5% | 0.55157
44394 | Belden Wire | M58863RB | M6LANP+ CMP YEL - RB | FT |  | 1 Year | 0.5806 | 5% | 0.55157
44395 | Belden Wire | M58865 | MXGO CMP - BLU - R | FT |  | 1 Year | 1.3161 | 5% | 1.2503
44396 | Belden Wire | M58866 | MXGO CMP - WHT - R | FT |  | 1 Year | 1.3161 | 5% | 1.2503
44397 | Belden Wire | M58867 | MXGO CMP - YEL - R | FT |  | 1 Year | 1.3161 | 5% | 1.2503
44398 | Belden Wire | M58869 | MXGO CMP - PNK - R | FT |  | 1 Year | 1.3161 | 5% | 1.2503
44399 | Belden Wire | M58870 | MXGO CMP - GRN - R | FT |  | 1 Year | 1.3161 | 5% | 1.2503
44400 | Belden Wire | M58871 | MXGO CMP - RED - R | FT |  | 1 Year | 1.3161 | 5% | 1.2503
44401 | Belden Wire | M58873 | MXGO CMP - ORG - R | FT |  | 1 Year | 1.3161 | 5% | 1.2503
44402 | Belden Wire | M58874 | MXGO CMP - BLK - R | FT |  | 1 Year | 1.3161 | 5% | 1.2503
44403 | Belden Wire | M58875 | MXGO CMP - VIO - R | FT |  | 1 Year | 1.3161 | 5% | 1.2503
44404 | Belden Wire | M58876 | MXGO CMR - BLU - R | FT |  | 1 Year | 0.6231 | 5% | 0.59194
44405 | Belden Wire | M58877 | MXGO CMR - WHT - R | FT |  | 1 Year | 0.6231 | 5% | 0.59194
44406 | Belden Wire | M58878 | MXGO CMR - YEL - R | FT |  | 1 Year | 0.6231 | 5% | 0.59194
44407 | Belden Wire | M58879 | MXGO CMR - GRY - R | FT |  | 1 Year | 0.6231 | 5% | 0.59194
44408 | Belden Wire | M58880 | MXGO CMR - PNK - R | FT |  | 1 Year | 0.6231 | 5% | 0.59194
44409 | Belden Wire | M58881 | MXGO CMR - GRN - R | FT |  | 1 Year | 0.6231 | 5% | 0.59194
44410 | Belden Wire | M58882 | MXGO CMR - RED - R | FT |  | 1 Year | 0.6231 | 5% | 0.59194
44411 | Belden Wire | M58883 | MXGO CMR - ORG - R | FT |  | 1 Year | 0.6231 | 5% | 0.59194
44412 | Belden Wire | M58884 | MXGO CMR - BLK - R | FT |  | 1 Year | 0.6231 | 5% | 0.59194
44413 | Belden Wire | M58885 | MXGO CMR - VIO - R | FT |  | 1 Year | 0.6231 | 5% | 0.59194
44414 | Belden Wire | M58886 | MXGO F/UTP CMP - YEL - R | FT |  | 1 Year | 1.4997 | 5% | 1.4247
44415 | Belden Wire | M58887 | MXGO F/UTP CMP - GRY - R | FT |  | 1 Year | 1.4997 | 5% | 1.4247
44416 | Belden Wire | M58888 | MXGO F/UTP CMP - PNK - R | FT |  | 1 Year | 1.4997 | 5% | 1.4247
44417 | Belden Wire | M58889 | MXGO F/UTP CMP - GRN - R | FT |  | 1 Year | 1.4997 | 5% | 1.4247
44418 | Belden Wire | M58890 | MXGO F/UTP CMP - RED - R | FT |  | 1 Year | 1.4997 | 5% | 1.4247
44419 | Belden Wire | M58891 | MXGO F/UTP CMP - ORG - R | FT |  | 1 Year | 1.4997 | 5% | 1.4247
44420 | Belden Wire | M58892 | MXGO F/UTP CMP - BLK - R | FT |  | 1 Year | 1.4997 | 5% | 1.4247
44421 | Belden Wire | M58893 | MXGO F/UTP CMP - VIO - R | FT |  | 1 Year | 1.4997 | 5% | 1.4247
44422 | Belden Wire | M58894 | MXGO F/UTP CMR - YEL - R | FT |  | 1 Year | 0.7301 | 5% | 0.69359
44423 | Belden Wire | M58897 | MXGO F/UTP CMR - GRN - R | FT |  | 1 Year | 0.7301 | 5% | 0.69359
44424 | Belden Wire | M58898 | MXGO F/UTP CMR - RED - R | FT |  | 1 Year | 0.7301 | 5% | 0.69359
44425 | Belden Wire | M58914 | M6LANP+ CMP PNK - R | FT |  | 1 Year | 0.5806 | 5% | 0.55157
44426 | Belden Wire | M58914B | M6LANP+ CMP PNK - B | FT |  | 1 Year | 0.5806 | 5% | 0.55157
44427 | Belden Wire | M58914RB | M6LANP+ CMP PNK - RB | FT |  | 1 Year | 0.5806 | 5% | 0.55157
44428 | Belden Wire | M58915 | M6LANP+ CMP GRN - R | FT |  | 1 Year | 0.5806 | 5% | 0.55157
44429 | Belden Wire | M58915B | M6LANP+ CMP GRN - B | FT |  | 1 Year | 0.5806 | 5% | 0.55157
44430 | Belden Wire | M58915RB | M6LANP+ CMP GRN - RB | FT |  | 1 Year | 0.5806 | 5% | 0.55157
44431 | Belden Wire | M58916 | M6LANP+ CMP RED - R | FT |  | 1 Year | 0.5806 | 5% | 0.55157
44432 | Belden Wire | M58916B | M6LANP+ CMP RED - B | FT |  | 1 Year | 0.5806 | 5% | 0.55157
44433 | Belden Wire | M58916RB | M6LANP+ CMP RED - RB | FT |  | 1 Year | 0.5806 | 5% | 0.55157
44434 | Belden Wire | M58917 | M6LANP+ CMP ORG - R | FT |  | 1 Year | 0.5806 | 5% | 0.55157
44435 | Belden Wire | M58917B | M6LANP+ CMP ORG - B | FT |  | 1 Year | 0.5806 | 5% | 0.55157
44436 | Belden Wire | M58917RB | M6LANP+ CMP ORG - RB | FT |  | 1 Year | 0.5806 | 5% | 0.55157
44437 | Belden Wire | M58918 | M6LANP+ CMP BLK - R | FT |  | 1 Year | 0.5806 | 5% | 0.55157
44438 | Belden Wire | M58918B | M6LANP+ CMP BLK - B | FT |  | 1 Year | 0.5806 | 5% | 0.55157
44439 | Belden Wire | M58918RB | M6LANP+ CMP BLK - RB | FT |  | 1 Year | 0.5806 | 5% | 0.55157
44440 | Belden Wire | M58919 | M6LAN+ CMR PNK - R | FT |  | 1 Year | 0.3059 | 5% | 0.29061
44441 | Belden Wire | M58919B | M6LAN+ CMR PNK - B | FT |  | 1 Year | 0.3059 | 5% | 0.29061
44442 | Belden Wire | M58919RB | M6LAN+ CMR PNK - RB | FT |  | 1 Year | 0.3059 | 5% | 0.29061
44443 | Belden Wire | M58920 | M6LAN+ CMR YEL - R | FT |  | 1 Year | 0.3059 | 5% | 0.29061
44444 | Belden Wire | M58920B | M6LAN+ CMR YEL - B | FT |  | 1 Year | 0.3059 | 5% | 0.29061
44445 | Belden Wire | M58920RB | M6LAN+ CMR YEL - RB | FT |  | 1 Year | 0.3059 | 5% | 0.29061
44446 | Belden Wire | M58922 | M6LAN+ CMR GRN - R | FT |  | 1 Year | 0.3059 | 5% | 0.29061
44447 | Belden Wire | M58922B | M6LAN+ CMR GRN - B | FT |  | 1 Year | 0.3059 | 5% | 0.29061
44448 | Belden Wire | M58922RB | M6LAN+ CMR GRN - RB | FT |  | 1 Year | 0.3059 | 5% | 0.29061
44449 | Belden Wire | M58923 | M6LAN+ CMR RED - R | FT |  | 1 Year | 0.3059 | 5% | 0.29061
44450 | Belden Wire | M58923B | M6LAN+ CMR RED - B | FT |  | 1 Year | 0.3059 | 5% | 0.29061
44451 | Belden Wire | M58923RB | M6LAN+ CMR RED - RB | FT |  | 1 Year | 0.3059 | 5% | 0.29061
44452 | Belden Wire | M58924 | M6LAN+ CMR ORG - R | FT |  | 1 Year | 0.3059 | 5% | 0.29061
44453 | Belden Wire | M58924B | M6LAN+ CMR ORG - B | FT |  | 1 Year | 0.3059 | 5% | 0.29061
44454 | Belden Wire | M58924RB | M6LAN+ CMR ORG - RB | FT |  | 1 Year | 0.3059 | 5% | 0.29061
44455 | Belden Wire | M58925 | M6LAN+ CMR BLK - R | FT |  | 1 Year | 0.3059 | 5% | 0.29061
44456 | Belden Wire | M58925B | M6LAN+ CMR BLK - B | FT |  | 1 Year | 0.3059 | 5% | 0.29061
44457 | Belden Wire | M58925RB | M6LAN+ CMR BLK - RB | FT |  | 1 Year | 0.3059 | 5% | 0.29061
44458 | Belden Wire | M58926 | 4P VERSALAN I/O CAT5e RSR BLK | FT |  | 1 Year | 0.2793 | 5% | 0.26533
44459 | Belden Wire | M58932 | 4P VERSALAN C5e FUTP RSR BLK | FT |  | 1 Year | 0.445 | 5% | 0.42275
44460 | Belden Wire | M58958 | 4PR GIG-10 UTP ZH BLU | FT |  | 1 Year | 0.6231 | 5% | 0.59194
44461 | Belden Wire | M59009 | UA NETWORK GIG-10 UTP PLN WHT | FT |  | 1 Year | 1.3161 | 5% | 1.2503
44462 | Belden Wire | M59036B-GB | GRAYBAR 4P CAT6 UTP PLN BLU BX | FT |  | 1 Year | 0.1891 | 5% | 0.17964
44463 | Belden Wire | M59037B-GB | GRAYBAR 4P CAT6 UTP RSR BLU BX | FT |  | 1 Year | 0.1029 | 5% | 0.097755
44464 | Belden Wire | M59040B-GB | GRAYBAR 4P CAT6 UTP RSR WHT BX | FT |  | 1 Year | 0.1029 | 5% | 0.097755
44465 | Belden Wire | M59041B-GB | GRAYBAR 4P CAT6 UTP PLN WHT BX | FT |  | 1 Year | 0.1891 | 5% | 0.17964
44466 | Belden Wire | M59048RB | MADVN+ 6e+ CMP YEL-RB | FT |  | 1 Year | 0.6765 | 5% | 0.64267
44467 | Belden Wire | M59049-3 | MADVN 6e+ CMP DBLU-R | FT |  | 1 Year | 0.6765 | 5% | 0.64267
44468 | Belden Wire | M59092 | 4PR VERSALAN CAT6 NP WHT-R | FT |  | 1 Year | 0.6841 | 5% | 0.6499
44469 | Belden Wire | M59098B-GB | GRAYBAR 4P CAT6 UTP PLN GRN BX | FT |  | 1 Year | 0.1891 | 5% | 0.17964
44470 | Belden Wire | M59103B-GB | GRAYBAR 4P CAT6 UTP RSR GRN BX | FT |  | 1 Year | 0.1029 | 5% | 0.097755
44471 | Belden Wire | M59104B-GB | GRAYBAR 4P CAT6 UTP RSR RED BX | FT |  | 1 Year | 0.1029 | 5% | 0.097755
44472 | Belden Wire | M59127 | MADVN 6e+ CMP CTYGRY-R | FT |  | 1 Year | 0.6765 | 5% | 0.64267
44473 | Belden Wire | M59127B | MADVN 6e+ CMP CTYGRY-B | FT |  | 1 Year | 0.6765 | 5% | 0.64267
44474 | Belden Wire | M59132 | 4PR VERSALAN CAT6 NP BLU-R | FT |  | 1 Year | 0.6841 | 5% | 0.6499
44475 | Belden Wire | M59135 | M6LAN CMR - BRN - R | FT |  | 1 Year | 0.2837 | 5% | 0.26952
44476 | Belden Wire | M59145 | CAT6A 4PR U/UTP CMP WHT-REEL | FT |  | 1 Year | 1.424 | 5% | 1.3528
44477 | Belden Wire | M59145RB | CAT6A 4PR U/UTP CMP WHT-RB | FT |  | 1 Year | 1.424 | 5% | 1.3528
44478 | Belden Wire | M59146 | CAT6A 4PR U/UTP CMP BLU-REEL | FT |  | 1 Year | 1.424 | 5% | 1.3528
44479 | Belden Wire | M59146RB | CAT6A 4PR U/UTP CMP BLU-RB | FT |  | 1 Year | 1.424 | 5% | 1.3528
44480 | Belden Wire | M59147 | CAT6A 4PR U/UTP CMP PNK-REEL | FT |  | 1 Year | 1.424 | 5% | 1.3528
44481 | Belden Wire | M59147RB | CAT6A 4PR U/UTP CMP PNK-RB | FT |  | 1 Year | 1.424 | 5% | 1.3528
44482 | Belden Wire | M59148 | CAT6A 4PR U/UTP CMP YEL-REEL | FT |  | 1 Year | 1.424 | 5% | 1.3528
44483 | Belden Wire | M59148RB | CAT6A 4PR U/UTP CMP YEL-RB | FT |  | 1 Year | 1.424 | 5% | 1.3528
44484 | Belden Wire | M59149 | CAT6A 4PR U/UTP CMP GRY-REEL | FT |  | 1 Year | 1.424 | 5% | 1.3528
44485 | Belden Wire | M59149RB | CAT6A 4PR U/UTP CMP GRY-RB | FT |  | 1 Year | 1.424 | 5% | 1.3528
44486 | Belden Wire | M59150 | CAT6A 4PR U/UTP CMP DGRN-REEL | FT |  | 1 Year | 1.424 | 5% | 1.3528
44487 | Belden Wire | M59150RB | CAT6A 4PR U/UTP CMP DGRN-RB | FT |  | 1 Year | 1.424 | 5% | 1.3528
44488 | Belden Wire | M59151 | CAT6A 4PR U/UTP CMP RED-REEL | FT |  | 1 Year | 1.424 | 5% | 1.3528
44489 | Belden Wire | M59151RB | CAT6A 4PR U/UTP CMP RED-RB | FT |  | 1 Year | 1.424 | 5% | 1.3528
44490 | Belden Wire | M59153 | CAT6A 4PR U/UTP CMP BLK-REEL | FT |  | 1 Year | 1.424 | 5% | 1.3528
44491 | Belden Wire | M59153RB | CAT6A 4PR U/UTP CMP BLK-RB | FT |  | 1 Year | 1.424 | 5% | 1.3528
44492 | Belden Wire | M59154 | CAT6A 4PR U/UTP CMP VIO-REEL | FT |  | 1 Year | 1.424 | 5% | 1.3528
44493 | Belden Wire | M59154RB | CAT6A 4PR U/UTP CMP VIO-RB | FT |  | 1 Year | 1.424 | 5% | 1.3528
44494 | Belden Wire | M59155 | CAT6A 4PR U/UTP CMR WHT-REEL | FT |  | 1 Year | 0.6751 | 5% | 0.64135
44495 | Belden Wire | M59156 | CAT6A 4PR U/UTP CMR BLU-REEL | FT |  | 1 Year | 0.6751 | 5% | 0.64135
44496 | Belden Wire | M59156RB | CAT6A 4PR U/UTP CMR BLU-RB | FT |  | 1 Year | 0.6751 | 5% | 0.64135
44497 | Belden Wire | M59158 | CAT6A 4PR U/UTP CMR YEL-REEL | FT |  | 1 Year | 0.6751 | 5% | 0.64135
44498 | Belden Wire | M59159 | CAT6A 4PR U/UTP CMR GRY-REEL | FT |  | 1 Year | 0.6751 | 5% | 0.64135
44499 | Belden Wire | M59160 | CAT6A 4PR U/UTP CMR DGRN-REEL | FT |  | 1 Year | 0.6751 | 5% | 0.64135
44500 | Belden Wire | M59198 | 4P LAN-TRAK OSP CAT6A BLK-R | FT |  | 1 Year | 1.1689 | 5% | 1.1105
44501 | Belden Wire | M59199 | 4P LAN-TRAK OSP CAT6A FUTP BLK | FT |  | 1 Year | 1.2657 | 5% | 1.2024
44502 | Belden Wire | M59200 | 4P VERSALAN CAT6 RSR BLK | FT |  | 1 Year | 0.3628 | 5% | 0.34466
44503 | Belden Wire | M59201 | 4P VERSALAN CAT6 FUTP RSR BLK | FT |  | 1 Year | 0.6484 | 5% | 0.61598
44504 | Belden Wire | M59202 | 4P VERSALAN CAT6A RSR BLK | FT |  | 1 Year | 0.7812 | 5% | 0.74214
44505 | Belden Wire | M71001 | RG11 F/60 AL PLN NAT | FT |  | 1 Year | 2.2899 | 5% | 2.1754
44506 | Belden Wire | M71002 | RG6 F/80 AL PLN WHT | FT |  | 1 Year | 0.6813 | 5% | 0.64724
44507 | Belden Wire | M71003 | RG6 QUAD F/40/F/60 AL PLN WHT | FT |  | 1 Year | 0.8555 | 5% | 0.81273
44508 | Belden Wire | M71004 | RG11 QUAD F/60/F/40 AL PLN NAT | FT |  | 1 Year | 2.3656 | 5% | 2.2473
44509 | Belden Wire | M71005 | RG6 F/60 AL NP BLK | FT |  | 1 Year | 0.24 | 5% | 0.228
44510 | Belden Wire | M71006 | RG6 QUAD F/60/F/40 AL NP BLK | FT |  | 1 Year | 0.2825 | 5% | 0.26837
44511 | Belden Wire | M71007 | RG11 F/60 AL NP BLK | FT |  | 1 Year | 0.3639 | 5% | 0.3457
44512 | Belden Wire | M71008 | RG11 QUAD F/40/F/60 AL BLK | FT |  | 1 Year | 0.5768 | 5% | 0.54796
44513 | Belden Wire | M80248 | RG59/U 3/8" TRIAX BLK | FT |  | 1 Year | 1.866 | 5% | 1.7727
44514 | Belden Wire | M96040 | SMPTE 311M 2SM 2C/24 4C/20 | FT |  | 1 Year | 1.8172 | 5% | 1.7263
44515 | Belden Wire | M96566 | 2SM DIST TACTICAL BLK | FT |  | 1 Year | 1.023 | 5% | 0.97185
44516 | Belden Wire | M96568 | 8SM TACTICAL BLK | FT |  | 1 Year | 1.7635 | 5% | 1.6753
44517 | Belden Wire | M96571 | 2G2 DIST TACTICAL BLK | FT |  | 1 Year | 1.3887 | 5% | 1.3193
44518 | Belden Wire | M96572 | 6G2 DIST TACTICAL BLK | FT |  | 1 Year | 1.9279 | 5% | 1.8315
44519 | Belden Wire | M96573 | 8G2 TACTICAL BLK | FT |  | 1 Year | 2.5558 | 5% | 2.428
44520 | Belden Wire | M96574 | 10G2 DIST TACTICAL BLK | FT |  | 1 Year | 3.1163 | 5% | 2.9605
44521 | Belden Wire | M96575 | 12G2 DIST TACTICAL BLK | FT |  | 1 Year | 3.3977 | 5% | 3.2278
44522 | Belden Wire | M96818 | SMPTE 311M 2SM 2C/24 4C/20 | FT |  | 1 Year | 2.4028 | 5% | 2.2827
44523 | Belden Wire | M96825 | SMPTE 311M 2SM 2C/24 4C/20 RSR | FT |  | 1 Year | 2.1144 | 5% | 2.0087
44524 | Belden Wire | M96915 | 2G2 2.9MM ZIP RSR ORG | FT |  | 1 Year | 0.249 | 5% | 0.23655
44525 | Belden Wire | M96919 | 2G2 2.9MM ZIP PLN ORG | FT |  | 1 Year | 0.14 | 5% | 0.133
44526 | Belden Wire | M96920 | SMPTE 311M 2SM 2C/24 4C/20 PLN | FT |  | 1 Year | 3.1764 | 5% | 3.0176
44527 | Belden Wire | M96921 | SMPTE 311M 2SM 2C/24 4C/20 RSR | FT |  | 1 Year | 1.7778 | 5% | 1.6889
44528 | Belden Wire | M96924 | SMPTE 311M 2SM 2C/24 4C/20 PLN | FT |  | 1 Year | 3.0671 | 5% | 2.9137
44529 | Belden Wire | M97673 | SMPTE 311M 6SM 6C/24 6C/18 RSR | FT |  | 1 Year | 3.476 | 5% | 3.3022
44530 | Belden Wire | M97767 | SMPTE 311M 6SM 6C/24 6C/18 PLN | FT |  | 1 Year | 7.1661 | 5% | 6.8078
44531 | Belden Wire | M97938 | SMPTE 311M 2SM 2C/24 4C/20 | FT |  | 1 Year | 2.3504 | 5% | 2.2329
44532 | Belden Wire | M98948 | 2SM BO 4/20 2/24 O/S AWM VIO | FT |  | 1 Year | 1.7739 | 5% | 1.6852
44533 | Belden Wire | M9B004 | 2G2 2.9mm ZIP PLN GRY | FT |  | 1 Year | 0.247 | 5% | 0.23465
44534 | Belden Wire | M9B602 | 24G2 DIST RSR ORG | FT |  | 1 Year | 2.2657 | 5% | 2.1524
44535 | Belden Wire | M9W612 | 24SM DIST PLN YEL | FT |  | 1 Year | 1.847 | 5% | 1.7546
44536 | Belden Wire | MCX-SINGLE-1000 | MINI SER CU 95% BLK 1K FT BOX | FT |  | 1 Year | 0.089 | 5% | 0.08455
44537 | Belden Wire | MD1524 008U1000 | 24/4 PR SRPVC TELEPHONE | FT |  | 1 Year | 0.039 | 5% | 0.03705
44538 | Belden Wire | MIPP-00-001 | MOD IND PATCH PANEL | EA |  | 1 Year | 73.3249 | 5% | 69.6587
44539 | Belden Wire | MIPP-00-002 | MOD IND PATCH PANEL | EA |  | 1 Year | 178.0341 | 5% | 169.1324
44540 | Belden Wire | MIPP-00-003 | MOD IND PATCH PANEL | EA |  | 1 Year | 160.4709 | 5% | 152.4474
44541 | Belden Wire | MIPP-00-004 | MOD IND PATCH PANEL | EA |  | 1 Year | 160.5123 | 5% | 152.4867
44542 | Belden Wire | MIPP-00-005 | MOD IND PATCH PANEL | EA |  | 1 Year | 139.655 | 5% | 132.6722
44543 | Belden Wire | MIPP-00-006 | MOD IND PATCH PANEL | EA |  | 1 Year | 122.2801 | 5% | 116.1661
44544 | Belden Wire | MIPP-01-000 | MOD IND PATCH PANEL | EA |  | 1 Year | 89.0102 | 5% | 84.5597
44545 | Belden Wire | MIPP-01-001 | MOD IND PATCH PANEL | EA |  | 1 Year | 472.538 | 5% | 448.9111
44546 | Belden Wire | MIPP-01-002 | MOD IND PATCH PANEL | EA |  | 1 Year | 349.1097 | 5% | 331.6542
44547 | Belden Wire | MIPP-01-003 | MOD IND PATCH PANEL | EA |  | 1 Year | 266.8249 | 5% | 253.4837
44548 | Belden Wire | MIPP-01-004 | MOD IND PATCH PANEL | EA |  | 1 Year | 351.1039 | 5% | 333.5487
44549 | Belden Wire | MIPP-01-005 | MOD IND PATCH PANEL | EA |  | 1 Year | 267.2445 | 5% | 253.8823
44550 | Belden Wire | MIPP-01-006 | MOD IND PATCH PANEL | EA |  | 1 Year | 352.6441 | 5% | 335.0119
44551 | Belden Wire | MIPP-01-007 | MOD IND PATCH PANEL | EA |  | 1 Year | 249.6605 | 5% | 237.1775
44552 | Belden Wire | MIPP-01-008 | MOD IND PATCH PANEL | EA |  | 1 Year | 321.1561 | 5% | 305.0983
44553 | Belden Wire | MIPP-01-009 | MOD IND PATCH PANEL | EA |  | 1 Year | 537.3062 | 5% | 510.4409
44554 | Belden Wire | MIPP-01-010 | MOD IND PATCH PANEL | EA |  | 1 Year | 249.651 | 5% | 237.1685
44555 | Belden Wire | MIPP-01-011 | MOD IND PATCH PANEL | EA |  | 1 Year | 321.0235 | 5% | 304.9723
44556 | Belden Wire | MIPP-01-012 | MOD IND PATCH PANEL | EA |  | 1 Year | 249.6814 | 5% | 237.1973
44557 | Belden Wire | MIPP-01-013 | MOD IND PATCH PANEL | EA |  | 1 Year | 249.5923 | 5% | 237.1127
44558 | Belden Wire | MIPP-01-014 | MOD IND PATCH PANEL | EA |  | 1 Year | 328.1172 | 5% | 311.7113
44559 | Belden Wire | MIPP-01-015 | MOD IND PATCH PANEL | EA |  | 1 Year | 265.0794 | 5% | 251.8254
44560 | Belden Wire | MIPP-01-016 | MOD IND PATCH PANEL | EA |  | 1 Year | 354.3196 | 5% | 336.6036
44561 | Belden Wire | MIPP-01-017 | MOD IND PATCH PANEL | EA |  | 1 Year | 265.3682 | 5% | 252.0998
44562 | Belden Wire | MIPP-01-018 | MOD IND PATCH PANEL | EA |  | 1 Year | 366.635 | 5% | 348.3032
44563 | Belden Wire | MIPP-01-019 | MOD IND PATCH PANEL | EA |  | 1 Year | 279.2351 | 5% | 265.2733
44564 | Belden Wire | MIPP-01-020 | MOD IND PATCH PANEL | EA |  | 1 Year | 211.2059 | 5% | 200.6456
44565 | Belden Wire | MIPP-02-000 | MOD IND PATCH PANEL | EA |  | 1 Year | 116.9115 | 5% | 111.0659
44566 | Belden Wire | MIPP-02-001 | MOD IND PATCH PANEL | EA |  | 1 Year | 472.9754 | 5% | 449.3266
44567 | Belden Wire | MIPP-02-002 | MOD IND PATCH PANEL | EA |  | 1 Year | 636.7401 | 5% | 604.9031
44568 | Belden Wire | MIPP-02-003 | MOD IND PATCH PANEL | EA |  | 1 Year | 437.8461 | 5% | 415.9538
44569 | Belden Wire | MIPP-02-004 | MOD IND PATCH PANEL | EA |  | 1 Year | 580.7384 | 5% | 551.7015
44570 | Belden Wire | MIPP-02-005 | MOD IND PATCH PANEL | EA |  | 1 Year | 471.5894 | 5% | 448.0099
44571 | Belden Wire | MIPP-02-006 | MOD IND PATCH PANEL | EA |  | 1 Year | 438.3435 | 5% | 416.4263
44572 | Belden Wire | MIPP-02-007 | MOD IND PATCH PANEL | EA |  | 1 Year | 399.8617 | 5% | 379.8686
44573 | Belden Wire | MIPP-02-008 | MOD IND PATCH PANEL | EA |  | 1 Year | 595.5009 | 5% | 565.7259
44574 | Belden Wire | MIPP-02-009 | MOD IND PATCH PANEL | EA |  | 1 Year | 478.0757 | 5% | 454.1719
44575 | Belden Wire | MIPP-02-010 | MOD IND PATCH PANEL | EA |  | 1 Year | 361.1133 | 5% | 343.0576
44576 | Belden Wire | MIPP-03-000 | MOD IND PATCH PANEL | EA |  | 1 Year | 155.4649 | 5% | 147.6917
44577 | Belden Wire | MIPP-03-001 | MOD IND PATCH PANEL | EA |  | 1 Year | 559.7136 | 5% | 531.7279
44578 | Belden Wire | MIPP-04-000 | MOD IND PATCH PANEL | EA |  | 1 Year | 205.8452 | 5% | 195.5529
44579 | Belden Wire | MIPP-04-001 | MOD IND PATCH PANEL | EA |  | 1 Year | 918.3639 | 5% | 872.4457
44580 | Belden Wire | MIPP-04-002 | MOD IND PATCH PANEL | EA |  | 1 Year | 1113.412 | 5% | 1057.7414
44581 | Belden Wire | MIPP-05-000 | MOD IND PATCH PANEL | EA |  | 1 Year | 275.6342 | 5% | 261.8525
44582 | Belden Wire | MIPP-05-001 | MOD IND PATCH PANEL | EA |  | 1 Year | 880.5125 | 5% | 836.4869
44583 | Belden Wire | MIPP-10-000 | MOD IND PATCH PANEL | EA |  | 1 Year | 116.8553 | 5% | 111.0125
44584 | Belden Wire | MIPP-10-001 | MOD IND PATCH PANEL | EA |  | 1 Year | 3736.047 | 5% | 3549.2446
44585 | Belden Wire | MIPP-10-002 | MOD IND PATCH PANEL | EA |  | 1 Year | 435.9288 | 5% | 414.1324
44586 | Belden Wire | MIPP-10-003 | MOD IND PATCH PANEL | EA |  | 1 Year | 435.9069 | 5% | 414.1116
44587 | Belden Wire | MIPP-10-004 | MOD IND PATCH PANEL | EA |  | 1 Year | 436.079 | 5% | 414.275
44588 | Belden Wire | MIPP-10-005 | MOD IND PATCH PANEL | EA |  | 1 Year | 601.8389 | 5% | 571.747
44589 | Belden Wire | MIPP-10-006 | MOD IND PATCH PANEL | EA |  | 1 Year | 403.075 | 5% | 382.9212
44590 | Belden Wire | MIPP-10-007 | MOD IND PATCH PANEL | EA |  | 1 Year | 539.6297 | 5% | 512.6482
44591 | Belden Wire | MIPP-10-008 | MOD IND PATCH PANEL | EA |  | 1 Year | 403.0099 | 5% | 382.8594
44592 | Belden Wire | MIPP-10-009 | MOD IND PATCH PANEL | EA |  | 1 Year | 553.5896 | 5% | 525.9101
44593 | Belden Wire | MIPP-10-010 | MOD IND PATCH PANEL | EA |  | 1 Year | 605.7353 | 5% | 575.4485
44594 | Belden Wire | MIPP-10-011 | MOD IND PATCH PANEL | EA |  | 1 Year | 462.7362 | 5% | 439.5994
44595 | Belden Wire | MIPP-20-000 | MOD IND PATCH PANEL | EA |  | 1 Year | 206.0746 | 5% | 195.7709
44596 | Belden Wire | MIPP-20-001 | MOD IND PATCH PANEL | EA |  | 1 Year | 844.4409 | 5% | 802.2189
44597 | Belden Wire | MIPP-21-000 | MOD IND PATCH PANEL | EA |  | 1 Year | 275.5113 | 5% | 261.7357
44598 | Belden Wire | MIPP-21-001 | MOD IND PATCH PANEL | EA |  | 1 Year | 1034.0821 | 5% | 982.378
44599 | Belden Wire | MS+101300MS-S1 | SFP+ SR, OPTICAL TRANSCEIVER | EA |  | 1 Year | 84.4 | 5% | 80.18
44600 | Belden Wire | MSW716 | MINI SECURITY WRENCH | EA |  | 1 Year | 19.6724 | 5% | 18.6888
44601 | Belden Wire | MX100154R | MPO/MTP ADAPTER | EA |  | 1 Year | 37.3712 | 5% | 35.5026
44602 | Belden Wire | NAC3FCA | NEUTRIK POWERCON (BLUE) | EA |  | 1 Year | 11.3 | 5% | 10.735
44603 | Belden Wire | NAC3FCB | NEUTRIK POWERCON (GREY) | EA |  | 1 Year | 11.3 | 5% | 10.735
44604 | Belden Wire | NM/50-FF | Nm/50-FF adapter, 0.6-1.2mm | EA |  | 1 Year | 27.7 | 5% | 26.315
44605 | Belden Wire | NM213 | NOSE MALE ASM 50 OHM | EA |  | 1 Year | 20.559 | 5% | 19.5311
44606 | Belden Wire | NMFF | N MALE TO F FEM 75 OHM ASM | EA |  | 1 Year | 25.45 | 5% | 24.1775
44607 | Belden Wire | NN-09-BR | NICKEL PLATED BRASS LOCKING | EA |  | 1 Year | 2.4 | 5% | 2.28
44608 | Belden Wire | NN-29-BR | NICKEL PLATED BRASS LOCKING | EA |  | 1 Year | 6.1 | 5% | 5.795
44609 | Belden Wire | NS500 | NUT SEAL | EA |  | 1 Year | 0.25 | 5% | 0.2375
44610 | Belden Wire | NS625 | NUT SEAL SNS | EA |  | 1 Year | 0.25 | 5% | 0.2375
44611 | Belden Wire | NX180 | ADAPTOR, MINI 180 PEDESTAL | EA |  | 1 Year | 22.517 | 5% | 21.3911
44612 | Belden Wire | NX90 | ADAPTOR, MINI 90 | EA |  | 1 Year | 12.867 | 5% | 12.2237
44613 | Belden Wire | OA1-58BR | 1" 5/8 ADAPTER BROWN | EA |  | 1 Year | 2.16 | 5% | 2.052
44614 | Belden Wire | OA1-58IV | 1" 5/8 ADAPTER IVORY | EA |  | 1 Year | 2.16 | 5% | 2.052
44615 | Belden Wire | OA1-58LG | 1" 5/8 ADAPTER LT GRAY | EA |  | 1 Year | 2.16 | 5% | 2.052
44616 | Belden Wire | OA1-58RW | 1" 5/8 ADAPTER REDWOOD | EA |  | 1 Year | 2.16 | 5% | 2.052
44617 | Belden Wire | OA1-58WH | 1" 5/8 ADAPTER WHITE | EA |  | 1 Year | 2.16 | 5% | 2.052
44618 | Belden Wire | OA2-58BR | 2" 5/8 ADAPTER BROWN | EA |  | 1 Year | 4.08 | 5% | 3.876
44619 | Belden Wire | OA2-58IV | 2" 5/8 ADAPTER IVORY | EA |  | 1 Year | 4.08 | 5% | 3.876
44620 | Belden Wire | OA2-58LG | 2" 5/8 ADAPTER LIGHT GRAY | EA |  | 1 Year | 4.08 | 5% | 3.876
44621 | Belden Wire | OA2-58RW | 2" 5/8 ADAPTER REDWOOD | EA |  | 1 Year | 4.08 | 5% | 3.876
44622 | Belden Wire | OA2-58WH | 2" 5/8 ADAPTER WHITE | EA |  | 1 Year | 4.08 | 5% | 3.876
44623 | Belden Wire | OC050BR | 1/2" OUTSIDE CORNER BROWN | EA |  | 1 Year | 1.22 | 5% | 1.159
44624 | Belden Wire | OC050IV | 1/2" OUTSIDE CORNER IVORY | EA |  | 1 Year | 1.22 | 5% | 1.159
44625 | Belden Wire | OC050LG | 1/2" OUTSIDE CORNER LT GRAY | EA |  | 1 Year | 1.22 | 5% | 1.159
44626 | Belden Wire | OC050RW | 1/2" OUTSIDE CORNER REDWOOD | EA |  | 1 Year | 1.22 | 5% | 1.159
44627 | Belden Wire | OC050WH | 1/2" OUTSIDE CORNER WHITE | EA |  | 1 Year | 1.22 | 5% | 1.159
44628 | Belden Wire | OC075BR | 3/4" OUTSIDE CORNER BROWN | EA |  | 1 Year | 1.42 | 5% | 1.349
44629 | Belden Wire | OC075IV | 3/4" OUTSIDE CORNER IVORY | EA |  | 1 Year | 1.42 | 5% | 1.349
44630 | Belden Wire | OC075LG | 3/4" OUTSIDE CORNER LT GRAY | EA |  | 1 Year | 1.42 | 5% | 1.349
44631 | Belden Wire | OC075RW | 3/4" OUTSIDE CORNER REDWOOD | EA |  | 1 Year | 1.42 | 5% | 1.349
44632 | Belden Wire | OC075WH | 3/4" OUTSIDE CORNER WHITE | EA |  | 1 Year | 1.42 | 5% | 1.349
44633 | Belden Wire | OC100BR | 1" OUTSIDE CORNER BROWN | EA |  | 1 Year | 1.94 | 5% | 1.843
44634 | Belden Wire | OC100IV | 1" OUTSIDE CORNER IVORY | EA |  | 1 Year | 1.94 | 5% | 1.843
44635 | Belden Wire | OC100LG | 1" OUTSIDE CORNER LIGHT GRAY | EA |  | 1 Year | 1.94 | 5% | 1.843
44636 | Belden Wire | OC100RW | 1" OUTSIDE CORNER REDWOOD | EA |  | 1 Year | 1.94 | 5% | 1.843
44637 | Belden Wire | OC100WH | 1" OUTSIDE CORNER WHITE | EA |  | 1 Year | 1.94 | 5% | 1.843
44638 | Belden Wire | OC200BR | 2" OUTSIDE CORNER BROWN | EA |  | 1 Year | 3.86 | 5% | 3.667
44639 | Belden Wire | OC200IV | 2" OUTSIDE CORNER IVORY | EA |  | 1 Year | 3.86 | 5% | 3.667
44640 | Belden Wire | OC200LG | 2" OUTSIDE CORNER LIGHT GRAY | EA |  | 1 Year | 3.86 | 5% | 3.667
44641 | Belden Wire | OC200RW | 2" OUTSIDE CORNER REDWOOD | EA |  | 1 Year | 3.86 | 5% | 3.667
44642 | Belden Wire | OC200WH | 2" OUTSIDE CORNER WHITE | EA |  | 1 Year | 3.86 | 5% | 3.667
44643 | Belden Wire | OSP6AF 0101000 | CAT6A 4PR F/UTP OSP REEL | FT |  | 1 Year | 1.3048 | 5% | 1.2396
44644 | Belden Wire | OSP6AU 0101000 | CAT6A 4PR U/UTP OSP REEL | FT |  | 1 Year | 1.2037 | 5% | 1.1435
44645 | Belden Wire | OSP6F 0101000 | CAT6 4PR F/UTP OSP REEL | FT |  | 1 Year | 1.0144 | 5% | 0.96368
44646 | Belden Wire | OSP6U 0101000 | CAT6 4PR U/UTP OSP REEL | FT |  | 1 Year | 0.6179 | 5% | 0.587
44647 | Belden Wire | P0588406 | LABEL FOR QCBIX1A, WHITE | EA |  | 1 Year | 2.3054 | 5% | 2.1901
44648 | Belden Wire | P0588413 | BELL BLUE (5SHEET) | EA |  | 1 Year | 4.3049 | 5% | 4.0897
44649 | Belden Wire | P0592500R | LATCH:END | EA |  | 1 Year | 8.9406 | 5% | 8.4936
44650 | Belden Wire | P0642868 | ORGANIZER TRAY 12IN. | EA |  | 1 Year | 11.2302 | 5% | 10.6687
44651 | Belden Wire | P0660798R | BIX WIRE RETAINER | EA |  | 1 Year | 0.513 | 5% | 0.48735
44652 | Belden Wire | P0702541 | WALL MOUNTING BRACKET | EA |  | 1 Year | 0.769 | 5% | 0.73055
44653 | Belden Wire | P0706668 | BELL LABEL RED(10SHT) | EA |  | 1 Year | 5.1353 | 5% | 4.8785
44654 | Belden Wire | P0730869 | WALL MOUNTING BRACKET | EA |  | 1 Year | 1.0811 | 5% | 1.027
44655 | Belden Wire | P0748006 | LABEL FOR QCBIX1A4, BLUE | EA |  | 1 Year | 2.229 | 5% | 2.1176
44656 | Belden Wire | P0748012 | LABEL FOR QCBIX1A, GREEN | EA |  | 1 Year | 2.2072 | 5% | 2.0968
44657 | Belden Wire | P0748014 | LABEL FOR QCBIX1A, RED F | EA |  | 1 Year | 2.3054 | 5% | 2.1901
44658 | Belden Wire | P11ET77EFORF | RG11,PP,TRI,77%,ORG,PE,UG,REEL | FT |  | 1 Year | 0.258 | 5% | 0.2451
44659 | Belden Wire | P11ET77V2PRF | 11 SERIES,PP,TRI,77%,PG,BLK | FT |  | 1 Year | 0.2883 | 5% | 0.27388
44660 | Belden Wire | P11ET77VVRF | RG11,PP,TRI 77%,PVC,BLK,CATV | FT |  | 1 Year | 0.257 | 5% | 0.24415
44661 | Belden Wire | P11T60V2ARFAC | 11 SERIES,TRI,60,PVC,.072,BLK | FT |  | 1 Year | 0.135 | 5% | 0.12825
44662 | Belden Wire | P6ET77EFORF | RG6,PP,TRI,77%,ORG,PE,UG,REEL | FT |  | 1 Year | 0.132 | 5% | 0.1254
44663 | Belden Wire | P6ET77VMPRF | RG6,PP,TRI,77%,PG,BLK,PVC | FT |  | 1 Year | 0.153 | 5% | 0.14535
44664 | Belden Wire | P6ET77VRRF | 6 SERIES,PP,TRI,77%,RISER,REEL | FT |  | 1 Year | 0.142 | 5% | 0.1349
44665 | Belden Wire | P6ET77VVBF | 6 SERIES,PP,TRI,77%,NEC,BOX,1K | FT |  | 1 Year | 0.127 | 5% | 0.12065
44666 | Belden Wire | P6ET77VVBFC | RG6 PP TRI 77% CATV,BLK,PVC | FT |  | 1 Year | 0.108 | 5% | 0.1026
44667 | Belden Wire | P6ET77VVLF | RG6,PP,TRI 77%,BLK,PVC,CATV | FT |  | 1 Year | 0.115 | 5% | 0.10925
44668 | Belden Wire | P6ET77VVPRF | 6 SERIES,PP,TRI,77%,PG,REEL, | FT |  | 1 Year | 0.13 | 5% | 0.1235
44669 | Belden Wire | P6ET77VVRF | RG6,PP,TRI 77%,PVC,CATV,RL,FT | FT |  | 1 Year | 0.127 | 5% | 0.12065
44670 | Belden Wire | P6ET77VVWBF | RG6,PP,TRI 77%,PVC,CATV,WHT,BX | FT |  | 1 Year | 0.127 | 5% | 0.12065
44671 | Belden Wire | P6ET77VVWBFC | RG6 PP TRI 77% CATV WHT PVC | FT |  | 1 Year | 0.108 | 5% | 0.1026
44672 | Belden Wire | P6ET77VVWLF | RG6,PP,TRI 77%,WHT,PVC,CATV | FT |  | 1 Year | 0.115 | 5% | 0.10925
44673 | Belden Wire | P6ET77VVWRF | RG6,PP,TRI 77%,WHT,PVC,CATV,RL | FT |  | 1 Year | 0.128 | 5% | 0.1216
44674 | Belden Wire | P6QEFORF | RG6,QUAD,PE,UG,ORG,REEL,1K FT | FT |  | 1 Year | 0.145 | 5% | 0.13775
44675 | Belden Wire | P6QVVBF | RG6, QUAD, CATV, PVC, BOX | FT |  | 1 Year | 0.14 | 5% | 0.133
44676 | Belden Wire | P6QVVWBF | RG6,QUAD,CATV,PVC,WHT,BOX | FT |  | 1 Year | 0.141 | 5% | 0.13395
44677 | Belden Wire | P6S60VMRF | 6 SERIES,STD,60%,051 MESS,PVC | FT |  | 1 Year | 0.1232 | 5% | 0.11704
44678 | Belden Wire | P6S60VVBF | RG6,STD 60%,BLACK,PVC,CATV | FT |  | 1 Year | 0.096 | 5% | 0.0912
44679 | Belden Wire | P6S60VVBFC | RG6,STD,60%,CATV,PVC,BOX,500FT | FT |  | 1 Year | 0.1 | 5% | 0.095
44680 | Belden Wire | P6S60VVRF | RG6,STD 60%,CATV,PVC,REEL,1K | FT |  | 1 Year | 0.096 | 5% | 0.0912
44681 | Belden Wire | P6S60VVWBFC | RG6,STD,60%,CATV,WHT,PVC | FT |  | 1 Year | 0.097 | 5% | 0.09215
44682 | Belden Wire | P6S60VVWRF | RG6,STD 60%,CATV,WHT,PVC | FT |  | 1 Year | 0.097 | 5% | 0.09215
44683 | Belden Wire | P6T60VDRFAC | 6 SERIES,TRI,60%,PVC,REEL,WHT, | FT |  | 1 Year | 0.045 | 5% | 0.04275
44684 | Belden Wire | P6T60VMARFAC | 6 SERIES,TRI,MESS,BLK YEL TCR | FT |  | 1 Year | 0.0603 | 5% | 0.057285
44685 | Belden Wire | P6T77VVBFC | RG6,TRI,77%,CATV,BLK,PVC,500FT | FT |  | 1 Year | 0.15 | 5% | 0.1425
44686 | Belden Wire | P6T77VVWBFC | RG6,TRI,77%,CATV,WHT,PVC,500FT | FT |  | 1 Year | 0.15 | 5% | 0.1425
44687 | Belden Wire | PA1247 | PALADIN TOOLS - STRIPPER FOR | EA |  | 1 Year | 312.1 | 5% | 296.495
44688 | Belden Wire | PA1462 | PROGRIP 8-INDENT CRIMPER FOR | EA |  | 1 Year | 90 | 5% | 85.5
44689 | Belden Wire | PA8049 | PALADIN TOOLS - 8000 HDTV | EA |  | 1 Year | 225 | 5% | 213.75
44690 | Belden Wire | PC6UVXMWHTA0750 | CAT6 U/UTP In/Outdoor,Cable | FT |  | 1 Year | 0.183 | 5% | 0.17385
44691 | Belden Wire | PFP11278 | RKT 4-3S4720A/1M | EA |  | 1 Year | 89.32 | 5% | 84.854
44692 | Belden Wire | PL11CS | F MALE RG11 PLENUM | EA |  | 1 Year | 4.4 | 5% | 4.18
44693 | Belden Wire | PL11QS | F MALE RG11 QS PLENUM | EA |  | 1 Year | 4.4 | 5% | 4.18
44694 | Belden Wire | PL120HB | F MALE CONN 75 OHM RG179 FOR | EA |  | 1 Year | 5.5 | 5% | 5.225
44695 | Belden Wire | PL56CH | F MALE CONNECTOR RG6 PLENUM | EA |  | 1 Year | 0.75 | 5% | 0.7125
44696 | Belden Wire | PL56CS | CONNECTOR ASSEMBLY SERIES 6 | EA |  | 1 Year | 0.75 | 5% | 0.7125
44697 | Belden Wire | PL56QS | F MALE CONNECTOR RG6 PLENUM | EA |  | 1 Year | 0.75 | 5% | 0.7125
44698 | Belden Wire | PL59CH | F MALE RG59 PLENUM | EA |  | 1 Year | 2.1 | 5% | 1.995
44699 | Belden Wire | PL59CS | F MALE RG59 PLENUM | EA |  | 1 Year | 0.75 | 5% | 0.7125
44700 | Belden Wire | POEGB-1GCW | GROUNDING BLOCK,INT.POE FILTER | EA |  | 1 Year | 6.5833 | 5% | 6.2541
44701 | Belden Wire | PP1015TX | CONNECTOR, PIN, 1015 TX | EA |  | 1 Year | 15.2333 | 5% | 14.4716
44702 | Belden Wire | PP320QR | 2 PC PIN CONN, 320 QR | EA |  | 1 Year | 10.85 | 5% | 10.3075
44703 | Belden Wire | PP412P3 | 2 PC PIN CONN, 412 P3 | EA |  | 1 Year | 7.017 | 5% | 6.6662
44704 | Belden Wire | PP500BAFFP3 | CONNECTOR,PIN,KS-BULKHD "F" | EA |  | 1 Year | 13.0333 | 5% | 12.3816
44705 | Belden Wire | PP500MC2 | 2 PC PIN CONN, 500 MC2 | EA |  | 1 Year | 7.117 | 5% | 6.7611
44706 | Belden Wire | PP500P3 | 2 PC PIN CONN, 500 P3 | EA |  | 1 Year | 5.4333 | 5% | 5.1616
44707 | Belden Wire | PP540QR | 2 PC PIN CONN, 540 QR | EA |  | 1 Year | 7.95 | 5% | 7.5525
44708 | Belden Wire | PP565P3/TX | 2 PC PIN CONN, 565 TX/P3 | EA |  | 1 Year | 7.4167 | 5% | 7.0459
44709 | Belden Wire | PP625BAFFP3 | CONNECTOR,PIN,KS-BLKHD F FEM | EA |  | 1 Year | 17.46 | 5% | 16.587
44710 | Belden Wire | PP625P3 | 2 PC PIN CONN, 625 P3 | EA |  | 1 Year | 7.3667 | 5% | 6.9984
44711 | Belden Wire | PP650MC2 | 2 PC PIN CONN, 650 MC2 | EA |  | 1 Year | 10.517 | 5% | 9.9911
44712 | Belden Wire | PP700BAFFP3/TX | 2 PC PIN CONN, 700 TX/P3 TO | EA |  | 1 Year | 17.325 | 5% | 16.4587
44713 | Belden Wire | PP715QR | 2 PC PIN CONN, 715 QR | EA |  | 1 Year | 12.717 | 5% | 12.0811
44714 | Belden Wire | PP750P3 | 2 PC PIN CONN, 750 P3 | EA |  | 1 Year | 11.3 | 5% | 10.735
44715 | Belden Wire | PP860QR | 2 PC PIN CONN, 860 QR | EA |  | 1 Year | 24 | 5% | 22.8
44716 | Belden Wire | PPC-5M-UU | ACTIVE ENTRY,5-PORT,MOCA, | EA |  | 1 Year | 67.58 | 5% | 64.201
44717 | Belden Wire | PPC-5M-UUPI | ACTIVE ENTRY,5-PORT,MOCA, | EA |  | 1 Year | 71.42 | 5% | 67.849
44718 | Belden Wire | PPC-5M-UUPS | ACTIVE ENTRY,5-PORT,MOCA, | EA |  | 1 Year | 75.483 | 5% | 71.7088
44719 | Belden Wire | PPC-9M-UU | ACTIVE ENTRY,9-PORT,MOCA, | EA |  | 1 Year | 81.53 | 5% | 77.4535
44720 | Belden Wire | PPC-9M-UUPI | ACTIVE ENTRY,9-PORT,MOCA, | EA |  | 1 Year | 83.2 | 5% | 79.04
44721 | Belden Wire | PPC-9M-UUPS | ACTIVE ENTRY,9-PORT,MOCA, | EA |  | 1 Year | 111.45 | 5% | 105.8775
44722 | Belden Wire | PPC-GHS-2E | SPLITTER,2-WAY,HORIZ,5-1002Mhz | EA |  | 1 Year | 1.4 | 5% | 1.33
44723 | Belden Wire | PPC-GHS-3E | SPLITTER,3-WAY,HORIZ,5-1002Mhz | EA |  | 1 Year | 1.967 | 5% | 1.8686
44724 | Belden Wire | PPC-GHS-4E | SPLITTER,4-WAY,HORIZ,5-1002Mhz | EA |  | 1 Year | 2.08 | 5% | 1.976
44725 | Belden Wire | PPC-GHS-8E | SPLITTER 8-WAY,HORIZ,5-1002Mhz | EA |  | 1 Year | 5.35 | 5% | 5.0825
44726 | Belden Wire | PPC-HIP-4V | SPLITTER, 4 WAY, VERTICAL | EA |  | 1 Year | 2.983 | 5% | 2.8338
44727 | Belden Wire | PPF81GND1SS | SS BONDING BLOCK, F STYLE, 1 P | EA |  | 1 Year | 1.7833 | 5% | 1.6941
44728 | Belden Wire | PPF81GND1SSWS | SS BONDING BLOCK, F STYLE, 1 P | EA |  | 1 Year | 2.0167 | 5% | 1.9159
44729 | Belden Wire | PRO6FQS | PRO SERIES QUAD SHEILD | EA |  | 1 Year | 0.55 | 5% | 0.5225
44730 | Belden Wire | PROMERCH | AVS DISPLAY | EA |  | 1 Year | 560.5 | 5% | 532.475
44731 | Belden Wire | PROPSAKIT | Snap-N-Seal Plier Compression | EA |  | 1 Year | 111.0491 | 5% | 105.4966
44732 | Belden Wire | PS11 | PRO STRIP F11 STRIPPER | EA |  | 1 Year | 36.8096 | 5% | 34.9691
44733 | Belden Wire | PS412P3 | 2 PC SPLICE, CONN 412 P3 | EA |  | 1 Year | 16.525 | 5% | 15.6987
44734 | Belden Wire | PS500MC2 | 2 PC SPLICE CONN, 500 MC2 | EA |  | 1 Year | 17 | 5% | 16.15
44735 | Belden Wire | PS500P3 | 2 PC PIN CONN, 500 P3 | EA |  | 1 Year | 13.7 | 5% | 13.015
44736 | Belden Wire | PS565P3/TX | 2 PC SPLICE CONN, 565 P3/TX | EA |  | 1 Year | 18.5167 | 5% | 17.5909
44737 | Belden Wire | PS59/6/RGB | STRIPPER, 59/6/RGB | EA |  | 1 Year | 49.1071 | 5% | 46.6517
44738 | Belden Wire | PS625P3 | 2 PC SPLICE CONN, 625 P3 | EA |  | 1 Year | 16.983 | 5% | 16.1338
44739 | Belden Wire | PS715QR | 2 PC SPLICE CONN, 715 QR | EA |  | 1 Year | 26.95 | 5% | 25.6025
44740 | Belden Wire | PS750P3 | 2 PC SPLICE CONN, 750 P3 | EA |  | 1 Year | 21.4333 | 5% | 20.3616
44741 | Belden Wire | PSA59/6 | ADJUST STRIPPER-FLARING TOOL | EA |  | 1 Year | 32.3291 | 5% | 30.7126
44742 | Belden Wire | PSC11 | PRO STRIP F11 REPL | EA |  | 1 Year | 6.9718 | 5% | 6.6232
44743 | Belden Wire | PSC59/6/RGB | STRIPPER CARTRIDGE, mini | EA |  | 1 Year | 9.0576 | 5% | 8.6047
44744 | Belden Wire | PSCA59/6 | CARTRIDGE FOR PSA59/6, BLUE | EA |  | 1 Year | 6.9718 | 5% | 6.6232
44745 | Belden Wire | PSC-RGB | REPLACEMENT CARTRIDGE, | EA |  | 1 Year | 9.0576 | 5% | 8.6047
44746 | Belden Wire | PS-NET | STRIP TOOL,FOR CAT5/CAT6 CABLE | EA |  | 1 Year | 19.3125 | 5% | 18.3469
44747 | Belden Wire | PSSF2BB2LCE30 | HYBRID FIBER PLUG F2 CONTACT | EA |  | 1 Year | 112.7 | 5% | 107.065
44748 | Belden Wire | PST75 | 75 OHM LOCKING TERMINATOR, F S | EA |  | 1 Year | 1.1 | 5% | 1.045
44749 | Belden Wire | PST75IWS | LOCKING TERMINATOR,INTEGRAL WS | EA |  | 1 Year | 1.417 | 5% | 1.3461
44750 | Belden Wire | PST75WS | LOCKING TERMIN.W/WEATHER SEAL | EA |  | 1 Year | 1.3833 | 5% | 1.3141
44751 | Belden Wire | PSTNR | LOCKING PORT CAP, F SERIES | EA |  | 1 Year | 1.083 | 5% | 1.0288
44752 | Belden Wire | PSTNRWS | LOCKING PORT CAP,INTERGRAL WS | EA |  | 1 Year | 1.25 | 5% | 1.1875
44753 | Belden Wire | PUW-KIT | PUW KIT - SOCKET, PINS, BOOT & | EA |  | 1 Year | 514.1667 | 5% | 488.4584
44754 | Belden Wire | PUW-KIT-RC | PUW KIT - SOCKET, PINS, BOOT & | EA |  | 1 Year | 489.1667 | 5% | 464.7084
44755 | Belden Wire | PVK | PRESSURE VALVE KIT | EA |  | 1 Year | 15.75 | 5% | 14.9625
44756 | Belden Wire | PX103356R | G-FLEX TERMINATION BAR KIT(24) | EA |  | 1 Year | 6.95 | 5% | 6.6025
44757 | Belden Wire | QQSFP-P00M5-1 | DAC QSFP+ 40G, 0.5M | EA |  | 1 Year | 109.0909 | 5% | 103.6364
44758 | Belden Wire | QQSFP-P01M0-1 | DAC QSFP+ 40G, 1M | EA |  | 1 Year | 109.0909 | 5% | 103.6364
44759 | Belden Wire | QQSFP-P01M0-2 | DAC QSFP+ 40G, 1M | EA |  | 1 Year | 131.8182 | 5% | 125.2273
44760 | Belden Wire | QQSFP-P02M0-1 | DAC QSFP+ 40G, 2M | EA |  | 1 Year | 125 | 5% | 118.75
44761 | Belden Wire | QQSFP-P03M0-1 | DAC QSFP+ 40G, 3M | EA |  | 1 Year | 140.9091 | 5% | 133.8636
44762 | Belden Wire | QQSFP-P03M0-2 | DAC QSFP+ 40G, 3M | EA |  | 1 Year | 163.6364 | 5% | 155.4546
44763 | Belden Wire | QQSFP-P05M0-1 | DAC QSFP+ 40G, 5M | EA |  | 1 Year | 272.7273 | 5% | 259.0909
44764 | Belden Wire | QQSFP-P05M0-2 | DAC QSFP+ 40G, 5M | EA |  | 1 Year | 295.4545 | 5% | 280.6818
44765 | Belden Wire | QRT540 | CORING AND STRIPPING TOOL | EA |  | 1 Year | 220 | 5% | 209
44766 | Belden Wire | QRT860 | JACKET CORING & STRIPPING TOOL | EA |  | 1 Year | 233.333 | 5% | 221.6663
44767 | Belden Wire | QSSFP-P00M5-1 | DAC QSFP+/4SFP+ 40G, 0.5M | EA |  | 1 Year | 159.0909 | 5% | 151.1364
44768 | Belden Wire | QSSFP-P01M0-1 | DAC QSFP+/4SFP+ 40G, 1M | EA |  | 1 Year | 159.0909 | 5% | 151.1364
44769 | Belden Wire | QSSFP-P01M0-2 | DAC QSFP+/4SFP+ 40G, 1M | EA |  | 1 Year | 186.3636 | 5% | 177.0454
44770 | Belden Wire | QSSFP-P02M0-1 | DAC QSFP+/4SFP+ 40G, 2M | EA |  | 1 Year | 181.8182 | 5% | 172.7273
44771 | Belden Wire | QSSFP-P03M0-1 | DAC QSFP+/4SFP+ 40G, 3M | EA |  | 1 Year | 195.4545 | 5% | 185.6818
44772 | Belden Wire | QSSFP-P03M0-2 | DAC QSFP+/4SFP+ 40G, 3M | EA |  | 1 Year | 222.7273 | 5% | 211.5909
44773 | Belden Wire | QSSFP-P05M0-1 | DAC QSFP+/4SFP+ 40G, 5M | EA |  | 1 Year | 309.0909 | 5% | 293.6364
44774 | Belden Wire | QSSFP-P05M0-2 | DAC QSFP+/4SFP+ 40G, 5M | EA |  | 1 Year | 336.3636 | 5% | 319.5454
44775 | Belden Wire | R301601 000S1 | IND RUGG RJ45 T568A AWG22-24 | EA |  | 1 Year | 27.1465 | 5% | 25.7892
44776 | Belden Wire | R301602 000S1 | IND RUGG RJ45 T568B AWG22-24 | EA |  | 1 Year | 27.1089 | 5% | 25.7535
44777 | Belden Wire | R301603 000S1 | IND RUGG RJ45 T568A AWG24-26 | EA |  | 1 Year | 27.1457 | 5% | 25.7884
44778 | Belden Wire | R301604 000S1 | IND RUGG RJ45 T568B AWG24-26 | EA |  | 1 Year | 27.1102 | 5% | 25.7547
44779 | Belden Wire | R32GPC-36C | P/M RECEPTACLE,SHELL SIZE 36 | EA |  | 1 Year | 91 | 5% | 86.45
44780 | Belden Wire | R36GPC-36C | IN-LINE PLUG ,SHELL SIZE 36 | EA |  | 1 Year | 252 | 5% | 239.4
44781 | Belden Wire | R601001 010S1 | IND RUGG CORDSET CAT6 SO UTP | EA |  | 1 Year | 56.027 | 5% | 53.2257
44782 | Belden Wire | R601002 010S1 | IND RUGG CORDSET CAT6 SO UTP | EA |  | 1 Year | 62.7552 | 5% | 59.6174
44783 | Belden Wire | R601003 010S1 | IND RUGG CORDSET CAT6 SO UTP | EA |  | 1 Year | 64.1041 | 5% | 60.8989
44784 | Belden Wire | R601005 010S1 | IND RUGG CORDSET CAT6 SO UTP | EA |  | 1 Year | 66.8055 | 5% | 63.4652
44785 | Belden Wire | R605001 010S1 | IND RUGG CORDSET C6A SO FTP | EA |  | 1 Year | 63.0502 | 5% | 59.8977
44786 | Belden Wire | R605002 010S1 | IND RUGG CORDSET C6A SO FTP | EA |  | 1 Year | 65.5639 | 5% | 62.2857
44787 | Belden Wire | R605003 010S1 | IND RUGG CORDSET C6A SO FTP | EA |  | 1 Year | 68.3436 | 5% | 64.9264
44788 | Belden Wire | R605005 010S1 | IND RUGG CORDSET C6A SO FTP | EA |  | 1 Year | 73.5467 | 5% | 69.8694
44789 | Belden Wire | RA050BR | 1/2" RIGHT ANGLE BROWN | EA |  | 1 Year | 1.22 | 5% | 1.159
44790 | Belden Wire | RA050IV | 1/2" RIGHT ANGLE IVORY | EA |  | 1 Year | 1.22 | 5% | 1.159
44791 | Belden Wire | RA050LG | 1/2" RIGHT ANGLE LT GRAY | EA |  | 1 Year | 1.22 | 5% | 1.159
44792 | Belden Wire | RA050RW | 1/2" RIGHT ANGLE REDWOOD | EA |  | 1 Year | 1.22 | 5% | 1.159
44793 | Belden Wire | RA050WH | 1/2" RIGHT ANGLE WHITE | EA |  | 1 Year | 1.22 | 5% | 1.159
44794 | Belden Wire | RA075BR | 3/4" RIGHT ANGLE BROWN | EA |  | 1 Year | 1.7 | 5% | 1.615
44795 | Belden Wire | RA075IV | 3/4" RIGHT ANGLE IVORY | EA |  | 1 Year | 1.7 | 5% | 1.615
44796 | Belden Wire | RA075LG | 3/4" RIGHT ANGLE LIGHT GRAY | EA |  | 1 Year | 1.7 | 5% | 1.615
44797 | Belden Wire | RA075RW | 3/4" RIGHT ANGLE REDWOOD | EA |  | 1 Year | 1.7 | 5% | 1.615
44798 | Belden Wire | RA075WH | 3/4" RIGHT ANGLE WHITE | EA |  | 1 Year | 1.7 | 5% | 1.615
44799 | Belden Wire | RA100BR | 1" RIGHT ANGLE BROWN | EA |  | 1 Year | 2.16 | 5% | 2.052
44800 | Belden Wire | RA100IV | 1" RIGHT ANGLE IVORY | EA |  | 1 Year | 2.16 | 5% | 2.052
44801 | Belden Wire | RA100LG | 1" RIGHT ANGLE LIGHT GRAY | EA |  | 1 Year | 2.16 | 5% | 2.052
44802 | Belden Wire | RA100RW | 1" RIGHT ANGLE REDWOOD | EA |  | 1 Year | 2.16 | 5% | 2.052
44803 | Belden Wire | RA100WH | 1" RIGHT ANGLE WHITE | EA |  | 1 Year | 2.16 | 5% | 2.052
44804 | Belden Wire | RA200BR | 2" RIGHT ANGLE BROWN | EA |  | 1 Year | 4.08 | 5% | 3.876
44805 | Belden Wire | RA200IV | 2" RIGHT ANGLE IVORY | EA |  | 1 Year | 4.08 | 5% | 3.876
44806 | Belden Wire | RA200LG | 2" RIGHT ANGLE LIGHT GRAY | EA |  | 1 Year | 4.08 | 5% | 3.876
44807 | Belden Wire | RA200RW | 2" RIGHT ANGLE REDWOOD | EA |  | 1 Year | 4.08 | 5% | 3.876
44808 | Belden Wire | RA200WH | 2" RIGHT ANGLE WHITE | EA |  | 1 Year | 4.08 | 5% | 3.876
44809 | Belden Wire | RAPLUS | ADAPTER, RIGHT ANGLE, SIGNAL T | EA |  | 1 Year | 4.0833 | 5% | 3.8791
44810 | Belden Wire | RBCTIP-UHF | TIP, RBC, UHF | EA |  | 1 Year | 3.7857 | 5% | 3.5964
44811 | Belden Wire | RC596 | TOOL CARTRIDGE 59/6 SERIES | EA |  | 1 Year | 12 | 5% | 11.4
44812 | Belden Wire | RC711 | TOOL CARTRIDGE 7/11 SERIES | EA |  | 1 Year | 12 | 5% | 11.4
44813 | Belden Wire | RCMV | REPLACMENT CARTRIDGE MINIVIDEO | EA |  | 1 Year | 10.1667 | 5% | 9.6584
44814 | Belden Wire | RCST596 | CABLE PREPARATION TOOL RG56/6 | EA |  | 1 Year | 20 | 5% | 19
44815 | Belden Wire | RD175BR | 1" X 3/4" REDUCER BROWN | EA |  | 1 Year | 1.28 | 5% | 1.216
44816 | Belden Wire | RD175IV | 1" X 3/4" REDUCER IVORY | EA |  | 1 Year | 1.28 | 5% | 1.216
44817 | Belden Wire | RD175LG | 1" X 3/4" REDUCER LIGHT GRAY | EA |  | 1 Year | 1.28 | 5% | 1.216
44818 | Belden Wire | RD175RW | 1" X 3/4" REDUCER REDWOOD | EA |  | 1 Year | 1.28 | 5% | 1.216
44819 | Belden Wire | RD175WH | 1" X 3/4" REDUCER WHITE | EA |  | 1 Year | 1.28 | 5% | 1.216
44820 | Belden Wire | RD201BR | 2" X 1" BROWN REDUCER | EA |  | 1 Year | 1.7 | 5% | 1.615
44821 | Belden Wire | RD201IV | 2" X 1" IVORY REDUCER | EA |  | 1 Year | 1.7 | 5% | 1.615
44822 | Belden Wire | RD201LG | 2" X 1" LIGHT GRAY REDUCER | EA |  | 1 Year | 1.7 | 5% | 1.615
44823 | Belden Wire | RD201RW | 2" X 1" REDWOOD REDUCER | EA |  | 1 Year | 1.7 | 5% | 1.615
44824 | Belden Wire | RD201WH | 2" X 1" WHITE REDUCER | EA |  | 1 Year | 1.7 | 5% | 1.615
44825 | Belden Wire | RFCT 000B1 | CRIMP TOOL-N TYPE | EA |  | 1 Year | 831.4208 | 5% | 789.8498
44826 | Belden Wire | RG59WR | .312 INTERNAL SEALING RING | EA |  | 1 Year | 0.4442 | 5% | 0.42199
44827 | Belden Wire | RG6-36 | 3' JUMPER W/ RG6NR CONNECTOR | EA |  | 1 Year | 2.2586 | 5% | 2.1457
44828 | Belden Wire | RG6WR | .336 INTERNAL SEALING RING | EA |  | 1 Year | 0.4442 | 5% | 0.42199
44829 | Belden Wire | RGON2FT | COMMS. 2 FOOT MERCHANDISE UNIT | EA |  | 1 Year | 242 | 5% | 229.9
44830 | Belden Wire | RIT1000 | SNAP-N-SEAL PREP/INSTALL TOOL | EA |  | 1 Year | 130.9 | 5% | 124.355
44831 | Belden Wire | RM11 | TOOL REPLCMT BLADES | EA |  | 1 Year | 8 | 5% | 7.6
44832 | Belden Wire | RM596 | TOOL REPLCMT BLADES CST596 | EA |  | 1 Year | 8 | 5% | 7.6
44833 | Belden Wire | RSNSKITU | KITU | EA |  | 1 Year | 175 | 5% | 166.25
44834 | Belden Wire | RSNSKITUB | KIT, SNS, 25 SNS1P6U | EA |  | 1 Year | 175 | 5% | 166.25
44835 | Belden Wire | RT221BR | 2" X 1" REDUCING TEE BROWN | EA |  | 1 Year | 4.52 | 5% | 4.294
44836 | Belden Wire | RT221IV | 2" X 1" REDUCING TEE IVORY | EA |  | 1 Year | 4.52 | 5% | 4.294
44837 | Belden Wire | RT221LG | 2" X 1" REDUCING TEE LIGHT GRA | EA |  | 1 Year | 4.52 | 5% | 4.294
44838 | Belden Wire | RT221RW | 2" X 1" REDUCING TEE REDWOOD | EA |  | 1 Year | 4.52 | 5% | 4.294
44839 | Belden Wire | RT221WH | 2" X 1" REDUCING TEE WHITE | EA |  | 1 Year | 4.52 | 5% | 4.294
44840 | Belden Wire | RTC 360 | RTC CABLE PRO W/O RATCHET | EA |  | 1 Year | 129.2972 | 5% | 122.8323
44841 | Belden Wire | RV5MJKSME-B24 | REVConn CAT5E Jack Metal | EA |  | 1 Year | 175.56 | 5% | 166.782
44842 | Belden Wire | RV5MJKSME-S1 | REVConn CAT5E Jack Metal | EA |  | 1 Year | 7.7 | 5% | 7.315
44843 | Belden Wire | RV5MJKUAL-B24 | REVConn CAT5E Jack Almond | EA |  | 1 Year | 143 | 5% | 135.85
44844 | Belden Wire | RV5MJKUAL-S1 | REVConn CAT5E Jack Almond | EA |  | 1 Year | 6.272 | 5% | 5.9584
44845 | Belden Wire | RV5MJKUBK-B24 | REVConn CAT5E Jack Black | EA |  | 1 Year | 143 | 5% | 135.85
44846 | Belden Wire | RV5MJKUBK-S1 | REVConn CAT5E Jack Black | EA |  | 1 Year | 6.272 | 5% | 5.9584
44847 | Belden Wire | RV5MJKUBL-B24 | REVConn CAT5E Jack Blue | EA |  | 1 Year | 143 | 5% | 135.85
44848 | Belden Wire | RV5MJKUBL-S1 | REVConn CAT5E Jack Blue | EA |  | 1 Year | 6.272 | 5% | 5.9584
44849 | Belden Wire | RV5MJKUBR-B24 | REVConn CAT5E Jack Brown | EA |  | 1 Year | 143 | 5% | 135.85
44850 | Belden Wire | RV5MJKUBR-S1 | REVConn CAT5E Jack Brown | EA |  | 1 Year | 6.272 | 5% | 5.9584
44851 | Belden Wire | RV5MJKUEW-B24 | REVConn CAT5E Jack Elec White | EA |  | 1 Year | 143 | 5% | 135.85
44852 | Belden Wire | RV5MJKUEW-S1 | REVConn CAT5E Jack Elec White | EA |  | 1 Year | 6.272 | 5% | 5.9584
44853 | Belden Wire | RV5MJKUGN-B24 | REVConn CAT5E Jack Green | EA |  | 1 Year | 143 | 5% | 135.85
44854 | Belden Wire | RV5MJKUGN-S1 | REVConn CAT5E Jack Green | EA |  | 1 Year | 6.272 | 5% | 5.9584
44855 | Belden Wire | RV5MJKUGY-B24 | REVConn CAT5E Jack Gray | EA |  | 1 Year | 143 | 5% | 135.85
44856 | Belden Wire | RV5MJKUGY-S1 | REVConn CAT5E Jack Gray | EA |  | 1 Year | 6.272 | 5% | 5.9584
44857 | Belden Wire | RV5MJKUIV-B24 | REVConn CAT5E Jack Ivory | EA |  | 1 Year | 143 | 5% | 135.85
44858 | Belden Wire | RV5MJKUIV-S1 | REVConn CAT5E Jack Ivory | EA |  | 1 Year | 6.272 | 5% | 5.9584
44859 | Belden Wire | RV5MJKUOR-B24 | REVConn CAT5E Jack Orange | EA |  | 1 Year | 143 | 5% | 135.85
44860 | Belden Wire | RV5MJKUOR-S1 | REVConn CAT5E Jack Orange | EA |  | 1 Year | 6.272 | 5% | 5.9584
44861 | Belden Wire | RV5MJKUPR-B24 | REVConn CAT5E Jack Purple | EA |  | 1 Year | 143 | 5% | 135.85
44862 | Belden Wire | RV5MJKUPR-S1 | REVConn CAT5E Jack Purple | EA |  | 1 Year | 6.272 | 5% | 5.9584
44863 | Belden Wire | RV5MJKURD-B24 | REVConn CAT5E Jack Red | EA |  | 1 Year | 143 | 5% | 135.85
44864 | Belden Wire | RV5MJKURD-S1 | REVConn CAT5E Jack Red | EA |  | 1 Year | 6.272 | 5% | 5.9584
44865 | Belden Wire | RV5MJKUTB-B24 | REVConn CAT5E Jack Blue TIA | EA |  | 1 Year | 143 | 5% | 135.85
44866 | Belden Wire | RV5MJKUTB-S1 | REVConn CAT5E Jack Blue TIA | EA |  | 1 Year | 6.272 | 5% | 5.9584
44867 | Belden Wire | RV5MJKUTG-B24 | REVConn CAT5E Jack Green TIA | EA |  | 1 Year | 143 | 5% | 135.85
44868 | Belden Wire | RV5MJKUTG-S1 | REVConn CAT5E Jack Green TIA | EA |  | 1 Year | 6.272 | 5% | 5.9584
44869 | Belden Wire | RV5MJKUTN-B24 | REVConn CAT5E Jack Brown TIA | EA |  | 1 Year | 143 | 5% | 135.85
44870 | Belden Wire | RV5MJKUTN-S1 | REVConn CAT5E Jack Brown TIA | EA |  | 1 Year | 6.272 | 5% | 5.9584
44871 | Belden Wire | RV5MJKUTO-B24 | REVConn CAT5E Jack Orange TIA | EA |  | 1 Year | 143 | 5% | 135.85
44872 | Belden Wire | RV5MJKUTO-S1 | REVConn CAT5E Jack Orange TIA | EA |  | 1 Year | 6.272 | 5% | 5.9584
44873 | Belden Wire | RV5MJKUTP-B24 | REVConn CAT5E Jack Purple TIA | EA |  | 1 Year | 143 | 5% | 135.85
44874 | Belden Wire | RV5MJKUTP-S1 | REVConn CAT5E Jack Purple TIA | EA |  | 1 Year | 6.272 | 5% | 5.9584
44875 | Belden Wire | RV5MJKUTR-B24 | REVConn CAT5E Jack Red TIA | EA |  | 1 Year | 143 | 5% | 135.85
44876 | Belden Wire | RV5MJKUTR-S1 | REVConn CAT5E Jack Red TIA | EA |  | 1 Year | 6.272 | 5% | 5.9584
44877 | Belden Wire | RV5MJKUTY-B24 | REVConn CAT5E Jack Yellow TIA | EA |  | 1 Year | 143 | 5% | 135.85
44878 | Belden Wire | RV5MJKUTY-S1 | REVConn CAT5E Jack Yellow TIA | EA |  | 1 Year | 6.272 | 5% | 5.9584
44879 | Belden Wire | RV5MJKUYL-B24 | REVConn CAT5E Jack Yellow | EA |  | 1 Year | 143 | 5% | 135.85
44880 | Belden Wire | RV5MJKUYL-S1 | REVConn CAT5E Jack Yellow | EA |  | 1 Year | 6.272 | 5% | 5.9584
44881 | Belden Wire | RV5PPA1U24BK | CAT5E REVCONN ANG PATCH PNL | EA |  | 1 Year | 229.5 | 5% | 218.025
44882 | Belden Wire | RV5PPA1U24WH | CAT5E REVCONN ANG PATCH PNL | EA |  | 1 Year | 228.3 | 5% | 216.885
44883 | Belden Wire | RV5PPA2U48BK | CAT5E REVCONN ANG PATCH PNL | EA |  | 1 Year | 459 | 5% | 436.05
44884 | Belden Wire | RV5PPA2U48WH | CAT5E REVCONN ANG PATCH PNL | EA |  | 1 Year | 456.5 | 5% | 433.675
44885 | Belden Wire | RV5PPF1U24BK | CAT5E REVCONN PATCH PNL | EA |  | 1 Year | 192.7 | 5% | 183.065
44886 | Belden Wire | RV5PPF1U24WH | CAT5E REVCONN PATCH PNL | EA |  | 1 Year | 193.2 | 5% | 183.54
44887 | Belden Wire | RV5PPF2U48BK | CAT5E REVCONN PATCH PNL | EA |  | 1 Year | 385.3 | 5% | 366.035
44888 | Belden Wire | RV5PPF2U48WH | CAT5E REVCONN PATCH PNL | EA |  | 1 Year | 386.4 | 5% | 367.08
44889 | Belden Wire | RV6MJKSME-B24 | REVConn CAT6+ Jack Metal | EA |  | 1 Year | 287.166 | 5% | 272.8077
44890 | Belden Wire | RV6MJKSME-S1 | REVConn CAT6+ Jack Metal | EA |  | 1 Year | 12.595 | 5% | 11.9652
44891 | Belden Wire | RV6MJKUAL-B24 | REVConn CAT6+ Jack Almond | EA |  | 1 Year | 211.2 | 5% | 200.64
44892 | Belden Wire | RV6MJKUAL-S1 | REVConn CAT6+ Jack Almond | EA |  | 1 Year | 9.2632 | 5% | 8.8
44893 | Belden Wire | RV6MJKUBK-B24 | REVConn CAT6+ Jack Black | EA |  | 1 Year | 211.2 | 5% | 200.64
44894 | Belden Wire | RV6MJKUBK-S1 | REVConn CAT6+ Jack Black | EA |  | 1 Year | 9.2632 | 5% | 8.8
44895 | Belden Wire | RV6MJKUBL-B24 | REVConn CAT6+ Jack Blue | EA |  | 1 Year | 211.2 | 5% | 200.64
44896 | Belden Wire | RV6MJKUBL-S1 | REVConn CAT6+ Jack Blue | EA |  | 1 Year | 9.2632 | 5% | 8.8
44897 | Belden Wire | RV6MJKUBR-B24 | REVConn CAT6+ Jack Brown | EA |  | 1 Year | 211.2 | 5% | 200.64
44898 | Belden Wire | RV6MJKUBR-S1 | REVConn CAT6+ Jack Brown | EA |  | 1 Year | 9.2632 | 5% | 8.8
44899 | Belden Wire | RV6MJKUEW-B24 | REVConn CAT6+ Jack Elec White | EA |  | 1 Year | 211.2 | 5% | 200.64
44900 | Belden Wire | RV6MJKUEW-S1 | REVConn CAT6+ Jack Elec White | EA |  | 1 Year | 9.2632 | 5% | 8.8
44901 | Belden Wire | RV6MJKUGN-B24 | REVConn CAT6+ Jack Green | EA |  | 1 Year | 211.2 | 5% | 200.64
44902 | Belden Wire | RV6MJKUGN-S1 | REVConn CAT6+ Jack Green | EA |  | 1 Year | 9.2632 | 5% | 8.8
44903 | Belden Wire | RV6MJKUGY-B24 | REVConn CAT6+ Jack Gray | EA |  | 1 Year | 211.2 | 5% | 200.64
44904 | Belden Wire | RV6MJKUGY-S1 | REVConn CAT6+ Jack Gray | EA |  | 1 Year | 9.2632 | 5% | 8.8
44905 | Belden Wire | RV6MJKUIV-B24 | REVConn CAT6+ Jack Ivory | EA |  | 1 Year | 211.2 | 5% | 200.64
44906 | Belden Wire | RV6MJKUIV-S1 | REVConn CAT6+ Jack Ivory | EA |  | 1 Year | 9.2632 | 5% | 8.8
44907 | Belden Wire | RV6MJKUOR-B24 | REVConn CAT6+ Jack Orange | EA |  | 1 Year | 211.2 | 5% | 200.64
44908 | Belden Wire | RV6MJKUOR-S1 | REVConn CAT6+ Jack Orange | EA |  | 1 Year | 9.2632 | 5% | 8.8
44909 | Belden Wire | RV6MJKUPR-B24 | REVConn CAT6+ Jack Purple | EA |  | 1 Year | 211.2 | 5% | 200.64
44910 | Belden Wire | RV6MJKUPR-S1 | REVConn CAT6+ Jack Purple | EA |  | 1 Year | 9.2632 | 5% | 8.8
44911 | Belden Wire | RV6MJKURD-B24 | REVConn CAT6+ Jack Red | EA |  | 1 Year | 211.2 | 5% | 200.64
44912 | Belden Wire | RV6MJKURD-S1 | REVConn CAT6+ Jack Red | EA |  | 1 Year | 9.2632 | 5% | 8.8
44913 | Belden Wire | RV6MJKUTB-B24 | REVConn CAT6+ Jack Blue TIA | EA |  | 1 Year | 211.2 | 5% | 200.64
44914 | Belden Wire | RV6MJKUTB-S1 | REVConn CAT6+ Jack Blue TIA | EA |  | 1 Year | 9.2632 | 5% | 8.8
44915 | Belden Wire | RV6MJKUTG-B24 | REVConn CAT6+ Jack Green TIA | EA |  | 1 Year | 211.2 | 5% | 200.64
44916 | Belden Wire | RV6MJKUTG-S1 | REVConn CAT6+ Jack Green TIA | EA |  | 1 Year | 9.2632 | 5% | 8.8
44917 | Belden Wire | RV6MJKUTN-B24 | REVConn CAT6+ Jack Brown TIA | EA |  | 1 Year | 211.2 | 5% | 200.64
44918 | Belden Wire | RV6MJKUTN-S1 | REVConn CAT6+ Jack Brown TIA | EA |  | 1 Year | 9.2632 | 5% | 8.8
44919 | Belden Wire | RV6MJKUTO-B24 | REVConn CAT6+ Jack Orange TIA | EA |  | 1 Year | 211.2 | 5% | 200.64
44920 | Belden Wire | RV6MJKUTO-S1 | REVConn CAT6+ Jack Orange TIA | EA |  | 1 Year | 9.2632 | 5% | 8.8
44921 | Belden Wire | RV6MJKUTP-B24 | REVConn CAT6+ Jack Purple TIA | EA |  | 1 Year | 211.2 | 5% | 200.64
44922 | Belden Wire | RV6MJKUTP-S1 | REVConn CAT6+ Jack Purple TIA | EA |  | 1 Year | 9.2632 | 5% | 8.8
44923 | Belden Wire | RV6MJKUTR-B24 | REVConn CAT6+ Jack Red TIA | EA |  | 1 Year | 211.2 | 5% | 200.64
44924 | Belden Wire | RV6MJKUTR-S1 | REVConn CAT6+ Jack Red TIA | EA |  | 1 Year | 9.2632 | 5% | 8.8
44925 | Belden Wire | RV6MJKUTY-B24 | REVConn CAT6+ Jack Yellow TIA | EA |  | 1 Year | 211.2 | 5% | 200.64
44926 | Belden Wire | RV6MJKUTY-S1 | REVConn CAT6+ Jack Yellow TIA | EA |  | 1 Year | 9.2632 | 5% | 8.8
44927 | Belden Wire | RV6MJKUYL-B24 | REVConn CAT6+ Jack Yellow | EA |  | 1 Year | 211.2 | 5% | 200.64
44928 | Belden Wire | RV6MJKUYL-S1 | REVConn CAT6+ Jack Yellow | EA |  | 1 Year | 9.2632 | 5% | 8.8
44929 | Belden Wire | RV6PPA1U24BK | CAT6+ REVCONN ANG PATCH PNL | EA |  | 1 Year | 288.1 | 5% | 273.695
44930 | Belden Wire | RV6PPA1U24WH | CAT6+ REVCONN ANG PATCH PNL | EA |  | 1 Year | 288.1 | 5% | 273.695
44931 | Belden Wire | RV6PPA2U48BK | CAT6+ REVCONN ANG PATCH PNL | EA |  | 1 Year | 576.2 | 5% | 547.39
44932 | Belden Wire | RV6PPA2U48WH | CAT6+ REVCONN ANG PATCH PNL | EA |  | 1 Year | 576.2 | 5% | 547.39
44933 | Belden Wire | RV6PPF1U24BK | CAT6+ REVCONN PATCH PNL | EA |  | 1 Year | 253 | 5% | 240.35
44934 | Belden Wire | RV6PPF1U24WH | CAT6+ REVCONN PATCH PNL | EA |  | 1 Year | 253 | 5% | 240.35
44935 | Belden Wire | RV6PPF2U48BK | CAT6+ REVCONN PATCH PNL | EA |  | 1 Year | 506 | 5% | 480.7
44936 | Belden Wire | RV6PPF2U48WH | CAT6+ REVCONN PATCH PNL | EA |  | 1 Year | 506 | 5% | 480.7
44937 | Belden Wire | RVAFPSME-B24 | REVConn 10GX Plug Metal | EA |  | 1 Year | 489.516 | 5% | 465.0402
44938 | Belden Wire | RVAFPSME-S1 | REVConn 10GX Plug Metal | EA |  | 1 Year | 21.47 | 5% | 20.3965
44939 | Belden Wire | RVAFPUBK-B24 | REVConn 10GX Plug Black | EA |  | 1 Year | 259.92 | 5% | 246.924
44940 | Belden Wire | RVAFPUBK-S1 | REVConn 10GX Plug Black | EA |  | 1 Year | 11.4 | 5% | 10.83
44941 | Belden Wire | RVAMJKSME-B24 | REVConn 10GX Jack Metal | EA |  | 1 Year | 513 | 5% | 487.35
44942 | Belden Wire | RVAMJKSME-S1 | REVConn 10GX Jack Metal | EA |  | 1 Year | 22.5 | 5% | 21.375
44943 | Belden Wire | RVAMJKUAL-B24 | REVConn 10GX Jack Almond | EA |  | 1 Year | 376 | 5% | 357.2
44944 | Belden Wire | RVAMJKUAL-S1 | REVConn 10GX Jack Almond | EA |  | 1 Year | 16.4912 | 5% | 15.6666
44945 | Belden Wire | RVAMJKUBK-B24 | REVConn 10GX Jack Black | EA |  | 1 Year | 376 | 5% | 357.2
44946 | Belden Wire | RVAMJKUBK-S1 | REVConn 10GX Jack Black | EA |  | 1 Year | 16.4912 | 5% | 15.6666
44947 | Belden Wire | RVAMJKUBL-B24 | REVConn 10GX Jack Blue | EA |  | 1 Year | 376 | 5% | 357.2
44948 | Belden Wire | RVAMJKUBL-S1 | REVConn 10GX Jack Blue | EA |  | 1 Year | 16.4912 | 5% | 15.6666
44949 | Belden Wire | RVAMJKUBR-B24 | REVConn 10GX Jack Brown | EA |  | 1 Year | 376 | 5% | 357.2
44950 | Belden Wire | RVAMJKUBR-S1 | REVConn 10GX Jack Brown | EA |  | 1 Year | 16.4912 | 5% | 15.6666
44951 | Belden Wire | RVAMJKUEW-B24 | REVConn 10GX Jack Elec White | EA |  | 1 Year | 376 | 5% | 357.2
44952 | Belden Wire | RVAMJKUEW-S1 | REVConn 10GX Jack Elec White | EA |  | 1 Year | 16.4912 | 5% | 15.6666
44953 | Belden Wire | RVAMJKUGN-B24 | REVConn 10GX Jack Green | EA |  | 1 Year | 376 | 5% | 357.2
44954 | Belden Wire | RVAMJKUGN-S1 | REVConn 10GX Jack Green | EA |  | 1 Year | 16.4912 | 5% | 15.6666
44955 | Belden Wire | RVAMJKUGY-B24 | REVConn 10GX Jack Gray | EA |  | 1 Year | 376 | 5% | 357.2
44956 | Belden Wire | RVAMJKUGY-S1 | REVConn 10GX Jack Gray | EA |  | 1 Year | 16.4912 | 5% | 15.6666
44957 | Belden Wire | RVAMJKUIV-B24 | REVConn 10GX Jack Ivory | EA |  | 1 Year | 376 | 5% | 357.2
44958 | Belden Wire | RVAMJKUIV-S1 | REVConn 10GX Jack Ivory | EA |  | 1 Year | 16.4912 | 5% | 15.6666
44959 | Belden Wire | RVAMJKUOR-B24 | REVConn 10GX Jack Orange | EA |  | 1 Year | 376 | 5% | 357.2
44960 | Belden Wire | RVAMJKUOR-S1 | REVConn 10GX Jack Orange | EA |  | 1 Year | 16.4912 | 5% | 15.6666
44961 | Belden Wire | RVAMJKUPR-B24 | REVConn 10GX Jack Purple | EA |  | 1 Year | 376 | 5% | 357.2
44962 | Belden Wire | RVAMJKUPR-S1 | REVConn 10GX Jack Purple | EA |  | 1 Year | 16.4912 | 5% | 15.6666
44963 | Belden Wire | RVAMJKURD-B24 | REVConn 10GX Jack Red | EA |  | 1 Year | 376 | 5% | 357.2
44964 | Belden Wire | RVAMJKURD-S1 | REVConn 10GX Jack Red | EA |  | 1 Year | 16.4912 | 5% | 15.6666
44965 | Belden Wire | RVAMJKUTB-B24 | REVConn 10GX Jack Blue TIA | EA |  | 1 Year | 376 | 5% | 357.2
44966 | Belden Wire | RVAMJKUTB-S1 | REVConn 10GX Jack Blue TIA | EA |  | 1 Year | 16.4912 | 5% | 15.6666
44967 | Belden Wire | RVAMJKUTG-B24 | REVConn 10GX Jack Green TIA | EA |  | 1 Year | 376 | 5% | 357.2
44968 | Belden Wire | RVAMJKUTG-S1 | REVConn 10GX Jack Green TIA | EA |  | 1 Year | 16.4912 | 5% | 15.6666
44969 | Belden Wire | RVAMJKUTN-B24 | REVConn 10GX Jack Brown TIA | EA |  | 1 Year | 376 | 5% | 357.2
44970 | Belden Wire | RVAMJKUTN-S1 | REVConn 10GX Jack Brown TIA | EA |  | 1 Year | 16.4912 | 5% | 15.6666
44971 | Belden Wire | RVAMJKUTO-B24 | REVConn 10GX Jack Orange TIA | EA |  | 1 Year | 376 | 5% | 357.2
44972 | Belden Wire | RVAMJKUTO-S1 | REVConn 10GX Jack Orange TIA | EA |  | 1 Year | 16.4912 | 5% | 15.6666
44973 | Belden Wire | RVAMJKUTP-B24 | REVConn 10GX Jack Purple TIA | EA |  | 1 Year | 376 | 5% | 357.2
44974 | Belden Wire | RVAMJKUTP-S1 | REVConn 10GX Jack Purple TIA | EA |  | 1 Year | 16.4912 | 5% | 15.6666
44975 | Belden Wire | RVAMJKUTR-B24 | REVConn 10GX Jack Red TIA | EA |  | 1 Year | 376 | 5% | 357.2
44976 | Belden Wire | RVAMJKUTR-S1 | REVConn 10GX Jack Red TIA | EA |  | 1 Year | 16.4912 | 5% | 15.6666
44977 | Belden Wire | RVAMJKUTY-B24 | REVConn 10GX Jack Yellow TIA | EA |  | 1 Year | 376 | 5% | 357.2
44978 | Belden Wire | RVAMJKUTY-S1 | REVConn 10GX Jack Yellow TIA | EA |  | 1 Year | 16.4912 | 5% | 15.6666
44979 | Belden Wire | RVAMJKUYL-B24 | REVConn 10GX Jack Yellow | EA |  | 1 Year | 376 | 5% | 357.2
44980 | Belden Wire | RVAMJKUYL-S1 | REVConn 10GX Jack Yellow | EA |  | 1 Year | 16.4912 | 5% | 15.6666
44981 | Belden Wire | RVAPPA1U24BK | 10GX REVCONN ANG PATCH PNL | EA |  | 1 Year | 474.8 | 5% | 451.06
44982 | Belden Wire | RVAPPA1U24WH | 10GX REVCONN ANG PATCH PNL | EA |  | 1 Year | 466 | 5% | 442.7
44983 | Belden Wire | RVAPPA2U48BK | 10GX REVCONN ANG PATCH PNL | EA |  | 1 Year | 949.5 | 5% | 902.025
44984 | Belden Wire | RVAPPA2U48WH | 10GX REVCONN ANG PATCH PNL | EA |  | 1 Year | 932 | 5% | 885.4
44985 | Belden Wire | RVAPPF1U24BK | 10GX REVCONN PATCH PNL | EA |  | 1 Year | 437.9 | 5% | 416.005
44986 | Belden Wire | RVAPPF1U24WH | 10GX REVCONN PATCH PNL | EA |  | 1 Year | 430.9 | 5% | 409.355
44987 | Belden Wire | RVAPPF2U48BK | 10GX REVCONN PATCH PNL | EA |  | 1 Year | 875.8 | 5% | 832.01
44988 | Belden Wire | RVAPPF2U48WH | 10GX REVCONN PATCH PNL | EA |  | 1 Year | 861.8 | 5% | 818.71
44989 | Belden Wire | RVASP01 | REVConnect 10GX | EA |  | 1 Year | 865 | 5% | 821.75
44990 | Belden Wire | RVUCOEW-B50 | REVConn Core Pack, | EA |  | 1 Year | 30 | 5% | 28.5
44991 | Belden Wire | RVUCT01 | REVConn Univ Cable Prep Tool | EA |  | 1 Year | 16.5 | 5% | 15.675
44992 | Belden Wire | RVUDCAL-B24 | REVConn Dust Cover Almond | EA |  | 1 Year | 5.9823 | 5% | 5.6832
44993 | Belden Wire | RVUDCBK-B24 | REVConn Dust Cover Black | EA |  | 1 Year | 5.9823 | 5% | 5.6832
44994 | Belden Wire | RVUDCBL-B24 | REVConn Dust Cover Blue | EA |  | 1 Year | 5.9823 | 5% | 5.6832
44995 | Belden Wire | RVUDCBR-B24 | REVConn Dust Cover Brown | EA |  | 1 Year | 5.9823 | 5% | 5.6832
44996 | Belden Wire | RVUDCEW-B24 | REVConn Dust Cover Elec White | EA |  | 1 Year | 5.9823 | 5% | 5.6832
44997 | Belden Wire | RVUDCGN-B24 | REVConn Dust Cover Green | EA |  | 1 Year | 5.9823 | 5% | 5.6832
44998 | Belden Wire | RVUDCGY-B24 | REVConn Dust Cover Gray | EA |  | 1 Year | 5.9823 | 5% | 5.6832
44999 | Belden Wire | RVUDCIV-B24 | REVConn Dust Cover Ivory | EA |  | 1 Year | 5.9823 | 5% | 5.6832
45000 | Belden Wire | RVUDCOR-B24 | REVConn Dust Cover Ora | EA |  | 1 Year | 5.9823 | 5% | 5.6832
45001 | Belden Wire | RVUDCPR-B24 | REVConn Dust Cover Pur | EA |  | 1 Year | 5.9823 | 5% | 5.6832
45002 | Belden Wire | RVUDCRD-B24 | REVConn Dust Cover Red | EA |  | 1 Year | 5.9823 | 5% | 5.6832
45003 | Belden Wire | RVUDCTB-B24 | REVConn Dust Cover Blue (TIA) | EA |  | 1 Year | 5.9823 | 5% | 5.6832
45004 | Belden Wire | RVUDCTG-B24 | REVConn Dust Cover Green (TIA) | EA |  | 1 Year | 5.9823 | 5% | 5.6832
45005 | Belden Wire | RVUDCTN-B24 | REVConn Dust Cover Brown (TIA) | EA |  | 1 Year | 5.9823 | 5% | 5.6832
45006 | Belden Wire | RVUDCTO-B24 | REVConn Dust Cover Ora (TIA) | EA |  | 1 Year | 5.9823 | 5% | 5.6832
45007 | Belden Wire | RVUDCTP-B24 | REVConn Dust Cover Pur (TIA) | EA |  | 1 Year | 5.9823 | 5% | 5.6832
45008 | Belden Wire | RVUDCTR-B24 | REVConn Dust Cover Red (TIA) | EA |  | 1 Year | 5.9823 | 5% | 5.6832
45009 | Belden Wire | RVUDCTY-B24 | REVConn Dust Cover Yel (TIA) | EA |  | 1 Year | 5.9823 | 5% | 5.6832
45010 | Belden Wire | RVUDCYL-B24 | REVConn Dust Cover Yel | EA |  | 1 Year | 5.9823 | 5% | 5.6832
45011 | Belden Wire | RVUICAL-B24 | REVConn Color Icon Almond | EA |  | 1 Year | 4.6818 | 5% | 4.4477
45012 | Belden Wire | RVUICBK-B24 | REVConn Color Icon Black | EA |  | 1 Year | 4.6818 | 5% | 4.4477
45013 | Belden Wire | RVUICBL-B24 | REVConn Color Icon Blue | EA |  | 1 Year | 4.6818 | 5% | 4.4477
45014 | Belden Wire | RVUICBR-B24 | REVConn Color Icon Brown | EA |  | 1 Year | 4.6818 | 5% | 4.4477
45015 | Belden Wire | RVUICEW-B24 | REVConn Color Icon Elec White | EA |  | 1 Year | 4.6818 | 5% | 4.4477
45016 | Belden Wire | RVUICGN-B24 | REVConn Color Icon Green | EA |  | 1 Year | 4.6818 | 5% | 4.4477
45017 | Belden Wire | RVUICGY-B24 | REVConn Color Icon Gray | EA |  | 1 Year | 4.6818 | 5% | 4.4477
45018 | Belden Wire | RVUICIV-B24 | REVConn Color Icon Ivory | EA |  | 1 Year | 4.6818 | 5% | 4.4477
45019 | Belden Wire | RVUICOR-B24 | REVConn Color Icon Ora | EA |  | 1 Year | 4.6818 | 5% | 4.4477
45020 | Belden Wire | RVUICPR-B24 | REVConn Color Icon Pur | EA |  | 1 Year | 4.6818 | 5% | 4.4477
45021 | Belden Wire | RVUICRD-B24 | REVConn Color Icon Red | EA |  | 1 Year | 4.6818 | 5% | 4.4477
45022 | Belden Wire | RVUICTB-B24 | REVConn Color Icon Blue (TIA) | EA |  | 1 Year | 4.6818 | 5% | 4.4477
45023 | Belden Wire | RVUICTG-B24 | REVConn Color Icon Green (TIA) | EA |  | 1 Year | 4.6818 | 5% | 4.4477
45024 | Belden Wire | RVUICTN-B24 | REVConn Color Icon Brown (TIA) | EA |  | 1 Year | 4.6818 | 5% | 4.4477
45025 | Belden Wire | RVUICTO-B24 | REVConn Color Icon Ora (TIA) | EA |  | 1 Year | 4.6818 | 5% | 4.4477
45026 | Belden Wire | RVUICTP-B24 | REVConn Color Icon Pur (TIA) | EA |  | 1 Year | 4.6818 | 5% | 4.4477
45027 | Belden Wire | RVUICTR-B24 | REVConn Color Icon Red (TIA) | EA |  | 1 Year | 4.6818 | 5% | 4.4477
45028 | Belden Wire | RVUICTY-B24 | REVConn Color Icon Yel (TIA) | EA |  | 1 Year | 4.6818 | 5% | 4.4477
45029 | Belden Wire | RVUICYL-B24 | REVConn Color Icon Yel | EA |  | 1 Year | 4.6818 | 5% | 4.4477
45030 | Belden Wire | RVUTB01 | REVConn Univ Tool Blades | EA |  | 1 Year | 16.5 | 5% | 15.675
45031 | Belden Wire | RVUTC01 | REVConn Univ Tool Belt Clip | EA |  | 1 Year | 25 | 5% | 23.75
45032 | Belden Wire | RVUTCC01 | REVConn Tool Carrying Case | EA |  | 1 Year | 150 | 5% | 142.5
45033 | Belden Wire | RVUTIK01 | REVConn Install Tool Kit | EA |  | 1 Year | 330 | 5% | 313.5
45034 | Belden Wire | RVUTT01 | REVConn Univ Term Tool | EA |  | 1 Year | 115 | 5% | 109.25
45035 | Belden Wire | SASNS11AS | SNS RG11 W/O NUT SEAL | EA |  | 1 Year | 2.4 | 5% | 2.28
45036 | Belden Wire | SC02MFA-SS | DROP CLAMP, COAX MESSENGER | EA |  | 1 Year | 0.73 | 5% | 0.6935
45037 | Belden Wire | SC03-1 | SPAN CLAMP | EA |  | 1 Year | 4.44 | 5% | 4.218
45038 | Belden Wire | SC03-2 | SPAN CLAMP, DOUBLE PIGTAIL | EA |  | 1 Year | 2 | 5% | 1.9
45039 | Belden Wire | SC03E | ECONO SPAN CLAMP | EA |  | 1 Year | 1.55 | 5% | 1.4725
45040 | Belden Wire | SC03E-2G | SPAM CLAMP W/2 DOUBLE MESS. | EA |  | 1 Year | 2.2 | 5% | 2.09
45041 | Belden Wire | SC05-1 | SUPPORT STRAP ALUM 10" | EA |  | 1 Year | 0.75 | 5% | 0.7125
45042 | Belden Wire | SC053-1 | CABLE TIE ALUM 7" | EA |  | 1 Year | 0.235 | 5% | 0.22325
45043 | Belden Wire | SC053-2 | CABLE TIE ALUM 10" | EA |  | 1 Year | 0.23 | 5% | 0.2185
45044 | Belden Wire | SC055-2 | CABLE-TY ALUM. 6" | EA |  | 1 Year | 0.15 | 5% | 0.1425
45045 | Belden Wire | SC06-1 | SUPPORT STRAP 16" ALUM | EA |  | 1 Year | 0.95 | 5% | 0.9025
45046 | Belden Wire | SC07-1 | CABLE LASHING CLAMP | EA |  | 1 Year | 1.6475 | 5% | 1.5651
45047 | Belden Wire | SC07GG | GROUNDING CLAMP,"I"BEAM #10 | EA |  | 1 Year | 2.295 | 5% | 2.1803
45048 | Belden Wire | SC09-1 | SPLITTER NUT RING.172 | EA |  | 1 Year | 0.25 | 5% | 0.2375
45049 | Belden Wire | SC10-1 | S CLIP COAX | EA |  | 1 Year | 0.13 | 5% | 0.1235
45050 | Belden Wire | SC11-1 | DEAD-END STRAP | EA |  | 1 Year | 1.95 | 5% | 1.8525
45051 | Belden Wire | SC12DNS-81 | GROUNDING BLOCK | EA |  | 1 Year | 2.45 | 5% | 2.3275
45052 | Belden Wire | SC12KF81-1 | GROUNDING BLOCK | EA |  | 1 Year | 2.5 | 5% | 2.375
45053 | Belden Wire | SC12N-81 | GROUNDING BLOCK | EA |  | 1 Year | 1.8 | 5% | 1.71
45054 | Belden Wire | SC12N81-1G | GROUNDING BLOCK | EA |  | 1 Year | 2.75 | 5% | 2.6125
45055 | Belden Wire | SC13B-1 | SMALL GROUND STRAP COPPER | EA |  | 1 Year | 1.75 | 5% | 1.6625
45056 | Belden Wire | SC13B-2 | MEDIUM GROUND STRAP COPPER | EA |  | 1 Year | 2.25 | 5% | 2.1375
45057 | Belden Wire | SC13B-3 | LARGE GROUND STRAP COPPER | EA |  | 1 Year | 2.2 | 5% | 2.09
45058 | Belden Wire | SC13BZ-1 | SMALL GALVANIZED GROUND STRAP | EA |  | 1 Year | 1.375 | 5% | 1.3062
45059 | Belden Wire | SC13BZ-2 | MEDIUM GALVANIZED GROUND STRAP | EA |  | 1 Year | 1.4 | 5% | 1.33
45060 | Belden Wire | SC13BZ-3 | LARGE GALVANIZED GROUND STRAP | EA |  | 1 Year | 1.45 | 5% | 1.3775
45061 | Belden Wire | SC15-2 | DROP HOOK 'P' TYPE 5 1/2" | EA |  | 1 Year | 1.65 | 5% | 1.5675
45062 | Belden Wire | SC16-19 | SAXXIT CABLE CLIP 6MM | EA |  | 1 Year | 0.134 | 5% | 0.1273
45063 | Belden Wire | SC16-26 | SAXXIT CABLE CLIP 7MM | EA |  | 1 Year | 0.15 | 5% | 0.1425
45064 | Belden Wire | SC16-3Q | SAXXIT CABLE CLIP 8MM | EA |  | 1 Year | 0.16 | 5% | 0.152
45065 | Belden Wire | SC16-411 | SAXXIT CABLE CLIP 10MM | EA |  | 1 Year | 0.175 | 5% | 0.16625
45066 | Belden Wire | SC16DP-19 | SAXXIT CBLE CLP W/DRIVE PIN6MM | EA |  | 1 Year | 0.165 | 5% | 0.15675
45067 | Belden Wire | SC16DP-26 | SAXXIT CABLE CLIP W/ DPIN 7MM | EA |  | 1 Year | 0.2 | 5% | 0.19
45068 | Belden Wire | SC17-1 | DRIVE RING 5/8" | EA |  | 1 Year | 0.48 | 5% | 0.456
45069 | Belden Wire | SC17-2 | DRIVE RING 1-1/4" | EA |  | 1 Year | 0.7 | 5% | 0.665
45070 | Belden Wire | SC18-19 | SAXXON CABLE CLIP 6MM | EA |  | 1 Year | 0.13 | 5% | 0.1235
45071 | Belden Wire | SC18-26 | SAXXON CABLE CLIP 7MM | EA |  | 1 Year | 0.13 | 5% | 0.1235
45072 | Belden Wire | SC18-3Q | 8MM SAXXON CABLE CLIP | EA |  | 1 Year | 0.135 | 5% | 0.12825
45073 | Belden Wire | SC18L-26 | SAXXON CLIP W/ LONG NAIL 7MM | EA |  | 1 Year | 0.15 | 5% | 0.1425
45074 | Belden Wire | SC18P-26BLACK | SAXXON CABLE CLIP 7MM BLACK | EA |  | 1 Year | 0.195 | 5% | 0.18525
45075 | Belden Wire | SC19-1 | U CABLE CLIP 6MM | EA |  | 1 Year | 0.05 | 5% | 0.0475
45076 | Belden Wire | SC20-1 | U CABLE CLIP 7MM | EA |  | 1 Year | 0.044 | 5% | 0.0418
45077 | Belden Wire | SC20-D6 | DUAL CABLE CLIP | EA |  | 1 Year | 0.22 | 5% | 0.209
45078 | Belden Wire | SC21-1 | U CABLE CLIP #12/14 | EA |  | 1 Year | 0.05 | 5% | 0.0475
45079 | Belden Wire | SC21-2 | U CABLE CLIP #10/14 | EA |  | 1 Year | 0.035 | 5% | 0.03325
45080 | Belden Wire | SC22-1 | U CABLE CLIP 10MM | EA |  | 1 Year | 0.048 | 5% | 0.0456
45081 | Belden Wire | SC23CGS-4 | TAP BRKT W/GRND 4" HORZ MNT | EA |  | 1 Year | 10 | 5% | 9.5
45082 | Belden Wire | SC23LIN | AMP BRACKET LINDSAY | EA |  | 1 Year | 3.75 | 5% | 3.5625
45083 | Belden Wire | SC23PS-2 | TAP BRACKET 2" HORIZ MOUNT | EA |  | 1 Year | 4.5 | 5% | 4.275
45084 | Belden Wire | SC23PS-3 | TAP BRACKET 3" HORIZ MOUNT | EA |  | 1 Year | 5 | 5% | 4.75
45085 | Belden Wire | SC23PS-4 | TAP BRACKET 4" HORIZ MOUNT | EA |  | 1 Year | 5.75 | 5% | 5.4625
45086 | Belden Wire | SC23PS4-C | TAP BRACKET 4" HORIZ MOUNT-C | EA |  | 1 Year | 2.35 | 5% | 2.2325
45087 | Belden Wire | SC23PV-2 | TAP BRACKET, 2'VERTICAL MOUNT | EA |  | 1 Year | 3 | 5% | 2.85
45088 | Belden Wire | SC23PV-4 | TAP BRACKET 4" VERTICAL MOUNT | EA |  | 1 Year | 3.78 | 5% | 3.591
45089 | Belden Wire | SC24-2 | MULTI TAP WALL BRKT W/O STOPPE | EA |  | 1 Year | 3.6 | 5% | 3.42
45090 | Belden Wire | SC26-1 | OMNI HOUSE HOOK | EA |  | 1 Year | 2.1 | 5% | 1.995
45091 | Belden Wire | SC26-1L | OMNI HOUSE HOOK-EXTRA LONG | EA |  | 1 Year | 1.75 | 5% | 1.6625
45092 | Belden Wire | SC28-1 | IDENTIFICATION TAGS | EA |  | 1 Year | 0.29 | 5% | 0.2755
45093 | Belden Wire | SC28-4 | IDENTIFICATION TAGS -STRAP | EA |  | 1 Year | 0.46 | 5% | 0.437
45094 | Belden Wire | SC28-6 | IDENTIFICATION TAGS | EA |  | 1 Year | 0.75 | 5% | 0.7125
45095 | Belden Wire | SC28P-1GREEN | ID TAG GREEN | EA |  | 1 Year | 0.8 | 5% | 0.76
45096 | Belden Wire | SC28P-1RED | ID TAGS RED | EA |  | 1 Year | 0.8 | 5% | 0.76
45097 | Belden Wire | SC28P-1YELLOW | ID TAGS YELLOW | EA |  | 1 Year | 0.8 | 5% | 0.76
45098 | Belden Wire | SC30-1 | SUSPENSION BRACKET-8 DROP | EA |  | 1 Year | 2.4 | 5% | 2.28
45099 | Belden Wire | SC42-1 | GROUND CONNECTOR #4/6/10 AWG | EA |  | 1 Year | 1.4 | 5% | 1.33
45100 | Belden Wire | SC44-1 | DEAD END BRACKET | EA |  | 1 Year | 9.12 | 5% | 8.664
45101 | Belden Wire | SC46DN | GRNDING BRKT W/MTG SCR DUAL | EA |  | 1 Year | 1.5 | 5% | 1.425
45102 | Belden Wire | SC51-1 | BONDING CONNECTOR METER PAN | EA |  | 1 Year | 2.45 | 5% | 2.3275
45103 | Belden Wire | SC51-1T | BONDING CONNECTOR (TELEPHONE) | EA |  | 1 Year | 1 | 5% | 0.95
45104 | Belden Wire | SC51-2 | BONDING CONN FOR METER PAN #6 | EA |  | 1 Year | 3.5 | 5% | 3.325
45105 | Belden Wire | SC51-CF | BONDING CONNECTOR METER PAN | EA |  | 1 Year | 2.37 | 5% | 2.2515
45106 | Belden Wire | SC51CF-81 | GROUND BLOCK FOR METER PAN | EA |  | 1 Year | 4.75 | 5% | 4.5125
45107 | Belden Wire | SC51CF-85 | BONDING CONNECTOR #6 MTR PAN | EA |  | 1 Year | 4.5 | 5% | 4.275
45108 | Belden Wire | SC51CFKF81 | GROUND BLOCK SC51CFKF81 | EA |  | 1 Year | 6.1 | 5% | 5.795
45109 | Belden Wire | SC52-1 | MESSENGER DROP ATTACHMENT | EA |  | 1 Year | 2.1 | 5% | 1.995
45110 | Belden Wire | SC52-2 | MESSENGER DROP ATTACHMENT | EA |  | 1 Year | 2.1 | 5% | 1.995
45111 | Belden Wire | SC53-2 | CORNER WALL BRACKET | EA |  | 1 Year | 4.5 | 5% | 4.275
45112 | Belden Wire | SC54-2 | WALL MOUNT STRAP 10" ALUM | EA |  | 1 Year | 0.5 | 5% | 0.475
45113 | Belden Wire | SC73-1F | STRAND HANGER SUPPORT BRACKET | EA |  | 1 Year | 4 | 5% | 3.8
45114 | Belden Wire | SCK-SC-250 | FIBER CLEANING TOOL | EA |  | 1 Year | 155 | 5% | 147.25
45115 | Belden Wire | SCSH1132SLF | FX SPL UHD CASS OS2 1S 1 X32 | EA |  | 1 Year | 796.3375 | 5% | 756.5206
45116 | Belden Wire | SCSH1132SLR | FX SPL UHD CASS OS2 1S 1 X32 | EA |  | 1 Year | 796.3375 | 5% | 756.5206
45117 | Belden Wire | SCSH1232SLF | FX SPL UHD CASS OS2 1S 2 X32 | EA |  | 1 Year | 815.6917 | 5% | 774.9071
45118 | Belden Wire | SCSH1232SLR | FX SPL UHD CASS OS2 1S 2 X32 | EA |  | 1 Year | 815.6917 | 5% | 774.9071
45119 | Belden Wire | SCSH2116SLF | FX SPL UHD CASS OS2 2S 1 X16 | EA |  | 1 Year | 845.6917 | 5% | 803.4071
45120 | Belden Wire | SCSH2116SLR | FX SPL UHD CASS OS2 2S 1 X16 | EA |  | 1 Year | 845.6917 | 5% | 803.4071
45121 | Belden Wire | SCSH2216LLF | FX SPL UHD CASS OS2 2S 2 X16 | EA |  | 1 Year | 884.4 | 5% | 840.18
45122 | Belden Wire | SCSH2216SLR | FX SPL UHD CASS OS2 2S 2 X16 | EA |  | 1 Year | 884.4 | 5% | 840.18
45123 | Belden Wire | SCSH4108LLF | FX SPL UHD CASS OS2 4S 1 X08 | EA |  | 1 Year | 944.4 | 5% | 897.18
45124 | Belden Wire | SCSH4108SLR | FX SPL UHD CASS OS2 4S 1 X08 | EA |  | 1 Year | 944.4 | 5% | 897.18
45125 | Belden Wire | SCSH4208MLF | FX SPL UHD CASS OS2 4S 2 X08 | EA |  | 1 Year | 2048.6533 | 5% | 1946.2206
45126 | Belden Wire | SCSH4208MLR | FX SPL UHD CASS OS2 4S 2 X08 | EA |  | 1 Year | 2048.6533 | 5% | 1946.2206
45127 | Belden Wire | SCSU1208SLF | FX SPL U CASS OS2 1S 2 X08 | EA |  | 1 Year | 263.1042 | 5% | 249.949
45128 | Belden Wire | SCSU1208SLR | FX SPL U CASS OS2 1S 2 X08 | EA |  | 1 Year | 263.1042 | 5% | 249.949
45129 | Belden Wire | SCSU1216SLF | FX SPL U CASS OS2 1S 2 X16 | EA |  | 1 Year | 447.9375 | 5% | 425.5406
45130 | Belden Wire | SCSU1216SLR | FX SPL U CASS OS2 1S 2 X16 | EA |  | 1 Year | 447.9375 | 5% | 425.5406
45131 | Belden Wire | SCSU2208SLF | FX SPL U CASS OS2 2S 2 X08 | EA |  | 1 Year | 516.6458 | 5% | 490.8135
45132 | Belden Wire | SCSU2208SLR | FX SPL U CASS OS2 2S 2 X08 | EA |  | 1 Year | 516.6458 | 5% | 490.8135
45133 | Belden Wire | SFI1000W | SPLICE AUTO SEIZE | EA |  | 1 Year | 200 | 5% | 190
45134 | Belden Wire | SFI1000W3 | SPLICE AUTO SEIZE | EA |  | 1 Year | 220 | 5% | 209
45135 | Belden Wire | SFI440MC2 | SPLICE AUTO SEIZE | EA |  | 1 Year | 32 | 5% | 30.4
45136 | Belden Wire | SFI500SW | SPLICE AUTO SEIZE | EA |  | 1 Year | 22 | 5% | 20.9
45137 | Belden Wire | SFI750FDW | SPLICE AUTO SEIZE | EA |  | 1 Year | 40 | 5% | 38
45138 | Belden Wire | SI1000K3 | SPLICE AUTO SEIZE | EA |  | 1 Year | 180 | 5% | 171
45139 | Belden Wire | SI440MC2 | SPLICE AUTO SEIZE | EA |  | 1 Year | 35 | 5% | 33.25
45140 | Belden Wire | SI500CX | splice assembly 500cx | EA |  | 1 Year | 39 | 5% | 37.05
45141 | Belden Wire | SI500X3 | FEMALE SPLICE CONNECTOR | EA |  | 1 Year | 20.25 | 5% | 19.2375
45142 | Belden Wire | SI540XQR | 2PIECE CONNECTOR, XQR SERIES | EA |  | 1 Year | 30.25 | 5% | 28.7375
45143 | Belden Wire | SI625X3 | 2PICEX SERIES SPLICE CONNECTOR | EA |  | 1 Year | 24 | 5% | 22.8
45144 | Belden Wire | SI715XQR | SPLICE CONNECTOR | EA |  | 1 Year | 33 | 5% | 31.35
45145 | Belden Wire | SI750X3 | 2 PIECE X SERIES SPLICE CONNEC | EA |  | 1 Year | 31 | 5% | 29.45
45146 | Belden Wire | SI860XQR | X SERIES SPLICE ASSEMBLY | EA |  | 1 Year | 67.6 | 5% | 64.22
45147 | Belden Wire | SI875X3 | SLICE CONNECTOR, X SERIES | EA |  | 1 Year | 55 | 5% | 52.25
45148 | Belden Wire | SK612-50-XM-XF | 50' GA61812GFC W/M-F XLR | EA |  | 1 Year | 575 | 5% | 546.25
45149 | Belden Wire | SK712-50-XM-XF | 50' GA72412GFC W/M-F XLR | EA |  | 1 Year | 540 | 5% | 513
45150 | Belden Wire | SKX12-100-XF-XM | XB412/NC3FX/NC3MX/100FT | EA |  | 1 Year | 850 | 5% | 807.5
45151 | Belden Wire | SKX12-15-XF-XM | 15' XB412 W/M-F XLR | EA |  | 1 Year | 565 | 5% | 536.75
45152 | Belden Wire | SKX16-15-XF-XM | 15' XB416 W/M-F XLR | EA |  | 1 Year | 750 | 5% | 712.5
45153 | Belden Wire | SLMPSAKIT | TECH EXPRESS KIT, SLM-PSA | EA |  | 1 Year | 149.1891 | 5% | 141.7296
45154 | Belden Wire | SLS-59/6 | STRAIN RELIEF SLEEVE | EA |  | 1 Year | 0.1931 | 5% | 0.18344
45155 | Belden Wire | SLS-RGB-BLACK | STRAIN RELIEF SLEEVE FOR | EA |  | 1 Year | 0.1931 | 5% | 0.18344
45156 | Belden Wire | SLS-RGB-RED | STRAIN RELIEF SLEEVE FOR | EA |  | 1 Year | 0.1931 | 5% | 0.18344
45157 | Belden Wire | SLS-RGB-WHITE | STRAIN RELIEF SLEEVE FOR | EA |  | 1 Year | 0.1931 | 5% | 0.18344
45158 | Belden Wire | SLS-RGB-YELLOW | STRAIN RELIEF SLEEVE FOR | EA |  | 1 Year | 0.1931 | 5% | 0.18344
45159 | Belden Wire | SLV112-20 | #20 PVC SLEEVING 1.5" 1000 BAG | EA |  | 1 Year | 0.05 | 5% | 0.0475
45160 | Belden Wire | SNB6-10/136KV | FILTER,WINDOW,PASS10-13MHZ,6KV | EA |  | 1 Year | 7.4167 | 5% | 7.0459
45161 | Belden Wire | SNBR-2/73 | BAND STOP FILTER,REJECT CH2-73 | EA |  | 1 Year | 10.75 | 5% | 10.2125
45162 | Belden Wire | SNBR-2/78 | BAND STOP FILTER,REJECT CH2-78 | EA |  | 1 Year | 10.75 | 5% | 10.2125
45163 | Belden Wire | SNK100MFDT61812 | 100' DT61812 DT12 M/F | EA |  | 1 Year | 775 | 5% | 736.25
45164 | Belden Wire | SNLP-1G | LOW PASS FILTER TO 1 GHZ | EA |  | 1 Year | 3.3333 | 5% | 3.1666
45165 | Belden Wire | SNLP-1GCW | LOWPASS FILTER 1GHZ,COMBO WAVE | EA |  | 1 Year | 6.417 | 5% | 6.0961
45166 | Belden Wire | SNLP-1GCWWS | LOWPASS FILTER 1GHZ,C WAVE,WS | EA |  | 1 Year | 6.583 | 5% | 6.2538
45167 | Belden Wire | SNLP-860CW | LOW PASS FLTR,860 MHz,C WAVE, | EA |  | 1 Year | 4.25 | 5% | 4.0375
45168 | Belden Wire | SNS11AS | SNS RG11 W/O NUT SEAL | EA |  | 1 Year | 5.75 | 5% | 5.4625
45169 | Belden Wire | SNS11ASM | CONNECTOR | EA |  | 1 Year | 6.75 | 5% | 6.4125
45170 | Belden Wire | SNS11ASNS | SNS RG611 W/NUT SEAL | EA |  | 1 Year | 6.85 | 5% | 6.5075
45171 | Belden Wire | SNS11ASTP450 | SNS RG11 W/THRD PROT | EA |  | 1 Year | 6.35 | 5% | 6.0325
45172 | Belden Wire | SNS1P11 | SNAP-N-SEAL 1PC SERIES 11 | EA |  | 1 Year | 6.2 | 5% | 5.89
45173 | Belden Wire | SNS1P11H | ProSNS, RG11 UNIV F CONN W/ | EA |  | 1 Year | 3.1897 | 5% | 3.0302
45174 | Belden Wire | SNS1P59 | CONNECTOR, SERIES 59, 1-PIECE | EA |  | 1 Year | 0.624 | 5% | 0.5928
45175 | Belden Wire | SNS1P59A | CONNECTOR SNS59, ALUMINUM | EA |  | 1 Year | 0.655 | 5% | 0.62225
45176 | Belden Wire | SNS1P59BNC | BNC 59 ASSEMBLY 1 PIECE | EA |  | 1 Year | 5.2 | 5% | 4.94
45177 | Belden Wire | SNS1P59FFK | CONNECTOR, SNS TO F FEMALE | EA |  | 1 Year | 2 | 5% | 1.9
45178 | Belden Wire | SNS1P59GY | CONNECTOR,SNS,59,GRAY | EA |  | 1 Year | 0.52 | 5% | 0.494
45179 | Belden Wire | SNS1P59HEC | CONNECTOR, SNS ONE-PIECE | EA |  | 1 Year | 0.624 | 5% | 0.5928
45180 | Belden Wire | SNS1P59HECA | CONNECTOR SNS59HEC, ALUMINUM | EA |  | 1 Year | 0.85 | 5% | 0.8075
45181 | Belden Wire | SNS1P59HECBNC | BNC ASSEMBLY | EA |  | 1 Year | 5.2 | 5% | 4.94
45182 | Belden Wire | SNS1P59-PK50 | SNS, SERIES 59, 1-PC, 50 PK | EA |  | 1 Year | 43.1124 | 5% | 40.9568
45183 | Belden Wire | SNS1P59QS | CONNECTOR, ONE-PIECE | EA |  | 1 Year | 0.65 | 5% | 0.6175
45184 | Belden Wire | SNS1P59QSA | CONNECTOR SNS59QS, ALUMINUM | EA |  | 1 Year | 0.87 | 5% | 0.8265
45185 | Belden Wire | SNS1P59QSBNC | BNC CONNECTOR | EA |  | 1 Year | 12.8 | 5% | 12.16
45186 | Belden Wire | SNS1P59QSFFK | CONNECTOR, SNS TO F FEMALE | EA |  | 1 Year | 2 | 5% | 1.9
45187 | Belden Wire | SNS1P6 | SNS CONNECTOR, SERIES 6, ONEPC | EA |  | 1 Year | 0.624 | 5% | 0.5928
45188 | Belden Wire | SNS1P6A | CONNECTOR SNS6, ALUMINUM | EA |  | 1 Year | 0.5 | 5% | 0.475
45189 | Belden Wire | SNS1P6BNC | BNC ASSEMBLY | EA |  | 1 Year | 5.25 | 5% | 4.9875
45190 | Belden Wire | SNS1P6FFK | CONNECTOR, SNS TO F FEMALE | EA |  | 1 Year | 1.98 | 5% | 1.881
45191 | Belden Wire | SNS1P6QS | CONNECTOR, 1PC, SERIES 6QS | EA |  | 1 Year | 0.624 | 5% | 0.5928
45192 | Belden Wire | SNS1P6QSA | CONNECTOR SNS6QS, ALUMINUM | EA |  | 1 Year | 1.2 | 5% | 1.14
45193 | Belden Wire | SNS1P6QSBNC | BNC ASSEMBLY | EA |  | 1 Year | 5.55 | 5% | 5.2725
45194 | Belden Wire | SNS1P6QSFFK | CONNECTOR, SNS TO F FEMALE | EA |  | 1 Year | 1.95 | 5% | 1.8525
45195 | Belden Wire | SNS1P6U | CONNECTOR,SERIES 6, UNIVERSAL | EA |  | 1 Year | 0.624 | 5% | 0.5928
45196 | Belden Wire | SNS1P6U-10R | SNS1P6U CONNECTOR, RETAIL 10PK | EA |  | 1 Year | 6.5 | 5% | 6.175
45197 | Belden Wire | SNS1P6U-50R | SNS1P6U CONNECTOR, RETAIL 50pk | EA |  | 1 Year | 30 | 5% | 28.5
45198 | Belden Wire | SNS1P6UA | CONNECTOR SNS6ULTIMATE,ALUMINU | EA |  | 1 Year | 0.653 | 5% | 0.62035
45199 | Belden Wire | SNS1P6UBNC | BNC ASSEMBLY | EA |  | 1 Year | 5.25 | 5% | 4.9875
45200 | Belden Wire | SNS1P6UKIT-C | SNS BOX KIT: (100) SNS1P6U, | EA |  | 1 Year | 250 | 5% | 237.5
45201 | Belden Wire | SNS1P6U-PK50 | SNS, 1-PC UNIVERSAL, 50-PK | EA |  | 1 Year | 23.18 | 5% | 22.021
45202 | Belden Wire | SNS1P7 | 1P SERIES 7 CONN (20PK) | EA |  | 1 Year | 6.25 | 5% | 5.9375
45203 | Belden Wire | SNS1P7Q | CONNECTOR ASSEMBLY, SERIES 7 | EA |  | 1 Year | 6.25 | 5% | 5.9375
45204 | Belden Wire | SNS1P8MMAS | CONNECTOR ASSEMBLY, 8MM CABLE | EA |  | 1 Year | 4 | 5% | 3.8
45205 | Belden Wire | SNS320QR | F MALE CONNECTOR | EA |  | 1 Year | 7.8 | 5% | 7.41
45206 | Belden Wire | SNS375P | SNS WEATHER CAP ASSEMBLY | EA |  | 1 Year | 0.4167 | 5% | 0.39587
45207 | Belden Wire | SNS59BNCKIT-C | SNS BOX KIT: (40) SNS1P59BNC, | EA |  | 1 Year | 400 | 5% | 380
45208 | Belden Wire | SNS59HEC | SNS RG59 HEC W/O NS500 | EA |  | 1 Year | 0.624 | 5% | 0.5928
45209 | Belden Wire | SNS6PLA | SNS6, PLENUM | EA |  | 1 Year | 0.624 | 5% | 0.5928
45210 | Belden Wire | SNS6PLA-PK50 | SNS6, PLENUM, 50 PK | EA |  | 1 Year | 31.2 | 5% | 29.64
45211 | Belden Wire | SNS7AS | SNS RG611/7 W/O NS625 | EA |  | 1 Year | 6.18 | 5% | 5.871
45212 | Belden Wire | SNS7ASNS | SNS RG611/7 W/NS625 | EA |  | 1 Year | 6.5 | 5% | 6.175
45213 | Belden Wire | SNS7B | SNS SCTE 7 STD AND TH | EA |  | 1 Year | 5 | 5% | 4.75
45214 | Belden Wire | SNS7BNS | SNS SCTE 7 W/625 | EA |  | 1 Year | 7.75 | 5% | 7.3625
45215 | Belden Wire | SNS7BQ | SNS SCTE 7 QS | EA |  | 1 Year | 6.4 | 5% | 6.08
45216 | Belden Wire | SNS816AS | SNS SPLICE AUTOSEIZE | EA |  | 1 Year | 15 | 5% | 14.25
45217 | Belden Wire | SNSB59A | CONNECTOR ASSEMBLY | EA |  | 1 Year | 6.8 | 5% | 6.46
45218 | Belden Wire | SNSB59PA | CONNECTOR ASSEMBLY MINI BNC | EA |  | 1 Year | 6.8 | 5% | 6.46
45219 | Belden Wire | SNSB8281 | SNS, RG59 BNC UNIVERSAL CON. | EA |  | 1 Year | 6.8 | 5% | 6.46
45220 | Belden Wire | SNSBNCMTQ | CONNECTOR MINI VIDEO, TRI-QUAD | EA |  | 1 Year | 4.5 | 5% | 4.275
45221 | Belden Wire | SNSCAT | COMPRESSION TOOL , UNIVERSAL | EA |  | 1 Year | 488.5332 | 5% | 464.1065
45222 | Belden Wire | SNSD6 | CONNECTOR,DROP,RG6,COMPRESSION | EA |  | 1 Year | 0.5333 | 5% | 0.50663
45223 | Belden Wire | SNSEZT59 | SNS CONNECTOR, EASY TWIST | EA |  | 1 Year | 0.624 | 5% | 0.5928
45224 | Belden Wire | SNSEZT59Q | SNS CONNECTOR, EASY TWIST | EA |  | 1 Year | 0.624 | 5% | 0.5928
45225 | Belden Wire | SNSEZT6 | SNS CONNECTOR, EASY TWIST | EA |  | 1 Year | 0.624 | 5% | 0.5928
45226 | Belden Wire | SNSEZT6Q | SNS CONNECTOR, EASY TWIST | EA |  | 1 Year | 0.624 | 5% | 0.5928
45227 | Belden Wire | SNSEZT6U | SNS CONNECTOR, EASY TWIST | EA |  | 1 Year | 0.624 | 5% | 0.5928
45228 | Belden Wire | SNSFMTQ | CONNECTOR, MINI-F TRI-QUAD | EA |  | 1 Year | 2 | 5% | 1.9
45229 | Belden Wire | SNSITB-R | SNS COMPRESSION TOOL RETAIL PK | EA |  | 1 Year | 33.5 | 5% | 31.825
45230 | Belden Wire | SNSKIT1P6 | SNS BOX KIT | EA |  | 1 Year | 246.2202 | 5% | 233.9092
45231 | Belden Wire | SNSRM59 | CONNECTOR ASSEMBLY, RCA TYPE, | EA |  | 1 Year | 3.47 | 5% | 3.2965
45232 | Belden Wire | SNSRM59BL | CONNECTOR ASSEMBLY, BLUE | EA |  | 1 Year | 3.47 | 5% | 3.2965
45233 | Belden Wire | SNSRM59G | CONNECTOR ASSEMBLY, GREEN | EA |  | 1 Year | 3.47 | 5% | 3.2965
45234 | Belden Wire | SNSRM59R | CONNECTOR ASSEMBLY, RED | EA |  | 1 Year | 3.47 | 5% | 3.2965
45235 | Belden Wire | SNSRM59W | CONNECTOR ASSEMBLY, WHITE | EA |  | 1 Year | 3.47 | 5% | 3.2965
45236 | Belden Wire | SNSRM59Y | CONNECTOR ASSEMBLY, YELLOW | EA |  | 1 Year | 3.47 | 5% | 3.2965
45237 | Belden Wire | SNSRM6 | CONNECTOR ASSEMBLY, RCA TYPE | EA |  | 1 Year | 3.47 | 5% | 3.2965
45238 | Belden Wire | SNSRM6BL | CONNECTOR ASSEMBLY, RCA TYPE | EA |  | 1 Year | 3.47 | 5% | 3.2965
45239 | Belden Wire | SNSRM6G | CONNECTOR ASSEMBLY, RCA TYPE | EA |  | 1 Year | 3.47 | 5% | 3.2965
45240 | Belden Wire | SNSRM6R | CONNECTOR ASSEMBLY, RCA TYPE | EA |  | 1 Year | 3.47 | 5% | 3.2965
45241 | Belden Wire | SNSRM6W | CONNECTOR ASSEMBLY, RCA TYPE | EA |  | 1 Year | 3.47 | 5% | 3.2965
45242 | Belden Wire | SNSRM6Y | CONNECTOR ASSEMBLY, RCA TYPE | EA |  | 1 Year | 3.47 | 5% | 3.2965
45243 | Belden Wire | SNSRMB | CONNECTOR, MINI-RCA | EA |  | 1 Year | 3.47 | 5% | 3.2965
45244 | Belden Wire | SNSRMTQ | CONNECTOR, MINI-VIDEO, TRIQUAD | EA |  | 1 Year | 3.47 | 5% | 3.2965
45245 | Belden Wire | SNSUNI | TOOL COMPRESSION SNS | EA |  | 1 Year | 105.5 | 5% | 100.225
45246 | Belden Wire | SNSUTL | TOOL COMPRESSION SNS | EA |  | 1 Year | 92 | 5% | 87.4
45247 | Belden Wire | SS 596 | SIAMESE STRIPPER 59/6 | EA |  | 1 Year | 23.8509 | 5% | 22.6584
45248 | Belden Wire | SSFPP-P01M0-1 | DAC SFP+ 10G GENERIC, 1M | EA |  | 1 Year | 39.5455 | 5% | 37.5682
45249 | Belden Wire | SSFPP-P01M0-2 | DAC SFP+ 10G CISCO, 1M | EA |  | 1 Year | 50 | 5% | 47.5
45250 | Belden Wire | SSFPP-P02M0-1 | DAC SFP+ 10G GENERIC, 2M | EA |  | 1 Year | 42.5 | 5% | 40.375
45251 | Belden Wire | SSFPP-P03M0-1 | DAC SFP+ 10G GENERIC, 3M | EA |  | 1 Year | 44.0909 | 5% | 41.8864
45252 | Belden Wire | SSFPP-P03M0-2 | DAC SFP+ 10G CISCO, 3M | EA |  | 1 Year | 53.1818 | 5% | 50.5227
45253 | Belden Wire | SSFPP-P05M0-1 | DAC SFP+ 10G GENERIC, 5M | EA |  | 1 Year | 64.0909 | 5% | 60.8864
45254 | Belden Wire | SSFPP-P05M0-2 | DAC SFP+ 10G CISCO, 5M | EA |  | 1 Year | 72.7273 | 5% | 69.0909
45255 | Belden Wire | SSFPP-P07M0-1 | DAC SFP+ 10G GENERIC, 7M | EA |  | 1 Year | 102.2727 | 5% | 97.1591
45256 | Belden Wire | SSF-VR2B | 2 X 1/4 THREADED BRIDLE RING | EA |  | 1 Year | 0.6405 | 5% | 0.60847
45257 | Belden Wire | SS-PGR-EZF | Security Sleeve, EZF, Lock, Gr | EA |  | 1 Year | 0.1379 | 5% | 0.131
45258 | Belden Wire | SST11 | TOOL SECURITY SHIELD | EA |  | 1 Year | 33.34 | 5% | 31.673
45259 | Belden Wire | SST5910 | SECURITY SHIELD TOOL | EA |  | 1 Year | 21 | 5% | 19.95
45260 | Belden Wire | SST59U | TOOL SECURITY SHIELD | EA |  | 1 Year | 18.5 | 5% | 17.575
45261 | Belden Wire | SSTSNS | SECURITY SHIELD TOOL SNS | EA |  | 1 Year | 35 | 5% | 33.25
45262 | Belden Wire | STARTERKIT | STARTERKIT FOR CABLEPRO FCONN | EA |  | 1 Year | 321.4286 | 5% | 305.3572
45263 | Belden Wire | SUPRUN 006U1000 | CAT5E SUPER RUN CMR BOX | FT |  | 1 Year | 0.1764 | 5% | 0.16758
45264 | Belden Wire | SUPRUN 009U1000 | CAT5E SUPER RUN CMR BOX | FT |  | 1 Year | 0.1764 | 5% | 0.16758
45265 | Belden Wire | SW-SACH | SECURITY WRENCH - SACH | EA |  | 1 Year | 22.8276 | 5% | 21.6862
45266 | Belden Wire | SWU716 | UNIVERSAL SECURITY | EA |  | 1 Year | 16.6034 | 5% | 15.7732
45267 | Belden Wire | SWU716-EX | UNI.SEC.WRENCH 7/16 | EA |  | 1 Year | 16.6034 | 5% | 15.7732
45268 | Belden Wire | T5866X3 | HDR1 ISO MOUNT FOR SMPTE | EA |  | 1 Year | 28.2 | 5% | 26.79
45269 | Belden Wire | TB612CTT | C TAP TOOL FOR 6-12 AWG | EA |  | 1 Year | 500 | 5% | 475
45270 | Belden Wire | TBCF81 | F81 CONNECTOR ASSEMBLY | EA |  | 1 Year | 0.5225 | 5% | 0.49637
45271 | Belden Wire | TBCF81BULK | TBCF81 SPLICE | EA |  | 1 Year | 0.42 | 5% | 0.399
45272 | Belden Wire | TBCF81HDW | SPLICE F FEM W HDW | EA |  | 1 Year | 0.78 | 5% | 0.741
45273 | Belden Wire | TBCF81-PK100 | F81 CONNECTOR ASSEMBLY | EA |  | 1 Year | 52.25 | 5% | 49.6375
45274 | Belden Wire | TBCSP2G | COAXIAL IN LINE SURGE PROTECTO | EA |  | 1 Year | 9 | 5% | 8.55
45275 | Belden Wire | TBPST596 | POCKET PREP TOOL | EA |  | 1 Year | 8 | 5% | 7.6
45276 | Belden Wire | TBRS1/0C1F-2CHS | RED.SPL.M 1/0C, BR 2C HS | EA |  | 1 Year | 50 | 5% | 47.5
45277 | Belden Wire | TBRS1/0C1F-6CHS | RED.SPL.M 1/0C-1F, BR 6C HS | EA |  | 1 Year | 50 | 5% | 47.5
45278 | Belden Wire | TBRS20C10F2CHS | RED.SPL.M 2/0C-1/0F, BR 2C HS | EA |  | 1 Year | 50 | 5% | 47.5
45279 | Belden Wire | TBRS20C10F6CHS | RED.SPL.M 2/0C-1/0F, BR 6C HS | EA |  | 1 Year | 31 | 5% | 29.45
45280 | Belden Wire | TBRS2C-6CHS | RED.SPL.M 2C, BR 6C HS | EA |  | 1 Year | 22 | 5% | 20.9
45281 | Belden Wire | TBRS4/0C-2CHS | RED.SPL.M 4/0C, BR 2C HS | EA |  | 1 Year | 50 | 5% | 47.5
45282 | Belden Wire | TBRS4/0C-6CHS | 4/0C-6CHM 4/0C, BR 6C HS | EA |  | 1 Year | 50 | 5% | 47.5
45283 | Belden Wire | TBT03 | KLEAR WRAP, 50' X 3 MIL | EA |  | 1 Year | 8.15 | 5% | 7.7425
45284 | Belden Wire | TBT04 | KLEAR WRAP, 150' X 1.5 MIL | EA |  | 1 Year | 8 | 5% | 7.6
45285 | Belden Wire | TBT11 | KNK SEALANT PATCH,1" X 1" | EA |  | 1 Year | 1.71 | 5% | 1.6245
45286 | Belden Wire | TBT20 | KNK SEALANT, 100 - 2"X12" STRI | EA |  | 1 Year | 221.85 | 5% | 210.7575
45287 | Belden Wire | TBT2010 | 2" WIDE EPDM W/SEALANT BACKING | EA |  | 1 Year | 800 | 5% | 760
45288 | Belden Wire | TBT50 | PRESSURE TAPE 5 OZ. | EA |  | 1 Year | 55.75 | 5% | 52.9625
45289 | Belden Wire | TBT60 | ENCAPSULATION KIT | EA |  | 1 Year | 269 | 5% | 255.55
45290 | Belden Wire | TBT61 | ENCAPSULATION KIT | EA |  | 1 Year | 350 | 5% | 332.5
45291 | Belden Wire | TBT62 | ENCAPSULATION KIT | EA |  | 1 Year | 385 | 5% | 365.75
45292 | Belden Wire | TBT69 | STRAIN RELIEF KIT | EA |  | 1 Year | 120 | 5% | 114
45293 | Belden Wire | TBT9105 | 4 3/4" KNK SHEATH REP. SLEEVE | EA |  | 1 Year | 375 | 5% | 356.25
45294 | Belden Wire | TBT9120 | 4 3/4" KNK SHEATH REP. SLEEVE | EA |  | 1 Year | 250 | 5% | 237.5
45295 | Belden Wire | TBT9205 | 7" KNK SHEATH REPAIR SLEEVE | EA |  | 1 Year | 450 | 5% | 427.5
45296 | Belden Wire | TBT9220 | 7" KNK SHEATH REPAIR SLEEVE | EA |  | 1 Year | 410 | 5% | 389.5
45297 | Belden Wire | TBT9305 | 8 1/2" KNK SHEATH REP. SLEEVE | EA |  | 1 Year | 500 | 5% | 475
45298 | Belden Wire | TBT9320 | 8 1/2" KNK SHEATH REP. SLEEVE | EA |  | 1 Year | 435 | 5% | 413.25
45299 | Belden Wire | TBT9405 | 12 1/2" KNK SHEATH REP. SLEEVE | EA |  | 1 Year | 625 | 5% | 593.75
45300 | Belden Wire | TBT9420 | 12 1/2" KNK SHEATH REP. SLEEVE | EA |  | 1 Year | 575 | 5% | 546.25
45301 | Belden Wire | TBT94SD09 | 12.5 X 9 SQUARE FOR SATELLITE | EA |  | 1 Year | 42 | 5% | 39.9
45302 | Belden Wire | TBTAR2 | SEALANT/TAPES | EA |  | 1 Year | 13 | 5% | 12.35
45303 | Belden Wire | TBTAR4 | SEALANT/TAPES | EA |  | 1 Year | 17 | 5% | 16.15
45304 | Belden Wire | TBTBA1 | KNK KIT B.A. | EA |  | 1 Year | 185 | 5% | 175.75
45305 | Belden Wire | TBTBA2 | KNK KIT B.A. | EA |  | 1 Year | 225 | 5% | 213.75
45306 | Belden Wire | TBTBA3 | KNK KIT B.A. | EA |  | 1 Year | 285 | 5% | 270.75
45307 | Belden Wire | TBTBA5 | KNK KIT B.A. | EA |  | 1 Year | 550 | 5% | 522.5
45308 | Belden Wire | TBTBEP | FLEX-SHELL BLANK END PLATE | EA |  | 1 Year | 20 | 5% | 19
45309 | Belden Wire | TBTBST1 | KNK KIT (BELL SOUTH) | EA |  | 1 Year | 250 | 5% | 237.5
45310 | Belden Wire | TBTBST2 | KNK KIT (BELL SOUTH) | EA |  | 1 Year | 275 | 5% | 261.25
45311 | Belden Wire | TBTDSK | FIBER OPTIC DUCT SEALING KIT | EA |  | 1 Year | 10.65 | 5% | 10.1175
45312 | Belden Wire | TBTEK1 | REENTRY ENCAPSULANT KITS | EA |  | 1 Year | 150 | 5% | 142.5
45313 | Belden Wire | TBTENV12 | 12" SPLICE WRAP | EA |  | 1 Year | 90 | 5% | 85.5
45314 | Belden Wire | TBTENV18 | 18" SPLICE WRAP | EA |  | 1 Year | 70 | 5% | 66.5
45315 | Belden Wire | TBTENV24 | EXTENDER LINER | EA |  | 1 Year | 200 | 5% | 190
45316 | Belden Wire | TBTENV36 | 36" SPLICE WRAP | EA |  | 1 Year | 120 | 5% | 114
45317 | Belden Wire | TBTET2 | END TAPE | EA |  | 1 Year | 23.78 | 5% | 22.591
45318 | Belden Wire | TBTFL13 | FLEX-SHELL CLOSURE, | EA |  | 1 Year | 166.85 | 5% | 158.5075
45319 | Belden Wire | TBTFL18 | FLEX-SHELL CLOSURE, LARGE | EA |  | 1 Year | 200 | 5% | 190
45320 | Belden Wire | TBTFL28 | FLEX-SHELL CLOSURE,7IN. SPLICE | EA |  | 1 Year | 340 | 5% | 323
45321 | Belden Wire | TBTFL4 | FLEX SHELL CLOSURE | EA |  | 1 Year | 100 | 5% | 95
45322 | Belden Wire | TBTFL8 | FLEX-SHELL CLOSURE, SMALL | EA |  | 1 Year | 110 | 5% | 104.5
45323 | Belden Wire | TBTKNKA | KNK SGL SPLICE KIT 12"OPX2.2" | EA |  | 1 Year | 120 | 5% | 114
45324 | Belden Wire | TBTKNKA2 | KNK SGL SPLICE KIT 21"OPX2.2" | EA |  | 1 Year | 220 | 5% | 209
45325 | Belden Wire | TBTKNKA2-LA | KNK SGL SPLICE KIT 21"OPX2.2" | EA |  | 1 Year | 175 | 5% | 166.25
45326 | Belden Wire | TBTKNKA4 | KNK SGL SPLICE KIT 37"OPX2.2" | EA |  | 1 Year | 400 | 5% | 380
45327 | Belden Wire | TBTKNKA4-LA | KNK SGL SPLICE KIT 37"OPX2.2" | EA |  | 1 Year | 400 | 5% | 380
45328 | Belden Wire | TBTKNKAA | KNK SGL SPLICE KIT 9"OP X 2.2" | EA |  | 1 Year | 160 | 5% | 152
45329 | Belden Wire | TBTKNKAA-LA | KNK SGL SPLICE KIT 9"OP X 2.2" | EA |  | 1 Year | 120 | 5% | 114
45330 | Belden Wire | TBTKNKA-LA | KNK SGL SPLICE KIT 12"OPX2.2" | EA |  | 1 Year | 200 | 5% | 190
45331 | Belden Wire | TBTKNKB | KNK SGL SPLICE KIT 12"OPX3.75" | EA |  | 1 Year | 250 | 5% | 237.5
45332 | Belden Wire | TBTKNKB2 | KNK SGL SPLICE KIT 21"OPX3.75" | EA |  | 1 Year | 350 | 5% | 332.5
45333 | Belden Wire | TBTKNKB2-LA | KNK SGL SPLICE KIT 21"OPX3.75" | EA |  | 1 Year | 350 | 5% | 332.5
45334 | Belden Wire | TBTKNKB4 | KNK SGL SPLICE KIT 37"OPX3.75" | EA |  | 1 Year | 344 | 5% | 326.8
45335 | Belden Wire | TBTKNKB4-LA | KNK SGL SPLICE KIT 37"OPX3.75" | EA |  | 1 Year | 520 | 5% | 494
45336 | Belden Wire | TBTKNKB-LA | KNK SGL SPLICE KIT 12"OPX3.75" | EA |  | 1 Year | 176 | 5% | 167.2
45337 | Belden Wire | TBTKNKC2 | KNK SGL SPLICE KIT 21"OPX5.3" | EA |  | 1 Year | 475 | 5% | 451.25
45338 | Belden Wire | TBTKNKC2-LA | KNK SGL SPLICE KIT 21"OPX5.3" | EA |  | 1 Year | 532 | 5% | 505.4
45339 | Belden Wire | TBTKNKC4 | KNK SGL SPLICE KIT 37"OPX5.3" | EA |  | 1 Year | 490 | 5% | 465.5
45340 | Belden Wire | TBTKNKC4-LA | KNK SGL SPLICE KIT 37"OPX5.3" | EA |  | 1 Year | 490 | 5% | 465.5
45341 | Belden Wire | TBTKNKD2 | KNK SGL SPLICE KIT 24"OPX7.1" | EA |  | 1 Year | 398 | 5% | 378.1
45342 | Belden Wire | TBTKNKD2-LA | KNK SGL SPLICE KIT 24"OPX7.1" | EA |  | 1 Year | 630 | 5% | 598.5
45343 | Belden Wire | TBTKNKD4 | KNK SGL SPLICE KIT 37"OPX7.1" | EA |  | 1 Year | 544 | 5% | 516.8
45344 | Belden Wire | TBTKNKD4-LA | KNK SGL SPLICE KIT 37"OPX7.1" | EA |  | 1 Year | 544 | 5% | 516.8
45345 | Belden Wire | TBTLA1 | KNK KIT L.A. | EA |  | 1 Year | 265 | 5% | 251.75
45346 | Belden Wire | TBTLA2 | KNK KIT L.A. | EA |  | 1 Year | 300 | 5% | 285
45347 | Belden Wire | TBTPB1 | ALUM.FOIL BG. 6"ID X 24"L | EA |  | 1 Year | 8 | 5% | 7.6
45348 | Belden Wire | TBTPB2 | ALUM.FOIL BG. 21"ID X 35-1/2"L | EA |  | 1 Year | 20 | 5% | 19
45349 | Belden Wire | TBTPBK1 | PED BAG KIT, KOLD-N-KLOSE | EA |  | 1 Year | 23.5 | 5% | 22.325
45350 | Belden Wire | TBTPBK2 | PED BAG KIT, KOLD-N-KLOSE | EA |  | 1 Year | 48 | 5% | 45.6
45351 | Belden Wire | TBTPRFL | PRESSURE FLANGE | EA |  | 1 Year | 29.3 | 5% | 27.835
45352 | Belden Wire | TBTRK4 | FLEXSHELL RE-ENTRY KIT | EA |  | 1 Year | 153.18 | 5% | 145.521
45353 | Belden Wire | TBTSW | WEB | EA |  | 1 Year | 43 | 5% | 40.85
45354 | Belden Wire | TBTWF | FUNNEL WEB KNK (pack of 10) | EA |  | 1 Year | 18.5 | 5% | 17.575
45355 | Belden Wire | TBTXK18 | FLEX SHELL EXTENSION KIT-LARGE | EA |  | 1 Year | 100 | 5% | 95
45356 | Belden Wire | TBTXK8 | FLEX SHELL EXTENSION KIT-SMALL | EA |  | 1 Year | 175 | 5% | 166.25
45357 | Belden Wire | TC3H02LDLDLD | FX UHD TAP, OM3 70/30 | EA |  | 1 Year | 609.4194 | 5% | 578.9484
45358 | Belden Wire | TC3H044F4F4M | FX UHD TAP, OM3 70/30 | EA |  | 1 Year | 4976.6412 | 5% | 4727.8091
45359 | Belden Wire | TC3H06LDMFLD | FX UHD TAP, OM3 70/30 | EA |  | 1 Year | 1633.5606 | 5% | 1551.8826
45360 | Belden Wire | TC3H06LDMFMM | FX UHD TAP, OM3 70/30 | EA |  | 1 Year | 1951.5048 | 5% | 1853.9296
45361 | Belden Wire | TC4H02LDLDLD | FX TAP OM4 70/30 | EA |  | 1 Year | 632.4612 | 5% | 600.8381
45362 | Belden Wire | TC4H02LDLDLD7A | FX TAP OM4 70/30 | EA |  | 1 Year | 632.4612 | 5% | 600.8381
45363 | Belden Wire | TC4H044F4F4M | FX TAP OM4 70/30 | EA |  | 1 Year | 5160.9552 | 5% | 4902.9074
45364 | Belden Wire | TC4H044F4F4M7A | FX TAP OM4 70/30 | EA |  | 1 Year | 5160.9552 | 5% | 4902.9074
45365 | Belden Wire | TC4H06LDMFLD | FX TAP OM4 70/30 | EA |  | 1 Year | 1702.6758 | 5% | 1617.542
45366 | Belden Wire | TC4H06LDMFLD7A | FX TAP OM4 70/30 | EA |  | 1 Year | 1702.6758 | 5% | 1617.542
45367 | Belden Wire | TC4H06LDMFMM | FX TAP OM4 70/30 | EA |  | 1 Year | 2020.62 | 5% | 1919.589
45368 | Belden Wire | TC4H06LDMFMM7A | FX TAP OM4 70/30 | EA |  | 1 Year | 2020.62 | 5% | 1919.589
45369 | Belden Wire | TCF | FEMALE TRIAX TO BNC ADAPTER | EA |  | 1 Year | 410 | 5% | 389.5
45370 | Belden Wire | TCJ-Y | YOKE CLAMP KIT FOR ATCJ-XXX | EA |  | 1 Year | 62.5 | 5% | 59.375
45371 | Belden Wire | TCM | MALE TRIAX TO BNC ADAPTER | EA |  | 1 Year | 475 | 5% | 451.25
45372 | Belden Wire | TE050BR | 1/2" TEE BROWN | EA |  | 1 Year | 1.22 | 5% | 1.159
45373 | Belden Wire | TE050IV | 1/2" TEE IVORY | EA |  | 1 Year | 1.22 | 5% | 1.159
45374 | Belden Wire | TE050LG | 1/2" TEE LT GRAY | EA |  | 1 Year | 1.22 | 5% | 1.159
45375 | Belden Wire | TE050RW | 1/2" TEE REDWOOD | EA |  | 1 Year | 1.22 | 5% | 1.159
45376 | Belden Wire | TE050WH | 1/2" TEE WHITE | EA |  | 1 Year | 1.22 | 5% | 1.159
45377 | Belden Wire | TE100BR | 1" TEE BROWN | EA |  | 1 Year | 2.3 | 5% | 2.185
45378 | Belden Wire | TE100IV | 1" TEE IVORY | EA |  | 1 Year | 2.3 | 5% | 2.185
45379 | Belden Wire | TE100LG | 1" TEE LIGHT GRAY | EA |  | 1 Year | 2.3 | 5% | 2.185
45380 | Belden Wire | TE100RW | 1" TEE REDWOOD | EA |  | 1 Year | 2.3 | 5% | 2.185
45381 | Belden Wire | TE100WH | 1" TEE WHITE | EA |  | 1 Year | 2.3 | 5% | 2.185
45382 | Belden Wire | TE200-BR | BROWN 2" TEE | EA |  | 1 Year | 4.52 | 5% | 4.294
45383 | Belden Wire | TE200-IV | IVORY 2" TEE | EA |  | 1 Year | 4.52 | 5% | 4.294
45384 | Belden Wire | TE200-LG | LIGHT GRAY 2" TEE | EA |  | 1 Year | 4.52 | 5% | 4.294
45385 | Belden Wire | TE200-RW | REDWOOD 2" TEE | EA |  | 1 Year | 4.52 | 5% | 4.294
45386 | Belden Wire | TE200-WH | WHITE 2" TEE | EA |  | 1 Year | 4.52 | 5% | 4.294
45387 | Belden Wire | TGCDS | DIAMOND TRAILER GROUND CLAMP | EA |  | 1 Year | 7.5 | 5% | 7.125
45388 | Belden Wire | TGCHDS | DIAMOND TRAILER GROUND CLAMP | EA |  | 1 Year | 7.5 | 5% | 7.125
45389 | Belden Wire | TP275 | THREAD PROTECTOR | EA |  | 1 Year | 0.11 | 5% | 0.1045
45390 | Belden Wire | TP450 | THREAD PROTECTOR | EA |  | 1 Year | 0.11 | 5% | 0.1045
45391 | Belden Wire | TPP500BAFFP3 | 3PC PIN CONN,500P3 TO BLKHD FF | EA |  | 1 Year | 12.2 | 5% | 11.59
45392 | Belden Wire | TPP500EXTP3 | 3 PC PIN CONN,500 P3-3in.EXT | EA |  | 1 Year | 12.483 | 5% | 11.8589
45393 | Belden Wire | TPP500FMP3 | 3 PC PIN CONN, 500 P3 TO F MAL | EA |  | 1 Year | 17.5 | 5% | 16.625
45394 | Belden Wire | TPP500P3 | 3 PC CONN, 500 P3 | EA |  | 1 Year | 6.25 | 5% | 5.9375
45395 | Belden Wire | TPP540BAFFQR | CONNECTOR,PIN,KS TO BULKHEAD | EA |  | 1 Year | 19.4333 | 5% | 18.4616
45396 | Belden Wire | TPP540QR | 3 PC PIN, CONN, 540 QR | EA |  | 1 Year | 9.1333 | 5% | 8.6766
45397 | Belden Wire | TPP565BAFFP3/TX | 3 PC PIN CONN,540 QR TO BHD FF | EA |  | 1 Year | 14.6667 | 5% | 13.9334
45398 | Belden Wire | TPP565P3/TX | 3 PC PIN CONN, 565 P3/TX | EA |  | 1 Year | 10.1 | 5% | 9.595
45399 | Belden Wire | TPP625P3 | 3 PC PIN CONN, 625 P3 | EA |  | 1 Year | 7.817 | 5% | 7.4261
45400 | Belden Wire | TPP650MC2 | 3 PC PIN CONN, 650 MC2 | EA |  | 1 Year | 13.55 | 5% | 12.8725
45401 | Belden Wire | TPP750EXTP3 | 3 PC PIN CONN, 750 P3-3"EXT | EA |  | 1 Year | 23.867 | 5% | 22.6736
45402 | Belden Wire | TPP750P3 | 3 PC CONN, 750 P3 | EA |  | 1 Year | 12.2 | 5% | 11.59
45403 | Belden Wire | TPP860QR | 3 PC PIN CONN, 860 QR | EA |  | 1 Year | 26.767 | 5% | 25.4286
45404 | Belden Wire | TPP875P3 | C PC PIN CONN, 875 P3 | EA |  | 1 Year | 18.05 | 5% | 17.1475
45405 | Belden Wire | TPS500P3 | 3 PC SPLICE CONN, 500 P3 | EA |  | 1 Year | 13.667 | 5% | 12.9836
45406 | Belden Wire | TPS540QR | 3 PC SPLICE CONN, 540 QR | EA |  | 1 Year | 22.367 | 5% | 21.2487
45407 | Belden Wire | TPS565P3/TX | 3 PC SPLICE CONN, 565 P3/TX | EA |  | 1 Year | 21.3 | 5% | 20.235
45408 | Belden Wire | TPS625P3 | 3 PC SPLICE CONN, 625 P3 | EA |  | 1 Year | 17.6 | 5% | 16.72
45409 | Belden Wire | TPS650MC2 | 3 PC SPLICE CONN, 650 MC2 | EA |  | 1 Year | 31.05 | 5% | 29.4975
45410 | Belden Wire | TPS750P3 | 3 PC SPLICE CONN, 750 P3 | EA |  | 1 Year | 23.3333 | 5% | 22.1666
45411 | Belden Wire | TPS860QR | 3 PC SPLICE CONN, 860 QR | EA |  | 1 Year | 42.535 | 5% | 40.4082
45412 | Belden Wire | TPS875P3 | 3 PC SPLICE CONN, 875 P3 | EA |  | 1 Year | 40.183 | 5% | 38.1738
45413 | Belden Wire | TR75S | CONNECTOR, DROP, RF TERMINATOR | EA |  | 1 Year | 0.5667 | 5% | 0.53836
45414 | Belden Wire | TR-OE 716/10 | TRUE TORQ, OPEN END, | EA |  | 1 Year | 41.4655 | 5% | 39.3922
45415 | Belden Wire | TR-OE 716/15 | TRUE TORQ, OPEN END, | EA |  | 1 Year | 41.4655 | 5% | 39.3922
45416 | Belden Wire | TR-OE 716/20 | TRUE TORQ, OPEN END, | EA |  | 1 Year | 41.4655 | 5% | 39.3922
45417 | Belden Wire | TR-OE 716/25 | TRUE TORQ, OPEN END, | EA |  | 1 Year | 41.4655 | 5% | 39.3922
45418 | Belden Wire | TR-OE 716/30 | TRUE TORQ, OPEN END, | EA |  | 1 Year | 41.4655 | 5% | 39.3922
45419 | Belden Wire | TR-OE 716/40 | TRUE TORQ, OPEN END, | EA |  | 1 Year | 41.4655 | 5% | 39.3922
45420 | Belden Wire | TR-OE 716/50 | TRUE TORQ, OPEN END, | EA |  | 1 Year | 41.4655 | 5% | 39.3922
45421 | Belden Wire | TR-OE 716/60 | TRUE TORQ, OPEN END, | EA |  | 1 Year | 41.4655 | 5% | 39.3922
45422 | Belden Wire | TR-OE 916/10 | TRUE TORQ, OPEN END, | EA |  | 1 Year | 44.5862 | 5% | 42.3569
45423 | Belden Wire | TR-OE 916/20 | TRUE TORQ, OPEN END, | EA |  | 1 Year | 44.5862 | 5% | 42.3569
45424 | Belden Wire | TR-OE 916/30 | TRUE TORQ, OPEN END, | EA |  | 1 Year | 44.5862 | 5% | 42.3569
45425 | Belden Wire | TR-OE 916/40 | TRUE TORQ, OPEN END, | EA |  | 1 Year | 44.5862 | 5% | 42.3569
45426 | Belden Wire | TROE716E-10 | TORQ WRENCH OPEN END, | EA |  | 1 Year | 30.1897 | 5% | 28.6802
45427 | Belden Wire | TROE716E-15 | TORQ WRENCH OPEN END, | EA |  | 1 Year | 30.1897 | 5% | 28.6802
45428 | Belden Wire | TROE716E-20 | TORQ WRENCH OPEN END, | EA |  | 1 Year | 30.1897 | 5% | 28.6802
45429 | Belden Wire | TROE716E-25 | TORQ WRENCH OPEN END, | EA |  | 1 Year | 30.1897 | 5% | 28.6802
45430 | Belden Wire | TROE716E-30 | TORQ WRENCH OPEN END, | EA |  | 1 Year | 43.4828 | 5% | 41.3087
45431 | Belden Wire | TROE716E-40 | TORQ WRENCH OPEN END, | EA |  | 1 Year | 30.1897 | 5% | 28.6802
45432 | Belden Wire | TROE716E-50 | TORQ WRENCH OPEN END, | EA |  | 1 Year | 30.1897 | 5% | 28.6802
45433 | Belden Wire | TROE716E-60 | TORQ WRENCH OPEN END, | EA |  | 1 Year | 30.1897 | 5% | 28.6802
45434 | Belden Wire | TROE716SH-10 | TORQUE WRENCH, SPEED HEAD | EA |  | 1 Year | 30.1897 | 5% | 28.6802
45435 | Belden Wire | TROE716SH-15 | TORQUE WRENCH, SPEED HEAD, | EA |  | 1 Year | 30.1897 | 5% | 28.6802
45436 | Belden Wire | TROE716SH-20 | TORQUE WRENCH, SPEED HEAD, | EA |  | 1 Year | 30.1897 | 5% | 28.6802
45437 | Belden Wire | TROE716SH-25 | TORQUE WRENCH, SPEED HEAD, | EA |  | 1 Year | 30.1897 | 5% | 28.6802
45438 | Belden Wire | TROE716SH-30 | TORQUE WRENCH, SPEED HEAD, | EA |  | 1 Year | 30.1897 | 5% | 28.6802
45439 | Belden Wire | TROE716SH-40 | TORQUE WRENCH, SPEED HEAD, | EA |  | 1 Year | 30.1897 | 5% | 28.6802
45440 | Belden Wire | TROE716SH-50 | TORQUE WRENCH, SPEED HEAD, | EA |  | 1 Year | 30.1897 | 5% | 28.6802
45441 | Belden Wire | TROE716SH-60 | TORQUE WRENCH, SPEED HEAD, | EA |  | 1 Year | 30.1897 | 5% | 28.6802
45442 | Belden Wire | TRS050-30 | 1/2" TORQUE WRENCH | EA |  | 1 Year | 60.5345 | 5% | 57.5078
45443 | Belden Wire | TRS050-90 | 1/2" TORQUE WRENCH- | EA |  | 1 Year | 60.5345 | 5% | 57.5078
45444 | Belden Wire | TRS716-15 | TORQUE WRENCH 15 in/lb | EA |  | 1 Year | 49.931 | 5% | 47.4344
45445 | Belden Wire | TRS716-20 | TORQUE WRENCH 20 in/lb | EA |  | 1 Year | 49.931 | 5% | 47.4344
45446 | Belden Wire | TRS716-25 | TORQUE WRENCH 25 in/lb | EA |  | 1 Year | 49.931 | 5% | 47.4344
45447 | Belden Wire | TRS716-30 | TORQUE WRENCH 30 in/lb | EA |  | 1 Year | 49.931 | 5% | 47.4344
45448 | Belden Wire | TRS71630SS-EX | TORQUE WRENCH EX SECURITY | EA |  | 1 Year | 48.4828 | 5% | 46.0587
45449 | Belden Wire | TRS716-40 | TORQUE WRENCH 40 in/lb | EA |  | 1 Year | 48.4828 | 5% | 46.0587
45450 | Belden Wire | TRS71640SS-EX | TORQUE WRENCH EX SECURITY | EA |  | 1 Year | 48.4828 | 5% | 46.0587
45451 | Belden Wire | TRS716-50 | TORQUE WRENCH 50 in/lb | EA |  | 1 Year | 48.4828 | 5% | 46.0587
45452 | Belden Wire | TRS716-60 | TORQUE WRENCH 60 in/lb | EA |  | 1 Year | 48.4828 | 5% | 46.0587
45453 | Belden Wire | TRS716SS-20 | TORQUE WRENCH SECURITY | EA |  | 1 Year | 49.931 | 5% | 47.4344
45454 | Belden Wire | TRS716SS-30 | TORQUE WRENCH SECURITY | EA |  | 1 Year | 49.931 | 5% | 47.4344
45455 | Belden Wire | TRS716SS-40 | TORQUE WRENCH SECURITY | EA |  | 1 Year | 49.931 | 5% | 47.4344
45456 | Belden Wire | TRS916-30 | TORQUE WRENCH 9/16 | EA |  | 1 Year | 60.5345 | 5% | 57.5078
45457 | Belden Wire | TS-18 | TONER SET | EA |  | 1 Year | 29.5481 | 5% | 28.0707
45458 | Belden Wire | TSPB | ADAPTOR PEDESTAL SPLICE BLOCK | EA |  | 1 Year | 14.35 | 5% | 13.6325
45459 | Belden Wire | TW307AH | TORQUE WRENCH 30IN LBS ANGLED | EA |  | 1 Year | 66.45 | 5% | 63.1275
45460 | Belden Wire | TW716 | ST 7/16" TRAP WRENCH | EA |  | 1 Year | 14.2069 | 5% | 13.4966
45461 | Belden Wire | TWC716 | TRAP WRENCH COMBO 7/16" | EA |  | 1 Year | 28.1552 | 5% | 26.7474
45462 | Belden Wire | TWC716-EX | THICK WALL COMBO TOOL | EA |  | 1 Year | 28.1552 | 5% | 26.7474
45463 | Belden Wire | TWS716 | SUPER TRAP WRENCH 7/16" | EA |  | 1 Year | 23.7069 | 5% | 22.5216
45464 | Belden Wire | UCT-LH | UNIVERSAL CABLE TIE HEAD | EA |  | 1 Year | 0.4092 | 5% | 0.38874
45465 | Belden Wire | UDT596711-250 | UNIV DROP TRIMMER 1/4" BRAID | EA |  | 1 Year | 73.7333 | 5% | 70.0466
45466 | Belden Wire | UMTR | ADAPTOR, 75 OHM PORT TERM, 1KV | EA |  | 1 Year | 4.95 | 5% | 4.7025
45467 | Belden Wire | UMTR6KV | ADAPTOR,75 OHM PORT TERM, 6KV | EA |  | 1 Year | 10.6333 | 5% | 10.1016
45468 | Belden Wire | VAG-P | ALUMINUM INSERT FOR MALE | EA |  | 1 Year | 168.3333 | 5% | 159.9166
45469 | Belden Wire | VAG-S | BRASS INSERT FOR FEMALE | EA |  | 1 Year | 168.3333 | 5% | 159.9166
45470 | Belden Wire | VCMFDR4X4 | VERT MGR W/COVER,84"RACK | EA |  | 1 Year | 124.61 | 5% | 118.3795
45471 | Belden Wire | VCMFDR4X4BKIT | VERT MGR BOLT KIT | EA |  | 1 Year | 15.91 | 5% | 15.1145
45472 | Belden Wire | VGA003FB | 3FT VGA CBL ASSEMBLY | EA |  | 1 Year | 13.4859 | 5% | 12.8116
45473 | Belden Wire | VGA006FB | 6FT VGA CBL ASSEMBLY | EA |  | 1 Year | 16.8602 | 5% | 16.0172
45474 | Belden Wire | VGA010FB | 10FT VGA CBL ASSEMBLY | EA |  | 1 Year | 22.484 | 5% | 21.3598
45475 | Belden Wire | VGA012FB | 12FT VGA CBL ASSEMBLY | EA |  | 1 Year | 28.1078 | 5% | 26.7024
45476 | Belden Wire | VGA015FB | 15FT VGA CBL ASSEMBLY | EA |  | 1 Year | 33.7316 | 5% | 32.045
45477 | Belden Wire | VGA020FB | 20FT VGA CBL ASSEMBLY | EA |  | 1 Year | 34.8563 | 5% | 33.1135
45478 | Belden Wire | VGA025FB | 25FT VGA CBL ASSEMBLY | EA |  | 1 Year | 39.3554 | 5% | 37.3876
45479 | Belden Wire | VGA035FB | 35FT VGA CBL ASSEMBLY | EA |  | 1 Year | 44.9792 | 5% | 42.7302
45480 | Belden Wire | VGA040FB | 40FT VGA CBL ASSEMBLY | EA |  | 1 Year | 50.603 | 5% | 48.0729
45481 | Belden Wire | VGA050FB | 50FT VGA CBL ASSEMBLY | EA |  | 1 Year | 56.2268 | 5% | 53.4155
45482 | Belden Wire | VGA075FB | 75FT VGA CBL ASSEMBLY | EA |  | 1 Year | 89.9696 | 5% | 85.4711
45483 | Belden Wire | VGA100FB | 100FT VGA CBL ASSEMBLY | EA |  | 1 Year | 101.2172 | 5% | 96.1563
45484 | Belden Wire | VL3660 | GALVANIZED VAULT LID, 2PC. | EA |  | 1 Year | 1530 | 5% | 1453.5
45485 | Belden Wire | VL5033 | GALVANIZED VAULT LID, 1-PC. | EA |  | 1 Year | 1372 | 5% | 1303.4
45486 | Belden Wire | VMC16-010 | VCON 16CH 10 FT | EA |  | 1 Year | 1520 | 5% | 1444
45487 | Belden Wire | VMC16-012 | VCON 16CH 12 FT | EA |  | 1 Year | 1535 | 5% | 1458.25
45488 | Belden Wire | VMC16-025 | VCON 16CH 25 FT | EA |  | 1 Year | 1590 | 5% | 1510.5
45489 | Belden Wire | VMC16-050 | 50' 16 CHANNEL VCON ASSEMBLY | EA |  | 1 Year | 1700 | 5% | 1615
45490 | Belden Wire | VSC10-100 | VS102000/BNC-XL-2/100FT | EA |  | 1 Year | 800 | 5% | 760
45491 | Belden Wire | VT-200 | UNIVERSAL COMPRESSION TOOL | EA |  | 1 Year | 113.3333 | 5% | 107.6666
45492 | Belden Wire | VT-250 | 6 SERIES,COMP. TOOL, F,RCA,BNC | EA |  | 1 Year | 165.55 | 5% | 157.2725
45493 | Belden Wire | VT-300 | UNIVERSAL COMPRESSION TOOL | EA |  | 1 Year | 113.333 | 5% | 107.6663
45494 | Belden Wire | VT-HE | HEAD END COMP TOOL F,MCX,BNC | EA |  | 1 Year | 113.333 | 5% | 107.6663
45495 | Belden Wire | VTT-4 | TERMINATOR TOOL 4" | EA |  | 1 Year | 17.7586 | 5% | 16.8707
45496 | Belden Wire | VTT-7 | VIEWSONIC TERMINATOR | EA |  | 1 Year | 19 | 5% | 18.05
45497 | Belden Wire | W5437 | WRENCH | EA |  | 1 Year | 7.25 | 5% | 6.8875
45498 | Belden Wire | WP1HPI | WALL PLATE, SINGLE BARREL, | EA |  | 1 Year | 0.817 | 5% | 0.77615
45499 | Belden Wire | WP1HPW | WALL PLATE, SINGLE BARREL, | EA |  | 1 Year | 0.817 | 5% | 0.77615
45500 | Belden Wire | WPITW | WALLPLATE IVORY, TIME WARNER | EA |  | 1 Year | 2.75 | 5% | 2.6125
45501 | Belden Wire | WS375 | WEATHER SEAL, 3/8in PORT | EA |  | 1 Year | 0.049 | 5% | 0.04655
45502 | Belden Wire | WS500 | CONNECTOR,DROP,WEATHER SEAL | EA |  | 1 Year | 0.1 | 5% | 0.095
45503 | Belden Wire | X EK050HD | 1/2" ENTRY KEY | EA |  | 1 Year | 11.82 | 5% | 11.229
45504 | Belden Wire | X EK100HD | 1" ENTRY KEY | EA |  | 1 Year | 11.82 | 5% | 11.229
45505 | Belden Wire | X HC1251 | HAND CUTTERS | EA |  | 1 Year | 80.04 | 5% | 76.038
45506 | Belden Wire | X HC1451 | HAND CUTTERS - SUPERSNIP | EA |  | 1 Year | 83.36 | 5% | 79.192
45507 | Belden Wire | X JB275-BR | 2 3/4" JUNCTION BOX BROWN | EA |  | 1 Year | 6.68 | 5% | 6.346
45508 | Belden Wire | X JB275-IV | 2 3/4" JUNCTION BOX IVORY | EA |  | 1 Year | 6.68 | 5% | 6.346
45509 | Belden Wire | X JB275-LG | 2 3/4" JUNCTION BOX LIGHT GRAY | EA |  | 1 Year | 6.68 | 5% | 6.346
45510 | Belden Wire | X JB275-RW | 2 3/4" JUNCTION BOX REDWOOD | EA |  | 1 Year | 6.68 | 5% | 6.346
45511 | Belden Wire | X OB 3-4 BR | 3" X 4" OUTLET BOX BROWN | EA |  | 1 Year | 14.44 | 5% | 13.718
45512 | Belden Wire | X OB 3-4 IV | 3" X 4" OUTLET BOX IVORY | EA |  | 1 Year | 14.44 | 5% | 13.718
45513 | Belden Wire | X OB 3-4 LG | 3" X 4" OUTLET BOX LIGHT GRAY | EA |  | 1 Year | 14.44 | 5% | 13.718
45514 | Belden Wire | X OB 3-4 RW | 3" X 4" OUTLET BOX REDWOOD | EA |  | 1 Year | 14.44 | 5% | 13.718
45515 | Belden Wire | X OB 3-4 SD BR | SINGLE GANG 2 3/4" DEEP,BR | EA |  | 1 Year | 16 | 5% | 15.2
45516 | Belden Wire | X OB 3-4 SD IV | SINGLE GANG 2 3/4" DEEP,IV | EA |  | 1 Year | 16 | 5% | 15.2
45517 | Belden Wire | X OB 3-4 SD LG | SINGLE GANG 2 3/4" DEEP,LG | EA |  | 1 Year | 16 | 5% | 15.2
45518 | Belden Wire | X OB 3-4 SD RW | SINGLE GANG 2 3/4" DEEP,RW | EA |  | 1 Year | 16 | 5% | 15.2
45519 | Belden Wire | X OB 3-4 SD WH | SINGLE GANG 2 3/4" DEEP,WH | EA |  | 1 Year | 16 | 5% | 15.2
45520 | Belden Wire | X OB 3-4 WH | 3" X 4" OUTLET BOX WHITE | EA |  | 1 Year | 14.44 | 5% | 13.718
45521 | Belden Wire | X RB2511 | REPLACEMENT BLADE | EA |  | 1 Year | 15.98 | 5% | 15.181
45522 | Belden Wire | X152 | 1/8 SLD Hollow Wall Anchor | EA |  | 1 Year | 0.3984 | 5% | 0.37848
45523 | Belden Wire | X1712 | 3/8" X 1 7/8" Sleeve Anchor | EA |  | 1 Year | 0.6104 | 5% | 0.57988
45524 | Belden Wire | X4630 | 3/16"x1"Nylon Anchor 1EA=100PC | EA |  | 1 Year | 14.05 | 5% | 13.3475
45525 | Belden Wire | X4N48113000000 | ENCL ASSY,48UX30X48,BLK | EA |  | 1 Year | 2215.94 | 5% | 2105.143
45526 | Belden Wire | X8345 | 1/4 x 5 Toggle Bolt | EA |  | 1 Year | 0.52 | 5% | 0.494
45527 | Belden Wire | X9905754 | BOND CLAMP (FINISH GOOD) | EA |  | 1 Year | 4.08 | 5% | 3.876
45528 | Belden Wire | XBK01 | GANGING KIT,CABINET,4EA 5/16 | EA |  | 1 Year | 6.303 | 5% | 5.9878
45529 | Belden Wire | XBS-18-0001 | BONDING STRAP KIT,18" DBR-CON | EA |  | 1 Year | 8.48 | 5% | 8.056
45530 | Belden Wire | XCB1 A4W1000 | CAT5 1PR XCONN REEL | FT |  | 1 Year | 0.0692 | 5% | 0.06574
45531 | Belden Wire | XCB1 D871000 | CAT5 1PR X-CONN REEL | FT |  | 1 Year | 0.0692 | 5% | 0.06574
45532 | Belden Wire | XCB1 D87K1000 | CAT5 1PR X-CONN KOC | FT |  | 1 Year | 0.0692 | 5% | 0.06574
45533 | Belden Wire | XCB1 D921000 | CAT5 1PR X-CONN REEL | FT |  | 1 Year | 0.0692 | 5% | 0.06574
45534 | Belden Wire | XCB2 042K1000 | CAT5 2PR X-CONN KOC | FT |  | 1 Year | 0.1253 | 5% | 0.11903
45535 | Belden Wire | XCB2 A5RK1000 | CAT5 2PR X-CONN KOC | FT |  | 1 Year | 0.1253 | 5% | 0.11903
45536 | Belden Wire | XCB4 0001000 | CAT5 4PR X-CONN REEL | FT |  | 1 Year | 0.2419 | 5% | 0.2298
45537 | Belden Wire | XCB4 000K500 | CAT5 4PR X-CONN KOC | FT |  | 1 Year | 0.2419 | 5% | 0.2298
45538 | Belden Wire | XCD1 061656 | 22AWG 1PR X-CONN REEL | FT |  | 1 Year | 0.1181 | 5% | 0.11219
45539 | Belden Wire | XCGB4 0001000 | GIGABIX 4PR X-CONN REEL | FT |  | 1 Year | 0.6808 | 5% | 0.64676
45540 | Belden Wire | XCGB4 000A1000 | GIGABIX 4PR X-CONN RIB | FT |  | 1 Year | 0.6808 | 5% | 0.64676
45541 | Belden Wire | XCK01 | CASTER,FAULTLESS #127-3RKIT(4) | EA |  | 1 Year | 48.33 | 5% | 45.9135
45542 | Belden Wire | XCTV12 | CINCH STRAP,12",PKG OF TEN | EA |  | 1 Year | 36.6 | 5% | 34.77
45543 | Belden Wire | XCTV18 | CINCH STRAP,18",PKG OF TEN | EA |  | 1 Year | 38.41 | 5% | 36.4895
45544 | Belden Wire | XCTV24 | CINCH STRAP,24",PKG OF TEN | EA |  | 1 Year | 43.91 | 5% | 41.7145
45545 | Belden Wire | XCZ1 D87500 | CAT3 1PR X-CONN REEL | FT |  | 1 Year | 0.0658 | 5% | 0.06251
45546 | Belden Wire | XCZ1 D921000 | CAT3 1PR X-CONN REEL | FT |  | 1 Year | 0.0658 | 5% | 0.06251
45547 | Belden Wire | XCZ1 E031000 | CAT3 1PR X-CONN REEL | FT |  | 1 Year | 0.0658 | 5% | 0.06251
45548 | Belden Wire | XDR8419-310 | RELAY RACK 84"X 19" MTG 3"CHAN | EA |  | 1 Year | 385.68 | 5% | 366.396
45549 | Belden Wire | XDR8419-3102836 | FOUR POST RACK 84"X 19", 28-36 | EA |  | 1 Year | 699.303 | 5% | 664.3379
45550 | Belden Wire | XDR8419-310N | RELAY RACK 84"X 19" MTG 3"CHAN | EA |  | 1 Year | 181.49 | 5% | 172.4155
45551 | Belden Wire | XDR8419-310N1M | RELAY RACK 84"X 19" MTG 3"CHAN | EA |  | 1 Year | 356.85 | 5% | 339.0075
45552 | Belden Wire | XDR8419-310N2M | RELAY RACK 84"X 19" MTG 3"CHAN | EA |  | 1 Year | 471.64 | 5% | 448.058
45553 | Belden Wire | XDR8419-310W | RELAY RACK 84"X 19" MTG,WELDED | EA |  | 1 Year | 503.6 | 5% | 478.42
45554 | Belden Wire | XDR8419-312 | RELAY RACK 84"X 19" MTG 3"CHAN | EA |  | 1 Year | 385.68 | 5% | 366.396
45555 | Belden Wire | XDR8419-312N | RELAY RACK 84"X 19" MTG 3"CHAN | EA |  | 1 Year | 181.49 | 5% | 172.4155
45556 | Belden Wire | XDR8419-312N1M | RELAY RACK 84"X 19" MTG 3"CHAN | EA |  | 1 Year | 356.85 | 5% | 339.0075
45557 | Belden Wire | XDR8419-312N2M | RELAY RACK 84"X 19" MTG 3"CHAN | EA |  | 1 Year | 471.64 | 5% | 448.058
45558 | Belden Wire | XDR8419-312W | RELAY RACK 84"X 19" MTG,WELDED | EA |  | 1 Year | 503.6 | 5% | 478.42
45559 | Belden Wire | XDR8419VGB01 | ISOLATED VERT RACK BUSBAR KIT | EA |  | 1 Year | 194.52 | 5% | 184.794
45560 | Belden Wire | XFPWB4U101 | FILLER PANEL W BRUSH, 4U,BLK | EA |  | 1 Year | 108.36 | 5% | 102.942
45561 | Belden Wire | XH1M421121220 | ENCL ASSY 42U 24"W X 30"DP BK | EA |  | 1 Year | 2550.21 | 5% | 2422.6995
45562 | Belden Wire | XH1M421240220 | ENCL ASSY 42U 24"W X 30"DP BK | EA |  | 1 Year | 2189.09 | 5% | 2079.6355
45563 | Belden Wire | XH1M421321200 | ENCL ASSY 42U 24"W X 30"DP BK | EA |  | 1 Year | 2207.12 | 5% | 2096.764
45564 | Belden Wire | XH1M421321220 | ENCL ASSY 42U 24"W X 30"DP BK | EA |  | 1 Year | 2528.09 | 5% | 2401.6855
45565 | Belden Wire | XH1M451131110 | ENCL ASSY,45UX24X30, BLK | EA |  | 1 Year | 2053.7 | 5% | 1951.015
45566 | Belden Wire | XH1M451141120 | ENCL ASSY 45U 24"W X 30"DP BK | EA |  | 1 Year | 2410.91 | 5% | 2290.3645
45567 | Belden Wire | XH1M451246122 | ENCL ASSY,45UX24X30, BLK | EA |  | 1 Year | 2667.24 | 5% | 2533.878
45568 | Belden Wire | XH1M451300000 | ENCL ASSY 45U 24"W X 30"DP BK | EA |  | 1 Year | 498.14 | 5% | 473.233
45569 | Belden Wire | XH1M451341321 | ENCL ASSY 45U 24"W X 30"DP BK | EA |  | 1 Year | 2311.58 | 5% | 2196.001
45570 | Belden Wire | XH1M451345120 | ENCL ASSY 45U 24"W X 30"DP BK | EA |  | 1 Year | 2466.06 | 5% | 2342.757
45571 | Belden Wire | XH1S421141222 | ENCL ASSY 42U X 30W X 42D BLK | EA |  | 1 Year | 3553.61 | 5% | 3375.9295
45572 | Belden Wire | XH1S422121222 | ENCL ASSY 42U X 30W X 42D WHT | EA |  | 1 Year | 3347.24 | 5% | 3179.878
45573 | Belden Wire | XH1S422322222 | ENCL ASSY 42U X 30W X 42D WHT | EA |  | 1 Year | 3573.09 | 5% | 3394.4355
45574 | Belden Wire | XH1S481130020 | ENCL ASSY 48U X 30W X 42D BLK | EA |  | 1 Year | 2426.39 | 5% | 2305.0705
45575 | Belden Wire | XH1S481131220 | ENCL ASSY 48U X 30W X 42D BLK | EA |  | 1 Year | 3485 | 5% | 3310.75
45576 | Belden Wire | XH2M421121200 | ENCL ASSY 42U 24"W X 36"DP BK | EA |  | 1 Year | 2245.24 | 5% | 2132.978
45577 | Belden Wire | XH2M421121220 | ENCL ASSY 42U 24"W X 36"DP BK | EA |  | 1 Year | 2614.3 | 5% | 2483.585
45578 | Belden Wire | XH2M421140222 | ENCL ASSY 42U 24"W X 36"DP BK | EA |  | 1 Year | 2358.85 | 5% | 2240.9075
45579 | Belden Wire | XH2M421146120 | ENCL ASSY 42U 24"W X 36"DP BK | EA |  | 1 Year | 2443.76 | 5% | 2321.572
45580 | Belden Wire | XH2M421246120 | ENCL ASSY 42U 24"W X 36"DP BK | EA |  | 1 Year | 2421.64 | 5% | 2300.558
45581 | Belden Wire | XH2M421322220 | ENCL ASSY 42U 24"W X 36"DP BK | EA |  | 1 Year | 2817.85 | 5% | 2676.9575
45582 | Belden Wire | XH2M421341120 | ENCL ASSY 42U 24"W X 36"DP BK | EA |  | 1 Year | 2421.64 | 5% | 2300.558
45583 | Belden Wire | XH2M451121220 | ENCL ASSY 45U 24"W X 36"D BLK | EA |  | 1 Year | 2637.85 | 5% | 2505.9575
45584 | Belden Wire | XH2M451141110 | ENCL ASSY 45U 24"W X 36"DP BK | EA |  | 1 Year | 2285.48 | 5% | 2171.206
45585 | Belden Wire | XH2M451146120 | ENCL ASSY 45U 24"W X 36"DP BK | EA |  | 1 Year | 2472.94 | 5% | 2349.293
45586 | Belden Wire | XH2M451146122 | ENCL ASSY 45U 24"W X 36"DP BK | EA |  | 1 Year | 2559.52 | 5% | 2431.544
45587 | Belden Wire | XH2M451146220 | ENCL ASSY 45U 24"W X 36"DP BK | EA |  | 1 Year | 2692.97 | 5% | 2558.3215
45588 | Belden Wire | XH2M451200000 | ENCL ASSY 45U 24"W X 36"DP BK | EA |  | 1 Year | 992.3 | 5% | 942.685
45589 | Belden Wire | XH2M451236120 | ENCL ASSY 45U 24"W X 36"DP BK | EA |  | 1 Year | 2262.36 | 5% | 2149.242
45590 | Belden Wire | XH2M451321222 | ENCL ASSY 45U 24"W X 36"DP BK | EA |  | 1 Year | 2700.79 | 5% | 2565.7505
45591 | Belden Wire | XH2M451336100 | ENCL ASSY 45U 24"W X 36"DP BK | EA |  | 1 Year | 1887.45 | 5% | 1793.0775
45592 | Belden Wire | XH2S421311211 | ENCL ASSY 42U X 30W X 48D BLK | EA |  | 1 Year | 3296.52 | 5% | 3131.694
45593 | Belden Wire | XH2S452131210 | ENCL ASSY 45U X 30W X 48D WHT | EA |  | 1 Year | 3250.15 | 5% | 3087.6425
45594 | Belden Wire | XH3M421121120 | ENCLOSURE, 42UX24WX42D | EA |  | 1 Year | 2426.79 | 5% | 2305.4505
45595 | Belden Wire | XH3M421121220 | ENCL ASSY,42UX24X42,BL | EA |  | 1 Year | 2652.45 | 5% | 2519.8275
45596 | Belden Wire | XH3M421121221 | ENCLOSURE, 42UX24WX42D | EA |  | 1 Year | 2730.61 | 5% | 2594.0795
45597 | Belden Wire | XH3M421121222 | ENCLOSURE, 42UX24WX42D | EA |  | 1 Year | 2744.39 | 5% | 2607.1705
45598 | Belden Wire | XH3M421141320 | ENCL ASSY 42U 24 X 42,BLK | EA |  | 1 Year | 2394.24 | 5% | 2274.528
45599 | Belden Wire | XH3M421221120 | ENCL ASSY 42U 24 X 42,BLK | EA |  | 1 Year | 2404.67 | 5% | 2284.4365
45600 | Belden Wire | XH3M421246120 | ENCL ASSY 42U 24 X 42,BLK | EA |  | 1 Year | 2462.82 | 5% | 2339.679
45601 | Belden Wire | XH3M421341121 | ENCLOSURE, 42UX24WX42D | EA |  | 1 Year | 2498.36 | 5% | 2373.442
45602 | Belden Wire | XH3M422121222 | ENCLOSURE, 42UX24WX42D | EA |  | 1 Year | 2854.18 | 5% | 2711.471
45603 | Belden Wire | XH3M422131222 | ENCLOSURE, 42UX24WX42D, WHT | EA |  | 1 Year | 2617.58 | 5% | 2486.701
45604 | Belden Wire | XH3M422151322 | ENCLOSURE, 42UX24WX42D | EA |  | 1 Year | 1854.18 | 5% | 1761.471
45605 | Belden Wire | XH3M451100000 | ENCLOSURE, 45UX24WX42D | EA |  | 1 Year | 1047.97 | 5% | 995.5715
45606 | Belden Wire | XH3M451121010 | ENCLOSURE, 45UX24WX42D | EA |  | 1 Year | 1857.48 | 5% | 1764.606
45607 | Belden Wire | XH3M451121120 | ENCL ASSY 45U 24"W X 42"D BLK | EA |  | 1 Year | 2455 | 5% | 2332.25
45608 | Belden Wire | XH3M451121220 | ENCL ASSY 45U 24"W X 42"D BLK | EA |  | 1 Year | 2675.03 | 5% | 2541.2785
45609 | Belden Wire | XH3M451140120 | ENCLOSURE, 45UX24WX42D | EA |  | 1 Year | 2104.06 | 5% | 1998.857
45610 | Belden Wire | XH3M451141120 | ENCLOSURE, 45UX24WX42D | EA |  | 1 Year | 2513.15 | 5% | 2387.4925
45611 | Belden Wire | XH3M451221121 | ENCLOSURE, 45UX24WX42D | EA |  | 1 Year | 2466.91 | 5% | 2343.5645
45612 | Belden Wire | XH3S421131220 | ENCL ASSY 42U X 40W X 42D BLK | EA |  | 1 Year | 3409.94 | 5% | 3239.443
45613 | Belden Wire | XH3S421331221 | ENCL ASSY 42U X 40W X 42D BLK | EA |  | 1 Year | 3432.67 | 5% | 3261.0365
45614 | Belden Wire | XH4M421121122 | ENCL ASSY,42UX24X48,BLK | EA |  | 1 Year | 2604.64 | 5% | 2474.408
45615 | Belden Wire | XH4M421341120 | ENCL ASSY,42UX24X48,BLK | EA |  | 1 Year | 2544.7 | 5% | 2417.465
45616 | Belden Wire | XH4M451101120 | ENCL ASSY,45UX24X48,BLK | EA |  | 1 Year | 2417.36 | 5% | 2296.492
45617 | Belden Wire | XH4M451121220 | ENCL ASSY,45UX24X48,BLK | EA |  | 1 Year | 2629.06 | 5% | 2497.607
45618 | Belden Wire | XH4M452121220 | ENCL ASSY,45UX24X48,WHT | EA |  | 1 Year | 2756.88 | 5% | 2619.036
45619 | Belden Wire | XH4M452151110 | ENCL ASSY,45UX24X48,WHT | EA |  | 1 Year | 2228.7 | 5% | 2117.265
45620 | Belden Wire | XH4M452151220 | ENCL ASSY,45UX24X48,WHT | EA |  | 1 Year | 2675.09 | 5% | 2541.3355
45621 | Belden Wire | XH4M481111120 | ENCL ASM, 45U X 30W X 42D BMO | EA |  | 1 Year | 2453.79 | 5% | 2331.1005
45622 | Belden Wire | XH5M421200321 | ENCL ASSY 42U 30 X 30, BLK | EA |  | 1 Year | 1700.3 | 5% | 1615.285
45623 | Belden Wire | XH5M421246122 | ENCL ASSY 42U 30 X 30, BLK | EA |  | 1 Year | 2618.48 | 5% | 2487.556
45624 | Belden Wire | XH5M451202200 | 45U 84"Hx30"Wx30"D BLK | EA |  | 1 Year | 2305.58 | 5% | 2190.301
45625 | Belden Wire | XH5M451231110 | ENCL ASSY,45U 84X30X30 BLK | EA |  | 1 Year | 2205.18 | 5% | 2094.921
45626 | Belden Wire | XH5M451235322 | 45U 84"Hx30"Wx30"D BLK | EA |  | 1 Year | 2383.48 | 5% | 2264.306
45627 | Belden Wire | XH5M451246122 | 45U 84"Hx30"Wx30"D BLK | EA |  | 1 Year | 2650.33 | 5% | 2517.8135
45628 | Belden Wire | XH6M421141120 | ENCL ASSY 45U 30 X 36,BLK | EA |  | 1 Year | 2633.52 | 5% | 2501.844
45629 | Belden Wire | XH6M421246120 | ENCL ASSY 45U 30 X 36,BLK | EA |  | 1 Year | 2587.27 | 5% | 2457.9065
45630 | Belden Wire | XH6M421246122 | ENCL ASSY 45U 30 X 36,BLK | EA |  | 1 Year | 2681.61 | 5% | 2547.5295
45631 | Belden Wire | XH6M451122020 | ENCL ASSY 45U 30 X 36,BLK | EA |  | 1 Year | 2287.48 | 5% | 2173.106
45632 | Belden Wire | XH6M451122222 | ENCL ASSY 45U 30 X 36,BLK | EA |  | 1 Year | 3018.82 | 5% | 2867.879
45633 | Belden Wire | XH6M451141221 | 45U 84"Hx30"Wx36"D BLK | EA |  | 1 Year | 2845.42 | 5% | 2703.149
45634 | Belden Wire | XH6M451146120 | 45U 84"Hx30"Wx36"D BLK | EA |  | 1 Year | 2640.39 | 5% | 2508.3705
45635 | Belden Wire | XH6M451235322 | 45U 84"Hx30"Wx36"D BLK | EA |  | 1 Year | 2447.64 | 5% | 2325.258
45636 | Belden Wire | XH6M451246120 | 45U 84"Hx30"Wx36"D BLK | EA |  | 1 Year | 2618.88 | 5% | 2487.936
45637 | Belden Wire | XH6M451321122 | ENCL ASSY 45U 30 X 36,BLK | EA |  | 1 Year | 2655.97 | 5% | 2523.1715
45638 | Belden Wire | XH6M451331221 | ENCL ASSY 45U 30 X 36,BLK | EA |  | 1 Year | 2631.61 | 5% | 2500.0295
45639 | Belden Wire | XH6M451336100 | ENCL ASSY 45U 30 X 36,BLK | EA |  | 1 Year | 2051.67 | 5% | 1949.0865
45640 | Belden Wire | XH6M451346120 | ENCL ASSY 45U 30 X 36,BLK | EA |  | 1 Year | 2618.88 | 5% | 2487.936
45641 | Belden Wire | XH7M421121220 | ENCL ASSY,42UX30X42,BL | EA |  | 1 Year | 2762.58 | 5% | 2624.451
45642 | Belden Wire | XH7M421221120 | ENCL ASSY 42U 30 X 42,BLK | EA |  | 1 Year | 2567.18 | 5% | 2438.821
45643 | Belden Wire | XH7M421342210 | ENCL ASSY,42UX30X42,BL | EA |  | 1 Year | 2783.3 | 5% | 2644.135
45644 | Belden Wire | XH7M422121220 | ENCL ASSY,42UX30X42,WHT | EA |  | 1 Year | 2762.58 | 5% | 2624.451
45645 | Belden Wire | XH7M422121222 | ENCL ASSY 42U 30 X 42,WHT | EA |  | 1 Year | 2978.64 | 5% | 2829.708
45646 | Belden Wire | XH7M422311220 | ENCL ASSY,42UX30X42,WHT | EA |  | 1 Year | 2579.91 | 5% | 2450.9145
45647 | Belden Wire | XH7M422341222 | ENCL ASSY 42U 30 X 42,WHT | EA |  | 1 Year | 2899.79 | 5% | 2754.8005
45648 | Belden Wire | XH7M451121000 | ENCL ASSY,45UX30X42,BLK | EA |  | 1 Year | 1776.42 | 5% | 1687.599
45649 | Belden Wire | XH7M451121220 | ENCL ASSY,45UX30X42,BLK | EA |  | 1 Year | 2790.27 | 5% | 2650.7565
45650 | Belden Wire | XH7M451122220 | ENCL ASSY,45UX30X42,BLK | EA |  | 1 Year | 2960.94 | 5% | 2812.893
45651 | Belden Wire | XH7M451131120 | ENCL ASSY,45UX30X42,BLK | EA |  | 1 Year | 2487.94 | 5% | 2363.543
45652 | Belden Wire | XH7M45-1C0037 | ENCL ASSY 45U 30 X 42 | EA |  | 1 Year | 3185.91 | 5% | 3026.6145
45653 | Belden Wire | XH7M481121220 | ENCL ASSY,48UX30X42,BLK | EA |  | 1 Year | 2762.58 | 5% | 2624.451
45654 | Belden Wire | XH7M481141220 | ENCL ASSY,48UX30X42,BLK | EA |  | 1 Year | 2877.76 | 5% | 2733.872
45655 | Belden Wire | XH8M421121120 | ENCL ASSY,42UX30X48,BLK | EA |  | 1 Year | 3006.06 | 5% | 2855.757
45656 | Belden Wire | XH8M421121122 | ENCL ASSY,42UX30X48,BLK | EA |  | 1 Year | 2782.48 | 5% | 2643.356
45657 | Belden Wire | XH8M421121222 | ENCL ASSY,42UX30X48,BLK | EA |  | 1 Year | 2956.36 | 5% | 2808.542
45658 | Belden Wire | XH8M421126122 | ENCL ASSY,42UX30X48,BLK | EA |  | 1 Year | 2781.58 | 5% | 2642.501
45659 | Belden Wire | XH8M451121100 | ENCL ASSY,45UX30X48,BLK | EA |  | 1 Year | 2248.76 | 5% | 2136.322
45660 | Belden Wire | XH8M451121110 | ENCL ASSY,45UX30X48,BLK | EA |  | 1 Year | 2475.12 | 5% | 2351.364
45661 | Belden Wire | XH8M451121120 | ENCL ASSY,45UX30X48,BLK | EA |  | 1 Year | 2710.58 | 5% | 2575.051
45662 | Belden Wire | XH8M451121220 | ENCL ASSY,45UX30X48,BLK | EA |  | 1 Year | 2872.15 | 5% | 2728.5425
45663 | Belden Wire | XH8M451121222 | ENCL ASSY,45UX30X48,BLK | EA |  | 1 Year | 2984.06 | 5% | 2834.857
45664 | Belden Wire | XH8M451122120 | ENCL ASSY,45UX30X48,BLK | EA |  | 1 Year | 2872.15 | 5% | 2728.5425
45665 | Belden Wire | XH8M451126220 | ENCL ASSY,45UX30X48,BLK | EA |  | 1 Year | 2872.15 | 5% | 2728.5425
45666 | Belden Wire | XH8M451231100 | ENCL ASSY,45UX30X48,BLK | EA |  | 1 Year | 2096.79 | 5% | 1991.9505
45667 | Belden Wire | XH8M451231110 | ENCL ASSY,45UX30X48,BLK | EA |  | 1 Year | 2323.15 | 5% | 2206.9925
45668 | Belden Wire | XH8M451321220 | ENCL ASSY,45UX30X48,BLK | EA |  | 1 Year | 2850.64 | 5% | 2708.108
45669 | Belden Wire | XH8M45-1C0002 | ENCL ASSY,45UX30X48,BLK | EA |  | 1 Year | 3354.64 | 5% | 3186.908
45670 | Belden Wire | XME44260301 | ENCLOSURE ASSY 44U X 26D | EA |  | 1 Year | 1047.85 | 5% | 995.4575
45671 | Belden Wire | XME44262111 | ENCLOSURE ASSY 44U X 26D | EA |  | 1 Year | 1752.82 | 5% | 1665.179
45672 | Belden Wire | XME44264301 | ENCLOSURE ASSY 44U X 26D | EA |  | 1 Year | 1297 | 5% | 1232.15
45673 | Belden Wire | XMEBK01 | ADJOINING KIT,XME FRAME,BASIC | EA |  | 1 Year | 5.6 | 5% | 5.32
45674 | Belden Wire | XMEFVC | VENT COVER FRONT | EA |  | 1 Year | 5.09 | 5% | 4.8355
45675 | Belden Wire | XMER24261332 | ENCLOSURE, 24U X 26D | EA |  | 1 Year | 1721.88 | 5% | 1635.786
45676 | Belden Wire | XMER24312332 | ENCLOSURE, 24U X 22W X 31.5D | EA |  | 1 Year | 1827.79 | 5% | 1736.4005
45677 | Belden Wire | XMER24RT10 | EIA RAIL KIT 24U,1 PAIR TAPPED | EA |  | 1 Year | 101.13 | 5% | 96.0735
45678 | Belden Wire | XMER40RT10 | EIA RAIL 40U | EA |  | 1 Year | 128.19 | 5% | 121.7805
45679 | Belden Wire | XMER44264302 | ENCLOSURE, 44U X 26D | EA |  | 1 Year | 1867.61 | 5% | 1774.2295
45680 | Belden Wire | XMER442643020 | ENCLOSURE, 44U X 26D | EA |  | 1 Year | 1867.61 | 5% | 1774.2295
45681 | Belden Wire | XMER44314302 | ENCLOSURE, 44U X 31D | EA |  | 1 Year | 1938.48 | 5% | 1841.556
45682 | Belden Wire | XMER443143020 | ENCLOSURE, 44U X 31D | EA |  | 1 Year | 1938.48 | 5% | 1841.556
45683 | Belden Wire | XMER44364020 | ENCLOSURE, 44U X 36D | EA |  | 1 Year | 1484.67 | 5% | 1410.4365
45684 | Belden Wire | XMER44RT10 | EIA RAIL 44U | EA |  | 1 Year | 130.77 | 5% | 124.2315
45685 | Belden Wire | XMESVC | SIDE VENT COVER XME | EA |  | 1 Year | 4.22 | 5% | 4.009
45686 | Belden Wire | XMEW22 | WORK SURFACE, XME, 22"W | EA |  | 1 Year | 225.09 | 5% | 213.8355
45687 | Belden Wire | XMF13RT10 | RAIL KIT, 13U,10-32 | EA |  | 1 Year | 93.99 | 5% | 89.2905
45688 | Belden Wire | XMF14RT10 | RAIL KIT, 14U,10-32 | EA |  | 1 Year | 97.05 | 5% | 92.1975
45689 | Belden Wire | XMF16RT10 | RAIL KIT, 16U,10-32 | EA |  | 1 Year | 100.1 | 5% | 95.095
45690 | Belden Wire | XMF1B244 | BASE,1 BAY,24" DEEP,4" HIGH | EA |  | 1 Year | 321.5 | 5% | 305.425
45691 | Belden Wire | XMF1B304 | BASE,1 BAY,30" DEEP,4" HIGH | EA |  | 1 Year | 328.19 | 5% | 311.7805
45692 | Belden Wire | XMF1B364 | BASE,1 BAY,36" DEEP,4" HIGH | EA |  | 1 Year | 346.42 | 5% | 329.099
45693 | Belden Wire | XMF2224CB | CASTER BASE, 22 X 24 | EA |  | 1 Year | 295.55 | 5% | 280.7725
45694 | Belden Wire | XMF2230CB | CASTER BASE, 22 X 30 | EA |  | 1 Year | 300.75 | 5% | 285.7125
45695 | Belden Wire | XMF2236CB | CASTER BASE | EA |  | 1 Year | 308.87 | 5% | 293.4265
45696 | Belden Wire | XMF2240CB | CASTER BASE,1 BAY X 40"DEEP | EA |  | 1 Year | 316.71 | 5% | 300.8745
45697 | Belden Wire | XMF24RT10 | RAIL KIT, 24U,10-32 | EA |  | 1 Year | 118.43 | 5% | 112.5085
45698 | Belden Wire | XMF36RT10 | RAIL KIT, 36U,10-32 | EA |  | 1 Year | 142.72 | 5% | 135.584
45699 | Belden Wire | XMF3B304 | BASE WDMT 66W X 30D | EA |  | 1 Year | 454.02 | 5% | 431.319
45700 | Belden Wire | XMF4330220000 | MEDIA FRAME 43RU X 30D | EA |  | 1 Year | 1638.79 | 5% | 1556.8505
45701 | Belden Wire | XMF4422VD | DOOR,VENTED 44U | EA |  | 1 Year | 371.38 | 5% | 352.811
45702 | Belden Wire | XMF44RT10 | EIA RAIL,44U,10-32 | EA |  | 1 Year | 147.02 | 5% | 139.669
45703 | Belden Wire | XMF45RT10 | EIA RAIL SET,45U,10-32 | EA |  | 1 Year | 148.08 | 5% | 140.676
45704 | Belden Wire | XMF5222VD | VENTED SWING DOOR W/LOCKS | EA |  | 1 Year | 411.62 | 5% | 391.039
45705 | Belden Wire | XMF52RT10 | RAIL KIT,MEDIA FRAME 52U,10-32 | EA |  | 1 Year | 154.45 | 5% | 146.7275
45706 | Belden Wire | XMFBK01 | ADJOINING KIT,XMF FRAME,BASIC | EA |  | 1 Year | 4.9 | 5% | 4.655
45707 | Belden Wire | XMFBK03 | ADJOINING KIT,BASES | EA |  | 1 Year | 14.11 | 5% | 13.4045
45708 | Belden Wire | XMFCTM | CABLE TIE MOUNT,PKG OF 10 | EA |  | 1 Year | 15.38 | 5% | 14.611
45709 | Belden Wire | XMFSP433 | VERTICAL SPACING PANEL- 43RU | EA |  | 1 Year | 161.58 | 5% | 153.501
45710 | Belden Wire | XMFSP493 | VERTICAL SPACING PANEL, 4.4" W | EA |  | 1 Year | 237.87 | 5% | 225.9765
45711 | Belden Wire | XMFSP573 | VERT SPACING PANEL, 57U,4.4" W | EA |  | 1 Year | 258.31 | 5% | 245.3945
45712 | Belden Wire | XMFVGB48 | GRD BAR,MEDIA FRAME(48U) | EA |  | 1 Year | 146.65 | 5% | 139.3175
45713 | Belden Wire | XMFVGB52 | GRD BAR, MEDIA FRAME (XMF52) | EA |  | 1 Year | 148.7 | 5% | 141.265
45714 | Belden Wire | XMFVLB12 | LACING BAR,MEDIA FRAME(XMF12) | EA |  | 1 Year | 104.65 | 5% | 99.4175
45715 | Belden Wire | XMFVLB44 | LACING BAR,MEDIA FRAME(XMF44) | EA |  | 1 Year | 116.23 | 5% | 110.4185
45716 | Belden Wire | XMFVLB45 | LACING BAR,MEDIA FRAME(XMF45) | EA |  | 1 Year | 116.42 | 5% | 110.599
45717 | Belden Wire | XMFVLB49 | LACING BAR,MEDIA FRAME(XMF49) | EA |  | 1 Year | 116.96 | 5% | 111.112
45718 | Belden Wire | XMFVLB52 | LACING BAR,MEDIA FRAME(XMF52) | EA |  | 1 Year | 117.51 | 5% | 111.6345
45719 | Belden Wire | XMFVLB57 | LACING BAR,MEDIA FRAME(XMF57) | EA |  | 1 Year | 120.91 | 5% | 114.8645
45720 | Belden Wire | XMFVLP43 | LACING PANEL 43RU | EA |  | 1 Year | 69.09 | 5% | 65.6355
45721 | Belden Wire | XMFVLP45 | LACING PANEL 45U XMF | EA |  | 1 Year | 145.87 | 5% | 138.5765
45722 | Belden Wire | XMFVLP52 | LACING PANEL 52U | EA |  | 1 Year | 43.6915 | 5% | 41.5069
45723 | Belden Wire | XMFVLP57 | LACING PANEL 57U | EA |  | 1 Year | 155.14 | 5% | 147.383
45724 | Belden Wire | XMR01 | RING MGR,PLASTIC,PKG OF 5 | EA |  | 1 Year | 25.5152 | 5% | 24.2394
45725 | Belden Wire | XMR03 | CABLE MGMT RING KIT | EA |  | 1 Year | 62.0303 | 5% | 58.9288
45726 | Belden Wire | XNM84310232 | CABINET, 84" NEMA BLACK | EA |  | 1 Year | 4715.3 | 5% | 4479.535
45727 | Belden Wire | XNPM01 | KIT,PWR STRIP MNT,HIGH DENSTY | EA |  | 1 Year | 36.97 | 5% | 35.1215
45728 | Belden Wire | XNSKB01 | BRUSH KIT, AIR BAFFLE | EA |  | 1 Year | 41.76 | 5% | 39.672
45729 | Belden Wire | XNSKB02 | BRUSH KIT, AIR BAFFLE, WHITE | EA |  | 1 Year | 41.76 | 5% | 39.672
45730 | Belden Wire | XPE-S0001 | ZERO U PATCH ENCLOSURE,BLK | EA |  | 1 Year | 151.5152 | 5% | 143.9394
45731 | Belden Wire | XPL-433-10675 | POST, LEFT, 84" RACK,SQ HOLES | EA |  | 1 Year | 58.18 | 5% | 55.271
45732 | Belden Wire | XPL-433-10676 | POST, RIGHT, 84" RACK,SQ HOLES | EA |  | 1 Year | 58.18 | 5% | 55.271
45733 | Belden Wire | XRES2114 | RESI BOX ENC 21 X 14 X 3.63 | EA |  | 1 Year | 49.94 | 5% | 47.443
45734 | Belden Wire | XRES2114FC | RESI BOX COVER 21 X 14, SOLID | EA |  | 1 Year | 37.39 | 5% | 35.5205
45735 | Belden Wire | XRES2114VHD | RESI BOX COVER, HINGED, VTD | EA |  | 1 Year | 87.27 | 5% | 82.9065
45736 | Belden Wire | XSW-0100 | KIT, PWR STRIP MTG,SWING RACK | EA |  | 1 Year | 37.87 | 5% | 35.9765
45737 | Belden Wire | XSW-0200 | KIT, TOP WIRE TRAY,SWING RACK | EA |  | 1 Year | 127.5 | 5% | 121.125
45738 | Belden Wire | XSW-8419 | DIST. RACK, 84" SWINGOUT | EA |  | 1 Year | 868.57 | 5% | 825.1415
45739 | Belden Wire | XTVMP014501 | LACING/PDU MGR, 45U X 3.5W,BLK | EA |  | 1 Year | 67.57 | 5% | 64.1915
45740 | Belden Wire | XWB-2U | 2U WALLMNT RACK 19"MT | EA |  | 1 Year | 126.3636 | 5% | 120.0454
45741 | Belden Wire | XWM-2109-GD | WALL CABINET,9U,GLASS,BLK | EA |  | 1 Year | 439.16 | 5% | 417.202
45742 | Belden Wire | XWM-2109-SD | WALL CABINET,9U,SOLID,BLK | EA |  | 1 Year | 413.99 | 5% | 393.2905
45743 | Belden Wire | XWM-2312-GD | WALL CABINET,12U,GLASS,BLK | EA |  | 1 Year | 514.69 | 5% | 488.9555
45744 | Belden Wire | XWM-2312-SD | WALL CABINET,12U,SOLID,BLK | EA |  | 1 Year | 481.12 | 5% | 457.064
45745 | Belden Wire | XWM-2320-GD | WALL CABINET,20U,GLASS,BLK | EA |  | 1 Year | 632.17 | 5% | 600.5615
45746 | Belden Wire | XWM-2320-SD | WALL CABINET,20U,SOLID,BLK | EA |  | 1 Year | 606.99 | 5% | 576.6405
45747 | Belden Wire | XWM-2401 | PLYWOOD BACKBOARD KIT, 24" | EA |  | 1 Year | 116.14 | 5% | 110.333
45748 | Belden Wire | XWM-2406-GD-3 | ENCLOSURE , 24" WALL MT 6" DP | EA |  | 1 Year | 406.51 | 5% | 386.1845
45749 | Belden Wire | XWM-2406-SD-3 | ENCLOSURE, 24" WALL MT, 4" DP | EA |  | 1 Year | 310.56 | 5% | 295.032
45750 | Belden Wire | XWM-2420-GD-3 | ENCLOSURE, 24" WALL MT, 18" DP | EA |  | 1 Year | 725.91 | 5% | 689.6145
45751 | Belden Wire | XWM-2420-SD-3 | ENCLOSURE, 24" WALL MT, 18" DP | EA |  | 1 Year | 628.71 | 5% | 597.2745
45752 | Belden Wire | XWM-2424-GD-3 | ENCLOSURE, 24" WALL MT, 24" DP | EA |  | 1 Year | 795.35 | 5% | 755.5825
45753 | Belden Wire | XWM-2424-SD-3 | ENCLOSURE, 24" WALL MT, 24" DP | EA |  | 1 Year | 730.97 | 5% | 694.4215
45754 | Belden Wire | XWM-3606-GD-3 | ENCLOSURE, 36" WALL MT, 4" DP | EA |  | 1 Year | 497.41 | 5% | 472.5395
45755 | Belden Wire | XWM-3619 | RAIL SET, 36" WALL MOUNT | EA |  | 1 Year | 47.98 | 5% | 45.581
45756 | Belden Wire | XWM-3620-GD-3 | ENCLOSURE, 36" WALL MT, 18" DP | EA |  | 1 Year | 892.12 | 5% | 847.514
45757 | Belden Wire | XWM-3620-SD-3 | ENCLOSURE, 36" WALL MT, 18" DP | EA |  | 1 Year | 744.85 | 5% | 707.6075
45758 | Belden Wire | XWM-3624-SD-3 | ENCLOSURE, 36" WALL MT, 24" DP | EA |  | 1 Year | 866.04 | 5% | 822.738
45759 | Belden Wire | XWM-4801 | PLYWOOD BACKBOARD KIT, 48" | EA |  | 1 Year | 143.92 | 5% | 136.724
45760 | Belden Wire | XWM-4806-GD-3 | ENCLOSURE 48" WALL MT 4" DEEP | EA |  | 1 Year | 563.05 | 5% | 534.8975
45761 | Belden Wire | XWM-4806-SD-3 | ENCLOSURE, 48" WALL MT, 4" DP | EA |  | 1 Year | 415.35 | 5% | 394.5825
45762 | Belden Wire | XWM-4819 | RAIL SET, 48" WALL MOUNT | EA |  | 1 Year | 59.34 | 5% | 56.373
45763 | Belden Wire | XWM-4820-SD-2 | ENCLOSURE, 48" WALL MT, 18" DP | EA |  | 1 Year | 857.2 | 5% | 814.34
45764 | Belden Wire | XWM-4820-SD-3 | ENCLOSURE, 48" WALL MT, 20" DP | EA |  | 1 Year | 857.2 | 5% | 814.34
45765 | Belden Wire | XWM-4824-GD-3 | ENCLOSURE, 48" WALL MT, 24" DP | EA |  | 1 Year | 1105.91 | 5% | 1050.6145
45766 | Belden Wire | XWM-4824-SD-3 | ENCLOSURE, 48" WALL MT, 24" DP | EA |  | 1 Year | 1004.92 | 5% | 954.674
45767 | Belden Wire | XWM-9312-1600 | FAN ASSEMBLY (2),WALL MNT ENCL | EA |  | 1 Year | 170.43 | 5% | 161.9085
45768 | Belden Wire | XWM-9312-1600N | FAN ASSEMBLY (2),WALL MNT ENCL | EA |  | 1 Year | 170.43 | 5% | 161.9085
45769 | Belden Wire | XWMLP12 | LACNG PNL 12Ux1.75"W NORTH | EA |  | 1 Year | 64.2424 | 5% | 61.0303
45770 | Belden Wire | XWR-3619-18 | 36"WALL MNT SWING RACK,18"DEEP | EA |  | 1 Year | 275.21 | 5% | 261.4495
45771 | Belden Wire | XWR-3619-18HD | 36"WALL MNT SWING RACK,18" HD | EA |  | 1 Year | 400.19 | 5% | 380.1805
45772 | Belden Wire | XWR-4819-18 | 48"WALL MNT SWING RACK,18"DEEP | EA |  | 1 Year | 313.09 | 5% | 297.4355
45773 | Belden Wire | XWR-4819-18HD | 48"WALL MNT SWING RACK,18"DEEP | EA |  | 1 Year | 440.6 | 5% | 418.57
45774 | Belden Wire | XZUK01 | ZERO U BRACKET SINGLE | EA |  | 1 Year | 66.4848 | 5% | 63.1606
45775 | Belden Wire | XZUK02 | ZERO U PANEL,DBL,4.5"W,BLK | EA |  | 1 Year | 81.8939 | 5% | 77.7992
45776 | Bosch | 5602 | 194 FIX ROR SGNL HEAT DET | Ea |  | 1 Year (3 Years) | 15.99 | 5.5% | 15.1105
45777 | Bosch | 5603 | 135 FIXED SGNL HEAT DET | Ea |  | 1 Year (3 Years) | 15.99 | 5.5% | 15.1105
45778 | Bosch | 5604 | 194 FIXED SGNL HEAT DET | Ea |  | 1 Year (3 Years) | 15.99 | 5.5% | 15.1105
45779 | Bosch | 5601P | 135 Fix Ror Sgnl Heat Det | Ea |  | 1 Year (3 Years) | 15.99 | 5.5% | 15.1105
45780 | Bosch | ACA-ATR13 | EM TOKENS TOKENS/25 PKG | Ea |  | 1 Year (3 Years) | 113 | 5.5% | 106.785
45781 | Bosch | ACA-IC2K26-10 | 2K, 26-BIT iCLASS ADHESIVE TAG - 10Pk | Ea |  | 1 Year (3 Years) | 52.3 | 5.5% | 49.4235
45782 | Bosch | ACD-ATR11ISO | EM CARDS 125K KHZ ISO CARD/25 PKG | Ea |  | 1 Year (3 Years) | 113 | 5.5% | 106.785
45783 | Bosch | ACD-ATR14CS | EM CARDS CLAM SHELL/25 PKG | Ea |  | 1 Year (3 Years) | 50.2 | 5.5% | 47.439
45784 | Bosch | ACD-EV1-ISO | MIFARE EV1 8KB ISO CARD (50PCS./PKG) | Ea |  | 1 Year (3 Years) | 226 | 5.5% | 213.57
45785 | Bosch | ACD-IC16K26-50 | 16K, 26-BIT iCLASS CARD - 50PK | Ea |  | 1 Year (3 Years) | 528 | 5.5% | 498.96
45786 | Bosch | ACD-IC16K37-50 | 16K, 37-BIT ICLASS CARD - 50PK | Ea |  | 1 Year (3 Years) | 528 | 5.5% | 498.96
45787 | Bosch | ACD-IC16KP26-50 | 16K, 26-BIT DUAL TECH iCLASS CARD (COMBINATION PROXIMITY AND SMART CARD TECHNOLOGY) - 50PK | Ea |  | 1 Year (3 Years) | 693 | 5.5% | 654.885
45788 | Bosch | ACD-IC2K26-50 | 2K, 26-BIT iCLASS CARD - 50PK | Ea |  | 1 Year (3 Years) | 295 | 5.5% | 278.775
45789 | Bosch | ACD-MFC-ISO | MIFARE CLASSIC 1KB ISO CARD (50PCS./PKG) | Ea |  | 1 Year (3 Years) | 118 | 5.5% | 111.51
45790 | Bosch | ACT-EV1MYKR-SA2 | MIFARE EV1 8KB KEYFOBT2 (50PCS./PKG) | Ea |  | 1 Year (3 Years) | 642 | 5.5% | 606.69
45791 | Bosch | ACT-EV1TRF-SA1 | MIFARE EV1 8KB KEYFOBT1 (50PCS./PKG) | Ea |  | 1 Year (3 Years) | 296 | 5.5% | 279.72
45792 | Bosch | ACT-IC16K26-10 | 16K, 26-BIT iCLASS KEYFOB - 10PK | Ea |  | 1 Year (3 Years) | 137 | 5.5% | 129.465
45793 | Bosch | ACT-IC16K37-10 | 16K, 37-BIT ICLASS KEYFOBS - 10PK | Ea |  | 1 Year (3 Years) | 148 | 5.5% | 139.86
45794 | Bosch | ACT-IC2K26-10 | 2K, 26-BIT iCLASS KEYFOB - 10PK | Ea |  | 1 Year (3 Years) | 94.3 | 5.5% | 89.1135
45795 | Bosch | ACT-MFCMYKR-SA2 | MIFARE CLASSIC 1KB KEYFOBT2 (50PCS./PKG) | Ea |  | 1 Year (3 Years) | 440 | 5.5% | 415.8
45796 | Bosch | ACT-MFCTRF-SA1 | MIFARE CLASSIC 1KB KEYFOBT1 (50PCS./PKG) | Ea |  | 1 Year (3 Years) | 192 | 5.5% | 181.44
45797 | Bosch | ACX-JOJCON01 | ISO CARD CONTAINER WITH JOJO (10 PCS./PK | Ea |  | 1 Year (3 Years) | 95.3 | 5.5% | 90.0585
45798 | Bosch | AE1 | SMALL GREY UNIVERSAL ENCLOSURE | Ea |  | 1 Year (3 Years) | 40.1 | 5.5% | 37.8945
45799 | Bosch | AE2 | SMALL RED UNIVERSAL ENCL | Ea |  | 1 Year (3 Years) | 44.8 | 5.5% | 42.336
45800 | Bosch | AE203R | ENCLOSURE ACCESSORY RED | Ea |  | 1 Year (3 Years) | 24.2 | 5.5% | 22.869
45801 | Bosch | AE4 | LARGE RED UNIVERSAL ENCL | Ea |  | 1 Year (3 Years) | 108 | 5.5% | 102.06
45802 | Bosch | AEC-AEC21-EXT1 | ACCESS EASY CONTROLLER 2.1 EXTENSION ENCLOSURE WITH 100-240VAC POWER SUPPLY UNIT | Ea |  | 1 Year (3 Years) | 410 | 5.5% | 387.45
45803 | Bosch | AH-24WP-R | HRN SYNC WTHRPRF 24V RED | Ea |  | 1 Year (3 Years) | 39.5 | 5.5% | 37.3275
45804 | Bosch | AIM-AEC21-CVT | READER EXTENSION MODULE. ADDS THE ABILITY TO ADD AND ADDITIONAL 16 READERS TO AN AEC 2.1 SYSTEM (4X API-AEC21-4WR AND 4X API-AEC21-8I8O) | Ea |  | 1 Year (3 Years) | 497 | 5.5% | 469.665
45805 | Bosch | AL1002WAL | NAC POWER EXTENDER | Ea |  | 1 Year (3 Years) | 706 | 5.5% | 667.17
45806 | Bosch | AL300UL-PD4R | UL FIRE PWR SUPPLY ALTRON | Ea |  | 1 Year (3 Years) | 423 | 5.5% | 399.735
45807 | Bosch | AL300ULXR | 2.5A 12/24V PWRSUP W/CORD | Ea |  | 1 Year (3 Years) | 323 | 5.5% | 305.235
45808 | Bosch | AL400UL-PD4R | 4AMP FIRE PWR SUPPLY | Ea |  | 1 Year (3 Years) | 448 | 5.5% | 423.36
45809 | Bosch | AL600ULB | AL802 POWER SUPPLY | Ea |  | 1 Year (3 Years) | 392 | 5.5% | 370.44
45810 | Bosch | AL800LGK9E | AL802 AL1002 LOGIC BOARD | Ea |  | 1 Year (3 Years) | 506 | 5.5% | 478.17
45811 | Bosch | AL802-WAL | WALMART NAC POWER SUPPLY | Ea |  | 1 Year (3 Years) | 656 | 5.5% | 619.92
45812 | Bosch | AMT-12/24-R | MULTITONE 12/24V FL RED | Ea |  | 1 Year (3 Years) | 86.4 | 5.5% | 81.648
45813 | Bosch | AMT-12/24-R-NYC | MULTITONES 12/24V FL RED | Ea |  | 1 Year (3 Years) | 86.4 | 5.5% | 81.648
45814 | Bosch | APC-AEC21-UPS1 | AEC2.1 MAIN ENCLOSURE, PSU1 ACCESS EASY CONTROLLER 2.1 ENCLOSURE WITH CPU BOARD, 4 WIEGAND READER BOARD, 100-240VAC POWER SUPPLY UNIT, COMPACT FLASH, QUICK START GUIDE AND CD-ROM CONTAINING PROGRAM AND MANUALS | Ea |  | 1 Year (3 Years) | 2542 | 5.5% | 2402.19
45815 | Bosch | API-AEC21-4WR | ACCESS EASY CONTROLLER 2.1 4 WIEGAND READER WITH 8 INPUT-OUTPUT BOARD | Ea |  | 1 Year (3 Years) | 897 | 5.5% | 847.665
45816 | Bosch | API-AEC21-8I8O | ACCESS EASY CONTROLLER 2.1 8 INPUT-OUTPUT BOARD | Ea |  | 1 Year (3 Years) | 636 | 5.5% | 601.02
45817 | Bosch | APM-AEC21M-CPU1 | AEC2.1 Module CPU Board | Ea |  | 1 Year (3 Years) | 1353 | 5.5% | 1278.585
45818 | Bosch | APS-AEC21-PSU1 | ACCESS EASY CONTROLLER 2.1 100-240 VAC POWER SUPPLY UNIT | Ea |  | 1 Year (3 Years) | 318 | 5.5% | 300.51
45819 | Bosch | ARA-FPBL-PSA | BIOLITE POWER ADAPTER | Ea |  | 1 Year (3 Years) | 37.9 | 5.5% | 35.8155
45820 | Bosch | ARA-FPPLSTAND | BIOLITE PLASTIC STAND | Ea |  | 1 Year (3 Years) | 111 | 5.5% | 104.895
45821 | Bosch | ARA-OSDPACNL | LECTUS SECURE ADDRESS CONFIG SET | Ea |  | 1 Year (3 Years) | 71.8 | 5.5% | 67.851
45822 | Bosch | ARA-OSDP-CSN | CARD FORMAT CONFIG CARD (CSN) | Ea |  | 1 Year (3 Years) | 71.8 | 5.5% | 67.851
45823 | Bosch | ARA-SER10-IP65 | LECTUS SECURE 1000 GASKET FOR IP65, 10PC | Ea |  | 1 Year (3 Years) | 30.8 | 5.5% | 29.106
45824 | Bosch | ARA-SER15-IP65 | LECTUS SECURE 2000 GASKET FOR IP65, 10PC | Ea |  | 1 Year (3 Years) | 30.8 | 5.5% | 29.106
45825 | Bosch | ARA-SER40-IP65 | LECTUS SECURE 4000 GASKET FOR IP65, 10PC | Ea |  | 1 Year (3 Years) | 30.8 | 5.5% | 29.106
45826 | Bosch | ARA-SERK40-IP65 | LECTUS SECURE 5000 GASKET FOR IP65, 10PC | Ea |  | 1 Year (3 Years) | 30.8 | 5.5% | 29.106
45827 | Bosch | ARD-AYBS6260 | LECTUS DUO 3000 C, MF CLASSIC | Ea |  | 1 Year (3 Years) | 135 | 5.5% | 127.575
45828 | Bosch | ARD-AYBS6280 | LECTUS DUO 3000 E, MF EV1 | Ea |  | 1 Year (3 Years) | 178 | 5.5% | 168.21
45829 | Bosch | ARD-AYBS6360 | LECTUS DUO 3000 CK, MF CLASSIC, KEYPAD | Ea |  | 1 Year (3 Years) | 157 | 5.5% | 148.365
45830 | Bosch | ARD-AYBS6380 | LECTUS DUO 3000 EK, MF EV1, KEYPAD | Ea |  | 1 Year (3 Years) | 244 | 5.5% | 230.58
45831 | Bosch | ARD-AYCE65B | MULLION PROX-PIN EM CARD READER | Ea |  | 1 Year (3 Years) | 378 | 5.5% | 357.21
45832 | Bosch | ARD-AYH12 | SWITCH PLATE EM CARD READER | Ea |  | 1 Year (3 Years) | 84.1 | 5.5% | 79.4745
45833 | Bosch | ARD-AYJ12 | MULLION EM CARD READER | Ea |  | 1 Year (3 Years) | 92.3 | 5.5% | 87.2235
45834 | Bosch | ARD-AYK12 | MINI MULLION EM CARD READER | Ea |  | 1 Year (3 Years) | 78.9 | 5.5% | 74.5605
45835 | Bosch | ARD-AYQ12 | SWITCH PLATE VANDAL RESISTANT EM CARD READER | Ea |  | 1 Year (3 Years) | 152 | 5.5% | 143.64
45836 | Bosch | ARD-AYZ12 | EM CARD READER LONG DISTANCE 60 INCHES | Ea |  | 1 Year (3 Years) | 654 | 5.5% | 618.03
45837 | Bosch | ARD-EDMCV002-USB | LECTUS ENROLL 5000 MD | Ea |  | 1 Year (3 Years) | 678 | 5.5% | 640.71
45838 | Bosch | ARD-FPBEPMF-OC | FP READER WITH CARD READER MIFARE | Ea |  | 1 Year (3 Years) | 793 | 5.5% | 749.385
45839 | Bosch | ARD-FPBEPPR-OC | FP READER WITH CARD READER EMPROX | Ea |  | 1 Year (3 Years) | 716 | 5.5% | 676.62
45840 | Bosch | ARD-FPLN-OC | FINGERPRINT READER, KEYPAD, DISPLAY AND NET | Ea |  | 1 Year (3 Years) | 1037 | 5.5% | 979.965
45841 | Bosch | ARD-FPLS-OC | FINGERPRINTREADER KEYPAD AND DISPLAY | Ea |  | 1 Year (3 Years) | 997 | 5.5% | 942.165
45842 | Bosch | ARD-SER10-RO | LECTUS SECURE 1000 RO READER | Ea |  | 1 Year (3 Years) | 175 | 5.5% | 165.375
45843 | Bosch | ARD-SER10-WI | LECTUS SECURE 1000 WI ICLASS READER | Ea |  | 1 Year (3 Years) | 134 | 5.5% | 126.63
45844 | Bosch | ARD-SER15-RO | LECTUS SECURE 2000 RO ICLASS READER | Ea |  | 1 Year (3 Years) | 339 | 5.5% | 320.355
45845 | Bosch | ARD-SER40-RO | LECTUS SECURE 4000 RO ICLASS READER | Ea |  | 1 Year (3 Years) | 339 | 5.5% | 320.355
45846 | Bosch | ARD-SER40-WI | LECTUS SECURE 4000 WI ICLASS READER | Ea |  | 1 Year (3 Years) | 273 | 5.5% | 257.985
45847 | Bosch | ARD-SER90-WI | LECTUS SECURE 9000 WI ICLASS RDR HFREE | Ea |  | 1 Year (3 Years) | 773 | 5.5% | 730.485
45848 | Bosch | ARD-SERK40-RO | LECTUS SECURE 5000 RO ICLASS READER W/ KEYPAD | Ea |  | 1 Year (3 Years) | 549 | 5.5% | 518.805
45849 | Bosch | ARD-SERK40-W1 | LECTUS SECURE 5000 W1 ICLASS READER (AMC) | Ea |  | 1 Year (3 Years) | 461 | 5.5% | 435.645
45850 | Bosch | ASL-AEC21-SWK | AEC2.1 Software Kit with CF | Ea |  | 1 Year (3 Years) | 267 | 5.5% | 252.315
45851 | Bosch | ASWP-2475C-FR | HR/STR 75C OUTDR CEIL RED | Ea |  | 1 Year (3 Years) | 88.1 | 5.5% | 83.2545
45852 | Bosch | ASWP-2475W-FR | HRN/STRB 24V 75C OUTDR RD | Ea |  | 1 Year (3 Years) | 82.9 | 5.5% | 78.3405
45853 | Bosch | AVSM-R | SYNC CNTRL MOD 8V RED | Ea |  | 1 Year (3 Years) | 67.2 | 5.5% | 63.504
45854 | Bosch | AVSM-W | SYNC CNTRL MOD 12-16V WHT | Ea |  | 1 Year (3 Years) | 68.3 | 5.5% | 64.5435
45855 | Bosch | B10 | ENCLOSURE, CONTROL PANEL, MEDIUM WHITE | Ea |  | 1 Year (3 Years) | 41 | 5.5% | 38.745
45856 | Bosch | B10R | RED ENCLOSURE, CONTROL PANEL, MEDIUM | Ea |  | 1 Year (3 Years) | 49.2 | 5.5% | 46.494
45857 | Bosch | B10R-1640-120WI | RED MEDIUM ENCLOSURE WITH 16.5 VAC 40 VA | Ea |  | 1 Year (3 Years) | 100 | 5.5% | 94.5
45858 | Bosch | B11 | SMALL ENCLOSURE FOR B SERIES PANELS (WHITE) | Ea |  | 1 Year (3 Years) | 30.8 | 5.5% | 29.106
45859 | Bosch | B11R | RED ENCLOSURE, CONTROL PANEL, SMALL | Ea |  | 1 Year (3 Years) | 39 | 5.5% | 36.855
45860 | Bosch | B328 | SWIVEL MOUNTING BRACKET | Ea |  | 1 Year (3 Years) | 13.2 | 5.5% | 12.474
45861 | Bosch | B335-3 | SWIVEL MOUNT FOR 774/932 SERIES | Ea |  | 1 Year (3 Years) | 13.2 | 5.5% | 12.474
45862 | Bosch | B338 | UNIVERSAL CEILING BRACKET | Ea |  | 1 Year (3 Years) | 8.45 | 5.5% | 7.9852
45863 | Bosch | B40-MB25 | INDOOR/OUTDOOR MULTIBAND ANTENNA, CELL, 25FT CABLE | Ea |  | 1 Year (3 Years) | 185 | 5.5% | 174.825
45864 | Bosch | B40-MB50 | INDOOR/OUTDOOR MULTIBAND ANTENNA, CELL, 50FT CABLE | Ea |  | 1 Year (3 Years) | 205 | 5.5% | 193.725
45865 | Bosch | B40-P | INDOOR/OUTDOOR PUCK ANTENNA, CELL, 6.5FT CABLE | Ea |  | 1 Year (3 Years) | 111 | 5.5% | 104.895
45866 | Bosch | B443-ATT | HSPA+ PLUG-IN W/ ATT SIM | Ea |  | 1 Year (3 Years) | 399 | 5.5% | 377.055
45867 | Bosch | B444-C | PLUG-IN CELLULAR MODULE, VERIZON LTE, COLD | Ea |  | 1 Year (3 Years) | 338 | 5.5% | 319.41
45868 | Bosch | B46 | EXTERNAL ANNUNCIATOR | Ea |  | 1 Year (3 Years) | 24.6 | 5.5% | 23.247
45869 | Bosch | B465 | UNIVERSAL DUAL PATH COMMUNICATOR | Ea |  | 1 Year (3 Years) | 297 | 5.5% | 280.665
45870 | Bosch | B465-MR-120WI | KIT (B465 COMMUNICATOR, B10R-1640-120WI MEDIUM RED ENCLOSURE W/16.5 VAC 40VA, B46 EXTERNAL ANNUNCIATOR, D101 LOCK & KEY) | Ea |  | 1 Year (3 Years) | 427 | 5.5% | 403.515
45871 | Bosch | B465-MR-1640 | KIT (B465 COMMUNICATOR, B10R MEDIUM RED ENCLOSURE, B46 EXTERNAL ANNUNCIATOR, D101 LOCK & KEY, D1640 TRANSFORMER, D8004 TRANSFORMER ENCLOSURE) | Ea |  | 1 Year (3 Years) | 451 | 5.5% | 426.195
45872 | Bosch | B465-MW-1640 | KIT (B465 COMMUNICATOR, B10 MEDIUM WHITE ENCLOSURE, D101 LOCK & KEY, D1640 TRANSFORMER) | Ea |  | 1 Year (3 Years) | 357 | 5.5% | 337.365
45873 | Bosch | B465-SR-1640 | KIT (B465 COMMUNICATOR, B11R SMALL RED ENCLOSURE, D101 LOCK & KEY, D1640 TRANSFORMER, D8004 TRANSFORMER ENCLOSURE) | Ea |  | 1 Year (3 Years) | 408 | 5.5% | 385.56
45874 | Bosch | B465-SW-1640 | KIT (B465 COMMUNICATOR, B11 SMALL WHITE ENCLOSURE, D101 LOCK & KEY, D1640 TRANSFORMER) | Ea |  | 1 Year (3 Years) | 347 | 5.5% | 327.915
45875 | Bosch | B800 | CEILING MOUNT BRACKET | Ea |  | 1 Year (3 Years) | 8.45 | 5.5% | 7.9852
45876 | Bosch | B8512G-U | B8512G UPGRADE KIT INCLUDES B600 | Ea |  | 1 Year (3 Years) | 617 | 5.5% | 583.065
45877 | Bosch | B9512G-U | B9512G UPGRADE KIT INCLUDES B600 | Ea |  | 1 Year (3 Years) | 884 | 5.5% | 835.38
45878 | Bosch | BATB-40 | BATTERY BOX 40 AH | Ea |  | 1 Year (3 Years) | 314 | 5.5% | 296.73
45879 | Bosch | BATB-80 | BATTERY BOX 80AH | Ea |  | 1 Year (3 Years) | 347 | 5.5% | 327.915
45880 | Bosch | BATB-SHELF | BATTERY BOX SHELF | Ea |  | 1 Year (3 Years) | 44.8 | 5.5% | 42.336
45881 | Bosch | BB-R | BACKBOX INDOOR 4IN RED | Ea |  | 1 Year (3 Years) | 7.3 | 5.5% | 6.8985
45882 | Bosch | BH12T | HEATER FOR PHOTO BEAMS ISC-FPB1-XXX | Ea |  | 1 Year (3 Years) | 61.5 | 5.5% | 58.1175
45883 | Bosch | C900V2 | DIALER CAPTURE TO IP MODULE 12/24 VDC | Ea |  | 1 Year (3 Years) | 454 | 5.5% | 429.03
45884 | Bosch | CBB-8 | RND BACKBOX 8IN SPKRS | Ea |  | 1 Year (3 Years) | 21 | 5.5% | 19.845
45885 | Bosch | D1005 | 3 FOOT TEST CABLE | Ea |  | 1 Year (3 Years) | 8.96 | 5.5% | 8.4672
45886 | Bosch | D101 | LOCK & KEY SET, STANDARD | Ea |  | 1 Year (3 Years) | 4.44 | 5.5% | 4.1958
45887 | Bosch | D101F | LOCK & KEY SET, FIRE | Ea |  | 1 Year (3 Years) | 4.7 | 5.5% | 4.4415
45888 | Bosch | D102 | KEY FOR D101 LOCK STANDARD | Ea |  | 1 Year (3 Years) | 1.06 | 5.5% | 1.0017
45889 | Bosch | D102F | KEY FOR D101F LOCK, FIRE | Ea |  | 1 Year (3 Years) | 1.13 | 5.5% | 1.0678
45890 | Bosch | D116 | SIREN, 12V 15 WATT | Ea |  | 1 Year (3 Years) | 12.45 | 5.5% | 11.7652
45891 | Bosch | D117 | SIREN, 12V 30 WATT | Ea |  | 1 Year (3 Years) | 17.95 | 5.5% | 16.9627
45892 | Bosch | D1218 | BATTERY, 12V, 18 AH | Ea |  | 1 Year | 94.1 | 5.5% | 88.9245
45893 | Bosch | D126 | BATTERY, 12V 7 AH | Ea |  | 1 Year | 33.3 | 5.5% | 31.4685
45894 | Bosch | D127 | REVERSING RELAY MODULE | Ea |  | 1 Year (3 Years) | 86.6 | 5.5% | 81.837
45895 | Bosch | D132A | SMOKE DET. REV. MODULE | Ea |  | 1 Year (3 Years) | 47.8 | 5.5% | 45.171
45896 | Bosch | D132B | REVERSING RELAY MULTI-USE | Ea |  | 1 Year (3 Years) | 49.3 | 5.5% | 46.5885
45897 | Bosch | D1640 | PLUG-IN TRANSFORMER, 16VAC 40VA | Ea |  | 1 Year (3 Years) | 14.57 | 5.5% | 13.7686
45898 | Bosch | D185 | REV POLARITY INTRFC MOD | Ea |  | 1 Year (3 Years) | 139 | 5.5% | 131.355
45899 | Bosch | D250A | DETECTOR BASE, 6INCH | Ea |  | 1 Year (3 Years) | 11 | 5.5% | 10.395
45900 | Bosch | D263 | SMOKE DET PHOTOELEC 2WIRE | Ea |  | 1 Year (3 Years) | 49.3 | 5.5% | 46.5885
45901 | Bosch | D263TH | PHOTOSMOKE DET W/HEAT 2W | Ea |  | 1 Year (3 Years) | 52.7 | 5.5% | 49.8015
45902 | Bosch | D273 | SMOKE DET PHOTOELEC 4WIRE | Ea |  | 1 Year (3 Years) | 51.5 | 5.5% | 48.6675
45903 | Bosch | D273IS | 4W SMK DTR W/HEAT & SNDR | Ea |  | 1 Year (3 Years) | 77.8 | 5.5% | 73.521
45904 | Bosch | D273TH | SMOKE DET PHOTO/HEAT 4W | Ea |  | 1 Year (3 Years) | 54.9 | 5.5% | 51.8805
45905 | Bosch | D273THCS | 4W SMK DTR W/HT RLY SNDR | Ea |  | 1 Year (3 Years) | 79 | 5.5% | 74.655
45906 | Bosch | D273THE | 4W SMK DTR W/HEAT & EOL RLY | Ea |  | 1 Year (3 Years) | 70.6 | 5.5% | 66.717
45907 | Bosch | D273THES | 4W W/THERM EOL RELY/SONDR | Ea |  | 1 Year (3 Years) | 78.4 | 5.5% | 74.088
45908 | Bosch | D273THR | 4W SMK DTR HEAT & TRBL | Ea |  | 1 Year (3 Years) | 70.6 | 5.5% | 66.717
45909 | Bosch | D273THS | 4W SMK DTR W/HEAT & SNDR | Ea |  | 1 Year (3 Years) | 67.2 | 5.5% | 63.504
45910 | Bosch | D278S | 12V4W ZNX SMK SINGLE BASE | Ea |  | 1 Year (3 Years) | 39.1 | 5.5% | 36.9495
45911 | Bosch | D282A-DH | DUCT SMOKE HEAD FOR D300A | Ea |  | 1 Year (3 Years) | 67.2 | 5.5% | 63.504
45912 | Bosch | D284 | FLAME DETECTOR UV/IR 24V | Ea |  | 1 Year (3 Years) | 336 | 5.5% | 317.52
45913 | Bosch | D285DH | SMK P/E HEAD CONV (DUCT) | Ea |  | 1 Year (3 Years) | 56 | 5.5% | 52.92
45914 | Bosch | D290 | DETECTOR BASE 24V 4 WIRE | Ea |  | 1 Year (3 Years) | 33.6 | 5.5% | 31.752
45915 | Bosch | D296 | SMOKE-PROJECTED BEAM 24V | Ea |  | 1 Year (3 Years) | 840 | 5.5% | 793.8
45916 | Bosch | D297 | SMOKE-PROJECTED BEAM 12V | Ea |  | 1 Year (3 Years) | 840 | 5.5% | 793.8
45917 | Bosch | D298S | 24V4W ZNX SMK SINGLE BASE | Ea |  | 1 Year (3 Years) | 39.1 | 5.5% | 36.9495
45918 | Bosch | D300A | DUCT DETECTOR W/HEAD | Ea |  | 1 Year (3 Years) | 244 | 5.5% | 230.58
45919 | Bosch | D304 | REMOTE ANNUNCIATOR PLATE | Ea |  | 1 Year (3 Years) | 23.5 | 5.5% | 22.2075
45920 | Bosch | D305 | REMOTE TEST/INDICAT PLATE | Ea |  | 1 Year (3 Years) | 69.4 | 5.5% | 65.583
45921 | Bosch | D308 | FIELD TEST KIT-D296/D297 | Ea |  | 1 Year (3 Years) | 352 | 5.5% | 332.64
45922 | Bosch | D340 | DUCT SMK CONV.2W | Ea |  | 1 Year (3 Years) | 112 | 5.5% | 105.84
45923 | Bosch | D340P | D285DH AND D340 | Ea |  | 1 Year (3 Years) | 164 | 5.5% | 154.98
45924 | Bosch | D341 | DUCT SMK. 120V | Ea |  | 1 Year (3 Years) | 125 | 5.5% | 118.125
45925 | Bosch | D341P | D285DH AND D341 | Ea |  | 1 Year (3 Years) | 175 | 5.5% | 165.375
45926 | Bosch | D342 | DUCT SMK. 230V | Ea |  | 1 Year (3 Years) | 130 | 5.5% | 122.85
45927 | Bosch | D342P | DUCT SMK. 230V Kit | Ea |  | 1 Year (3 Years) | 175 | 5.5% | 165.375
45928 | Bosch | D344-1.5 | DUCT SAMPLE TUBE 1.5 FEET | Ea |  | 1 Year (3 Years) | 8.96 | 5.5% | 8.4672
45929 | Bosch | D344-3 | DUCT SAMPLE TUBE 3 FOOT | Ea |  | 1 Year (3 Years) | 11.2 | 5.5% | 10.584
45930 | Bosch | D344-5 | SAMPLE TUBE 5FT (DS290) | Ea |  | 1 Year (3 Years) | 11.2 | 5.5% | 10.584
45931 | Bosch | D344-RL | REMOTE LED DISPLAY (DUCT) | Ea |  | 1 Year (3 Years) | 31.4 | 5.5% | 29.673
45932 | Bosch | D344-RT | REMOTE TEST STATION DUCT | Ea |  | 1 Year (3 Years) | 75 | 5.5% | 70.875
45933 | Bosch | D344-TF | DUCT TUBE FILTERS 20/PK | Ea |  | 1 Year (3 Years) | 44.8 | 5.5% | 42.336
45934 | Bosch | D370B | DOORHLDR 24/120V WALL MNT | Ea |  | 1 Year (3 Years) | 94.1 | 5.5% | 88.9245
45935 | Bosch | D370C | DOORHLDR 24/120V WALL MNT | Ea |  | 1 Year (3 Years) | 85.1 | 5.5% | 80.4195
45936 | Bosch | D371B | DOORHLDR 24/120V FLOR MNT | Ea |  | 1 Year (3 Years) | 132 | 5.5% | 124.74
45937 | Bosch | D371C | DOORHLDR 24/120V FLOR MNT | Ea |  | 1 Year (3 Years) | 121 | 5.5% | 114.345
45938 | Bosch | D372B | BACKBOX DOORHOLDER BRASS | Ea |  | 1 Year (3 Years) | 27.4 | 5.5% | 25.893
45939 | Bosch | D372C | BACKBOX DOORHOLDER CHROME | Ea |  | 1 Year (3 Years) | 25.2 | 5.5% | 23.814
45940 | Bosch | D373B | EXTNSN ROD BRASS 1IN 5/PK | Ea |  | 1 Year (3 Years) | 44.8 | 5.5% | 42.336
45941 | Bosch | D373C | EXTNSN ROD CHROME 1IN 5/P | Ea |  | 1 Year (3 Years) | 40.3 | 5.5% | 38.0835
45942 | Bosch | D374B | EXTNSN ROD BRASS 1.5 IN | Ea |  | 1 Year (3 Years) | 12.56 | 5.5% | 11.8692
45943 | Bosch | D374C | EXT.ROD CHROME 1.5in 5PACK | Ea |  | 1 Year (3 Years) | 47.6 | 5.5% | 44.982
45944 | Bosch | D375B | EXTNSN ROD BRASS 2IN 5PKG | Ea |  | 1 Year (3 Years) | 60.5 | 5.5% | 57.1725
45945 | Bosch | D375C | EXTNSN ROD CHROME 2IN 5PK | Ea |  | 1 Year (3 Years) | 56 | 5.5% | 52.92
45946 | Bosch | D376B | EXTNSN ROD BRASS 3IN 5PKG | Ea |  | 1 Year (3 Years) | 68.9 | 5.5% | 65.1105
45947 | Bosch | D376C | EXTNSN ROD CHROME 3IN 5PK | Ea |  | 1 Year (3 Years) | 63.3 | 5.5% | 59.8185
45948 | Bosch | D377B | EXTNSN ROD BRASS 4 IN 5PK | Ea |  | 1 Year (3 Years) | 82.9 | 5.5% | 78.3405
45949 | Bosch | D377C | EXTNSN ROD CHROME 4IN 5PK | Ea |  | 1 Year (3 Years) | 74.5 | 5.5% | 70.4025
45950 | Bosch | D378 | EXTENSION ROD WRENCH | Ea |  | 1 Year (3 Years) | 9.19 | 5.5% | 8.6845
45951 | Bosch | D379 | SWIVEL BASE MTG DRILL FXT | Ea |  | 1 Year (3 Years) | 267 | 5.5% | 252.315
45952 | Bosch | D382 | COMBUSTIBLE GAS DETECTOR | Ea |  | 1 Year (3 Years) | 164 | 5.5% | 154.98
45953 | Bosch | D464 | BACKBOX MAN STATION DEEP | Ea |  | 1 Year (3 Years) | 24.1 | 5.5% | 22.7745
45954 | Bosch | D465 | GLASS BREAK TUBES 10/PKG | Ea |  | 1 Year (3 Years) | 16.57 | 5.5% | 15.6586
45955 | Bosch | D8004 | TRANSFORMER KIT UL APPROV | Ea |  | 1 Year (3 Years) | 60.9 | 5.5% | 57.5505
45956 | Bosch | D8109 | ENCL FIRE, RED (UL APPR) | Ea |  | 1 Year (3 Years) | 80 | 5.5% | 75.6
45957 | Bosch | D8109-1358 | ENCL FIRE, RED, 1358, UL | Ea |  | 1 Year (3 Years) | 80 | 5.5% | 75.6
45958 | Bosch | D8109G | ENCLOSURE FIRE, GREY | Ea |  | 1 Year (3 Years) | 80 | 5.5% | 75.6
45959 | Bosch | D8109L | ENCL, LOUVERED, RED | Ea |  | 1 Year (3 Years) | 95 | 5.5% | 89.775
45960 | Bosch | D8224 | HID MULLION PROXIMITY READER | Ea |  | 1 Year (3 Years) | 261 | 5.5% | 246.645
45961 | Bosch | D8224-SP | HID SWITCH PLATE PROXIMITY READER | Ea |  | 1 Year (3 Years) | 269 | 5.5% | 254.205
45962 | Bosch | D8225 | HID MINI MULLION PROXIMITY READER | Ea |  | 1 Year (3 Years) | 144 | 5.5% | 136.08
45963 | Bosch | D8229 | ACCESS KEYPAD (26-BIT WIEGAND OUTPUT) | Ea |  | 1 Year (3 Years) | 401 | 5.5% | 378.945
45964 | Bosch | D8236-10 | HID PROX CARDS, 26-BIT - 10PK | Ea |  | 1 Year (3 Years) | 51.3 | 5.5% | 48.4785
45965 | Bosch | D8236KF-10 | HID PROX KEYFOB, 26BIT - 10PK | Ea |  | 1 Year (3 Years) | 90.2 | 5.5% | 85.239
45966 | Bosch | D8237KF-10 | HID 37-BIT KEYFOBS - 10PK | Ea |  | 1 Year (3 Years) | 92.3 | 5.5% | 87.2235
45967 | Bosch | D9002-5 | MTG SKIRT,SIX 3x5, 5/PKG | Ea |  | 1 Year (3 Years) | 31.7 | 5.5% | 29.9565
45968 | Bosch | D9068 | FIRE DIALER | Ea |  | 1 Year (3 Years) | 213 | 5.5% | 201.285
45969 | Bosch | D9142LC | 24V POWER SUPPLY LESS CAN | Ea |  | 1 Year (3 Years) | 264 | 5.5% | 249.48
45970 | Bosch | D9142M | PWR SUPPLY D9142 W/SKIRT | Ea |  | 1 Year (3 Years) | 300 | 5.5% | 283.5
45971 | Bosch | DBB-R | DEEP BACKBOX 4IN SQUARE | Ea |  | 1 Year (3 Years) | 10.09 | 5.5% | 9.5351
45972 | Bosch | DCT-HWD | HDWR KIT SIEMENS DCT-1/1E | Ea |  | 1 Year (3 Years) | 26.9 | 5.5% | 25.4205
45973 | Bosch | DRA-12/24 | REMOTE ANNUNCIATOR PLATE | Ea |  | 1 Year (3 Years) | 20.2 | 5.5% | 19.089
45974 | Bosch | DRA-5 | REMOTE ANNUNCIATOR PLATE | Ea |  | 1 Year (3 Years) | 20.2 | 5.5% | 19.089
45975 | Bosch | DS1101I | GLASS BREAK ROUND 25 FT | Ea |  | 1 Year (3 Years) | 50.7 | 5.5% | 47.9115
45976 | Bosch | DS1102I | GLASS BREAK SQUARE 25 FT | Ea |  | 1 Year (3 Years) | 50.7 | 5.5% | 47.9115
45977 | Bosch | DS1103I | GLASS BREAK FLUSH 25 FT | Ea |  | 1 Year (3 Years) | 50.7 | 5.5% | 47.9115
45978 | Bosch | DS1108I | GLASS BREAK ROUND 25FT | Ea |  | 1 Year (3 Years) | 44.3 | 5.5% | 41.8635
45979 | Bosch | DS1109I | GLASS BREAK, FRAME MOUNT 10 ft | Ea |  | 1 Year (3 Years) | 40.1 | 5.5% | 37.8945
45980 | Bosch | DS1110I | GLASS BREAK TESTER | Ea |  | 1 Year (3 Years) | 84.5 | 5.5% | 79.8525
45981 | Bosch | DS150I | PIR REQUEST TO EXIT SENSOR GRAY | Ea |  | 1 Year (3 Years) | 92.9 | 5.5% | 87.7905
45982 | Bosch | DS150ITP160 | DS150I WITH TP160 PLATE | Ea |  | 1 Year (3 Years) | 95 | 5.5% | 89.775
45983 | Bosch | DS151I | PIR REQUEST TO EXIT SENSOR BLACK | Ea |  | 1 Year (3 Years) | 92.9 | 5.5% | 87.7905
45984 | Bosch | DS160 | PIR REQUEST TO EXIT SENSOR WITH SOUNDER GRAY | Ea |  | 1 Year (3 Years) | 99 | 5.5% | 93.555
45985 | Bosch | DS161 | PIR REQUEST TO EXIT SENSOR WITH SOUNDER BACK | Ea |  | 1 Year (3 Years) | 99 | 5.5% | 93.555
45986 | Bosch | DS720I | 300 FT PIR/MICROWAVE TRITECH | Ea |  | 1 Year (3 Years) | 243 | 5.5% | 229.635
45987 | Bosch | DS778 | 200' LONG RANGE PIR | Ea |  | 1 Year (3 Years) | 148 | 5.5% | 139.86
45988 | Bosch | DS794Z | 80' & 200' LONG RANGE PIR | Ea |  | 1 Year (3 Years) | 167 | 5.5% | 157.815
45989 | Bosch | DS915 | 30' RECESSED MOUNT PIR | Ea |  | 1 Year (3 Years) | 90.3 | 5.5% | 85.3335
45990 | Bosch | DS936 | LOW PROFILE CEILING MOUNT PIR | Ea |  | 1 Year (3 Years) | 79.2 | 5.5% | 74.844
45991 | Bosch | DS9360 | 60' DIAMETER COMMERCIAL CEILING MOUNT PIR/MICROWAVE TRITECH | Ea |  | 1 Year (3 Years) | 148 | 5.5% | 139.86
45992 | Bosch | DS936B | LOW PROFILE CEILING MOUNT DETECTOR IN BLACK ENCLOSURE | Ea |  | 1 Year (3 Years) | 86.1 | 5.5% | 81.3645
45993 | Bosch | DS937 | 50' DIAMETER PIR | Ea |  | 1 Year (3 Years) | 92.9 | 5.5% | 87.7905
45994 | Bosch | DS9370 | 70' DIAMETER CEILING MOUNT TRITECH - WHITE | Ea |  | 1 Year (3 Years) | 137 | 5.5% | 129.465
45995 | Bosch | DS9371 | 70' DIAMETER CEILING MOUNT TRITECH - BLACK | Ea |  | 1 Year (3 Years) | 137 | 5.5% | 129.465
45996 | Bosch | DS938Z | 60' DIAMETER COMMERCIAL CEILING MOUNT PIR | Ea |  | 1 Year (3 Years) | 129 | 5.5% | 121.905
45997 | Bosch | DS939 | 70' DIAMETER CEILING MOUNT PIR | Ea |  | 1 Year (3 Years) | 125 | 5.5% | 118.125
45998 | Bosch | DSM-12/24-R | SYNC 2CL/B OR 1CL/A RED | Ea |  | 1 Year (3 Years) | 138 | 5.5% | 130.41
45999 | Bosch | DT-2 | DETECTOR TESTER/REMOVER | Ea |  | 1 Year (3 Years) | 51.5 | 5.5% | 48.6675
46000 | Bosch | E50-24MCW-FW | SPK STR 24V VARC WALL WHT | Ea |  | 1 Year (3 Years) | 101 | 5.5% | 95.445
46001 | Bosch | E70-24MCW-FR | SPK STR 24V VARC WALL RED | Ea |  | 1 Year (3 Years) | 108 | 5.5% | 102.06
46002 | Bosch | E70-24MCW-FW | SPK STR 24V VARC WALL WHT | Ea |  | 1 Year (3 Years) | 108 | 5.5% | 102.06
46003 | Bosch | E70-24MCWH-FR | SPKST2W 135-185CD 24V SQR | Ea |  | 1 Year (3 Years) | 111 | 5.5% | 104.895
46004 | Bosch | E70-24MCWH-FW | SPKST2W 135-185CD 24V SQW | Ea |  | 1 Year (3 Years) | 132 | 5.5% | 124.74
46005 | Bosch | E70A-24MCC-NW | SPKR/STRB 24V 15-95C AMBR | Ea |  | 1 Year (3 Years) | 137 | 5.5% | 129.465
46006 | Bosch | E70-R | SPKR SQ WALL CEIL RED | Ea |  | 1 Year (3 Years) | 37 | 5.5% | 34.965
46007 | Bosch | E70-W | SPKR SQ WALL CEILING WHITE | Ea |  | 1 Year (3 Years) | 42.4 | 5.5% | 40.068
46008 | Bosch | E90-24MCC-FW | SPKSTRB 15-95CD 24VRND WH | Ea |  | 1 Year (3 Years) | 115 | 5.5% | 108.675
46009 | Bosch | E90-24MCCH-FW | SPKSTRB 115-177CD 24VRNDW | Ea |  | 1 Year (3 Years) | 132 | 5.5% | 124.74
46010 | Bosch | E90A-24MCC-NW | SPKR/STRB 24V 15-95C AMBR | Ea |  | 1 Year (3 Years) | 137 | 5.5% | 129.465
46011 | Bosch | E90B-24110W-NW | SPKR/STRB 24V 110C BLUE | Ea |  | 1 Year (3 Years) | 137 | 5.5% | 129.465
46012 | Bosch | E90-W | SPKR RND WALL CEIL WHITE | Ea |  | 1 Year (3 Years) | 37 | 5.5% | 34.965
46013 | Bosch | EOL-2.2K | 2.2K EOL 7400/9400/7024-8 | Ea |  | 1 Year (3 Years) | 35.8 | 5.5% | 33.831
46014 | Bosch | ET-1010-R | SPKR SURF VANDL RESIS RED | Ea |  | 1 Year (3 Years) | 68.3 | 5.5% | 64.5435
46015 | Bosch | ET-1010-W | SPKR SURF VANDL RESIS WHT | Ea |  | 1 Year (3 Years) | 65 | 5.5% | 61.425
46016 | Bosch | ET-1080-R | SPKR FLSH VANDL RESIS RED | Ea |  | 1 Year (3 Years) | 58.8 | 5.5% | 55.566
46017 | Bosch | ET70-241575W-FR | SPKR STRB SYNC 1575C RED | Ea |  | 1 Year (3 Years) | 130 | 5.5% | 122.85
46018 | Bosch | ET70-24MCW-FR | SPK STR 8W VARC WALL RED | Ea |  | 1 Year (3 Years) | 127 | 5.5% | 120.015
46019 | Bosch | ET70-24MCW-FW | SPK STR 8W VARC WALL WHT | Ea |  | 1 Year (3 Years) | 127 | 5.5% | 120.015
46020 | Bosch | ET70-24MCWH-FW | SPKST8W 135-185CD 24V SQW | Ea |  | 1 Year (3 Years) | 153 | 5.5% | 144.585
46021 | Bosch | ET70-R | SPEAKER SQUARE RED | Ea |  | 1 Year (3 Years) | 53.8 | 5.5% | 50.841
46022 | Bosch | ET70-W | SPKR 8W SQ WHITE | Ea |  | 1 Year (3 Years) | 60.3 | 5.5% | 56.9835
46023 | Bosch | ET70WP-2475C-FR | SPK/STR OUTDR CEIL 75C RD | Ea |  | 1 Year (3 Years) | 157 | 5.5% | 148.365
46024 | Bosch | ET70WP-2475C-FW | SPK/STR OUTDR CEIL 75C WT | Ea |  | 1 Year (3 Years) | 157 | 5.5% | 148.365
46025 | Bosch | ET70WP-2475W-FR | SPKR/STR 75C WP 1/8-8W-RD | Ea |  | 1 Year (3 Years) | 157 | 5.5% | 148.365
46026 | Bosch | ET70WPA2475W-NW | SPKR/STRB 24V 75C AMBR | Ea |  | 1 Year (3 Years) | 161 | 5.5% | 152.145
46027 | Bosch | ET80-24MCW-FR | SPKR/STRB FLSH VARC RED | Ea |  | 1 Year (3 Years) | 126 | 5.5% | 119.07
46028 | Bosch | ET80-24MCW-FW | SPKR/STRB FLSH VARC WHT | Ea |  | 1 Year (3 Years) | 126 | 5.5% | 119.07
46029 | Bosch | ET80-24MCWH-FR | SPKR/STRB SYNC 135/185C R | Ea |  | 1 Year (3 Years) | 137 | 5.5% | 129.465
46030 | Bosch | ET80-24MCWH-FW | SPKR/STR SYNC 135/185C WT | Ea |  | 1 Year (3 Years) | 137 | 5.5% | 129.465
46031 | Bosch | ET90-24MCC-FN | SPKSTR 8W 15-95C RND NKL | Ea |  | 1 Year (3 Years) | 161 | 5.5% | 152.145
46032 | Bosch | ET90-24MCC-FR | SPKSTR 8W 15-95C RND RED | Ea |  | 1 Year (3 Years) | 142 | 5.5% | 134.19
46033 | Bosch | ET90-24MCC-FW | SPKSTR 8W 15-95C RNDWHT | Ea |  | 1 Year (3 Years) | 142 | 5.5% | 134.19
46034 | Bosch | ET90-24MCCH-FW | SPKSTR8W 115/177C RND WHT | Ea |  | 1 Year (3 Years) | 153 | 5.5% | 144.585
46035 | Bosch | ET90-24MCC-NW | SPKSTR 8W 15095C NLTR WHT | Ea |  | 1 Year (3 Years) | 142 | 5.5% | 134.19
46036 | Bosch | ET90-R | SPKR 8W RND RED | Ea |  | 1 Year (3 Years) | 61.9 | 5.5% | 58.4955
46037 | Bosch | ET90-W | SPKR 8W ROUND WHITE | Ea |  | 1 Year (3 Years) | 52.1 | 5.5% | 49.2345
46038 | Bosch | F220-135 | RATE OF RISE HEAT DTR | Ea |  | 1 Year (3 Years) | 28.7 | 5.5% | 27.1215
46039 | Bosch | F220-135F | FIXED TEMP 135 HEAT DTR | Ea |  | 1 Year (3 Years) | 28.7 | 5.5% | 27.1215
46040 | Bosch | F220-190F | FIXED TEMP 190 HEAT DTR | Ea |  | 1 Year (3 Years) | 28.7 | 5.5% | 27.1215
46041 | Bosch | F220-B6 | 2 WIRE BASE | Ea |  | 1 Year (3 Years) | 9.19 | 5.5% | 8.6845
46042 | Bosch | F220-B6C | 4 WIRE BASE W/AUX RELAY | Ea |  | 1 Year (3 Years) | 18.16 | 5.5% | 17.1612
46043 | Bosch | F220-B6E | 4 WIRE BASE W/EOL RELAY | Ea |  | 1 Year (3 Years) | 24.6 | 5.5% | 23.247
46044 | Bosch | F220-B6R | 4 WIRE BASE | Ea |  | 1 Year (3 Years) | 15.69 | 5.5% | 14.827
46045 | Bosch | F220-B6RS | 4 WIRE SOUNDER BASE W/RLY (24 VOLT) | Ea |  | 1 Year (3 Years) | 25.2 | 5.5% | 23.814
46046 | Bosch | F220-P | PHOTO SPOT SMOKE | Ea |  | 1 Year (3 Years) | 52.7 | 5.5% | 49.8015
46047 | Bosch | F220-PTH | PHOTO SMOKE W/THERMISTOR | Ea |  | 1 Year (3 Years) | 59.4 | 5.5% | 56.133
46048 | Bosch | F220-PTHC | PHOTO SMOKE W/TH AND CO | Ea |  | 1 Year (3 Years) | 86.2 | 5.5% | 81.459
46049 | Bosch | FAA-500-BB-UL | BACK BOX | Ea |  | 1 Year (3 Years) | 44.8 | 5.5% | 42.336
46050 | Bosch | FAA-500-RTL | SMOKE DETECTOR REMOVAL TOOL | Ea |  | 1 Year (3 Years) | 672 | 5.5% | 635.04
46051 | Bosch | FAA-500-TR-P | TRIM RING; TRANSPARENT W/ COLOR RINGS | Ea |  | 1 Year (3 Years) | 26.1 | 5.5% | 24.6645
46052 | Bosch | FAA-500-TR-W | TRIM RING; WHITE | Ea |  | 1 Year (3 Years) | 13.05 | 5.5% | 12.3323
46053 | Bosch | FAA-500-TTL | SMOKE TEST TOOL W/ MAGNET | Ea |  | 1 Year (3 Years) | 258 | 5.5% | 243.81
46054 | Bosch | FCA-500 | 4 WIRE BASE | Ea |  | 1 Year (3 Years) | 56.5 | 5.5% | 53.3925
46055 | Bosch | FCA-500-E | 4 WIRE BASE W/ EOL | Ea |  | 1 Year (3 Years) | 69.6 | 5.5% | 65.772
46056 | Bosch | FCC-380 | CONVENTIONAL CO-DETECTOR (3M) | Ea |  | 1 Year (3 Years) | 197 | 5.5% | 186.165
46057 | Bosch | FCP-500 | SMOKE DETECTOR; FLUSH MOUNT; WHITE | Ea |  | 1 Year (3 Years) | 326 | 5.5% | 308.07
46058 | Bosch | FCP-500-C | SMOKE DETECTOR; FLUSH MOUNT; CO; WHITE | Ea |  | 1 Year (3 Years) | 413 | 5.5% | 390.285
46059 | Bosch | FCP-500-CEK | 4 WIRE; WHITE W/ CO & EOL KIT INCLUDES: FCP-500 INVISIBLE SMOKE DETECTOR; WHITE, FAA-500-BB-UL FLUSH BACK BOX, FCA-500-E 4 WIRE BASE W/ EOL, FAA-500-TR-W TRIM RING; WHITE | Ea |  | 1 Year (3 Years) | 539 | 5.5% | 509.355
46060 | Bosch | FCP-500-CEPK | 4 WIRE; TRANSPARENT W/ COLOR RINGS, CO, EOL KIT INCLUDES: FCP-500 INVISIBLE SMOKE DETECTOR; WHITE, FAA-500-BB-UL FLUSH BACK BOX, FCA-500-E 4 WIRE BASE W/ EOL, FAA-500-TR-P TRIM RING; W/ COLOR RINGS | Ea |  | 1 Year (3 Years) | 574 | 5.5% | 542.43
46061 | Bosch | FCP-500-CK | 4 WIRE; WHITE W/ CO ELEMENT KIT INCLUDES: FCP-500-C INVISIBLE SMOKE DETECTOR; WHITE, FAA-500-BB-UL FLUSH BACK BOX,FCA-500 4 WIRE BASE, FAA-500-TR-W TRIM RING; WHITE | Ea |  | 1 Year (3 Years) | 526 | 5.5% | 497.07
46062 | Bosch | FCP-500-C-P | SMOKE DETECTOR; FLUSH MOUNT; CO; TRANSPARENT | Ea |  | 1 Year (3 Years) | 435 | 5.5% | 411.075
46063 | Bosch | FCP-500-CPK | 4 WIRE; TRANSPARENT W/ COLOR RINGS & CO KIT INCLUDES:FCP-500-C INVISIBLE SMOKE DETECTOR; WHITE, FAA-500-BB-UL FLUSH BACK BOX,FCA-500 4 WIRE BASE, FAA-500-TR-P TRIM RING; W/ COLOR RINGS | Ea |  | 1 Year (3 Years) | 561 | 5.5% | 530.145
46064 | Bosch | FCP-500-EK | 4 WIRE; WHITE W/ EOL BASE KIT INCLUDES: FCP-500 INVISIBLE SMOKE DETECTOR; WHITE, FAA-500-BB-UL FLUSH BACK BOX, FCA-500-E 4 WIRE BASE W/ EOL, FAA-500-TR-W TRIM RING; WHITE | Ea |  | 1 Year (3 Years) | 452 | 5.5% | 427.14
46065 | Bosch | FCP-500-EPK | 4 WIRE; TRANSPARENT W/ COLOR RINGS; EOL KIT INCLUDES: FCP-500 INVISIBLE SMOKE DETECTOR; WHITE, FAA-500-BB-UL FLUSH BACK BOX, FCA-500-E 4 WIRE BASE W/ EOL, FAA-500-TR-P TRIM RING; W/ COLOR RINGS | Ea |  | 1 Year (3 Years) | 487 | 5.5% | 460.215
46066 | Bosch | FCP-500-K | 4 WIRE WHITE FCP KIT INCLUDES: FCP-500 INVISIBLE SMOKE DETECTOR; WHITE, FAA-500-BB-UL FLUSH BACK BOX,FCA-500 4 WIRE BASE, FAA-500-TR-W TRIM RING; WHITE | Ea |  | 1 Year (3 Years) | 439 | 5.5% | 414.855
46067 | Bosch | FCP-500-P | SMOKE DETECTOR; FLUSH MOUNT; TRANSPARENT | Ea |  | 1 Year (3 Years) | 348 | 5.5% | 328.86
46068 | Bosch | FCP-500-PK | 4 WIRE; TRANSPARENT W/ COLOR RINGS KIT INCLUDES: FCP-500 INVISIBLE SMOKE DETECTOR; WHITE, FAA-500-BB-UL FLUSH BACK BOX,FCA-500 4 WIRE BASE, FAA-500-TR-P TRIM RING; W/COLOR RINGS | Ea |  | 1 Year (3 Years) | 474 | 5.5% | 447.93
46069 | Bosch | FIRERAY5000-UL | FIRERAY 5000 REFL. LIN BEAM DETECTOR UL | Ea |  | 1 Year (3 Years) | 1216 | 5.5% | 1149.12
46070 | Bosch | FME-SOLOGAS-A10 | SMOKE TESTING AEROSOL | Ea |  | 1 Year (3 Years) | 445 | 5.5% | 420.525
46071 | Bosch | FMM-100BB-B | INDOOR BACK BOX BLUE | Ea |  | 1 Year (3 Years) | 33.6 | 5.5% | 31.752
46072 | Bosch | FMM-100BB-R | INDOOR BACK BOX RED | Ea |  | 1 Year (3 Years) | 23.5 | 5.5% | 22.2075
46073 | Bosch | FMM-100BB-Y | INDOOR BACK BOX YELLOW | Ea |  | 1 Year (3 Years) | 33.6 | 5.5% | 31.752
46074 | Bosch | FMM-100DAT2CK-B | MAN DBL ACT TERM KEY BLU | Ea |  | 1 Year (3 Years) | 76.2 | 5.5% | 72.009
46075 | Bosch | FMM-100DATK | MAN DBL ACT TERM KEY RED | Ea |  | 1 Year (3 Years) | 44.3 | 5.5% | 41.8635
46076 | Bosch | FMM-100DBB-R | INDOOR DEEP BACK BOX RED | Ea |  | 1 Year (3 Years) | 24.6 | 5.5% | 23.247
46077 | Bosch | FMM-100GR | GLASS RODS 12 PACKAGE | Ea |  | 1 Year (3 Years) | 17.39 | 5.5% | 16.4336
46078 | Bosch | FMM-100SAT2CK-B | MAN SGL ACT TERM KEY BLU | Ea |  | 1 Year (3 Years) | 58.3 | 5.5% | 55.0935
46079 | Bosch | FMM-100SAT2CKEX | MAN SGL ACT TERM KEYEXP-R | Ea |  | 1 Year (3 Years) | 560 | 5.5% | 529.2
46080 | Bosch | FMM-100SAT2CK-Y | MAN SGL ACT TERM KEY YEL | Ea |  | 1 Year (3 Years) | 58.3 | 5.5% | 55.0935
46081 | Bosch | FMM-100SATK | MAN SGL ACT TERM KEY RED | Ea |  | 1 Year (3 Years) | 34.7 | 5.5% | 32.7915
46082 | Bosch | FMM-100SATK-NYC | MAN SGL ACT TERM KEY NYC | Ea |  | 1 Year (3 Years) | 39.2 | 5.5% | 37.044
46083 | Bosch | FMM-100WPBB-R | MAN STA WETHRPRF BACK RED | Ea |  | 1 Year (3 Years) | 67.2 | 5.5% | 63.504
46084 | Bosch | FMR-DACT-KEYPAD | LCD KEYPAD FOR OEM DACT | Ea |  | 1 Year (3 Years) | 199 | 5.5% | 188.055
46085 | Bosch | FPP-RNAC-8A-4C | RNAC 8 AMPS 4 CIRCUITS | Ea |  | 1 Year (3 Years) | 581 | 5.5% | 549.045
46086 | Bosch | FRAY5000-1PRISM | PRISM PLATE FOR 1 PRISM | Ea |  | 1 Year (3 Years) | 190 | 5.5% | 179.55
46087 | Bosch | FRAY5000-4PRISM | PRISM PLATE FOR 4 PRISM | Ea |  | 1 Year (3 Years) | 189 | 5.5% | 178.605
46088 | Bosch | FRAY5000-BR | UNIVERSAL BRACKET ACCESSORY FOR FRAY5000 | Ea |  | 1 Year (3 Years) | 270 | 5.5% | 255.15
46089 | Bosch | FRAY5000-CMOUNT | FRAY5000 CEILING MOUNT | Ea |  | 1 Year (3 Years) | 593 | 5.5% | 560.385
46090 | Bosch | FRAY5000-CTRBOX | CONTROLLER BACK BOX FOR FRAY5000 | Ea |  | 1 Year (3 Years) | 151 | 5.5% | 142.695
46091 | Bosch | FRAY5000-DETBOX | FRAY5000 DETECTOR BACK BOX | Ea |  | 1 Year (3 Years) | 75.5 | 5.5% | 71.3475
46092 | Bosch | FRAY5000-HEAD-UL | ADDITIONAL HEAD FOR FRAY5000-UL | Ea |  | 1 Year (3 Years) | 802 | 5.5% | 757.89
46093 | Bosch | FRAY5000-LR-KIT | FIRERAY5000 LONG RANGE EXTENSION KIT | Ea |  | 1 Year (3 Years) | 278 | 5.5% | 262.71
46094 | Bosch | FRAY5000-TRIM | TRIM PLATE FOR FRAY5000 CONTR. BACK BOX | Ea |  | 1 Year (3 Years) | 64.7 | 5.5% | 61.1415
46095 | Bosch | GB10-24 | ALARM BELL 24V 10IN RED | Ea |  | 1 Year (3 Years) | 59.4 | 5.5% | 56.133
46096 | Bosch | GB6-24 | ALARM BELL 24V 6IN RED | Ea |  | 1 Year (3 Years) | 43.7 | 5.5% | 41.2965
46097 | Bosch | GCC24-CR | HN/SB 24V 15-115C CEIL RD | Ea |  | 1 Year (3 Years) | 71.7 | 5.5% | 67.7565
46098 | Bosch | GCC24-CW | HN/SB 24V 15-110CD CEIL W | Ea |  | 1 Year (3 Years) | 71.7 | 5.5% | 67.7565
46099 | Bosch | GCS24-CR | STRB 24V 15-110CD CEIL R | Ea |  | 1 Year (3 Years) | 39.8 | 5.5% | 37.611
46100 | Bosch | GCS24-CW | STRB 24V 15-110CD CEIL W | Ea |  | 1 Year (3 Years) | 56 | 5.5% | 52.92
46101 | Bosch | GEC24-15/75WR | HRN/STR24V15/75C RED IN | Ea |  | 1 Year (3 Years) | 68.3 | 5.5% | 64.5435
46102 | Bosch | GEC3-12WR | HN/ST 12V 15-75C WALL RED | Ea |  | 1 Year (3 Years) | 71.7 | 5.5% | 67.7565
46103 | Bosch | GEC3-24WR | HN/ST 24V 15-110C WALL RD | Ea |  | 1 Year (3 Years) | 71.7 | 5.5% | 67.7565
46104 | Bosch | GEC3-24WW | HN/ST 24V 15-110C WALL WH | Ea |  | 1 Year (3 Years) | 71.7 | 5.5% | 67.7565
46105 | Bosch | GECB24-PWB | INDOOR BLUE SOUNDER/STROB | Ea |  | 1 Year (3 Years) | 83.5 | 5.5% | 78.9075
46106 | Bosch | GEH12WR | HRN 12V WALL/CEILING RED | Ea |  | 1 Year (3 Years) | 33.1 | 5.5% | 31.2795
46107 | Bosch | GEH12WW | HRN 12V WALL/CEIL WHITE | Ea |  | 1 Year (3 Years) | 33.1 | 5.5% | 31.2795
46108 | Bosch | GEH24-R | HRN 24V RED IN | Ea |  | 1 Year (3 Years) | 29.7 | 5.5% | 28.0665
46109 | Bosch | GEH24-W | HRN 24V WHT IN | Ea |  | 1 Year (3 Years) | 29.7 | 5.5% | 28.0665
46110 | Bosch | GES24-15/75WR | STR24V15/75C RED IN | Ea |  | 1 Year (3 Years) | 54.3 | 5.5% | 51.3135
46111 | Bosch | GES3-12WR | STRB 12V 15-75C WALL RED | Ea |  | 1 Year (3 Years) | 53.8 | 5.5% | 50.841
46112 | Bosch | GES3-24WR | STRB 24V 15-110C WALL RED | Ea |  | 1 Year (3 Years) | 53.8 | 5.5% | 50.841
46113 | Bosch | GES3-24WW | STRB 24V 15-110C WALL WHT | Ea |  | 1 Year (3 Years) | 53.8 | 5.5% | 50.841
46114 | Bosch | GSB | GNTX COMMANDER SRF BX RED | Ea |  | 1 Year (3 Years) | 15.69 | 5.5% | 14.827
46115 | Bosch | G-SSPK24-15/75WLPR | FIXED 15/75C, SPKER/STR, 1/8-4W, WALL RD | Ea |  | 1 Year (3 Years) | 109 | 5.5% | 103.005
46116 | Bosch | G-SSPK24-15/75WLPW | FIXED 15/75C, SPKER/STR, 1/8-4W, WALL WH | Ea |  | 1 Year (3 Years) | 109 | 5.5% | 103.005
46117 | Bosch | G-SSPK24CLPW | SEL CAND, SPKER/STR, 1/8-4W, CEILING WH | Ea |  | 1 Year (3 Years) | 114 | 5.5% | 107.73
46118 | Bosch | G-SSPK24WLPR | SEL CANDELA, SPKER/STR, 1/8-4WWALL RED | Ea |  | 1 Year (3 Years) | 109 | 5.5% | 103.005
46119 | Bosch | G-SSPK24WLPW | SEL CANDELA, SPKER/STR, 1/8-4W, WALL WH | Ea |  | 1 Year (3 Years) | 109 | 5.5% | 103.005
46120 | Bosch | G-SSPKCLPR | UNIVERSAL MOUNT SPEAKER, 1/8-4W, RED | Ea |  | 1 Year (3 Years) | 43.9 | 5.5% | 41.4855
46121 | Bosch | G-SSPKCLPW | UNIVERSAL MOUNT SPEAKER, 1/8-4W, WHITE | Ea |  | 1 Year (3 Years) | 43.9 | 5.5% | 41.4855
46122 | Bosch | GX93-R | HRN 12/24V SYNC/AVS RED | Ea |  | 1 Year (3 Years) | 19.04 | 5.5% | 17.9928
46123 | Bosch | GX93-W | HRN 12/24V SYNC/AVS WHT | Ea |  | 1 Year (3 Years) | 19.04 | 5.5% | 17.9928
46124 | Bosch | HS-24-R | HORN 24V RED | Ea |  | 1 Year (3 Years) | 45.8 | 5.5% | 43.281
46125 | Bosch | HS-24-W | HORN 24V WHITE | Ea |  | 1 Year (3 Years) | 45.8 | 5.5% | 43.281
46126 | Bosch | HS4-24MCW-FR | HRNSTR 15-110CD 24V4W SQR | Ea |  | 1 Year (3 Years) | 111 | 5.5% | 104.895
46127 | Bosch | HS4-24MCWH-FR | HRNSTR135-185CD 24V4W SQR | Ea |  | 1 Year (3 Years) | 124 | 5.5% | 117.18
46128 | Bosch | HS4-24MCWH-FW | HRNSTR135-185CD 24V4W SQW | Ea |  | 1 Year (3 Years) | 124 | 5.5% | 117.18
46129 | Bosch | IOB-R | BACKBOX SURF IN-OUTDR RD | Ea |  | 1 Year (3 Years) | 17.06 | 5.5% | 16.1217
46130 | Bosch | IPP-AL400-ULKT3 | AL400 POWER SUPPLY, ENCLOSURE AND PD4ULCB | Ea |  | 1 Year (3 Years) | 448 | 5.5% | 423.36
46131 | Bosch | ISC-BDL2-W12G | BLUE LINE GEN 2 TRITECH 40 FT. BY 40 FT. | Ea |  | 1 Year (3 Years) | 56 | 5.5% | 52.92
46132 | Bosch | ISC-BDL2-WP12G | BLUE LINE GEN 2 TRITECH 40 FT. BY 40 FT. - PET FRIENDLY SELECTABLE | Ea |  | 1 Year (3 Years) | 52.8 | 5.5% | 49.896
46133 | Bosch | ISC-BDL2-WP6G | BLUE LINE GEN 2 TRITECH 20 FT. BY 20 FT. - PET FRIENDLY SELECTABLE | Ea |  | 1 Year (3 Years) | 48.6 | 5.5% | 45.927
46134 | Bosch | ISC-BPQ2-W12 | BLUE LINE GEN 2 QUAD PIR 40 FT. BY 40 FT. | Ea |  | 1 Year (3 Years) | 35.9 | 5.5% | 33.9255
46135 | Bosch | ISC-BPR2-W12 | BLUE LINE GEN 2 PIR 40 FT. BY 40 FT. | Ea |  | 1 Year (3 Years) | 22.2 | 5.5% | 20.979
46136 | Bosch | ISC-BPR2-WP12 | BLUE LINE GEN 2 PIR 40 FT. BY 40 FT. - PET FRIENDLY SELECTABLE | Ea |  | 1 Year (3 Years) | 23.2 | 5.5% | 21.924
46137 | Bosch | ISC-CDL1-W15G | COMMERCIAL SERIES TRITECH DETECTOR 50 BY 50 FT. | Ea |  | 1 Year (3 Years) | 77.4 | 5.5% | 73.143
46138 | Bosch | ISC-CDL1-WA12G | COMMERCIAL SERIES TRITECH DETECTOR WITH ANTI-MASK 40 BY 40 FT. | Ea |  | 1 Year (3 Years) | 92.3 | 5.5% | 87.2235
46139 | Bosch | ISC-CDL1-WA15G | COMMERCIAL SERIES TRITECH DETECTOR WITH ANTI-MASK 50 BY 50 FT. | Ea |  | 1 Year (3 Years) | 104 | 5.5% | 98.28
46140 | Bosch | ISC-FPB1-W120QF | PHOTO BEAM 120/240M QUAD 4CH | Ea |  | 1 Year (3 Years) | 533 | 5.5% | 503.685
46141 | Bosch | ISC-FPB1-W120QS | PHOTO BEAM 120/240M QUAD 1CH | Ea |  | 1 Year (3 Years) | 410 | 5.5% | 387.45
46142 | Bosch | ISC-FPB1-W200QF | PHOTO BEAM 200/400M QUAD 4CH | Ea |  | 1 Year (3 Years) | 595 | 5.5% | 562.275
46143 | Bosch | ISC-FPB1-W200QS | PHOTO BEAM 200/400M QUAD 1CH | Ea |  | 1 Year (3 Years) | 441 | 5.5% | 416.745
46144 | Bosch | ISC-FPB1-W30DS | PHOTO BEAM 30/60M DUAL 1CH | Ea |  | 1 Year (3 Years) | 113 | 5.5% | 106.785
46145 | Bosch | ISC-FPB1-W60DS | PHOTO BEAM 60/120M DUAL 1CH | Ea |  | 1 Year (3 Years) | 123 | 5.5% | 116.235
46146 | Bosch | ISC-FPB1-W60QF | PHOTO BEAM 60/120M QUAD 4CH | Ea |  | 1 Year (3 Years) | 482 | 5.5% | 455.49
46147 | Bosch | ISC-FPB1-W60QS | PHOTO BEAM 60/120M QUAD 1CH | Ea |  | 1 Year (3 Years) | 400 | 5.5% | 378
46148 | Bosch | ISC-FPB1-W90DS | PHOTO BEAM 90/180M DUAL 1CH | Ea |  | 1 Year (3 Years) | 154 | 5.5% | 145.53
46149 | Bosch | ISC-PB1-100 | SINGLE BUTTON HARDWIRE PANIC - ROUND | Ea |  | 1 Year (3 Years) | 20.5 | 5.5% | 19.3725
46150 | Bosch | ISC-PDL1-W18G | 60' PROFESSIONAL SERIES PIR/MICROWAVE TRITECH | Ea |  | 1 Year (3 Years) | 95 | 5.5% | 89.775
46151 | Bosch | ISC-PDL1-WA18G | 60' PROFESSIONAL SERIES PIR/MICROWAVE TRITECH WITH MULTI-POINT ANTIMASK | Ea |  | 1 Year (3 Years) | 138 | 5.5% | 130.41
46152 | Bosch | ISC-PDL1-WA18GB | 60' PROFESSIONAL SERIES PIR/MICROWAVE TRITECH WITH MULTI-POINT ANTIMASK, FORM B (N/O) RELAY | Ea |  | 1 Year (3 Years) | 138 | 5.5% | 130.41
46153 | Bosch | ISC-PDL1-WAC30G | 100' PROFESSIONAL SERIES CURTAIN PIR/MICROWAVE TRITECH WITH MULTI-POINT ANTIMASK | Ea |  | 1 Year (3 Years) | 173 | 5.5% | 163.485
46154 | Bosch | ISC-PDL1-WC30G | 100' PROFESSIONAL SERIES CURTAIN PIR/MICROWAVE TRITECH | Ea |  | 1 Year (3 Years) | 114 | 5.5% | 107.73
46155 | Bosch | ISC-PPR1-W16 | 60' PROFESSIONAL SERIES PIR | Ea |  | 1 Year (3 Years) | 63.3 | 5.5% | 59.8185
46156 | Bosch | ISC-PPR1-WA16G | 60' PROFESSIONAL SERIES PIR WITH MULTI-POINT ANTIMASK | Ea |  | 1 Year (3 Years) | 122 | 5.5% | 115.29
46157 | Bosch | ISC-SK10 | SHOCK SENSOR | Ea |  | 1 Year (3 Years) | 92.3 | 5.5% | 87.2235
46158 | Bosch | ISN-C45-W | MINIATURE STICK-ON CONTACT WHITE 10 PK | Ea |  | 1 Year (3 Years) | 29 | 5.5% | 27.405
46159 | Bosch | ISN-C60-W | SLIM SURFACE CONTACT WITH TERMINALS WHITE 10 PK | Ea |  | 1 Year (3 Years) | 26.4 | 5.5% | 24.948
46160 | Bosch | ISN-C66 | TRACK MOUNT OVERHEAD DOOR CONTACT | Ea |  | 1 Year (3 Years) | 29 | 5.5% | 27.405
46161 | Bosch | ISN-CFM-102B | FLANGE MOUNT CONTACT WITH SIDE LEADS BROWN -10PK | Ea |  | 1 Year (3 Years) | 22.2 | 5.5% | 20.979
46162 | Bosch | ISN-CFM-102W | FLANGE MOUNT CONTACT WITH SIDE LEADS WHITE -10PK | Ea |  | 1 Year (3 Years) | 22.2 | 5.5% | 20.979
46163 | Bosch | ISN-CMET-200AR | COMMERCIAL METAL CONTACT | Ea |  | 1 Year (3 Years) | 11.09 | 5.5% | 10.48
46164 | Bosch | ISN-CMET-4418 | OVERHEAD DOOR CONTACT | Ea |  | 1 Year (3 Years) | 20.1 | 5.5% | 18.9945
46165 | Bosch | ISN-CMINI-10W | 3/8" MINIATURE RECESSED CONTACT WHITE 10 PK | Ea |  | 1 Year (3 Years) | 29 | 5.5% | 27.405
46166 | Bosch | ISN-CSD70-W | 3/4" STUBBY RECESSED CONTACT WHITE - 10 PK | Ea |  | 1 Year (3 Years) | 29 | 5.5% | 27.405
46167 | Bosch | ISN-CSD80-W | 1" STUBBY RECESSED CONTACT WHITE - 10 PK | Ea |  | 1 Year (3 Years) | 29 | 5.5% | 27.405
46168 | Bosch | ISN-CSM20-WGB | SURFACE MOUNT COMMERCIAL CONTACT BROWN | Ea |  | 1 Year (3 Years) | 8.45 | 5.5% | 7.9852
46169 | Bosch | ISN-CSM20-WGW | SURFACE MOUNT COMMERCIAL CONTACT WHITE | Ea |  | 1 Year (3 Years) | 8.45 | 5.5% | 7.9852
46170 | Bosch | ISN-CSM35-W | SURFACE MOUNT CONTACT WHITE - 10 PACK | Ea |  | 1 Year (3 Years) | 26.4 | 5.5% | 24.948
46171 | Bosch | ISN-CSM35-WGW | SURFACE MOUNT WIDE GAP CONTACT WHITE - 10 PACK | Ea |  | 1 Year (3 Years) | 31.1 | 5.5% | 29.3895
46172 | Bosch | ISN-CSTB-10W | 3/8" STUBBY CONTACT WHITE -10 PACK | Ea |  | 1 Year (3 Years) | 20.1 | 5.5% | 18.9945
46173 | Bosch | ISN-CSTB-TCW | 3/8" STUBBY CONTACT WHITE -10 PACK | Ea |  | 1 Year (3 Years) | 24.3 | 5.5% | 22.9635
46174 | Bosch | ISN-CTC75-W | 3/4" CONTACT WITH TERMINAL CONNECTION WHITE | Ea |  | 1 Year (3 Years) | 26.4 | 5.5% | 24.948
46175 | Bosch | ISN-GMX-B0 | FLOOR BOX | Ea |  | 1 Year (3 Years) | 169 | 5.5% | 159.705
46176 | Bosch | ISN-GMX-D7 | ANTI DRILL PROTECTION | Ea |  | 1 Year (3 Years) | 131 | 5.5% | 123.795
46177 | Bosch | ISN-GMX-P0 | DETECTOR MOUNTING PLATE | Ea |  | 1 Year (3 Years) | 31.7 | 5.5% | 29.9565
46178 | Bosch | ISN-GMX-P3S2 | 2MM SPACER FOR SWIVEL PLATE | Ea |  | 1 Year (3 Years) | 12.67 | 5.5% | 11.9731
46179 | Bosch | ISN-GMX-PZ | SWIVEL PLATE | Ea |  | 1 Year (3 Years) | 86.6 | 5.5% | 81.837
46180 | Bosch | ISN-GMX-S1 | TEST TRANSMITTER | Ea |  | 1 Year (3 Years) | 42.2 | 5.5% | 39.879
46181 | Bosch | ISN-GMX-W0 | WALL RECESS SET | Ea |  | 1 Year (3 Years) | 110 | 5.5% | 103.95
46182 | Bosch | ISN-SM-50 | SEISMIC DETECTOR 50 METER SQ | Ea |  | 1 Year (3 Years) | 179 | 5.5% | 169.155
46183 | Bosch | ISN-SM-80 | SEISMIC DETECTOR 80 METER SQ | Ea |  | 1 Year (3 Years) | 338 | 5.5% | 319.41
46184 | Bosch | ISN-SMS-W7 | SENSOR TOOL PC SOFTWARE | Ea |  | 1 Year (3 Years) | 127 | 5.5% | 120.015
46185 | Bosch | ISP2-W | INDOOR SURFACE EXTDNR WHT | Ea |  | 1 Year (3 Years) | 7.63 | 5.5% | 7.2103
46186 | Bosch | ISW-ZDL1-WP11G | WIRELESS TRITECH MOTION DETECTOR | Ea |  | 1 Year (3 Years) | 92.3 | 5.5% | 87.2235
46187 | Bosch | ISW-ZPR1-WP13 | WIRELESS PIR MOTION DETECTOR | Ea |  | 1 Year (3 Years) | 68.3 | 5.5% | 64.5435
46188 | Bosch | KEY-625 | KEY (PK625) | Ea |  | 1 Year (3 Years) | 8.96 | 5.5% | 8.4672
46189 | Bosch | KEY-A126 | SPARE KEY FOR LOCK 24136 | Ea |  | 1 Year (3 Years) | 11.2 | 5.5% | 10.584
46190 | Bosch | KEY-ANN | SPARE KEY FOR LOCK 47028 | Ea |  | 1 Year (3 Years) | 11.2 | 5.5% | 10.584
46191 | Bosch | MB-G10-12-R | BELL 12V 10IN RED | Ea |  | 1 Year (3 Years) | 69.2 | 5.5% | 65.394
46192 | Bosch | MB-G10-24-R | MOTOR BELL 24V 10IN RED | Ea |  | 1 Year (3 Years) | 69.2 | 5.5% | 65.394
46193 | Bosch | MB-G6-12-R | MOTOR BELL 12V 6IN RED | Ea |  | 1 Year (3 Years) | 50.9 | 5.5% | 48.1005
46194 | Bosch | MB-G6-24-R | MOTOR BELL 24V 6IN RED | Ea |  | 1 Year (3 Years) | 50.9 | 5.5% | 48.1005
46195 | Bosch | MIZ-24S-R | HR MINI SGL GANG WALL RED | Ea |  | 1 Year (3 Years) | 16.37 | 5.5% | 15.4696
46196 | Bosch | MIZ-24S-W | HR MINI SGL GANG WALL WHT | Ea |  | 1 Year (3 Years) | 16.37 | 5.5% | 15.4696
46197 | Bosch | MODEM-KIT-2400B | MODEM-2400 | Ea |  | 1 Year (3 Years) | 422 | 5.5% | 398.79
46198 | Bosch | MP1 | OUTDOOR PE 3' MOUNTING POLE | Ea |  | 1 Year (3 Years) | 141 | 5.5% | 133.245
46199 | Bosch | MP2 | OUTDOOR PE 4' MOUNTING POLE | Ea |  | 1 Year (3 Years) | 148 | 5.5% | 139.86
46200 | Bosch | MP3 | CURVED OUTDOOR PE MOUNT POLE | Ea |  | 1 Year (3 Years) | 137 | 5.5% | 129.465
46201 | Bosch | MP-D203 | MOUNTING PLATE ACCESSORY | Ea |  | 1 Year (3 Years) | 6.72 | 5.5% | 6.3504
46202 | Bosch | MT-12/24-R | HRN MULTI 12/24V FLSH RED | Ea |  | 1 Year (3 Years) | 38.1 | 5.5% | 36.0045
46203 | Bosch | MT-121575W-FR | MLTONESTR12V 1575C WL RED | Ea |  | 1 Year (3 Years) | 109 | 5.5% | 103.005
46204 | Bosch | MT-121575W-NW | MTONE STR12V 1575C WL WHT | Ea |  | 1 Year (3 Years) | 109 | 5.5% | 103.005
46205 | Bosch | MT-24MCW-FR | STRB 24V VARC WALL RED | Ea |  | 1 Year (3 Years) | 91.9 | 5.5% | 86.8455
46206 | Bosch | MT-24MCW-FW | STRB 24V VARC WALL WHT | Ea |  | 1 Year (3 Years) | 91.9 | 5.5% | 86.8455
46207 | Bosch | MTWP-2475C-FR | STR OUTDR MULTI 75C RED | Ea |  | 1 Year (3 Years) | 106 | 5.5% | 100.17
46208 | Bosch | MTWP-2475W-FR | WTHRPRF MULTI STR 24V 75C | Ea |  | 1 Year (3 Years) | 106 | 5.5% | 100.17
46209 | Bosch | MTWPA-2475W-NW | MULTI STRB 24V 75C AMBR | Ea |  | 1 Year (3 Years) | 125 | 5.5% | 118.125
46210 | Bosch | MTWPB-2475W-NW | MULTI STRB 24V 75C BLUE | Ea |  | 1 Year (3 Years) | 125 | 5.5% | 118.125
46211 | Bosch | OD850-F1 | 50 FT BY 50 FT OUTDOOR PIR/MICROWAVE TRITECH | Ea |  | 1 Year (3 Years) | 165 | 5.5% | 155.925
46212 | Bosch | OMLR93-3 | L/R OPT MIRROR 70FT 3/PKG | Ea |  | 1 Year (3 Years) | 10.98 | 5.5% | 10.3761
46213 | Bosch | PAM-4 | POWER SUPERVISION MODULE 9-40VDC | Ea |  | 1 Year (3 Years) | 22.8 | 5.5% | 21.546
46214 | Bosch | PC1A | WEATHER ENCLOSURE | Ea |  | 1 Year (3 Years) | 169 | 5.5% | 159.705
46215 | Bosch | PC3A | BACK TO BACK BOX | Ea |  | 1 Year (3 Years) | 108 | 5.5% | 102.06
46216 | Bosch | RSS-241575W-FR | STRB SYNC 1575C 24V RED | Ea |  | 1 Year (3 Years) | 67 | 5.5% | 63.315
46217 | Bosch | RSS-241575W-FW | STRB SYNC 1575C 24V WHT | Ea |  | 1 Year (3 Years) | 62.8 | 5.5% | 59.346
46218 | Bosch | RSS-24MCC-FR | STROBE24V 15-95C CEIL RED | Ea |  | 1 Year (3 Years) | 76.1 | 5.5% | 71.9145
46219 | Bosch | RSS-24MCC-FW | STROBE 15-95CD 24V SQ WH | Ea |  | 1 Year (3 Years) | 61.6 | 5.5% | 58.212
46220 | Bosch | RSS-24MCW-FR | STRB 24V VARC WALL RED | Ea |  | 1 Year (3 Years) | 68.2 | 5.5% | 64.449
46221 | Bosch | RSS-24MCW-FW | STRB 24V VARC WALL WHITE | Ea |  | 1 Year (3 Years) | 68.2 | 5.5% | 64.449
46222 | Bosch | RSS-24MCWH-FR | STR 135/185C WALL RED | Ea |  | 1 Year (3 Years) | 89.7 | 5.5% | 84.7665
46223 | Bosch | RSS-24MCWH-FW | STR 135/185MC WALL WHT | Ea |  | 1 Year (3 Years) | 89.7 | 5.5% | 84.7665
46224 | Bosch | RSSA-24MCCH-NW | STRB 24V 115/117C AMBER | Ea |  | 1 Year (3 Years) | 89.6 | 5.5% | 84.672
46225 | Bosch | RSSA-24MCC-NW | STRB 24V 15-95C SQRE AMBE | Ea |  | 1 Year (3 Years) | 89.6 | 5.5% | 84.672
46226 | Bosch | RSSB-24110W-NW | STRB 24V SQUARE 110C BLUE | Ea |  | 1 Year (3 Years) | 89.6 | 5.5% | 84.672
46227 | Bosch | RSSP-121575W-FR | STR PLATE 12V 1575C RED | Ea |  | 1 Year (3 Years) | 92.4 | 5.5% | 87.318
46228 | Bosch | RSSP-241575W-FR | STRB PLATE 24V 1575C RED | Ea |  | 1 Year (3 Years) | 81.8 | 5.5% | 77.301
46229 | Bosch | RSSPA-24MCC-NW | STRB 24V 15-95C AMBER | Ea |  | 1 Year (3 Years) | 97.4 | 5.5% | 92.043
46230 | Bosch | RSSWP-2475C-FR | STRB 75C OUTDR CEIL RED | Ea |  | 1 Year (3 Years) | 165 | 5.5% | 155.925
46231 | Bosch | RSSWP-2475C-FW | STRB 75C OUTDR CEIL WHT | Ea |  | 1 Year (3 Years) | 165 | 5.5% | 155.925
46232 | Bosch | RSSWP-2475W-FR | STR24V WPRF 75C RED | Ea |  | 1 Year (3 Years) | 85.1 | 5.5% | 80.4195
46233 | Bosch | RSSWPA-2475W-NW | STRB WTHRPF 24V 75C AMBER | Ea |  | 1 Year (3 Years) | 90.7 | 5.5% | 85.7115
46234 | Bosch | S8-24MCC-FW | SPK RND SUPV 15-95C WHT | Ea |  | 1 Year (3 Years) | 120 | 5.5% | 113.4
46235 | Bosch | S8-24MCCH-FW | SP 24/70V 8RND 115/177C W | Ea |  | 1 Year (3 Years) | 157 | 5.5% | 148.365
46236 | Bosch | S8-70/25 | SPK 24/70V 8RND WHT | Ea |  | 1 Year (3 Years) | 85.1 | 5.5% | 80.4195
46237 | Bosch | SBB-R | BACKBOX SURFACE MOUNT RED | Ea |  | 1 Year (3 Years) | 17.36 | 5.5% | 16.4052
46238 | Bosch | SBB-W | SURFACE BACKBOX WHT | Ea |  | 1 Year (3 Years) | 19.72 | 5.5% | 18.6354
46239 | Bosch | SHBB-R | SURF BB RED W/DAS/DS/DRS | Ea |  | 1 Year (3 Years) | 11.43 | 5.5% | 10.8013
46240 | Bosch | SHMP-R | ADPT PLATE STH-RSSP | Ea |  | 1 Year (3 Years) | 13.45 | 5.5% | 12.7102
46241 | Bosch | SMOKE400 | FOR USE WITH TRUTEST | Ea |  | 1 Year (3 Years) | 695 | 5.5% | 656.775
46242 | Bosch | SOLO100 | TELESCOPIC POLE 1-3,38M | Ea |  | 1 Year (3 Years) | 1123 | 5.5% | 1061.235
46243 | Bosch | SOLO101 | EXTENSION POLE 1M | Ea |  | 1 Year (3 Years) | 295 | 5.5% | 278.775
46244 | Bosch | SOLO200 | UNIVERSAL DETECTOR REMOVAL TOOL | Ea |  | 1 Year (3 Years) | 834 | 5.5% | 788.13
46245 | Bosch | SOLO330 | TEST DEVICE FOR OPTICAL SMOKE DETECTORS | Ea |  | 1 Year (3 Years) | 575 | 5.5% | 543.375
46246 | Bosch | SOLO332 | SMOKE DETECTOR TESTER LARGE | Ea |  | 1 Year (3 Years) | 782 | 5.5% | 738.99
46247 | Bosch | SOLO461 | CORDLESS HEAT DETECTOR TEST KIT | Ea |  | 1 Year (3 Years) | 2151 | 5.5% | 2032.695
46248 | Bosch | SOLO610 | TRANSPORT BAG | Ea |  | 1 Year (3 Years) | 446 | 5.5% | 421.47
46249 | Bosch | SOLO720 | SPARE BATTERY BATON SOLO 760 | Ea |  | 1 Year (3 Years) | 391 | 5.5% | 369.495
46250 | Bosch | SOLO725 | ADTNL CHRGER FOR S720 BAT | Ea |  | 1 Year (3 Years) | 390 | 5.5% | 368.55
46251 | Bosch | SOLO850 | DETECTOR SERVICE KIT | Ea |  | 1 Year (3 Years) | 3071 | 5.5% | 2902.095
46252 | Bosch | SOLO851 | COMPLETE SOLO KIT | Ea |  | 1 Year (3 Years) | 5169 | 5.5% | 4884.705
46253 | Bosch | SOLOAEROSOLA4 | FOR USE WITH SOLO 330/332 | Ea |  | 1 Year (3 Years) | 398 | 5.5% | 376.11
46254 | Bosch | SP-SVC | SUPERVISED VOLUME CONTROL | Ea |  | 1 Year (3 Years) | 242 | 5.5% | 228.69
46255 | Bosch | SSB-4 | 4IN SPK/STR TILE BRACKET | Ea |  | 1 Year (3 Years) | 18.8 | 5.5% | 17.766
46256 | Bosch | SSB-8 | 8 IN SPEAKER SUPPORT BRIDGE | Ea |  | 1 Year (3 Years) | 15.99 | 5.5% | 15.1105
46257 | Bosch | SSBBS-SP2R | SPKSTRB BBOX SKIRT SP2RED | Ea |  | 1 Year (3 Years) | 16.25 | 5.5% | 15.3562
46258 | Bosch | SS-BZRC-PG | Bezel ceiling horn/strobe red, pt | Ea |  | 1 Year (3 Years) | 94.6 | 5.5% | 89.397
46259 | Bosch | SS-BZRC-SP | Bezel ceiling horn/strobe red, es | Ea |  | 1 Year (3 Years) | 94.6 | 5.5% | 89.397
46260 | Bosch | SS-BZR-PG | Wall Speaker Surface Back Box, RD | Ea |  | 1 Year (3 Years) | 63 | 5.5% | 59.535
46261 | Bosch | SS-BZR-SP | Bezel wall horn/strobe red, es | Ea |  | 1 Year (3 Years) | 63 | 5.5% | 59.535
46262 | Bosch | SS-BZWC-PG | Bezel ceiling horn/strobe white, pt | Ea |  | 1 Year (3 Years) | 94.6 | 5.5% | 89.397
46263 | Bosch | SS-BZWC-SP | Bezel ceiling horn/strobe white, es | Ea |  | 1 Year (3 Years) | 94.6 | 5.5% | 89.397
46264 | Bosch | SS-BZW-PG | Wall Speaker Surface Back Box, WH | Ea |  | 1 Year (3 Years) | 63 | 5.5% | 59.535
46265 | Bosch | SS-BZW-SP | Bezel wall horn/strobe white, es | Ea |  | 1 Year (3 Years) | 63 | 5.5% | 59.535
46266 | Bosch | SS-HR-LF | Wall strobe, 2-wire, red | Ea |  | 1 Year (3 Years) | 96.2 | 5.5% | 90.909
46267 | Bosch | SS-MDL3R | Ceiling strobe, 2-wire, white | Ea |  | 1 Year (3 Years) | 93.8 | 5.5% | 88.641
46268 | Bosch | SS-P2R | 2 WIRE HORN/STROBE STD CD RED | Ea |  | 1 Year (3 Years) | 84 | 5.5% | 79.38
46269 | Bosch | SS-P2RH-LF | Wall strobe, 2-wire, white | Ea |  | 1 Year (3 Years) | 171 | 5.5% | 161.595
46270 | Bosch | SS-P2RK | 2 WIRE HORN/STROBE STD CD RED OUTDOOR | Ea |  | 1 Year (3 Years) | 109 | 5.5% | 103.005
46271 | Bosch | SS-P2RL | Wall horn/strobe, 2-wire, red | Ea |  | 1 Year (3 Years) | 96.1 | 5.5% | 90.8145
46272 | Bosch | SS-P2W | 2 WIRE HORN/STROBE STD CD WHITE | Ea |  | 1 Year (3 Years) | 84 | 5.5% | 79.38
46273 | Bosch | SS-P2WL | Wall horn/strobe, 2-wire, white | Ea |  | 1 Year (3 Years) | 96.1 | 5.5% | 90.8145
46274 | Bosch | SS-PC2R | 2 WIRE HORN/STROBE CEILING STD CD RED | Ea |  | 1 Year (3 Years) | 84 | 5.5% | 79.38
46275 | Bosch | SS-PC2RH | 2 WIRE HORN/STROBE CEILING HI CD RED | Ea |  | 1 Year (3 Years) | 93 | 5.5% | 87.885
46276 | Bosch | SS-PC2RL | Ceiling horn/strobe, 2-wire, red | Ea |  | 1 Year (3 Years) | 99 | 5.5% | 93.555
46277 | Bosch | SS-PC2WH | 2 WIRE HORN/STROBE CEILING HI CD WHITE | Ea |  | 1 Year (3 Years) | 93 | 5.5% | 87.885
46278 | Bosch | SS-PC2WL | Ceiling horn/strobe, 2-wire, white | Ea |  | 1 Year (3 Years) | 99 | 5.5% | 93.555
46279 | Bosch | SS-SBBSPRL | Wall Speaker Surface Back Box, RD | Ea |  | 1 Year (3 Years) | 32.3 | 5.5% | 30.5235
46280 | Bosch | SS-SBBSPWL | Wall Speaker Surface Back Box, WH | Ea |  | 1 Year (3 Years) | 32.3 | 5.5% | 30.5235
46281 | Bosch | SS-SCR | STROBE CEILING STD CD RED | Ea |  | 1 Year (3 Years) | 61.6 | 5.5% | 58.212
46282 | Bosch | SS-SCRH | STROBE CEILING HI CD RED | Ea |  | 1 Year (3 Years) | 68.3 | 5.5% | 64.5435
46283 | Bosch | SS-SCRL | Ceiling strobe, 2-wire, red | Ea |  | 1 Year (3 Years) | 88.4 | 5.5% | 83.538
46284 | Bosch | SS-SCWH | STROBE CEILING HI CD WHITE | Ea |  | 1 Year (3 Years) | 68.3 | 5.5% | 64.5435
46285 | Bosch | SS-SCWL | Ceiling strobe, 2-wire, white | Ea |  | 1 Year (3 Years) | 88.4 | 5.5% | 83.538
46286 | Bosch | SS-SR | STROBE STD CD RED | Ea |  | 1 Year (3 Years) | 61.6 | 5.5% | 58.212
46287 | Bosch | SS-SRK | STROBE STD CD RED OUTDOOR | Ea |  | 1 Year (3 Years) | 80.6 | 5.5% | 76.167
46288 | Bosch | SS-SRL | Wall strobe, 2-wire, red | Ea |  | 1 Year (3 Years) | 75.6 | 5.5% | 71.442
46289 | Bosch | SS-SWL | Wall strobe, 2-wire, white | Ea |  | 1 Year (3 Years) | 75.6 | 5.5% | 71.442
46290 | Bosch | SSWBB | SYS SENSOR WP BACKBOX | Ea |  | 1 Year (3 Years) | 21.3 | 5.5% | 20.1285
46291 | Bosch | STH-15SR | 15 WATT SPKR HORN RED | Ea |  | 1 Year (3 Years) | 181 | 5.5% | 171.045
46292 | Bosch | STH-4R | CLUST SPKR 4HRN/NO STR | Ea |  | 1 Year (3 Years) | 1467 | 5.5% | 1386.315
46293 | Bosch | TP160 | TRIM PLATE FOR DS150/DS160 | Ea |  | 1 Year (3 Years) | 2.11 | 5.5% | 1.9939
46294 | Bosch | TP161 | TRIM PLATE FOR DS151/DS161 | Ea |  | 1 Year (3 Years) | 2.11 | 5.5% | 1.9939
46295 | Bosch | TR1850 | TRANSFORMER, 18VAC,50VA | Ea |  | 1 Year (3 Years) | 19.84 | 5.5% | 18.7488
46296 | Bosch | TRUTEST801 | SMK DET SENSITIVITY TESTER | Ea |  | 1 Year (3 Years) | 12286 | 5.5% | 11610.27
46297 | Bosch | WBB-R | BACKBOX RED WEATHERPROOF | Ea |  | 1 Year (3 Years) | 15.13 | 5.5% | 14.2979
46298 | Bosch | WGEC24-75WR | HRN/STRB 75C W/GOE RED | Ea |  | 1 Year (3 Years) | 104 | 5.5% | 98.28
46299 | Bosch | WGEC24-75WRLP | HRN/STRB 75C W/GOELP RED | Ea |  | 1 Year (3 Years) | 104 | 5.5% | 98.28
46300 | Bosch | WGEC24-75WW | HRN/STRB 75C W/GOE WHT | Ea |  | 1 Year (3 Years) | 104 | 5.5% | 98.28
46301 | Bosch | WGEC24-75WWLP | HRN/STRB 75C W/GOELP WHT | Ea |  | 1 Year (3 Years) | 104 | 5.5% | 98.28
46302 | Bosch | WGECB24-75PWB | HRN/STRB OUTDR BLUE W/GOE | Ea |  | 1 Year (3 Years) | 114 | 5.5% | 107.73
46303 | Bosch | WGES24-75WR | STRB WTHRPR 75C W/GOE RED | Ea |  | 1 Year (3 Years) | 87.4 | 5.5% | 82.593
46304 | Bosch | WGES24-75WRLP | STRB WTHR 75C W/GOELP RED | Ea |  | 1 Year (3 Years) | 87.4 | 5.5% | 82.593
46305 | Bosch | WGES24-75WW | STRB WTHRPR 75C W/GOE WHT | Ea |  | 1 Year (3 Years) | 87.4 | 5.5% | 82.593
46306 | Bosch | WGES24-75WWLP | STRB WTHR 75C W/GOELP WHT | Ea |  | 1 Year (3 Years) | 87.4 | 5.5% | 82.593
46307 | Bosch | W-HNR | HORN, RED, 2W, WALL, 12/24V | Ea |  | 1 Year (3 Years) | 43.9 | 5.5% | 41.4855
46308 | Bosch | W-HNW | HORN, WHITE, 2W, WALL, 12/24V | Ea |  | 1 Year (3 Years) | 43.9 | 5.5% | 41.4855
46309 | Bosch | W-HSR | HORN STROBE, RED, 2W, WALL, 12/24V, M-CD | Ea |  | 1 Year (3 Years) | 93.4 | 5.5% | 88.263
46310 | Bosch | W-HSRC | HORN STROBE, RED, 2W, CEILING, 12/24V, M-CD | Ea |  | 1 Year (3 Years) | 95.1 | 5.5% | 89.8695
46311 | Bosch | W-HSW | HORN STROBE, WHT, 2W, WALL, 12/24V, M-CD | Ea |  | 1 Year (3 Years) | 93.4 | 5.5% | 88.263
46312 | Bosch | W-HSWC | HORN STROBE, WHT, 2W, CEILING, 12/24V, M-CD | Ea |  | 1 Year (3 Years) | 95.1 | 5.5% | 89.8695
46313 | Bosch | WPBB-R | BACKBOX RED WP WITH DASWP | Ea |  | 1 Year (3 Years) | 16.25 | 5.5% | 15.3562
46314 | Bosch | WPSBB-R | BACKBOX RED WP WITH DRS | Ea |  | 1 Year (3 Years) | 16.25 | 5.5% | 15.3562
46315 | Bosch | W-STR | STROBE, RED, 2W, WALL, 12/24V, M-CD | Ea |  | 1 Year (3 Years) | 74.4 | 5.5% | 70.308
46316 | Bosch | W-STRC | STROBE, RED, 2W, CEILING, 12/24V, M-CD | Ea |  | 1 Year (3 Years) | 74.4 | 5.5% | 70.308
46317 | Bosch | W-STW | STROBE, WHT, 2W, WALL, 12/24V, M-CD | Ea |  | 1 Year (3 Years) | 74.4 | 5.5% | 70.308
46318 | Bosch | W-STWC | STROBE, WHT, 2W, CEILING, 12/24V, M-CD | Ea |  | 1 Year (3 Years) | 74.4 | 5.5% | 70.308
46319 | COHU HD | 3432-3000 | COHUHD 3430HD SERIES IP67 H.264 FIXED CAMERA SYSTEM,, POE INPUT POWER, 1080P 30X DAY/NIGHT, DEFOG, AUTO FOCUS, EIS AND DIGITAL ZOOM | EA |  | 1 Year (3 Years) | 2085 | 5% | 1980.75
46320 | COHU HD | 3442-1000 | COHUHD 3440HD SERIES H.264 FIXED DOME QUADVIEW CAMERA SYSTEM, POE INPUT POWER (POE SUPPLY INCLUDED), INCLUDES (4) 1080P30 CAMERAS WITH 3X ZOOM LENS | EA |  | 1 Year (3 Years) | 2500 | 5% | 2375
46321 | COHU HD | 3492-1100 | 3490HD SERIES NIGHT-VISION IP CAMERA SYSTEM, POE POWER OR 12VDC TO 32VDC POWER, 384X288 UNCOOLED THERMAL CAMERA SYSTEM, 8.5MM THERMAL LENS OPTION | EA |  | 1 Year (3 Years) | 7514 | 5% | 7138.3
46322 | COHU HD | 3492-1200 | 3490HD SERIES NIGHT-VISION IP CAMERA SYSTEM, POE POWER OR 12VDC TO 32VDC POWER, 384X288 UNCOOLED THERMAL CAMERA SYSTEM, 14MM THERMAL LENS OPTION | EA |  | 1 Year (3 Years) | 7548 | 5% | 7170.6
46323 | COHU HD | 3492-1300 | 3490HD SERIES NIGHT-VISION IP CAMERA SYSTEM, POE POWER OR 12VDC TO 32VDC POWER, 384X288 UNCOOLED THERMAL CAMERA SYSTEM, 19MM THERMAL LENS OPTION | EA |  | 1 Year (3 Years) | 6805 | 5% | 6464.75
46324 | COHU HD | 3492-1400 | 3490HD SERIES NIGHT-VISION IP CAMERA SYSTEM, POE POWER OR 12VDC TO 32VDC POWER, 384X288 UNCOOLED THERMAL CAMERA SYSTEM, 25MM THERMAL LENS OPTION | EA |  | 1 Year (3 Years) | 8520 | 5% | 8094
46325 | COHU HD | 3492-1500 | 3490HD SERIES NIGHT-VISION IP CAMERA SYSTEM, POE POWER OR 12VDC TO 32VDC POWER, 384X288 UNCOOLED THERMAL CAMERA SYSTEM, 35MM THERMAL LENS OPTION | EA |  | 1 Year (3 Years) | 7777 | 5% | 7388.15
46326 | COHU HD | 3492-1600 | 3490HD SERIES NIGHT-VISION IP CAMERA SYSTEM, POE POWER OR 12VDC TO 32VDC POWER, 384X288 UNCOOLED THERMAL CAMERA SYSTEM, 50MM THERMAL LENS OPTION | EA |  | 1 Year (3 Years) | 9305 | 5% | 8839.75
46327 | COHU HD | 3492-1700 | 3490HD SERIES NIGHT-VISION IP CAMERA SYSTEM, POE POWER OR 12VDC TO 32VDC POWER, 384X288 UNCOOLED THERMAL CAMERA SYSTEM, 60MM THERMAL LENS OPTION | EA |  | 1 Year (3 Years) | 8708 | 5% | 8272.6
46328 | COHU HD | 3492-2100 | 3490HD SERIES NIGHT-VISION IP CAMERA SYSTEM, POE POWER OR 12VDC TO 32VDC POWER, 640X480 UNCOOLED THERMAL CAMERA SYSTEM, 8MM THERMAL LENS OPTION, WITH DAYTIME HD VISIBLE CAMERA (8.5MM FIXED LENS) | EA |  | 1 Year (3 Years) | 10302 | 5% | 9786.9
46329 | COHU HD | 3492-2200 | 3490HD SERIES NIGHT-VISION IP CAMERA SYSTEM, POE POWER OR 12VDC TO 32VDC POWER, 640X480 UNCOOLED THERMAL CAMERA SYSTEM, 8MM THERMAL LENS OPTION, WITH DAYTIME HD VISIBLE CAMERA (14MM FIXED LENS) | EA |  | 1 Year (3 Years) | 10431 | 5% | 9909.45
46330 | COHU HD | 3492-2300 | 3490HD SERIES NIGHT-VISION IP CAMERA SYSTEM, POE POWER OR 12VDC TO 32VDC POWER, 640X480 UNCOOLED THERMAL CAMERA SYSTEM, 8MM THERMAL LENS OPTION, WITH DAYTIME HD VISIBLE CAMERA (19MM FIXED LENS) | EA |  | 1 Year (3 Years) | 9614 | 5% | 9133.3
46331 | COHU HD | 3492-2400 | 3490HD SERIES NIGHT-VISION IP CAMERA SYSTEM, POE POWER OR 12VDC TO 32VDC POWER, 640X480 UNCOOLED THERMAL CAMERA SYSTEM, 8MM THERMAL LENS OPTION, WITH DAYTIME HD VISIBLE CAMERA (25MM FIXED LENS) | EA |  | 1 Year (3 Years) | 10642 | 5% | 10109.9
46332 | COHU HD | 3492-2500 | 3490HD SERIES NIGHT-VISION IP CAMERA SYSTEM, POE POWER OR 12VDC TO 32VDC POWER, 640X480 UNCOOLED THERMAL CAMERA SYSTEM, 8MM THERMAL LENS OPTION, WITH DAYTIME HD VISIBLE CAMERA (35MM FIXED LENS) | EA |  | 1 Year (3 Years) | 10562 | 5% | 10033.9
46333 | COHU HD | 3492-2600 | 3490HD SERIES NIGHT-VISION IP CAMERA SYSTEM, POE POWER OR 12VDC TO 32VDC POWER, 640X480 UNCOOLED THERMAL CAMERA SYSTEM, 8MM THERMAL LENS OPTION, WITH DAYTIME HD VISIBLE CAMERA (50MM FIXED LENS) | EA |  | 1 Year (3 Years) | 11785 | 5% | 11195.75
46334 | COHU HD | 3492-2700 | 3490HD SERIES NIGHT-VISION IP CAMERA SYSTEM, POE POWER OR 12VDC TO 32VDC POWER, 640X480 UNCOOLED THERMAL CAMERA SYSTEM, 8MM THERMAL LENS OPTION, WITH DAYTIME HD VISIBLE CAMERA (60MM FIXED LENS) | EA |  | 1 Year (3 Years) | 11557 | 5% | 10979.15
46335 | COHU HD | 3492-2800 | 3490HD SERIES NIGHT-VISION IP CAMERA SYSTEM, POE POWER OR 12VDC TO 32VDC POWER, 640X480 UNCOOLED THERMAL CAMERA SYSTEM, 8MM THERMAL LENS OPTION, WITH DAYTIME HD VISIBLE CAMERA (100MM FIXED LENS) | EA |  | 1 Year (3 Years) | 26914 | 5% | 25568.3
46336 | COHU HD | 4220-1000 | COHUHD RISE 4220HD SERIES H.264 DOME CAMERA SYSTEM, WITH SEALED AND PRESSURIZED IP67 PROTECTION, RJ45 PIGTAIL CONNECTOR, POE+ OPERATING POWER, WITHOUT ACCESSORY SIGNALS, HD 1080P30 DAY/NIGHT CAMERA WITH 30X OPTICAL ZOOM LENS, EIS AND AUTO DEFOG | EA |  | 1 Year (3 Years) | 4259 | 5% | 4046.05
46337 | COHU HD | 4222-1000 | COHUHD RISE 4220HD SERIES H.264 DOME CAMERA SYSTEM, WITH SEALED AND PRESSURIZED IP67 PROTECTION, MS CONNECTOR, POE+ OPERATING POWER WITH ACCESSORY SIGNALS, HD 1080P30 DAY/NIGHT CAMERA WITH 30X OPTICAL ZOOM LENS, EIS AND AUTO DEFOG | EA |  | 1 Year (3 Years) | 4500 | 5% | 4275
46338 | COHU HD | 4224-1000 | COHUHD RISE 4220HD SERIES H.264 DOME CAMERA SYSTEM, WITH SEALED AND PRESSURIZED IP67 PROTECTION, MS CONNECTOR, 24VAC OPERATING POWER WITH ACCESSORY SIGNALS, HD 1080P30 DAY/NIGHT CAMERA WITH 30X OPTICAL ZOOM LENS, EIS AND AUTO DEFOG | EA |  | 1 Year (3 Years) | 4500 | 5% | 4275
46339 | COHU HD | 4261-1000 | COHUHD 4260HD RISE SERIES H.264 HI-SPEED IP67 POSITIONING SYSTEM INCLUDING 1080P 30X DAY/NIGHT CAMERA, EIS, DIFFICULT SCENE IMAGE ENHANCEMENT AND DEFOG/DEHAZE ANALYTICS, POE++ POWER WITH RJ45 PIGTAIL | EA |  | 1 Year (3 Years) | 5587 | 5% | 5307.65
46340 | COHU HD | 4261-1100 | COHUHD 4260HD RISE SERIES H.264 HI-SPEED IP67 POSITIONING SYSTEM INCLUDING 1080P 30X DAY/NIGHT CAMERA, EIS, DIFFICULT SCENE IMAGE ENHANCEMENT AND DEFOG/DEHAZE ANALYTICS, POE++ POWER WITH RJ45 PIGTAIL, FACEPLATE WIPER SYSTEM | EA |  | 1 Year (3 Years) | 6240 | 5% | 5928
46341 | COHU HD | 4261-1100-0001 | (1) RUGGEDIZED COHUHD 4260HD RISE SERIES H.264 HI-SPEED IP67 POSITIONING SYSTEM INCLUDING 1080P 30X DAY/NIGHT CAMERA, EIS, DIFFICULT SCENE IMAGE ENHANCEMENT AND DEFOG/DEHAZE ANALYTICS, POE++ POWER WITH RJ45 PIGTAIL, FACEPLATE WIPER SYSTEM, (1) 7610203-001 RJ45 IP67 COUPLER, (1) 7412007-003 POE++ INJECTOR, 70 WATT, UNIVERSAL AC INPUT, TS2 RATED, AC PLUG, (1) ER6018LP RISE 4260HD POSITIONER POLE MOUNT BRACKET SET WITH ANODIZED STEEL BASE, HEAVY DUTY WITH SUPPORT STRUT MOUNTING ARM ASSEMBLY, (2) LPED LARGE BASE SS ADAPTORS PLATES, (1) SAFETY STRAP, (1) CA276A, 4260HD IP ETHERNET CABLE, RJ45 TO RJ45, CABLE LENGTH 200 FEET. | EA |  | 1 Year (3 Years) | 8158 | 5% | 7750.1
46342 | COHU HD | 4261-1100-0002 | (1) COHUHD 4260HD RISE SERIES H.264 HI-SPEED IP67 POSITIONING SYSTEM INCLUDING 1080P 30X DAY/NIGHT CAMERA, EIS, DIFFICULT SCENE IMAGE ENHANCEMENT AND DEFOG/DEHAZE ANALYTICS, POE++ POWER WITH RJ45 PIGTAIL, FACEPLATE WIPER SYSTEM, (1) 7610203-001 RJ45 IP67 COUPLER, (1) 7412007-003 POE++ INJECTOR, 70 WATT, UNIVERSAL AC INPUT, TS2 RATED, AC PLUG, (1) 8503-0, POSITIONER POLE MOUNT BRACKET SET, (1) CA276A, 4260HD IP ETHERNET CABLE, RJ45 TO RJ45, CABLE LENGTH 200 FEET. | EA |  | 1 Year (3 Years) | 7211 | 5% | 6850.45
46343 | COHU HD | 4261-1100-0003 | (1) COHUHD 4260HD RISE SERIES H.264 HI-SPEED IP67 POSITIONING SYSTEM INCLUDING 1080P 30X DAY/NIGHT CAMERA, EIS, DIFFICULT SCENE IMAGE ENHANCEMENT AND DEFOG/DEHAZE ANALYTICS, POE++ POWER WITH RJ45 PIGTAIL, FACEPLATE WIPER SYSTEM, (1) 7610203-001 RJ45 IP67 COUPLER, (1) 7412007-003 POE++ INJECTOR, 70 WATT, UNIVERSAL AC INPUT, TS2 RATED, AC PLUG, (1) 7411444-001, POSITIONER PEDESTAL MOUNT, 3" HIGH, (1) CA276A, 4260HD IP ETHERNET CABLE, RJ45 TO RJ45, CABLE LENGTH 200 FEET. | EA |  | 1 Year (3 Years) | 6937 | 5% | 6590.15
46344 | COHU HD | 4262-1000 | COHUHD 4260HD RISE SERIES H.264 HI-SPEED IP67 POSITIONING SYSTEM INCLUDING 1080P 30X DAY/NIGHT CAMERA, EIS, DIFFICULT SCENE IMAGE ENHANCEMENT AND DEFOG/DEHAZE ANALYTICS, POE++ POWER WITH RJ45 AND ALARM I/O PIGTAIL | EA |  | 1 Year (3 Years) | 5646 | 5% | 5363.7
46345 | COHU HD | 4262-1100 | COHUHD 4260HD RISE SERIES H.264 HI-SPEED IP67 POSITIONING SYSTEM INCLUDING 1080P 30X DAY/NIGHT CAMERA, EIS, DIFFICULT SCENE IMAGE ENHANCEMENT AND DEFOG/DEHAZE ANALYTICS, POE++ POWER WITH RJ45 AND ALARM I/O PIGTAIL, FACEPLATE WIPER SYSTEM | EA |  | 1 Year (3 Years) | 6299 | 5% | 5984.05
46346 | COHU HD | 4262-1100-0001 | (1) RUGGEDIZED COHUHD 4260HD RISE SERIES H.264 HI-SPEED IP67 POSITIONING SYSTEM INCLUDING 1080P 30X DAY/NIGHT CAMERA, EIS, DIFFICULT SCENE IMAGE ENHANCEMENT AND DEFOG/DEHAZE ANALYTICS, POE++ POWER WITH RJ45 PIGTAIL AND LEGACY I/O PIGTAIL, FACEPLATE WIPER SYSTEM, (1) 7610203-001 RJ45 IP67 COUPLER, (1) 7412007-003 POE++ INJECTOR, 70 WATT, UNIVERSAL AC INPUT, TS2 RATED, AC PLUG, (1) ER6018LP RISE 4260HD POSITIONER POLE MOUNT BRACKET SET WITH ANODIZED STEEL BASE, HEAVY DUTY WITH SUPPORT STRUT MOUNTING ARM ASSEMBLY, (2) LPED LARGE BASE SS ADAPTORS PLATES, (1) SAFETY STRAP, (1) CA276A, 4260HD IP ETHERNET CABLE, RJ45 TO RJ45, CABLE LENGTH 200 FEET. | EA |  | 1 Year (3 Years) | 8217 | 5% | 7806.15
46347 | COHU HD | 4262-1100-0002 | (1) COHUHD 4260HD RISE SERIES H.264 HI-SPEED IP67 POSITIONING SYSTEM INCLUDING 1080P 30X DAY/NIGHT CAMERA, EIS, DIFFICULT SCENE IMAGE ENHANCEMENT AND DEFOG/DEHAZE ANALYTICS, POE++ POWER WITH RJ45 PIGTAIL AND LEGACY I/O PIGTAIL, FACEPLATE WIPER SYSTEM, (1) 7610203-001 RJ45 IP67 COUPLER, (1) 7412007-003 POE++ INJECTOR, 70 WATT, UNIVERSAL AC INPUT, TS2 RATED, AC PLUG, (1) 8503-0, POSITIONER POLE MOUNT BRACKET SET, (1) CA276A, 4260HD IP ETHERNET CABLE, RJ45 TO RJ45, CABLE LENGTH 200 FEET. | EA |  | 1 Year (3 Years) | 7270 | 5% | 6906.5
46348 | COHU HD | 4262-1100-0003 | (1) COHUHD 4260HD RISE SERIES H.264 HI-SPEED IP67 POSITIONING SYSTEM INCLUDING 1080P 30X DAY/NIGHT CAMERA, EIS, DIFFICULT SCENE IMAGE ENHANCEMENT AND DEFOG/DEHAZE ANALYTICS, POE++ POWER WITH RJ45 PIGTAIL AND LEGACY I/O PIGTAIL, FACEPLATE WIPER SYSTEM, (1) 7610203-001 RJ45 IP67 COUPLER, (1) 7412007-003 POE++ INJECTOR, 70 WATT, UNIVERSAL AC INPUT, TS2 RATED, AC PLUG, (1) 7411444-001, POSITIONER PEDESTAL MOUNT, 3" HIGH, (1) CA276A, 4260HD IP ETHERNET CABLE, RJ45 TO RJ45, CABLE LENGTH 200 FEET. | EA |  | 1 Year (3 Years) | 6996 | 5% | 6646.2
46349 | COHU HD | 4263-1000 | COHUHD 4260HD RISE SERIES H.264 HI-SPEED IP67 POSITIONING SYSTEM INCLUDING 1080P 30X DAY/NIGHT CAMERA, EIS, DIFFICULT SCENE IMAGE ENHANCEMENT AND DEFOG/DEHAZE ANALYTICS, POE++ POWER WITH RJ45 AND ALARM I/O PIGTAIL WITH MS CONNECTOR | EA |  | 1 Year (3 Years) | 5766 | 5% | 5477.7
46350 | COHU HD | 4263-1100 | COHUHD 4260HD RISE SERIES H.264 HI-SPEED IP67 POSITIONING SYSTEM INCLUDING 1080P 30X DAY/NIGHT CAMERA, EIS, DIFFICULT SCENE IMAGE ENHANCEMENT AND DEFOG/DEHAZE ANALYTICS, POE++ POWER WITH RJ45 AND ALARM I/O PIGTAIL WITH MS CONNECTOR, FACEPLATE WIPER SYSTEM | EA |  | 1 Year (3 Years) | 6098 | 5% | 5793.1
46351 | COHU HD | 4264-1000 | COHUHD 4260HD RISE SERIES H.264 HI-SPEED IP67 POSITIONING SYSTEM INCLUDING 1080P 30X DAY/NIGHT CAMERA, EIS, DIFFICULT SCENE IMAGE ENHANCEMENT AND DEFOG/DEHAZE ANALYTICS, 24VAC POWER WITH RJ45 AND ALARM I/O PIGTAIL | EA |  | 1 Year (3 Years) | 5646 | 5% | 5363.7
46352 | COHU HD | 4264-1100 | COHUHD 4260HD RISE SERIES H.264 HI-SPEED IP67 POSITIONING SYSTEM INCLUDING 1080P 30X DAY/NIGHT CAMERA, EIS, DIFFICULT SCENE IMAGE ENHANCEMENT AND DEFOG/DEHAZE ANALYTICS, 24VAC POWER WITH RJ45 AND ALARM I/O PIGTAIL, FACEPLATE WIPER SYSTEM | EA |  | 1 Year (3 Years) | 6299 | 5% | 5984.05
46353 | COHU HD | 4265-1000 | COHUHD 4260HD RISE SERIES H.264 HI-SPEED IP67 POSITIONING SYSTEM INCLUDING 1080P 30X DAY/NIGHT CAMERA, EIS, DIFFICULT SCENE IMAGE ENHANCEMENT AND DEFOG/DEHAZE ANALYTICS, 24VAC POWER WITH RJ45 AND ALARM I/O PIGTAIL WITH MS CONNECTOR | EA |  | 1 Year (3 Years) | 5766 | 5% | 5477.7
46354 | COHU HD | 4265-1100 | COHUHD 4260HD RISE SERIES H.264 HI-SPEED IP67 POSITIONING SYSTEM INCLUDING 1080P 30X DAY/NIGHT CAMERA, EIS, DIFFICULT SCENE IMAGE ENHANCEMENT AND DEFOG/DEHAZE ANALYTICS, 24VAC POWER WITH RJ45 AND ALARM I/O PIGTAIL WITH MS CONNECTOR, FACEPLATE WIPER SYSTEM | EA |  | 1 Year (3 Years) | 6419 | 5% | 6098.05
46355 | COHU HD | 4266-1000 | COHUHD 4260HD RISE SERIES H.264 HI-SPEED IP67 POSITIONING SYSTEM INCLUDING 1080P 30X DAY/NIGHT CAMERA, EIS, DIFFICULT SCENE IMAGE ENHANCEMENT AND DEFOG/DEHAZE ANALYTICS, 24VAC POWER WITH RJ45 AND ALARM I/O PIGTAIL WITH LEGACY PINOUT MS CONNECTOR | EA |  | 1 Year (3 Years) | 5766 | 5% | 5477.7
46356 | COHU HD | 4266-1100 | COHUHD 4260HD RISE SERIES H.264 HI-SPEED IP67 POSITIONING SYSTEM INCLUDING 1080P 30X DAY/NIGHT CAMERA, EIS, DIFFICULT SCENE IMAGE ENHANCEMENT AND DEFOG/DEHAZE ANALYTICS, 24VAC POWER WITH RJ45 AND ALARM I/O PIGTAIL WITH LEGACY PINOUT MS CONNECTOR, FACEPLATE WIPER SYSTEM | EA |  | 1 Year (3 Years) | 6419 | 5% | 6098.05
46357 | COHU HD | 4267-1000 | COHUHD 4260HD RISE SERIES H.264 HI-SPEED IP67 POSITIONING SYSTEM INCLUDING 1080P 30X DAY/NIGHT CAMERA, EIS, DIFFICULT SCENE IMAGE ENHANCEMENT AND DEFOG/DEHAZE ANALYTICS, 120VAC POWER WITH MS CONNECTOR USING HELIOS PINOUT | EA |  | 1 Year (3 Years) | 6180 | 5% | 5871
46358 | COHU HD | 4267-1100 | COHUHD 4260HD RISE SERIES H.264 HI-SPEED IP67 POSITIONING SYSTEM INCLUDING 1080P 30X DAY/NIGHT CAMERA, EIS, DIFFICULT SCENE IMAGE ENHANCEMENT AND DEFOG/DEHAZE ANALYTICS, 120VAC POWER WITH MS CONNECTOR USING HELIOS PINOUT, FACEPLATE WIPER SYSTEM | EA |  | 1 Year (3 Years) | 6834 | 5% | 6492.3
46359 | COHU HD | 4268-1000 | COHUHD 4260HD RISE SERIES H.264 HI-SPEED IP67 POSITIONING SYSTEM INCLUDING 1080P 30X DAY/NIGHT CAMERA, EIS, DIFFICULT SCENE IMAGE ENHANCEMENT AND DEFOG/DEHAZE ANALYTICS, 120VAC POWER WITH MS CONNECTOR USING LEGACY PINOUT WITH SEPARATE RJ45 CABLE | EA |  | 1 Year (3 Years) | 6210 | 5% | 5899.5
46360 | COHU HD | 4268-1100 | COHUHD 4260HD RISE SERIES H.264 HI-SPEED IP67 POSITIONING SYSTEM INCLUDING 1080P 30X DAY/NIGHT CAMERA, EIS, DIFFICULT SCENE IMAGE ENHANCEMENT AND DEFOG/DEHAZE ANALYTICS, 120VAC POWER WITH MS CONNECTOR USING LEGACY PINOUT WITH SEPARATE RJ45 CABLE, FACEPLATE WIPER SYSTEM | EA |  | 1 Year (3 Years) | 6863 | 5% | 6519.85
46361 | COHU HD | 4269-1000 | COHUHD 4260HD RISE SERIES H.264 HI-SPEED IP67 POSITIONING SYSTEM INCLUDING 1080P 30X DAY/NIGHT CAMERA, EIS, DIFFICULT SCENE IMAGE ENHANCEMENT AND DEFOG/DEHAZE ANALYTICS, 120VAC POWER WITH AMP CONNECTOR USING LEGACY PINOUT WITH SEPARATE RJ45 CABLE | EA |  | 1 Year (3 Years) | 6210 | 5% | 5899.5
46362 | COHU HD | 4269-1100 | COHUHD 4260HD RISE SERIES H.264 HI-SPEED IP67 POSITIONING SYSTEM INCLUDING 1080P 30X DAY/NIGHT CAMERA, EIS, DIFFICULT SCENE IMAGE ENHANCEMENT AND DEFOG/DEHAZE ANALYTICS, 120VAC POWER WITH AMP CONNECTOR USING LEGACY PINOUT WITH SEPARATE RJ45 CABLE, FACEPLATE WIPER SYSTEM | EA |  | 1 Year (3 Years) | 6863 | 5% | 6519.85
46363 | COHU HD | 7411420-001 | DOME WALL MOUNT BRACKET, LARGE SIZE | EA |  | 1 Year (2 Years) | 210 | 5% | 199.5
46364 | COHU HD | 7411420-001 | 3440HD SERIES WALL MOUNT BRACKET, LARGE SIZE | EA |  | 1 Year (3 Years) | 210 | 5% | 199.5
46365 | COHU HD | 7411444-001 | 7411444-001, POSITIONER PEDESTAL MOUNT, 3" HIGH, BOTTUM CABLE OUTLET, 4.75" BC TO 4.75" BC | EA |  | 1 Year (2 Years) | 142 | 5% | 134.9
46366 | COHU HD | 7411444-002 | 7411444-002, POSITIONER PEDESTAL MOUNT, 3" HIGH, SIDE CABLE OUTLET 4.75" BC TO 4.75" BC | EA |  | 1 Year (2 Years) | 142 | 5% | 134.9
46367 | COHU HD | 7411444-003 | 7411444-003, POSITIONER PEDESTAL MOUNT, 3" HIGH, SIDE CABLE OUTLET 4.75" BC TO 7.0" BC | EA |  | 1 Year (2 Years) | 158 | 5% | 150.1
46368 | COHU HD | 7412007-003 | POE++ INJECTOR, 70 WATT, UNIVERSAL AC INPUT, TS2 RATED, AC PLUG | EA |  | 1 Year (2 Years) | 176 | 5% | 167.2
46369 | COHU HD | 7412007-003 | POE++ INJECTOR, 70 WATT, UNIVERSAL AC INPUT, TS2 RATED, AC PLUG | EA |  | 1 Year (2 Years) | 176 | 5% | 167.2
46370 | COHU HD | 7412007-003 | POE++ INJECTOR, 70 WATT, UNIVERSAL AC INPUT, TS2 RATED, AC PLUG | EA |  | 1 Year (2 Years) | 176 | 5% | 167.2
46371 | COHU HD | 7412011-002 | 3430HD SERIES WALL MOUNT BRACKET WITH ADJUSTABLE HEAD | EA |  | 1 Year (3 Years) | 57 | 5% | 54.15
46372 | COHU HD | 7412012-001 | 3430HD SERIES POLE MOUNT ADAPTER. USE WITH 7412011-002 | EA |  | 1 Year (3 Years) | 42 | 5% | 39.9
46373 | COHU HD | 7412013-001 | 3430HD CORNER MOUNT ADAPTER. USE WITH 7412011-001 | EA |  | 1 Year (3 Years) | 42 | 5% | 39.9
46374 | COHU HD | 7412029-001 | 3490HD WALL MOUNT BRACKET ASSEMBLY | EA |  | 1 Year (3 Years) | 100 | 5% | 95
46375 | COHU HD | 7610203-002 | RJ45 IP67 COUPLER 6MM OR 8MM DIA CABLE | EA |  | 1 Year (Lifetime) G90090 | 50 | 5% | 47.5
46376 | COHU HD | 7610203-002 | RJ45 IP67 COUPLER 6MM OR 8MM DIA CABLE | EA |  | 1 Year (2 Years) | 50 | 5% | 47.5
46377 | COHU HD | 7610203-002 | RJ45 IP67 COUPLER 6MM OR 8MM DIA CABLE | EA |  | 1 Year (2 Years) | 50 | 5% | 47.5
46378 | COHU HD | 8180502-001 | 3490HD POLE MOUNT BRACKET ASSEMBLY | EA |  | 1 Year (3 Years) | 272 | 5% | 258.4
46379 | COHU HD | 8194201-001 | RISE 4260HD POSITIONER WALL/POLE MOUNT BRACKET SET, HEAVY DUTY WITH SUPPORT STRUT MOUNTING ARM ASSEMBLY LPED LARGE BASE ADAPTORS PLATES, SAFETY STRAP | EA |  | 1 Year (3 Years) | 850 | 5% | 807.5
46380 | COHU HD | 8425-7 | 8425-7, POSITIONER WALL MOUNT BRACKET | EA |  | 1 Year (2 Years) | 333 | 5% | 316.35
46381 | COHU HD | 8438-4 | DOME WALL MOUNT KIT, SMALL SIZE | EA |  | 1 Year (2 Years) | 137 | 5% | 130.15
46382 | COHU HD | 8438-4 | 3440HD SERIES WALL MOUNT, SMALL SIZE | EA |  | 1 Year (3 Years) | 137 | 5% | 130.15
46383 | COHU HD | 8438-5 | DOME POLE MOUNT KIT, SMALL SIZE | EA |  | 1 Year (2 Years) | 291 | 5% | 276.45
46384 | COHU HD | 8438-5 | 3440HD SERIES POLE MOUNT, SMALL SIZE | EA |  | 1 Year (3 Years) | 291 | 5% | 276.45
46385 | COHU HD | 8439-8 | DOME CORNER MOUNT KIT | EA |  | 1 Year (2 Years) | 105 | 5% | 99.75
46386 | COHU HD | 8439-8 | 3440HD SERIES CORNER MOUNT | EA |  | 1 Year (3 Years) | 105 | 5% | 99.75
46387 | COHU HD | 8503-0 | 8503-0, POSITIONER POLE MOUNT BRACKET SET | EA |  | 1 Year (2 Years) | 455 | 5% | 432.25
46388 | COHU HD | 8503-1 | 8503-1, POSITIONER CORNER MOUNT BRACKET SET | EA |  | 1 Year (2 Years) | 455 | 5% | 432.25
46389 | COHU HD | 8518-2 | DOME POLE MOUNT BRACKET SET, LARGE SIZE | EA |  | 1 Year (2 Years) | 381 | 5% | 361.95
46390 | COHU HD | 8518-2 | 3440HD SERIES POLE MOUNT BRACKET SET, LARGE SIZE | EA |  | 1 Year (3 Years) | 381 | 5% | 361.95
46391 | COHU HD | AC38 (7610176-001) | *****PLEASE ADD PER FOOT OF CABLE REQUIRED. MAXIMUM CABLE LENGTH ALLOWED IS 80 FEET ***** | EA |  | 1 Year (2 Years) | 4.15 | 5% | 3.9425
46392 | COHU HD | AC38 (7610176-001) | *****PLEASE ADD PER FOOT OF CABLE REQUIRED. MAXIMUM CABLE LENGTH ALLOWED IS 328 FEET ***** | EA |  | 1 Year (2 Years) | 4.15 | 5% | 3.9425
46393 | COHU HD | AC42 (7619176-005) | *****PLEASE ADD PER FOOT OF CABLE REQUIRED. MAXIMUM CABLE LENGTH ALLOWED IS 328 FEET ***** | EA |  | 1 Year (2 Years) | 4.28 | 5% | 4.066
46394 | COHU HD | ACCAT5 (7610179-001) | *****PLEASE ADD PER FOOT OF CABLE REQUIRED. MAXIMUM CABLE LENGTH ALLOWED IS 328 FEET ***** | EA |  | 1 Year (2 Years) | 1.21 | 5% | 1.1495
46395 | COHU HD | ACCAT5 (7610179-001) | *****PLEASE ADD PER FOOT OF CABLE REQUIRED. MAXIMUM CABLE LENGTH ALLOWED IS 328 FEET ***** | EA |  | 1 Year (2 Years) | 1.21 | 5% | 1.1495
46396 | COHU HD | ACCAT5 (7610179-001) | *****PLEASE ADD PER FOOT OF CABLE REQUIRED. MAXIMUM CABLE LENGTH ALLOWED IS 328 FEET ***** | EA |  | 1 Year (2 Years) | 1.21 | 5% | 1.1495
46397 | COHU HD | ACCAT5 + PWR (7610179-001 + 7610182-001) | *****PLEASE ADD PER FOOT OF CABLE REQUIRED. MAXIMUM CABLE LENGTH ALLOWED IS 80 FEET ***** | EA |  | 1 Year (2 Years) | 5.08 | 5% | 4.826
46398 | COHU HD | CA252D | CA252D, SINGLE CBL, CAM MS TO ETHERNET RJ45 AND 120VAC PLUG | EA |  | 1 Year (2 Years) | 538 | 5% | 511.1
46399 | COHU HD | CA252H | CA252H, CAM MS TO AMP CONNECTOR AND RJ45, 120VAC | EA |  | 1 Year (2 Years) | 678 | 5% | 644.1
46400 | COHU HD | CA252S | CA252S, CAM MS TO 120VAC PLG, BNC, ETH RJ45 AND RS422 WIRES | EA |  | 1 Year (2 Years) | 678 | 5% | 644.1
46401 | COHU HD | CA259D | CA259D, ONE LSZH CABLE, MS CONN TO 120VAC PLUG AND RJ45 | EA |  | 1 Year (2 Years) | 538 | 5% | 511.1
46402 | COHU HD | CA276A | CA276A, 4260HD IP ETHERNET CABLE, RJ45 TO RJ45, CABLE LENGTH UNDEFINED | EA |  | 1 Year (3 Years) | 140 | 5% | 133
46403 | COHU HD | CA276A SERIES | CA276A, 4260HD IP ETHERNET CABLE, RJ45 TO RJ45, CABLE LENGTH UNDEFINED | EA |  | 1 Year (2 Years) | 140 | 5% | 133
46404 | COHU HD | CA276C | CA276C, MS CAMERA CONNECTOR, AC38 CABLE TO 24VAC WIRES, RS422 WIRES, VIDEO COAX BNC, DIGITAL I/O WIRES | EA |  | 1 Year (2 Years) | 463 | 5% | 439.85
46405 | COHU HD | CA276D | CA276D, MS CAMERA CONNECTOR, AC38 CABLE TO VIDEO COAX BNC, RS422 WIRES, DIGITAL I/O WIRES | EA |  | 1 Year (2 Years) | 420 | 5% | 399
46406 | COHU HD | CA279A | CA279A, MS CAMERA CONN TO 24VAC AND ETHERNET WIRES | EA |  | 1 Year (2 Years) | 479 | 5% | 455.05
46407 | COHU HD | CA279B | CA279B, MS CAMERA CONN TO 24VAC WIRES AND ETHERNET RJ45 | EA |  | 1 Year (2 Years) | 515 | 5% | 489.25
46408 | COHU HD | CA279M | CA279M, MS CAMERA CONN TO 24VAC WIRES, VIDEO BNC, RS422 RJ45 AND ETHERNET RJ45 | EA |  | 1 Year (2 Years) | 678 | 5% | 644.1
46409 | COHU HD | CA279S | CA279S, MS CAMERA CONN TO 24VAC WIRES, VIDEO BNC, RS422 WIRES, I/O AND ETHERNET RJ45 | EA |  | 1 Year (2 Years) | 678 | 5% | 644.1
46410 | COHU HD | CA280A | CA280A, CAM MS TO ETHERNET/POE WIRES | EA |  | 1 Year (2 Years) | 427 | 5% | 405.65
46411 | COHU HD | CA280M | CA280M, MS CAMERA CONN TO ETHERNET/POE RJ45, RS422 RJ45, VIDEO BNC AND I/O WIRES | EA |  | 1 Year (2 Years) | 678 | 5% | 644.1
46412 | COHU HD | CA280S | CA280S, MS CAMERA CONN TO ETHERNET/POE RJ45, RS422 WIRES, VIDEO BNC AND ALARM WIRES | EA |  | 1 Year (2 Years) | 678 | 5% | 644.1
46413 | COHU HD | CAT5 & AC38 (7610179-001 + 7610176-001) | *****PLEASE ADD PER FOOT OF CABLE REQUIRED. MAXIMUM CABLE LENGTH ALLOWED IS 328 FEET ***** | EA |  | 1 Year (2 Years) | 5.51 | 5% | 5.2345
46414 | COHU HD | CAT5 & AC38 (7610179-001 + 7610176-001) | *****PLEASE ADD PER FOOT OF CABLE REQUIRED. MAXIMUM CABLE LENGTH ALLOWED IS 328 FEET ***** | EA |  | 1 Year (2 Years) | 5.51 | 5% | 5.2345
46415 | COHU HD | LSZH CAT5 + PWR (7610196-001 + 7610197-001) | LSZH CAT5 + PWR (7610196-001 + 7610197-001), COHU¦HD LOW SMOKE, ZERO HALOGEN POWER CABLE + CAT5E NETWORK CABLE, LOW SMOKE, ZERO HALOGEN | EA |  | 1 Year (2 Years) | 3.91 | 5% | 3.7145
46416 | Comnet | CLFE4+2SMSPOEC | 10/100TX Drop/Insert/Repeat 4TX/2EX Self-Managed Ethernet Switch with PoE, Coax model | Ea |  | 1 Year (5 Years) | 1450 | 7% | 1348.5
46417 | Comnet | /C | Conformal Coated Printed Circuit Board | Ea |  | 1 Year (5 Years) | 105 | 7% | 97.65
46418 | Comnet | /E | Enhanced Security Option | Ea |  | 1 Year (5 Years) | 1080 | 7% | 1004.4
46419 | Comnet | /E | Enhanced Security Option for RLGE2 Series | Ea |  | 1 Year (5 Years) | 1080 | 7% | 1004.4
46420 | Comnet | /G | Gold-Plated Power, BNC, And Data Connectors | Ea |  | 1 Year (5 Years) | 105 | 7% | 97.65
46421 | Comnet | /HP | 24 dB Optical Power Budget and 60 km Max Distance Option | Ea |  | 1 Year (5 Years) | 100 | 7% | 93
46422 | Comnet | /HP | High Optical Power (Applicable Models Only) | Ea |  | 1 Year (5 Years) | 1050 | 7% | 976.5
46423 | Comnet | 593PI-12DC | 120 VAC to 12 VDC, Used to power PIM400-485-VBB | Ea |  | 1 Year (5 Years) | 105 | 7% | 97.65
46424 | Comnet | –B | NIMH Battery Back-Up | Ea |  | 1 Year (5 Years) | 105 | 7% | 97.65
46425 | Comnet | C1-BP | 1 Slot Blank Filler Panel For C1 Card Cage | Ea |  | 1 Year (5 Years) | 26 | 7% | 24.18
46426 | Comnet | C1-BP2 | 2 Slot Blank Filler Panel For C1 Card Cage | Ea |  | 1 Year (5 Years) | 26 | 7% | 24.18
46427 | Comnet | C1-BP3 | 3 Slot Blank Filler Panel For C1 Card Cage | Ea |  | 1 Year (5 Years) | 26.25 | 7% | 24.4125
46428 | Comnet | C1PS | 90-264 VAC 50/60hz Power Supply Only | Ea |  | 1 Year (5 Years) | 475 | 7% | 441.75
46429 | Comnet | C1US | Card Cage Rack + 90-264 VAC 50/60hz Power Supply | Ea |  | 1 Year (5 Years) | 840 | 7% | 781.2
46430 | Comnet | C2US | Card Cage Rack + 2 × 90-264 VAC 50/60hz Power Supply (Redundant) | Ea |  | 1 Year (5 Years) | 1360 | 7% | 1264.8
46431 | Comnet | C3 | 1 RU High, 3 Unit Card Cage, with 12VDC, 2A Power Supply Incl. | Ea |  | 1 Year (5 Years) | 475 | 7% | 441.75
46432 | Comnet | CABLE CAT6 3FT | 3 Foot Cat6 Cable RJ45 Connectors | Ea |  | 1 Year (5 Years) | 6.5 | 7% | 6.045
46433 | Comnet | CABLE CAT6 5FT | 5 Foot Cat6 Cable RJ45 Connectors | Ea |  | 1 Year (5 Years) | 8.5 | 7% | 7.905
46434 | Comnet | CABLE CAT6 7FT | 7 Foot Cat6 Cable RJ45 Connectors | Ea |  | 1 Year (5 Years) | 10.5 | 7% | 9.765
46435 | Comnet | CLEK11EOC | Light Series, 300 Meter 10/100MBPS Ethernet over COAX Kit. Includes Local and Remote Units and Power Supplies | Ea |  | 1 Year (5 Years) | 580 | 7% | 539.4
46436 | Comnet | CLEK41EOC | Light Series, 300 Meter 10/100MBPS Ethernet over COAX Kit. Includes I Local and 4 Remote Units and Power Supplies | Ea |  | 1 Year (5 Years) | 2100 | 7% | 1953
46437 | Comnet | CLESP | CopperLine Surge Protector | Ea |  | 1 Year (5 Years) | 52 | 7% | 48.36
46438 | Comnet | CLFE16EOC | Sixteen-Channel Ethernet over COAX with Pass-through PoE | Ea |  | 1 Year (5 Years) | 4000 | 7% | 3720
46439 | Comnet | CLFE16EOU | Sixteen-Channel Ethernet over UTP with Pass-through PoE | Ea |  | 1 Year (5 Years) | 4050 | 7% | 3766.5
46440 | Comnet | CLFE1EOC | Single-Channel Ethernet over COAX with Pass-through PoE | Ea |  | 1 Year (5 Years) | 360 | 7% | 334.8
46441 | Comnet | CLFE1EOU | Single-Channel Ethernet over UTP with Pass-through PoE | Ea |  | 1 Year (5 Years) | 385 | 7% | 358.05
46442 | Comnet | CLFE4+1SMSC | 4 Port 10/100 Mbps Ethernet Self-managed Switch, with Coaxial CopperLine uplink port | Ea |  | 1 Year (5 Years) | 1000 | 7% | 930
46443 | Comnet | CLFE4+1SMSPOEC | 4 Port 10/100 Mbps Ethernet Self-managed Switch with PoE+, with Coaxial CopperLine uplink port | Ea |  | 1 Year (5 Years) | 1200 | 7% | 1116
46444 | Comnet | CLFE4+1SMSPOEU | 4 Port 10/100 Mbps Ethernet Self-managed Switch with PoE+, with UTP CopperLine uplink port | Ea |  | 1 Year (5 Years) | 1200 | 7% | 1116
46445 | Comnet | CLFE4+1SMSU | 4 Port 10/100 Mbps Ethernet Self-managed Switch, with UTP CopperLine uplink port | Ea |  | 1 Year (5 Years) | 1000 | 7% | 930
46446 | Comnet | CLFE4+2SMSC | 10/100TX Drop/Insert/Repeat 4TX/2EX Self-Managed Ethernet Switch, Coax model | Ea |  | 1 Year (5 Years) | 1250 | 7% | 1162.5
46447 | Comnet | CLFE4+2SMSPOEU | 10/100TX Drop/Insert/Repeat 4TX/2EX Self-Managed Ethernet Switch with PoE, UTP model | Ea |  | 1 Year (5 Years) | 1450 | 7% | 1348.5
46448 | Comnet | CLFE4+2SMSU | 10/100TX Drop/Insert/Repeat 4TX/2EX Self-Managed Ethernet Switch, UTP model | Ea |  | 1 Year (5 Years) | 1250 | 7% | 1162.5
46449 | Comnet | CLFE4EOC | Four-Channel Ethernet over COAX with Pass-through PoE | Ea |  | 1 Year (5 Years) | 1350 | 7% | 1255.5
46450 | Comnet | CLFE4EOU | Four-Channel Ethernet over UTP with Pass-through PoE | Ea |  | 1 Year (5 Years) | 1400 | 7% | 1302
46451 | Comnet | CLFE8EOC | Eight-Channel Ethernet over COAX with Pass-through PoE | Ea |  | 1 Year (5 Years) | 1850 | 7% | 1720.5
46452 | Comnet | CLFE8EOU | Eight-Channel Ethernet over UTP with Pass-through PoE | Ea |  | 1 Year (5 Years) | 1900 | 7% | 1767
46453 | Comnet | CLKFE1EOC | Copperkit Two Single Channel Ethernet COAX Extenders with Cat5 Cables and Power Supplies | Ea |  | 1 Year (5 Years) | 715 | 7% | 664.95
46454 | Comnet | CLKFE1EOU | Copperkit Two Single Channel Ethernet UTP Extenders with Cat5 Cables and Power Supplies | Ea |  | 1 Year (5 Years) | 715 | 7% | 664.95
46455 | Comnet | CLKFE1POEC | Copperkit Two Single Channel Ethernet COAX Extenders with Cat5 Cables and Power Supplies with PoE+ Power Injection and Pass-through PoE+ | Ea |  | 1 Year (5 Years) | 1155 | 7% | 1074.15
46456 | Comnet | CLKFE1POEU | Copperkit Two Single Channel Ethernet UTP Extenders with Cat5 Cables and Power Supplies with PoE+ Power Injection and Pass-through PoE+ | Ea |  | 1 Year (5 Years) | 1155 | 7% | 1074.15
46457 | Comnet | CLLFE16POEC | Local Sixteen-Channel Ethernet-over-COAX Extender With 30W PSE PoE+ | Ea |  | 1 Year (5 Years) | 7250 | 7% | 6742.5
46458 | Comnet | CLLFE16POEU | Local Sixteen-Channel Ethernet-over-UTP Extender With 30W PSE PoE+ | Ea |  | 1 Year (5 Years) | 7300 | 7% | 6789
46459 | Comnet | CLLFE1POEC | Local Single-Channel Ethernet-over-COAX Extender With 30W PSE PoE+ | Ea |  | 1 Year (5 Years) | 680 | 7% | 632.4
46460 | Comnet | CLLFE1POEU | Local Single-Channel Ethernet-over-UTP Extender With 30W PSE PoE+ | Ea |  | 1 Year (5 Years) | 700 | 7% | 651
46461 | Comnet | CLLFE4POEC | Local Four-Channel Ethernet-over-COAX Extender With 30W PSE PoE+ | Ea |  | 1 Year (5 Years) | 1950 | 7% | 1813.5
46462 | Comnet | CLLFE4POEU | Local Four-Channel Ethernet-over-UTP Extender With 30W PSE PoE+ | Ea |  | 1 Year (5 Years) | 1950 | 7% | 1813.5
46463 | Comnet | CLLFE8POEC | Local Eight-Channel Ethernet-over-COAX Extender With 30W PSE PoE+ | Ea |  | 1 Year (5 Years) | 3700 | 7% | 3441
46464 | Comnet | CLLFE8POEU | Local Eight-Channel Ethernet-over-UTP Extender With 30W PSE PoE+ | Ea |  | 1 Year (5 Years) | 3720 | 7% | 3459.6
46465 | Comnet | CLRFE1EOCE/M | Miniature CopperLine Single Channel Ethernet over COAX External Power (included) | Ea |  | 1 Year (5 Years) | 360 | 7% | 334.8
46466 | Comnet | CLRFE1EOCP/M | Miniature CopperLine Single Channel Ethernet over COAX PoE Powered | Ea |  | 1 Year (5 Years) | 360 | 7% | 334.8
46467 | Comnet | CLRFE1EOUE/M | Miniature CopperLine Single Channel Ethernet over UTP External Power (included) | Ea |  | 1 Year (5 Years) | 360 | 7% | 334.8
46468 | Comnet | CLRFE1EOUP/M | Miniature CopperLine Single Channel Ethernet over UTP PoE Powered | Ea |  | 1 Year (5 Years) | 360 | 7% | 334.8
46469 | Comnet | CLRFE1POEC | Remote Single-Channel Ethernet-over-COAX Extender With 30W PSE PoE+ | Ea |  | 1 Year (5 Years) | 680 | 7% | 632.4
46470 | Comnet | CLRFE1POEU | Remote Single-Channel Ethernet-over-UTP Extender With 30W PSE PoE+ | Ea |  | 1 Year (5 Years) | 700 | 7% | 651
46471 | Comnet | CLRFE4POEC | Remote Four-Channel Ethernet-over-COAX Extender With 30W PSE PoE+ | Ea |  | 1 Year (5 Years) | 1950 | 7% | 1813.5
46472 | Comnet | CLRFE4POEU | Remote Four-Channel Ethernet-over-UTP Extender With 30W PSE PoE+ | Ea |  | 1 Year (5 Years) | 1950 | 7% | 1813.5
46473 | Comnet | CLRVE1COAX | Analog Baseband Video and 10/100TX Ethernet Over Single RG59 Coaxial Cable Receiver, ComFit Size | Ea |  | 1 Year (5 Years) | 600 | 7% | 558
46474 | Comnet | CLRVE2COAX | Dual Analog Baseband Video and 10/100TX Ethernet Over Single RG59 Coaxial Cable Receiver, ComFit Size | Ea |  | 1 Year (5 Years) | 945 | 7% | 878.85
46475 | Comnet | CLSETUP | POE Setup Tool | Ea |  | 1 Year (5 Years) | 155 | 7% | 144.15
46476 | Comnet | CL-SFP1 | 10Mbps Extended Distance CopperLine® SFP | Ea |  | 1 Year (5 Years) | 475 | 7% | 441.75
46477 | Comnet | CL-SFP3 | 100Mbps Extended Distance CopperLine® SFP | Ea |  | 1 Year (5 Years) | 475 | 7% | 441.75
46478 | Comnet | CLTVE1COAX/M | Analog Baseband Video and 10/100TX Ethernet Over Single RG59 Coaxial Cable Transmitter | Ea |  | 1 Year (5 Years) | 600 | 7% | 558
46479 | Comnet | CLTVE1COAXPoE/M | Analog Baseband Video and 10/100TX Ethernet Over Single RG59 Coaxial Cable Transmitter with PoE | Ea |  | 1 Year (5 Years) | 805 | 7% | 748.65
46480 | Comnet | CNFE1002APOEM/M | Hardened 100Mbps Media Converter, ST Connector, mm, 1 fiber, "A" Unit, (requires "A" and "B" units) 48V POE, Power Supply Included. 30w output | Ea |  | 1 Year (5 Years) | 740 | 7% | 688.2
46481 | Comnet | CNFE1002APOEMHO/M | Hardened 100Mbps Media Converter, ST Connector, mm, 1 fiber, "A" Unit, (requires "A" and "B" units) 48V POE, Power Supply Included. 60w output | Ea |  | 1 Year (5 Years) | 850 | 7% | 790.5
46482 | Comnet | CNFE1002APOES/M | Hardened 100Mbps Media Converter, ST Connector, sm, 1 fiber, "A" Unit, (requires "A" and "B" units) 48V POE, Power Supply Included. 30w output | Ea |  | 1 Year (5 Years) | 840 | 7% | 781.2
46483 | Comnet | CNFE1002APOESHO/M | Hardened 100Mbps Media Converter, ST Connector, sm, 1 fiber, "A" Unit, (requires "A" and "B" units) 48V POE, Power Supply Included. 60w output | Ea |  | 1 Year (5 Years) | 950 | 7% | 883.5
46484 | Comnet | CNFE1002BPOEM/M | Hardened 100Mbps Media Converter, ST Connector, mm, 1 fiber, "B" Unit, (requires "A" and "B" units) 48V POE, Power Supply Included. 30w output | Ea |  | 1 Year (5 Years) | 740 | 7% | 688.2
46485 | Comnet | CNFE1002BPOEMHO/M | Hardened 100Mbps Media Converter, ST Connector, mm, 1 fiber, "B" Unit, (requires "A" and "B" units) 48V POE, Power Supply Included. 60w output | Ea |  | 1 Year (5 Years) | 850 | 7% | 790.5
46486 | Comnet | CNFE1002BPOES/M | Hardened 100Mbps Media Converter, ST Connector, sm, 1 fiber, "B" Unit, (requires "A" and "B" units) 48V POE, Power Supply Included. 30w output | Ea |  | 1 Year (5 Years) | 840 | 7% | 781.2
46487 | Comnet | CNFE1002BPOESHO/M | Hardened 100Mbps Media Converter, ST Connector, sm, 1 fiber, "B" Unit, (requires "A" and "B" units) 48V POE, Power Supply Included. 60w output | Ea |  | 1 Year (5 Years) | 950 | 7% | 883.5
46488 | Comnet | CNFE1002M1A | 100Mbps Media Converter (A), ST Connector, mm, 1 fiber | Ea |  | 1 Year (5 Years) | 600 | 7% | 558
46489 | Comnet | CNFE1002M1A-A | Aigis In Dome 100Mbps Media Converter (A), ST Connector, mm, 1 fiber | Ea |  | 1 Year (5 Years) | 600 | 7% | 558
46490 | Comnet | CNFE1002M1B | 100Mbps Media Converter (B), ST Connector, mm, 1 fiber | Ea |  | 1 Year (5 Years) | 600 | 7% | 558
46491 | Comnet | CNFE1002MAC1A-M | Small 100Mbps Media Converter (A), ST Connector, AC/DC Power, mm, 1 fiber | Ea |  | 1 Year (5 Years) | 600 | 7% | 558
46492 | Comnet | CNFE1002MAC1B-M | Small 100Mbps Media Converter (B), ST Connector, AC/DC Power, mm, 1 fiber | Ea |  | 1 Year (5 Years) | 600 | 7% | 558
46493 | Comnet | CNFE1002S1A | 100Mbps Media Converter (A), ST Connector, sm, 1 fiber | Ea |  | 1 Year (5 Years) | 700 | 7% | 651
46494 | Comnet | CNFE1002S1A-A | Aigis In Dome 100Mbps Media Converter (A), ST Connector, sm, 1 fiber | Ea |  | 1 Year (5 Years) | 700 | 7% | 651
46495 | Comnet | CNFE1002S1B | 100Mbps Media Converter (B), ST Connector, sm, 1 fiber | Ea |  | 1 Year (5 Years) | 700 | 7% | 651
46496 | Comnet | CNFE1002SAC1A-M | Small 100Mbps Media Converter (A), ST Connector, AC/DC Power, sm, 1 fiber | Ea |  | 1 Year (5 Years) | 700 | 7% | 651
46497 | Comnet | CNFE1002SAC1B-M | Small 100Mbps Media Converter (B), ST Connector, AC/DC Power, sm, 1 fiber | Ea |  | 1 Year (5 Years) | 700 | 7% | 651
46498 | Comnet | CNFE1003M2 | 100Mbps Media Converter, SC Connector, mm, 2 fiber | Ea |  | 1 Year (5 Years) | 450 | 7% | 418.5
46499 | Comnet | CNFE1003M2-A | Aigis In Dome 100Mbps Media Converter, SC Connector, mm, 2 fiber | Ea |  | 1 Year (5 Years) | 450 | 7% | 418.5
46500 | Comnet | CNFE1003MAC2-M | Small Size 100Mbps Media Converter, SC Connector, AC/DC Power, mm, 2 fiber | Ea |  | 1 Year (5 Years) | 450 | 7% | 418.5
46501 | Comnet | CNFE1003POEM/M | Hardened 100Mbps Media Converter, SC Connector, mm, 2 fiber, 48V POE, Power Supply Included. 30w output | Ea |  | 1 Year (5 Years) | 725 | 7% | 674.25
46502 | Comnet | CNFE1003POEMHO/M | Hardened 100Mbps Media Converter, SC Connector, sm, 2 fiber, 48V POE, Power Supply Included. 60w output | Ea |  | 1 Year (5 Years) | 825 | 7% | 767.25
46503 | Comnet | CNFE1003POES/M | Hardened 100Mbps Media Converter, SC Connector, sm, 2 fiber, 48V POE, Power Supply Included. 30w output | Ea |  | 1 Year (5 Years) | 825 | 7% | 767.25
46504 | Comnet | CNFE1003POESHO/M | Hardened 100Mbps Media Converter, SC Connector, mm, 2 fiber, 48V POE, Power Supply Included. 60w output | Ea |  | 1 Year (5 Years) | 925 | 7% | 860.25
46505 | Comnet | CNFE1003S2 | 100Mbps Media Converter, SC Connector, sm, 2 fiber | Ea |  | 1 Year (5 Years) | 540 | 7% | 502.2
46506 | Comnet | CNFE1003S2-A | Aigis In Dome 100Mbps Media Converter, SC Connector, sm, 2 fiber | Ea |  | 1 Year (5 Years) | 450 | 7% | 418.5
46507 | Comnet | CNFE1003SAC2-M | Small Size 100Mbps Media Converter, SC Connector, AC/DC Power, sm, 2 fiber | Ea |  | 1 Year (5 Years) | 540 | 7% | 502.2
46508 | Comnet | CNFE1004APOEM/M | Hardened 100Mbps Media Converter, SC Connector, mm, 1 fiber, "A" Unit, (requires "A" and "B" units) 48V POE, Power Supply Included. 30w output | Ea |  | 1 Year (5 Years) | 740 | 7% | 688.2
46509 | Comnet | CNFE1004APOEMHO/M | Hardened 100Mbps Media Converter, SC Connector, mm, 1 fiber, "A" Unit, (requires "A" and "B" units) 48V POE, Power Supply Included. 60w output | Ea |  | 1 Year (5 Years) | 850 | 7% | 790.5
46510 | Comnet | CNFE1004APOES/M | Hardened 100Mbps Media Converter, SC Connector, sm, 1 fiber, "A" Unit, (requires "A" and "B" units) 48V POE, Power Supply Included. 30w output | Ea |  | 1 Year (5 Years) | 840 | 7% | 781.2
46511 | Comnet | CNFE1004APOESHO/M | Hardened 100Mbps Media Converter, SC Connector, sm, 1 fiber, "A" Unit, (requires "A" and "B" units) 48V POE, Power Supply Included. 60w output | Ea |  | 1 Year (5 Years) | 950 | 7% | 883.5
46512 | Comnet | CNFE1004BPOEM/M | Hardened 100Mbps Media Converter, SC Connector, mm, 1 fiber, "B" Unit, (requires "A" and "B" units) 48V POE, Power Supply Included. 30w output | Ea |  | 1 Year (5 Years) | 740 | 7% | 688.2
46513 | Comnet | CNFE1004BPOEMHO/M | Hardened 100Mbps Media Converter, SC Connector, mm, 1 fiber, "B" Unit, (requires "A" and "B" units) 48V POE, Power Supply Included. 60w output | Ea |  | 1 Year (5 Years) | 850 | 7% | 790.5
46514 | Comnet | CNFE1004BPOES/M | Hardened 100Mbps Media Converter, SC Connector, sm, 1 fiber, "B" Unit, (requires "A" and "B" units) 48V POE, Power Supply Included. 30w output | Ea |  | 1 Year (5 Years) | 840 | 7% | 781.2
46515 | Comnet | CNFE1004BPOESHO/M | Hardened 100Mbps Media Converter, SC Connector, sm, 1 fiber, "B" Unit, (requires "A" and "B" units) 48V POE, Power Supply Included. 60w output | Ea |  | 1 Year (5 Years) | 950 | 7% | 883.5
46516 | Comnet | CNFE1004M1A | 100Mbps Media Converter (A), SC Connector, mm, 1 fiber | Ea |  | 1 Year (5 Years) | 600 | 7% | 558
46517 | Comnet | CNFE1004M1A-A | Aigis In Dome 100Mbps Media Converter (A), SC Connector, mm, 1 fiber | Ea |  | 1 Year (5 Years) | 600 | 7% | 558
46518 | Comnet | CNFE1004M1B | 100Mbps Media Converter (B), SC Connector, mm, 1 fiber | Ea |  | 1 Year (5 Years) | 600 | 7% | 558
46519 | Comnet | CNFE1004MAC1A-M | Small 100Mbps Media Converter (A), SC Connector, AC/DC Power, mm, 1 fiber | Ea |  | 1 Year (5 Years) | 600 | 7% | 558
46520 | Comnet | CNFE1004MAC1B-M | Small 100Mbps Media Converter (B), SC Connector, AC/DC Power, mm, 1 fiber | Ea |  | 1 Year (5 Years) | 600 | 7% | 558
46521 | Comnet | CNFE1004S1A | 100Mbps Media Converter (A), SC Connector, sm, 1 fiber | Ea |  | 1 Year (5 Years) | 700 | 7% | 651
46522 | Comnet | CNFE1004S1A-A | Aigis In Dome 100Mbps Media Converter (A), SC Connector, sm, 1 fiber | Ea |  | 1 Year (5 Years) | 700 | 7% | 651
46523 | Comnet | CNFE1004S1B | 100Mbps Media Converter (B), SC Connector, sm, 1 fiber | Ea |  | 1 Year (5 Years) | 700 | 7% | 651
46524 | Comnet | CNFE1004SAC1A-M | Small 100Mbps Media Converter (A), SC Connector, AC/DC Power, sm, 1 fiber | Ea |  | 1 Year (5 Years) | 700 | 7% | 651
46525 | Comnet | CNFE1004SAC1B-M | Small 100Mbps Media Converter (B), SC Connector, AC/DC Power, sm, 1 fiber | Ea |  | 1 Year (5 Years) | 700 | 7% | 651
46526 | Comnet | CNFE1005M2 | 100Mbps Media Converter, ST Connector, mm, 2 fiber | Ea |  | 1 Year (5 Years) | 450 | 7% | 418.5
46527 | Comnet | CNFE1005M2-A | Aigis In Dome 100Mbps Media Converter, ST Connector, mm, 2 fiber | Ea |  | 1 Year (5 Years) | 450 | 7% | 418.5
46528 | Comnet | CNFE1005MAC2-M | Small Size 100Mbps Media Converter, ST Connector, AC/DC Power, mm, 2 fiber | Ea |  | 1 Year (5 Years) | 450 | 7% | 418.5
46529 | Comnet | CNFE1005POEM/M | Hardened 100Mbps Media Converter, ST Connector, mm, 2 fiber, 48V POE, Power Supply Included. 30w output | Ea |  | 1 Year (5 Years) | 825 | 7% | 767.25
46530 | Comnet | CNFE1005POEMHO/M | Hardened 100Mbps Media Converter, ST Connector, sm, 2 fiber, 48V POE, Power Supply Included. 60w output | Ea |  | 1 Year (5 Years) | 925 | 7% | 860.25
46531 | Comnet | CNFE1005POES/M | Hardened 100Mbps Media Converter, ST Connector, sm, 2 fiber, 48V POE, Power Supply Included. 30w output | Ea |  | 1 Year (5 Years) | 825 | 7% | 767.25
46532 | Comnet | CNFE1005POESHO/M | Hardened 100Mbps Media Converter, ST Connector, mm, 2 fiber, 48V POE, Power Supply Included. 60w output | Ea |  | 1 Year (5 Years) | 925 | 7% | 860.25
46533 | Comnet | CNFE1005S2 | 100Mbps Media Converter, ST Connector, sm, 2 fiber | Ea |  | 1 Year (5 Years) | 540 | 7% | 502.2
46534 | Comnet | CNFE1005S2-A | Aigis In Dome 100Mbps Media Converter, ST Connector, sm, 2 fiber | Ea |  | 1 Year (5 Years) | 540 | 7% | 502.2
46535 | Comnet | CNFE1005SAC2-M | Small Size Media 100Mbps Converter, ST Connector, AC/DC Power, sm, 2 fiber | Ea |  | 1 Year (5 Years) | 540 | 7% | 502.2
46536 | Comnet | CNFE1CL1MC | 10/100Mbps Media Converter, Ethernet to Copper or COAX | Ea |  | 1 Year (5 Years) | 575 | 7% | 534.75
46537 | Comnet | CNFE1CL1MC-M | Small Size 10/100Mbps Media Converter, Ethernet to Copper or COAX | Ea |  | 1 Year (5 Years) | 575 | 7% | 534.75
46538 | Comnet | CNFE1EOC | ComFit 10/100Mbps Media Converter, Commercial Grade Ethernet to Copper or COAX | Ea |  | 1 Year (5 Years) | 440 | 7% | 409.2
46539 | Comnet | CNFE1EOC-M | Small Size 10/100Mbps Media Converter, Commercial Grade Ethernet to Copper or COAX | Ea |  | 1 Year (5 Years) | 440 | 7% | 409.2
46540 | Comnet | CNFE1M1A/2 | 100Mbps In Dome Media Converter, mm, 1 Fiber, ST connector (A) | Ea |  | 1 Year (5 Years) | 600 | 7% | 558
46541 | Comnet | CNFE1M1A/4 | 100Mbps In Dome Media Converter, mm, 1 Fiber, SC connector (A) | Ea |  | 1 Year (5 Years) | 600 | 7% | 558
46542 | Comnet | CNFE1M1B/2 | 100Mbps In Dome Media Converter, mm, 1 Fiber, ST connector (B) | Ea |  | 1 Year (5 Years) | 600 | 7% | 558
46543 | Comnet | CNFE1M1B/4 | 100Mbps In Dome Media Converter, mm, 1 Fiber, SC connector (B) | Ea |  | 1 Year (5 Years) | 600 | 7% | 558
46544 | Comnet | CNFE1M2/3 | 100Mbps In Dome Media Converter, mm, 2 Fiber, SC connector | Ea |  | 1 Year (5 Years) | 450 | 7% | 418.5
46545 | Comnet | CNFE1M2/5 | 100Mbps In Dome Media Converter, mm, 2 Fiber, ST connector | Ea |  | 1 Year (5 Years) | 450 | 7% | 418.5
46546 | Comnet | CNFE1RPT | 100 Meter Ethernet Repeater Pass-Through PoE Power | Ea |  | 1 Year (5 Years) | 315 | 7% | 292.95
46547 | Comnet | CNFE1RPT/M | 100 Meter Ethernet Repeater, Small-Size Pass-Through PoE Power | Ea |  | 1 Year (5 Years) | 315 | 7% | 292.95
46548 | Comnet | CNFE1RPT/PD | 100 Meter Ethernet Repeater External Power | Ea |  | 1 Year (5 Years) | 315 | 7% | 292.95
46549 | Comnet | CNFE1RPT/PD/M | 100 Meter Ethernet Repeater, Small-Size External Power | Ea |  | 1 Year (5 Years) | 315 | 7% | 292.95
46550 | Comnet | CNFE1S1A/2 | 100Mbps In Dome Media Converter, sm, 1 Fiber, ST connector (A) | Ea |  | 1 Year (5 Years) | 700 | 7% | 651
46551 | Comnet | CNFE1S1A/4 | 100Mbps In Dome Media Converter, sm, 1 Fiber, SC connector (A) | Ea |  | 1 Year (5 Years) | 700 | 7% | 651
46552 | Comnet | CNFE1S1B/2 | 100Mbps In Dome Media Converter, sm, 1 Fiber, ST connector (B) | Ea |  | 1 Year (5 Years) | 700 | 7% | 651
46553 | Comnet | CNFE1S1B/4 | 100Mbps In Dome Media Converter, sm, 1 Fiber, SC connector (B) | Ea |  | 1 Year (5 Years) | 700 | 7% | 651
46554 | Comnet | CNFE1S2/3 | 100Mbps In Dome Media Converter, sm, 2 Fiber, SC connector | Ea |  | 1 Year (5 Years) | 540 | 7% | 502.2
46555 | Comnet | CNFE1S2/5 | 100Mbps In Dome Media Converter, sm, 2 Fiber, ST connector | Ea |  | 1 Year (5 Years) | 540 | 7% | 502.2
46556 | Comnet | CNFE2002M1A | 2TX TO 1 FX 100Mbps Media Converter (A), ST Connector, mm, 1 fiber | Ea |  | 1 Year (5 Years) | 1030 | 7% | 957.9
46557 | Comnet | CNFE2002M1A/M | 2TX TO 1 FX Small Size 100Mbps Media Converter (A), ST Connector, AC/DC Power, mm, 1 fiber | Ea |  | 1 Year (5 Years) | 1030 | 7% | 957.9
46558 | Comnet | CNFE2002M1APoE/HO/M | 2TX TO 1 FX Small Size 100Mbps Media Converter (A), ST Connector, AC/DC Power, mm, 1 fiber, 48V POE, Power Supply Not Included. | Ea |  | 1 Year (5 Years) | 1370 | 7% | 1274.1
46559 | Comnet | CNFE2002M1APoE/M | 2TX TO 1 FX Small Size 100Mbps Media Converter (A), ST Connector, AC/DC Power, mm, 1 fiber, 48V POE, Power Supply Not Included. | Ea |  | 1 Year (5 Years) | 1160 | 7% | 1078.8
46560 | Comnet | CNFE2002M1B | 2TX TO 1 FX 100Mbps Media Converter (B), ST Connector, mm, 1 fiber | Ea |  | 1 Year (5 Years) | 1030 | 7% | 957.9
46561 | Comnet | CNFE2002M1B/M | 2TX TO 1 FX Small Size 100Mbps Media Converter (B), ST Connector, AC/DC Power, mm, 1 fiber | Ea |  | 1 Year (5 Years) | 1030 | 7% | 957.9
46562 | Comnet | CNFE2002M1BPoE/HO/M | 2TX TO 1 FX Small Size 100Mbps Media Converter (B), ST Connector, AC/DC Power, mm, 1 fiber, 48V POE, Power Supply Not Included. | Ea |  | 1 Year (5 Years) | 1370 | 7% | 1274.1
46563 | Comnet | CNFE2002M1BPoE/M | 2TX TO 1 FX Small Size 100Mbps Media Converter (B), ST Connector, AC/DC Power, mm, 1 fiber, 48V POE, Power Supply Not Included. | Ea |  | 1 Year (5 Years) | 1160 | 7% | 1078.8
46564 | Comnet | CNFE2002S1A | 2TX TO 1 FX 100Mbps Media Converter (A), ST Connector, sm, 1 fiber | Ea |  | 1 Year (5 Years) | 1135 | 7% | 1055.55
46565 | Comnet | CNFE2002S1A/M | 2TX TO 1 FX Small Size 100Mbps Media Converter (A), ST Connector, AC/DC Power, sm, 1 fiber | Ea |  | 1 Year (5 Years) | 1135 | 7% | 1055.55
46566 | Comnet | CNFE2002S1APoE/HO/M | 2TX TO 1 FX Small Size 100Mbps Media Converter (A), ST Connector, AC/DC Power, sm, 1 fiber, 48V POE, Power Supply Not Included. | Ea |  | 1 Year (5 Years) | 1475 | 7% | 1371.75
46567 | Comnet | CNFE2002S1APoE/M | 2TX TO 1 FX Small Size 100Mbps Media Converter (A), ST Connector, AC/DC Power, sm, 1 fiber, 48V POE, Power Supply Not Included. | Ea |  | 1 Year (5 Years) | 1265 | 7% | 1176.45
46568 | Comnet | CNFE2002S1B | 2TX TO 1 FX 100Mbps Media Converter (B), ST Connector, sm, 1 fiber | Ea |  | 1 Year (5 Years) | 1135 | 7% | 1055.55
46569 | Comnet | CNFE2002S1B/M | 2TX TO 1 FX Small Size 100Mbps Media Converter (B), ST Connector, AC/DC Power, sm, 1 fiber | Ea |  | 1 Year (5 Years) | 1135 | 7% | 1055.55
46570 | Comnet | CNFE2002S1BPoE/HO/M | 2TX TO 1 FX Small Size 100Mbps Media Converter (B), ST Connector, AC/DC Power, sm, 1 fiber, 48V POE, Power Supply Not Included. | Ea |  | 1 Year (5 Years) | 1475 | 7% | 1371.75
46571 | Comnet | CNFE2002S1BPoE/M | 2TX TO 1 FX Small Size 100Mbps Media Converter (B), ST Connector, AC/DC Power, sm, 1 fiber, 48V POE, Power Supply Not Included. | Ea |  | 1 Year (5 Years) | 1265 | 7% | 1176.45
46572 | Comnet | CNFE2003M2 | 2TX TO 1 FX 100Mbps Media Converter, SC Connector, mm, 2 fiber | Ea |  | 1 Year (5 Years) | 870 | 7% | 809.1
46573 | Comnet | CNFE2003M2/M | 2TX TO 1 FX Small Size 100Mbps Media Converter, SC Connector, AC/DC Power, mm, 2 fiber | Ea |  | 1 Year (5 Years) | 870 | 7% | 809.1
46574 | Comnet | CNFE2003M2PoE/HO/M | 2TX TO 1 FX Small Size 100Mbps Media Converter, SC Connector, AC/DC Power, mm, 2 fiber, 48V POE, Power Supply Not Included. | Ea |  | 1 Year (5 Years) | 1110 | 7% | 1032.3
46575 | Comnet | CNFE2003M2PoE/M | 2TX TO 1 FX Small Size 100Mbps Media Converter, SC Connector, AC/DC Power, mm, 2 fiber, 48V POE, Power Supply Not Included. | Ea |  | 1 Year (5 Years) | 1002 | 7% | 931.86
46576 | Comnet | CNFE2003S2 | 2TX TO 1 FX 100Mbps Media Converter, SC Connector, sm, 2 fiber | Ea |  | 1 Year (5 Years) | 965 | 7% | 897.45
46577 | Comnet | CNFE2003S2/M | 2TX TO 1 FX Small Size 100Mbps Media Converter, SC Connector, AC/DC Power, sm, 2 fiber | Ea |  | 1 Year (5 Years) | 965 | 7% | 897.45
46578 | Comnet | CNFE2003S2PoE/HO/M | 2TX TO 1 FX Small Size 100Mbps Media Converter, SC Connector, AC/DC Power, sm, 2 fiber, 48V POE, Power Supply Not Included. | Ea |  | 1 Year (5 Years) | 1310 | 7% | 1218.3
46579 | Comnet | CNFE2003S2PoE/M | 2TX TO 1 FX Small Size 100Mbps Media Converter, SC Connector, AC/DC Power, sm, 2 fiber, 48V POE, Power Supply Not Included. | Ea |  | 1 Year (5 Years) | 1095 | 7% | 1018.35
46580 | Comnet | CNFE2004M1A | 2TX TO 1 FX 100Mbps Media Converter (A), SC Connector, mm, 1 fiber | Ea |  | 1 Year (5 Years) | 1030 | 7% | 957.9
46581 | Comnet | CNFE2004M1A/M | 2TX TO 1 FX Small Size 100Mbps Media Converter (A), SC Connector, AC/DC Power, mm, 1 fiber | Ea |  | 1 Year (5 Years) | 1030 | 7% | 957.9
46582 | Comnet | CNFE2004M1APoE/HO/M | 2TX TO 1 Size 100Mbps Media Converter (A), SC Connector, AC/DC Power, mm, 1 fiber, 48V POE, Power Supply Not Included. | Ea |  | 1 Year (5 Years) | 1370 | 7% | 1274.1
46583 | Comnet | CNFE2004M1APoE/M | 2TX TO 1 Size 100Mbps Media Converter (A), SC Connector, AC/DC Power, mm, 1 fiber, 48V POE, Power Supply Not Included. | Ea |  | 1 Year (5 Years) | 1160 | 7% | 1078.8
46584 | Comnet | CNFE2004M1B | 2TX TO 1 FX 100Mbps Media Converter (B), SC Connector, mm, 1 fiber | Ea |  | 1 Year (5 Years) | 1030 | 7% | 957.9
46585 | Comnet | CNFE2004M1B/M | 2TX TO 1 Size 100Mbps Media Converter (B), SC Connector, AC/DC Power, mm, 1 fiber | Ea |  | 1 Year (5 Years) | 1030 | 7% | 957.9
46586 | Comnet | CNFE2004M1BPoE/HO/M | 2TX TO 1 Size 100Mbps Media Converter (B), SC Connector, AC/DC Power, mm, 1 fiber, 48V POE, Power Supply Not Included. | Ea |  | 1 Year (5 Years) | 1370 | 7% | 1274.1
46587 | Comnet | CNFE2004M1BPoE/M | 2TX TO 1 Size 100Mbps Media Converter (B), SC Connector, AC/DC Power, mm, 1 fiber, 48V POE, Power Supply Not Included. | Ea |  | 1 Year (5 Years) | 1160 | 7% | 1078.8
46588 | Comnet | CNFE2004S1A | 2TX TO 1 FX 100Mbps Media Converter (A), SC Connector, sm, 1 fiber | Ea |  | 1 Year (5 Years) | 1135 | 7% | 1055.55
46589 | Comnet | CNFE2004S1A/M | 2TX TO 1 FX Small Size 100Mbps Media Converter (A), SC Connector, AC/DC Power, sm, 1 fiber | Ea |  | 1 Year (5 Years) | 1135 | 7% | 1055.55
46590 | Comnet | CNFE2004S1APoE/HO/M | 2TX TO 1 FX Small Size 100Mbps Media Converter (A), SC Connector, AC/DC Power, sm, 1 fiber, 48V POE, Power Supply Not Included. | Ea |  | 1 Year (5 Years) | 1475 | 7% | 1371.75
46591 | Comnet | CNFE2004S1APoE/M | 2TX TO 1 FX Small Size 100Mbps Media Converter (A), SC Connector, AC/DC Power, sm, 1 fiber, 48V POE, Power Supply Not Included. | Ea |  | 1 Year (5 Years) | 1265 | 7% | 1176.45
46592 | Comnet | CNFE2004S1B | 2TX TO 1 FX 100Mbps Media Converter (B), SC Connector, sm, 1 fiber | Ea |  | 1 Year (5 Years) | 1135 | 7% | 1055.55
46593 | Comnet | CNFE2004S1B/M | 2TX TO 1 FX Small Size 100Mbps Media Converter (B), SC Connector, AC/DC Power, sm, 1 fiber | Ea |  | 1 Year (5 Years) | 1135 | 7% | 1055.55
46594 | Comnet | CNFE2004S1BPoE/HO/M | 2TX TO 1 FX Small Size 100Mbps Media Converter (B), SC Connector, AC/DC Power, sm, 1 fiber, 48V POE, Power Supply Not Included. | Ea |  | 1 Year (5 Years) | 1475 | 7% | 1371.75
46595 | Comnet | CNFE2004S1BPoE/M | 2TX TO 1 FX Small Size 100Mbps Media Converter (B), SC Connector, AC/DC Power, sm, 1 fiber, 48V POE, Power Supply Not Included. | Ea |  | 1 Year (5 Years) | 1265 | 7% | 1176.45
46596 | Comnet | CNFE2005M2 | 2TX TO 1 FX 100Mbps Media Converter, ST Connector, mm, 2 fiber | Ea |  | 1 Year (5 Years) | 870 | 7% | 809.1
46597 | Comnet | CNFE2005M2/M | 2TX TO 1 FX Small Size 100Mbps Media Converter, ST Connector, AC/DC Power, mm, 2 fiber | Ea |  | 1 Year (5 Years) | 870 | 7% | 809.1
46598 | Comnet | CNFE2005M2PoE/HO/M | 2TX TO 1 FX Small Size 100Mbps Media Converter, ST Connector, AC/DC Power, mm, 2 fiber, 48V POE, Power Supply Not Included. | Ea |  | 1 Year (5 Years) | 1110 | 7% | 1032.3
46599 | Comnet | CNFE2005M2PoE/M | 2TX TO 1 FX Small Size 100Mbps Media Converter, ST Connector, AC/DC Power, mm, 2 fiber, 48V POE, Power Supply Not Included. | Ea |  | 1 Year (5 Years) | 1002 | 7% | 931.86
46600 | Comnet | CNFE2005S2 | 2TX TO 1 FX 100Mbps Media Converter, ST Connector, sm, 2 fiber | Ea |  | 1 Year (5 Years) | 965 | 7% | 897.45
46601 | Comnet | CNFE2005S2/M | 2TX TO 1 FX Small Size 100Mbps Media Converter, ST Connector, AC/DC Power, sm, 2 fiber | Ea |  | 1 Year (5 Years) | 965 | 7% | 897.45
46602 | Comnet | CNFE2005S2PoE/HO/M | 2TX TO 1 FX Small Size 100Mbps Media Converter, ST Connector, AC/DC Power, sm, 2 fiber, 48V POE, Power Supply Not Included. | Ea |  | 1 Year (5 Years) | 1310 | 7% | 1218.3
46603 | Comnet | CNFE2005S2PoE/M | 2TX TO 1 FX Small Size 100Mbps Media Converter, ST Connector, AC/DC Power, sm, 2 fiber, 48V POE, Power Supply Not Included. | Ea |  | 1 Year (5 Years) | 1095 | 7% | 1018.35
46604 | Comnet | CNFE22MC | Dual 2 Port 100Mbps Media Converter | Ea |  | 1 Year (5 Years) | 830 | 7% | 771.9
46605 | Comnet | CNFE2CL2MC | Dual 10/100Mbps Media Converter, 2 Independent Ethernet to Copper or COAX | Ea |  | 1 Year (5 Years) | 860 | 7% | 799.8
46606 | Comnet | CNFE2EOC | Small Size 10/100Mbps Media Converter, Commercial Grade 2 Independent Ethernet to Copper or COAX | Ea |  | 1 Year (5 Years) | 660 | 7% | 613.8
46607 | Comnet | CNFE2MC | 100Mbps Media Converter | Ea |  | 1 Year (5 Years) | 600 | 7% | 558
46608 | Comnet | CNFE2MC2C | 100Mbps Media Converter with 2 Contact Closures | Ea |  | 1 Year (5 Years) | 1150 | 7% | 1069.5
46609 | Comnet | CNFE2MC2C/M | 100Mbps Media Converter with 2 Contact Closures, Small Size | Ea |  | 1 Year (5 Years) | 1150 | 7% | 1069.5
46610 | Comnet | CNFE2MCAC/M | Small Size 100Mbps Media Converter 24VAC Power | Ea |  | 1 Year (5 Years) | 600 | 7% | 558
46611 | Comnet | CNFE2MC-M | Small Size 100Mbps Media Converter | Ea |  | 1 Year (5 Years) | 600 | 7% | 558
46612 | Comnet | CNFE2MCPOE | 100Mbps Media Converter, Power Over Ethernet, 48V POE, Power Supply Included | Ea |  | 1 Year (5 Years) | 750 | 7% | 697.5
46613 | Comnet | CNFE2MCPOEM | 100Mbps Media Converter, Power Over Ethernet, Small Size, 48V POE, Power Supply Included | Ea |  | 1 Year (5 Years) | 750 | 7% | 697.5
46614 | Comnet | CNFE3DOE2 | RS232/422/485 Data over Ethernet Terminal Server | Ea |  | 1 Year (5 Years) | 785 | 7% | 730.05
46615 | Comnet | CNFE3TX2CXMSE | 4G Cellular VPN Gateway with 2 10/100TX Ports and 1 SIM Card slot. For European Market | Ea |  | 1 Year (5 Years) | 1050 | 7% | 976.5
46616 | Comnet | CNFE3TX2CXMSU | 4G Cellular VPN Gateway with 2 10/100TX Ports and 1 SIM Card slot. For US Market | Ea |  | 1 Year (5 Years) | 1050 | 7% | 976.5
46617 | Comnet | CNFE4+1SMSM2 | 5 Port Self-Managed Switch, 10/100 Mbps Ethernet 1FX, MM, 2 Fiber ST, 4TX(Copper) | Ea |  | 1 Year (5 Years) | 830 | 7% | 771.9
46618 | Comnet | CNFE4+1SMSM2POE | 5 Port Self-Managed Switch, 10/100 Mbps Ethernet 1FX MM, 2 Fiber ST, 4TX(Copper) Power Supply PS48VDC-5A recommended and sold separately | Ea |  | 1 Year (5 Years) | 1075 | 7% | 999.75
46619 | Comnet | CNFE4+1SMSS2 | 5 Port Self-Managed Switch, 10/100 Mbps Ethernet 1FX, SM, 2 Fiber ST, 4TX(Copper) | Ea |  | 1 Year (5 Years) | 1040 | 7% | 967.2
46620 | Comnet | CNFE4+1SMSS2POE | 5 Port Self-Managed Switch, 10/100 Mbps Ethernet 1FX SM, 2 Fiber ST, 4TX(Copper), Power Supply PS48VDC-5A recommended and sold separately | Ea |  | 1 Year (5 Years) | 1385 | 7% | 1288.05
46621 | Comnet | CNFE4FX2TX2US | Unmanaged Switch, 4 Port, 100Mbps, 2 Fiber, 2 Copper, SFP Sold Separately | Ea |  | 1 Year (5 Years) | 475 | 7% | 441.75
46622 | Comnet | CNFE4FX4US | Unmanaged Switch, 4 Port, 100Mbps, 4 Fiber, SFP Sold Separately | Ea |  | 1 Year (5 Years) | 525 | 7% | 488.25
46623 | Comnet | CNFE4SMS | 4 Port Self-Managed Switch, 10/100 Mbps Ethernet, 4TX(Copper) | Ea |  | 1 Year (5 Years) | 655 | 7% | 609.15
46624 | Comnet | CNFE4SMSPOE | 4 Port Self-Managed Switch, 10/100 Mbps Ethernet, 4TX(Copper), Power Supply PS48VDC-5A recommended and sold separately | Ea |  | 1 Year (5 Years) | 890 | 7% | 827.7
46625 | Comnet | CNFE4SMSPOE/1224DC | 4 Port Self-Managed Switch, 10/100 Mbps Ethernet, 4TX(Copper) 48VDC with 12-24VDC Input | Ea |  | 1 Year (5 Years) | 1175 | 7% | 1092.75
46626 | Comnet | CNFE4TX4US | Unmanaged Switch, 4 Port, 100Mbps, 4 Copper, SFP Sold Separately | Ea |  | 1 Year (5 Years) | 420 | 7% | 390.6
46627 | Comnet | CNFE5SMS | 5 Port Self-Managed Switch, 10/100 Mbps Ethernet, 5TX(Copper) | Ea |  | 1 Year (5 Years) | 735 | 7% | 683.55
46628 | Comnet | CNFE5SMSPOE | 5 Port Self-Managed Switch, 10/100 Mbps Ethernet, 5TX(Copper) Power Supply PS48VDC-5A recommended and sold separately | Ea |  | 1 Year (5 Years) | 970 | 7% | 902.1
46629 | Comnet | CNFE6+2USPOEM | Unmanaged Switch, 8 Port, 100Mbps, 6 Copper, 2 FX, Multimode, PoE- Power over Ethernet. Power Supply PS48VDC-5A recommended and sold separately | Ea |  | 1 Year (5 Years) | 1260 | 7% | 1171.8
46630 | Comnet | CNFE6+2USPOES | Unmanaged Switch, 8 Port, 100Mbps, 6 Copper, 2 FX, Single-mode, PoE- Power over Ethernet, Power Supply PS48VDC-5A recommended and sold separately | Ea |  | 1 Year (5 Years) | 1575 | 7% | 1464.75
46631 | Comnet | CNFE8FX4TX4US | Unmanaged Switch, 8 Port,100Mbps, 4 Fiber, 4 Copper, SFP Sold Separately | Ea |  | 1 Year (5 Years) | 785 | 7% | 730.05
46632 | Comnet | CNFE8FX8US | Unmanaged Switch, 8 Port, 100Mbps, 8 Fiber, SFP Sold Separately | Ea |  | 1 Year (5 Years) | 1050 | 7% | 976.5
46633 | Comnet | CNFE8TX8US | Unmanaged Switch, 8 Port, 100Mbps, 8 Copper, SFP Sold Separately | Ea |  | 1 Year (5 Years) | 785 | 7% | 730.05
46634 | Comnet | CNFE8TXM12MS | 8-Port Hardened 10/100Mbps Managed Ethernet Switch with (8) 10/100Base-TX Ports with M12 connectors | Ea |  | 1 Year (5 Years) | 1200 | 7% | 1116
46635 | Comnet | CNFE8TXM12US | 8-Port Hardened 10/100Mbps Unmanaged Ethernet Switch with (8) 10/100Base-TX Ports with M12 connectors | Ea |  | 1 Year (5 Years) | 1200 | 7% | 1116
46636 | Comnet | CNFESFPMCPoE30/m | Hardened 100Mbps Media Converter, SFP Required, 48V POE, Power Supply Included. 30w output | Ea |  | 1 Year (5 Years) | 625 | 7% | 581.25
46637 | Comnet | CNFESFPMCPoE60/m | Hardened 100Mbps Media Converter, SFP Required, 48V POE, Power Supply Included. 60w output | Ea |  | 1 Year (5 Years) | 725 | 7% | 674.25
46638 | Comnet | CNGE11FX3TX8MS | Hardened 11 Port - 2 x 100/1000/2500FX + 1 x 100/1000FX SFP Ports and 8 x 10/100/1000TX Ports Managed Switch, Includes Power Supply | Ea |  | 1 Year (5 Years) | 2350 | 7% | 2185.5
46639 | Comnet | CNGE11FX3TX8MSK | Hardened 11 Port 1000Mbps Managed Switch, three 1000TX/FX SFP Ports, eight 1000Mbps TX Ports, kit includes hardened power supply PS-AMR2-12 and 2 SFP-6 | Ea |  | 1 Year (5 Years) | 3140 | 7% | 2920.2
46640 | Comnet | CNGE11FX3TX8MSPoE | Hardened 11 Port - 2 x 100/1000/2500FX + 1 x 100/1000FX SFP Ports and 8 x 10/100/1000TX Ports Managed Switch, with 30W PoE | Ea |  | 1 Year (5 Years) | 2450 | 7% | 2278.5
46641 | Comnet | CNGE11FX3TX8MSPoE/24 | Hardened 11 Port - 2 x 100/1000/2500FX + 1 x 100/1000FX SFP Ports and 8 x 10/100/1000TX Ports Managed Switch, with 30W PoE with redundant 12/24VDC Power | Ea |  | 1 Year (5 Years) | 2650 | 7% | 2464.5
46642 | Comnet | CNGE11FX3TX8MSPoEHO | Hardened 11 Port - 2 x 100/1000/2500FX + 1 x 100/1000FX SFP Ports and 8 x 10/100/1000TX Ports Managed Switch, four 1000Mbps TX with 30W PoE, four 1000Mbps TX Combo Ports with 60W PoE, | Ea |  | 1 Year (5 Years) | 2650 | 7% | 2464.5
46643 | Comnet | CNGE11FX3TX8MSPoEHOK | Hardened 11 Port 1000Mbps Managed Switch, three 1000TX/FX SFP Ports, four 1000Mbps TX Combo Ports with 30W PoE, four 1000Mbps TX Combo Ports with 60W PoE, kit includes two SFP-6 and a hardened power supply PS-DRA480-48 | Ea |  | 1 Year (5 Years) | 4390 | 7% | 4082.7
46644 | Comnet | CNGE11FX3TX8MSPoEK | Hardened 11 Port 1000Mbps Managed Switch, three 1000TX/FX SFP Ports, eight 1000Mbps TX Ports with 30W PoE on all 8 ports, kit includes two SFP-6 and a hardened power supply PS-DRA240-48 | Ea |  | 1 Year (5 Years) | 3825 | 7% | 3557.25
46645 | Comnet | CNGE12FX4TX8MS | 12-port All Gigabit Hardened Managed Switch (8) 10/100/1000Base-TX & (4) 100/1000Base-FX Ports | Ea |  | 1 Year (5 Years) | 2400 | 7% | 2232
46646 | Comnet | CNGE12FX4TX8MS/TS2 | 12-port All Gigabit Hardened Auto DOS/DDoS Protection High Security Managed Traffic Switch | Ea |  | 1 Year (5 Years) | 2500 | 7% | 2325
46647 | Comnet | CNGE12FX4TX8MS/TS2K | NEMA RACK 12-port All Gigabit Hardened Managed Traffic Switch For NEMA Traffic Detector Rack, 4 100/1000 SFP ports and 8 10/100/1000Tx ports, kit includes two SFP-6. | Ea |  | 1 Year (5 Years) | 2800 | 7% | 2604
46648 | Comnet | CNGE12FX4TX8MSPOE | Industrially Hardened Managed Switch with (8) 10/100/1000Base-TX & (4) 100/1000Base-FX Ports & PoE+ | Ea |  | 1 Year (5 Years) | 2800 | 7% | 2604
46649 | Comnet | CNGE12FX4TX8MSPOE | 12-port All Gigabit Hardened Managed Switch (8) 10/100/1000Base-TX & (4) 100/1000Base-FX Ports with PoE+ | Ea |  | 1 Year (5 Years) | 2800 | 7% | 2604
46650 | Comnet | CNGE12FX4TX8MSPOE/TS2 | 12-port All Gigabit Hardened Auto DOS/DDoS Protection High Security Managed Traffic Switch with PoE+ | Ea |  | 1 Year (5 Years) | 2800 | 7% | 2604
46651 | Comnet | CNGE12FX4TX8MSPOE/TS2K | NEMA RACK 12-port All Gigabit Hardened Managed Traffic Switch For NEMA Traffic Detector Rack, 4 100/1000 SFP ports and 8 10/100/1000Tx ports with 30W of PoE on all 8 ports, kit includes two SFP-6 and hardened power supply PS-DRA240-48. This power supply is external to the rack. | Ea |  | 1 Year (5 Years) | 3375 | 7% | 3138.75
46652 | Comnet | CNGE1IPS | Hardened Power over Ethernet (PoE+) Midspan Injector, IEEE 802.3at, 56 VDC | Ea |  | 1 Year (5 Years) | 260 | 7% | 241.8
46653 | Comnet | CNGE1IPS95 | Hardened Power over Ethernet (PoE+) Midspan Injector, IEEE 802.3at, 56 VDC 95W | Ea |  | 1 Year (5 Years) | 585 | 7% | 544.05
46654 | Comnet | CNGE2+2SMS | Four-port intelligent Self-Managed Ethernet Switch with light management functionality. Two 10/100/1000Base-T(X) copper ports and two 100/1000Base-FX SFP* ports. | Ea |  | 1 Year (5 Years) | 1155 | 7% | 1074.15
46655 | Comnet | CNGE2+2SMSPoE | Four-port intelligent Self-Managed Ethernet Switch with light management functionality. Two 10/100/1000Base-T(X) copper ports and two 100/1000Base-FX SFP* ports. Up to thirty (30) watts of power per port, Power Supply PS48VDC-5A recommended and sold separately | Ea |  | 1 Year (5 Years) | 1365 | 7% | 1269.45
46656 | Comnet | CNGE2+2SMSPoEHO | Four-port intelligent Self-Managed Ethernet Switch with light management functionality. Two 10/100/1000Base-T(X) copper ports and two 100/1000Base-FX SFP* ports. Up to sixty (60) watts of PoE, Power Supply PS48VDC-5A recommended and sold separately | Ea |  | 1 Year (5 Years) | 1470 | 7% | 1367.1
46657 | Comnet | CNGE20FX4TX16MS | 20-port Hardened Managed Gigabit Switch with (16) 10/100/1000Base-TX & (4) 100/1000Base-FX Ports | Ea |  | 1 Year (5 Years) | 3150 | 7% | 2929.5
46658 | Comnet | CNGE20MS | 20-port Hardened Managed Gigabit Switch with (8) 10/100/1000Base-TX & (12) 100/1000Base-FX Ports | Ea |  | 1 Year (5 Years) | 2525 | 7% | 2348.25
46659 | Comnet | CNGE22MC | Dual 1000Mbps Media Converter | Ea |  | 1 Year (5 Years) | 1300 | 7% | 1209
46660 | Comnet | CNGE24FX12TX12MS | 24-Port Hardened Managed Ethernet Switch with (12) 10/100/1000Base-TX & (12) 100/1000Base-FX SFP Ports, Internal Power Supply. Made in USA, 12VDC power | Ea |  | 1 Year (5 Years) | 3000 | 7% | 2790
46661 | Comnet | CNGE24FX12TX12MS/12 | 24-Port Hardened Managed Ethernet Switch with (12) 10/100/1000Base-TX & (12) 100/1000Base-FX SFP Ports, Internal Power Supply. Made in USA, 12VDC external power supply required. | Ea |  | 1 Year (5 Years) | 2700 | 7% | 2511
46662 | Comnet | CNGE24FX12TX12MSPOE | 24-Port Hardened Managed Ethernet Switch with (12) 10/100/1000Base-TX & (12) 100/1000Base-FX SFP Ports, TX Ports provide 30w PoE, Internal Power Supply. Made in USA | Ea |  | 1 Year (5 Years) | 4250 | 7% | 3952.5
46663 | Comnet | CNGE24FX12TX12MSPOE/48 | 24-Port Hardened Managed Ethernet Switch with (12) 10/100/1000Base-TX & (12) 100/1000Base-FX SFP Ports, TX Ports provide 30w PoE, Internal Power Supply. 48VDC Low Voltage DC Inputs, Made in USA | Ea |  | 1 Year (5 Years) | 4500 | 7% | 4185
46664 | Comnet | CNGE24MS2 | Hardened Managed Ethernet Switch with (8) 100/1000Base-FX & (16) 100/1000Base-X SFP Combo Ports | Ea |  | 1 Year (5 Years) | 6090 | 7% | 5663.7
46665 | Comnet | CNGE24MSS2-OB | Hardened 24 Port Managed Switch (16) 10/100/1000Base-TX ports & (8) 100/1000Base-T SFP Ports, Single mode LC Connectors woth Optical ByPass | Ea |  | 1 Year (5 Years) | 4700 | 7% | 4371
46666 | Comnet | CNGE26FX2TX24MSPOE1 | Hardened 2FX Port 1000Mbps + 24 TX Port 1000Mbps Managed Switch, Power Over Ethernet (PoE+ 30w) Internal Power Supply | Ea |  | 1 Year (5 Years) | 3750 | 7% | 3487.5
46667 | Comnet | CNGE28FX4TX24MS2 | Hardened 4 FX SFP Ports 1000Mbps + 24 TX Port 1000Mbps Managed Switch, External Power Supply Required | Ea |  | 1 Year (5 Years) | 3150 | 7% | 2929.5
46668 | Comnet | CNGE28FX4TX24MSPOE2/48 | Hardened 4 Port 1000Mbps + 24 Port 100Mbps Managed Switch, Power Over Ethernet, POE+, Power Supply PS48VDC-10A recommended and sold separately | Ea |  | 1 Year (5 Years) | 4500 | 7% | 4185
46669 | Comnet | CNGE2FE4SMS | 6 Port Self-Managed Ethernet Switch 2 1000 FX SFP Ports, 4 10/100 TX Ports | Ea |  | 1 Year (5 Years) | 1155 | 7% | 1074.15
46670 | Comnet | CNGE2FE4SMSPoE | 6 Port Self-Managed Ethernet Switch 2 1000 FX SFP Ports, 4 10/100 TX Ports, PoE- Power over Ethernet. Power Supply PS48VDC-5A recommended and sold separately | Ea |  | 1 Year (5 Years) | 1365 | 7% | 1269.45
46671 | Comnet | CNGE2FE4SMSPoEHO | 6 Port Self-Managed Ethernet Switch 2 1000 FX SFP Ports, 4 10/100 TX Ports, PoE- Power over Ethernet.2 Ports 60w Poe, 2 Ports 30w PoE, Power Supply PS48VDC-5A recommended and sold separately | Ea |  | 1 Year (5 Years) | 1470 | 7% | 1367.1
46672 | Comnet | CNGE2FE8MSPOE+ | Hardened 2 Port 1000Mbps + 8 Port 100Mbps Managed Switch, Power Over Ethernet (PoE+ 30w), Power Supply PS48VDC-10A recommended and sold separately | Ea |  | 1 Year (5 Years) | 1750 | 7% | 1627.5
46673 | Comnet | CNGE2MC | 1000Mbps Media Converter | Ea |  | 1 Year (5 Years) | 925 | 7% | 860.25
46674 | Comnet | CNGE2MC-M | Small Size 1000 Mbps Media Converter | Ea |  | 1 Year (5 Years) | 925 | 7% | 860.25
46675 | Comnet | CNGE2MCPOEM | 1000Mbps Media Converter, Power Over Ethernet, 48V POE Power Supply Included | Ea |  | 1 Year (5 Years) | 1050 | 7% | 976.5
46676 | Comnet | CNGE3FE7MS2K | Hardened 3 Port 1000Mbps + 7 Port 10/100Mbps Managed Switch, kit includes hardened power supply PS-AMR2-12 and 2 SFP-6 | Ea |  | 1 Year (5 Years) | 2340 | 7% | 2176.2
46677 | Comnet | CNGE3FE7MS3 | Hardened 3 Port 1000Mbps + 7 Port 100Mbps Managed Switch, Includes Power Supply | Ea |  | 1 Year (5 Years) | 1950 | 7% | 1813.5
46678 | Comnet | CNGE3FE8MS | Hardened 3 FX SFP 100/1000/2500Mbps FX + 8Port 10/100Mbps TX Ports Managed Switch | Ea |  | 1 Year (5 Years) | 1750 | 7% | 1627.5
46679 | Comnet | CNGE3FE8MSK | Hardened 3 TX/FX SFP 1000Mbps + 8 Port 10/100Mbps TX Ports Managed Switch kit includes hardened power supply PS-AMR2-12 and 2 SFP-6 | Ea |  | 1 Year (5 Years) | 2390 | 7% | 2222.7
46680 | Comnet | CNGE3FE8MSPoE | Hardened 3 FX SFP 100/1000/2500Mbps FX + 8 Port 10/100Mbps TX Ports Managed Switch with 30 Watt PoE | Ea |  | 1 Year (5 Years) | 1800 | 7% | 1674
46681 | Comnet | CNGE3FE8MSPoE/24 | Hardened 3 FX SFP 100/1000/2500Mbps FX + 8 Port 10/100Mbps TX Ports Managed Switch with 30 Watt PoE with redundant 12/24VDC Power | Ea |  | 1 Year (5 Years) | 2000 | 7% | 1860
46682 | Comnet | CNGE3FE8MSPoEHO | Hardened 3 FX SFP 100/1000/2500Mbps FX + 8 Port 10/100Mbps TX Ports Managed Switch 60 Watt PoE | Ea |  | 1 Year (5 Years) | 2050 | 7% | 1906.5
46683 | Comnet | CNGE3FE8MSPoEHOK | Hardened 3 TX/FX SFP 1000Mbps + 8 Port 10/100Mbps TX Ports Managed Switch with 60 Watts PoE on 4 ports, 30W on 4 ports, kit includes two SFP-6 and a hardened power supply PS-DRA480-48 | Ea |  | 1 Year (5 Years) | 3640 | 7% | 3385.2
46684 | Comnet | CNGE3FE8MSPoEK | Hardened 3 TX/FX SFP 1000Mbps + 8 Port 10/100Mbps TX Ports Managed Switch with 30 Watt PoE on all 8 ports, kit includes two SFP-6 and a hardened power supply PS-DRA240-48 | Ea |  | 1 Year (5 Years) | 3075 | 7% | 2859.75
46685 | Comnet | CNGE4+2SMS/M | Six-port intelligent Self-Managed Ethernet Switch with light management functionality. Four 10/100/1000Base-T(X) copper ports and two 100/1000Base-FX SFP* ports. | Ea |  | 1 Year (5 Years) | 1350 | 7% | 1255.5
46686 | Comnet | CNGE4+2SMSPoE/M | Six-port intelligent Self-Managed Ethernet Switch with light management functionality. Four 10/100/1000Base-T(X) copper ports and two 100/1000Base-FX SFP* ports. Up to thirty (30) watts of power per port, Power Supply PS48VDC-5A recommended and sold separately | Ea |  | 1 Year (5 Years) | 1450 | 7% | 1348.5
46687 | Comnet | CNGE4+2SMSPoEHO/M | Six-port intelligent Self-Managed Ethernet Switch with light management functionality. Four 10/100/1000Base-T(X) copper ports and two 100/1000Base-FX SFP* ports. Up to sixty (60) watts of PoE, Power Supply PS48VDC-5A recommended and sold separately | Ea |  | 1 Year (5 Years) | 1550 | 7% | 1441.5
46688 | Comnet | CNGE4TX4US/M | Unmanaged Switch, 4 Port, 1000Mbps, 4 TX Ports | Ea |  | 1 Year (5 Years) | 700 | 7% | 651
46689 | Comnet | CNGE4US | Unmanaged Switch, 4 Port, 1000Mbps, SFP Sold Separately | Ea |  | 1 Year (5 Years) | 785 | 7% | 730.05
46690 | Comnet | CNGE5MS | Hardened 5 Port 1000Mbps Managed Switch, 2 TX/FX (SFP)Combo, 3 10/100/1000Mbps TX Ports, Includes Power Supply | Ea |  | 1 Year (5 Years) | 1100 | 7% | 1023
46691 | Comnet | CNGE8FX4TX4MS | Hardened 8 Port 1000Mbps Managed Switch, 4 Fiber (SFP), 4 Copper, Includes Power Supply | Ea |  | 1 Year (5 Years) | 2050 | 7% | 1906.5
46692 | Comnet | CNGE8MS | Hardened 8 Port 1000Mbps Managed Switch, 4 TX/FX (SFP)Combo, 4 Copper, Includes Power Supply | Ea |  | 1 Year (5 Years) | 2257.5 | 7% | 2099.475
46693 | Comnet | CNGE8MS/DIN | 8-Port 10/100/1000Mbps Hardened Managed Ethernet Switch | Ea |  | 1 Year (5 Years) | 1400 | 7% | 1302
46694 | Comnet | CNGE8US | Unmanaged Switch, 8 Port, 1000Mbps, SFP Sold Separately | Ea |  | 1 Year (5 Years) | 1260 | 7% | 1171.8
46695 | Comnet | CNMC2+1SFP | 2 Channel 10/100/1000 Mbps Ethernet Electrical To Optical Media Converter , SFP Sold Separately | Ea |  | 1 Year (5 Years) | 1315 | 7% | 1222.95
46696 | Comnet | CNMC2+1SFP/M | 2 Channel 10/100/1000 Mbps Ethernet Electrical To Optical Media Converter , small size. SFP Sold Separately | Ea |  | 1 Year (5 Years) | 1315 | 7% | 1222.95
46697 | Comnet | CNMC2SFP | Dual 10/100/1000Mbps Multi-Rate Media Converter, 100FX/1000FX Selectable | Ea |  | 1 Year (5 Years) | 1315 | 7% | 1222.95
46698 | Comnet | CNMC2SFPPoE | Dual 10/100/1000Mbps Multi-Rate Media Converter, 100FX/1000FX Selectable, PoE+ | Ea |  | 1 Year (5 Years) | 1400 | 7% | 1302
46699 | Comnet | CNMC4SFP | ComFit Quad 10/100/1000Mbps Multi-Rate Media Converter, 100FX/1000FX Selectable | Ea |  | 1 Year (5 Years) | 2000 | 7% | 1860
46700 | Comnet | CNMCSFP | 10/100/1000Mbps Multi-Rate Media Converter, 100FX/1000FX Selectable | Ea |  | 1 Year (5 Years) | 920 | 7% | 855.6
46701 | Comnet | CNMCSFP/M | 10/100/1000Mbps Multi-Rate Media Converter, 100FX/1000FX Selectable, Small Size | Ea |  | 1 Year (5 Years) | 920 | 7% | 855.6
46702 | Comnet | CNMCSFPPoE | 10/100/1000Mbps Multi-Rate Media Converter, 100FX/1000FX Selectable, PoE+ | Ea |  | 1 Year (5 Years) | 1000 | 7% | 930
46703 | Comnet | CNMCSFPPoE/M | 10/100/1000Mbps Multi-Rate Media Converter, 100FX/1000FX Selectable, Small Size, PoE+ | Ea |  | 1 Year (5 Years) | 1000 | 7% | 930
46704 | Comnet | CN-OBSM | 2-channel optical fiber bypass unit with 4 multi-mode ports, LC, -20 to 70°C operating temperature | Ea |  | 1 Year (5 Years) | 1450 | 7% | 1348.5
46705 | Comnet | CN-OBSS | 2-channel optical fiber bypass unit with 4 single-mode ports, LC, -20 to 70°C operating temperature | Ea |  | 1 Year (5 Years) | 1450 | 7% | 1348.5
46706 | Comnet | CNVETX1 | Hardened Single-Channel, H.264/MPEG-4/MPEG-2, and MJPEG Intelligent video Server/Video Encoder or Decoder Unit. PoE or +12 VDC Operating Power | Ea |  | 1 Year (5 Years) | 2625 | 7% | 2441.25
46707 | Comnet | COMPAK1031M1 | FVT/R131M1 Digitally Encoded Video + Bi-directional Data, mm, 1 fiber | Ea |  | 1 Year (5 Years) | 1365 | 7% | 1269.45
46708 | Comnet | COMPAK11M | Mini FVT/R11M Video, mm, 1 fiber | Ea |  | 1 Year (5 Years) | 420 | 7% | 390.6
46709 | Comnet | COMPAK15M2 | FVT/R15M2 Video + Reverse Data, mm, 2 fiber | Ea |  | 1 Year (5 Years) | 1000 | 7% | 930
46710 | Comnet | COMPAK1EOC | Small Size 10/100Mbps Media Converter Ethernet to Copper or COAX | Ea |  | 1 Year (5 Years) | 840 | 7% | 781.2
46711 | Comnet | COMPAK412M1 | FVT/R412M1 4 Channel Video + 2 Channel Data, mm, 1 fiber | Ea |  | 1 Year (5 Years) | 3675 | 7% | 3417.75
46712 | Comnet | COMPAK41M1 | FVT/R41M1 4 Channel Video, mm, 1 fiber | Ea |  | 1 Year (5 Years) | 2520 | 7% | 2343.6
46713 | Comnet | COMPAK4VB | Four FVT1C1BM1 and One FVR4C4BM4, mm, 4 fiber | Ea |  | 1 Year (5 Years) | 3045 | 7% | 2831.85
46714 | Comnet | COMPAK50M2 | Mini RS232/RS422 Point-to-Point Transceiver, mm, 1 fiber | Ea |  | 1 Year (5 Years) | 575 | 7% | 534.75
46715 | Comnet | COMPAK812M1 | FVT/R812M1 8 Channel Video + 2 Channel Data, mm, 1 fiber | Ea |  | 1 Year (5 Years) | 6615 | 7% | 6151.95
46716 | Comnet | COMPAK81M1 | FVT/R81M1 8 Channel Video, mm, 1 fiber | Ea |  | 1 Year (5 Years) | 5775 | 7% | 5370.75
46717 | Comnet | COMPAKFE2SCM2 | Commercial Grade 100Mbps Media Converters, SC Connector, Power Supply Included, mm, 2 fiber | Ea |  | 1 Year (5 Years) | 345 | 7% | 320.85
46718 | Comnet | CTS24+2 | CTS Commercial Grade Modular Ethernet Managed Switch Chassis with Power Supply | Ea |  | 1 Year (5 Years) | 2050 | 7% | 1906.5
46719 | Comnet | CTS24+2EOCPOE | CTS Chassis with 24 CopperLine® Ports with BNC Coaxial Cable Interface and 400 W PoE Power Supply | Ea |  | 1 Year (5 Years) | 5850 | 7% | 5440.5
46720 | Comnet | CTS24+2EOUPOE | CTS Chassis with 24 CopperLine® Ports with RJ-45 UTP Cable Interface and 400 W PoE Power Supply | Ea |  | 1 Year (5 Years) | 5125 | 7% | 4766.25
46721 | Comnet | CTS24+2POE | CTS Commercial Grade Modular Ethernet Managed Switch Chassis with 400 W Power Supply | Ea |  | 1 Year (5 Years) | 2500 | 7% | 2325
46722 | Comnet | CTS24+2POE1 | CTS Commercial Grade Modular Ethernet Managed Switch Chassis with 720 W Power Supply | Ea |  | 1 Year (5 Years) | 3000 | 7% | 2790
46723 | Comnet | CTS24+2SFP | CTS Chassis with 24 100 FX SFP Ports and Power Supply | Ea |  | 1 Year (5 Years) | 3625 | 7% | 3371.25
46724 | Comnet | CTS24+2TXPOE | CTS Chassis with 24 10/100 TX RJ-45 Standard Ports and 400 W PoE Power Supply | Ea |  | 1 Year (5 Years) | 4000 | 7% | 3720
46725 | Comnet | CTS8EOC | 8 Channel CopperLine® Module with BNC Coaxial Cable Interface | Ea |  | 1 Year (5 Years) | 1050 | 7% | 976.5
46726 | Comnet | CTS8EOU | 8 Channel CopperLine® Module with RJ-45 UTP Cable Interface | Ea |  | 1 Year (5 Years) | 900 | 7% | 837
46727 | Comnet | CTS8FESFP | 8 Channel 100 FX Module with SFP Interface | Ea |  | 1 Year (5 Years) | 525 | 7% | 488.25
46728 | Comnet | CTS8FETX | 8 Channel 10/100 TX Module with RJ-45 Interface | Ea |  | 1 Year (5 Years) | 500 | 7% | 465
46729 | Comnet | CWCHASSIS/US | 19inch rack mount chassis fitting 10 units. Specifically for CWGE2SFP and CWFE2SC models. Includes Power Supply | Ea |  | 1 Year (5 Years) | 900 | 7% | 837
46730 | Comnet | CWFE1002APOEM/M | Commercial Grade 100Mbps Media Converter, ST Connector, mm, 1 fiber, "A" Unit, (requires "A" and "B" units) 48V POE, Power Supply Included. 30w output | Ea |  | 1 Year (5 Years) | 725 | 7% | 674.25
46731 | Comnet | CWFE1002APOEMHO/M | Commercial Grade 100Mbps Media Converter, ST Connector, mm, 1 fiber, "A" Unit, (requires "A" and "B" units) 48V POE, Power Supply Included. 60w output | Ea |  | 1 Year (5 Years) | 840 | 7% | 781.2
46732 | Comnet | CWFE1002APOES/M | Commercial Grade 100Mbps Media Converter, ST Connector, sm, 1 fiber, "A" Unit, (requires "A" and "B" units) 48V POE, Power Supply Included. 30w output | Ea |  | 1 Year (5 Years) | 830 | 7% | 771.9
46733 | Comnet | CWFE1002APOESHO/M | Commercial Grade 100Mbps Media Converter, ST Connector, sm, 1 fiber, "A" Unit, (requires "A" and "B" units) 48V POE, Power Supply Included. 60w output | Ea |  | 1 Year (5 Years) | 945 | 7% | 878.85
46734 | Comnet | CWFE1002BPOEM/M | Commercial Grade 100Mbps Media Converter, ST Connector, mm, 1 fiber, "B" Unit, (requires "A" and "B" units) 48V POE, Power Supply Included. 30w output | Ea |  | 1 Year (5 Years) | 725 | 7% | 674.25
46735 | Comnet | CWFE1002BPOEMHO/M | Commercial Grade 100Mbps Media Converter, ST Connector, mm, 1 fiber, "B" Unit, (requires "A" and "B" units) 48V POE, Power Supply Included. 60w output | Ea |  | 1 Year (5 Years) | 840 | 7% | 781.2
46736 | Comnet | CWFE1002BPOES/M | Commercial Grade 100Mbps Media Converter, ST Connector, sm, 1 fiber, "B" Unit, (requires "A" and "B" units) 48V POE, Power Supply Included. 30w output | Ea |  | 1 Year (5 Years) | 830 | 7% | 771.9
46737 | Comnet | CWFE1002BPOESHO/M | Commercial Grade 100Mbps Media Converter, ST Connector, sm, 1 fiber, "B" Unit, (requires "A" and "B" units) 48V POE, Power Supply Included. 60w output | Ea |  | 1 Year (5 Years) | 945 | 7% | 878.85
46738 | Comnet | CWFE1003POEM/M | Commercial Grade 100Mbps Media Converter, SC Connector, mm, 2 fiber, 48V POE, Power Supply Included. 30w output | Ea |  | 1 Year (5 Years) | 710 | 7% | 660.3
46739 | Comnet | CWFE1003POEMHO/M | Commercial Grade 100Mbps Media Converter, SC Connector, sm, 2 fiber, 48V POE, Power Supply Included. 60w output | Ea |  | 1 Year (5 Years) | 815 | 7% | 757.95
46740 | Comnet | CWFE1003POES/M | Commercial Grade 100Mbps Media Converter, SC Connector, sm, 2 fiber, 48V POE, Power Supply Included. 30w output | Ea |  | 1 Year (5 Years) | 815 | 7% | 757.95
46741 | Comnet | CWFE1003POESHO/M | Commercial Grade 100Mbps Media Converter, SC Connector, mm, 2 fiber, 48V POE, Power Supply Included. 60w output | Ea |  | 1 Year (5 Years) | 920 | 7% | 855.6
46742 | Comnet | CWFE1004APOEM/M | Commercial Grade 100Mbps Media Converter, SC Connector, mm, 1 fiber, "A" Unit, (requires "A" and "B" units) 48V POE, Power Supply Included. 30w output | Ea |  | 1 Year (5 Years) | 725 | 7% | 674.25
46743 | Comnet | CWFE1004APOEMHO/M | Commercial Grade 100Mbps Media Converter, SC Connector, mm, 1 fiber, "A" Unit, (requires "A" and "B" units) 48V POE, Power Supply Included. 60w output | Ea |  | 1 Year (5 Years) | 840 | 7% | 781.2
46744 | Comnet | CWFE1004APOES/M | Commercial Grade 100Mbps Media Converter, SC Connector, sm, 1 fiber, "A" Unit, (requires "A" and "B" units) 48V POE, Power Supply Included. 30w output | Ea |  | 1 Year (5 Years) | 830 | 7% | 771.9
46745 | Comnet | CWFE1004APOESHO/M | Commercial Grade 100Mbps Media Converter, SC Connector, sm, 1 fiber, "A" Unit, (requires "A" and "B" units) 48V POE, Power Supply Included. 60w output | Ea |  | 1 Year (5 Years) | 945 | 7% | 878.85
46746 | Comnet | CWFE1004BPOEM/M | Commercial Grade 100Mbps Media Converter, SC Connector, mm, 1 fiber, "B" Unit, (requires "A" and "B" units) 48V POE, Power Supply Included. 30w output | Ea |  | 1 Year (5 Years) | 725 | 7% | 674.25
46747 | Comnet | CWFE1004BPOEMHO/M | Commercial Grade 100Mbps Media Converter, SC Connector, mm, 1 fiber, "B" Unit, (requires "A" and "B" units) 48V POE, Power Supply Included. 60w output | Ea |  | 1 Year (5 Years) | 840 | 7% | 781.2
46748 | Comnet | CWFE1004BPOES/M | Commercial Grade 100Mbps Media Converter, SC Connector, sm, 1 fiber, "B" Unit, (requires "A" and "B" units) 48V POE, Power Supply Included. 30w output | Ea |  | 1 Year (5 Years) | 830 | 7% | 771.9
46749 | Comnet | CWFE1004BPOESHO/M | Commercial Grade 100Mbps Media Converter, SC Connector, sm, 1 fiber, "B" Unit, (requires "A" and "B" units) 48V POE, Power Supply Included. 60w output | Ea |  | 1 Year (5 Years) | 945 | 7% | 878.85
46750 | Comnet | CWFE1005POEM/M | Commercial Grade 100Mbps Media Converter, ST Connector, mm, 2 fiber, 48V POE, Power Supply Included. 30w output | Ea |  | 1 Year (5 Years) | 815 | 7% | 757.95
46751 | Comnet | CWFE1005POEMHO/M | Commercial Grade 100Mbps Media Converter, ST Connector, sm, 2 fiber, 48V POE, Power Supply Included. 60w output | Ea |  | 1 Year (5 Years) | 920 | 7% | 855.6
46752 | Comnet | CWFE1005POES/M | Commercial Grade 100Mbps Media Converter, ST Connector, sm, 2 fiber, 48V POE, Power Supply Included. 30w output | Ea |  | 1 Year (5 Years) | 815 | 7% | 757.95
46753 | Comnet | CWFE1005POESHO/M | Commercial Grade 100Mbps Media Converter, ST Connector, mm, 2 fiber, 48V POE, Power Supply Included. 60w output | Ea |  | 1 Year (5 Years) | 920 | 7% | 855.6
46754 | Comnet | CWFE1COAX | 10/100Mbps Media Converter, Commercial Grade Ethernet to COAX | Ea |  | 1 Year (5 Years) | 295 | 7% | 274.35
46755 | Comnet | CWFE1COAXM | Small Size 10/100Mbps Media Converter, Commercial Grade Ethernet to COAX | Ea |  | 1 Year (5 Years) | 295 | 7% | 274.35
46756 | Comnet | CWFE2COAX | Dual 10/100Mbps Media Converter, Commercial Grade Ethernet to COAX | Ea |  | 1 Year (5 Years) | 420 | 7% | 390.6
46757 | Comnet | CWFE2SCM2 | Commercial Grade 100Mbps Media Converter, SC Connector, mm, 2 fiber, Power Supply Included | Ea |  | 1 Year (5 Years) | 180 | 7% | 167.4
46758 | Comnet | CWFE2SCS2 | Commercial Grade 100Mbps Media Converter, sm, 2 fiber, SC Connector, Power Supply Included | Ea |  | 1 Year (5 Years) | 235 | 7% | 218.55
46759 | Comnet | CWFE8MS/DIN | Industrial Grade Managed Ethernet Switch with (8) 10/100TX Ports | Ea |  | 1 Year (5 Years) | 630 | 7% | 585.9
46760 | Comnet | CWFE8TX8MS | 8 Port 10/100Mbps Managed Switch, 8 Copper Tx, Commercial Grade, Internal Power Supply | Ea |  | 1 Year (5 Years) | 420 | 7% | 390.6
46761 | Comnet | CWGE10FX2TX8MS | Commercial Grade Managed Layer2 Ethernet Switch With 8 × 10/100/1000Base-TX + 2 × 100/1000Base-FX SFP Ports, Internal Power Supply | Ea |  | 1 Year (5 Years) | 900 | 7% | 837
46762 | Comnet | CWGE10FX2TX8MSPoE | Commercial Grade Managed Layer2 Ethernet Switch With 8 × 10/100/1000Base-TX PoE ports + 2 × 100/1000Base-FX SFP Ports, Internal Power Supply | Ea |  | 1 Year (5 Years) | 1050 | 7% | 976.5
46763 | Comnet | CWGE24MOD/8FXSCM1 | 8 Port 10/100/1000Mbps FX MM Fiber SC Connector | Ea |  | 1 Year (5 Years) | 1365 | 7% | 1269.45
46764 | Comnet | CWGE24MOD/8FXSCS1 | 8 Port 10/100/1000Mbps FX SM Fiber SC Connector | Ea |  | 1 Year (5 Years) | 1575 | 7% | 1464.75
46765 | Comnet | CWGE24MOD/8FXSFP | 8 Port 10/100/1000Mbps FX SFP Connector | Ea |  | 1 Year (5 Years) | 500 | 7% | 465
46766 | Comnet | CWGE24MOD/8TX | 8 Port 10/100/1000Mbps TX module | Ea |  | 1 Year (5 Years) | 475 | 7% | 441.75
46767 | Comnet | CWGE24MOD/8TX4SFP4 | 8 Port 10/100/1000Mbps, 4 TX, 4 SFP Connector | Ea |  | 1 Year (5 Years) | 550 | 7% | 511.5
46768 | Comnet | CWGE24MODMS/Chassis | Modular 24 Port Managed Switch, Commercial Grade, Internal Power Supply | Ea |  | 1 Year (5 Years) | 2100 | 7% | 1953
46769 | Comnet | CWGE24MS2 | Commercial Grade 24 Port 1000Mbps Managed Switch, 20 TX/FX (SFP)Combo Ports, 4 1000Mbps FX Ports, Includes Power Supply | Ea |  | 1 Year (5 Years) | 3675 | 7% | 3417.75
46770 | Comnet | CWGE26FX2TX24MS | Commercial Grade 26 Port Gbps Managed Switch, 24 10/100/1000Mbps TX Ports, 2 1000Mbps TX/SFP FX Combo Ports. Internal Power Supply | Ea |  | 1 Year (5 Years) | 2000 | 7% | 1860
46771 | Comnet | CWGE26FX2TX24MSPoE+ | Commercial Grade 26 Port Gbps Managed Switch, 24 10/100/1000Mbps TX Ports with PoE, 2 1000Mbps TX/SFP FX Combo Ports. Internal Power Supply | Ea |  | 1 Year (5 Years) | 2310 | 7% | 2148.3
46772 | Comnet | CWGE2FE8MSPOE+ | Commercial Grade Managed Ethernet Switch: (8) 10/100TX Power Over Ethernet (PoE+) Ports + (2) 10/100/1000TX or 1000FX SFP Ports, Power Supply Included | Ea |  | 1 Year (5 Years) | 840 | 7% | 781.2
46773 | Comnet | CWGE2SFP | Commercial Grade 10/100/1000 Mbps Ethernet Media Converter, SFP not included, Power Supply Included | Ea |  | 1 Year (5 Years) | 230 | 7% | 213.9
46774 | Comnet | CWGE2SFPM2 | Commercial Grade 10/100/1000 Mbps Ethernet Media Converter, LC Connectors, 2 Fibers, Multimode, 850 nm, 7.5 db, 550 m Max distance, Power Supply Included | Ea |  | 1 Year (5 Years) | 265 | 7% | 246.45
46775 | Comnet | CWGE2SFPS2 | Commercial Grade 10/100/1000 Mbps Ethernet Media Converter, LC Connectors, 2 Fibers, Singlemode, 1310 nm, 16 db, 15 km Max distance, Power Supply Included | Ea |  | 1 Year (5 Years) | 275 | 7% | 255.75
46776 | Comnet | CWGE9MS | 9 Port 1000Mbps Managed Switch, 8 Elec, 2 Elec or SFP Optical, 120 VAC, Commercial Grade, Internal Power Supply | Ea |  | 1 Year (5 Years) | 840 | 7% | 781.2
46777 | Comnet | CWMCFESFPPoE30/m | Commercial Grade 100Mbps Media Converter, SFP Required, 48V POE, Power Supply Included. 30w output | Ea |  | 1 Year (5 Years) | 605 | 7% | 562.65
46778 | Comnet | CWMCFESFPPoE60/m | Commercial Grade 100Mbps Media Converter, SFP Required, 48V POE, Power Supply Included. 60w output | Ea |  | 1 Year (5 Years) | 710 | 7% | 660.3
46779 | Comnet | CWPOEIPS-15 | 48VDC 802.3af Power Injector 15w | Ea |  | 1 Year (5 Years) | 102 | 7% | 94.86
46780 | Comnet | DCPM-1 | A versatile linear module designed to work in conjunction with standard power supplies. This module supplies separate voltage outputs of 6-26 VDC 1A to peripheral access control devices such as a 12 VDC PIM400-485-VBB wireless module and reader interfaces. Modules can be paralleled together for higher output. Dimensions: 2.4" x 1.1" x 2". | Ea |  | 1 Year (5 Years) | 42 | 7% | 39.06
46781 | Comnet | DINBKT1 | ComFit Module to DIN Rail Adapter Plate | Ea |  | 1 Year (5 Years) | 26 | 7% | 24.18
46782 | Comnet | DINBKT2 | ComFit Module to DIN Rail Adapter Plate - medium size | Ea |  | 1 Year (5 Years) | 26 | 7% | 24.18
46783 | Comnet | DINBKT4 | Universal DIN-Rail mount adapter kit that allow the ComNet product to be mounted on the adaptor in a vertical axis configuration | Ea |  | 1 Year (5 Years) | 26 | 7% | 24.18
46784 | Comnet | eConsole100 | cccccccccccccc | Ea |  | 1 Year (5 Years) | 2625 | 7% | 2441.25
46785 | Comnet | eConsole250 | eConsole Network Management Windows Utility Suite for ComNet Ethernet Switches up to 250 Switches | Ea |  | 1 Year (5 Years) | 5905 | 7% | 5491.65
46786 | Comnet | eConsole500 | eConsole Network Management Windows Utility Suite for ComNet Ethernet Switches up to 500 Switches | Ea |  | 1 Year (5 Years) | 9185 | 7% | 8542.05
46787 | Comnet | EXP100/C | Expansion Interface Module, central | Ea |  | 1 Year (5 Years) | 390 | 7% | 362.7
46788 | Comnet | EXP100/R | Expansion Interface Module, remote | Ea |  | 1 Year (5 Years) | 390 | 7% | 362.7
46789 | Comnet | FDC10M1A | Bi-directional Contact Closure Transceiver, mm, 1 fiber, Small Size | Ea |  | 1 Year (5 Years) | 500 | 7% | 465
46790 | Comnet | FDC10M1B | Bi-directional Contact Closure Transceiver, mm, 1 fiber, Small Size | Ea |  | 1 Year (5 Years) | 500 | 7% | 465
46791 | Comnet | FDC10RM1A | Bi-directional Contact Closure Transceiver, mm, 1 fiber | Ea |  | 1 Year (5 Years) | 500 | 7% | 465
46792 | Comnet | FDC10RM1B | Bi-directional Contact Closure Transceiver, mm, 1 fiber | Ea |  | 1 Year (5 Years) | 500 | 7% | 465
46793 | Comnet | FDC10RS1A | Bi-directional Contact Closure Transceiver, sm, 1 fiber | Ea |  | 1 Year (5 Years) | 950 | 7% | 883.5
46794 | Comnet | FDC10RS1B | Bi-directional Contact Closure Transceiver, sm, 1 fiber | Ea |  | 1 Year (5 Years) | 950 | 7% | 883.5
46795 | Comnet | FDC10S1A | Bi-directional Contact Closure Transceiver, sm, 1 fiber, Small Size | Ea |  | 1 Year (5 Years) | 950 | 7% | 883.5
46796 | Comnet | FDC10S1B | Bi-directional Contact Closure Transceiver, sm, 1 fiber, Small Size | Ea |  | 1 Year (5 Years) | 950 | 7% | 883.5
46797 | Comnet | FDC1M | One Channel Fiber Optic Cable Break Monitor, mm, 1 fiber | Ea |  | 1 Year (5 Years) | 370 | 7% | 344.1
46798 | Comnet | FDC1S | One Channel Fiber Optic Cable Break Monitor, sm, 1 fiber | Ea |  | 1 Year (5 Years) | 525 | 7% | 488.25
46799 | Comnet | FDC24NL | 24-Channel Duplex Contact Closure Transceiver (Non-Latching Relays), RS-422 Interface | Ea |  | 1 Year (5 Years) | 1025 | 7% | 953.25
46800 | Comnet | FDC24NLSFP | 4-Channel Duplex Contact Closure Transceiver (Non-Latching Relays), SFP Interface | Ea |  | 1 Year (5 Years) | 1050 | 7% | 976.5
46801 | Comnet | FDC2M | Two Channel Fiber Optic Cable Break Monitor, mm, 2 fiber | Ea |  | 1 Year (5 Years) | 420 | 7% | 390.6
46802 | Comnet | FDC2S | Two Channel Fiber Optic Cable Break Monitor, sm, 2 fiber | Ea |  | 1 Year (5 Years) | 575 | 7% | 534.75
46803 | Comnet | FDC80NLRM1 | 8 Channel Contact Closure Receiver, Non-Latching, mm, 1 fiber | Ea |  | 1 Year (5 Years) | 1415 | 7% | 1315.95
46804 | Comnet | FDC80NLRS1 | 8 Channel Contact Closure Receiver, Non-Latching, sm, 1 fiber | Ea |  | 1 Year (5 Years) | 1575 | 7% | 1464.75
46805 | Comnet | FDC80R485 | 8 Channel Contact Closure Receiver (RS485) | Ea |  | 1 Year (5 Years) | 1000 | 7% | 930
46806 | Comnet | FDC80RM1 | 8 Channel Contact Closure Receiver, mm, 1 fiber | Ea |  | 1 Year (5 Years) | 1155 | 7% | 1074.15
46807 | Comnet | FDC80RNLR485 | 8 Channel Contact Closure Receiver (RS485), Non-Latching, | Ea |  | 1 Year (5 Years) | 1470 | 7% | 1367.1
46808 | Comnet | FDC80RS1 | 8 Channel Contact Closure Receiver, sm, 1 fiber | Ea |  | 1 Year (5 Years) | 1155 | 7% | 1074.15
46809 | Comnet | FDC80T485 | 8 Channel Contact Closure Transmitter (RS485) | Ea |  | 1 Year (5 Years) | 1390 | 7% | 1292.7
46810 | Comnet | FDC80TM1 | 8 Channel Contact Closure Transmitter, mm, 1 fiber | Ea |  | 1 Year (5 Years) | 1550 | 7% | 1441.5
46811 | Comnet | FDC80TS1 | 8 Channel Contact Closure Transmitter, sm, 1 fiber | Ea |  | 1 Year (5 Years) | 1705 | 7% | 1585.65
46812 | Comnet | FDC8ISOTM1 | 8 Channel Contact Closure Transmitter, mm, 1 fiber, Isolated | Ea |  | 1 Year (5 Years) | 1260 | 7% | 1171.8
46813 | Comnet | FDC8ISOTS1 | 8 Channel Contact Closure Transmitter, sm, 1 fiber, Isolated | Ea |  | 1 Year (5 Years) | 1415 | 7% | 1315.95
46814 | Comnet | FDC8NLRM1 | 8 Channel Contact Closure Receiver, Non-Latching, mm, 1 fiber | Ea |  | 1 Year (5 Years) | 1260 | 7% | 1171.8
46815 | Comnet | FDC8NLRS1 | 8 Channel Contact Closure Receiver, Non-Latching, sm, 1 fiber | Ea |  | 1 Year (5 Years) | 1415 | 7% | 1315.95
46816 | Comnet | FDC8R232 | 8 Channel Contact Closure Receiver (RS232) | Ea |  | 1 Year (5 Years) | 710 | 7% | 660.3
46817 | Comnet | FDC8RM1 | 8 Channel Contact Closure Receiver, mm, 1 fiber | Ea |  | 1 Year (5 Years) | 735 | 7% | 683.55
46818 | Comnet | FDC8RS1 | 8 Channel Contact Closure Receiver, sm, 1 fiber | Ea |  | 1 Year (5 Years) | 920 | 7% | 855.6
46819 | Comnet | FDC8T232 | 8 Channel Contact Closure Transmitter (RS232) | Ea |  | 1 Year (5 Years) | 710 | 7% | 660.3
46820 | Comnet | FDC8TM1 | 8 Channel Contact Closure Transmitter, mm, 1 fiber | Ea |  | 1 Year (5 Years) | 735 | 7% | 683.55
46821 | Comnet | FDC8TS1 | 8 Channel Contact Closure Transmitter, sm, 1 fiber | Ea |  | 1 Year (5 Years) | 920 | 7% | 855.6
46822 | Comnet | FDW1000M/C | Fiber Optic Wiegand Data Link Extender, mm, 1 fiber, central | Ea |  | 1 Year (5 Years) | 1155 | 7% | 1074.15
46823 | Comnet | FDW1000M/R | Fiber Optic Wiegand Data Link Extender, mm, 1 fiber, remote | Ea |  | 1 Year (5 Years) | 1155 | 7% | 1074.15
46824 | Comnet | FDW1000S/C | Fiber Optic Wiegand Data Link Extender, sm, 1 fiber, central | Ea |  | 1 Year (5 Years) | 1325 | 7% | 1232.25
46825 | Comnet | FDW1000S/R | Fiber Optic Wiegand Data Link Extender, sm, 1 fiber, remote | Ea |  | 1 Year (5 Years) | 1325 | 7% | 1232.25
46826 | Comnet | FDX2HSDM1A/M | Dual High Speed RS485 Data Transceiver “A” End Point MM | Ea |  | 1 Year (5 Years) | 614 | 7% | 571.02
46827 | Comnet | FDX2HSDM1B/M | Dual High Speed RS485 Data Transceiver “B” End Point MM | Ea |  | 1 Year (5 Years) | 614 | 7% | 571.02
46828 | Comnet | FDX2HSDM2/M | Dual High Speed RS485 Data Transceiver, Repeater | Ea |  | 1 Year (5 Years) | 1155 | 7% | 1074.15
46829 | Comnet | FDX2HSDS1A/M | Dual High Speed RS485 Data Transceiver “A” End Point SM | Ea |  | 1 Year (5 Years) | 824 | 7% | 766.32
46830 | Comnet | FDX2HSDS1B/M | Dual High Speed RS485 Data Transceiver “B” End Point SM | Ea |  | 1 Year (5 Years) | 824 | 7% | 766.32
46831 | Comnet | FDX2HSDS2/M | Dual High Speed RS485 Data Transceiver, Repeater | Ea |  | 1 Year (5 Years) | 1365 | 7% | 1269.45
46832 | Comnet | FDX4DM1A | Four-Channel RS232/422/485 2&4W Bi-directional Universal Data Transceiver, mm, 1 fiber, A end | Ea |  | 1 Year (5 Years) | 1260 | 7% | 1171.8
46833 | Comnet | FDX4DM1B | Four-Channel RS232/422/485 2&4W Bi-directional Universal Data Transceiver, mm, 1 fiber, B end | Ea |  | 1 Year (5 Years) | 1260 | 7% | 1171.8
46834 | Comnet | FDX4DS1A | Four-Channel RS232/422/485 2&4W Bi-directional Universal Data Transceiver, sm, 1 fiber, A end | Ea |  | 1 Year (5 Years) | 1470 | 7% | 1367.1
46835 | Comnet | FDX4DS1B | Four-Channel RS232/422/485 2&4W Bi-directional Universal Data Transceiver, sm, 1 fiber, B end | Ea |  | 1 Year (5 Years) | 1470 | 7% | 1367.1
46836 | Comnet | FDX55M1 | RS232/422 DB25 Repeater, 1310/1550nm, RTS/CTS Timer + Anti-Streaming, mm, 1 fiber | Ea |  | 1 Year (5 Years) | 1600 | 7% | 1488
46837 | Comnet | FDX55M2 | RS232/422 DB25 Repeater, 1310 Nm, RTS/CTS Timer + Anti-Streaming, mm, 2 fiber | Ea |  | 1 Year (5 Years) | 1495 | 7% | 1390.35
46838 | Comnet | FDX55M28 | RS232/422 DB25 Repeater, 850 Nm, RTS/CTS Timer + Anti-Streaming, mm, 2 fiber | Ea |  | 1 Year (5 Years) | 865 | 7% | 804.45
46839 | Comnet | FDX55M2E | RS232/422, DB25 Repeater, 1310 Nm, RTS/CTS Timer + Anti-Streaming, End Point, sm, 1 fiber | Ea |  | 1 Year (5 Years) | 680 | 7% | 632.4
46840 | Comnet | FDX55S1 | RS232/422 DB25 Repeater, 1310/1550nm, RTS/CTS Timer + Anti-Streaming, sm, 1 fiber | Ea |  | 1 Year (5 Years) | 2200 | 7% | 2046
46841 | Comnet | FDX55S1AE | RS232/422 DB25 Repeater, 1310/1550 Nm, RTS/CTS Timer + Anti-Streaming, End Point, sm, 1 fiber | Ea |  | 1 Year (5 Years) | 1890 | 7% | 1757.7
46842 | Comnet | FDX55S1BE | RS232/422, DB25 Repeater, 1310/1550 Nm, RTS/CTS Timer + Anti-Streaming, End Point, sm, 1 fiber | Ea |  | 1 Year (5 Years) | 1890 | 7% | 1757.7
46843 | Comnet | FDX55S2 | RS232/422 DB25 Repeater, 1310 Nm, RTS/CTS Timer + Anti-Streaming, sm, 2 fiber | Ea |  | 1 Year (5 Years) | 1890 | 7% | 1757.7
46844 | Comnet | FDX55S2E | RS232/422, DB25 Repeater, 1310 Nm, RTS/CTS Timer + Anti-Streaming, End Point, sm, 1 fiber | Ea |  | 1 Year (5 Years) | 1415 | 7% | 1315.95
46845 | Comnet | FDX57M1 | RS232/422/485 2&4W Digitally Encoded Self-Healing Ring, mm, 1 fiber | Ea |  | 1 Year (5 Years) | 1575 | 7% | 1464.75
46846 | Comnet | FDX57S1 | RS232/422/485 2&4W Digitally Encoded Self-Healing Ring, sm, 1 fiber | Ea |  | 1 Year (5 Years) | 2520 | 7% | 2343.6
46847 | Comnet | FDX60M1A | RS232/422/485 2&4W Bi-directional Universal Data Transceiver, mm, 1 fiber | Ea |  | 1 Year (5 Years) | 840 | 7% | 781.2
46848 | Comnet | FDX60M1AM | Small Size RS232/422/485 2&4W Bi-directional Universal Data Transceiver, mm, 1 fiber | Ea |  | 1 Year (5 Years) | 840 | 7% | 781.2
46849 | Comnet | FDX60M1B | RS232/422/485 2&4W Bi-directional Universal Data Transceiver, mm, 1 fiber | Ea |  | 1 Year (5 Years) | 840 | 7% | 781.2
46850 | Comnet | FDX60M1BM | Small Size RS232/422/485 2&4W Bi-directional Universal Data Transceiver, mm, 1 fiber | Ea |  | 1 Year (5 Years) | 840 | 7% | 781.2
46851 | Comnet | FDX60M2 | RS232/422/485 2&4W Bi-directional Universal Data Transceiver, mm, 2 fiber | Ea |  | 1 Year (5 Years) | 475 | 7% | 441.75
46852 | Comnet | FDX60M2M | Small Size RS232/422/485 2&4W Bi-directional Universal Data Transceiver, mm, 2 fiber | Ea |  | 1 Year (5 Years) | 475 | 7% | 441.75
46853 | Comnet | FDX60S1A | RS232/422/485 2&4W Bi-directional Universal Data Transceiver, sm, 1 fiber | Ea |  | 1 Year (5 Years) | 1050 | 7% | 976.5
46854 | Comnet | FDX60S1AM | Small Size RS232/422/485 2&4W Bi-directional Universal Data Transceiver, sm, 1 fiber | Ea |  | 1 Year (5 Years) | 1050 | 7% | 976.5
46855 | Comnet | FDX60S1B | RS232/422/485 2&4W Bi-directional Universal Data Transceiver, sm, 1 fiber | Ea |  | 1 Year (5 Years) | 1050 | 7% | 976.5
46856 | Comnet | FDX60S1BM | Small Size RS232/422/485 2&4W Bi-directional Universal Data Transceiver, sm, 1 fiber | Ea |  | 1 Year (5 Years) | 1050 | 7% | 976.5
46857 | Comnet | FDX60S2 | RS232/422/485 2&4W Bi-directional Universal Data Transceiver, sm, 1 fiber | Ea |  | 1 Year (5 Years) | 840 | 7% | 781.2
46858 | Comnet | FDX60S2M | Small Size RS232/422/485 2&4W Bi-directional Universal Data Transceiver, sm, 1 fiber | Ea |  | 1 Year (5 Years) | 840 | 7% | 781.2
46859 | Comnet | FDX70EAM1 | Universal Data Point To Point “A” End, 1 Fiber, MM | Ea |  | 1 Year (5 Years) | 840 | 7% | 781.2
46860 | Comnet | FDX70EAS1 | Universal Data Point To Point “A” End, 1 Fiber, SM | Ea |  | 1 Year (5 Years) | 1050 | 7% | 976.5
46861 | Comnet | FDX70EBM1 | Universal Data Point To Point “B” End, 1 Fiber, MM | Ea |  | 1 Year (5 Years) | 840 | 7% | 781.2
46862 | Comnet | FDX70EBS1 | Universal Data Point To Point “B” End, 1 Fiber, SM | Ea |  | 1 Year (5 Years) | 1050 | 7% | 976.5
46863 | Comnet | FDX72M1 | Universal Data Drop & Repeat, 1 Fiber, MM | Ea |  | 1 Year (5 Years) | 1155 | 7% | 1074.15
46864 | Comnet | FDX72M1SHR | Universal Data Self Healing Ring | Ea |  | 1 Year (5 Years) | 1575 | 7% | 1464.75
46865 | Comnet | FDX72S1 | Universal Data Drop & Repeat, 1 Fiber, SM | Ea |  | 1 Year (5 Years) | 1365 | 7% | 1269.45
46866 | Comnet | FDX72S1SHR | Universal Data Self Healing Ring | Ea |  | 1 Year (5 Years) | 2520 | 7% | 2343.6
46867 | Comnet | FDXT1/E1M1(A) | Fiber optic T1, E1 (CCITT) Transceiver, mm, 1 fiber | Ea |  | 1 Year (5 Years) | 840 | 7% | 781.2
46868 | Comnet | FDXT1/E1M1(B) | Fiber optic T1, E1 (CCITT) Transceiver, mm, 1 fiber | Ea |  | 1 Year (5 Years) | 840 | 7% | 781.2
46869 | Comnet | FDXT1/E1S1(A) | Fiber optic T1, E1 (CCITT) Transceiver, sm, 1 fiber | Ea |  | 1 Year (5 Years) | 1260 | 7% | 1171.8
46870 | Comnet | FDXT1/E1S1(B) | Fiber optic T1, E1 (CCITT) Transceiver, sm, 1 fiber | Ea |  | 1 Year (5 Years) | 1260 | 7% | 1171.8
46871 | Comnet | FRA2C1M1 | Simplex Audio + Contact Closure, Receiver, mm, 1 fiber | Ea |  | 1 Year (5 Years) | 370 | 7% | 344.1
46872 | Comnet | FRA2C1S1 | Simplex Audio + Contact Closure, Receiver, sm, 1 fiber | Ea |  | 1 Year (5 Years) | 840 | 7% | 781.2
46873 | Comnet | FTA2C1M1 | Simplex Audio + Contact Closure, Transmitter, mm, 1 fiber | Ea |  | 1 Year (5 Years) | 370 | 7% | 344.1
46874 | Comnet | FTA2C1S1 | Simplex Audio + Contact Closure, Transmitter, sm, 1 fiber | Ea |  | 1 Year (5 Years) | 840 | 7% | 781.2
46875 | Comnet | FVR10 | Video Receiver With Manual Gain Control, mm, 1 fiber | Ea |  | 1 Year (5 Years) | 250 | 7% | 232.5
46876 | Comnet | FVR1001M1 | Digitally Encoded Video Receiver, 10-Bit, mm, 1 fiber | Ea |  | 1 Year (5 Years) | 630 | 7% | 585.9
46877 | Comnet | FVR1001S1 | Digitally Encoded Video Receiver, 10-Bit, sm, 1 fiber | Ea |  | 1 Year (5 Years) | 785 | 7% | 730.05
46878 | Comnet | FVR1010M1SHR | Digitally Encoded Video Receiver/Data Transceiver, SHR, mm, 1 fiber | Ea |  | 1 Year (5 Years) | 2310 | 7% | 2148.3
46879 | Comnet | FVR1010S1SHR | Digitally Encoded Video Receiver/Data Transceiver, SHR, sm, 1 fiber | Ea |  | 1 Year (5 Years) | 2520 | 7% | 2343.6
46880 | Comnet | FVR1014M1 | Digitally Encoded Video Receiver + 4 Bi-directional Data Channels, mm, 1 fiber | Ea |  | 1 Year (5 Years) | 1470 | 7% | 1367.1
46881 | Comnet | FVR1014S1 | Digitally Encoded Video Receiver + 4 Bi-directional Data Channels, sm, 1 fiber | Ea |  | 1 Year (5 Years) | 2310 | 7% | 2148.3
46882 | Comnet | FVR1021M1 | Digitally Encoded Video Receiver/Data Transmitter, 10-Bit, mm, 1 fiber | Ea |  | 1 Year (5 Years) | 815 | 7% | 757.95
46883 | Comnet | FVR1021S1 | Digitally Encoded Video Receiver/Data Transmitter, 10-Bit, sm, 1 fiber | Ea |  | 1 Year (5 Years) | 1100 | 7% | 1023
46884 | Comnet | FVR1031M1 | Digitally Encoded Video Receiver/ Data Transceiver, mm, 1 fiber, | Ea |  | 1 Year (5 Years) | 1000 | 7% | 930
46885 | Comnet | FVR1031S1 | Digitally Encoded Video Receiver/ Data Transceiver, sm, 1 fiber, | Ea |  | 1 Year (5 Years) | 1415 | 7% | 1315.95
46886 | Comnet | FVR107M1 | Digitally Encoded Video Receiver, 10-Bit + Bi-directional Data Channel/ Dual Optical Port Redundant Point-to-Point Configuration + 8 Contact Closures, mm, 1 fiber | Ea |  | 1 Year (5 Years) | 2310 | 7% | 2148.3
46887 | Comnet | FVR107S1 | Digitally Encoded Video Receiver, 10-Bit + Bi-directional Data Channel/ Dual Optical Port Redundant Point-to-Point Configuration + 8 Contact Closures, sm, 1 fiber | Ea |  | 1 Year (5 Years) | 2625 | 7% | 2441.25
46888 | Comnet | FVR10C1M1 | Digitally Encoded Video Receiver and Contact Closure, 10 Bit, mm, 1 fiber, | Ea |  | 1 Year (5 Years) | 475 | 7% | 441.75
46889 | Comnet | FVR10C1M1/M | Digitally Encoded Video Receiver and Contact Closure, 10 Bit, mm, 1 fiber | Ea |  | 1 Year (5 Years) | 475 | 7% | 441.75
46890 | Comnet | FVR10C1S1 | Digitally Encoded Video Receiver and Contact Closure, 10-Bit, sm, 1 fiber, | Ea |  | 1 Year (5 Years) | 575 | 7% | 534.75
46891 | Comnet | FVR10C1S1/M | Digitally Encoded Video Receiver and Contact Closure, 10-Bit, sm, 1 fiber | Ea |  | 1 Year (5 Years) | 575 | 7% | 534.75
46892 | Comnet | FVR10D1A2C1M1 | (1) 10-bit Digitally Encoded Short-Haul Video + (1) Bi-Directional Data + (2) Bi-Directional Audio + (1) Bi-Directional Contact Closure Receiver, mm, 1 fiber | Ea |  | 1 Year (5 Years) | 1470 | 7% | 1367.1
46893 | Comnet | FVR10D1A2C1S1 | (1) 10-bit Digitally Encoded Short-Haul Video + (1) Bi-Directional Data + (2) Bi-Directional Audio + (1) Bi-Directional Contact Closure Receiver, sm, 1 fiber | Ea |  | 1 Year (5 Years) | 1995 | 7% | 1855.35
46894 | Comnet | FVR10D1EM | Digitally Encoded Video Receiver + Bi-directional Data, Up-the-Coax + Fast Ethernet, mm, 1 fiber | Ea |  | 1 Year (5 Years) | 1575 | 7% | 1464.75
46895 | Comnet | FVR10D1ES | Digitally Encoded Video Receiver + Bi-directional Data, Up-the-Coax + Fast Ethernet, sm, 1 fiber | Ea |  | 1 Year (5 Years) | 1995 | 7% | 1855.35
46896 | Comnet | FVR10M | Mini Video Receiver With Manual Gain Control, mm, 1 fiber | Ea |  | 1 Year (5 Years) | 250 | 7% | 232.5
46897 | Comnet | FVR11 | Video Receiver With Automatic Gain Control, mm, 1 fiber | Ea |  | 1 Year (5 Years) | 420 | 7% | 390.6
46898 | Comnet | FVR110M1 | Digitally Encoded Video Receiver/Data Transceiver, mm, 1 fiber | Ea |  | 1 Year (5 Years) | 1100 | 7% | 1023
46899 | Comnet | FVR110S1 | Digitally Encoded Video Receiver/Data Transceiver, sm, 1 fiber | Ea |  | 1 Year (5 Years) | 1500 | 7% | 1395
46900 | Comnet | FVR11M | Mini Video Receiver With Automatic Gain Control, mm, 1 fiber | Ea |  | 1 Year (5 Years) | 420 | 7% | 390.6
46901 | Comnet | FVR120D8S1 | 12 Channel Video Receiver + 8 Bi-directional Data Channels, sm, 1 fiber | Ea |  | 1 Year (5 Years) | 13125 | 7% | 12206.25
46902 | Comnet | FVR120M1 | 12 Channel Video Receiver, mm, 1 fiber | Ea |  | 1 Year (5 Years) | 7875 | 7% | 7323.75
46903 | Comnet | FVR120S1 | 12 Channel Video Receiver, sm, 1 fiber | Ea |  | 1 Year (5 Years) | 9975 | 7% | 9276.75
46904 | Comnet | FVR15M2 | Video Receiver / Data Transmitter, mm, 2 fiber | Ea |  | 1 Year (5 Years) | 525 | 7% | 488.25
46905 | Comnet | FVR160D8S1 | 16 Channel Video Receiver + 8 Bi-directional Data Channels, sm, 1 fiber | Ea |  | 1 Year (5 Years) | 16065 | 7% | 14940.45
46906 | Comnet | FVR160M1 | 16 Channel Video Receiver, mm, 1 fiber | Ea |  | 1 Year (5 Years) | 10395 | 7% | 9667.35
46907 | Comnet | FVR160S1 | 16 Channel Video Receiver, sm, 1 fiber | Ea |  | 1 Year (5 Years) | 12495 | 7% | 11620.35
46908 | Comnet | FVR1C1BM1 | Digitally Encoded Video Receiver and Contact Closure, mm, 1 fiber | Ea |  | 1 Year (5 Years) | 420 | 7% | 390.6
46909 | Comnet | FVR1C1BS1 | Digitally Encoded Video Receiver and Contact Closure, sm, 1 fiber | Ea |  | 1 Year (5 Years) | 575 | 7% | 534.75
46910 | Comnet | FVR1MI | HDMI Multi-Mode Fiber Optic Receiver | Ea |  | 1 Year (5 Years) | 1680 | 7% | 1562.4
46911 | Comnet | FVR1MI/M | HDMI Multi-Mode Fiber Optic Receiver, Small-Size | Ea |  | 1 Year (5 Years) | 1680 | 7% | 1562.4
46912 | Comnet | FVR2001M1 | 2-Channel Digitally Encoded Video Receiver, 10-Bit, mm, 1 fiber | Ea |  | 1 Year (5 Years) | 1260 | 7% | 1171.8
46913 | Comnet | FVR2001S1 | 2-Channel Digitally Encoded Video Receiver, 10-Bit, sm, 1 fiber | Ea |  | 1 Year (5 Years) | 1575 | 7% | 1464.75
46914 | Comnet | FVR200D8S1 | 20 Channel Video Receiver + 8 Bi-directional Data Channels, sm, 1 fiber | Ea |  | 1 Year (5 Years) | 19000 | 7% | 17670
46915 | Comnet | FVR200S1 | 20 Channel Video Receiver, sm, 1 fiber | Ea |  | 1 Year (5 Years) | 16380 | 7% | 15233.4
46916 | Comnet | FVR2014M1 | 2-Channel Digitally Encoded Video Receiver + 4 Bi-directional Data Channels, mm, 1 fiber | Ea |  | 1 Year (5 Years) | 2100 | 7% | 1953
46917 | Comnet | FVR2014S1 | 2-Channel Digitally Encoded Video Receiver + 4 Bi-directional Data Channels, sm, 1 fiber | Ea |  | 1 Year (5 Years) | 2730 | 7% | 2538.9
46918 | Comnet | FVR20C2M2 | Digitally Encoded Dual Video Receiver and Contact Closure, 10-Bit, mm, 2 fiber | Ea |  | 1 Year (5 Years) | 800 | 7% | 744
46919 | Comnet | FVR20C2S2 | Digitally Encoded Dual Video Receiver and Contact Closure, 10-Bit, sm, 2 fiber | Ea |  | 1 Year (5 Years) | 950 | 7% | 883.5
46920 | Comnet | FVR20D2I1C4E | 2Ch Digital Video Rx, 2Ch Duplex Data, 4Ch Supervised Contact (1 Duplex, 3 Simplex), 1Ch Aiphone Intercom, 1Ch 10/100Mb Ethernet, Dual Redundant SFP Ports, 10 Bit, High Quality*^ | Ea |  | 1 Year (5 Years) | 3300 | 7% | 3069
46921 | Comnet | FVR21 | Dual Video Receiver With Manual Gain, mm, 2 fiber | Ea |  | 1 Year (5 Years) | 445 | 7% | 413.85
46922 | Comnet | FVR21/LV | Dual Video Receiver With Manual Gain, mm, 2 fiber with Video Loss Relay | Ea |  | 1 Year (5 Years) | 735 | 7% | 683.55
46923 | Comnet | FVR22 | Dual Video Receiver With Automatic Gain Control, mm, 2 fiber | Ea |  | 1 Year (5 Years) | 798 | 7% | 742.14
46924 | Comnet | FVR22/LV | Dual Video Receiver With Automatic Gain Control, mm, 2 fiber with Video Loss Relay | Ea |  | 1 Year (5 Years) | 1050 | 7% | 976.5
46925 | Comnet | FVR240D8S1 | 24 Channel Video Receiver + 8 Bi-directional Data Channels, sm, 1 fiber | Ea |  | 1 Year (5 Years) | 21945 | 7% | 20408.85
46926 | Comnet | FVR240S1 | 24 Channel Video Receiver, sm, 1 fiber | Ea |  | 1 Year (5 Years) | 19320 | 7% | 17967.6
46927 | Comnet | FVR280D8S1 | 28 Channel Video Receiver + 8 Bi-directional Data Channels, sm, 1 fiber | Ea |  | 1 Year (5 Years) | 24885 | 7% | 23143.05
46928 | Comnet | FVR280S1 | 28 Channel Video Receiver, sm, 1 fiber | Ea |  | 1 Year (5 Years) | 22260 | 7% | 20701.8
46929 | Comnet | FVR2MI | Dual HDMI Multi-Mode Fiber Optic Receiver | Ea |  | 1 Year (5 Years) | 3045 | 7% | 2831.85
46930 | Comnet | FVR320D8S1 | 32 Channel Video Receiver + 8 Bi-directional Data Channels, sm, 1 fiber | Ea |  | 1 Year (5 Years) | 27825 | 7% | 25877.25
46931 | Comnet | FVR320S1 | 32 Channel Video Receiver, sm, 1 fiber | Ea |  | 1 Year (5 Years) | 25200 | 7% | 23436
46932 | Comnet | FVR4012M1 | 4-Channel Digitally Encoded Video Receiver + 2 Bi-directional Data Channels, mm, 1 fiber | Ea |  | 1 Year (5 Years) | 3675 | 7% | 3417.75
46933 | Comnet | FVR4012S1 | 4-Channel Digitally Encoded Video Receiver + 2 Bi-directional Data Channels, sm, 1 fiber | Ea |  | 1 Year (5 Years) | 4200 | 7% | 3906
46934 | Comnet | FVR4014M1 | 4-Channel Digitally Encoded Video Receiver + 4 Bi-directional Data Channels, mm, 1 fiber | Ea |  | 1 Year (5 Years) | 3990 | 7% | 3710.7
46935 | Comnet | FVR4014M1SHR | 4-Channel Digitally Encoded Video Receiver, 10-Bit, RS250C Medium Haul Quality + 4 Bi-directional Data Channels, SHR, mm, 1 fiber | Ea |  | 1 Year (5 Years) | 4725 | 7% | 4394.25
46936 | Comnet | FVR4014S1 | 4-Channel Digitally Encoded Video Receiver + 4 Bi-directional Data Channels, sm, 1 fiber | Ea |  | 1 Year (5 Years) | 4515 | 7% | 4198.95
46937 | Comnet | FVR4014S1SHR | 4-Channel Digitally Encoded Video Receiver, 10-Bit, RS250C Medium Haul Quality + 4 Bi-directional Data Channels, SHR, sm, 1 fiber | Ea |  | 1 Year (5 Years) | 5250 | 7% | 4882.5
46938 | Comnet | FVR401M1 | 4-Channel Digitally Encoded Video Receiver, mm, 1 fiber | Ea |  | 1 Year (5 Years) | 2100 | 7% | 1953
46939 | Comnet | FVR401S1 | 4-Channel Digitally Encoded Video Receiver, sm, 1 fiber | Ea |  | 1 Year (5 Years) | 2625 | 7% | 2441.25
46940 | Comnet | FVR40A4M | 4-Channel Digitally Encoded Video Receiver + 4 Audio Channels, mm, 1 fiber | Ea |  | 1 Year (5 Years) | 2835 | 7% | 2636.55
46941 | Comnet | FVR40A4S | 4-Channel Digitally Encoded Video Receiver + 4 Audio Channels, sm, 1 fiber | Ea |  | 1 Year (5 Years) | 3675 | 7% | 3417.75
46942 | Comnet | FVR40C4M4 | Digitally Encoded Quad Video Receiver and Contact Closure 10-Bit, mm, 4 fiber | Ea |  | 1 Year (5 Years) | 1650 | 7% | 1534.5
46943 | Comnet | FVR40C4S4 | Digitally Encoded Quad Video Receiver and Contact Closure, 10-Bit, sm, 4 fiber | Ea |  | 1 Year (5 Years) | 1800 | 7% | 1674
46944 | Comnet | FVR40D2I1C4E | 4Ch Digital Video Rx, 2Ch Duplex Data, 4Ch Supervised Contact (1 Duplex, 3 Simplex), 1Ch Aiphone Intercom, 1Ch 10/100Mb Ethernet, Dual Redundant SFP Ports, 10 Bit, High Quality*^ | Ea |  | 1 Year (5 Years) | 5900 | 7% | 5487
46945 | Comnet | FVR40D4SFP | 4-Channel Digitally Encoded Video Receiver + 4 Bi-directional Data Channels | Ea |  | 1 Year (5 Years) | 3990 | 7% | 3710.7
46946 | Comnet | FVR40SFP | 4-Channel Digitally Encoded Video Receiver | Ea |  | 1 Year (5 Years) | 2100 | 7% | 1953
46947 | Comnet | FVR412M1 | 4-Channel Digitally Encoded Video Receiver + 2 Bi-directional Data Channels, mm, 1 fiber | Ea |  | 1 Year (5 Years) | 1890 | 7% | 1757.7
46948 | Comnet | FVR412S1 | 4-Channel Digitally Encoded Video Receiver + 2 Bi-directional Data Channels, sm, 1 fiber | Ea |  | 1 Year (5 Years) | 2415 | 7% | 2245.95
46949 | Comnet | FVR414M1 | 4-Channel Digitally Encoded Video Receiver + 4 Bi-directional Data Channels, mm, 1 fiber | Ea |  | 1 Year (5 Years) | 2730 | 7% | 2538.9
46950 | Comnet | FVR414S1 | 4-Channel Digitally Encoded Video Receiver + 4 Bi-directional Data Channels, sm, 1 fiber | Ea |  | 1 Year (5 Years) | 3360 | 7% | 3124.8
46951 | Comnet | FVR41M1 | 4-Channel Digitally Encoded Video Receiver, mm, 1 fiber | Ea |  | 1 Year (5 Years) | 1310 | 7% | 1218.3
46952 | Comnet | FVR41S1 | 4-Channel Digitally Encoded Video Receiver, sm, 1 fiber | Ea |  | 1 Year (5 Years) | 1838 | 7% | 1709.34
46953 | Comnet | FVR4C4BM4 | Four Channel Digitally Encoded Video Receiver and Contact Closure Over Four Fibers, mm | Ea |  | 1 Year (5 Years) | 1575 | 7% | 1464.75
46954 | Comnet | FVR4C4BS4 | Four Channel Digitally Encoded Video Receiver and Contact Closure Over Four Fibers, sm | Ea |  | 1 Year (5 Years) | 1730 | 7% | 1608.9
46955 | Comnet | FVR8014M1 | 8-Channel Digitally Encoded Video Receiver + 4 Bi-directional Data Channels, mm, 1 fiber | Ea |  | 1 Year (5 Years) | 5100 | 7% | 4743
46956 | Comnet | FVR8014S1 | 8-Channel Digitally Encoded Video Receiver + 4 Bi-directional Data Channels, sm, 1 fiber | Ea |  | 1 Year (5 Years) | 7200 | 7% | 6696
46957 | Comnet | FVR8018M1 | 8-Channel Digitally Encoded Video Receiver + 8 Bi-directional Data Channels, mm, 1 fiber | Ea |  | 1 Year (5 Years) | 5670 | 7% | 5273.1
46958 | Comnet | FVR8018M1SHR | 8-Channel Digitally Encoded Video Receiver + 8 Bi-directional Data Channels, SHR, mm, 1 fiber | Ea |  | 1 Year (5 Years) | 6405 | 7% | 5956.65
46959 | Comnet | FVR8018S1 | 8-Channel Digitally Encoded Video Receiver + 8 Bi-directional Data Channels, sm, 1 fiber | Ea |  | 1 Year (5 Years) | 7980 | 7% | 7421.4
46960 | Comnet | FVR8018S1SHR | 8-Channel Digitally Encoded Video Receiver + 8 Bi-directional Data Channels, SHR, sm, 1 fiber | Ea |  | 1 Year (5 Years) | 8610 | 7% | 8007.3
46961 | Comnet | FVR801M1 | 8-Channel Digitally Encoded Video Receiver, mm, 1 fiber | Ea |  | 1 Year (5 Years) | 4200 | 7% | 3906
46962 | Comnet | FVR801S1 | 8-Channel Digitally Encoded Video Receiver, sm, 1 fiber | Ea |  | 1 Year (5 Years) | 5460 | 7% | 5077.8
46963 | Comnet | FVR80D2SFP | 8-Channel Digitally Encoded Video Receiver + 2 Bi-directional Data Channels | Ea |  | 1 Year (5 Years) | 6090 | 7% | 5663.7
46964 | Comnet | FVR80D4SFP | 8-Channel Digitally Encoded Video Receiver + 4 Bi-directional Data Channels | Ea |  | 1 Year (5 Years) | 6825 | 7% | 6347.25
46965 | Comnet | FVR80D8SFP | 8-Channel Digitally Encoded Video Receiver + 8 Bi-directional Data Channels | Ea |  | 1 Year (5 Years) | 7455 | 7% | 6933.15
46966 | Comnet | FVR80SFP | 8-Channel Digitally Encoded Video Receiver | Ea |  | 1 Year (5 Years) | 4200 | 7% | 3906
46967 | Comnet | FVR812M1 | 8-Channel Digitally Encoded Video Receiver + 2 Bi-directional Data Channels, mm, 1 fiber | Ea |  | 1 Year (5 Years) | 3360 | 7% | 3124.8
46968 | Comnet | FVR812S1 | 8-Channel Digitally Encoded Video Receiver + 2 Bi-directional Data Channels, sm, 1 fiber | Ea |  | 1 Year (5 Years) | 3885 | 7% | 3613.05
46969 | Comnet | FVR81M1 | 8-Channel Digitally Encoded Video Receiver, mm, 1 fiber | Ea |  | 1 Year (5 Years) | 2940 | 7% | 2734.2
46970 | Comnet | FVR81S1 | 8-Channel Digitally Encoded Video Receiver, sm, 1 fiber | Ea |  | 1 Year (5 Years) | 3465 | 7% | 3222.45
46971 | Comnet | FVRDT10M1 | Video Receiver with Return Data, mm, 1 fiber, Full Size, Rack or Standalone Mount | Ea |  | 1 Year (5 Years) | 820 | 7% | 762.6
46972 | Comnet | FVRXA2C1M | 2-Channel Bi-directional Digitally Encoded Audio + Bi-directional Contact Closure, Receiver, 24 Bit, mm, 1 fiber | Ea |  | 1 Year (5 Years) | 840 | 7% | 781.2
46973 | Comnet | FVRXA2C1S | 2-Channel Bi-directional Digitally Encoded Audio + Bi-directional Contact Closure, Receiver, 24 Bit, sm, 1 fiber | Ea |  | 1 Year (5 Years) | 1365 | 7% | 1269.45
46974 | Comnet | FVRXA4C1M | 4 Channel Audio Receiver + Bi-directional Contact Closure, mm, 1 fiber | Ea |  | 1 Year (5 Years) | 2310 | 7% | 2148.3
46975 | Comnet | FVRXA4C1S | 4 Channel Audio Receiver + Bi-directional Contact Closure, sm, 1 fiber | Ea |  | 1 Year (5 Years) | 2835 | 7% | 2636.55
46976 | Comnet | FVT10 | Video Transmitter, mm, 1 fiber | Ea |  | 1 Year (5 Years) | 250 | 7% | 232.5
46977 | Comnet | FVT1001M1 | Digitally Encoded Video Transmitter, 10 Bit, mm, 1 fiber | Ea |  | 1 Year (5 Years) | 630 | 7% | 585.9
46978 | Comnet | FVT1001S1 | Digitally Encoded Video Transmitter, 10-Bit, sm, 1 fiber | Ea |  | 1 Year (5 Years) | 785 | 7% | 730.05
46979 | Comnet | FVT1010M1SHR | Digitally Encoded Video Transmitter/Data Transceiver, SHR, mm, 1 fiber | Ea |  | 1 Year (5 Years) | 2310 | 7% | 2148.3
46980 | Comnet | FVT1010S1SHR | Digitally Encoded Video Transmitter/Data Transceiver, SHR, sm, 1 fiber | Ea |  | 1 Year (5 Years) | 2520 | 7% | 2343.6
46981 | Comnet | FVT1014M1 | Digitally Encoded Video Transmitter + 4 Bi-directional Data Channels, mm, 1 fiber | Ea |  | 1 Year (5 Years) | 1470 | 7% | 1367.1
46982 | Comnet | FVT1014S1 | Digitally Encoded Video Transmitter + 4 Bi-directional Data Channels, sm, 1 fiber | Ea |  | 1 Year (5 Years) | 2310 | 7% | 2148.3
46983 | Comnet | FVT1021M1 | Digitally Encoded Video Transmitter/Data Receiver, 10-Bit, mm, 1 fiber | Ea |  | 1 Year (5 Years) | 815 | 7% | 757.95
46984 | Comnet | FVT1021S1 | Digitally Encoded Video Transmitter/Data Receiver, 10-Bit, sm, 1 fiber | Ea |  | 1 Year (5 Years) | 1100 | 7% | 1023
46985 | Comnet | FVT1031M1 | Digitally Encoded Video Transmitter/ Data Transceiver, mm, 1 fiber | Ea |  | 1 Year (5 Years) | 1000 | 7% | 930
46986 | Comnet | FVT1031M1-P | Digitally Encoded Video Transmitter/ Data Transceiver for Pelco Spectra Series, mm, 1 fiber, Bi-Directional RS232/422/485 2&4W and Coaxitron Data, (Time-Based Corrected) | Ea |  | 1 Year (5 Years) | 1000 | 7% | 930
46987 | Comnet | FVT1031M1-P | Digitally Encoded Video Transmitter/ Data Transceiver for Pelco Spectra Series, mm, 1 fiber, Bi-Directional RS232/422/485 2&4W and Coaxitron Data, (Time-Based Corrected) | Ea |  | 1 Year (5 Years) | 1000 | 7% | 930
46988 | Comnet | FVT1031S1 | Digitally Encoded Video Transmitter/ Data Transceiver + Data Up-the-Coax, sm, 1 fiber | Ea |  | 1 Year (5 Years) | 1415 | 7% | 1315.95
46989 | Comnet | FVT1031S1-P | Digitally Encoded Video Transmitter/ Data Transceiver for Pelco Spectra Series, sm, 1 fiber, Bi-Directional RS232/422/485 2&4W and Coaxitron Data, (Time-Based Corrected) | Ea |  | 1 Year (5 Years) | 1415 | 7% | 1315.95
46990 | Comnet | FVT1031S1-P | Digitally Encoded Video Transmitter/ Data Transceiver for Pelco Spectra Series, sm, 1 fiber, Bi-Directional RS232/422/485 2&4W and Coaxitron Data, (Time-Based Corrected) | Ea |  | 1 Year (5 Years) | 1415 | 7% | 1315.95
46991 | Comnet | FVT107M1 | Digitally Encoded Video Transmitter, 10-Bit + Bi-directional Data Channel/ Dual Optical Port Redundant Point-to-Point Configuration + 8 Contact Closures, mm, 1 fiber | Ea |  | 1 Year (5 Years) | 2310 | 7% | 2148.3
46992 | Comnet | FVT107S1 | Digitally Encoded Video Transmitter, 10-Bit + Bi-directional Data Channel/ Dual Optical Port Redundant Point-to-Point Configuration + 8 Contact Closures, sm, 1 fiber | Ea |  | 1 Year (5 Years) | 2625 | 7% | 2441.25
46993 | Comnet | FVT10C1M1 | Digitally Encoded Video Transmitter and Contact Closure, 10 Bit, mm, 1 fiber, | Ea |  | 1 Year (5 Years) | 475 | 7% | 441.75
46994 | Comnet | FVT10C1M1/M | Digitally Encoded Video Transmitter and Contact Closure, 10 Bit, mm, 1 fiber | Ea |  | 1 Year (5 Years) | 475 | 7% | 441.75
46995 | Comnet | FVT10C1S1 | Digitally Encoded Video Transmitter and Contact Closure, 10-Bit, sm, 1 fiber, | Ea |  | 1 Year (5 Years) | 575 | 7% | 534.75
46996 | Comnet | FVT10C1S1/M | Digitally Encoded Video Transmitter and Contact Closure, 10-Bit, sm, 1 fiber | Ea |  | 1 Year (5 Years) | 575 | 7% | 534.75
46997 | Comnet | FVT10D1A2C1M1 | (1) 10-bit Digitally Encoded Short-Haul Video + (1) Bi-Directional Data + (2) Bi-Directional Audio + (1) Bi-Directional Contact Closure Transmitter, mm, 1 fiber | Ea |  | 1 Year (5 Years) | 1470 | 7% | 1367.1
46998 | Comnet | FVT10D1A2C1S1 | (1) 10-bit Digitally Encoded Short-Haul Video + (1) Bi-Directional Data + (2) Bi-Directional Audio + (1) Bi-Directional Contact Closure Transmitter, sm, 1 fiber | Ea |  | 1 Year (5 Years) | 1995 | 7% | 1855.35
46999 | Comnet | FVT10D1EM | Digitally Encoded Video Transmitter + Bi-directional Data, Up-the-Coax + Fast Ethernet, mm, 1 fiber | Ea |  | 1 Year (5 Years) | 1575 | 7% | 1464.75
47000 | Comnet | FVT10D1EM/24vac | Digitally Encoded Video Transmitter + Bi-directional Data, Up-the-Coax + Fast Ethernet, mm, 1 fiber, 24vac power | Ea |  | 1 Year (5 Years) | 1575 | 7% | 1464.75
47001 | Comnet | FVT10D1EMM | Mini Digitally Encoded Video Transmitter + Bi-directional Data, Up-the-Coax + Fast Ethernet, mm, 1 fiber | Ea |  | 1 Year (5 Years) | 1575 | 7% | 1464.75
47002 | Comnet | FVT10D1ES | Digitally Encoded Video Transmitter + Bi-directional Data, Up-the-Coax + Fast Ethernet, sm, 1 fiber | Ea |  | 1 Year (5 Years) | 1995 | 7% | 1855.35
47003 | Comnet | FVT10D1ES/24vac | Digitally Encoded Video Transmitter + Bi-directional Data, Up-the-Coax + Fast Ethernet, sm, 1 fiber, 24vac power | Ea |  | 1 Year (5 Years) | 1995 | 7% | 1855.35
47004 | Comnet | FVT10D1ESM | Mini Digitally Encoded Video Transmitter + Bi-directional Data, Up-the-Coax + Fast Ethernet, sm, 1 fiber | Ea |  | 1 Year (5 Years) | 1995 | 7% | 1855.35
47005 | Comnet | FVT110M1 | Digitally Encoded Video Transmitter/Data Transceiver, mm, 1 fiber | Ea |  | 1 Year (5 Years) | 1100 | 7% | 1023
47006 | Comnet | FVT110M1/M | Small Size Digitally Encoded Video Transmitter/Data Transceiver, mm, 1 fiber | Ea |  | 1 Year (5 Years) | 1100 | 7% | 1023
47007 | Comnet | FVT110S1 | Digitally Encoded Video Transmitter/Data Transceiver, sm, 1 fiber | Ea |  | 1 Year (5 Years) | 1500 | 7% | 1395
47008 | Comnet | FVT110S1/M | Small Size Digitally Encoded Video Transmitter/Data Transceiver, Sensornet, sm, 1 fiber | Ea |  | 1 Year (5 Years) | 1500 | 7% | 1395
47009 | Comnet | FVT11M | Mini Video Transmitter, mm, 1 fiber | Ea |  | 1 Year (5 Years) | 250 | 7% | 232.5
47010 | Comnet | FVT11MAC | Mini Video Transmitter, 24VAC Input, mm, 1 fiber | Ea |  | 1 Year (5 Years) | 310 | 7% | 288.3
47011 | Comnet | FVT120D8S1 | 12 Channel Video Transmitter + 8 Bi-directional Data Channels, sm, 1 fiber | Ea |  | 1 Year (5 Years) | 13125 | 7% | 12206.25
47012 | Comnet | FVT120M1 | 12 Channel Video Transmitter, mm, 1 fiber | Ea |  | 1 Year (5 Years) | 7875 | 7% | 7323.75
47013 | Comnet | FVT120S1 | 12 Channel Video Transmitter, sm, 1 fiber | Ea |  | 1 Year (5 Years) | 9975 | 7% | 9276.75
47014 | Comnet | FVT15M2 | Video Transmitter / Data Receiver, mm, 2 fiber | Ea |  | 1 Year (5 Years) | 525 | 7% | 488.25
47015 | Comnet | FVT160D8S1 | 16 Channel Video Transmitter + 8 Bi-directional Data Channels, sm, 1 fiber | Ea |  | 1 Year (5 Years) | 16065 | 7% | 14940.45
47016 | Comnet | FVT160M1 | 16 Channel Video Transmitter, mm, 1 fiber | Ea |  | 1 Year (5 Years) | 10395 | 7% | 9667.35
47017 | Comnet | FVT160S1 | 16 Channel Video Transmitter, sm, 1 fiber | Ea |  | 1 Year (5 Years) | 12495 | 7% | 11620.35
47018 | Comnet | FVT1C1BM1/M | Digitally Encoded Video Transmitter and Contact Closure, mm, 1 fiber | Ea |  | 1 Year (5 Years) | 420 | 7% | 390.6
47019 | Comnet | FVT1C1BS1/M | Digitally Encoded Video Transmitter and Contact Closure, sm, 1 fiber | Ea |  | 1 Year (5 Years) | 575 | 7% | 534.75
47020 | Comnet | FVT1MI | HDMI Multi-Mode Fiber Optic Transmitter | Ea |  | 1 Year (5 Years) | 1890 | 7% | 1757.7
47021 | Comnet | FVT1MI/M | HDMI Multi-Mode Fiber Optic Transmitter, Small-Size | Ea |  | 1 Year (5 Years) | 1890 | 7% | 1757.7
47022 | Comnet | FVT20 | Dual Video Transmitter, mm, 2 fiber | Ea |  | 1 Year (5 Years) | 445 | 7% | 413.85
47023 | Comnet | FVT2001M1 | 2-Channel Digitally Encoded Video Transmitter, 10-Bit, mm, 1 fiber | Ea |  | 1 Year (5 Years) | 1260 | 7% | 1171.8
47024 | Comnet | FVT2001S1 | 2-Channel Digitally Encoded Video Transmitter, 10-Bit, sm, 1 fiber | Ea |  | 1 Year (5 Years) | 1575 | 7% | 1464.75
47025 | Comnet | FVT200D8S1 | 20 Channel Video Transmitter + 8 Bi-directional Data Channels, sm, 1 fiber | Ea |  | 1 Year (5 Years) | 19000 | 7% | 17670
47026 | Comnet | FVT200S1 | 20 Channel Video Transmitter, sm, 1 fiber | Ea |  | 1 Year (5 Years) | 16380 | 7% | 15233.4
47027 | Comnet | FVT2014M1 | 2-Channel Digitally Encoded Video Transmitter + 4 Bi-directional Data Channels, mm, 1 fiber | Ea |  | 1 Year (5 Years) | 2100 | 7% | 1953
47028 | Comnet | FVT2014S1 | 2-Channel Digitally Encoded Video Transmitter + 4 Bi-directional Data Channels, sm, 1 fiber | Ea |  | 1 Year (5 Years) | 2730 | 7% | 2538.9
47029 | Comnet | FVT20D2I1C4E | 2Ch Digital Video Tx, 2Ch Duplex Data, 4Ch Supervised Contact (1 Duplex, 3 Simplex), 1Ch Aiphone Intercom, 1Ch 10/100Mb Ethernet, Dual Redundant SFP Ports, 10 Bit, High Quality*^ | Ea |  | 1 Year (5 Years) | 3300 | 7% | 3069
47030 | Comnet | FVT240D8S1 | 24 Channel Video Transmitter + 8 Bi-directional Data Channels, sm, 1 fiber | Ea |  | 1 Year (5 Years) | 21945 | 7% | 20408.85
47031 | Comnet | FVT240S1 | 24 Channel Video Transmitter, sm, 1 fiber | Ea |  | 1 Year (5 Years) | 19320 | 7% | 17967.6
47032 | Comnet | FVT280D8S1 | 28 Channel Video Transmitter + 8 Bi-directional Data Channels, sm, 1 fiber | Ea |  | 1 Year (5 Years) | 24885 | 7% | 23143.05
47033 | Comnet | FVT280S1 | 28 Channel Video Transmitter, sm, 1 fiber | Ea |  | 1 Year (5 Years) | 22260 | 7% | 20701.8
47034 | Comnet | FVT2MI | Dual HDMI Multi-Mode Fiber Optic Transmitter | Ea |  | 1 Year (5 Years) | 3465 | 7% | 3222.45
47035 | Comnet | FVT320D8S1 | 32 Channel Video Transmitter + 8 Bi-directional Data Channels, sm, 1 fiber | Ea |  | 1 Year (5 Years) | 27825 | 7% | 25877.25
47036 | Comnet | FVT320S1 | 32 Channel Video Transmitter, sm, 1 fiber | Ea |  | 1 Year (5 Years) | 25200 | 7% | 23436
47037 | Comnet | FVT4012M1 | 4-Channel Digitally Encoded Video Transmitter + 2 Bi-directional Data Channels, mm, 1 fiber | Ea |  | 1 Year (5 Years) | 3675 | 7% | 3417.75
47038 | Comnet | FVT4012S1 | 4-Channel Digitally Encoded Video Transmitter + 2 Bi-directional Data Channels, sm, 1 fiber | Ea |  | 1 Year (5 Years) | 4200 | 7% | 3906
47039 | Comnet | FVT4014M1 | 4-Channel Digitally Encoded Video Transmitter + 4 Bi-directional Data Channels, mm, 1 fiber | Ea |  | 1 Year (5 Years) | 3990 | 7% | 3710.7
47040 | Comnet | FVT4014M1SHR | 4-Channel Digitally Encoded Video Transmitter, 10-Bit, RS250C Medium Haul Quality + 4 Bi-directional Data Channels, SHR, mm, 1 fiber | Ea |  | 1 Year (5 Years) | 4725 | 7% | 4394.25
47041 | Comnet | FVT4014S1 | 4-Channel Digitally Encoded Video Transmitter + 4 Bi-directional Data Channels, sm, 1 fiber | Ea |  | 1 Year (5 Years) | 4515 | 7% | 4198.95
47042 | Comnet | FVT4014S1SHR | 4-Channel Digitally Encoded Video Transmitter, 10-Bit, RS250C Medium Haul Quality + 4 Bi-directional Data Channels, SHR, sm, 1 fiber | Ea |  | 1 Year (5 Years) | 5250 | 7% | 4882.5
47043 | Comnet | FVT401M1 | 4-Channel Digitally Encoded Video Transmitter, mm, 1 fiber | Ea |  | 1 Year (5 Years) | 2100 | 7% | 1953
47044 | Comnet | FVT401S1 | 4-Channel Digitally Encoded Video Transmitter, sm, 1 fiber | Ea |  | 1 Year (5 Years) | 2625 | 7% | 2441.25
47045 | Comnet | FVT40A4M | 4-Channel Digitally Encoded Video Transmitter + 4 Audio Channels, mm, 1 fiber | Ea |  | 1 Year (5 Years) | 2835 | 7% | 2636.55
47046 | Comnet | FVT40A4S | 4-Channel Digitally Encoded Video Transmitter + 4 Audio Channels, sm, 1 fiber | Ea |  | 1 Year (5 Years) | 3675 | 7% | 3417.75
47047 | Comnet | FVT40D2I1C4E | 4Ch Digital Video Tx, 2Ch Duplex Data, 4Ch Supervised Contact (1 Duplex, 3 Simplex), 1Ch Aiphone Intercom, 1Ch 10/100Mb Ethernet, Dual Redundant SFP Ports, 10 Bit, High Quality*^ | Ea |  | 1 Year (5 Years) | 5900 | 7% | 5487
47048 | Comnet | FVT40D4SFP | 4-Channel Digitally Encoded Video Transmitter + 4 Bi-directional Data Channels | Ea |  | 1 Year (5 Years) | 3990 | 7% | 3710.7
47049 | Comnet | FVT40SFP | 4-Channel Digitally Encoded Video Transmitter | Ea |  | 1 Year (5 Years) | 2100 | 7% | 1953
47050 | Comnet | FVT412M1 | 4-Channel Digitally Encoded Video Transmitter + 2 Bi-directional Data Channels, mm, 1 fiber | Ea |  | 1 Year (5 Years) | 1890 | 7% | 1757.7
47051 | Comnet | FVT412S1 | 4-Channel Digitally Encoded Video Transmitter + 2 Bi-directional Data Channels, sm, 1 fiber | Ea |  | 1 Year (5 Years) | 2415 | 7% | 2245.95
47052 | Comnet | FVT414M1 | 4-Channel Digitally Encoded Video Transmitter + 4 Bi-directional Data Channels, mm, 1 fiber | Ea |  | 1 Year (5 Years) | 2730 | 7% | 2538.9
47053 | Comnet | FVT414S1 | 4-Channel Digitally Encoded Video Transmitter + 4 Bi-directional Data Channels, sm, 1 fiber | Ea |  | 1 Year (5 Years) | 3360 | 7% | 3124.8
47054 | Comnet | FVT41M1 | 4-Channel Digitally Encoded Video Transmitter, mm, 1 fiber | Ea |  | 1 Year (5 Years) | 1310 | 7% | 1218.3
47055 | Comnet | FVT41S1 | 4-Channel Digitally Encoded Video Transmitter, sm, 1 fiber | Ea |  | 1 Year (5 Years) | 1838 | 7% | 1709.34
47056 | Comnet | FVT8014M1 | 8-Channel Digitally Encoded Video Transmitter + 4 Bi-directional Data Channels, mm, 1 fiber | Ea |  | 1 Year (5 Years) | 5100 | 7% | 4743
47057 | Comnet | FVT8014S1 | 8-Channel Digitally Encoded Video Transmitter + 4 Bi-directional Data Channels, sm, 1 fiber | Ea |  | 1 Year (5 Years) | 7200 | 7% | 6696
47058 | Comnet | FVT8018M1 | 8-Channel Digitally Encoded Video Transmitter + 8 Bi-directional Data Channels, mm, 1 fiber | Ea |  | 1 Year (5 Years) | 5670 | 7% | 5273.1
47059 | Comnet | FVT8018M1SHR | 8-Channel Digitally Encoded Video Transmitter + 8 Bi-directional Data Channels, SHR, mm, 1 fiber | Ea |  | 1 Year (5 Years) | 6405 | 7% | 5956.65
47060 | Comnet | FVT8018S1 | 8-Channel Digitally Encoded Video Transmitter + 8 Bi-directional Data Channels, sm, 1 fiber | Ea |  | 1 Year (5 Years) | 7980 | 7% | 7421.4
47061 | Comnet | FVT8018S1SHR | 8-Channel Digitally Encoded Video Transmitter + 8 Bi-directional Data Channels, SHR, sm, 1 fiber | Ea |  | 1 Year (5 Years) | 8610 | 7% | 8007.3
47062 | Comnet | FVT801M1 | 8-Channel Digitally Encoded Video Transmitter, mm, 1 fiber | Ea |  | 1 Year (5 Years) | 4200 | 7% | 3906
47063 | Comnet | FVT801S1 | 8-Channel Digitally Encoded Video Transmitter, sm, 1 fiber | Ea |  | 1 Year (5 Years) | 5460 | 7% | 5077.8
47064 | Comnet | FVT80D2SFP | 8-Channel Digitally Encoded Video Transmitter + 2 Bi-directional Data Channels | Ea |  | 1 Year (5 Years) | 6090 | 7% | 5663.7
47065 | Comnet | FVT80D4SFP | 8-Channel Digitally Encoded Video Transmitter + 4 Bi-directional Data Channels | Ea |  | 1 Year (5 Years) | 6825 | 7% | 6347.25
47066 | Comnet | FVT80D8SFP | 8-Channel Digitally Encoded Video Transmitter + 8 Bi-directional Data Channels | Ea |  | 1 Year (5 Years) | 7455 | 7% | 6933.15
47067 | Comnet | FVT80SFP | 8-Channel Digitally Encoded Video Transmitter | Ea |  | 1 Year (5 Years) | 4200 | 7% | 3906
47068 | Comnet | FVT812M1 | 8-Channel Digitally Encoded Video Transmitter + 2 Bi-directional Data Channels, mm, 1 fiber | Ea |  | 1 Year (5 Years) | 3360 | 7% | 3124.8
47069 | Comnet | FVT812S1 | 8-Channel Digitally Encoded Video Transmitter + 2 Bi-directional Data Channels, sm, 1 fiber | Ea |  | 1 Year (5 Years) | 3885 | 7% | 3613.05
47070 | Comnet | FVT81M1 | 8-Channel Digitally Encoded Video Transmitter, mm, 1 fiber | Ea |  | 1 Year (5 Years) | 2940 | 7% | 2734.2
47071 | Comnet | FVT81S1 | 8-Channel Digitally Encoded Video Transmitter, sm, 1 fiber | Ea |  | 1 Year (5 Years) | 3465 | 7% | 3222.45
47072 | Comnet | FVTDR10-B/CN | Video Transmitter with Return Data, mm, 1 fiber, In-Dome Module Bosch w/ Inst Kit | Ea |  | 1 Year (5 Years) | 675 | 7% | 627.75
47073 | Comnet | FVTR1A2D1C1M1A | Bi-directional Video Transmitter + 2 Bi-directional Audio Channels + Bi-directional Data + Bi-directional Contact Transceiver, mm, 1 fiber | Ea |  | 1 Year (5 Years) | 2200 | 7% | 2046
47074 | Comnet | FVTR1A2D1C1M1B | Bi-directional Video Receiver + 2 Bi-directional Audio Channels + Bi-directional Data + Bi-directional Contact Transceiver, mm, 1 fiber | Ea |  | 1 Year (5 Years) | 2200 | 7% | 2046
47075 | Comnet | FVTR1A2D1C1S1A | Bi-directional Video Transmitter + 2 Bi-directional Audio Channels + Bi-directional Data + Bi-directional Contact Transceiver, sm, 1 fiber | Ea |  | 1 Year (5 Years) | 2520 | 7% | 2343.6
47076 | Comnet | FVTR1A2D1C1S1B | Bi-directional Video Receiver + 2 Bi-directional Audio Channels + Bi-directional Data + Bi-directional Contact Transceiver, sm, 1 fiber | Ea |  | 1 Year (5 Years) | 2520 | 7% | 2343.6
47077 | Comnet | FVTRDM1A | Bi-directional Digitally Encoded Video Transmitter or Sync + Data Transceiver, mm, 1 fiber | Ea |  | 1 Year (5 Years) | 1890 | 7% | 1757.7
47078 | Comnet | FVTRDM1B | Bi-directional Digitally Encoded Video Receiver or Sync + Data Transceiver, mm, 1 fiber | Ea |  | 1 Year (5 Years) | 1890 | 7% | 1757.7
47079 | Comnet | FVTRDS1A | Bi-directional Digitally Encoded Video Transmitter or Sync + Data Transceiver, sm, 1 fiber | Ea |  | 1 Year (5 Years) | 2520 | 7% | 2343.6
47080 | Comnet | FVTRDS1B | Bi-directional Digitally Encoded Video Receiver or Sync + Data Transceiver, sm, 1 fiber | Ea |  | 1 Year (5 Years) | 2520 | 7% | 2343.6
47081 | Comnet | FVTRM1A | Bi-directional Digitally Encoded Video Transmitter or Sync, 10-Bit, mm, 1 fiber | Ea |  | 1 Year (5 Years) | 1575 | 7% | 1464.75
47082 | Comnet | FVTRM1B | Bi-directional Digitally Encoded Video Transmitter or Sync, 10-Bit, mm, 1 fiber | Ea |  | 1 Year (5 Years) | 1575 | 7% | 1464.75
47083 | Comnet | FVTRMI | HDMI Transceiver - 1 Channel Transmitter, 1 Channel Receiver | Ea |  | 1 Year (5 Years) | 3255 | 7% | 3027.15
47084 | Comnet | FVTRS1A | Bi-directional Digitally Encoded Video Transmitter or Sync, 10-Bit, sm, 1 fiber | Ea |  | 1 Year (5 Years) | 2100 | 7% | 1953
47085 | Comnet | FVTRS1B | Bi-directional Digitally Encoded Video Transmitter or Sync, 10-Bit, sm, 1 fiber | Ea |  | 1 Year (5 Years) | 2100 | 7% | 1953
47086 | Comnet | FVTXA2C1M | 2-Channel Bi-directional Digitally Encoded Audio + Bi-directional Contact Closure, Transmitter, 24 Bit, mm, 1 fiber | Ea |  | 1 Year (5 Years) | 840 | 7% | 781.2
47087 | Comnet | FVTXA2C1S | 2-Channel Bi-directional Digitally Encoded Audio + Bi-directional Contact Closure, Transmitter, 24 Bit, sm, 1 fiber | Ea |  | 1 Year (5 Years) | 1365 | 7% | 1269.45
47088 | Comnet | FVTXA4C1M | 4 Channel Audio Transmitter + Bi-directional Contact Closure, mm, 1 fiber | Ea |  | 1 Year (5 Years) | 2310 | 7% | 2148.3
47089 | Comnet | FVTXA4C1S | 4 Channel Audio Transmitter + Bi-directional Contact Closure, sm, 1 fiber | Ea |  | 1 Year (5 Years) | 2835 | 7% | 2636.55
47090 | Comnet | FXA2C1M1A | Bi-directional Audio + Bi-directional Contact Closure, mm, 1 fiber | Ea |  | 1 Year (5 Years) | 630 | 7% | 585.9
47091 | Comnet | FXA2C1M1B | Bi-directional Audio + Bi-directional Contact Closure, mm, 1 fiber | Ea |  | 1 Year (5 Years) | 630 | 7% | 585.9
47092 | Comnet | FXA2C1S1A | Bi-directional Audio + Bi-directional Contact Closure, sm, 1 fiber | Ea |  | 1 Year (5 Years) | 1575 | 7% | 1464.75
47093 | Comnet | FXA2C1S1B | Bi-directional Audio + Bi-directional Contact Closure, sm, 1 fiber | Ea |  | 1 Year (5 Years) | 1575 | 7% | 1464.75
47094 | Comnet | NPE130 | PoE to 12VDC Adapter/power extractor is designed to provide 12VDC, up to a maximum of 25W output power, to a non-PoE device | Ea |  | 1 Year (5 Years) | 143 | 7% | 132.99
47095 | Comnet | NW1 | Individual Hardened Point-to-Multipoint Wireless Ethernet device, includes power injection module, power supply and mounting assembly, Integrated 19dBi 17° beam width Antenna, For use in North America Market only. | Ea |  | 1 Year (5 Years) | 775 | 7% | 720.75
47096 | Comnet | NW1/M | Individual Small Size Hardened Point-to-Multipoint Wireless Ethernet device, includes power injection module, power supply and mounting assembly, Integrated 16dBi 30° beam width Antenna, For use in North America Market only. | Ea |  | 1 Year (5 Years) | 775 | 7% | 720.75
47097 | Comnet | NW1/M/IA870 | Individual Small Size Hardened Point-to-Multipoint Wireless Ethernet device, includes power injection module, power supply and mounting assembly, Integrated 8dBi 70° beam width Antenna, For use in North America Market only. | Ea |  | 1 Year (5 Years) | 830 | 7% | 771.9
47098 | Comnet | NW1DR | Industrially Hardened High Throughput and Scalable Dual Radio Wireless Bridge, Two GE Ethernet Ports, One internal 19dBi 17° beam width directional antenna, includes mounting assembly, Port 1 Supports 802.3at PD PoE Power, Port 2 provides IEEE802.3at PSE PoE Power, For use in USA and Central America. (Power Injector sold separately, CNGE1IPS is recommended) | Ea |  | 1 Year (5 Years) | 1470 | 7% | 1367.1
47099 | Comnet | NW1DRIC | Industrially Hardened High Throughput and Scalable Dual Radio Wireless Bridge, Two GE Ethernet Ports, One internal 19dBi 17° beam width directional antenna, includes mounting assembly, Port 1 Supports 802.3at PD PoE Power, Port 2 provides IEEE802.3at PSE PoE Power, For use in Canada. (Power Injector sold separately, CNGE1IPS is recommended) | Ea |  | 1 Year (5 Years) | 1470 | 7% | 1367.1
47100 | Comnet | NW1IC | Individual Hardened Point-to-Multipoint Wireless Ethernet device, includes power injection module, power supply and mounting assembly, Integrated 19dBi 17° beam width Antenna, For use in Canada only. | Ea |  | 1 Year (5 Years) | 775 | 7% | 720.75
47101 | Comnet | NW2 | Industrially Hardened Point-to-Multipoint Wireless Ethernet Link, includes power injection module, power supply and mounting assembly, Integrated 19dBi 17° beam width Antenna, Supports distances up to 2 km/1.25 mi, ETSI certified for European Union | Ea |  | 1 Year (5 Years) | 775 | 7% | 720.75
47102 | Comnet | NW2/M | Individual Small Size Hardened Point-to-Multipoint Wireless Ethernet device, includes power injection module, power supply and mounting assembly, Integrated 16dBi 30° beam width Antenna, ETSI certified for European Union | Ea |  | 1 Year (5 Years) | 775 | 7% | 720.75
47103 | Comnet | NW2/M/IA870 | Individual Small Size Hardened Point-to-Multipoint Wireless Ethernet Device, includes power injection module, power supply and mounting assembly. Integrated 8dBi 70° beam width Antenna. For use in Europe Market only. | Ea |  | 1 Year (5 Years) | 830 | 7% | 771.9
47104 | Comnet | NW4G/LTE1 | 4G LTE External Grade Cellular MIMO Antenna with 1M cable (1 required per switch) | Ea |  | 1 Year (5 Years) | 165 | 7% | 153.45
47105 | Comnet | NW4G/LTE2 | 4G LTE External Grade Cellular MIMO Antenna with 2M cable (1 required per switch) | Ea |  | 1 Year (5 Years) | 175 | 7% | 162.75
47106 | Comnet | NW4G/LTE5 | 4G LTE External Grade Cellular MIMO Antenna with 5M cable (1 required per switch) | Ea |  | 1 Year (5 Years) | 190 | 7% | 176.7
47107 | Comnet | NW9 | Ultra-high throughput, impact-resistant hardened wireless Ethernet Unit. 500Mbps throughput and 802.11AC support. Contains mounting assembly, Port 1 Supports 802.3at PD PoE Power, Port 2 provides IEEE802.3af PSE PoE Power Integrated 19dBi 17° beam width Antenna, For use in North America Market only. (Power Injector sold separately, CNGE1IPS is recommended) | Ea |  | 1 Year (5 Years) | 1890 | 7% | 1757.7
47108 | Comnet | NW9E | Ultra-high throughput, impact-resistant hardened wireless Ethernet Unit. 500Mbps throughput and 802.11AC support. Contains mounting assembly, Port 1 Supports 802.3at PD PoE Power, Port 2 provides IEEE802.3af PSE PoE Power Integrated 19dBi 17° beam width Antenna. For use in Europe Market only. (Power Injector sold separately, CNGE1IPS is recommended). | Ea |  | 1 Year (5 Years) | 1890 | 7% | 1757.7
47109 | Comnet | NW9IC | Ultra-high throughput, impact-resistant hardened wireless Ethernet Unit. 500Mbps throughput and 802.11AC support. Contains mounting assembly, Port 1 Supports 802.3at PD PoE Power, Port 2 provides IEEE802.3af PSE PoE Power Integrated 19dBi 17° beam width Antenna, For use in Canada only. (Power Injector sold separately, CNGE1IPS is recommended) | Ea |  | 1 Year (5 Years) | 1890 | 7% | 1757.7
47110 | Comnet | NWADA1 | External Dual Polarization 4.9-5.8GHz 19dBi 17deg Beam width Antenna, Two 1m long N to N-type outdoor cables included | Ea |  | 1 Year (5 Years) | 315 | 7% | 292.95
47111 | Comnet | NWAODA1 | External Omni Directional Dual Band (2dBi@2.4GHz/5dBi@5GHz) Antenna, N Type Connector, 45º and 90º Articulating Joint | Ea |  | 1 Year (5 Years) | 105 | 7% | 97.65
47112 | Comnet | NWAVBSA1 | External Dual Polarization Variable Beam Sector Antenna, Two 1m long N to N-type outdoor cables included | Ea |  | 1 Year (5 Years) | 505 | 7% | 469.65
47113 | Comnet | NWBKT | Bracket Kit for NetWave Products (not compatible with Mini and NW9[E] radios) | Ea |  | 1 Year (5 Years) | 55 | 7% | 51.15
47114 | Comnet | NWBKT | Bracket Kit for NetWave Products | Ea |  | 1 Year (5 Years) | 55 | 7% | 51.15
47115 | Comnet | NWK1 | Hardened Point-to-Point Wireless Ethernet Kit, Contains Client and Remote Units, power injection module, power supply and mounting assembly, Integrated 19dBi 17° beam width Antenna, For use in North America Market only(Excluding Canada). | Ea |  | 1 Year (5 Years) | 1470 | 7% | 1367.1
47116 | Comnet | NWK1/M | Hardened Small Form Point-to-Point Wireless Ethernet Kit, Contains Client and Remote Units, power injection module, power supply and mounting assembly, Integrated 19dBi 17° beam width Antenna, For use in North America Market(Excluding Canada) only. | Ea |  | 1 Year (5 Years) | 1470 | 7% | 1367.1
47117 | Comnet | NWK11/M | Mini Industrially Hardened Point-To-Multipoint Wireless Ethernet Kit for Short Range Deployments 100Mb/s, Passive Power Only. FCC (North America Excluding Canada), 0.5m distance. Includes Non Hardened Power Injector. The Recommended Temperature Hardened Power Injector is NWPM24PPI. | Ea |  | 1 Year (5 Years) | 950 | 7% | 883.5
47118 | Comnet | NWK11E/M | Mini Industrially Hardened Point-To-Multipoint Wireless Ethernet Kit for Short Range Deployments 100Mb/s For use in Europe only. 800m Distance. Includes Non Hardened Power Injector. The Recommended Temperature Hardened Power Injector is NWPM24PPI. | Ea |  | 1 Year (5 Years) | 950 | 7% | 883.5
47119 | Comnet | NWK11IC/M | Mini Industrially Hardened Point-To-Multipoint Wireless Ethernet Kit for Short Range Deployments 100Mb/s, Passive PoE Only. IC Certified for Canada, 0.5m distance. Includes Non Hardened Power Injector. The Recommended Temperature Hardened Power Injector is NWPM24PPI. | Ea |  | 1 Year (5 Years) | 950 | 7% | 883.5
47120 | Comnet | NWK1IC | Hardened Point-to-Point Wireless Ethernet Kit, Contains Client and Remote Units, power injection module, power supply and mounting assembly, Integrated 19dBi 17° beam width Antenna, For use in Canada only. | Ea |  | 1 Year (5 Years) | 1470 | 7% | 1367.1
47121 | Comnet | NWK1IC/M | Hardened Small Form Point-to-Point Wireless Ethernet Kit, Contains Client and Remote Units, power injection module, power supply and mounting assembly, Integrated 19dBi 17° beam width Antenna, For use in Canada only. | Ea |  | 1 Year (5 Years) | 1470 | 7% | 1367.1
47122 | Comnet | NWK1-P4T | Industrially Hardened Point-to-Point Wireless & Switching Bundle, includes Wireless Radio Kit, 4 Port 10/100TX Self-Managed Switch and 240Watt Power supply. FCC Certified for use in the NA region. | Ea |  | 1 Year (5 Years) | 2100 | 7% | 1953
47123 | Comnet | NWK2 | Hardened Point-to-Point Wireless Ethernet Kit, Contains Client and Remote Units, power injection module, power supply and mounting assembly, Integrated 19dBi 17° beam width Antenna, For use in Europe Market only. | Ea |  | 1 Year (5 Years) | 1470 | 7% | 1367.1
47124 | Comnet | NWK2/M | Hardened Small Form Point-to-Point Wireless Ethernet Kit, Contains Client and Remote Units, power injection module, power supply and mounting assembly, Integrated 19dBi 17° beam width Antenna, For use in Europe Market only. | Ea |  | 1 Year (5 Years) | 1470 | 7% | 1367.1
47125 | Comnet | NWK2-P4T | Industrially Hardened Point-to-Point Wireless & Switching Bundle, includes Wireless Radio Kit, 4 Port 10/100TX Self-Managed Switch and 240Watt Power supply. ETSI Certified for use in the EU region. | Ea |  | 1 Year (5 Years) | 2100 | 7% | 1953
47126 | Comnet | NWK9 | Ultra-high throughput, impact-resistant hardened wireless Ethernet Kit. 500Mbps throughput and 802.11AC support. Contains Client and Remote Units and mounting assembly, Port 1 Supports 802.3at PD PoE Power, Port 2 provides IEEE802.3af PSE PoE Power, Integrated 19dBi 17° beam width Antenna. FCC certified for use in NA Region (Power Injector sold separately, CNGE1IPS is recommended) | Ea |  | 1 Year (5 Years) | 3675 | 7% | 3417.75
47127 | Comnet | NWK9E | Ultra-high throughput, impact-resistant hardened wireless Ethernet Kit. 500Mbps throughput and 802.11AC support. Contains Client and Remote Units and mounting assembly, Port 1 Supports 802.3at PD PoE Power, Port 2 provides IEEE802.3af PSE PoE Power, Integrated 19dBi 17° beam width Antenna. For use in Europe Market only. (Power Injector sold separately, CNGE1IPS is recommended) | Ea |  | 1 Year (5 Years) | 3675 | 7% | 3417.75
47128 | Comnet | NWK9IC | Ultra-high throughput, impact-resistant hardened wireless Ethernet Kit. 500Mbps throughput and 802.11AC support. Contains Client and Remote Units and mounting assembly, Port 1 Supports 802.3at PD PoE Power, Port 2 provides IEEE802.3af PSE PoE Power, Integrated 19dBi 17° beam width Antenna. IC certified for use in Canada (Power Injector sold separately, CNGE1IPS is recommended) | Ea |  | 1 Year (5 Years) | 3675 | 7% | 3417.75
47129 | Comnet | NWKBB100 | Netwave Battery Backup Kit with a 110Ah Battery, Charge Controller, NEMA-4 Enclosure and Mounting Hardware. Controller supports 110-277VAC input and 12VDC output | Ea |  | 1 Year (5 Years) | 4500 | 7% | 4185
47130 | Comnet | NWKBB200 | Netwave Battery Backup Kit with Dual 110Ah Batteries, Charge Controller, NEMA-4 Enclosure and Mounting Hardware. Controller supports 110-277VAC input and 24VDC output | Ea |  | 1 Year (5 Years) | 6800 | 7% | 6324
47131 | Comnet | NWKSP3 | Solar Power Kit for NetWave Products. Consists of Solar Panel, Battery, Controller and mounting hardware. For use in areas that have at least 6 hours peak sunlight in a day. Specifications: 30Watts Continuous power with 6 Hours Peak Sunlight and 220Ah Battery (Approx. 40 hours of backup time). | Ea |  | 1 Year (5 Years) | 9240 | 7% | 8593.2
47132 | Comnet | NWKSP4 | Solar Power Kit for NetWave Products. Consists of Solar Panel, Battery, Controller and mounting hardware. For use in areas that have at least 3 hours peak sunlight in a day. Specifications: 30Watts Continuous power with 3 Hours Peak Sunlight and 220Ah Battery (Approx. 40 hours of backup time). | Ea |  | 1 Year (5 Years) | 11025 | 7% | 10253.25
47133 | Comnet | NWPM1248GE | Industrial Gigabit Power over Ethernet midspan injector, compatible with IEEE802.3af PoE for DC-to-DC power applications with 12 VDC Input | Ea |  | 1 Year (5 Years) | 175 | 7% | 162.75
47134 | Comnet | NWPM2448G | DC to DC converter- provides 35W 802.3af/at Power Over Ethernet voltage from a 18-36VDC battery system. | Ea |  | 1 Year (5 Years) | 420 | 7% | 390.6
47135 | Comnet | NWPM2448GE | Industrial Gigabit Power over Ethernet midspan injector, compatible with IEEE802.3af/at PoE+ for DC-to-DC power applications with 24 VDC Input | Ea |  | 1 Year (5 Years) | 220 | 7% | 204.6
47136 | Comnet | NWPM4848GE | Industrial Gigabit Power over Ethernet midspan injector, compatible with IEEE802.3af/at PoE+ for DC-to-DC power applications with 48 VDC Input | Ea |  | 1 Year (5 Years) | 225 | 7% | 209.25
47137 | Comnet | PDD-FT | The PDD-FT transfers the input power from the normally ON output pair to normally Off output pair when triggered. Installs on a power supply input with an EOL at the fire alarm panel. The transferred power would be used to unlock doors, shut down air systems or return elevators to an exit floor. | Ea |  | 1 Year (5 Years) | 110 | 7% | 102.3
47138 | Comnet | PDM-4 | Distributes a single AC or DC Input to 4 protected outputs with 2 Amp fuses. | Ea |  | 1 Year (5 Years) | 100 | 7% | 93
47139 | Comnet | PDM-8 | Distributes a single AC or DC Input to 8 protected outputs with 1 Amp fuses. | Ea |  | 1 Year (5 Years) | 138 | 7% | 128.34
47140 | Comnet | PDM-9 | Distributes a single AC or DC Input to 9 protected outputs with 1 Amp fuses. | Ea |  | 1 Year (5 Years) | 146 | 7% | 135.78
47141 | Comnet | PIM1 | Power Injection Module for NetWave | Ea |  | 1 Year (5 Years) | 52 | 7% | 48.36
47142 | Comnet | PIM400-485-VBB | Panel Interface Module for Schlage AD-400 Series w/VBB and VLB Supports wireless Schlage AD-400 Locks; up to (16) on VBB, and up to (8) on VLB. Features 900 MHz Spread Spectrum RF technology and AES-128 bit encryption. Dimensions: 7.1"H x 7.1"W x 3.0"D. 12/24VDC PIM power supply sold separately (593PI-12DC) | Ea |  | 1 Year (5 Years) | 1409 | 7% | 1310.37
47143 | Comnet | PS12DC-1A-US | 12VDC @ 1 Amp power supply | Ea |  | 1 Year (5 Years) | 22 | 7% | 20.46
47144 | Comnet | PS12DC3A | 12VDC @ 3 Amp power supply | Ea |  | 1 Year (5 Years) | 52 | 7% | 48.36
47145 | Comnet | PS12DC-HT-US | 12VDC @ 1.5A Power Supply for High-Temperature Applications | Ea |  | 1 Year (5 Years) | 105 | 7% | 97.65
47146 | Comnet | PS24-1A | 24VAC Power Supply For Managed Switch | Ea |  | 1 Year (5 Years) | 63 | 7% | 58.59
47147 | Comnet | PS24-1A-DIN | 24VAC Din Rail Mount Power Supply For Managed Switch | Ea |  | 1 Year (5 Years) | 105 | 7% | 97.65
47148 | Comnet | PS24AC12DC | 24VAC/DC Input to 12VDC output | Ea |  | 1 Year (5 Years) | 21 | 7% | 19.53
47149 | Comnet | PS48V-.84A | 48VDC @ 0.84 Amp power supply | Ea |  | 1 Year (5 Years) | 145 | 7% | 134.85
47150 | Comnet | PS48V-1.25A | 48VDC @ 1.25 Amp power supply | Ea |  | 1 Year (5 Years) | 185 | 7% | 172.05
47151 | Comnet | PS48V-2A | 48VDC @ 2 Amp power supply | Ea |  | 1 Year (5 Years) | 225 | 7% | 209.25
47152 | Comnet | PS48VDC-10A | 90-264 VAC 47-63hz Power Supply 48 Volt/480w for the CNGE2FE24MSPOE | Ea |  | 1 Year (5 Years) | 1044 | 7% | 970.92
47153 | Comnet | PS48VDC-5A | 48VDC @ 5 Amp power supply for the CNGE2FE8MSPOE and PoE SMS Switches | Ea |  | 1 Year (5 Years) | 400 | 7% | 372
47154 | Comnet | PS56VDC-0.7A-US | 56VDC @0.7A Power Supply. Includes US power cord | Ea |  | 1 Year (5 Years) | 75 | 7% | 69.75
47155 | Comnet | PS-AMR1-12 | 12VDC 10Watt (0.83A) DIN Rail High Temp Power Supply (-40⁰C to +71⁰C With -40⁰C Start-Up) | Ea |  | 1 Year (5 Years) | 105 | 7% | 97.65
47156 | Comnet | PS-AMR1-24 | 24VDC 10Watt (0.42A) DIN Rail High Temp Power Supply (-40⁰C to +71⁰C With -40⁰C Start-Up) | Ea |  | 1 Year (5 Years) | 105 | 7% | 97.65
47157 | Comnet | PS-AMR2-12 | 12VDC 24Watt (2A) DIN Rail High Temp Power Supply (-40⁰C to +71⁰C With -40⁰C Start-Up) | Ea |  | 1 Year (5 Years) | 130 | 7% | 120.9
47158 | Comnet | PS-AMR2-24 | 24VDC 24Watt (1A) DIN Rail High Temp Power Supply (-40⁰C to +71⁰C With -40⁰C Start-Up) | Ea |  | 1 Year (5 Years) | 130 | 7% | 120.9
47159 | Comnet | PS-AMR3-12 | 12VDC 33Watt (2.75A) DIN Rail High Temp Power Supply (-40⁰C to +71⁰C With -40⁰C Start-Up) | Ea |  | 1 Year (5 Years) | 155 | 7% | 144.15
47160 | Comnet | PS-AMR3-24 | 24VDC 36Watt (1.5A) DIN Rail High Temp Power Supply (-40⁰C to +71⁰C With -40⁰C Start-Up) | Ea |  | 1 Year (5 Years) | 155 | 7% | 144.15
47161 | Comnet | PS-AMR4-12 | 12VDC 54Watt (4.5A) DIN Rail High Temp Power Supply (-40⁰C to +71⁰C With -40⁰C Start-Up) | Ea |  | 1 Year (5 Years) | 180 | 7% | 167.4
47162 | Comnet | PS-AMR4-24 | 24VDC 60Watt (2.5A) DIN Rail High Temp Power Supply (-40⁰C to +71⁰C With -40⁰C Start-Up) | Ea |  | 1 Year (5 Years) | 180 | 7% | 167.4
47163 | Comnet | PS-AMR5-12 | 12VDC 72Watt (6A) DIN Rail High Temp Power Supply (-40⁰C to +71⁰C With -40⁰C Start-Up) | Ea |  | 1 Year (5 Years) | 235 | 7% | 218.55
47164 | Comnet | PS-AMR5-24 | 24VDC 100Watt (4.2A) DIN Rail High Temp Power Supply (-40⁰C to +71⁰C With -40⁰C Start-Up) | Ea |  | 1 Year (5 Years) | 235 | 7% | 218.55
47165 | Comnet | PS-DRA120-48A | 48VDC 120Watt (2.5A) DIN Rail High Temp Power Supply (-35⁰C to +71⁰C With -35⁰C Start-Up) For PoE Applications. Screw Terminals. | Ea |  | 1 Year (5 Years) | 320 | 7% | 297.6
47166 | Comnet | PS-DRA240-48A | 48VDC 240Watt (5A) DIN Rail High Temp Power Supply (-40⁰C to +71⁰C With -40⁰C Start-Up) For PoE Applications. Screw Terminals. | Ea |  | 1 Year (5 Years) | 425 | 7% | 395.25
47167 | Comnet | PS-DRA30-48A | 48VDC 30Watt (0.6A) DIN Rail High Temp Power Supply (-40⁰C to +71⁰C With -40⁰C Start-Up) For PoE Applications. Screw Terminals. | Ea |  | 1 Year (5 Years) | 180 | 7% | 167.4
47168 | Comnet | PS-DRA480-48A | 48VDC 480Watt (10A) DIN Rail High Temp Power Supply (-40⁰C to +71⁰C With -40⁰C Start-Up) For PoE Applications. Screw Terminals. | Ea |  | 1 Year (5 Years) | 730 | 7% | 678.9
47169 | Comnet | PS-DRA60-48A | 48VDC 60Watt (1.25A) DIN Rail High Temp Power Supply (-40⁰C to +71⁰C With -40⁰C Start-Up) For PoE Applications. Screw Terminals. | Ea |  | 1 Year (5 Years) | 235 | 7% | 218.55
47170 | Comnet | RJ45BK | RJ45 Connector Breakout Wiring Kit | Ea |  | 1 Year (5 Years) | 52 | 7% | 48.36
47171 | Comnet | RL1000GW/12/E/S22 | RL1000GW with 2x RS-232 and 1x10/100 Tx, 12/24V DC. For -40 °C- +75°C | Ea |  | 1 Year (5 Years) | 1340 | 7% | 1246.2
47172 | Comnet | RL1000GW/12/E/S22/CEU | RL1000GW with 2x RS-232 and 1x10/100 Tx, LTE modem (EU bands), 12/24 VDC. For -40 °C- +75°C | Ea |  | 1 Year (5 Years) | 2720 | 7% | 2529.6
47173 | Comnet | RL1000GW/12/E/S22/CH+ | RL1000GW with 2x RS-232 and 1x10/100 Tx, 2G/3G/HSPA+ cellular modem, 12/24 VDC. For -40 °C- +75°C | Ea |  | 1 Year (5 Years) | 2030 | 7% | 1887.9
47174 | Comnet | RL1000GW/12/E/S22/CNA | RL1000GW with 2x RS-232 and 1x10/100 Tx, LTE modem (NA bands), 12/24 VDC. For -40 °C- +75°C | Ea |  | 1 Year (5 Years) | 2715 | 7% | 2524.95
47175 | Comnet | RL1000GW/12/E/S24/CEU | RL1000GW with 1x RS-232, 1x RS-485 and 1x10/100 Tx, LTE modem (EU bands), 12/24 VDC. For -40 °C- +75°C | Ea |  | 1 Year (5 Years) | 2720 | 7% | 2529.6
47176 | Comnet | RL1000GW/12/E/S24/CH+ | RL1000GW with 1x RS-232, 1x RS-485 and 1x10/100 Tx, 2G/3G/HSPA+ cellular modem, 12/24 VDC. For -40 °C- +75°C | Ea |  | 1 Year (5 Years) | 2030 | 7% | 1887.9
47177 | Comnet | RL1000GW/12/E/S24/CNA | RL1000GW with 1x RS-232, 1x RS-485 and 1x10/100 Tx, LTE modem (NA bands), 12/24 VDC. For -40 °C- +75°C | Ea |  | 1 Year (5 Years) | 2715 | 7% | 2524.95
47178 | Comnet | RL1000GW/12/ESFP/S22 | RL1000GW with 2x RS-232 and 1x10/100 Tx, SFP GE, 12/24 VDC. For -40 °C- +75°C | Ea |  | 1 Year (5 Years) | 1570 | 7% | 1460.1
47179 | Comnet | RL1000GW/12/ESFP/S22/CEU | RL1000GW with 2x RS-232 and 1x10/100 Tx, SFP GE, LTE modem (EU bands), 12/24 VDC. For -40 °C- +75°C | Ea |  | 1 Year (5 Years) | 2950 | 7% | 2743.5
47180 | Comnet | RL1000GW/12/ESFP/S22/CH+ | RL1000GW with 2x RS-232 and 1x10/100 Tx, SFP GE, 2G/3G/HSPA+ cellular modem, 12/24 VDC. For -40 °C- +75°C | Ea |  | 1 Year (5 Years) | 2240 | 7% | 2083.2
47181 | Comnet | RL1000GW/12/ESFP/S22/CNA | RL1000GW with 2x RS-232 and 1x10/100 Tx, SFP GE, LTE modem (NA bands), 12/24 VDC. For -40 °C- +75°C | Ea |  | 1 Year (5 Years) | 2950 | 7% | 2743.5
47182 | Comnet | RL1000GW/12/ESFP/S24 | RL1000GW with 1x RS-232, 1x RS-485 and 1x10/100 Tx, 12/24 VDC. For -40 °C- +75°C | Ea |  | 1 Year (5 Years) | 1340 | 7% | 1246.2
47183 | Comnet | RL1000GW/48/E/S22 | RL1000GW with 2x RS-232 and 1x10/100 Tx, 24/48 VDC. For -40 °C- +75°C | Ea |  | 1 Year (5 Years) | 1340 | 7% | 1246.2
47184 | Comnet | RL1000GW/48/E/S22/CEU | RL1000GW with 2x RS-232 and 1x10/100 Tx, LTE modem (EU bands), 24/48 VDC. For -40 °C- +75°C | Ea |  | 1 Year (5 Years) | 2720 | 7% | 2529.6
47185 | Comnet | RL1000GW/48/E/S22/CH+ | RL1000GW with 2x RS-232 and 1x10/100 Tx, 2G/3G/HSPA+ cellular modem, 24/48 VDC. For -40 °C- +75°C | Ea |  | 1 Year (5 Years) | 2010 | 7% | 1869.3
47186 | Comnet | RL1000GW/48/E/S22/CNA | RL1000GW with 2x RS-232 and 1x10/100 Tx, LTE modem (NA bands), 24/48 VDC. For -40 °C- +75°C | Ea |  | 1 Year (5 Years) | 2715 | 7% | 2524.95
47187 | Comnet | RL1000GW/48/E/S24/CEU | RL1000GW with 1x RS-232, 1x RS-485 and 1x10/100 Tx, LTE modem (EU bands), 24/48 VDC. For -40 °C- +75°C | Ea |  | 1 Year (5 Years) | 2720 | 7% | 2529.6
47188 | Comnet | RL1000GW/48/E/S24/CH+ | RL1000GW with 1x RS-232, 1x RS-485 and 1x10/100 Tx, 2G/3G/HSPA+ cellular modem, 24/48 VDC. For -40 °C- +75°C | Ea |  | 1 Year (5 Years) | 2010 | 7% | 1869.3
47189 | Comnet | RL1000GW/48/E/S24/CNA | RL1000GW with 1x RS-232, 1x RS-485 and 1x10/100 Tx, LTE modem (NA bands), 24/48 VDC. For -40 °C- +75°C | Ea |  | 1 Year (5 Years) | 2715 | 7% | 2524.95
47190 | Comnet | RL1000GW/48/ESFP/S22 | RL1000GW with 2x RS-232 and 1x10/100 Tx, SFP GE, 24/48 VDC. For -40 °C- +75°C | Ea |  | 1 Year (5 Years) | 1570 | 7% | 1460.1
47191 | Comnet | RL1000GW/48/ESFP/S22/CEU | RL1000GW with 2x RS-232 and 1x10/100 Tx, SFP GE, LTE modem (EU bands), 24/48 VDC. For -40 °C- +75°C | Ea |  | 1 Year (5 Years) | 2950 | 7% | 2743.5
47192 | Comnet | RL1000GW/48/ESFP/S22/CH+ | RL1000GW with 2x RS-232 and 1x10/100 Tx, SFP GE, 2G/3G/HSPA+ cellular modem, 24/48 VDC. For -40 °C- +75°C | Ea |  | 1 Year (5 Years) | 2240 | 7% | 2083.2
47193 | Comnet | RL1000GW/48/ESFP/S22/CNA | RL1000GW with 2x RS-232 and 1x10/100 Tx, SFP GE, LTE modem (NA bands), 24/48 VDC. For -40 °C- +75°C | Ea |  | 1 Year (5 Years) | 2950 | 7% | 2743.5
47194 | Comnet | RL1000GW/48/ESFP/S24 | RL1000GW with 1x RS-232, 1x RS-485 and 1x10/100 Tx, 24/48 VDC. For -40 °C- +75°C | Ea |  | 1 Year (5 Years) | 1340 | 7% | 1246.2
47195 | Comnet | RL1000GW/AC/ESFP/S22 | RL1000GW with 2x RS-232 and 1x10/100 Tx, SFP GE, AC PSU, For -40 - +75°C | Ea |  | 1 Year (5 Years) | 1575 | 7% | 1464.75
47196 | Comnet | RL1000GW/AC/ESFP/S22/CEU | RL1000GW with 2x RS-232 and 1x10/100 Tx, SFP GE, LTE modem (EU bands), AC PSU, For -40 - +75°C | Ea |  | 1 Year (5 Years) | 2950 | 7% | 2743.5
47197 | Comnet | RL1000GW/AC/ESFP/S22/CNA | RL1000GW with 2x RS-232 and 1x10/100 Tx, SFP GE, LTE modem (NA bands), AC PSU, For -40 - +75°C | Ea |  | 1 Year (5 Years) | 2950 | 7% | 2743.5
47198 | Comnet | RL1000GW/AC/ESFP/S24 | RL1000GW with 1x RS-232, 1x RS-485 and 1x10/100 Tx, SFP GE, AC PSU, For -40 - +75°C | Ea |  | 1 Year (5 Years) | 1350 | 7% | 1255.5
47199 | Comnet | RL1000GW/AC/ESFP/S24/CEU | RL1000GW with 1x RS-232, 1x RS-485 and 1x10/100 Tx, SFP GE, LTE modem (EU bands), AC PSU, For -40 - +75°C | Ea |  | 1 Year (5 Years) | 2700 | 7% | 2511
47200 | Comnet | RL1000GW/AC/ESFP/S24/CNA | RL1000GW with 1x RS-232, 1x RS-485 and 1x10/100 Tx, SFP GE, LTE modem (NA bands), AC PSU, For -40 - +75°C | Ea |  | 1 Year (5 Years) | 2700 | 7% | 2511
47201 | Comnet | RLFDX232M2/24DC | Substation-Rated RS-232 TTL Logic Data Link/Repeater , MM 2 Fiber, 24VDC | Ea |  | 1 Year (5 Years) | 630 | 7% | 585.9
47202 | Comnet | RLFDX232M2/48DC | Substation-Rated RS-232 TTL Logic Data Link/Repeater , MM 2 Fiber, 48VDC | Ea |  | 1 Year (5 Years) | 910 | 7% | 846.3
47203 | Comnet | RLFDX232M2/HV | Substation-Rated RS-232 TTL Logic Data Link/Repeater , MM 2 Fiber, 88 to 300 VDC / 85 to 264 VAC | Ea |  | 1 Year (5 Years) | 910 | 7% | 846.3
47204 | Comnet | RLFDX232S2/24DC | Substation-Rated RS-232 TTL Logic Data Link/Repeater , SM 2 Fiber, 24VDC | Ea |  | 1 Year (5 Years) | 2300 | 7% | 2139
47205 | Comnet | RLFDX232S2/48DC | Substation-Rated RS-232 TTL Logic Data Link/Repeater , SM 2 Fiber, 48VDC | Ea |  | 1 Year (5 Years) | 2660 | 7% | 2473.8
47206 | Comnet | RLFDX232S2/HV | Substation-Rated RS-232 TTL Logic Data Link/Repeater , SM 2 Fiber, 88 to 300 VDC / 85 to 264 VAC | Ea |  | 1 Year (5 Years) | 2660 | 7% | 2473.8
47207 | Comnet | RLFDX485M2/24DC | Substation-Rated RS-485 Serial Data link/Repeaters, MM 2 Fiber, 24VDC | Ea |  | 1 Year (5 Years) | 585 | 7% | 544.05
47208 | Comnet | RLFDX485M2/48DC | Substation-Rated RS-485 Serial Data link/Repeaters, MM 2 Fiber, 48VDC | Ea |  | 1 Year (5 Years) | 840 | 7% | 781.2
47209 | Comnet | RLFDX485M2/HV | Substation-Rated RS-485 Serial Data link/Repeaters, MM 2 Fiber, 88 to 300 VDC / 85 to 264 | Ea |  | 1 Year (5 Years) | 840 | 7% | 781.2
47210 | Comnet | RLFDX485S2/24DC | Substation-Rated RS-485 Serial Data link/Repeaters, SM 2 Fiber, 24VDC | Ea |  | 1 Year (5 Years) | 2010 | 7% | 1869.3
47211 | Comnet | RLFDX485S2/48DC | Substation-Rated RS-485 Serial Data link/Repeaters, SM 2 Fiber, 48VDC | Ea |  | 1 Year (5 Years) | 2360 | 7% | 2194.8
47212 | Comnet | RLFDX485S2/HV | Substation-Rated RS-485 Serial Data link/Repeaters, MM 2 Fiber, 88 to 300 VDC / 85 to 264 | Ea |  | 1 Year (5 Years) | 2360 | 7% | 2194.8
47213 | Comnet | RLGE2+1SMS24DC | Electrical Substation-Rated three-port intelligent Self-Managed Ethernet Switch with light management functionality. Two 10/100/1000Base-T(X) copper ports and one 100/1000Base-FX SFP* ports. 24VDC Power | Ea |  | 1 Year (5 Years) | 925 | 7% | 860.25
47214 | Comnet | RLGE2+1SMS48DC | Electrical Substation-Rated three-port intelligent Self-Managed Ethernet Switch with light management functionality. Two 10/100/1000Base-T(X) copper ports and one 100/1000Base-FX SFP* ports. 48VDC Power | Ea |  | 1 Year (5 Years) | 975 | 7% | 906.75
47215 | Comnet | RLGE2+1SMSPOEHO | Electrical Substation-Rated 10/100/1000 Mbps 3-Port Self-Managed Ethernet Switch With Universal PoE (PoE++, 60 Watts) | Ea |  | 1 Year (5 Years) | 1250 | 7% | 1162.5
47216 | Comnet | RLGE20FX4TX16MS/HV | Substation-Rated DIN-Rail Mountable All-Gigabit Managed Layer 2 Switch with 16 10/100/1000 BASE-TX Ports + 4 Gigabit SFP* Uplink Combo Ports, Dual Redundant High Voltage PSU Inputs | Ea |  | 1 Year (5 Years) | 4000 | 7% | 3720
47217 | Comnet | RLGE20FX4TX16MS/LV | Substation-Rated DIN-Rail Mountable All-Gigabit Managed Layer 2 Switch with 16 10/100/1000 BASE-TX Ports + 4 Gigabit SFP* Uplink Combo Ports, Dual Redundant Low Voltage PSU Inputs | Ea |  | 1 Year (5 Years) | 4000 | 7% | 3720
47218 | Comnet | RLGE2FE16R/E/48/28P/S22-X | RLGE2FE16R with 2 x 100/1000FX SFP, 8 x 10/100TX & PoE+, 4 x RS-232, 48VDC, Enhanced Security Software | Ea |  | 1 Year (5 Years) | 5980 | 7% | 5561.4
47219 | Comnet | RLGE2FE16R/S/11/216 | RLGE2FE16R system with 16 x 10/100 BaseT, 2xGE SFP, 110V DC PSU | Ea |  | 1 Year (5 Years) | 5175 | 7% | 4812.75
47220 | Comnet | RLGE2FE16R/S/11/216P | RLGE2FE16R system with 8x10/100 BaseT PoE, 8x10/100 BaseT, 2xGE SFP, 110V DC PSU | Ea |  | 1 Year (5 Years) | 5680 | 7% | 5282.4
47221 | Comnet | RLGE2FE16R/S/11/28 | RLGE2FE16R system with 2 x SFP, 8 x 10/100TX, 110V DC PSU; For -40 °C- +75°C | Ea |  | 1 Year (5 Years) | 3730 | 7% | 3468.9
47222 | Comnet | RLGE2FE16R/S/11/28/CEU | RLGE2FE16R system with 2 x SFP, 8 x 10/100TX, cellular 4G LTE (EU Bands) modem,110V DC PSU; For -40 °C- +75°C | Ea |  | 1 Year (5 Years) | 5440 | 7% | 5059.2
47223 | Comnet | RLGE2FE16R/S/11/28/CGU | RLGE2FE16R system with 2 x SFP, 8 x 10/100TX, cellular 2G/3G GPRS/UMTS modem,110V DC PSU; For -40 °C- +75°C | Ea |  | 1 Year (5 Years) | 4520 | 7% | 4203.6
47224 | Comnet | RLGE2FE16R/S/11/28/CH+ | RLGE2FE16R system with 2 x SFP, 8 x 10/100TX, cellular 2G/3G HSPA+ modem,110V DC PSU; For -40 °C- +75°C | Ea |  | 1 Year (5 Years) | 4750 | 7% | 4417.5
47225 | Comnet | RLGE2FE16R/S/11/28/CNA | RLGE2FE16R system with 2 x SFP, 8 x 10/100TX, cellular 4G LTE (NA Bands) modem,110V DC PSU; For -40 °C- +75°C | Ea |  | 1 Year (5 Years) | 5440 | 7% | 5059.2
47226 | Comnet | RLGE2FE16R/S/11/28/S22 | RLGE2FE16R system with 2 x SFP, 8 x 10/100TX, 4 x RS-232, 110V DC PSU; For -40 °C- +75°C | Ea |  | 1 Year (5 Years) | 4240 | 7% | 3943.2
47227 | Comnet | RLGE2FE16R/S/11/28/S22/CEU | RLGE2FE16R system with 2 x SFP, 8 x 10/100TX, 4 x RS-232, cellular 4G LTE (EU Bands) modem,110V DC PSU; For -40 °C- +75°C | Ea |  | 1 Year (5 Years) | 5950 | 7% | 5533.5
47228 | Comnet | RLGE2FE16R/S/11/28/S22/CGU | RLGE2FE16R system with 2 x SFP, 8 x 10/100TX, 4 x RS-232, cellular 2G/3G GPRS/UMTS modem,110V DC PSU; For -40 °C- +75°C | Ea |  | 1 Year (5 Years) | 5025 | 7% | 4673.25
47229 | Comnet | RLGE2FE16R/S/11/28/S22/CH+ | RLGE2FE16R system with 2 x SFP, 8 x 10/100TX, 4 x RS-232, cellular 2G/3G HSPA+ modem,110V DC PSU; For -40 °C- +75°C | Ea |  | 1 Year (5 Years) | 5255 | 7% | 4887.15
47230 | Comnet | RLGE2FE16R/S/11/28/S22/CNA | RLGE2FE16R system with 2 x SFP, 8 x 10/100TX, 4 x RS-232, cellular 4G LTE (NA Bands) modem,110V DC PSU; For -40 °C- +75°C | Ea |  | 1 Year (5 Years) | 5950 | 7% | 5533.5
47231 | Comnet | RLGE2FE16R/S/11/288 | RLGE2FE16R system with 8x10/100 BaseT, 8x 100FX SFPs, 2xGE SFP, 110V DC PSU | Ea |  | 1 Year (5 Years) | 5175 | 7% | 4812.75
47232 | Comnet | RLGE2FE16R/S/11/288P | RLGE2FE16R system with 8x10/100 BaseT PoE, 8x 100FX SFPs, 2xGE SFP, 110V DC PSU | Ea |  | 1 Year (5 Years) | 5680 | 7% | 5282.4
47233 | Comnet | RLGE2FE16R/S/11/28P | RLGE2FE16R system with 2 x SFP, 8 x10/100TX PoE, 110V DC PSU; For -40 °C- +75°C | Ea |  | 1 Year (5 Years) | 4240 | 7% | 3943.2
47234 | Comnet | RLGE2FE16R/S/11/28P/CEU | RLGE2FE16R with 2 x 100/1000 Fx SFP, 8 x 10/100 Tx, 4 x RS-232, 4G LTE Cellular Modem (EU Bands), AC | Ea |  | 1 Year (5 Years) | 6460 | 7% | 6007.8
47235 | Comnet | RLGE2FE16R/S/11/28P/CGU | RLGE2FE16R with 2 x 100/1000 Fx SFP, 8 x 10/100 Tx, 4 x RS-232, 2G/3G GPRS/UMTS Cellular Modem, AC | Ea |  | 1 Year (5 Years) | 5535 | 7% | 5147.55
47236 | Comnet | RLGE2FE16R/S/11/28P/CH+ | RLGE2FE16R with 2 x 100/1000 Fx SFP, 8 x 10/100 Tx, 4 x RS-232, 2G/3G HSPA+ Cellular Modem, AC | Ea |  | 1 Year (5 Years) | 5765 | 7% | 5361.45
47237 | Comnet | RLGE2FE16R/S/11/28P/CNA | RLGE2FE16R with 2 x 100/1000 Fx SFP, 8 x 10/100 Tx, 4 x RS-232, 4G LTE Cellular Modem (NA Bands), AC | Ea |  | 1 Year (5 Years) | 6460 | 7% | 6007.8
47238 | Comnet | RLGE2FE16R/S/11/28P/S22 | RLGE2FE16R system with 2 x SFP, 8 x10/100TX PoE, 4 x RS-232, 110V DC PSU; For -40 °C- +75°C | Ea |  | 1 Year (5 Years) | 5210 | 7% | 4845.3
47239 | Comnet | RLGE2FE16R/S/11/28P/S22/CEU | RLGE2FE16R system with 2 x SFP, 8 x10/100TX PoE, 4 x RS-232, cellular 4G LTE (EU Bands) modem,110V DC PSU; For -40 °C- +75°C | Ea |  | 1 Year (5 Years) | 6920 | 7% | 6435.6
47240 | Comnet | RLGE2FE16R/S/11/28P/S22/CGU | RLGE2FE16R system with 2 x SFP, 8 x10/100TX PoE, 4 x RS-232, cellular 2G/3G GPRS/UMTS modem,110V DC PSU; For -40 °C- +75°C | Ea |  | 1 Year (5 Years) | 5995 | 7% | 5575.35
47241 | Comnet | RLGE2FE16R/S/11/28P/S22/CH+ | RLGE2FE16R system with 2 x SFP, 8 x10/100TX PoE, 4 x RS-232, cellular 2G/3G HSPA+ modem,110V DC PSU; For -40 °C- +75°C | Ea |  | 1 Year (5 Years) | 6225 | 7% | 5789.25
47242 | Comnet | RLGE2FE16R/S/11/28P/S22/CNA | RLGE2FE16R system with 2 x SFP, 8 x10/100TX PoE, 4 x RS-232, cellular 4G LTE (NA Bands) modem,110V DC PSU; For -40 °C- +75°C | Ea |  | 1 Year (5 Years) | 6920 | 7% | 6435.6
47243 | Comnet | RLGE2FE16R/S/12/216 | RLGE2FE16R system with 16 x 10/100 BaseT, 2xGE SFP, 12V DC PSU | Ea |  | 1 Year (5 Years) | 4710 | 7% | 4380.3
47244 | Comnet | RLGE2FE16R/S/12/216P | RLGE2FE16R system with 8x10/100 BaseT PoE, 8x10/100 BaseT, 2xGE SFP, 12V DC PSU | Ea |  | 1 Year (5 Years) | 5680 | 7% | 5282.4
47245 | Comnet | RLGE2FE16R/S/12/28 | RLGE2FE16R system with 2 x SFP, 8 x 10/100TX, 12V DC PSU; For -40 °C- +75°C | Ea |  | 1 Year (5 Years) | 3270 | 7% | 3041.1
47246 | Comnet | RLGE2FE16R/S/12/28/CEU | RLGE2FE16R system with 2 x SFP, 8 x 10/100TX, cellular 4G LTE (EU Bands) modem,12V DC PSU; For -40 °C- +75°C | Ea |  | 1 Year (5 Years) | 4980 | 7% | 4631.4
47247 | Comnet | RLGE2FE16R/S/12/28/CGU | RLGE2FE16R system with 2 x SFP, 8 x 10/100TX, cellular 2G/3G GPRS/UMTS modem,12V DC PSU; For -40 °C- +75°C | Ea |  | 1 Year (5 Years) | 4055 | 7% | 3771.15
47248 | Comnet | RLGE2FE16R/S/12/28/CH+ | RLGE2FE16R system with 2 x SFP, 8 x 10/100TX, cellular 2G/3G HSPA+ modem,12V DC PSU; For -40 °C- +75°C | Ea |  | 1 Year (5 Years) | 4280 | 7% | 3980.4
47249 | Comnet | RLGE2FE16R/S/12/28/CNA | RLGE2FE16R system with 2 x SFP, 8 x 10/100TX, cellular 4G LTE (NA Bands) modem,12V DC PSU; For -40 °C- +75°C | Ea |  | 1 Year (5 Years) | 4980 | 7% | 4631.4
47250 | Comnet | RLGE2FE16R/S/12/28/S22 | RLGE2FE16R system with 2 x SFP, 8 x 10/100TX, 4 x RS-232, 12V DC PSU; For -40 °C- +75°C | Ea |  | 1 Year (5 Years) | 3780 | 7% | 3515.4
47251 | Comnet | RLGE2FE16R/S/12/28/S22/CEU | RLGE2FE16R system with 2 x SFP, 8 x 10/100TX, 4 x RS-232, cellular 4G LTE (EU Bands) modem,12V DC PSU; For -40 °C- +75°C | Ea |  | 1 Year (5 Years) | 8485 | 7% | 7891.05
47252 | Comnet | RLGE2FE16R/S/12/28/S22/CGU | RLGE2FE16R system with 2 x SFP, 8 x 10/100TX, 4 x RS-232, cellular 2G/3G GPRS/UMTS modem,12V DC PSU; For -40 °C- +75°C | Ea |  | 1 Year (5 Years) | 4560 | 7% | 4240.8
47253 | Comnet | RLGE2FE16R/S/12/28/S22/CH+ | RLGE2FE16R system with 2 x SFP, 8 x 10/100TX, 4 x RS-232, cellular 2G/3G HSPA+ modem,12V DC PSU; For -40 °C- +75°C | Ea |  | 1 Year (5 Years) | 4795 | 7% | 4459.35
47254 | Comnet | RLGE2FE16R/S/12/28/S22/CNA | RLGE2FE16R system with 2 x SFP, 8 x 10/100TX, 4 x RS-232, cellular 4G LTE (NA Bands) modem,12V DC PSU; For -40 °C- +75°C | Ea |  | 1 Year (5 Years) | 5485 | 7% | 5101.05
47255 | Comnet | RLGE2FE16R/S/12/288 | RLGE2FE16R system with 8x10/100 BaseT, 8x 100FX SFPs, 2xGE SFP, 12V DC PSU | Ea |  | 1 Year (5 Years) | 4710 | 7% | 4380.3
47256 | Comnet | RLGE2FE16R/S/12/288P | RLGE2FE16R system with 8x10/100 BaseT PoE, 8x 100FX SFPs, 2xGE SFP, 12V DC PSU | Ea |  | 1 Year (5 Years) | 5680 | 7% | 5282.4
47257 | Comnet | RLGE2FE16R/S/12/28P | RLGE2FE16R system with 2 x SFP, 8 x10/100TX PoE, 12V DC PSU; For -40 °C- +75°C | Ea |  | 1 Year (5 Years) | 4240 | 7% | 3943.2
47258 | Comnet | RLGE2FE16R/S/12/28P/CEU | RLGE2FE16R system with 2 x SFP, 8 x10/100TX PoE, cellular 4G LTE (EU Bands) modem,12V DC PSU; For -40 °C- +75°C | Ea |  | 1 Year (5 Years) | 5950 | 7% | 5533.5
47259 | Comnet | RLGE2FE16R/S/12/28P/CGU | RLGE2FE16R system with 2 x SFP, 8 x10/100TX PoE, cellular 2G/3G GPRS/UMTS modem,12V DC PSU; For -40 °C- +75°C | Ea |  | 1 Year (5 Years) | 5025 | 7% | 4673.25
47260 | Comnet | RLGE2FE16R/S/12/28P/CH+ | RLGE2FE16R system with 2 x SFP, 8 x10/100TX PoE, cellular HSPA+ modem,12V DC PSU; For -40 °C- +75°C | Ea |  | 1 Year (5 Years) | 5255 | 7% | 4887.15
47261 | Comnet | RLGE2FE16R/S/12/28P/CNA | RLGE2FE16R system with 2 x SFP, 8 x10/100TX PoE, cellular 4G LTE (NA Bands) modem,12V DC PSU; For -40 °C- +75°C | Ea |  | 1 Year (5 Years) | 5950 | 7% | 5533.5
47262 | Comnet | RLGE2FE16R/S/12/28P/S22 | RLGE2FE16R system with 2 x SFP, 8 x10/100TX PoE, 4 x RS-232, 12V DC PSU; For -40 °C- +75°C | Ea |  | 1 Year (5 Years) | 4750 | 7% | 4417.5
47263 | Comnet | RLGE2FE16R/S/12/28P/S22/CEU | RLGE2FE16R system with 2 x SFP, 8 x10/100TX PoE, 4 x RS-232, cellular 4G LTE (EU Bands) modem,12V DC PSU; For -40 °C- +75°C | Ea |  | 1 Year (5 Years) | 6460 | 7% | 6007.8
47264 | Comnet | RLGE2FE16R/S/12/28P/S22/CGU | RLGE2FE16R system with 2 x SFP, 8 x10/100TX PoE, 4 x RS-232, cellular 2G/3G GPRS/UMTS modem,12V DC PSU; For -40 °C- +75°C | Ea |  | 1 Year (5 Years) | 5535 | 7% | 5147.55
47265 | Comnet | RLGE2FE16R/S/12/28P/S22/CH+ | RLGE2FE16R system with 2 x SFP, 8 x10/100TX PoE, 4 x RS-232, cellular 2G/3G HSPA+ modem,12V DC PSU; For -40 °C- +75°C | Ea |  | 1 Year (5 Years) | 5765 | 7% | 5361.45
47266 | Comnet | RLGE2FE16R/S/12/28P/S22/CNA | RLGE2FE16R system with 2 x SFP, 8 x10/100TX PoE, 4 x RS-232, cellular 4G LTE (NA Bands) modem,12V DC PSU; For -40 °C- +75°C | Ea |  | 1 Year (5 Years) | 6460 | 7% | 6007.8
47267 | Comnet | RLGE2FE16R/S/22/216 | RLGE2FE16R system with 16 x 10/100 BaseT, 2xGE SFP, 220V DC PSU | Ea |  | 1 Year (5 Years) | 5175 | 7% | 4812.75
47268 | Comnet | RLGE2FE16R/S/22/216P | RLGE2FE16R system with 8x10/100 BaseT PoE, 8x10/100 BaseT, 2xGE SFP, 220V DC PSU | Ea |  | 1 Year (5 Years) | 5680 | 7% | 5282.4
47269 | Comnet | RLGE2FE16R/S/22/28 | RLGE2FE16R system with 2 x SFP, 8 x 10/100TX, 220V DC PSU; For -40 °C- +75°C | Ea |  | 1 Year (5 Years) | 3730 | 7% | 3468.9
47270 | Comnet | RLGE2FE16R/S/22/288 | RLGE2FE16R system with 8x10/100 BaseT, 8x 100FX SFPs, 2xGE SFP, 220V DC PSU | Ea |  | 1 Year (5 Years) | 5175 | 7% | 4812.75
47271 | Comnet | RLGE2FE16R/S/22/288P | RLGE2FE16R system with 8x10/100 BaseT PoE, 8x 100FX SFPs, 2xGE SFP, 220V DC PSU | Ea |  | 1 Year (5 Years) | 5680 | 7% | 5282.4
47272 | Comnet | RLGE2FE16R/S/22/28P | RLGE2FE16R system with 2 x SFP, 8 x10/100TX PoE, 220V DC PSU; For -40 °C- +75°C | Ea |  | 1 Year (5 Years) | 4240 | 7% | 3943.2
47273 | Comnet | RLGE2FE16R/S/24/216 | RLGE2FE16R system with 16 x 10/100 BaseT, 2xGE SFP, 24V DC PSU | Ea |  | 1 Year (5 Years) | 4710 | 7% | 4380.3
47274 | Comnet | RLGE2FE16R/S/24/216P | RLGE2FE16R system with 8x10/100 BaseT PoE, 8x10/100 BaseT, 2xGE SFP, 24V DC PSU | Ea |  | 1 Year (5 Years) | 5680 | 7% | 5282.4
47275 | Comnet | RLGE2FE16R/S/24/28 | RLGE2FE16R system with 2 x SFP, 8 x 10/100TX, 24V DC PSU; For -40 °C- +75°C | Ea |  | 1 Year (5 Years) | 3270 | 7% | 3041.1
47276 | Comnet | RLGE2FE16R/S/24/28/CEU | RLGE2FE16R system with 2 x SFP, 8 x 10/100TX, cellular 4G LTE (EU Bands) modem,24V DC PSU; For -40 °C- +75°C | Ea |  | 1 Year (5 Years) | 4980 | 7% | 4631.4
47277 | Comnet | RLGE2FE16R/S/24/28/CGU | RLGE2FE16R system with 2 x SFP, 8 x 10/100TX, cellular 2G/3G GPRS/UMTS modem,24V DC PSU; For -40 °C- +75°C | Ea |  | 1 Year (5 Years) | 4055 | 7% | 3771.15
47278 | Comnet | RLGE2FE16R/S/24/28/CH+ | RLGE2FE16R system with 2 x SFP, 8 x 10/100TX, cellular 2G/3G HSPA+ modem,24V DC PSU; For -40 °C- +75°C | Ea |  | 1 Year (5 Years) | 4285 | 7% | 3985.05
47279 | Comnet | RLGE2FE16R/S/24/28/CNA | RLGE2FE16R system with 2 x SFP, 8 x 10/100TX, cellular 4G LTE (NA Bands) modem,24V DC PSU; For -40 °C- +75°C | Ea |  | 1 Year (5 Years) | 4980 | 7% | 4631.4
47280 | Comnet | RLGE2FE16R/S/24/28/S22 | RLGE2FE16R system with 2 x SFP, 8 x 10/100TX, 4 x RS-232, 24V DC PSU; For -40 °C- +75°C | Ea |  | 1 Year (5 Years) | 3780 | 7% | 3515.4
47281 | Comnet | RLGE2FE16R/S/24/28/S22/CEU | RLGE2FE16R system with 2 x SFP, 8 x 10/100TX, 4 x RS-232, cellular 4G LTE (EU Bands) modem,24V DC PSU; For -40 °C- +75°C | Ea |  | 1 Year (5 Years) | 5490 | 7% | 5105.7
47282 | Comnet | RLGE2FE16R/S/24/28/S22/CGU | RLGE2FE16R system with 2 x SFP, 8 x 10/100TX, 4 x RS-232, cellular 2G/3G GPRS/UMTS modem,24V DC PSU; For -40 °C- +75°C | Ea |  | 1 Year (5 Years) | 4560 | 7% | 4240.8
47283 | Comnet | RLGE2FE16R/S/24/28/S22/CH+ | RLGE2FE16R system with 2 x SFP, 8 x 10/100TX, 4 x RS-232, cellular 2G/3G HSPA+ modem,24V DC PSU; For -40 °C- +75°C | Ea |  | 1 Year (5 Years) | 4795 | 7% | 4459.35
47284 | Comnet | RLGE2FE16R/S/24/28/S22/CNA | RLGE2FE16R system with 2 x SFP, 8 x 10/100TX, 4 x RS-232, cellular 4G LTE (NA Bands) modem,24V DC PSU; For -40 °C- +75°C | Ea |  | 1 Year (5 Years) | 5490 | 7% | 5105.7
47285 | Comnet | RLGE2FE16R/S/24/288 | RLGE2FE16R system with 8x10/100 BaseT, 8x 100FX SFPs, 2xGE SFP, 24V DC PSU | Ea |  | 1 Year (5 Years) | 4710 | 7% | 4380.3
47286 | Comnet | RLGE2FE16R/S/24/288P | RLGE2FE16R system with 8x10/100 BaseT PoE, 8x 100FX SFPs, 2xGE SFP, 24V DC PSU | Ea |  | 1 Year (5 Years) | 5680 | 7% | 5282.4
47287 | Comnet | RLGE2FE16R/S/24/28P | RLGE2FE16R system with 2 x SFP, 8 x10/100TX PoE, 24V DC PSU; For -40 °C- +75°C | Ea |  | 1 Year (5 Years) | 4210 | 7% | 3915.3
47288 | Comnet | RLGE2FE16R/S/24/28P/CEU | RLGE2FE16R system with 2 x SFP, 8 x10/100TX PoE, cellular4G LTE (EU Bands) modem,24V DC PSU; For -40 °C- +75°C | Ea |  | 1 Year (5 Years) | 5950 | 7% | 5533.5
47289 | Comnet | RLGE2FE16R/S/24/28P/CGU | RLGE2FE16R system with 2 x SFP, 8 x10/100TX PoE, cellular 2G/3G GPRS/UMTS modem,24V DC PSU; For -40 °C- +75°C | Ea |  | 1 Year (5 Years) | 5025 | 7% | 4673.25
47290 | Comnet | RLGE2FE16R/S/24/28P/CH+ | RLGE2FE16R system with 2 x SFP, 8 x10/100TX PoE, cellular 2G/3G HSPA+ modem,24V DC PSU; For -40 °C- +75°C | Ea |  | 1 Year (5 Years) | 5255 | 7% | 4887.15
47291 | Comnet | RLGE2FE16R/S/24/28P/CNA | RLGE2FE16R system with 2 x SFP, 8 x10/100TX PoE, cellular 4G LTE (NA Bands) modem,24V DC PSU; For -40 °C- +75°C | Ea |  | 1 Year (5 Years) | 5950 | 7% | 5533.5
47292 | Comnet | RLGE2FE16R/S/24/28P/S22 | RLGE2FE16R system with 2 x SFP, 8 x10/100TX PoE, 4 x RS-232, 24V DC PSU; For -40 °C- +75°C | Ea |  | 1 Year (5 Years) | 4750 | 7% | 4417.5
47293 | Comnet | RLGE2FE16R/S/24/28P/S22/CEU | RLGE2FE16R system with 2 x SFP, 8 x10/100TX PoE, 4 x RS-232, cellular 4G LTE (EU Bands) modem,24V DC PSU; For -40 °C- +75°C | Ea |  | 1 Year (5 Years) | 6460 | 7% | 6007.8
47294 | Comnet | RLGE2FE16R/S/24/28P/S22/CGU | RLGE2FE16R system with 2 x SFP, 8 x10/100TX PoE, 4 x RS-232, cellular 2G/3G GPRS/UMTS modem,24V DC PSU; For -40 °C- +75°C | Ea |  | 1 Year (5 Years) | 5535 | 7% | 5147.55
47295 | Comnet | RLGE2FE16R/S/24/28P/S22/CH+ | RLGE2FE16R system with 2 x SFP, 8 x10/100TX PoE, 4 x RS-232, cellular 2G/3G HSPA+ modem,24V DC PSU; For -40 °C- +75°C | Ea |  | 1 Year (5 Years) | 5765 | 7% | 5361.45
47296 | Comnet | RLGE2FE16R/S/24/28P/S22/CNA | RLGE2FE16R system with 2 x SFP, 8 x10/100TX PoE, 4 x RS-232, cellular 4G LTE (NA Bands) modem,24V DC PSU; For -40 °C- +75°C | Ea |  | 1 Year (5 Years) | 6460 | 7% | 6007.8
47297 | Comnet | RLGE2FE16R/S/48/216 | RLGE2FE16R system with 16 x 10/100 BaseT, 2xGE SFP, 48V DC PSU | Ea |  | 1 Year (5 Years) | 4710 | 7% | 4380.3
47298 | Comnet | RLGE2FE16R/S/48/216P | RLGE2FE16R system with 8x10/100 BaseT PoE, 8x10/100 BaseT, 2xGE SFP, 48V DC PSU | Ea |  | 1 Year (5 Years) | 5220 | 7% | 4854.6
47299 | Comnet | RLGE2FE16R/S/48/28 | RLGE2FE16R system with 2 x SFP, 8x10/100Tx, 48V DC PSU; For -40 °C- +75°C | Ea |  | 1 Year (5 Years) | 3270 | 7% | 3041.1
47300 | Comnet | RLGE2FE16R/S/48/28/CEU | RLGE2FE16R system with 2 x SFP, 8 x 10/100TX, cellular 4G LTE (EU Bands) modem,48V DC PSU; For -40 °C- +75°C | Ea |  | 1 Year (5 Years) | 5485 | 7% | 5101.05
47301 | Comnet | RLGE2FE16R/S/48/28/CGU | RLGE2FE16R system with 2 x SFP, 8 x 10/100TX, cellular 2G/3G GPRS/UMTS modem,48V DC PSU; For -40 °C- +75°C | Ea |  | 1 Year (5 Years) | 4055 | 7% | 3771.15
47302 | Comnet | RLGE2FE16R/S/48/28/CH+ | RLGE2FE16R system with 2 x SFP, 8 x 10/100TX, cellular 2G/3G HSPA+ modem,48V DC PSU; For -40 °C- +75°C | Ea |  | 1 Year (5 Years) | 4290 | 7% | 3989.7
47303 | Comnet | RLGE2FE16R/S/48/28/CNA | RLGE2FE16R system with 2 x SFP, 8 x 10/100TX, cellular 4G LTE (NA Bands) modem,48V DC PSU; For -40 °C- +75°C | Ea |  | 1 Year (5 Years) | 5485 | 7% | 5101.05
47304 | Comnet | RLGE2FE16R/S/48/28/S22 | RLGE2FE16R system with 2 x SFP, 8 x 10/100TX, 4 x RS-232, 48V DC PSU; For -40 °C- +75°C | Ea |  | 1 Year (5 Years) | 3780 | 7% | 3515.4
47305 | Comnet | RLGE2FE16R/S/48/28/S22/CEU | RLGE2FE16R system with 2 x SFP, 8 x 10/100TX, 4 x RS-232, cellular 4G LTE (EU Bands) modem,48V DC PSU; For -40 °C- +75°C | Ea |  | 1 Year (5 Years) | 5490 | 7% | 5105.7
47306 | Comnet | RLGE2FE16R/S/48/28/S22/CGU | RLGE2FE16R system with 2 x SFP, 8 x 10/100TX, 4 x RS-232, cellular 2G/3G GPRS/UMTS modem,48V DC PSU; For -40 °C- +75°C | Ea |  | 1 Year (5 Years) | 4560 | 7% | 4240.8
47307 | Comnet | RLGE2FE16R/S/48/28/S22/CH+ | RLGE2FE16R system with 2 x SFP, 8 x 10/100TX, 4 x RS-232, cellular 2G/3G HSPA+ modem,48V DC PSU; For -40 °C- +75°C | Ea |  | 1 Year (5 Years) | 4800 | 7% | 4464
47308 | Comnet | RLGE2FE16R/S/48/28/S22/CNA | RLGE2FE16R system with 2 x SFP, 8 x 10/100TX, 4 x RS-232, cellular 4G LTE (NA Bands) modem,48V DC PSU; For -40 °C- +75°C | Ea |  | 1 Year (5 Years) | 5490 | 7% | 5105.7
47309 | Comnet | RLGE2FE16R/S/48/288 | RLGE2FE16R system with 8x10/100 BaseT, 8x 100FX SFPs, 2xGE SFP, 48V DC PSU | Ea |  | 1 Year (5 Years) | 4710 | 7% | 4380.3
47310 | Comnet | RLGE2FE16R/S/48/288P | RLGE2FE16R system with 8x10/100 BaseT PoE, 8x 100FX SFPs, 2xGE SFP, 48V DC PSU | Ea |  | 1 Year (5 Years) | 5220 | 7% | 4854.6
47311 | Comnet | RLGE2FE16R/S/48/28P | RLGE2FE16R system with 2 x SFP, 8 x10/100TX PoE, 48V DC PSU; For -40 °C- +75°C | Ea |  | 1 Year (5 Years) | 3780 | 7% | 3515.4
47312 | Comnet | RLGE2FE16R/S/48/28P/CEU | RLGE2FE16R system with 2 x SFP, 8 x10/100TX PoE, cellular 4G LTE (EU Bands) modem,48V DC PSU; For -40 °C- +75°C | Ea |  | 1 Year (5 Years) | 5490 | 7% | 5105.7
47313 | Comnet | RLGE2FE16R/S/48/28P/CGU | RLGE2FE16R system with 2 x SFP, 8 x10/100TX PoE, cellular 2G/3G GPRS/UMTS modem,48V DC PSU; For -40 °C- +75°C | Ea |  | 1 Year (5 Years) | 4560 | 7% | 4240.8
47314 | Comnet | RLGE2FE16R/S/48/28P/CH+ | RLGE2FE16R system with 2 x SFP, 8 x10/100TX PoE, cellular 2G/3G HSPA+ modem,48V DC PSU; For -40 °C- +75°C | Ea |  | 1 Year (5 Years) | 4795 | 7% | 4459.35
47315 | Comnet | RLGE2FE16R/S/48/28P/CNA | RLGE2FE16R system with 2 x SFP, 8 x10/100TX PoE, cellular 4G LTE (NA Bands) modem,48V DC PSU; For -40 °C- +75°C | Ea |  | 1 Year (5 Years) | 5490 | 7% | 5105.7
47316 | Comnet | RLGE2FE16R/S/48/28P/S22 | RLGE2FE16R system with 2 x SFP, 8 x10/100TX PoE, 4 x RS-232, 48V DC PSU; For -40 °C- +75°C | Ea |  | 1 Year (5 Years) | 4290 | 7% | 3989.7
47317 | Comnet | RLGE2FE16R/S/48/28P/S22/CEU | RLGE2FE16R system with 2 x SFP, 8 x10/100TX PoE, 4 x RS-232, cellular 4G LTE (EU Bands) modem,48V DC PSU; For -40 °C- +75°C | Ea |  | 1 Year (5 Years) | 5995 | 7% | 5575.35
47318 | Comnet | RLGE2FE16R/S/48/28P/S22/CGU | RLGE2FE16R system with 2 x SFP, 8 x10/100TX PoE, 4 x RS-232, cellular 2G/3G GPRS/UMTS modem,48V DC PSU; For -40 °C- +75°C | Ea |  | 1 Year (5 Years) | 5070 | 7% | 4715.1
47319 | Comnet | RLGE2FE16R/S/48/28P/S22/CH+ | RLGE2FE16R system with 2 x SFP, 8 x10/100TX PoE, 4 x RS-232, cellular 2G/3G HSPA+ modem,48V DC PSU; For -40 °C- +75°C | Ea |  | 1 Year (5 Years) | 5305 | 7% | 4933.65
47320 | Comnet | RLGE2FE16R/S/48/28P/S22/CNA | RLGE2FE16R system with 2 x SFP, 8 x10/100TX PoE, 4 x RS-232, cellular 4G LTE (NA Bands) modem,48V DC PSU; For -40 °C- +75°C | Ea |  | 1 Year (5 Years) | 5995 | 7% | 5575.35
47321 | Comnet | RLGE2FE16R/S/AC/216 | RLGE2FE16R with 2 x 100/1000 Fx SFP, 16 x 10/100 Tx, AC | Ea |  | 1 Year (5 Years) | 5275 | 7% | 4905.75
47322 | Comnet | RLGE2FE16R/S/AC/216P | RLGE2FE16R with 2 x 100/1000 Fx SFP, 8 x 10/100 Tx PoE+, 8 x 10/100 Tx, AC | Ea |  | 1 Year (5 Years) | 5780 | 7% | 5375.4
47323 | Comnet | RLGE2FE16R/S/AC/28 | RLGE2FE16R system with 2 x SFP, 8 x 10/100TX, AC PSU; For -40 °C- +75°C | Ea |  | 1 Year (5 Years) | 3965 | 7% | 3687.45
47324 | Comnet | RLGE2FE16R/S/AC/28/CEU | RLGE2FE16R system with 2 x SFP, 8 x 10/100TX, cellular 4G LTE (EU Bands) PSU; For -40 °C- +75°C | Ea |  | 1 Year (5 Years) | 5675 | 7% | 5277.75
47325 | Comnet | RLGE2FE16R/S/AC/28/CGU | RLGE2FE16R system with 2 x SFP, 8 x 10/100TX, cellular 2G/3G GPRS/UMTS modem, AC PSU; For -40 °C- +75°C | Ea |  | 1 Year (5 Years) | 4750 | 7% | 4417.5
47326 | Comnet | RLGE2FE16R/S/AC/28/CH+ | RLGE2FE16R system with 2 x SFP, 8 x 10/100TX, cellular 2G/3G HSPA+ PSU; For -40 °C- +75°C | Ea |  | 1 Year (5 Years) | 4980 | 7% | 4631.4
47327 | Comnet | RLGE2FE16R/S/AC/28/CNA | RLGE2FE16R system with 2 x SFP, 8 x 10/100TX, cellular 4G LTE (NA Bands) PSU; For -40 °C- +75°C | Ea |  | 1 Year (5 Years) | 5675 | 7% | 5277.75
47328 | Comnet | RLGE2FE16R/S/AC/28/S22 | RLGE2FE16R system with 2 x SFP, 8 x 10/100TX, 4 x RS-232, AC PSU; For -40 °C- +75°C | Ea |  | 1 Year (5 Years) | 4470 | 7% | 4157.1
47329 | Comnet | RLGE2FE16R/S/AC/28/S22/CEU | RLGE2FE16R system with 2 x SFP, 8 x 10/100TX, 4 x RS-232, cellular 4G LTE (EU Bands) PSU; For -40 °C- +75°C | Ea |  | 1 Year (5 Years) | 6180 | 7% | 5747.4
47330 | Comnet | RLGE2FE16R/S/AC/28/S22/CGU | RLGE2FE16R system with 2 x SFP, 8 x 10/100TX, 4 x RS-232, cellular 2G/3G GPRS/UMTS PSU; For -40 °C- +75°C | Ea |  | 1 Year (5 Years) | 5260 | 7% | 4891.8
47331 | Comnet | RLGE2FE16R/S/AC/28/S22/CH+ | RLGE2FE16R system with 2 x SFP, 8 x 10/100TX, 4 x RS-232, cellular 2G/3G HSPA+ PSU; For -40 °C- +75°C | Ea |  | 1 Year (5 Years) | 5490 | 7% | 5105.7
47332 | Comnet | RLGE2FE16R/S/AC/28/S22/CNA | RLGE2FE16R system with 2 x SFP, 8 x 10/100TX, 4 x RS-232, cellular 4G LTE (NA Bands) PSU; For -40 °C- +75°C | Ea |  | 1 Year (5 Years) | 6180 | 7% | 5747.4
47333 | Comnet | RLGE2FE16R/S/AC/288 | RLGE2FE16R with 2 x 100/1000 Fx SFP, 8 x 10/100 Tx, 8 x 100 Fx SFP, AC | Ea |  | 1 Year (5 Years) | 5275 | 7% | 4905.75
47334 | Comnet | RLGE2FE16R/S/AC/288P | RLGE2FE16R with 2 x 100/1000 Fx SFP, 8 x 10/100 Tx PoE+, 8 x 100 Fx SFP, AC | Ea |  | 1 Year (5 Years) | 5780 | 7% | 5375.4
47335 | Comnet | RLGE2FE16R/S/AC/28P | RLGE2FE16R system with 2 x SFP, 8 x10/100TX PoE, AC PSU; For -40 °C- +75°C | Ea |  | 1 Year (5 Years) | 4750 | 7% | 4417.5
47336 | Comnet | RLGE2FE16R/S/AC/28P/CEU | RLGE2FE16R system with 2 x SFP, 8 x10/100TX PoE, cellular 4G LTE (EU Bands) PSU; For -40 °C- +75°C | Ea |  | 1 Year (5 Years) | 6460 | 7% | 6007.8
47337 | Comnet | RLGE2FE16R/S/AC/28P/CGU | RLGE2FE16R system with 2 x SFP, 8 x10/100TX PoE, cellular 2G/3G GPRS/UMTS PSU; For -40 °C- +75°C | Ea |  | 1 Year (5 Years) | 5535 | 7% | 5147.55
47338 | Comnet | RLGE2FE16R/S/AC/28P/CH+ | RLGE2FE16R system with 2 x SFP, 8 x10/100TX PoE, cellular 2G/3G HSPA+ PSU; For -40 °C- +75°C | Ea |  | 1 Year (5 Years) | 5765 | 7% | 5361.45
47339 | Comnet | RLGE2FE16R/S/AC/28P/CNA | RLGE2FE16R system with 2 x SFP, 8 x10/100TX PoE, cellular 4G LTE (NA Bands) PSU; For -40 °C- +75°C | Ea |  | 1 Year (5 Years) | 6460 | 7% | 6007.8
47340 | Comnet | RLGE2FE16R/S/AC/28P/S22 | RLGE2FE16R system with 2 x SFP, 8 x10/100TX PoE, 4 x RS-232, AC PSU; For -40 °C- +75°C | Ea |  | 1 Year (5 Years) | 5260 | 7% | 4891.8
47341 | Comnet | RLGE2FE16R/S/AC/28P/S22/CEU | RLGE2FE16R system with 2 x SFP, 8 x10/100TX PoE, 4 x RS-232, cellular 4G LTE (EU Bands) PSU; For -40 °C- +75°C | Ea |  | 1 Year (5 Years) | 6965 | 7% | 6477.45
47342 | Comnet | RLGE2FE16R/S/AC/28P/S22/CGU | RLGE2FE16R system with 2 x SFP, 8 x10/100TX PoE, 4 x RS-232, cellular 2G/3G GPRS/UMTS PSU; For -40 °C- +75°C | Ea |  | 1 Year (5 Years) | 6040 | 7% | 5617.2
47343 | Comnet | RLGE2FE16R/S/AC/28P/S22/CH+ | RLGE2FE16R system with 2 x SFP, 8 x10/100TX PoE, 4 x RS-232, cellular 2G/3G HSPA+ PSU; For -40 °C- +75°C | Ea |  | 1 Year (5 Years) | 6275 | 7% | 5835.75
47344 | Comnet | RLGE2FE16R/S/AC/28P/S22/CNA | RLGE2FE16R system with 2 x SFP, 8 x10/100TX PoE, 4 x RS-232, cellular4G LTE (NA Bands) PSU; For -40 °C- +75°C | Ea |  | 1 Year (5 Years) | 6965 | 7% | 6477.45
47345 | Comnet | RLGE3FE7MS4 | Hardened 3 Port 1000Mbps + 7 Port 100Mbps Managed Switch, Includes Power Supply, Substation Rated | Ea |  | 1 Year (5 Years) | 2415 | 7% | 2245.95
47346 | Comnet | RLMC1003M2/24DC | Substation-Rated 10/100 Mbps Ethernet, SC, redundant 12 to 24 VDC inputs Multimode 10 dB 3 km (2 mi) | Ea |  | 1 Year (5 Years) | 850 | 7% | 790.5
47347 | Comnet | RLMC1003M2/48DC | Substation-Rated 10/100 Mbps Ethernet, ST, redundant 36 to 59 VDC inputs Multimode 10 dB 3 km (2 mi) | Ea |  | 1 Year (5 Years) | 1005 | 7% | 934.65
47348 | Comnet | RLMC1003M2/HV | Substation-Rated 10/100 Mbps Ethernet, ST, redundant 88 to 300 VDC, or 85 to 264 VAC inputs | Ea |  | 1 Year (5 Years) | 850 | 7% | 790.5
47349 | Comnet | RLMC1003S2/24DC | Substation-Rated 10/100 Mbps Ethernet, SC, redundant 12 to 24 VDC inputs Singlemode 15 dB 20 km (12 mi) | Ea |  | 1 Year (5 Years) | 900 | 7% | 837
47350 | Comnet | RLMC1003S2/48DC | Substation-Rated 10/100 Mbps Ethernet, ST, redundant 36 to 59 VDC inputs Singlemode 15 dB 20 km (12 mi) | Ea |  | 1 Year (5 Years) | 1055 | 7% | 981.15
47351 | Comnet | RLMC1005M2/24DC | Electrical Substation-Rated 10/100/1000 Mbps Media Converter, 2 Fiber ST, Multimode, redundant 12 to 24 VDC inputs | Ea |  | 1 Year (5 Years) | 850 | 7% | 790.5
47352 | Comnet | RLMC1005M2/24DC | Electrical Substation-Rated 10/100/1000 Mbps Media Converter, 2 Fiber ST, Multimode, redundant 12 to 24 VDC inputs | Ea |  | 1 Year (5 Years) | 850 | 7% | 790.5
47353 | Comnet | RLMC1005M2/48DC | Electrical Substation-Rated 10/100/1000 Mbps Media Converter, 2 Fiber ST, Multimode, redundant 48 VDC inputs | Ea |  | 1 Year (5 Years) | 1005 | 7% | 934.65
47354 | Comnet | RLMC1005M2/48DC | Electrical Substation-Rated 10/100/1000 Mbps Media Converter, 2 Fiber ST, Multimode, redundant 48 VDC inputs | Ea |  | 1 Year (5 Years) | 1005 | 7% | 934.65
47355 | Comnet | RLMC1005M2/HV | Electrical Substation-Rated 10/100/1000 Mbps Media Converter, 2 Fiber ST, Multimode, 85 to 264 VAC / 88 to 300 VDC input | Ea |  | 1 Year (5 Years) | 850 | 7% | 790.5
47356 | Comnet | RLMC1005M2/HV | Electrical Substation-Rated 10/100/1000 Mbps Media Converter, 2 Fiber ST, Multimode, 85 to 264 VAC / 88 to 300 VDC input | Ea |  | 1 Year (5 Years) | 850 | 7% | 790.5
47357 | Comnet | RLMC1005S2/24DC | Electrical Substation-Rated 10/100/1000 Mbps Media Converter, 2 Fiber ST, Single mode, redundant 12 to 24 VDC inputs | Ea |  | 1 Year (5 Years) | 900 | 7% | 837
47358 | Comnet | RLMC1005S2/24DC | Electrical Substation-Rated 10/100/1000 Mbps Media Converter, 2 Fiber ST, Single mode, redundant 12 to 24 VDC inputs | Ea |  | 1 Year (5 Years) | 900 | 7% | 837
47359 | Comnet | RLMC1005S2/48DC | Electrical Substation-Rated 10/100/1000 Mbps Media Converter, 2 Fiber ST, Single mode, redundant 48 VDC inputs | Ea |  | 1 Year (5 Years) | 1055 | 7% | 981.15
47360 | Comnet | RLMC1005S2/48DC | Electrical Substation-Rated 10/100/1000 Mbps Media Converter, 2 Fiber ST, Single mode, redundant 48 VDC inputs | Ea |  | 1 Year (5 Years) | 1055 | 7% | 981.15
47361 | Comnet | RLMC1005S2/HV | Electrical Substation-Rated 10/100/1000 Mbps Media Converter, 2 Fiber ST, Single mode, 85 to 264 VAC / 88 to 300 VDC input | Ea |  | 1 Year (5 Years) | 900 | 7% | 837
47362 | Comnet | RLMC1005S2/HV | Electrical Substation-Rated 10/100/1000 Mbps Media Converter, 2 Fiber ST, Single mode, 85 to 264 VAC / 88 to 300 VDC input | Ea |  | 1 Year (5 Years) | 900 | 7% | 837
47363 | Comnet | RLMCSFP/24DC/M12 | Electrical Substation-Rated 10/100/1000 Mbps Media Converter, redundant 12 to 24 VDC inputs, SFP Optical Port, M12 data & power connectors | Ea |  | 1 Year (5 Years) | 860 | 7% | 799.8
47364 | Comnet | RLMCSFP/24DC/M12 | Electrical Substation-Rated 10/100/1000 Mbps Media Converter, redundant 12 to 24 VDC inputs, SFP Optical Port, M12 data & power connectors | Ea |  | 1 Year (5 Years) | 860 | 7% | 799.8
47365 | Comnet | RLMCSFP/48DC/M12 | Electrical Substation-Rated 10/100/1000 Mbps Media Converter, redundant 12 to 24 VDC inputs, SFP Optical Port, M12 data & power connectors | Ea |  | 1 Year (5 Years) | 990 | 7% | 920.7
47366 | Comnet | RLMCSFP/48DC/M12 | Electrical Substation-Rated 10/100/1000 Mbps Media Converter, redundant 12 to 24 VDC inputs, SFP Optical Port, M12 data & power connectors | Ea |  | 1 Year (5 Years) | 990 | 7% | 920.7
47367 | Comnet | RLMCSFP/HV/M12rs | Electrical Substation-Rated 10/100/1000 Mbps Media Converter, redundant 48 VDC inputs, SFP Optical Port, M12 data & power connectors | Ea |  | 1 Year (5 Years) | 860 | 7% | 799.8
47368 | Comnet | RLMCSFP/HV/M12rs | Electrical Substation-Rated 10/100/1000 Mbps Media Converter, redundant 48 VDC inputs, SFP Optical Port, M12 data & power connectors | Ea |  | 1 Year (5 Years) | 860 | 7% | 799.8
47369 | Comnet | RLMCSFP24DC | Electrical Substation-Rated 10/100/1000 Mbps Media Converter, redundant 12 to 24 VDC inputs, SFP Optical Port | Ea |  | 1 Year (5 Years) | 850 | 7% | 790.5
47370 | Comnet | RLMCSFP24DC | Electrical Substation-Rated 10/100/1000 Mbps Media Converter, redundant 12 to 24 VDC inputs, SFP Optical Port | Ea |  | 1 Year (5 Years) | 850 | 7% | 790.5
47371 | Comnet | RLMCSFP48DC | Electrical Substation-Rated 10/100/1000 Mbps Media Converter, redundant 48 VDC inputs, SFP Optical Port | Ea |  | 1 Year (5 Years) | 980 | 7% | 911.4
47372 | Comnet | RLMCSFP48DC | Electrical Substation-Rated 10/100/1000 Mbps Media Converter, redundant 48 VDC inputs, SFP Optical Port | Ea |  | 1 Year (5 Years) | 980 | 7% | 911.4
47373 | Comnet | RLMCSFPHV | Electrical Substation-Rated 10/100/1000 Mbps Media Converter, 85 to 264 VAC / 88 to 300 VDC input, SFP Optical Port | Ea |  | 1 Year (5 Years) | 850 | 7% | 790.5
47374 | Comnet | RLMCSFPHV | Electrical Substation-Rated 10/100/1000 Mbps Media Converter, 85 to 264 VAC / 88 to 300 VDC input, SFP Optical Port | Ea |  | 1 Year (5 Years) | 850 | 7% | 790.5
47375 | Comnet | RLMCSFPPOEHO | Electrical Substation-Rated 10/100/1000 Mbps Media Converter With Universal PoE (PoE++, 60 Watts) | Ea |  | 1 Year (5 Years) | 1150 | 7% | 1069.5
47376 | Comnet | RLMCSFPPOEHO | Electrical Substation-Rated 10/100/1000 Mbps Media Converter With Universal PoE (PoE++, 60 Watts | Ea |  | 1 Year (5 Years) | 1150 | 7% | 1069.5
47377 | Comnet | RLXE4GE24MODMS/8SFP | Industrial 8 × 100/1000Base-X SFP ports – Module Only (requires purchase of SFP modules) | Ea |  | 1 Year (5 Years) | 1700 | 7% | 1581
47378 | Comnet | RLXE4GE24MODMS/8TX | Industrial 8 × 10/100/1000Base-T(X) ports | Ea |  | 1 Year (5 Years) | 1700 | 7% | 1581
47379 | Comnet | RLXE4GE24MODMS/CHASSIS | 4 Slot 10 Gigabit Managed Layer 2/3 Switch (Rear Panel Power Connections) - No PSUs or Modules included | Ea |  | 1 Year (5 Years) | 4100 | 7% | 3813
47380 | Comnet | RLXE4GE24MODMS/CHASSIS/FP | 4 Slot 10 Gigabit Managed Layer 2/3 Switch (Front Panel Power Connections) - No PSUs or Modules included | Ea |  | 1 Year (5 Years) | 4100 | 7% | 3813
47381 | Comnet | RLXE4GE24MODMS/FE4SCM2 | Industrial 4 × 100Base-FX Multimode SC Fiber ports – Module Only | Ea |  | 1 Year (5 Years) | 1300 | 7% | 1209
47382 | Comnet | RLXE4GE24MODMS/FE4SCS2 | Industrial 4 × 100Base-FX Single mode SC Fiber ports – Module Only | Ea |  | 1 Year (5 Years) | 1600 | 7% | 1488
47383 | Comnet | RLXE4GE24MODMS/FE4STM2 | Industrial 4 × 100Base-FX Multimode ST Fiber ports | Ea |  | 1 Year (5 Years) | 1400 | 7% | 1302
47384 | Comnet | RLXE4GE24MODMS/FE4STS2 | Industrial 4 × 100Base-FX Single mode ST Fiber ports | Ea |  | 1 Year (5 Years) | 1800 | 7% | 1674
47385 | Comnet | RLXE4GE24MODMS/GE2SFP | Industrial 2 × 1000Base-X SFP+ ports – Module Only (requires purchase of SFP modules) | Ea |  | 1 Year (5 Years) | 650 | 7% | 604.5
47386 | Comnet | RLXE4GE24MODMS/GE4SCM2 | Industrial 4 × 1000Base-FX Multimode SC Fiber ports – Module Only | Ea |  | 1 Year (5 Years) | 2100 | 7% | 1953
47387 | Comnet | RLXE4GE24MODMS/GE4SCS2 | Industrial 4 × 1000Base-FX Single mode SC Fiber ports – Module Only | Ea |  | 1 Year (5 Years) | 2400 | 7% | 2232
47388 | Comnet | RLXE4GE24MODMS/GE4SFP | Industrial 4 × 1000Base-X SFP+ ports – Module Only (requires purchase of SFP modules) | Ea |  | 1 Year (5 Years) | 824 | 7% | 766.32
47389 | Comnet | RLXE4GE24MODMS/GE4STM2 | Industrial 4 × 1000Base-FX Multimode ST Fiber ports – Module Only | Ea |  | 1 Year (5 Years) | 2200 | 7% | 2046
47390 | Comnet | RLXE4GE24MODMS/GE4STS2 | Industrial 4 × 1000Base-FX Single mode ST Fiber ports | Ea |  | 1 Year (5 Years) | 2500 | 7% | 2325
47391 | Comnet | RLXE4GE24MODMS/HVPSU | High Voltage Power Supply Module, 88~264 VAC / 100~370 VDC - PSU Only (1 or 2 Per Chassis) | Ea |  | 1 Year (5 Years) | 650 | 7% | 604.5
47392 | Comnet | RLXE4GE24MODMS/LVPSU | Low Voltage Power Supply Module, 24/48 VDC (20~72 VDC) - PSU Only (1 or 2 Per Chassis) | Ea |  | 1 Year (5 Years) | 900 | 7% | 837
47393 | Comnet | RLXE4GE24MODMS/XE2SFP | Industrial 2 × 10GBase-X SFP+ ports – Module Only (requires purchase of SFP modules) | Ea |  | 1 Year (5 Years) | 1500 | 7% | 1395
47394 | Comnet | RLXE4GE24MODMS/XE4SFP | Industrial 4 × 10GBase-X SFP+ ports – Module Only (requires purchase of SFP modules) | Ea |  | 1 Year (5 Years) | 1500 | 7% | 1395
47395 | Comnet | RMB1 | Single-Module Rack Mount Adaptor Kit with mounting hardware kit, for models with 9.85 inches (250mm) width dimension | Ea |  | 1 Year (5 Years) | 55 | 7% | 51.15
47396 | Comnet | RMB2 | Single-Module Rack Mount Adaptor Kit with mounting hardware kit, for models with 8.6 inches (217 mm) width dimension | Ea |  | 1 Year (5 Years) | 55 | 7% | 51.15
47397 | Comnet | RMB3 | Dual-Module Rack Mount Adaptor Kit with mounting hardware kit, for two (2) models with 8.6 inches (217 mm) width dimensions | Ea |  | 1 Year (5 Years) | 55 | 7% | 51.15
47398 | Comnet | SFP-1 | Copper 10/100/1000Mbps RJ45, MSA Compliant | Ea |  | 1 Year (5 Years) | 175 | 7% | 162.75
47399 | Comnet | SFP-10A | 100fx, 1310nm, 20km LC, 1 Fiber, Pair with SFP-10B, MSA Compliant | Ea |  | 1 Year (5 Years) | 210 | 7% | 195.3
47400 | Comnet | SFP-10B | 100fx, 1550nm, 20km, LC, 1 Fiber, Pair with SFP-10A, MSA Compliant | Ea |  | 1 Year (5 Years) | 210 | 7% | 195.3
47401 | Comnet | SFP-10G-BX10-D | SINGLE MODE, 10GB, 1330NM, 10KM, 1 FIBER, LC, WITH DDM (Use With SFP-10G-BX10-U | Ea |  | 1 Year (5 Years) | 475 | 7% | 441.75
47402 | Comnet | SFP-10G-BX10-U | SINGLE MODE, 10GB, 1270NM, 10KM, 1 FIBER, LC, WITH DDM (Use With SFP-10G-BX10-D) | Ea |  | 1 Year (5 Years) | 475 | 7% | 441.75
47403 | Comnet | SFP-10G-BX40-D | SINGLE MODE, 10GB, 1330NM, 40KM, 1 FIBER, LC, WITH DDM (Use With SFP-10G-BX40-U) | Ea |  | 1 Year (5 Years) | 525 | 7% | 488.25
47404 | Comnet | SFP-10G-BX40-U | SINGLE MODE, 10GB, 1270NM, 40KM, 1 FIBER, LC, WITH DDM (Use With SFP-10G-BX40-D) | Ea |  | 1 Year (5 Years) | 525 | 7% | 488.25
47405 | Comnet | SFP-10G-ER | SINGLE MODE, 10GB, 1550NM, 40KM, 2 FIBER, LC, WITH DDM | Ea |  | 1 Year (5 Years) | 1800 | 7% | 1674
47406 | Comnet | SFP-10G-LR | SINGLE MODE, 10GB, 1310NM, 10KM, 2 FIBER, LC, WITH DDM | Ea |  | 1 Year (5 Years) | 200 | 7% | 186
47407 | Comnet | SFP-10G-LRM | MULTIMODE, 10GB, 1310NM, 220M(OM2), 2 FIBER, LC, WITH DDM | Ea |  | 1 Year (5 Years) | 175 | 7% | 162.75
47408 | Comnet | SFP-10G-SR | MULTIMODE, 10GB, 1310NM, 26M(OM2) / 300M(OM3), 2 FIBER, LC, WITH DDM | Ea |  | 1 Year (5 Years) | 150 | 7% | 139.5
47409 | Comnet | SFP-10G-ZR | SINGLE MODE, 10GB, 1550NM, 80KM, 2 FIBER, LC, WITH DDM | Ea |  | 1 Year (5 Years) | 2100 | 7% | 1953
47410 | Comnet | SFP-12A | 1000fx, 1310nm, 20km, LC, 1 Fiber, Pair with SFP-12B, MSA Compliant | Ea |  | 1 Year (5 Years) | 315 | 7% | 292.95
47411 | Comnet | SFP-12B | 1000fx, 1550nm, 20km, LC, 1 Fiber, Pair with SFP-12A, MSA Compliant | Ea |  | 1 Year (5 Years) | 315 | 7% | 292.95
47412 | Comnet | SFP-14A | 1000fx, 1310nm, 20km, SC, 1 Fiber, Pair with SFP-14B, MSA Compliant | Ea |  | 1 Year (5 Years) | 315 | 7% | 292.95
47413 | Comnet | SFP-14B | 1000fx, 1550nm, 20km, SC, 1 Fiber, Pair with SFP-14A, MSA Compliant | Ea |  | 1 Year (5 Years) | 315 | 7% | 292.95
47414 | Comnet | SFP-16 | 10/100/1000Mbps, 850nm, 550m, LC, 2 Fiber, MSA Compliant | Ea |  | 1 Year (5 Years) | 150 | 7% | 139.5
47415 | Comnet | SFP-18A | 1000fx, 1310nm, 60km, LC, 1 Fiber, Pair with SFP-18B, MSA Compliant | Ea |  | 1 Year (5 Years) | 520 | 7% | 483.6
47416 | Comnet | SFP-18B | 1000fx, 1550nm, 60km, LC, 1 Fiber, Pair with SFP-18A, MSA Compliant | Ea |  | 1 Year (5 Years) | 520 | 7% | 483.6
47417 | Comnet | SFP-1A | Copper 10/100/Mbps RJ45, MSA Compliant | Ea |  | 1 Year (5 Years) | 215 | 7% | 199.95
47418 | Comnet | SFP-2 | 100fx, 1310nm, 2km, LC, 2 Fiber, MSA Compliant | Ea |  | 1 Year (5 Years) | 130 | 7% | 120.9
47419 | Comnet | SFP-20A | 100fx, 1310nm, 60km, LC, 1 Fiber, Pair with SFP-20B, MSA Compliant | Ea |  | 1 Year (5 Years) | 520 | 7% | 483.6
47420 | Comnet | SFP-20B | 100fx, 1550nm, 60km, LC, 1 Fiber, Pair with SFP-20A, MSA Compliant | Ea |  | 1 Year (5 Years) | 520 | 7% | 483.6
47421 | Comnet | SFP-22A | 1000fx, 1310nm, 60km, SC, 1 Fiber, Pair with SFP-22B, MSA Compliant | Ea |  | 1 Year (5 Years) | 520 | 7% | 483.6
47422 | Comnet | SFP-22B | 1000fx,1550nm,60km, SC, 1 Fiber, Pair with SFP-22A, MSA Compliant | Ea |  | 1 Year (5 Years) | 520 | 7% | 483.6
47423 | Comnet | SFP-24A | 100fx, 1310nm, 60km, SC, 1 Fiber, Pair with SFP-24B, MSA Compliant | Ea |  | 1 Year (5 Years) | 520 | 7% | 483.6
47424 | Comnet | SFP-24B | 100fx, 1550nm, 60km, SC, 1 Fiber, Pair with SFP-24A, MSA Compliant | Ea |  | 1 Year (5 Years) | 520 | 7% | 483.6
47425 | Comnet | SFP-26A | 100fx, 1310nm, 2km, SC, 1 Fiber, Pair with SFP-26B, MSA Compliant | Ea |  | 1 Year (5 Years) | 210 | 7% | 195.3
47426 | Comnet | SFP-26B | 100fx, 1550nm, 2km, SC, 1 Fiber, Pair with SFP-26A, MSA Compliant | Ea |  | 1 Year (5 Years) | 210 | 7% | 195.3
47427 | Comnet | SFP-3 | 100fx, 1310nm, 20km, LC, 2 Fiber, MSA Compliant | Ea |  | 1 Year (5 Years) | 140 | 7% | 130.2
47428 | Comnet | SFP-36A | 100fx, 1310nm, 20km, SC, 1 Fiber, Pair with SFP-36B, MSA Compliant | Ea |  | 1 Year (5 Years) | 210 | 7% | 195.3
47429 | Comnet | SFP-36B | 100fx, 1550nm, 20km, SC, 1 Fiber, Pair with SFP-36A, MSA Compliant | Ea |  | 1 Year (5 Years) | 210 | 7% | 195.3
47430 | Comnet | SFP-37 | Copper 10/100/1000Mbps, RJ-45, MSA Compliant | Ea |  | 1 Year (5 Years) | 200 | 7% | 186
47431 | Comnet | SFP-38 | 100fx, 1310nm, 2km, LC, 2 Fiber, MSA Compliant, Cisco Compatible, Supports DDI | Ea |  | 1 Year (5 Years) | 180 | 7% | 167.4
47432 | Comnet | SFP-39 | 100fx, 1310nm, 550m multimode or 10km single mode, MSA Compliant, Cisco Compatible Supports DDI | Ea |  | 1 Year (5 Years) | 150 | 7% | 139.5
47433 | Comnet | SFP-39WIS | 100fx, 1310nm, 10km singlemode, MSA Compliant, Cisco Compatible Supports DDM | Ea |  | 1 Year (5 Years) | 150 | 7% | 139.5
47434 | Comnet | SFP-4 | 100fx, 1310nm, 40km, LC, 2 Fiber, MSA Compliant | Ea |  | 1 Year (5 Years) | 420 | 7% | 390.6
47435 | Comnet | SFP-40 | 100fx, 1310nm, 40km, LC, 2 Fiber, MSA Compliant, Cisco Compatible, Supports DDI | Ea |  | 1 Year (5 Years) | 425 | 7% | 395.25
47436 | Comnet | SFP-41 | 100fx, 1550nm, 70km, LC, 2 Fiber, MSA Compliant, Cisco Compatible, Supports DDI | Ea |  | 1 Year (5 Years) | 500 | 7% | 465
47437 | Comnet | SFP-42 | 1000fx, 1310nm, 40km, LC, 2 Fiber, MSA Compliant, Cisco Compatible, Supports DDI/DOM | Ea |  | 1 Year (5 Years) | 450 | 7% | 418.5
47438 | Comnet | SFP-46 | 1000FX 1310nm, 2km, 2 Fiber, LC, MSA Compliant | Ea |  | 1 Year (5 Years) | 265 | 7% | 246.45
47439 | Comnet | SFP-48A | Multimode, 1000FX 1310NM, 550M, 1 Fiber, LC ConnnectorPair with SFP 48B | Ea |  | 1 Year (5 Years) | 125 | 7% | 116.25
47440 | Comnet | SFP-48B | Multimode, 1000FX 1550NM, 550M, 1 Fiber, LC ConnnectorPair with SFP 48A | Ea |  | 1 Year (5 Years) | 125 | 7% | 116.25
47441 | Comnet | SFP-49 | Copper 1000/2.5G/5G/10G Base-T, RJ45, | Ea |  | 1 Year (5 Years) | 700 | 7% | 651
47442 | Comnet | SFP-5 | 100fx, 1550nm, 80km, LC, 2 Fiber, MSA Compliant | Ea |  | 1 Year (5 Years) | 475 | 7% | 441.75
47443 | Comnet | SFP-6 | 1000fx, 1310nm, 15km, LC, 2 Fiber, MSA Compliant | Ea |  | 1 Year (5 Years) | 130 | 7% | 120.9
47444 | Comnet | SFP-7 | 1000fx, 1310nm, 40km, LC, 2 Fiber, MSA Compliant | Ea |  | 1 Year (5 Years) | 420 | 7% | 390.6
47445 | Comnet | SFP-8 | 1000fx, 1550nm, 70km, LC, 2 Fiber, MSA Compliant | Ea |  | 1 Year (5 Years) | 475 | 7% | 441.75
47446 | Comnet | SFP-9 | 1000fx, 1550nm, 120km, LC, 2 Fiber, MSA Compliant | Ea |  | 1 Year (5 Years) | 1050 | 7% | 976.5
47447 | Comnet | SFP-BX-D | 1000fx, 1490/1310nm, 20km, LC, 1 Fiber, Pair with SFP BXA, MSA Compliant, Cisco Compatible, Supports DDI | Ea |  | 1 Year (5 Years) | 370 | 7% | 344.1
47448 | Comnet | SFP-BX-U | 1000fx, 1310/1490nm, 20km, LC, 1 Fiber, Pair with SFP BXB, MSA Compliant, Cisco Compatible, Supports DDI | Ea |  | 1 Year (5 Years) | 670 | 7% | 623.1
47449 | Comnet | SFP-EX | 1000fx, 1310nm, 40km, LC, 2 Fiber, MSA Compliant, Cisco Compatible, Supports DDI/DOM | Ea |  | 1 Year (5 Years) | 475 | 7% | 441.75
47450 | Comnet | SFP-LH | 1000fx, 1310nm, 20km, LC, 2 Fiber, MSA Compliant, Cisco Compatible, Supports DDI | Ea |  | 1 Year (5 Years) | 290 | 7% | 269.7
47451 | Comnet | SFP-LX | 1000fx, 1310nm, 10km, LC, 2 Fiber, MSA Compliant, Cisco Compatible, Supports DDI | Ea |  | 1 Year (5 Years) | 240 | 7% | 223.2
47452 | Comnet | SFP-SX | 1000fx, 850nm, 550m, LC, 2 Fiber, MSA Compliant, Cisco Compatible, Supports DDI | Ea |  | 1 Year (5 Years) | 105 | 7% | 97.65
47453 | Comnet | SFP-VDSLA | Industrial Long Reach Ethernet over VDSL2 SFP CO | Ea |  | 1 Year (5 Years) | 475 | 7% | 441.75
47454 | Comnet | SFP-VDSLB | Industrial Long Reach Ethernet over VDSL2 SFP CPE | Ea |  | 1 Year (5 Years) | 475 | 7% | 441.75
47455 | Comnet | SFP-ZX | 1000fx, 1550nm, 80km, LC, 2 Fiber, MSA Compliant, Cisco Compatible, Supports DDI | Ea |  | 1 Year (5 Years) | 880 | 7% | 818.4
47456 | Comnet | VBB | bright blue - 32 Door Reader Controller - 32 Door web-based access control system. Controller includes on-board support for 2 readers (no interface necessary up to 2 readers; system capacity is 32 devices), 128MB RAM, 8 Inputs/4 Outputs, 10/100 BaseT Ethernet Port, 2 RS-485 Ports, battery backup. Power Requirements 24 VDC (sold separately). Includes enclosure with LED power indicator, lock and tamper switch. | Ea |  | 1 Year (5 Years) | 2580 | 7% | 2399.4
47457 | Comnet | VBB-10AALS | Supervised power supply/charger module for 24 VDC peripheral devices such as VBB-RI reader interfaces and electronic locks. Designed for hardwire installations (not a plug-in device); 90-132VAC Input. Enclosure Dimensions: 14" x 14" x 4.75". Supplied with two 12 VDC 7AH batteries. | Ea |  | 1 Year (5 Years) | 725 | 7% | 674.25
47458 | Comnet | VBB-3ALS | 3 Amps at 12VDC or 1.5 Amps at 24VDC selectable output; heavy duty self contained, dual voltage, switching power supplies. Universal AC input allows for global use without plug-in transformer or alterations. Supervised power supply/charger module for the VLB/VBB Reader Controller or for 24 VDC peripheral devices such as VBB-RI reader interfaces. Designed for hardwire installations (not a plug-in device); 90-250 VAC Input. Enclosure Dimensions: 14" x 8.5" x 3.50". Supplied with two 12 VDC 7AH batteries. UL 294 Listed. | Ea |  | 1 Year (5 Years) | 420 | 7% | 390.6
47459 | Comnet | VBB-6ALS | 6 Amps at 12VDC or 24VDC selectable output, with up to 16 independently controlled power limited outputs. Dual voltage, switching, supervised power supply/charger module for the VBB/VLB Reader Controller or for 24 VDC peripheral devices such as VBB-RI reader interfaces and electronic locks. Designed for hardwire installations (not a plug-in device); 115 or 230VAC / 50 or 60HZ Input. Enclosure Dimensions: 14” x 9” x 3.50”. Supplied with two 12 VDC 7AH batteries. UL 294 Listed. | Ea |  | 1 Year (5 Years) | 513 | 7% | 477.09
47460 | Comnet | VBB-NRI | bright blue/lite blue Network Reader Interface - Includes: (1) NEMA 1 rated enclosure and (1) VBB-NRIx Network Reader Interface Board. IP-based reader interface allows connection to (1) credential reader via RS-485 protocol, and then to VLB/VBB Controller Board via standard network Ethernet connection. (4) unsupervised contact inputs and (2) 2A output relays. One tamper available (Lid Open); VLOCKRI sold separately. Power 12-24 VDC separately | Ea |  | 1 Year (5 Years) | 637 | 7% | 592.41
47461 | Comnet | VBB-RI | VLB/VBB Reader Interface, Includes: (1) NEMA 1 rated enclosure 7.5” x 8.25” x 3.5”, (1) VBB-RI Reader interface Board - Connects to 1 credential reader and has (4) unsupervised contact inputs and (2) 1A output relays. | Ea |  | 1 Year (5 Years) | 408 | 7% | 379.44
47462 | Comnet | VDSL3 | Drop and Inset Ethernet over Twisted Pair/COAX | Ea |  | 1 Year (5 Years) | 1575 | 7% | 1464.75
47463 | Comnet | VEVPE-CLN | Advanced Cleaning Kit | Ea |  | 1 Year (5 Years) | 44 | 7% | 40.92
47464 | Comnet | VEVPE-D | Primacy Dual-Sided Badge Printer | Ea |  | 1 Year (5 Years) | 3648 | 7% | 3392.64
47465 | Comnet | VEVPE-DR6 | Color Ribbon Cartridge for Dual-Sided Printing | Ea |  | 1 Year (5 Years) | 126 | 7% | 117.18
47466 | Comnet | VEVPE-RBLK | Black Monochrome Ribbon Cartridge | Ea |  | 1 Year (5 Years) | 78 | 7% | 72.54
47467 | Comnet | VEVPE-S | Primacy Single-Sided Badge Printer | Ea |  | 1 Year (5 Years) | 2752 | 7% | 2559.36
47468 | Comnet | VEVPE-SR5 | Color Ribbon Cartridge for Single-Sided Printing | Ea |  | 1 Year (5 Years) | 126 | 7% | 117.18
47469 | Comnet | VLB | lite blue - 8 Door Reader Controller - 8 door web-based access control system. Controller includes on-board support for 2 readers (no interface necessary up to 2 readers; system capacity is 8 devices), 128MB RAM, 8 Inputs/4 Outputs, 10/100 BaseT Ethernet Port, 2 RS-485 Ports, battery backup. Power Requirements 24 VDC. | Ea |  | 1 Year (5 Years) | 1069 | 7% | 994.17
47470 | Comnet | VLB-EXP32P | 32 Door Panel Expansion with Backplane, Upgrade to full bright blue 32 door capacity; includes I/O backplane with enclosure and for easy wiring. | Ea |  | 1 Year (5 Years) | 1619 | 7% | 1505.67
47471 | Comnet | VLB-EXP32S | 32 Door Panel Expansion - Software/Firmware, Software/Firmware upgrade from VLB to full VBB 32 door capacity. Does not include backplane. | Ea |  | 1 Year (5 Years) | 1436 | 7% | 1335.48
47472 | Comnet | VLB-PKG | Package includes lite blue Reader Controller with 3A Power Supply, (2) VP-300 Proximity Mullion Mount Readers and (10) VPSC-1 Proximity Cards (Clamshell). | Ea |  | 1 Year (5 Years) | 1646 | 7% | 1530.78
47473 | Comnet | VLB-RIPKG | Hardwired Reader PackageIncludes (1) VBB-RI Reader Interface and (1) VLBPR3 Proximity Reader. Can also be used with VBB | Ea |  | 1 Year (5 Years) | 515 | 7% | 478.95
47474 | Comnet | VLOCK | Optional Enclosure Lock with Tamper Switch, For use with the VBB-RI enclosure. Includes (2) keys and tamper switch. | Ea |  | 1 Year (5 Years) | 47 | 7% | 43.71
47475 | Comnet | VLOCKRI | Optional Enclosure Lock with Tamper Switch. For use with the VBB-RI enclosure. Includes (2) keys and tamper switch. | Ea |  | 1 Year (5 Years) | 47 | 7% | 43.71
47476 | Comnet | VP-300 | Proximity Reader (Mullion Mount) 125 kHz proximity mullion/surface mountable reader. Read range up to 6”. Reader comes kitted in white data box with two (2) covers (black and off-white), instruction manual and mounting hardware. | Ea |  | 1 Year (5 Years) | 133 | 7% | 123.69
47477 | Comnet | VP-500 | Proximity Reader (Wall Mount), 125 kHz proximity single gang wall mount reader. Read range up to 8”. Reader comes kitted in white data box with two (2) covers (black and off-white), instruction manual and mounting hardware | Ea |  | 1 Year (5 Years) | 178 | 7% | 165.54
47478 | Comnet | VP-620 | Proximity Reader w/Keypad (Mullion Mount), 125 kHz proximity mullion/surface mount reader with keypad. Read range up to 5”. Reader comes kitted in white data box with two (2) covers (black and off-white), instruction manual and mounting hardware. | Ea |  | 1 Year (5 Years) | 403 | 7% | 374.79
47479 | Comnet | VP-640 | Proximity Reader w/Keypad (Wall Mount), 125 kHz proximity single gang wall mount reader with keypad. Read range up to 8”. Reader comes kitted in white data box with two (2) covers (black and off-white), instruction manual and mounting hardware. | Ea |  | 1 Year (5 Years) | 403 | 7% | 374.79
47480 | Comnet | VP-900 | Long Range Proximity Reader w/Keypad (Wall Mount), 125 kHz proximity reader capable of delivering read ranges of up to 20-inches (508 mm). U.S. Single-Gang/Double-Gang Wall-Box Mount Metal or Plastic Box, Parking Bollards & Non-Metallic Flat Surfaces. 10.5"" H × 10.5"" W × 2"" D (267 mm × 267 mm × 51 mm)." | Ea |  | 1 Year (5 Years) | 900 | 7% | 837
47481 | Comnet | VPEBRIBBON | Color Ribbon Cartridge (Pebble Printer Only) | Ea |  | 1 Year (5 Years) | 111 | 7% | 103.23
47482 | Comnet | VPEBRIBBON-B | Black Only Ribbon Cartridge (Pebble Printer Only) | Ea |  | 1 Year (5 Years) | 78 | 7% | 72.54
47483 | Daktronics | 0A-1161-0027 | Daktronics Controller for AE-3011 | Ea |  | 1 Year | 935 | 8.5% | 855.525
47484 | Daktronics | 0A-1229-0006 | Controller for AF-6100 series | Ea |  | 1 Year | 1760 | 8.5% | 1610.4
47485 | Daktronics | 0A-1229-0032 | Daktronics Controller for AF-6120 | Ea |  | 1 Year | 1760 | 8.5% | 1610.4
47486 | Daktronics | 0A-1229-0033 | Daktronics controller for AE-3011/AE-31111 | Ea |  | 1 Year | 1760 | 8.5% | 1610.4
47487 | Daktronics | 0A-1247-6501 | CAN Temperature and Light Sensor for VSLS-5220/VF2350 | Ea |  | 1 Year | 667.3 | 8.5% | 610.5795
47488 | Daktronics | 0A-1247-8005 | Power Supply for VF-1350 series | Ea |  | 1 Year | 1130 | 8.5% | 1033.95
47489 | Daktronics | 0A-1247-9100 | Surge Suppressor for VF-1350 series | Ea |  | 1 Year | 495 | 8.5% | 452.925
47490 | Daktronics | 0A-1248-0016 | Controller for VF-1350 series | Ea |  | 1 Year | 4950 | 8.5% | 4529.25
47491 | Daktronics | 0A-1249-5011 | Controller for VM-1020 series | Ea |  | 1 Year | 2222 | 8.5% | 2033.13
47492 | Daktronics | 0A-1253-3010 | Module for VF-1350 series | Ea |  | 1 Year | 1193.5 | 8.5% | 1092.0525
47493 | Daktronics | 0A-1332-6502 | Module for VF-2350 series | Ea |  | 1 Year | 1122.98 | 8.5% | 1027.5267
47494 | Daktronics | 0A-1332-6502 | Module for VF-1350 series | Ea |  | 1 Year | 1122.98 | 8.5% | 1027.5267
47495 | Daktronics | 0A-1332-6701 | Module for VF-2350 series - Repair and Return Program Only | Ea |  | 1 Year | 410 | 8.5% | 375.15
47496 | Daktronics | 0A-1332-8550 | Module for VSLS-5220 series | Ea |  | 1 Year | 1898.75 | 8.5% | 1737.3563
47497 | Daktronics | 0A-1382-0003 | Controller for VSLS-5220 series | Ea |  | 1 Year | 1760 | 8.5% | 1610.4
47498 | Daktronics | 0A-1382-0004 | Controller for VL-3700 series | Ea |  | 1 Year | 1760 | 8.5% | 1610.4
47499 | Daktronics | 0A-1397-6002 | Controller for AF-6300 series | Ea |  | 1 Year | 3472 | 8.5% | 3176.88
47500 | Daktronics | 0A-1589-0501 | Power Supply Assembly for VF-2400 and VM-1020 series | Ea |  | 1 Year | 1133 | 8.5% | 1036.695
47501 | Daktronics | 0P-1127-0023 | Daktronics Signal Converter for X-1001, AE-3011, AE-3111, AF-6120, AF-6301 | Ea |  | 1 Year | 754.1 | 8.5% | 690.0015
47502 | Daktronics | 0P-1127-0026 | Daktronics Module for AE-3011/AE-3111 | Ea |  | 1 Year | 396 | 8.5% | 362.34
47503 | Daktronics | 0P-1151-0002 | Light Sensor for VL-3700 series | Ea |  | 1 Year | 192.5 | 8.5% | 176.1375
47504 | Daktronics | 0P-1229-2012 | Ethernet Surge for AF-6100 and AF-6300 series | Ea |  | 1 Year | 203.5 | 8.5% | 186.2025
47505 | Daktronics | 0P-1247-0002 | Daktronics CAN Temp & Light for AF-6120 | Ea |  | 1 Year | 192.5 | 8.5% | 176.1375
47506 | Daktronics | 0P-1247-0003 | CAN Light/Temp for VF-1350 series | Ea |  | 1 Year | 192.5 | 8.5% | 176.1375
47507 | Daktronics | 0P-1247-0009 | CAN DC I/O for VF-1350 series | Ea |  | 1 Year | 330 | 8.5% | 301.95
47508 | Daktronics | 0P-1247-0011 | CAN Distribution Board for VF-2350 series | Ea |  | 1 Year | 330 | 8.5% | 301.95
47509 | Daktronics | 0P-1247-0015 | VF-2350 - CAN Temperature, Light, and Humidity Detector | Ea |  | 1 Year | 297 | 8.5% | 271.755
47510 | Daktronics | 0P-1247-0025 | DC - DC Converter for VF-1350/2350 series | Ea |  | 1 Year | 187 | 8.5% | 171.105
47511 | Daktronics | 0P-1247-0035 | CAN Temp & Light for AF-6100 and AF-6300 series | Ea |  | 1 Year | 187 | 8.5% | 171.105
47512 | Daktronics | 0P-1247-0039 | Daktronics light sensor for AF-6120/AF-6300 | Ea |  | 1 Year | 297 | 8.5% | 271.755
47513 | Daktronics | 0P-1247-0040 | Daktronics light sensor for AF-6300 | Ea |  | 1 Year | 220 | 8.5% | 201.3
47514 | Daktronics | 0P-1247-4009 | CAN DC I/O VF-2350 series | Ea |  | 1 Year | 330 | 8.5% | 301.95
47515 | Daktronics | 0P-1247-4012 | DC/IO Board for VX-2420 series | Ea |  | 1 Year | 325.5 | 8.5% | 297.8325
47516 | Daktronics | 0P-1248-0005 | CAN Dist Board for VF-1350 series | Ea |  | 1 Year | 687.5 | 8.5% | 629.0625
47517 | Daktronics | 0P-1248-0007 | CAN Dististribution Board for VF-1350 series | Ea |  | 1 Year | 687.5 | 8.5% | 629.0625
47518 | Daktronics | 0P-1248-0011 | CAN Dist. Board VF-2350 series | Ea |  | 1 Year | 687.5 | 8.5% | 629.0625
47519 | Daktronics | 0P-1248-0022 | Vanguard® Control Board VCB for VF-2400 series | Ea |  | 1 Year | 654.5 | 8.5% | 598.8675
47520 | Daktronics | 0P-1332-1800 | Module for VF-2400 series | Ea |  | 1 Year | 550 | 8.5% | 503.25
47521 | Daktronics | 0P-1332-4251 | Moduler for VM-1020 series | Ea |  | 1 Year | 440 | 8.5% | 402.6
47522 | Daktronics | 0P-1397-6504 | Module for AF-6100 series - Repair and Return Only | Ea |  | 1 Year | 325.5 | 8.5% | 297.8325
47523 | Daktronics | 0P-1447-2000 | DC I/O Board for VF-2400 series | Ea |  | 1 Year | 357.5 | 8.5% | 327.1125
47524 | Daktronics | 0P-1572-1560 | Module for AF-6300 series | Ea |  | 1 Year | 550 | 8.5% | 503.25
47525 | Daktronics | 0P-1616-0000 | Daktronics DC/DC converter for AF-6301 | Ea |  | 1 Year | 1111 | 8.5% | 1016.565
47526 | Daktronics | A-1632 | Power Supply for VSLS-5220 series | Ea |  | 1 Year | 385 | 8.5% | 352.275
47527 | Daktronics | A-1648 | Power Supply for VF-1350 series | Ea |  | 1 Year | 825 | 8.5% | 754.875
47528 | Daktronics | A-1772 | Surge Suppressor for VF-1350 series | Ea |  | 1 Year | 247.5 | 8.5% | 226.4625
47529 | Daktronics | A-2021R | Power Supply for VL-3700 series | Ea |  | 1 Year | 868 | 8.5% | 794.22
47530 | Daktronics | A-2188 | Power Supply for AF-6100 and AF-6300 series | Ea |  | 1 Year | 165 | 8.5% | 150.975
47531 | Daktronics | A-2478 | Daktronics DC/DC Converter for AF-6120 and AF-6301 | Ea |  | 1 Year | 137.5 | 8.5% | 125.8125
47532 | Daktronics | A-2479 | Daktronics DC/DC Converter for AE-3011/AE-3111 | Ea |  | 1 Year | 137.5 | 8.5% | 125.8125
47533 | Daktronics | AF-6700-32x144-8-A-DF | 32 high x 144 long Amber pixels at 8mm pitch Double Faced | Ea |  | 1 Year | 9523.8 | 8.5% | 8714.277
47534 | Daktronics | AF-6700-32x144-8-A-DF 48VDC | 32 high x 144 long Amber pixels at 8mm pitch Double Faced DC | Ea |  | 1 Year | 10029.8 | 8.5% | 9177.267
47535 | Daktronics | AF-6700-32x144-8-A-SF | 32 high x 144 long Amber pixels at 8mm pitch Single Faced | Ea |  | 1 Year | 6353.6 | 8.5% | 5813.544
47536 | Daktronics | AF-6700-32x144-8-A-SF 48VDC | 32 high x 144 long Amber pixels at 8mm pitch Single Faced DC | Ea |  | 1 Year | 6614.3 | 8.5% | 6052.0845
47537 | Daktronics | AF-6700-64x144-8-A-DF | 64 high x 144 long Amber pixels at 8mm pitch Double Faced AC | Ea |  | 1 Year | 14401.2 | 8.5% | 13177.098
47538 | Daktronics | AF-6700-64x144-8-A-DF 48VDC | 64 high x 144 long Amber pixels at 8mm pitch Double Faced DC | Ea |  | 1 Year | 15414.3 | 8.5% | 14104.0845
47539 | Daktronics | AF-6700-64x144-8-A-SF | 64 high x 144 long Amber pixels at 8mm pitch Single Faced AC | Ea |  | 1 Year | 9117.9 | 8.5% | 8342.8785
47540 | Daktronics | AF-6700-64x144-8-A-SF 48VDC | 64 high x 144 long Amber pixels at 8mm pitch Single Faced DC | Ea |  | 1 Year | 9625 | 8.5% | 8806.875
47541 | Daktronics | AF-6710-32x160-6-RGB- DF | 32 high x 160 long Full Color 6mm pitch Double Face | Ea |  | 1 Year | 15052.4 | 8.5% | 13772.946
47542 | Daktronics | AF-6710-32x160-6-RGB- DF 48VDC | 32 high x 160 long Full Color 6mm pitch Double Face DC | Ea |  | 1 Year | 15631 | 8.5% | 14302.365
47543 | Daktronics | AF-6710-32x160-6-RGB- SF | 32 high x 160 long Full Color 6mm pitch Single Face AC | Ea |  | 1 Year | 11550 | 8.5% | 10568.25
47544 | Daktronics | AF-6710-32x160-6-RGB- SF 48VDC | 32 high x 160 long Full Color 6mm pitch Single Face DC | Ea |  | 1 Year | 12013.1 | 8.5% | 10991.9865
47545 | Daktronics | AF-6710-48x160-6-RGB- DF 48VDC | AF-6710-48x160-6-RGB-DF 48VDC | Ea |  | 1 Year | 17000 | 8.5% | 15555
47546 | Daktronics | AF-6710-64x256-6-RGB- DF | 64 high x 256 long Full Color 6mm pitch Double Face AC | Ea |  | 1 Year | 31263.1 | 8.5% | 28605.7365
47547 | Daktronics | AF-6710-64x256-6-RGB- DF VDC | 64 high x 256 long Full Color 6mm pitch Double Face DC | Ea |  | 1 Year | 32421.4 | 8.5% | 29665.581
47548 | Daktronics | AF-6710-64x256-6-RGB- SF | 64 high x 256 long Full Color pixels at 6mm pitch Single Faced AC | Ea |  | 1 Year | 18671.4 | 8.5% | 17084.331
47549 | Daktronics | AF-6710-64x256-6-RGB- SF 48VDC | 64 high x 256 long Full Color pixels at 6mm pitch Single Faced DC | Ea |  | 1 Year | 19250 | 8.5% | 17613.75
47550 | Daktronics | AF-6710-96x192-6-RGB- DF | 96 high x 192 long Full Color 6mm pitch Double Face AC | Ea |  | 1 Year | 34447.6 | 8.5% | 31519.554
47551 | Daktronics | AF-6710-96x192-6-RGB- DF 48VDC | 96 high x 192 long Full Color 6mm pitch Double Face DC | Ea |  | 1 Year | 35895.2 | 8.5% | 32844.108
47552 | Daktronics | AF-6710-96x192-6-RGB- SF | 96 high x 192 long Full Color 6mm pitch Single Face AC | Ea |  | 1 Year | 22072.6 | 8.5% | 20196.429
47553 | Daktronics | AF-6710-96x192-6-RGB- SF 48VDC | 96 high x 192 long Full Color 6mm pitch Single Face DC | Ea |  | 1 Year | 22940.5 | 8.5% | 20990.5575
47554 | Daktronics | AF-6710-96x256-6-RGB- DF | 96 high x 256 long Full Color 6mm pitch Double Face AC | Ea |  | 1 Year | 42841.7 | 8.5% | 39200.1555
47555 | Daktronics | AF-6710-96x256-6-RGB- DF 48VDC | 96 high x 256 long Full Color 6mm pitch Double Face DC | Ea |  | 1 Year | 44578.6 | 8.5% | 40789.419
47556 | Daktronics | AF-6710-96x256-6-RGB- SF | 96 high x 256 long Full Color 6mm pitch Single Face AC | Ea |  | 1 Year | 25617.9 | 8.5% | 23440.3785
47557 | Daktronics | AF-6710-96x256-6-RGB- SF 48VDC | 96 high x 256 long Full Color 6mm pitch Single Face DC | Ea |  | 1 Year | 26517.7 | 8.5% | 24263.6955
47558 | Daktronics | AF-Custom | AF Series Custom Sign (MSRP reflects max sale price; actual cost to customer to reflect sign dimensions, options and performance requirements. Customer shall be presented with a quote reflecting the MSRP and the application of the 8.5% discount) | Ea |  | 1 Year | 65000 | 8.5% | 59475
47559 | Daktronics | AF-Custom XL | AF Series Custom Sign - Extended Dimensions (MSRP reflects max sale price; actual cost to customer to reflect sign dimensions, options and performance requirements. Customer shall be presented with a quote reflecting the MSRP and the application of the 8.5% discount) | Ea |  | 1 Year | 90000 | 8.5% | 82350
47560 | Daktronics | DVN-Custom | DVN Series Custom Sign (MSRP reflects max sale price; actual cost to customer to reflect sign dimensions, options and performance requirements. Customer shall be presented with a quote reflecting the MSRP and the application of the 8.5% discount) | Ea |  | 1 Year | 48000 | 8.5% | 43920
47561 | Daktronics | DVN-Custom XL | DVN Series Custom Sign - Extended Dimensions (MSRP reflects max sale price; actual cost to customer to reflect sign dimensions, options and performance requirements. Customer shall be presented with a quote reflecting the MSRP and the application of the 8.5% discount) | Ea |  | 1 Year | 85000 | 8.5% | 77775
47562 | Daktronics | DVS-Custom | DVS Series Custom Sign (MSRP reflects max sale price; actual cost to customer to reflect sign dimensions, options and performance requirements. Customer shall be presented with a quote reflecting the MSRP and the application of the 8.5% discount) | Ea |  | 1 Year | 38000 | 8.5% | 34770
47563 | Daktronics | DVS-Custom XL | DVS Series Custom Sign - Extended Dimensions (MSRP reflects max sale price; actual cost to customer to reflect sign dimensions, options and performance requirements. Customer shall be presented with a quote reflecting the MSRP and the application of the 8.5% discount) | Ea |  | 1 Year | 63000 | 8.5% | 57645
47564 | Daktronics | Equipment Cabinet | 334 Ground Mount Equipment Cabinet | Ea |  | 1 Year | 8250 | 8.5% | 7548.75
47565 | Daktronics | Gold Service Agreement - 1 | Extended Service Agreement: MSRP reflects max sale price, per year, based on system size; actual cost to customer to reflect items covered and any additional service options. Proposal to customer shall contain start/end date and a list of equipment covered. Please see below for details of Gold Service Agreement Coverage Details | Ea |  | 1 Year | 10000 | 8.5% | 9150
47566 | Daktronics | Gold Service Agreement - 10 | Extended Service Agreement: MSRP reflects max sale price, per year, based on system size; actual cost to customer to reflect items covered and any additional service options. Proposal to customer shall contain start/end date and a list of equipment covered. Please see below for details of Gold Service Agreement Coverage Details | Ea |  | 1 Year | 1000000 | 8.5% | 915000
47567 | Daktronics | Gold Service Agreement - 2 | Extended Service Agreement: MSRP reflects max sale price, per year, based on system size; actual cost to customer to reflect items covered and any additional service options. Proposal to customer shall contain start/end date and a list of equipment covered. Please see below for details of Gold Service Agreement Coverage Details | Ea |  | 1 Year | 25000 | 8.5% | 22875
47568 | Daktronics | Gold Service Agreement - 3 | Extended Service Agreement: MSRP reflects max sale price, per year, based on system size; actual cost to customer to reflect items covered and any additional service options. Proposal to customer shall contain start/end date and a list of equipment covered. Please see below for details of Gold Service Agreement Coverage Details | Ea |  | 1 Year | 50000 | 8.5% | 45750
47569 | Daktronics | Gold Service Agreement - 4 | Extended Service Agreement: MSRP reflects max sale price, per year, based on system size; actual cost to customer to reflect items covered and any additional service options. Proposal to customer shall contain start/end date and a list of equipment covered. Please see below for details of Gold Service Agreement Coverage Details | Ea |  | 1 Year | 75000 | 8.5% | 68625
47570 | Daktronics | Gold Service Agreement - 5 | Extended Service Agreement: MSRP reflects max sale price, per year, based on system size; actual cost to customer to reflect items covered and any additional service options. Proposal to customer shall contain start/end date and a list of equipment covered. Please see below for details of Gold Service Agreement Coverage Details | Ea |  | 1 Year | 100000 | 8.5% | 91500
47571 | Daktronics | Gold Service Agreement - 6 | Extended Service Agreement: MSRP reflects max sale price, per year, based on system size; actual cost to customer to reflect items covered and any additional service options. Proposal to customer shall contain start/end date and a list of equipment covered. Please see below for details of Gold Service Agreement Coverage Details | Ea |  | 1 Year | 150000 | 8.5% | 137250
47572 | Daktronics | Gold Service Agreement - 7 | Extended Service Agreement: MSRP reflects max sale price, per year, based on system size; actual cost to customer to reflect items covered and any additional service options. Proposal to customer shall contain start/end date and a list of equipment covered. Please see below for details of Gold Service Agreement Coverage Details | Ea |  | 1 Year | 250000 | 8.5% | 228750
47573 | Daktronics | Gold Service Agreement - 8 | Extended Service Agreement: MSRP reflects max sale price, per year, based on system size; actual cost to customer to reflect items covered and any additional service options. Proposal to customer shall contain start/end date and a list of equipment covered. Please see below for details of Gold Service Agreement Coverage Details | Ea |  | 1 Year | 500000 | 8.5% | 457500
47574 | Daktronics | Gold Service Agreement - 9 | Extended Service Agreement: MSRP reflects max sale price, per year, based on system size; actual cost to customer to reflect items covered and any additional service options. Proposal to customer shall contain start/end date and a list of equipment covered. Please see below for details of Gold Service Agreement Coverage Details | Ea |  | 1 Year | 750000 | 8.5% | 686250
47575 | Daktronics | Gold Service Agreement Amendment 1 | Amendment to add items to a current Extended Service Agreement: MSRP reflects max sale price, per year, based on system size; actual cost to customer to reflect items covered and any additional service options. Proposal to customer shall contain start/end date and a list of equipment covered. | Ea |  | 1 Year | 10000 | 8.5% | 9150
47576 | Daktronics | Gold Service Agreement Amendment 10 | Amendment to add items to a current Extended Service Agreement: MSRP reflects max sale price, per year, based on system size; actual cost to customer to reflect items covered and any additional service options. Proposal to customer shall contain start/end date and a list of equipment covered. | Ea |  | 1 Year | 1000000 | 8.5% | 915000
47577 | Daktronics | Gold Service Agreement Amendment 2 | Amendment to add items to a current Extended Service Agreement: MSRP reflects max sale price, per year, based on system size; actual cost to customer to reflect items covered and any additional service options. Proposal to customer shall contain start/end date and a list of equipment covered. | Ea |  | 1 Year | 25000 | 8.5% | 22875
47578 | Daktronics | Gold Service Agreement Amendment 3 | Amendment to add items to a current Extended Service Agreement: MSRP reflects max sale price, per year, based on system size; actual cost to customer to reflect items covered and any additional service options. Proposal to customer shall contain start/end date and a list of equipment covered. | Ea |  | 1 Year | 50000 | 8.5% | 45750
47579 | Daktronics | Gold Service Agreement Amendment 4 | Amendment to add items to a current Extended Service Agreement: MSRP reflects max sale price, per year, based on system size; actual cost to customer to reflect items covered and any additional service options. Proposal to customer shall contain start/end date and a list of equipment covered. | Ea |  | 1 Year | 75000 | 8.5% | 68625
47580 | Daktronics | Gold Service Agreement Amendment 5 | Amendment to add items to a current Extended Service Agreement: MSRP reflects max sale price, per year, based on system size; actual cost to customer to reflect items covered and any additional service options. Proposal to customer shall contain start/end date and a list of equipment covered. | Ea |  | 1 Year | 100000 | 8.5% | 91500
47581 | Daktronics | Gold Service Agreement Amendment 6 | Amendment to add items to a current Extended Service Agreement: MSRP reflects max sale price, per year, based on system size; actual cost to customer to reflect items covered and any additional service options. Proposal to customer shall contain start/end date and a list of equipment covered. | Ea |  | 1 Year | 150000 | 8.5% | 137250
47582 | Daktronics | Gold Service Agreement Amendment 7 | Amendment to add items to a current Extended Service Agreement: MSRP reflects max sale price, per year, based on system size; actual cost to customer to reflect items covered and any additional service options. Proposal to customer shall contain start/end date and a list of equipment covered. | Ea |  | 1 Year | 250000 | 8.5% | 228750
47583 | Daktronics | Gold Service Agreement Amendment 8 | Amendment to add items to a current Extended Service Agreement: MSRP reflects max sale price, per year, based on system size; actual cost to customer to reflect items covered and any additional service options. Proposal to customer shall contain start/end date and a list of equipment covered. | Ea |  | 1 Year | 500000 | 8.5% | 457500
47584 | Daktronics | Gold Service Agreement Amendment 9 | Amendment to add items to a current Extended Service Agreement: MSRP reflects max sale price, per year, based on system size; actual cost to customer to reflect items covered and any additional service options. Proposal to customer shall contain start/end date and a list of equipment covered. | Ea |  | 1 Year | 750000 | 8.5% | 686250
47585 | Daktronics | HS-2150 | Daktronics Mounting Shoe | Ea |  | 1 Year | 200 | 8.5% | 183
47586 | Daktronics | LS-1000 | 49" Split Screen LCD. Includes TTS Card, Wi-Fi Speakers, Rugged Comm. Ethernet Switch, Web Relay and DVS Runner | Ea |  | 1 Year | 24000 | 8.5% | 21960
47587 | Daktronics | LS-1000-28-16:3-SF | 28" LCD screen with on board computer AC | Ea |  | 1 Year | 7250 | 8.5% | 6633.75
47588 | Daktronics | LS-1000-28-16:3-SF 48VDC | 28" LCD screen with on board computer DC | Ea |  | 1 Year | 7750 | 8.5% | 7091.25
47589 | Daktronics | LS-1000-32-16:9-SF | 32" LCD screen with on board computer AC | Ea |  | 1 Year | 7175 | 8.5% | 6565.125
47590 | Daktronics | LS-1000-32-16:9-SF 48VDC | 32" LCD screen with on board computer DC | Ea |  | 1 Year | 7650 | 8.5% | 6999.75
47591 | Daktronics | LS-1000-38-16:4.5-SF 48VDC | 38" LCD screen with on board computer DC | Ea |  | 1 Year | 8790 | 8.5% | 8042.85
47592 | Daktronics | LS-1000-38-16:4.5-SF | 38" LCD screen with on board computer AC | Ea |  | 1 Year | 8290 | 8.5% | 7585.35
47593 | Daktronics | LS-1000-43-16:9-SF | 43" LCD screen with on board computer AC | Ea |  | 1 Year | 12873.3 | 8.5% | 11779.0695
47594 | Daktronics | LS-1000-43-16:9-SF 48VDC | 43" LCD screen with on board computer DC | Ea |  | 1 Year | 13285.8 | 8.5% | 12156.507
47595 | Daktronics | LS-1000-49-16:4.5-SF | 49" LCD split screen with on board computer AC | Ea |  | 1 Year | 14556.3 | 8.5% | 13319.0145
47596 | Daktronics | LS-1000-49-16:4.5-SF 48VDC | 49" LCD split screen with on board computer DC | Ea |  | 1 Year | 14878.6 | 8.5% | 13613.919
47597 | Daktronics | LS-1000-55-16:9-SF | 55" LCD screen with on board computer AC | Ea |  | 1 Year | 16228.3 | 8.5% | 14848.8945
47598 | Daktronics | LS-1000-55-16:9-SF 48VDC | 55" LCD screen with on board computer DC | Ea |  | 1 Year | 16795.9 | 8.5% | 15368.2485
47599 | Daktronics | LS-Custom | LS Series Custom Sign (MSRP reflects max sale price; actual cost to customer to reflect sign dimensions, options and performance requirements. Customer shall be presented with a quote reflecting the MSRP and the application of the 8.5% discount) | Ea |  | 1 Year | 35000 | 8.5% | 32025
47600 | Daktronics | LS-Custom XL | LS Series Custom Sign - Extended Dimensions (MSRP reflects max sale price; actual cost to customer to reflect sign dimensions, options and performance requirements. Customer shall be presented with a quote reflecting the MSRP and the application of the 8.5% discount) | Ea |  | 1 Year | 65000 | 8.5% | 59475
47601 | Daktronics | MTB | Multi-Tilt Bracket | Ea |  | 1 Year | 400 | 8.5% | 366
47602 | Daktronics | NRE | Non-Recurring Engineering (daily rate) | Ea |  | 1 Year | 2200 | 8.5% | 2013
47603 | Daktronics | Spare parts kit for AF- 6700-32x144-8-A-DF | Please specify AC or DC at time of order | Ea |  | 1 Year | 4776.2 | 8.5% | 4370.223
47604 | Daktronics | Spare parts kit for AF- 6700-32x144-8-A-SF | Please specify AC or DC at time of order | Ea |  | 1 Year | 3763.1 | 8.5% | 3443.2365
47605 | Daktronics | Spare parts kit for AF- 6700-64x144-8-A-DF | Please specify AC or DC at time of order | Ea |  | 1 Year | 4776.2 | 8.5% | 4370.223
47606 | Daktronics | Spare parts kit for AF- 6700-64x144-8-A-SF | Please specify AC or DC at time of order | Ea |  | 1 Year | 3763.1 | 8.5% | 3443.2365
47607 | Daktronics | Spare parts kit for AF- 6710-32x160-6-RGB-DF | 32 high x 160 long Full Color 6mm pitch Double Face | Ea |  | 1 Year | 6686.9 | 8.5% | 6118.5135
47608 | Daktronics | Spare parts kit for AF- 6710-32x160-6-RGB-SF | Please specify AC or DC at time of order | Ea |  | 1 Year | 5673.8 | 8.5% | 5191.527
47609 | Daktronics | Spare parts kit for AF- 6710-64x256-6-RGB-DF | Please specify AC or DC at time of order | Ea |  | 1 Year | 6686.9 | 8.5% | 6118.5135
47610 | Daktronics | Spare parts kit for AF- 6710-64x256-6-RGB-SF | Please specify AC or DC at time of order | Ea |  | 1 Year | 5673.8 | 8.5% | 5191.527
47611 | Daktronics | Spare parts kit for AF- 6710-96x192-6-RGB-DF | Please specify AC or DC at time of order | Ea |  | 1 Year | 6686.9 | 8.5% | 6118.5135
47612 | Daktronics | Spare parts kit for AF- 6710-96x192-6-RGB-SF | Please specify AC or DC at time of order | Ea |  | 1 Year | 5673.8 | 8.5% | 5191.527
47613 | Daktronics | Spare parts kit for AF- 6710-96x256-6-RGB-DF | Please specify AC or DC at time of order | Ea |  | 1 Year | 6686.9 | 8.5% | 6118.5135
47614 | Daktronics | Spare parts kit for AF- 6710-96x256-6-RGB-SF | Please specify AC or DC at time of order | Ea |  | 1 Year | 5673.8 | 8.5% | 5191.527
47615 | Daktronics | Spare parts kit for LS-1000 40-16:4.5-SF | Please specify AC or DC at time of order | Ea |  | 1 Year | 4660.7 | 8.5% | 4264.5405
47616 | Daktronics | Spare parts kit for LS-1000 46-16:4.5-SF | Please specify AC or DC at time of order | Ea |  | 1 Year | 4660.7 | 8.5% | 4264.5405
47617 | Daktronics | Spare parts kit for LS-1000 49-16:4.5-SF | Please specify AC or DC at time of order | Ea |  | 1 Year | 4660.7 | 8.5% | 4264.5405
47618 | Daktronics | Spare parts kit for LS-1000 55-16:4.5-SF | Please specify AC or DC at time of order | Ea |  | 1 Year | 4660.7 | 8.5% | 4264.5405
47619 | Daktronics | T-1119 | Transformer for AF-6100 series | Ea |  | 1 Year | 22 | 8.5% | 20.13
47620 | Daktronics | VANGUARD TRAFFIC CABINET | Ground Mount Equipment Cabinet | Ea |  | 1 Year | 9695 | 8.5% | 8870.925
47621 | Daktronics | VANGUARD V4 PROFESSIONAL | Vanguard v4 Progessional Software License | Ea |  | 1 Year | 1939 | 8.5% | 1774.185
47622 | Daktronics | VANGUARD VF STANDARD | Vanguard v4 Standard Software License | Ea |  | 1 Year | 483 | 8.5% | 441.945
47623 | Daktronics | VF-2020-27X120-66-A | Vanguard VMS 66mm 30-degree Amber LED Matrix Display - VF-2020 Series | Ea |  | 1 Year | 83713 | 8.5% | 76597.395
47624 | Daktronics | VF-2020-96x384-20-RGB | Vanguard VMS 20mm 30-degree Amber LED Matrix Display - VF-2020 Series | Ea |  | 1 Year | 133625 | 8.5% | 122266.875
47625 | Daktronics | VF-2360-48X128-20-RGB | Vanguard VMS 20mm 30 degree RGB LED Matrix Display - VF-2360 | Ea |  | 1 Year | 49000 | 8.5% | 44835
47626 | Daktronics | VF-2360-48X160-20-RGB | Vanguard VMS 20mm 30 -degree RGB LED Matrix Display - VF-2360 | Ea |  | 1 Year | 55174 | 8.5% | 50484.21
47627 | Daktronics | VF-2360-48X192-20-RGB | Vanguard VMS 20mm 30-degree RGB LED Matrix Display VF-2360 Series | Ea |  | 1 Year | 62020 | 8.5% | 56748.3
47628 | Daktronics | VF-2420-27X120-66-A | Vanguard DMS 66mm 30-degree Amber LED Matrix Display - VF-2420 Series | Ea |  | 1 Year | 80311 | 8.5% | 73484.565
47629 | Daktronics | VF-2420-36x180-34-A | Vanguard® DMS 34mm 30-degree Amber LED Full Matrix Display - VF-2420 Series | Ea |  | 1 Year | 63332.5 | 8.5% | 57949.2375
47630 | Daktronics | VF-2420-36x180-34-A with Spare Parts Package | Vanguard® DMS 34mm 30-degree Amber LED Full Matrix Display - VF-2420 Series | Ea |  | 1 Year | 67815 | 8.5% | 62050.725
47631 | Daktronics | VF-2420-48x288-20-RGB | Vanguard DMS 20mm 30-degree Full Color LED Matrix Display - VF-2420 Series | Ea |  | 1 Year | 86902 | 8.5% | 79515.33
47632 | Daktronics | VF-2420-64x160-20-RGB | Vanguard DMS 20mm 30-degree Full Color LED Matrix Display - VF-2420 Series | Ea |  | 1 Year | 61320 | 8.5% | 56107.8
47633 | Daktronics | VF-2420-64X208-20-RGB | Vanguard DMS 20mm 30-degree Full Color LED Matrix Display - VF-2420 Series | Ea |  | 1 Year | 72422 | 8.5% | 66266.13
47634 | Daktronics | VF-2420-64X288-20-RGB | Vanguard DMS 20mm 30-degree Full Color LED Matrix Display - VF-2420 Series | Ea |  | 1 Year | 97174 | 8.5% | 88914.21
47635 | Daktronics | VF-2420-80X144-20-RGB | Vanguard DMS 20mm 30-degree Full Color LED Matrix Display - VF-2420 Series | Ea |  | 1 Year | 72007 | 8.5% | 65886.405
47636 | Daktronics | VF-2420-96X208-20-RGB | Vanguard DMS 20mm 30-degree Full Color LED Matrix Display - VF-2420 Series | Ea |  | 1 Year | 91548 | 8.5% | 83766.42
47637 | Daktronics | VF-2420-96X336-20-RGB | Vanguard DMS 20mm 30-degree Full Color LED Matrix Display - VF-2420 Series | Ea |  | 1 Year | 137025 | 8.5% | 125377.875
47638 | Daktronics | VF-2420-96x384-20-RGB | Vanguard VMS 20mm 30-degree Amber LED Matrix Display - VF-2420 Series | Ea |  | 1 Year | 130909 | 8.5% | 119781.735
47639 | Daktronics | VF-Custom | VF Series Custom Sign (MSRP reflects max sale price; actual cost to customer to reflect sign dimensions, options and performance requirements. Customer shall be presented with a quote reflecting the MSRP and the application of the 8.5% discount) | Ea |  | 1 Year | 165000 | 8.5% | 150975
47640 | Daktronics | VF-Custom XL | VF Series Custom Sign - Extended Dimensions (MSRP reflects max sale price; actual cost to customer to reflect sign dimensions, options and performance requirements. Customer shall be presented with a quote reflecting the MSRP and the application of the 8.5% discount) | Ea |  | 1 Year | 225000 | 8.5% | 205875
47641 | Daktronics | VM-1020-7x15-46-A (1line) | Vanguard 46mm Dedicated Dynamic Message Sign: VM- 1020 Series (Includes 1 VM LED panels, power and control enclosure and auxiliary control panel) | Ea |  | 1 Year | 14102 | 8.5% | 12903.33
47642 | Daktronics | VM-1020-7x15-46-A (1line) with Spare Parts Package | Vanguard 46mm Dedicated Dynamic Message Sign: VM- 1020 Series (Includes 1 VM LED panels, power and control enclosure, auxiliary control panel and fiber to wire enclosure) | Ea |  | 1 Year | 15818 | 8.5% | 14473.47
47643 | Daktronics | VM-1020-7x15-46-A (2line) | Vanguard 46mm Dedicated Dynamic Message Sign: VM- 1020 Series (Includes 2 VM LED panels, power and control enclosure and auxiliary control panel) | Ea |  | 1 Year | 16302 | 8.5% | 14916.33
47644 | Daktronics | VM-1020-7x15-46-A (2line) with Spare Parts Package | Vanguard 46mm Dedicated Dynamic Message Sign: VM- 1020 Series (Includes 2 VM LED panels, power and control enclosure, auxiliary control panel and fiber to wire enclosure) | Ea |  | 1 Year | 17528.5 | 8.5% | 16038.5775
47645 | Daktronics | VM-1020-7x15-46-A (3line) | Vanguard 46mm Dedicated Dynamic Message Sign: VM- 1020 Series (Includes 3 VM LED panels, power and control enclosure and auxiliary control panel) | Ea |  | 1 Year | 17539.5 | 8.5% | 16048.6425
47646 | Daktronics | VM-1020-7x15-46-A (3line) with Spare Parts Package | Vanguard 46mm Dedicated Dynamic Message Sign: VM- 1020 Series (Includes 3 VM LED panels, power and control enclosure, auxiliary control panel and fiber to wire enclosure) | Ea |  | 1 Year | 19255.5 | 8.5% | 17618.7825
47647 | Daktronics | VM-Custom | VM Series Custom Sign (MSRP reflects max sale price; actual cost to customer to reflect sign dimensions, options and performance requirements. Customer shall be presented with a quote reflecting the MSRP and the application of the 8.5% discount) | Ea |  | 1 Year | 27000 | 8.5% | 24705
47648 | Daktronics | VM-Custom XL | VM Series Custom Sign - Extended Dimensions (MSRP reflects max sale price; actual cost to customer to reflect sign dimensions, options and performance requirements. Customer shall be presented with a quote reflecting the MSRP and the application of the 8.5% discount) | Ea |  | 1 Year | 51000 | 8.5% | 46665
47649 | Daktronics | VS6 - 16x140-19.8-RGB | GS6 Series 19.8 mm Full Color Message Display Sign | Ea |  | 1 Year | 12369.5 | 8.5% | 11318.0925
47650 | Daktronics | VS6 - 16x140-19.8-RGB with Spare Parts Package | GS6 Series 19.8 mm Full Color Message Display Sign | Ea |  | 1 Year | 13249.5 | 8.5% | 12123.2925
47651 | Daktronics | VS6 - 32x140-19.8-RGB | GS6 Series 19.8 mm Full Color Message Display Sign | Ea |  | 1 Year | 14619 | 8.5% | 13376.385
47652 | Daktronics | VS6 - 32x140-19.8-RGB with Spare Parts Package | GS6 Series 19.8 mm Full Color Message Display Sign | Ea |  | 1 Year | 15499 | 8.5% | 14181.585
47653 | Daktronics | VS6 - 48x140-19.8-RGB | GS6 Series 19.8 mm Full Color Message Display Sign | Ea |  | 1 Year | 16753 | 8.5% | 15328.995
47654 | Daktronics | VS6 - 48x140-19.8-RGB with Spare Parts Package | GS6 Series 19.8 mm Full Color Message Display Sign | Ea |  | 1 Year | 17633 | 8.5% | 16134.195
47655 | Daktronics | VS6-Custom | VS6 Series Custom Sign (MSRP reflects max sale price; actual cost to customer to reflect sign dimensions, options and performance requirements. Customer shall be presented with a quote reflecting the MSRP and the application of the 8.5% discount) | Ea |  | 1 Year | 23500 | 8.5% | 21502.5
47656 | Daktronics | VS6-Custom XL | VS6 Series Custom Sign - Extended Dimensions (MSRP reflects max sale price; actual cost to customer to reflect sign dimensions, options and performance requirements. Customer shall be presented with a quote reflecting the MSRP and the application of the 8.5% discount) | Ea |  | 1 Year | 49000 | 8.5% | 44835
47657 | Daktronics | VX-2428 Power and Control | Custom Power Enclosure | Ea |  | 1 Year | 14742 | 8.5% | 13488.93
47658 | Daktronics | VX-2428-48x32-20-RGB | VX-2428-48x32-20-RGB | Ea |  | 1 Year | 30681 | 8.5% | 28073.115
47659 | Daktronics | VX-2428-64x48-20-RGB | VX-2428-64x48-20-RGB | Ea |  | 1 Year | 34930 | 8.5% | 31960.95
47660 | Daktronics | VX-Custom | VX Series Custom Sign (MSRP reflects max sale price; actual cost to customer to reflect sign dimensions, options and performance requirements. Customer shall be presented with a quote reflecting the MSRP and the application of the 8.5% discount) | Ea |  | 1 Year | 43000 | 8.5% | 39345
47661 | Daktronics | VX-Custom XL | VX Series Custom Sign - Extended Dimensions (MSRP reflects max sale price; actual cost to customer to reflect sign dimensions, options and performance requirements. Customer shall be presented with a quote reflecting the MSRP and the application of the 8.5% discount) | Ea |  | 1 Year | 69000 | 8.5% | 63135
47662 | DIGI INTERNATIONAL | 170010 | One (1) WiFi Antenna for 6355-SR (Replacement) | Ea |  | 1 Year | 9.5 | 5% | 9.025
47663 | DIGI INTERNATIONAL | 170011 | One (1) Antenna Extender: 48mm Circle Antenna Magnetic Base (Base Connector: SMA jack; Cable: Low loss CLF; Length: 50cm with SMA Plug) | Ea |  | 1 Year | 9.5 | 5% | 9.025
47664 | DIGI INTERNATIONAL | 170012 | One (1) Cellular Antenna for CX RM, SR, MX, DX and VPN devices. (Replacement) | Ea |  | 1 Year | 9.5 | 5% | 9.025
47665 | DIGI INTERNATIONAL | 440088 | CBL ASSY PASSIVE POE POWER INJECTOR for 6310-DX, WHITE 2.1mm barrel Connector (Replacement) | Ea |  | 1 Year | 19 | 5% | 18.05
47666 | DIGI INTERNATIONAL | 450048 | 635x-SR and 5400-RM Universal Switching Power Supply Unit (PSU), AC100-240V, 50/60 Hz, MPN BI13-150080-I, PSU **12VDC** 1.5A SMPS Wall mount 4PIN MOLEX CONNECTOR with USA Plug option fitted. (Replacement) | Ea |  | 1 Year | 19 | 5% | 18.05
47667 | DIGI INTERNATIONAL | 450052 | 6300-CX Universal Switching Power Supply Unit (PSU), AC100-240V, 50/60 Hz, MPN BI13-150080-I, PSU **15VDC** 800mA SMPS Wall mount 4PIN MOLEX CONNECTOR with USA Plug option fitted. (Replacement) | Ea |  | 1 Year | 19 | 5% | 18.05
47668 | DIGI INTERNATIONAL | 450061 | 18V PSU Power Supply for 633x-MX/6310-DX with Barrel Jack connector (Replacement) | Ea |  | 1 Year | 19 | 5% | 18.05
47669 | DIGI INTERNATIONAL | 500157 | CBL ASSY PASSIVE POE POWER INJECTOR for 633x-MX, WHITE 2.1mm barrel Connector (Replacement) | Ea |  | 1 Year | 19 | 5% | 18.05
47670 | DIGI INTERNATIONAL | 560083 | Temporary Battery pack for 633x-MX and 6310-DX, 9V with 6” power lead, 2.1 Barrel connector (Replacement) | Ea |  | 1 Year | 19 | 5% | 18.05
47671 | DIGI INTERNATIONAL | 29000145 | Antenna-Cellular, Direct Mount, Penta | Ea |  | 1 Year | 22 | 5% | 20.9
47672 | DIGI INTERNATIONAL | 70001611 | ConnectPort LTS 8 port MEI RS232/422/485 | Ea |  | 1 Year | 1435 | 5% | 1363.25
47673 | DIGI INTERNATIONAL | 70001612 | ConnectPort LTS 8 port MEI RS232/422/485 | Ea |  | 1 Year | 1435 | 5% | 1363.25
47674 | DIGI INTERNATIONAL | 70001634 | ConnectPort LTS 16 MEI 2AC | Ea |  | 1 Year | 2240 | 5% | 2128
47675 | DIGI INTERNATIONAL | 70001692 | ConnectPort LTS 16 MEI 2AC(equivalent t | Ea |  | 1 Year | 2240 | 5% | 2128
47676 | DIGI INTERNATIONAL | 70001777 | Digi One IAP 2 port RS-232/422/485 Din R | Ea |  | 1 Year | 524 | 5% | 497.8
47677 | DIGI INTERNATIONAL | 70001805 | Digi PortServer TS MEI 1 port RS-232/422 | Ea |  | 1 Year | 364 | 5% | 345.8
47678 | DIGI INTERNATIONAL | 70001806 | Digi PortServer TS MEI 2 port RS-232/422 | Ea |  | 1 Year | 455 | 5% | 432.25
47679 | DIGI INTERNATIONAL | 70001807 | Digi PortServer TS MEI 4 port RS-232/422 | Ea |  | 1 Year | 569 | 5% | 540.55
47680 | DIGI INTERNATIONAL | 70001851 | Digi One SP 1 port RS-232/422/485 DB-9 S | Ea |  | 1 Year | 182 | 5% | 172.9
47681 | DIGI INTERNATIONAL | 70001862 | Digi One IA 1 port RS-232/422/485 Din Ra | Ea |  | 1 Year | 364 | 5% | 345.8
47682 | DIGI INTERNATIONAL | 70001899 | Digi PortServer TS M MEI 3 port RS-232/4 | Ea |  | 1 Year | 683 | 5% | 648.85
47683 | DIGI INTERNATIONAL | 70001917 | Digi PortServer TS H MEI 1 port extended | Ea |  | 1 Year | 455 | 5% | 432.25
47684 | DIGI INTERNATIONAL | 70001918 | Digi PortServer TS H MEI 2 port extended | Ea |  | 1 Year | 569 | 5% | 540.55
47685 | DIGI INTERNATIONAL | 70001919 | PortServer TS 4 H, EIA-232/422/485 port | Ea |  | 1 Year | 759 | 5% | 721.05
47686 | DIGI INTERNATIONAL | 70001931 | Digi CM 8 port RJ-45 Console Server | Ea |  | 1 Year | 1547 | 5% | 1469.65
47687 | DIGI INTERNATIONAL | 70001950 | Digi CM 48 port RJ-45 Console Server( | Ea |  | 1 Year | 4219 | 5% | 4008.05
47688 | DIGI INTERNATIONAL | 70001951 | Digi CM 48 port dual power RJ-45 Consol | Ea |  | 1 Year | 4688 | 5% | 4453.6
47689 | DIGI INTERNATIONAL | 70001952 | Digi CM 48 port dual power RJ-45 Consol | Ea |  | 1 Year | 4688 | 5% | 4453.6
47690 | DIGI INTERNATIONAL | 70001992 | Digi PortServer TS 2 P MEI,2 port RS-23 | Ea |  | 1 Year | 569 | 5% | 540.55
47691 | DIGI INTERNATIONAL | 70001993 | Digi PortServer TS 4 P MEI,4 port RS-23 | Ea |  | 1 Year | 759 | 5% | 721.05
47692 | DIGI INTERNATIONAL | 70001999 | Digi One SP IA 1 port RS-232/422/485 DB- | Ea |  | 1 Year | 227 | 5% | 215.65
47693 | DIGI INTERNATIONAL | 70002000 | Digi One SP IA 1 port RS-232/422/485 DB- | Ea |  | 1 Year | 227 | 5% | 215.65
47694 | DIGI INTERNATIONAL | 70002038 | TRANSPORT SOFTWARE UPGRADE - FROM 20 VPN | Ea |  | 1 Year | 93 | 5% | 88.35
47695 | DIGI INTERNATIONAL | 70002039 | Digi PortServer TS Hcc MEI 2 port ext te | Ea |  | 1 Year | 637 | 5% | 605.15
47696 | DIGI INTERNATIONAL | 70002040 | Digi PortServer TS Hcc MEI 4 port ext te | Ea |  | 1 Year | 825 | 5% | 783.75
47697 | DIGI INTERNATIONAL | 70002041 | Digi PortServer TS 1 port RS-232 RJ-45 S | Ea |  | 1 Year | 303 | 5% | 287.85
47698 | DIGI INTERNATIONAL | 70002043 | Digi PortServer TS 2 port RS-232 RJ-45 S | Ea |  | 1 Year | 410 | 5% | 389.5
47699 | DIGI INTERNATIONAL | 70002045 | Digi PortServer TS 4 port RS-232 RJ-45 S | Ea |  | 1 Year | 528 | 5% | 501.6
47700 | DIGI INTERNATIONAL | 70002256 | Digi Passport 4 Integrated Console Serve | Ea |  | 1 Year | 1474 | 5% | 1400.3
47701 | DIGI INTERNATIONAL | 70002257 | SITE SURVEY- RF | Ea |  | 1 Year | 1500 | 5% | 1425
47702 | DIGI INTERNATIONAL | 70002258 | Digi Passport 8 Integrated Console Serve | Ea |  | 1 Year | 1546.84 | 5% | 1469.498
47703 | DIGI INTERNATIONAL | 70002259 | Digi Passport 8 Integrated Console Serve | Ea |  | 1 Year | 1743 | 5% | 1655.85
47704 | DIGI INTERNATIONAL | 70002260 | Digi Passport 16 Integrated Console Serv | Ea |  | 1 Year | 2056.89 | 5% | 1954.0455
47705 | DIGI INTERNATIONAL | 70002261 | Digi Passport 16 Integrated Console Serv | Ea |  | 1 Year | 2317 | 5% | 2201.15
47706 | DIGI INTERNATIONAL | 70002262 | Digi Passport 32 Integrated Console Serv | Ea |  | 1 Year | 2938.85 | 5% | 2791.9075
47707 | DIGI INTERNATIONAL | 70002263 | Digi Passport 32 Integrated Console Serv | Ea |  | 1 Year | 3313 | 5% | 3147.35
47708 | DIGI INTERNATIONAL | 70002264 | Digi Passport 48 Integrated Console Serv | Ea |  | 1 Year | 4595 | 5% | 4365.25
47709 | DIGI INTERNATIONAL | 70002265 | Digi Passport 48 Integrated Console Serv | Ea |  | 1 Year | 4595 | 5% | 4365.25
47710 | DIGI INTERNATIONAL | 70002268 | Digi Passport 8 Integrated Console Serve | Ea |  | 1 Year | 2009 | 5% | 1908.55
47711 | DIGI INTERNATIONAL | 70002269 | Digi Passport 8 Integrated Console Serve | Ea |  | 1 Year | 2009 | 5% | 1908.55
47712 | DIGI INTERNATIONAL | 70002270 | Digi Passport 16 Integrated Console Serv | Ea |  | 1 Year | 2621 | 5% | 2489.95
47713 | DIGI INTERNATIONAL | 70002276 | Digi Passport 16 Integrated Console Serv | Ea |  | 1 Year | 2696 | 5% | 2561.2
47714 | DIGI INTERNATIONAL | 70002278 | Digi Passport 32 Integrated Console Serv | Ea |  | 1 Year | 3692 | 5% | 3507.4
47715 | DIGI INTERNATIONAL | 70002280 | Digi Passport 48 Integrated Console Serv | Ea |  | 1 Year | 4975 | 5% | 4726.25
47716 | DIGI INTERNATIONAL | 70002282 | Digi Passport 16 Integrated Console Serv | Ea |  | 1 Year | 2848 | 5% | 2705.6
47717 | DIGI INTERNATIONAL | 70002283 | Digi Passport 16 Integrated Console Serv | Ea |  | 1 Year | 2848 | 5% | 2705.6
47718 | DIGI INTERNATIONAL | 70002286 | Digi Passport 48 Integrated Console Serv | Ea |  | 1 Year | 5127 | 5% | 4870.65
47719 | DIGI INTERNATIONAL | 70002287 | Digi Passport 48 Integrated Console Serv | Ea |  | 1 Year | 5127 | 5% | 4870.65
47720 | DIGI INTERNATIONAL | 70002316 | PortServer TS P MEI 4port RS-232/422/485 | Ea |  | 1 Year | 759 | 5% | 721.05
47721 | DIGI INTERNATIONAL | 70002320 | DIGI CONNECT ES 4 PORT RJ-45 SERIAL TO E | Ea |  | 1 Year | 1207 | 5% | 1146.65
47722 | DIGI INTERNATIONAL | 70002323 | Digi ConnectPort TS 8 Serial to Ethernet | Ea |  | 1 Year | 1056 | 5% | 1003.2
47723 | DIGI INTERNATIONAL | 70002326 | Digi One IAP Haz 2 port RS-232/422/485 D | Ea |  | 1 Year | 638 | 5% | 606.1
47724 | DIGI INTERNATIONAL | 70002329 | Digi ConnectPort TS 8 MEI Serial to Ethe | Ea |  | 1 Year | 1192 | 5% | 1132.4
47725 | DIGI INTERNATIONAL | 70002388 | Digi ConnectPort TS 16 Serial to Etherne | Ea |  | 1 Year | 1362 | 5% | 1293.9
47726 | DIGI INTERNATIONAL | 70002403 | ConnectPort LTS 16 port RS232 RJ-45 ter | Ea |  | 1 Year | 1663 | 5% | 1579.85
47727 | DIGI INTERNATIONAL | 70002404 | ConnectPort LTS 16 port RS232 RJ-45 ter | Ea |  | 1 Year | 1663 | 5% | 1579.85
47728 | DIGI INTERNATIONAL | 70002405 | ConnectPort LTS 16 port MEI RS232/422/48 | Ea |  | 1 Year | 1936 | 5% | 1839.2
47729 | DIGI INTERNATIONAL | 70002406 | ConnectPort LTS 16 port MEI RS232/422/48 | Ea |  | 1 Year | 1936 | 5% | 1839.2
47730 | DIGI INTERNATIONAL | 70002407 | ConnectPort LTS 16 port RS232 RJ-45 ter | Ea |  | 1 Year | 1966 | 5% | 1867.7
47731 | DIGI INTERNATIONAL | 70002408 | ConnectPort LTS 16 port RS232 RJ-45 ter | Ea |  | 1 Year | 1966 | 5% | 1867.7
47732 | DIGI INTERNATIONAL | 70002411 | ConnectPort LTS 32 port RS232 RJ-45 ter | Ea |  | 1 Year | 2194 | 5% | 2084.3
47733 | DIGI INTERNATIONAL | 70002412 | ConnectPort LTS 32 port RS232 RJ-45 ter | Ea |  | 1 Year | 2194 | 5% | 2084.3
47734 | DIGI INTERNATIONAL | 70002413 | ConnectPort LTS 32 port MEI RS232/422/48 | Ea |  | 1 Year | 2581 | 5% | 2451.95
47735 | DIGI INTERNATIONAL | 70002414 | ConnectPort LTS 32 port MEI RS232/422/48 | Ea |  | 1 Year | 2581 | 5% | 2451.95
47736 | DIGI INTERNATIONAL | 70002529 | TransPort WR21 Gobi 4G LTE,2 Ethernet p | Ea |  | 1 Year | 1299 | 5% | 1234.05
47737 | DIGI INTERNATIONAL | 70002534 | Digi ConnectPort TS 16 MEI Serial to Et | Ea |  | 1 Year | 1699 | 5% | 1614.05
47738 | DIGI INTERNATIONAL | 70002538 | ConnectPort TS 16 48V DC | Ea |  | 1 Year | 1690 | 5% | 1605.5
47739 | DIGI INTERNATIONAL | 76000195 | Digi 48 RJ-45/DB-25M Straight Cable(10 | Ea |  | 1 Year | 23 | 5% | 21.85
47740 | DIGI INTERNATIONAL | 76000199 | Digi 48 RJ-45/DB-25F Straight Cable(10 | Ea |  | 1 Year | 23 | 5% | 21.85
47741 | DIGI INTERNATIONAL | 76000201 | Digi 48 RJ-45/DB-9F Straight Cable(10 | Ea |  | 1 Year | 23 | 5% | 21.85
47742 | DIGI INTERNATIONAL | 76000238 | Digi 48 RJ-45/DB-25M Crossover Cable(1 | Ea |  | 1 Year | 23 | 5% | 21.85
47743 | DIGI INTERNATIONAL | 76000240 | Digi 48 RJ-45/DB-9M Straight Cable(10 | Ea |  | 1 Year | 23 | 5% | 21.85
47744 | DIGI INTERNATIONAL | 76000264 | Digi 48in RJ-45/DB-9M Crossover Cable(1 | Ea |  | 1 Year | 23 | 5% | 21.85
47745 | DIGI INTERNATIONAL | 76000461 | Digi EtherLite RJ-45/DB-9F 4 pack Crosso | Ea |  | 1 Year | 23 | 5% | 21.85
47746 | DIGI INTERNATIONAL | 76000522 | Digi AccelePort Xp and Neo 4 Port DB-25M | Ea |  | 1 Year | 46 | 5% | 43.7
47747 | DIGI INTERNATIONAL | 76000523 | Digi AccelePort Xp and Neo 8 Port DB-25M | Ea |  | 1 Year | 76 | 5% | 72.2
47748 | DIGI INTERNATIONAL | 76000528 | Digi AccelePort Xp and Neo 4 Port DB-9M | Ea |  | 1 Year | 46 | 5% | 43.7
47749 | DIGI INTERNATIONAL | 76000529 | Digi AccelePort Xp and Neo 8 Port DB-9M | Ea |  | 1 Year | 76 | 5% | 72.2
47750 | DIGI INTERNATIONAL | 76000534 | Digi AccelePort Xp and Neo HD-68M to DB- | Ea |  | 1 Year | 38 | 5% | 36.1
47751 | DIGI INTERNATIONAL | 76000560 | Digi AccelePort Xp and Neo 4 Port DB-9M | Ea |  | 1 Year | 76 | 5% | 72.2
47752 | DIGI INTERNATIONAL | 76000561 | Digi AccelePort Xp and Neo 8 Port DB-9M | Ea |  | 1 Year | 99 | 5% | 94.05
47753 | DIGI INTERNATIONAL | 76000631 | Digi 6,RJ-45 to Sun Netra/Cisco RJ-45 C | Ea |  | 1 Year | 15 | 5% | 14.25
47754 | DIGI INTERNATIONAL | 76000641 | Wall-mount Bracket for ConnectPort X4 Ga | Ea |  | 1 Year | 24 | 5% | 22.8
47755 | DIGI INTERNATIONAL | 76000645 | Digi 48 RJ-45/DB-9F Crossover Cable(10 | Ea |  | 1 Year | 23 | 5% | 21.85
47756 | DIGI INTERNATIONAL | 76000650 | Serial Screw Terminal for Digi One IA,I | Ea |  | 1 Year | 23 | 5% | 21.85
47757 | DIGI INTERNATIONAL | 76000651 | Power Screw Terminal for Digi One IA,IA | Ea |  | 1 Year | 12 | 5% | 11.4
47758 | DIGI INTERNATIONAL | 76000654 | Digi 12VDC/100-240VAC Power Supply,smal | Ea |  | 1 Year | 40 | 5% | 38
47759 | DIGI INTERNATIONAL | 76000662 | Digi One SP Wall Mount Bracket Kit | Ea |  | 1 Year | 30 | 5% | 28.5
47760 | DIGI INTERNATIONAL | 76000670 | Digi CM/Passport 8 pack DB-25M Modem Ad | Ea |  | 1 Year | 61 | 5% | 57.95
47761 | DIGI INTERNATIONAL | 76000671 | Digi CM/Passport 8 pack DB-9F Console A | Ea |  | 1 Year | 61 | 5% | 57.95
47762 | DIGI INTERNATIONAL | 76000672 | Digi CM/Passport 8 pack DB-25M Console | Ea |  | 1 Year | 61 | 5% | 57.95
47763 | DIGI INTERNATIONAL | 76000673 | Digi CM/Passport 8 pack DB-25F Console | Ea |  | 1 Year | 61 | 5% | 57.95
47764 | DIGI INTERNATIONAL | 76000682 | Digi DIN-Rail Bracket Kit for PortServer | Ea |  | 1 Year | 23 | 5% | 21.85
47765 | DIGI INTERNATIONAL | 76000689 | Digi TS/CM 16/32 23 Telco Rack Mount K | Ea |  | 1 Year | 31 | 5% | 29.45
47766 | DIGI INTERNATIONAL | 76000695 | Digi CM 8 120-240Vac Power Supply | Ea |  | 1 Year | 54 | 5% | 51.3
47767 | DIGI INTERNATIONAL | 76000696 | TS 8/48VDC Power Supply | Ea |  | 1 Year | 65 | 5% | 61.75
47768 | DIGI INTERNATIONAL | 76000697 | DIGI TS DB9F CONSOLE ADAPTER 4 PACK | Ea |  | 1 Year | 33 | 5% | 31.35
47769 | DIGI INTERNATIONAL | 76000698 | Digi One,PortServer TS,II 4 pack DB- | Ea |  | 1 Year | 25 | 5% | 23.75
47770 | DIGI INTERNATIONAL | 76000699 | Digi One,PortServer TS,II 4 pack DB- | Ea |  | 1 Year | 25 | 5% | 23.75
47771 | DIGI INTERNATIONAL | 76000700 | Digi One,PortServer TS,II 4 pack DB- | Ea |  | 1 Year | 25 | 5% | 23.75
47772 | DIGI INTERNATIONAL | 76000701 | Digi One,PortServer TS,II 4 pack DB- | Ea |  | 1 Year | 25 | 5% | 23.75
47773 | DIGI INTERNATIONAL | 76000702 | Digi CM/Passport 8 pack DB-9M Modem Ada | Ea |  | 1 Year | 61 | 5% | 57.95
47774 | DIGI INTERNATIONAL | 76000705 | Digi CM 8 19 Rack Mount Kit | Ea |  | 1 Year | 106 | 5% | 100.7
47775 | DIGI INTERNATIONAL | 76000723 | Digi 48 RJ-45 Bare Wire Cable(10 pin) | Ea |  | 1 Year | 16 | 5% | 15.2
47776 | DIGI INTERNATIONAL | 76000724 | Digi 48 DB-9 Bare Wire Cable(10 pin) | Ea |  | 1 Year | 16 | 5% | 15.2
47777 | DIGI INTERNATIONAL | 76000732 | Digi 48 Power Cord | Ea |  | 1 Year | 13 | 5% | 12.35
47778 | DIGI INTERNATIONAL | 76000734 | Digi 12VDC/120-240VAC Power Supply w/ lo | Ea |  | 1 Year | 31 | 5% | 29.45
47779 | DIGI INTERNATIONAL | 76000735 | Digi 12VDC 0.5A 120-240VAC Wall Mount Po | Ea |  | 1 Year | 25 | 5% | 23.75
47780 | DIGI INTERNATIONAL | 76000736 | Digi 12VDC/120-240VAC Extended Temp Hard | Ea |  | 1 Year | 75 | 5% | 71.25
47781 | DIGI INTERNATIONAL | 76000737 | Digi 12VDC 0.5A 120-240VAC Power Supply | Ea |  | 1 Year | 25 | 5% | 23.75
47782 | DIGI INTERNATIONAL | 76000738 | Digi 12VDC/90-264VAC Wall Mount Power Su | Ea |  | 1 Year | 35 | 5% | 33.25
47783 | DIGI INTERNATIONAL | 76000752 | Digi 12VDC/100-240VAC Extended Temp Hard | Ea |  | 1 Year | 75 | 5% | 71.25
47784 | DIGI INTERNATIONAL | 76000756 | DiN Rail Mounting Bracket(Use on PortSe | Ea |  | 1 Year | 14 | 5% | 13.3
47785 | DIGI INTERNATIONAL | 76000774 | DC POWER CABLE, WR44, MOLEX, 4M | Ea |  | 1 Year | 24 | 5% | 22.8
47786 | DIGI INTERNATIONAL | 76000775 | Mounting Bracket-Wall-mount.Compatib | Ea |  | 1 Year | 29 | 5% | 27.55
47787 | DIGI INTERNATIONAL | 76000776 | Digi TS/CM 19 16/32 Bracket Kit | Ea |  | 1 Year | 23 | 5% | 21.85
47788 | DIGI INTERNATIONAL | 76000787 | SIM Slot Cover Plate-10pk.Compatibil | Ea |  | 1 Year | 60 | 5% | 57
47789 | DIGI INTERNATIONAL | 76000788 | 12VDC Extended Temp IEC320-C14 input pl | Ea |  | 1 Year | 80 | 5% | 76
47790 | DIGI INTERNATIONAL | 76000808 | DC Power Cord-4-pin connector to bare | Ea |  | 1 Year | 24 | 5% | 22.8
47791 | DIGI INTERNATIONAL | 76000816 | AC Power Supply-18VDC,Extended Temp. | Ea |  | 1 Year | 80 | 5% | 76
47792 | DIGI INTERNATIONAL | 76000821 | DC Power Cord-2.1mm locking barrel plu | Ea |  | 1 Year | 10 | 5% | 9.5
47793 | DIGI INTERNATIONAL | 76000823 | 12VDC NA,EU,UK,and AU input plugs. Co | Ea |  | 1 Year | 40 | 5% | 38
47794 | DIGI INTERNATIONAL | 76000826 | CABLE - RJ45 TO RJ45, 2M. | Ea |  | 1 Year | 10 | 5% | 9.5
47795 | DIGI INTERNATIONAL | 76000842 | Antenna-GPS,Magnet Mount,1575Mhz,28 | Ea |  | 1 Year | 33 | 5% | 31.35
47796 | DIGI INTERNATIONAL | 76000854 | DC Power Cord-2.1mm locking barrel plu | Ea |  | 1 Year | 24 | 5% | 22.8
47797 | DIGI INTERNATIONAL | 76000857 | Adapter-RJ45 to DB25 Female,6. | Ea |  | 1 Year | 15 | 5% | 14.25
47798 | DIGI INTERNATIONAL | 76000858 | Cable-DB9 Female to DB9 Male,6,Com | Ea |  | 1 Year | 12 | 5% | 11.4
47799 | DIGI INTERNATIONAL | 76000879 | Mounting Bracket-DIN Rail.Compatibil | Ea |  | 1 Year | 29 | 5% | 27.55
47800 | DIGI INTERNATIONAL | 76000912 | ConnectTank Battery | Ea |  | 1 Year | 50 | 5% | 47.5
47801 | DIGI INTERNATIONAL | 76000916 | Mounting Bracket-DIN Rail(Edge-mount) | Ea |  | 1 Year | 40 | 5% | 38
47802 | DIGI INTERNATIONAL | 76000917 | AC Power Supply-24VDC.4.2A OUT,67-1 | Ea |  | 1 Year | 249 | 5% | 236.55
47803 | DIGI INTERNATIONAL | 76000918 | AC Power Supply-14.2VDC.30A OUT,40- | Ea |  | 1 Year | 999 | 5% | 949.05
47804 | DIGI INTERNATIONAL | 76000926 | Antenna-3G/4G(Multiband 699-2690MHz) | Ea |  | 1 Year | 10 | 5% | 9.5
47805 | DIGI INTERNATIONAL | 76000928 | 48VDC to 12VDC Power Supply-Compatible | Ea |  | 1 Year | 32 | 5% | 30.4
47806 | DIGI INTERNATIONAL | 76000931 | WVA Development Cable | Ea |  | 1 Year | 89 | 5% | 84.55
47807 | DIGI INTERNATIONAL | 76000934 | AC Power Supply-WR11(North America) | Ea |  | 1 Year | 25 | 5% | 23.75
47808 | DIGI INTERNATIONAL | 76000945 | Antenna-WiFi,2.4/5GHz | Ea |  | 1 Year | 24 | 5% | 22.8
47809 | DIGI INTERNATIONAL | 76000946 | 2pin screw down Power Connector | Ea |  | 1 Year | 10 | 5% | 9.5
47810 | DIGI INTERNATIONAL | 76000950 | Passport 19 Rack Mount Kit(Replacement | Ea |  | 1 Year | 23 | 5% | 21.85
47811 | DIGI INTERNATIONAL | 76000951 | WVA Adapter Cable Bracket | Ea |  | 1 Year | 15 | 5% | 14.25
47812 | DIGI INTERNATIONAL | 76000954 | Antenna Base-SMA,Magnetic,RG174,1 m | Ea |  | 1 Year | 29 | 5% | 27.55
47813 | DIGI INTERNATIONAL | 76000958 | ConnectPort TS 16 19 Replacement Bracke | Ea |  | 1 Year | 23 | 5% | 21.85
47814 | DIGI INTERNATIONAL | 76000960 | Antenna,CDMA/LTE 450HMz | Ea |  | 1 Year | 10 | 5% | 9.5
47815 | DIGI INTERNATIONAL | 76000965 | TransPort WR11 XT Power Supply-Interna | Ea |  | 1 Year | 65 | 5% | 61.75
47816 | DIGI INTERNATIONAL | 76000966 | Transport WR31 Wall Mount Bracket | Ea |  | 1 Year | 18 | 5% | 17.1
47817 | DIGI INTERNATIONAL | 76000974 | Connect Sensor Wall Mount Kit | Ea |  | 1 Year | 12 | 5% | 11.4
47818 | DIGI INTERNATIONAL | 76000976 | TransPort WR11/WR11XT 9-30VDC Adpater | Ea |  | 1 Year | 25 | 5% | 23.75
47819 | DIGI INTERNATIONAL | 76000977 | TransPort WR31 Metal DIN Clip | Ea |  | 1 Year | 20 | 5% | 19
47820 | DIGI INTERNATIONAL | 76000982 | TransPort WR44R Cable Accessory Kit | Ea |  | 1 Year | 90 | 5% | 85.5
47821 | DIGI INTERNATIONAL | 76000983 | WR44R CABLE ACCESS.KIT | Ea |  | 1 Year | 90 | 5% | 85.5
47822 | DIGI INTERNATIONAL | 76002021 | PS,5V 3.0A 2.5x11mm centre +ve Wall | Ea |  | 1 Year | 35 | 5% | 33.25
47823 | DIGI INTERNATIONAL | 76002051 | Antenna-Cellular,Magnet Mount,Penta | Ea |  | 1 Year | 32 | 5% | 30.4
47824 | DIGI INTERNATIONAL | 76002059 | TransPort WR21/WR31 DC Power Kit | Ea |  | 1 Year | 25 | 5% | 23.75
47825 | DIGI INTERNATIONAL | 76002060 | WR21 AC PWR STD | Ea |  | 1 Year | 40 | 5% | 38
47826 | DIGI INTERNATIONAL | 76002061 | WR21 AC PWR EXT | Ea |  | 1 Year | 65 | 5% | 61.75
47827 | DIGI INTERNATIONAL | 76002062 | WR11 AC PWR STD US | Ea |  | 1 Year | 40 | 5% | 38
47828 | DIGI INTERNATIONAL | 76002063 | WR11 AC PWR STD INT | Ea |  | 1 Year | 40 | 5% | 38
47829 | DIGI INTERNATIONAL | 76002064 | WR11 AC PWR EXT.INT | Ea |  | 1 Year | 65 | 5% | 61.75
47830 | DIGI INTERNATIONAL | 76002065 | WR11 DC PWR KIT | Ea |  | 1 Year | 40 | 5% | 38
47831 | DIGI INTERNATIONAL | 76002069 | WR64 Accessory Kit | Ea |  | 1 Year | 495 | 5% | 470.25
47832 | DIGI INTERNATIONAL | 76002074 | TransPort WR11 AC Power Kit | Ea |  | 1 Year | 40 | 5% | 38
47833 | DIGI INTERNATIONAL | 76002076 | WR64 Power Supply | Ea |  | 1 Year | 65 | 5% | 61.75
47834 | DIGI INTERNATIONAL | 76002078 | IX14 Power Supply - Std Temp | Ea |  | 1 Year | 49 | 5% | 46.55
47835 | DIGI INTERNATIONAL | 76002079 | IX14 Power Supply - Extd Temp | Ea |  | 1 Year | 69 | 5% | 65.55
47836 | DIGI INTERNATIONAL | 76002080 | IX14 Accessory Kit - Std Temp | Ea |  | 1 Year | 69 | 5% | 65.55
47837 | DIGI INTERNATIONAL | 76002081 | IX14 Accessory Kit - Extd Temp | Ea |  | 1 Year | 89 | 5% | 84.55
47838 | DIGI INTERNATIONAL | 76002084 | WR54 Accessory Kit - Single Cellular | Ea |  | 1 Year | 295 | 5% | 280.25
47839 | DIGI INTERNATIONAL | 76002085 | WR54 Accessory Kit - Dual Cellular | Ea |  | 1 Year | 345 | 5% | 327.75
47840 | DIGI INTERNATIONAL | 77000889 | Digi Neo PCI Express 8 port RS-232 Seri | Ea |  | 1 Year | 417 | 5% | 396.15
47841 | DIGI INTERNATIONAL | 77000890 | Digi Neo PCI Express 4 port RS-232 Seri | Ea |  | 1 Year | 303 | 5% | 287.85
47842 | DIGI INTERNATIONAL | 78000001 | TransPort LR54 Wall-Mount Bracket | Ea |  | 1 Year | 12.99 | 5% | 12.3405
47843 | DIGI INTERNATIONAL | 20-101-0507 | RCM3000, RabbitCore | Ea |  | 1 Year | 81 | 5% | 76.95
47844 | DIGI INTERNATIONAL | 301-1000-04 | Digi Edgeport 4 port DB-9 RS232 to USB | Ea |  | 1 Year | 303 | 5% | 287.85
47845 | DIGI INTERNATIONAL | 301-1000-94 | Digi Edgepor/4s 4 port RS-232/422/485 so | Ea |  | 1 Year | 379 | 5% | 360.05
47846 | DIGI INTERNATIONAL | 301-1000-95 | Digi Edgeport/4s 4 isolated port RS-232/ | Ea |  | 1 Year | 606 | 5% | 575.7
47847 | DIGI INTERNATIONAL | 301-1001-11 | Digi Edgeport 1 port RS232 DB-9 to USB | Ea |  | 1 Year | 91 | 5% | 86.45
47848 | DIGI INTERNATIONAL | 301-1001-15 | Digi Edgeport 1 port RS232 DB-9 to USB | Ea |  | 1 Year | 91 | 5% | 86.45
47849 | DIGI INTERNATIONAL | 301-1001-31 | Digi Edgeport/1i 1 port RS-422/485 DB-9 | Ea |  | 1 Year | 139 | 5% | 132.05
47850 | DIGI INTERNATIONAL | 301-1002-08 | Digi Edgeport 8 port RS232 DB-9 To USB | Ea |  | 1 Year | 455 | 5% | 432.25
47851 | DIGI INTERNATIONAL | 301-1002-98 | Digi Edgeport/8s 8 port RS-232/422/485 s | Ea |  | 1 Year | 690 | 5% | 655.5
47852 | DIGI INTERNATIONAL | 301-1003-10 | Digi Edgeport/2c 2 port serial RS232 DB- | Ea |  | 1 Year | 138 | 5% | 131.1
47853 | DIGI INTERNATIONAL | 301-1010-44 | Digi Hubport/4c 5.5-30VDC powered USB 2. | Ea |  | 1 Year | 160 | 5% | 152
47854 | DIGI INTERNATIONAL | 301-1010-74 | Digi Hubport/7c 5.5-30VDC powered USB 2. | Ea |  | 1 Year | 196 | 5% | 186.2
47855 | DIGI INTERNATIONAL | 301-1012-04 | Digi Rapidport 4 port V.90 RJ-11 Multi-M | Ea |  | 1 Year | 1304 | 5% | 1238.8
47856 | DIGI INTERNATIONAL | 301-1016-01 | Digi Edgeport 4 port DB-25 RS232 to US | Ea |  | 1 Year | 303 | 5% | 287.85
47857 | DIGI INTERNATIONAL | 301-1016-08 | Digi Edgeport 8 port RS232 serial DB-25 | Ea |  | 1 Year | 455 | 5% | 432.25
47858 | DIGI INTERNATIONAL | 301-2000-10 | Digi Edgeport 416 4-USB 16-serial port | Ea |  | 1 Year | 759 | 5% | 721.05
47859 | DIGI INTERNATIONAL | 301-2010-24 | Digi Hubport/4c 4 port USB 2.0 hub | Ea |  | 1 Year | 137 | 5% | 130.15
47860 | DIGI INTERNATIONAL | 301-2010-27 | Digi Hubport/7c 7 port USB 2.0 hub,5V/3 | Ea |  | 1 Year | 174 | 5% | 165.3
47861 | DIGI INTERNATIONAL | 301-9000-01 | Digi 1 Meter A to B USB Cable | Ea |  | 1 Year | 8 | 5% | 7.6
47862 | DIGI INTERNATIONAL | 301-9000-04 | Digi 5V/3A Wall Mount 100-240VAC center | Ea |  | 1 Year | 54 | 5% | 51.3
47863 | DIGI INTERNATIONAL | 301-9000-07 | Digi 2 Meter A to B USB Cable | Ea |  | 1 Year | 12 | 5% | 11.4
47864 | DIGI INTERNATIONAL | 301-9000-23 | Digi 5V/3A Wall Mount 100-240VAC center | Ea |  | 1 Year | 54 | 5% | 51.3
47865 | DIGI INTERNATIONAL | 301-9000-25 | Digi 5V/3A Brick 100-240VAC center negat | Ea |  | 1 Year | 54 | 5% | 51.3
47866 | DIGI INTERNATIONAL | 301-9001-01 | Digi 19 Rack Mount Kit.Used with Edge | Ea |  | 1 Year | 91 | 5% | 86.45
47867 | DIGI INTERNATIONAL | 64000533-01 | Clip,TransPort WR31 DiN Rail | Ea |  | 1 Year | 9.95 | 5% | 9.4525
47868 | DIGI INTERNATIONAL | A09-F5NF-M | 900 MHz,Base Station,5.1 dBi gain(3 d | Ea |  | 1 Year | 291 | 5% | 276.45
47869 | DIGI INTERNATIONAL | A09-Y11NF | 900 MHz, Yagi, 11.1 dBi (9 dBi) | Ea |  | 1 Year | 128 | 5% | 121.6
47870 | DIGI INTERNATIONAL | A09-Y15TM-P10I | BOTH 900 MHZ, YAGI, 15DBI | Ea |  | 1 Year | 125 | 5% | 118.75
47871 | DIGI INTERNATIONAL | A09-Y8NF | 900 MHz, Yagi, 8.1 dBi (6 dBi) | Ea |  | 1 Year | 103 | 5% | 97.85
47872 | DIGI INTERNATIONAL | ASB-0000-AC01-001 | Upgrades the standard e-mail and web product support to 1-year phone support 9:00AM to 5:00PM ET Mon. – Fri. | Ea |  | 1 Year | 40 | 5% | 38
47873 | DIGI INTERNATIONAL | ASB-0000-AC01-003 | Upgrades the standard e-mail and web product support to 3-year phone support 9:00AM to 5:00PM ET Mon. – Fri. | Ea |  | 1 Year | 100 | 5% | 95
47874 | DIGI INTERNATIONAL | ASB-0000-AV01-001 | 1 Year of Accelerated View cloud-based management (License per device) | Ea |  | 1 Year | 30 | 5% | 28.5
47875 | DIGI INTERNATIONAL | ASB-0000-AV01-003 | 1 Year (3 Years) of Accelerated View cloud-based management (License per device) | Ea |  | 1 Year | 80 | 5% | 76
47876 | DIGI INTERNATIONAL | ASB-0000-AV01-005 | 1 Year (5 Years) of Accelerated View cloud-based management (License per device) | Ea |  | 1 Year | 115 | 5% | 109.25
47877 | DIGI INTERNATIONAL | ASB-1002-CM03-OUS | Plug-In LTE Modem; CAT 3; LTE / HSPA+ / EV-DO, Cellular Certifications: Verizon, AT&T, Sprint, TMO, PTCRB | Ea |  | 1 Year | 250 | 5% | 237.5
47878 | DIGI INTERNATIONAL | ASB-1002-CM04-OUS | Plug-In LTE Modem; CAT 4; LTE / HSPA+, Cellular Certifications: Verizon, AT&T, TMO, PTCRB | Ea |  | 1 Year | 200 | 5% | 190
47879 | DIGI INTERNATIONAL | ASB-1002-CM06-GLB | Plug-In LTE Modem; CAT 6; LTE-A / HSPA+, Cellular Certifications: Verizon, AT&T, Sprint, TMO, PTCRB; Certified Countries / Regions: EU Region | Ea |  | 1 Year | 300 | 5% | 285
47880 | DIGI INTERNATIONAL | ASB-6310-DX00-RMK | 6310-DX Remote Mounting Kit: 2 cable ties; 2 narrow & 2 wide ceiling rail snaps; 1 PoE cable assembly; 1 temporary site survey battery pack | Ea |  | 1 Year | 30 | 5% | 28.5
47881 | DIGI INTERNATIONAL | ASB-6310-DX03-OUS | 6310-DX03 Cellular Extender; 2 Port 10/100; CAT 3; LTE / HSPA+ / EV-DO; Cellular Certifications: Verizon, AT&T, Sprint, TMO, PTCRB | Ea |  | 1 Year | 349 | 5% | 331.55
47882 | DIGI INTERNATIONAL | ASB-6310-DX04-OUS | 6310-DX04 Cellular Extender; 2 Port 10/100; CAT 4; LTE / HSPA+; Cellular Certifications: Verizon, AT&T, TMO, PTCRB | Ea |  | 1 Year | 299 | 5% | 284.05
47883 | DIGI INTERNATIONAL | ASB-6310-DX06-OUS | 6310-DX06 Cellular Extender; 2 Port 10/100; CAT 6; LTE-A / HSPA+; Cellular Certifications: Verizon, AT&T, Sprint; TMO, PTCRB | Ea |  | 1 Year | 399 | 5% | 379.05
47884 | DIGI INTERNATIONAL | ASB-631R-DX03-OUS | 6310-DX03 Cellular Extender; 2 Port 10/100; with Remote Mounting Kit; CAT 3; LTE / HSPA+ / EV-DO; Cellular Certifications: Verizon, AT&T, Sprint, TMO, PTCRB | Ea |  | 1 Year | 379 | 5% | 360.05
47885 | DIGI INTERNATIONAL | ASB-631R-DX04-OUS | 6310-DX04 Cellular Extender; 2 Port 10/100; with Remote Mounting Kit; CAT 4; LTE / HSPA+; Cellular Certifications: Verizon, AT&T, TMO, PTCRB | Ea |  | 1 Year | 329 | 5% | 312.55
47886 | DIGI INTERNATIONAL | ASB-631R-DX06-GLB | 6310-DX06 Cellular Extender; 2 Port 10/100; with Remote Mounting Kit; US, UK, EU and AU AC Plug Tips; CAT 6; LTE-A / HSPA+; Certified for NA and EU Regions | Ea |  | 1 Year | 435 | 5% | 413.25
47887 | DIGI INTERNATIONAL | ASB-631R-DX06-OUS | 6310-DX06 Cellular Extender; 2 Port 10/100; with Remote Mounting Kit; CAT 6; LTE-A / HSPA+; Cellular Certifications: Verizon, AT&T, Sprint; TMO, PTCRB | Ea |  | 1 Year | 429 | 5% | 407.55
47888 | DIGI INTERNATIONAL | ASB-6330-MX03-OUS | 6330-MX03 LTE Router; 3 Port GigE; 1 USB Port; Wi-Fi; CAT 3; LTE / HSPA+ / EV-DO; Cellular Certifications: Verizon, AT&T, Sprint, TMO, PTCRB | Ea |  | 1 Year | 549 | 5% | 521.55
47889 | DIGI INTERNATIONAL | ASB-6330-MX04-OUS | 6330-MX04 LTE Router; 3 Port GigE; 1 USB Port; Wi-Fi; CAT 4; LTE / HSPA+; Cellular Certifications: Verizon, AT&T, TMO, PTCRB | Ea |  | 1 Year | 499 | 5% | 474.05
47890 | DIGI INTERNATIONAL | ASB-6330-MX06-GLB | 6330-MX06 LTE Router; 3 Port GigE; 1 USB Port; US, UK, EU and AU AC Plug Tips; Wi-Fi; CAT 6; LTE-A / HSPA+; Certified for NA and EU Regions | Ea |  | 1 Year | 599 | 5% | 569.05
47891 | DIGI INTERNATIONAL | ASB-6330-MX06-OUS | 6330-MX06 LTE Router; 3 Port GigE; 1 USB Port; Wi-Fi; CAT 6; LTE-A / HSPA+; Cellular Certifications: Verizon, AT&T, Sprint; TMO, PTCRB | Ea |  | 1 Year | 599 | 5% | 569.05
47892 | DIGI INTERNATIONAL | ASB-6335-MX03-OUS | 6335-MX03 LTE Router; 3 Port GigE; 1 USB Port; Without Wi-Fi; CAT 3; LTE / HSPA+ / EV-DO; Cellular Certifications: Verizon, AT&T, Sprint, TMO, PTCRB | Ea |  | 1 Year | 499 | 5% | 474.05
47893 | DIGI INTERNATIONAL | ASB-6335-MX04-OUS | 6335-MX04 LTE Router; 3 Port GigE; 1 USB Port; Without Wi-Fi; CAT 4; LTE / HSPA+; Cellular Certifications: Verizon, AT&T, TMO, PTCRB | Ea |  | 1 Year | 449 | 5% | 426.55
47894 | DIGI INTERNATIONAL | ASB-6335-MX06-GLB | 6335-MX06 LTE Router; 3 Port GigE; 1 USB Port; Without Wi-Fi; CAT 6; LTE-A / HSPA+; Certified for NA and EU Regions | Ea |  | 1 Year | 549 | 5% | 521.55
47895 | DIGI INTERNATIONAL | ASB-6335-MX06-OUS | 6335-MX06 LTE Router; 3 Port GigE; 1 USB Port; Without Wi-Fi; CAT 6; LTE-A / HSPA+; Cellular Certifications: Verizon, AT&T, Sprint, TMO, PTCRB | Ea |  | 1 Year | 549 | 5% | 521.55
47896 | DIGI INTERNATIONAL | ASB-6355-SR03-GLB | 6355-SR03 LTE Router; 5 Port GigE; 1 Serial Port; 1 USB Port; Without Wi-Fi; CAT 3; LTE / HSPA+ / EV-DO; Cellular Certifications: Verizon, AT&T, Sprint, TMO, PTCRB | Ea |  | 1 Year | 499 | 5% | 474.05
47897 | DIGI INTERNATIONAL | ASB-6355-SR04-GLB | 6355-SR04 LTE Router; 5 Port GigE; 1 Serial Port; 1 USB Port; Without Wi-Fi; CAT 4; LTE / HSPA+; Cellular Certifications: Verizon, AT&T, TMO, PTCRB | Ea |  | 1 Year | 449 | 5% | 426.55
47898 | DIGI INTERNATIONAL | ASB-6355-SR06-GLB | 6355-SR06 LTE Router; 5 Port GigE; 1 Serial Port; 1 USB Port; Without Wi-Fi; CAT 6; LTE-A / HSPA+; Cellular Certifications: Verizon, AT&T, Sprint, TMO, PTCRB; Certified for NA and EU Regions | Ea |  | 1 Year | 549 | 5% | 521.55
47899 | DIGI INTERNATIONAL | ASB-EXTW-TYPA-EW2 | Extends the standard 1-Years to 1 Year (2 Years) for routers MSRP $399 and below | Ea |  | 1 Year | 40 | 5% | 38
47900 | DIGI INTERNATIONAL | ASB-EXTW-TYPA-EW3 | Extends the standard 1-Years to 1 Year (3 Years) for routers MSRP $399 and below | Ea |  | 1 Year | 70 | 5% | 66.5
47901 | DIGI INTERNATIONAL | ASB-EXTW-TYPB-EW2 | Extends the standard 1-Years to 1 Year (2 Years) for routers MSRP $400 to $599 | Ea |  | 1 Year | 50 | 5% | 47.5
47902 | DIGI INTERNATIONAL | ASB-EXTW-TYPB-EW3 | Extends the standard 1-Years to 1 Year (3 Years) for routers MSRP $400 to $599 | Ea |  | 1 Year | 80 | 5% | 76
47903 | DIGI INTERNATIONAL | ASB-EXTW-TYPC-EW2 | Extends the standard 1-Years to 1 Year (2 Years) for routers MSRP $600 to $799 | Ea |  | 1 Year | 60 | 5% | 57
47904 | DIGI INTERNATIONAL | ASB-EXTW-TYPC-EW3 | Extends the standard 1-Years to 1 Year (3 Years) for routers MSRP $600 to $799 | Ea |  | 1 Year | 90 | 5% | 85.5
47905 | DIGI INTERNATIONAL | ASN-6350-SR03-GLB | 6350-SR03 LTE Router; 5 Port GigE; 1 Serial Port; 1 USB Port; Wi-Fi; CAT 3; LTE / HSPA+ / EV-DO; Cellular Certifications: Verizon, AT&T, Sprint, TMO, PTCRB | Ea |  | 1 Year | 549 | 5% | 521.55
47906 | DIGI INTERNATIONAL | ASN-6350-SR04-GLB | 6350-SR04 LTE Router; 5 Port GigE; 1 Serial Port; 1 USB Port; Wi-Fi; CAT 4; LTE / HSPA+; Cellular Certifications: Verizon, AT&T, TMO, PTCRB | Ea |  | 1 Year | 499 | 5% | 474.05
47907 | DIGI INTERNATIONAL | ASN-6350-SR06-GLB | 6350-SR06 LTE Router; 5 Port GigE; 1 Serial Port; 1 USB Port; Wi-Fi; CAT 6; LTE-A / HSPA+; Cellular Certifications: Verizon, AT&T, Sprint, TMO, PTCRB; Certified for NA and EU Regions | Ea |  | 1 Year | 599 | 5% | 569.05
47908 | DIGI INTERNATIONAL | AW02-G300 | DIGI ANYWHEREUSB 2 PLUS REMOTE USB 3.1 | Ea |  | 1 Year | 286 | 5% | 271.7
47909 | DIGI INTERNATIONAL | AW08-G300 | DIGI ANYWHEREUSB 8 PLUS REMOTE USB 3.1 | Ea |  | 1 Year | 1062 | 5% | 1008.9
47910 | DIGI INTERNATIONAL | AW24-G300 | DIGI ANYWHEREUSB 24 PLUS REMOTE USB 3.1 | Ea |  | 1 Year | 2428 | 5% | 2306.6
47911 | DIGI INTERNATIONAL | AW-TS-44 | Digi AnywhereUSB TS 4 RS-232 RJ-45 Seria | Ea |  | 1 Year | 834 | 5% | 792.3
47912 | DIGI INTERNATIONAL | AW-USB-14 | Digi AnywhereUSB 14 port USB over IP Hub | Ea |  | 1 Year | 1821 | 5% | 1729.95
47913 | DIGI INTERNATIONAL | AW-USB-2 | Digi AnywhereUSB 2 port USB over IP Hub | Ea |  | 1 Year | 287 | 5% | 272.65
47914 | DIGI INTERNATIONAL | AW-USB-5 | ANYWHEREUSB/5 GEN 2 | Ea |  | 1 Year | 500 | 5% | 475
47915 | DIGI INTERNATIONAL | AW-USB-5M | Digi AnywhereUSB 5 port USB over IP Hu | Ea |  | 1 Year | 1062 | 5% | 1008.9
47916 | DIGI INTERNATIONAL | CC-SBP-WMX-JN58 | CC 6UL SBC Pro, Pico-ITX, i.MX6UL-2 | Ea |  | 1 Year | 249.33 | 5% | 236.8635
47917 | DIGI INTERNATIONAL | CPTS-4R4E-R | POWER SCREW TERMINAL FOR DIGI ONE IA, IA | Ea |  | 1 Year | 12 | 5% | 11.4
47918 | DIGI INTERNATIONAL | CSENSE-A200 | ConnectSensor,LTE Verizon | Ea |  | 1 Year | 469 | 5% | 445.55
47919 | DIGI INTERNATIONAL | CSENSE-A200-N | ConnectSensor,LTE Verizon,No Battery | Ea |  | 1 Year | 435 | 5% | 413.25
47920 | DIGI INTERNATIONAL | CSENSE-A210 | ConnectSensor+,LTE Verizon | Ea |  | 1 Year | 469 | 5% | 445.55
47921 | DIGI INTERNATIONAL | CSENSE-A210-N | ConnectSensor+,LTE Verizon,No Battery | Ea |  | 1 Year | 435 | 5% | 413.25
47922 | DIGI INTERNATIONAL | CSENSE-A300 | ConnectSensor,LTE AT&T | Ea |  | 1 Year | 469 | 5% | 445.55
47923 | DIGI INTERNATIONAL | CSENSE-A300-N | ConnectSensor,LTE AT&T,No Battery | Ea |  | 1 Year | 435 | 5% | 413.25
47924 | DIGI INTERNATIONAL | CSENSE-A310 | ConnectSensor+,LTE AT&T | Ea |  | 1 Year | 469 | 5% | 445.55
47925 | DIGI INTERNATIONAL | CSENSE-A310-N | ConnectSensor+,LTE AT&T,No Battery | Ea |  | 1 Year | 435 | 5% | 413.25
47926 | DIGI INTERNATIONAL | CSENSE-A700 | ConnectSensor,HSPA | Ea |  | 1 Year | 469 | 5% | 445.55
47927 | DIGI INTERNATIONAL | CSENSE-A700-N | ConnectSensor,HSPA+,No Battery | Ea |  | 1 Year | 435 | 5% | 413.25
47928 | DIGI INTERNATIONAL | CSENSE-A710 | ConnectSensor+,HSPA+ | Ea |  | 1 Year | 469 | 5% | 445.55
47929 | DIGI INTERNATIONAL | CSENSE-A710-N | ConnectSensor+,HSPA+,No Battery | Ea |  | 1 Year | 435 | 5% | 413.25
47930 | DIGI INTERNATIONAL | DC-ANT-DBDP3 | Dual Band Wireless Dipole Antenna | Ea |  | 1 Year | 22 | 5% | 20.9
47931 | DIGI INTERNATIONAL | DC-ANT-DBHG | Antenna-Cellular,Magnet Mount,Dual B | Ea |  | 1 Year | 80 | 5% | 76
47932 | DIGI INTERNATIONAL | DC-ES-4SB | Digi Connect ES 4 port RJ-45 Serial | Ea |  | 1 Year | 1207 | 5% | 1146.65
47933 | DIGI INTERNATIONAL | DC-ES-4SB-EU | Connect ES 4,4+1 SB | Ea |  | 1 Year | 1207 | 5% | 1146.65
47934 | DIGI INTERNATIONAL | DC-ES-4SB-INT | CONNECT ES 8,4+1 SB EU | Ea |  | 1 Year | 1815 | 5% | 1724.25
47935 | DIGI INTERNATIONAL | DC-ES-4SB-SW | ES4port RJ-45 Serial to Ethnet termin | Ea |  | 1 Year | 1314 | 5% | 1248.3
47936 | DIGI INTERNATIONAL | DC-ES-4SB-SW-EU | Connect ES 4,4+1 SB EU | Ea |  | 1 Year | 1314 | 5% | 1248.3
47937 | DIGI INTERNATIONAL | DC-ES-4SB-SW-INT | DC POWER CORD - 4-PIN CONNECTOR TO BARE | Ea |  | 1 Year | 24 | 5% | 22.8
47938 | DIGI INTERNATIONAL | DC-ES-8SB | Digi Connect ES 8 Port RJ-45 Serial | Ea |  | 1 Year | 1708 | 5% | 1622.6
47939 | DIGI INTERNATIONAL | DC-ES-8SB-EU | Digi Connect ES 8 SB EU | Ea |  | 1 Year | 1708 | 5% | 1622.6
47940 | DIGI INTERNATIONAL | DC-ES-8SB-INT | DC POWER CORD - 2.1MM LOCKING BARREL + 4 | Ea |  | 1 Year | 23 | 5% | 21.85
47941 | DIGI INTERNATIONAL | DC-ES-8SB-SW-EU | Connect ES 8,4+1 SB EU | Ea |  | 1 Year | 1815 | 5% | 1724.25
47942 | DIGI INTERNATIONAL | DC-ES-8SB-SW-INT | CABLE - M12 TO DB9, 1M. COMPATIBILITY | Ea |  | 1 Year | 29 | 5% | 27.55
47943 | DIGI INTERNATIONAL | DC-ES-BKT | Digi Connect ES VESA Wall Mount Bracket | Ea |  | 1 Year | 69 | 5% | 65.55
47944 | DIGI INTERNATIONAL | DC-ME-01T-S-50 | Digi Connect ME Module w/8MB SDRAM, | Ea |  | 1 Year | 2200 | 5% | 2090
47945 | DIGI INTERNATIONAL | DC-SP-01-S | Digi Connect SP MEI 1 port RS-232/422/48 | Ea |  | 1 Year | 190 | 5% | 180.5
47946 | DIGI INTERNATIONAL | DC-SP-01-S-W | Digi Connect SP MEI 1 port RS-232/422/48 | Ea |  | 1 Year | 189 | 5% | 179.55
47947 | DIGI INTERNATIONAL | DC-WAN-A101-A | GPRS ROUTER | Ea |  | 1 Year | 436 | 5% | 414.2
47948 | DIGI INTERNATIONAL | DC-WAN-B101-A | CONNECT WAN 1XRTT SPRINT;US POWER SUPPLY | Ea |  | 1 Year | 449 | 5% | 426.55
47949 | DIGI INTERNATIONAL | DC-WAN-B105 | DIGI CONNECT WAN IA 1XRTT SPRINT | Ea |  | 1 Year | 495 | 5% | 470.25
47950 | DIGI INTERNATIONAL | DC-WAN-B201-A | Digi Connect WAN routing gateway | Ea |  | 1 Year | 449 | 5% | 426.55
47951 | DIGI INTERNATIONAL | DC-WAN-GE10A | CLASS 10 EDGE/CLASS 12 GPRS ROUTE | Ea |  | 1 Year | 402 | 5% | 381.9
47952 | DIGI INTERNATIONAL | DC-WAN-U901-A | DIGI CONNECT WAN ROUTING GATEWAY | Ea |  | 1 Year | 611 | 5% | 580.45
47953 | DIGI INTERNATIONAL | DC-WSP-01-S-W | Digi Connect Wi-SP(standard firmware) i | Ea |  | 1 Year | 378 | 5% | 359.1
47954 | DIGI INTERNATIONAL | DG-EXPE-12 | Expert 12x5 Support for End-Users | Ea |  | 1 Year | 3750 | 5% | 3562.5
47955 | DIGI INTERNATIONAL | DG-EXPE-12AR | Expert 12x5 Support for End-Users W Adva | Ea |  | 1 Year | 4000 | 5% | 3800
47956 | DIGI INTERNATIONAL | DG-EXPE-24 | Expert 24x7 Support for End-Users | Ea |  | 1 Year | 7500 | 5% | 7125
47957 | DIGI INTERNATIONAL | DG-EXPE-24AR | Expert 24x7 Support for End-Users W Adva | Ea |  | 1 Year | 8000 | 5% | 7600
47958 | DIGI INTERNATIONAL | DG-EXPP-12 | Expert 12x5 Support for Partners | Ea |  | 1 Year | 7500 | 5% | 7125
47959 | DIGI INTERNATIONAL | DG-EXPP-24 | Expert 24x7 Support for Partners | Ea |  | 1 Year | 20000 | 5% | 19000
47960 | DIGI INTERNATIONAL | DGF-BDL-PR54-1YR | DIGI FOUNDATIONS ADD-ON BUNDLE FOR WR54 | Ea |  | 1 Year | 120 | 5% | 114
47961 | DIGI INTERNATIONAL | DGF-BDL-PR54-3YR | DIGI FOUNDATIONS ADD-ON BUNDLE FOR WR54 | Ea |  | 1 Year | 360 | 5% | 342
47962 | DIGI INTERNATIONAL | DGF-BDL-PR54-5YR | DIGI FOUNDATIONS ADD-ON BUNDLE FOR WR54 | Ea |  | 1 Year | 600 | 5% | 570
47963 | DIGI INTERNATIONAL | DGF-BDL-PR64-1YR | DIGI FOUNDATIONS ADD-ON BUNDLE FOR WR64 | Ea |  | 1 Year | 190 | 5% | 180.5
47964 | DIGI INTERNATIONAL | DGF-BDL-PR64-3YR | DIGI FOUNDATIONS ADD-ON BUNDLE FOR WR64 | Ea |  | 1 Year | 570 | 5% | 541.5
47965 | DIGI INTERNATIONAL | DGF-BDL-PR64-5YR | DIGI FOUNDATIONS ADD-ON BUNDLE FOR WR64 | Ea |  | 1 Year | 950 | 5% | 902.5
47966 | DIGI INTERNATIONAL | DGF-BDL-PREM-1YR | DIGI FOUNDATIONS ADD-ON BUNDLE 1-YR. FOR | Ea |  | 1 Year | 48 | 5% | 45.6
47967 | DIGI INTERNATIONAL | DGF-BDL-PREM-3YR | DIGI FOUNDATIONS ADD-ON BUNDLE 3-YR. FOR | Ea |  | 1 Year | 139.7 | 5% | 132.715
47968 | DIGI INTERNATIONAL | DGF-BDL-PREM-5YR | DIGI FOUNDATIONS ADD-ON BUNDLE 5-YR. FOR | Ea |  | 1 Year | 228 | 5% | 216.6
47969 | DIGI INTERNATIONAL | DG-PSDV-CUST | APPLICATION DEVELOPMENT | Ea |  | 1 Year | 160 | 5% | 152
47970 | DIGI INTERNATIONAL | DG-PSPP-CUST | POST-PRODUCTION PROCESS | Ea |  | 1 Year | 25 | 5% | 23.75
47971 | DIGI INTERNATIONAL | DG-PSSS-CEL | Site Survey- Cellular | Ea |  | 1 Year | 1500 | 5% | 1425
47972 | DIGI INTERNATIONAL | DG-PSSS-RF | Site Survey- RF | Ea |  | 1 Year | 1500 | 5% | 1425
47973 | DIGI INTERNATIONAL | DRM-EDN-CSM-1YR | Compliance & Security Monitor Edition | Ea |  | 1 Year | 12 | 5% | 11.4
47974 | DIGI INTERNATIONAL | DRM-EDN-CSM-2YR | Compliance & Security Monitor Edition- | Ea |  | 1 Year | 22.8 | 5% | 21.66
47975 | DIGI INTERNATIONAL | DRM-EDN-CSM-3YR | Compliance & Security Monitor Edition- | Ea |  | 1 Year | 32.4 | 5% | 30.78
47976 | DIGI INTERNATIONAL | DRM-EDN-CSM-4YR | Compliance & Security Monitor Edition | Ea |  | 1 Year | 40.8 | 5% | 38.76
47977 | DIGI INTERNATIONAL | DRM-EDN-CSM-5YR | Compliance & Security Monitor Edition | Ea |  | 1 Year | 48 | 5% | 45.6
47978 | DIGI INTERNATIONAL | DRM-EDN-CSNS-1YR | Remote Manager for Connect Sensor/Connec | Ea |  | 1 Year | 24 | 5% | 22.8
47979 | DIGI INTERNATIONAL | DRM-EDN-CSNS-2YR | Remote Manager for Connect Sensor/Connec | Ea |  | 1 Year | 44.4 | 5% | 42.18
47980 | DIGI INTERNATIONAL | DRM-EDN-CSNS-3YR | Remote Manager for Connect Sensor/Connec | Ea |  | 1 Year | 61.2 | 5% | 58.14
47981 | DIGI INTERNATIONAL | DRM-EDN-CSNS-4YR | Remote Manager for Connect Sensor/Connec | Ea |  | 1 Year | 74.4 | 5% | 70.68
47982 | DIGI INTERNATIONAL | DRM-EDN-CSNS-5YR | Remote Manager for Connect Sensor/Connec | Ea |  | 1 Year | 84 | 5% | 79.8
47983 | DIGI INTERNATIONAL | DRM-EDN-DHM-1YR | Device Health Monitor Edition1 Year | Ea |  | 1 Year | 12 | 5% | 11.4
47984 | DIGI INTERNATIONAL | DRM-EDN-DHM-2YR | Device Health Monitor Edition1 Year (2 Years) | Ea |  | 1 Year | 22.8 | 5% | 21.66
47985 | DIGI INTERNATIONAL | DRM-EDN-DHM-3YR | Device Health Monitor Edition1 Year (3 Years) | Ea |  | 1 Year | 32.4 | 5% | 30.78
47986 | DIGI INTERNATIONAL | DRM-EDN-DHM-4YR | Device Health Monitor Edition1 Year (4 Years) | Ea |  | 1 Year | 40.8 | 5% | 38.76
47987 | DIGI INTERNATIONAL | DRM-EDN-DHM-5YR | Device Health Monitor Edition1 Year (5 Years) | Ea |  | 1 Year | 48 | 5% | 45.6
47988 | DIGI INTERNATIONAL | DRM-EDN-FWS-1YR | Firmware Subscriptions Edition1 Year | Ea |  | 1 Year | 12 | 5% | 11.4
47989 | DIGI INTERNATIONAL | DRM-EDN-FWS-2YR | Firmware Subscriptions Edition1 Year (2 Years) | Ea |  | 1 Year | 22.8 | 5% | 21.66
47990 | DIGI INTERNATIONAL | DRM-EDN-FWS-3YR | Firmware Subscriptions Edition1 Year (3 Years) | Ea |  | 1 Year | 32.4 | 5% | 30.78
47991 | DIGI INTERNATIONAL | DRM-EDN-FWS-4YR | Firmware Subscriptions Edition1 Year (4 Years) | Ea |  | 1 Year | 40.8 | 5% | 38.76
47992 | DIGI INTERNATIONAL | DRM-EDN-FWS-5YR | Firmware Subscriptions Edition1 Year (5 Years) | Ea |  | 1 Year | 48 | 5% | 45.6
47993 | DIGI INTERNATIONAL | DRM-EDN-STE-1YR | Digi Remote Manager Edition-1 Year | Ea |  | 1 Year | 30 | 5% | 28.5
47994 | DIGI INTERNATIONAL | DRM-EDN-STE-2YR | Digi Remote Manager Edition-1 Year (2 Years) | Ea |  | 1 Year | 57.6 | 5% | 54.72
47995 | DIGI INTERNATIONAL | DRM-EDN-STE-3YR | Digi Remote Manager Edition-1 Year (3 Years) | Ea |  | 1 Year | 81 | 5% | 76.95
47996 | DIGI INTERNATIONAL | DRM-EDN-STE-4YR | Digi Remote Manager Edition-1 Year (4 Years) | Ea |  | 1 Year | 96 | 5% | 91.2
47997 | DIGI INTERNATIONAL | DRM-EDN-STE-5YR | Digi Remote Manager Edition-1 Year (5 Years) | Ea |  | 1 Year | 105 | 5% | 99.75
47998 | DIGI INTERNATIONAL | ELF-TSM-CBL-16 | Etherlite RJ45 8 pin Female to TS RJ45 1 | Ea |  | 1 Year | 243 | 5% | 230.85
47999 | DIGI INTERNATIONAL | HP-USB-14 | Digi Hubport/14 14 port USB 2.0 hub 19 | Ea |  | 1 Year | 378 | 5% | 359.1
48000 | DIGI INTERNATIONAL | IX14-M301 | DIGI IX14 LTE EU, SOLD ONLY IN CONJUNCTI | Ea |  | 1 Year | 331 | 5% | 314.45
48001 | DIGI INTERNATIONAL | IX14-M301-BDL-S1 | IX14 Europe Bundle Kit,including | Ea |  | 1 Year | 379 | 5% | 360.05
48002 | DIGI INTERNATIONAL | IX14-M401 | DIGI IX14 LTE SPRINT, SOLD ONLY IN CONJU | Ea |  | 1 Year | 331 | 5% | 314.45
48003 | DIGI INTERNATIONAL | IX14-M401-BDL-S1 | IX14 North America Sprint Bundle Kit | Ea |  | 1 Year | 379 | 5% | 360.05
48004 | DIGI INTERNATIONAL | IX14-M601 | Digi WR14 LTE NA | Ea |  | 1 Year | 331 | 5% | 314.45
48005 | DIGI INTERNATIONAL | IX14-M601-BDL-S1 | IX14 North American (non-Sprint) Bundle | Ea |  | 1 Year | 379 | 5% | 360.05
48006 | DIGI INTERNATIONAL | IX14-M901 | DIGI IX14 LTE ANZ, SOLD ONLY IN CONJUNCT | Ea |  | 1 Year | 331 | 5% | 314.45
48007 | DIGI INTERNATIONAL | IX14-M901-BDL-S1 | IX14 Australia / New Zealand Bundle Kit | Ea |  | 1 Year | 379 | 5% | 360.05
48008 | DIGI INTERNATIONAL | JR2N1-CL1-20F | 20 foot,Right-angle RPSMA male to N-mal | Ea |  | 1 Year | 49 | 5% | 46.55
48009 | DIGI INTERNATIONAL | LR54-AA401 | TransPort LR54-LTE(NA/EMEA) | Ea |  | 1 Year | 649 | 5% | 616.55
48010 | DIGI INTERNATIONAL | LR54-AA403 | Digi TransPort LR54 | Ea |  | 1 Year | 849 | 5% | 806.55
48011 | DIGI INTERNATIONAL | LR54-AW401 | TransPort LR54W-LTE(NA/EMEA),WiFi | Ea |  | 1 Year | 699 | 5% | 664.05
48012 | DIGI INTERNATIONAL | LR54-AW403 | TransPort LR54W - LTE (NA/EMEA) | Ea |  | 1 Year | 899 | 5% | 854.05
48013 | DIGI INTERNATIONAL | PSU-EX-500W-DOT | 500W AC-DC Dual 56/24 V, DOT Custom | Ea |  | 1 Year | 605 | 5% | 574.75
48014 | DIGI INTERNATIONAL | PSU-EX-760W-DOT | 760W AC-DC Dual 56/24 V, DOT Custom | Ea |  | 1 Year | 850 | 5% | 807.5
48015 | DIGI INTERNATIONAL | WR11-L700-DE1-XB | Digi Transport WR11 XT-4G LTE EMEA/APAC | Ea |  | 1 Year | 349 | 5% | 331.55
48016 | DIGI INTERNATIONAL | WR11-M300-DE1-XB | Digi Transport WR11 XT-4G LTE EMEA/APAC | Ea |  | 1 Year | 249 | 5% | 236.55
48017 | DIGI INTERNATIONAL | WR11-M400-DE1-XB | Digi TransPort WR11 XT - Cellular (4G | Ea |  | 1 Year | 249 | 5% | 236.55
48018 | DIGI INTERNATIONAL | WR11-M600-DE1-XB | WR11 XT-LTE NA-No PS/No Ant., Ext. temp. | Ea |  | 1 Year | 249 | 5% | 236.55
48019 | DIGI INTERNATIONAL | WR11-M900-DE1-XB | Digi Transport WR11 XT-4G LTE LATAM-ANZ | Ea |  | 1 Year | 249 | 5% | 236.55
48020 | DIGI INTERNATIONAL | WR11-U900-DE1-XB | Digi Transport WR11 XT- Cellular | Ea |  | 1 Year | 299 | 5% | 284.05
48021 | DIGI INTERNATIONAL | WR21-D52A-DE1-TA | TransPort WR21 - EVDO Rev B 450MHz | Ea |  | 1 Year | 600 | 5% | 570
48022 | DIGI INTERNATIONAL | WR21-M22B-DE1-SB | TransPort WR21 - EVDO Rev B 450MHz | Ea |  | 1 Year | 525 | 5% | 498.75
48023 | DIGI INTERNATIONAL | WR21-M52A-DE1-TB | TransPort WR21,LTE NA,2Eth/485,Term | Ea |  | 1 Year | 545 | 5% | 517.75
48024 | DIGI INTERNATIONAL | WR21-M52B-DE1-SB | TransPort WR21 - LTE CAT4 | Ea |  | 1 Year | 495 | 5% | 470.25
48025 | DIGI INTERNATIONAL | WR21-M72A-DE1-TB | TransPort WR21 - LTE EMEA/APAC | Ea |  | 1 Year | 545 | 5% | 517.75
48026 | DIGI INTERNATIONAL | WR21-M72B-DE1-SB | TransPort WR21- LTE EMEA/APAC | Ea |  | 1 Year | 495 | 5% | 470.25
48027 | DIGI INTERNATIONAL | WR21-SW-B1XE1 | TransPort WR21 Software Upgrade-From S | Ea |  | 1 Year | 93 | 5% | 88.35
48028 | DIGI INTERNATIONAL | WR21-U92A-DE1-TB | TransPort WR21-HSPA+(800/850/900/1700 | Ea |  | 1 Year | 531 | 5% | 504.45
48029 | DIGI INTERNATIONAL | WR21-U92B-DE1-SB | TransPort WR21-HSPA+(800/850/900/1700 | Ea |  | 1 Year | 425 | 5% | 403.75
48030 | DIGI INTERNATIONAL | WR31-M22A-DE1-TB | TransPort WR31 - LTE EMEA/APAC (450MHz) | Ea |  | 1 Year | 649 | 5% | 616.55
48031 | DIGI INTERNATIONAL | WR31-M52A-DE1-TB | WR31-LTE NA-No PS/No Ant. | Ea |  | 1 Year | 595 | 5% | 565.25
48032 | DIGI INTERNATIONAL | WR31-M82A-DE1-TB | TransPort WR31 - 4G LTE North America | Ea |  | 1 Year | 695 | 5% | 660.25
48033 | DIGI INTERNATIONAL | WR31-U92A-DE1-TB | TransPort WR31,Global HSPA | Ea |  | 1 Year | 589 | 5% | 559.55
48034 | DIGI INTERNATIONAL | WR44-0000-NE1-RD | TransPort WR44R-No Cellular,WiFi(B/G | Ea |  | 1 Year | 883 | 5% | 838.85
48035 | DIGI INTERNATIONAL | WR44-00G4-CE1-MC | TRANSPORT WR44 -CONFORMAL COATED | Ea |  | 1 Year | 1618 | 5% | 1537.1
48036 | DIGI INTERNATIONAL | WR44-L500-TE1-RF | TransPort WR44R-LTE North America Mult | Ea |  | 1 Year | 1262 | 5% | 1198.9
48037 | DIGI INTERNATIONAL | WR44-L5A3-CE1-RF | TransPort WR44R-LTE North America Mult | Ea |  | 1 Year | 1067 | 5% | 1013.65
48038 | DIGI INTERNATIONAL | WR44-L5F1-TE1-RF | TransPort WR44R-LTE North America Mult | Ea |  | 1 Year | 1495 | 5% | 1420.25
48039 | DIGI INTERNATIONAL | WR44-L5G1-TE1-RF | TransPort WR44R-LTE North America Mult | Ea |  | 1 Year | 1412 | 5% | 1341.4
48040 | DIGI INTERNATIONAL | WR44-L800-CE1-RD | TransPort WR44R-LTE Verizon(700/1700( | Ea |  | 1 Year | 936 | 5% | 889.2
48041 | DIGI INTERNATIONAL | WR44-L900-AE1-RF | TRANSPORT WR44-LTE LATAM-ANZ WIFI | Ea |  | 1 Year | 995 | 5% | 945.25
48042 | DIGI INTERNATIONAL | WR44-L9F1-AE1-RF | TRANSPORT WR44-LTE LATAM-ANZ FLEET I/O, | Ea |  | 1 Year | 1095 | 5% | 1040.25
48043 | DIGI INTERNATIONAL | WR44-L9G4-AE1-MD | TransPort WR44RR - LTE LATAM/ANZ | Ea |  | 1 Year | 1895 | 5% | 1800.25
48044 | DIGI INTERNATIONAL | WR44-M2F1-NE1-RF | TRANSPORT WR44- LTE EMEA/APAC (450MHZ) | Ea |  | 1 Year | 1095 | 5% | 1040.25
48045 | DIGI INTERNATIONAL | WR44-M700-CE1-RF | TRANSPORT WR44 R - 4G LTE EMEA | Ea |  | 1 Year | 955 | 5% | 907.25
48046 | DIGI INTERNATIONAL | WR44-M800-AE1-RF | TransPort WR44R-CAT6,WiFi(A/C),Ente | Ea |  | 1 Year | 1168 | 5% | 1109.6
48047 | DIGI INTERNATIONAL | WR44-M8F1-AE1-RF | Transport WR44R,GPS,WiFi, CAT6,Rugged | Ea |  | 1 Year | 1402 | 5% | 1331.9
48048 | DIGI INTERNATIONAL | WR44-M8G4-AE1-MD | TransPort WR44RR LTE-A North America | Ea |  | 1 Year | 2022 | 5% | 1920.9
48049 | DIGI INTERNATIONAL | WR54-A106 | TransPort WR54 - Single Global Multi-Carrier LTE-A / CAT 11 Cellular / Single 802.11ac Wi-Fi, Extended Temperature, Rugged Enclosure | Ea |  | 1 Year | 1195 | 5% | 1135.25
48050 | DIGI INTERNATIONAL | WR54-A112 | WR54 INDUSTRIAL/VEHICLE ROUTER | Ea |  | 1 Year | 1449 | 5% | 1376.55
48051 | DIGI INTERNATIONAL | WR54-A146 | WR54 FirstNet Single LTE, Wi-Fi, US | Ea |  | 1 Year | 1295 | 5% | 1230.25
48052 | DIGI INTERNATIONAL | WR54-A206 | TransPort WR54 - Dual Global Multi-Carrier LTE-A / CAT 11 Cellular / Single 802.11ac Wi-Fi, Extended Temperature, Rugged Enclosure | Ea |  | 1 Year | 1495 | 5% | 1420.25
48053 | DIGI INTERNATIONAL | WR54-A246 | WR54 FirstNet, Dual LTE, Wi-Fi, US | Ea |  | 1 Year | 1579 | 5% | 1500.05
48054 | DIGI INTERNATIONAL | WR54-A246-BDL-S5 | The kit component parts in this BOM | Ea |  | 1 Year | 2179 | 5% | 2070.05
48055 | DIGI INTERNATIONAL | WR64-A121 | TransPort WR64 - Dual Global Multi-Carrier LTE-A / CAT 11 Cellular / Dual 802.11ac Wi-Fi, Extended Temperature, Rugged Enclosure | Ea |  | 1 Year | 1895 | 5% | 1800.25
48056 | DIGI INTERNATIONAL | WR-SW-20T100 | TransPort Software Upgrade-From 20 VPN | Ea |  | 1 Year | 93 | 5% | 88.35
48057 | DIGI INTERNATIONAL | WR-SW-20T200 | TransPort Software Upgrade-From 20 VPN | Ea |  | 1 Year | 139 | 5% | 132.05
48058 | DIGI INTERNATIONAL | WR-SW-5T200 | TransPort Software Upgrade-From 5 VPN | Ea |  | 1 Year | 139 | 5% | 132.05
48059 | DIGI INTERNATIONAL | WVA-J200 | WVA Wi-Fi,Telematics | Ea |  | 1 Year | 214 | 5% | 203.3
48060 | DIGI INTERNATIONAL | WVA-J200-10 | 10-pack of WVA-J200 | Ea |  | 1 Year | 2090 | 5% | 1985.5
48061 | DIGI INTERNATIONAL | X2-A11-EM-A | ConnectPort X2 V XBee(802.15.4) to E | Ea |  | 1 Year | 149 | 5% | 141.55
48062 | DIGI INTERNATIONAL | X2-A11-EM-W | ConnectPort X2 V XBee(802.15.4) to E | Ea |  | 1 Year | 149 | 5% | 141.55
48063 | DIGI INTERNATIONAL | X2E-Z1C-W1-A | CONNECTPORT X2E SE WIFI COORDINATOR | Ea |  | 1 Year | 120 | 5% | 114
48064 | DIGI INTERNATIONAL | X2E-Z3C-E1-A | ConnectPort X2e ZB Ethernet Coord | Ea |  | 1 Year | 105 | 5% | 99.75
48065 | DIGI INTERNATIONAL | X2E-Z3C-E1-W | ConnectPort X2e ZB Eth Coord Int | Ea |  | 1 Year | 105 | 5% | 99.75
48066 | DIGI INTERNATIONAL | X2E-Z3C-H2-W | ConnectPort X2e ZigBee 3G GSM Internatio | Ea |  | 1 Year | 235 | 5% | 223.25
48067 | DIGI INTERNATIONAL | X2E-Z3C-W1-A | ConnectPort X2e ZB Eth-WiFi Coord | Ea |  | 1 Year | 120 | 5% | 114
48068 | DIGI INTERNATIONAL | X2E-Z3C-W1-W | ConnectPort X2e ZB Eth WiFi Coord Int | Ea |  | 1 Year | 120 | 5% | 114
48069 | DIGI INTERNATIONAL | X2E-Z4C-D2-A | ConnectPort X2e ZigBee CDMA EVDO(Verizo | Ea |  | 1 Year | 235 | 5% | 223.25
48070 | DIGI INTERNATIONAL | X2E-Z4C-H1-A | ConnectPort X2e ZigBee 3G GSM | Ea |  | 1 Year | 205 | 5% | 194.75
48071 | DIGI INTERNATIONAL | X2-HMA-EM-W | ConnectPort X2-XBee-PRO 900HP to Ether | Ea |  | 1 Year | 159 | 5% | 151.05
48072 | DIGI INTERNATIONAL | X2-HMU-EM-A | ConnectPort X2-XBee-PRO 900HP to Ether | Ea |  | 1 Year | 159 | 5% | 151.05
48073 | DIGI INTERNATIONAL | X2-M11-EM-A | ConnectPort X2-XBee(DigiMesh 2.4 GHz) | Ea |  | 1 Year | 149 | 5% | 141.55
48074 | DIGI INTERNATIONAL | X2-M11-EM-W | ConnectPort X2-XBee(DigiMesh 2.4 GHz) | Ea |  | 1 Year | 149 | 5% | 141.55
48075 | DIGI INTERNATIONAL | X2-T11-EM-A | ConnectPort X2-XTend to Ethernet.Ind | Ea |  | 1 Year | 399 | 5% | 379.05
48076 | DIGI INTERNATIONAL | X2-Z11-EM-A | ConnectPort X2 V XBee(ZigBee) to Eth | Ea |  | 1 Year | 149 | 5% | 141.55
48077 | DIGI INTERNATIONAL | X2-Z11-EM-W | ConnectPort X2 V XBee(ZigBee) to Eth | Ea |  | 1 Year | 149 | 5% | 141.55
48078 | DIGI INTERNATIONAL | X4-A11-E-A | ConnectPort X4-XBee(802.15.4) to Ethe | Ea |  | 1 Year | 384 | 5% | 364.8
48079 | DIGI INTERNATIONAL | X4-A11-E-W | ConnectPort X4-XBee(802.15.4) to Ethe | Ea |  | 1 Year | 390 | 5% | 370.5
48080 | DIGI INTERNATIONAL | X4-A1J-U901-W | ConnectPort X4-XBee(802.15.4) to Ethe | Ea |  | 1 Year | 690 | 5% | 655.5
48081 | DIGI INTERNATIONAL | X4-A1J-U905 | ConnectPort X4 IA-XBee(802.15.4) to E | Ea |  | 1 Year | 710 | 5% | 674.5
48082 | DIGI INTERNATIONAL | X4-A1U-U901-A | ConnectPort X4-XBee(802.15.4) to Ethe | Ea |  | 1 Year | 684 | 5% | 649.8
48083 | DIGI INTERNATIONAL | X4-A1U-U905 | ConnectPort X4 IA-XBee(802.15.4) to E | Ea |  | 1 Year | 710 | 5% | 674.5
48084 | DIGI INTERNATIONAL | X4H-HMU-U901-US | ConnectPort X4 H-XBee(XBee-PRO 900HP) | Ea |  | 1 Year | 859 | 5% | 816.05
48085 | DIGI INTERNATIONAL | X4-HMU-B201-A | ConnectPort X4-XBee(XBee-PRO 900HP) | Ea |  | 1 Year | 523 | 5% | 496.85
48086 | DIGI INTERNATIONAL | X4H-Z1U-L301-US | ConnectPort X4 H-XBee(ZigBee) to Ethe | Ea |  | 1 Year | 859 | 5% | 816.05
48087 | DIGI INTERNATIONAL | X4-Z1J-U901-W | ConnectPort X4-XBee(ZigBee S2B) to Et | Ea |  | 1 Year | 690 | 5% | 655.5
48088 | DIGI INTERNATIONAL | X4-Z1U-U901-A | ConnectPort X4-XBee(ZigBee S2B) to Et | Ea |  | 1 Year | 684 | 5% | 649.8
48089 | DIGI INTERNATIONAL | X4-Z1U-U905 | ConnectPort X4 IA routing gateway | Ea |  | 1 Year | 710 | 5% | 674.5
48090 | DIGI INTERNATIONAL | XA-Z14-CS3PH-A | XBee RS-485 adapter | Ea |  | 1 Year | 110 | 5% | 104.5
48091 | DIGI INTERNATIONAL | XA-Z14-CS5PH-W | XBee Analog I/O adapter | Ea |  | 1 Year | 110 | 5% | 104.5
48092 | DIGI INTERNATIONAL | XB3-C-A1-UT-001 | DIGI XBEE3 CELLULAR SMART MODEM | Ea |  | 1 Year | 99 | 5% | 94.05
48093 | DIGI INTERNATIONAL | XB3-C-A2-UT-001 | DIGI XBEE3 CELLULAR SMART MODEM, LTE-M | Ea |  | 1 Year | 69 | 5% | 65.55
48094 | DIGI INTERNATIONAL | XBC-M5-UT-001 | DIGI XBEE CELLULAR 3G GLOBAL, U.FL, TH | Ea |  | 1 Year | 89 | 5% | 84.55
48095 | DIGI INTERNATIONAL | XBC-V1-UT-001 | Digi XBee Cellular LTE Cat 1, Verizon | Ea |  | 1 Year | 99 | 5% | 94.05
48096 | DIGI INTERNATIONAL | XBP24-PKI-001-RA | XBee-PRO, RS-232 interface w/ access | Ea |  | 1 Year | 119 | 5% | 113.05
48097 | DIGI INTERNATIONAL | XBP9B-DMST-002 | XBee-PRO 900HP (S3B) DigiMesh | Ea |  | 1 Year | 39 | 5% | 37.05
48098 | DIGI INTERNATIONAL | XBP9B-DMUT-002 | XBee-PRO 900HP (S3B) DigiMesh | Ea |  | 1 Year | 39 | 5% | 37.05
48099 | DIGI INTERNATIONAL | XBP9X-DMUS-011 | XBee-PRO SX, 1W, DigiMesh, SMT, U.FL | Ea |  | 1 Year | 99 | 5% | 94.05
48100 | DIGI INTERNATIONAL | XEB09-CISAF | 900MHZ,25 MW ETHERNET BRIDGEW/ACCESSORY | Ea |  | 1 Year | 899 | 5% | 854.05
48101 | DIGI INTERNATIONAL | XEB09-CISAFB | 900MHZ,25 MW ETHERNET BRIDGEW/ACCESSORY | Ea |  | 1 Year | 699 | 5% | 664.05
48102 | DIGI INTERNATIONAL | XEB09-CISA-W | 900Mhz, 125 mW Ethernet Bridge | Ea |  | 1 Year | 499 | 5% | 474.05
48103 | DIGI INTERNATIONAL | XGI-2PCZ7-EL1-W0 | XBee Ind Gateway - ZigBee Pro to LTE | Ea |  | 1 Year | 299 | 5% | 284.05
48104 | DIGI INTERNATIONAL | XK3-C-A1-UT-U | DIGI XBEE3 CELLULAR, LTE CAT 1 AT&T, DEV | Ea |  | 1 Year | 199 | 5% | 189.05
48105 | DIGI INTERNATIONAL | XK3-C-A2-UT-U | DIGI XBEE3 CELLULAR, LTE-M AT&T, DEV KIT | Ea |  | 1 Year | 149 | 5% | 141.55
48106 | DIGI INTERNATIONAL | XK3-C-N1-UT-E | DIGI XBEE3 CELLULAR SMART MODEM LTE-M | Ea |  | 1 Year | 149 | 5% | 141.55
48107 | DIGI INTERNATIONAL | XKC-M5T-W | XBEE CELLULAR DEV KIT, AT&T 3G GLOBAL | Ea |  | 1 Year | 199 | 5% | 189.05
48108 | DIGI INTERNATIONAL | XKC-V1T-U | DIGI XBEE CELLULAR LTE CAT 1 DEVELOPMENT | Ea |  | 1 Year | 199 | 5% | 189.05
48109 | DIGI INTERNATIONAL | XM-C91-2P-UA | XBee-PRO XSC RF Modem | Ea |  | 1 Year | 145 | 5% | 137.75
48110 | DIGI INTERNATIONAL | XM-M92-2P-AA | XBee-PRO 900HP RF Modem | Ea |  | 1 Year | 145 | 5% | 137.75
48111 | DIGI INTERNATIONAL | XM-M92-2P-UA | XBee-PRO 900HP RF Modem, 200K, | Ea |  | 1 Year | 145 | 5% | 137.75
48112 | DIGI INTERNATIONAL | XM-M92-4P-UA | Standard lead time is 6 weeks qtys 1-20 | Ea |  | 1 Year | 145 | 5% | 137.75
48113 | DIGI INTERNATIONAL | XM-M92-UP-UA | Digi XBEE-PRO 900HP Modem | Ea |  | 1 Year | 145 | 5% | 137.75
48114 | DIGI INTERNATIONAL | XM-P91-2P-AA | XBee-PRO 900HP RF Modem | Ea |  | 1 Year | 145 | 5% | 137.75
48115 | DIGI INTERNATIONAL | XM-X9-5P-U | XBee SX Modem, AIO/DIO, North America | Ea |  | 1 Year | 199 | 5% | 189.05
48116 | DIGI INTERNATIONAL | XS-Z16-CB2R | XBee Sensor | Ea |  | 1 Year | 109 | 5% | 103.55
48117 | DIGI INTERNATIONAL | XTP9B-PKI-RA-NA | 9XTend Replacement, PKG, RS232/485 | Ea |  | 1 Year | 299 | 5% | 284.05
48118 | DIGI INTERNATIONAL | XU-A11 | XStick 802.15.4 USB Adapter | Ea |  | 1 Year | 47 | 5% | 44.65
48119 | DIGI INTERNATIONAL | ZZ-TRANSPORT | WR44-00A3-CE1-RH | Ea |  | 1 Year | 967 | 5% | 918.65
48120 | Etherwan | 2702273 | Antenna - TC ANT MOBILE WALL 5M - Multiband mobile communication antenna with mounting bracket for outdoor installation, 5 m antenna cable with SMA circular connector, suitable for LTE/4G | Ea |  | 1 Year (3 Years) | 179 | 8% | 164.68
48121 | Etherwan | 2702528 | Router - TC ROUTER 3002T-4G - Industrial LTE 4G router, European version, fallback to 3G UMTS/HSPA and 2G GPRS/EDGE, 2 Ethernet interfaces, firewall, NAT, IPsec and OpenVPN support, 2x SMA-F antenna socket, SMS and e-mail transmission, 2 digital inputs, 1 digital output | Ea |  | 1 Year (5 Years) | 990 | 8% | 910.8
48122 | Etherwan | 2702532 | Router - TC ROUTER 3002T-4G VZW - Industrial LTE 4G router, version for Verizon wireless (US), 2 Ethernet interfaces, firewall, NAT, IPsec and OpenVPN support, 2x SMA-F antenna socket, SMS and e-mail transmission, 2 digital inputs, 1 digital output | Ea |  | 1 Year (5 Years) | 990 | 8% | 910.8
48123 | Etherwan | 2702533 | Router - TC ROUTER 3002T-4G ATT - Industrial LTE 4G router, version for AT&T (US), fallback to 3G UMTS/HSPA, 2 Ethernet interfaces, firewall, NAT, IPsec and OpenVPN support, 2x SMA-F antenna socket, SMS and e-mail transmission, 2 digital inputs, 1 digital output | Ea |  | 1 Year (5 Years) | 990 | 8% | 910.8
48124 | Etherwan | 2702758 | Hardened Device Server - 1 Ethernet + 1 DB9 RS-232/422/485. Web Managed. -40°C to + 70°C Operating Temp | Ea |  | 1 Year (Limited Lifetime) | 313 | 8% | 287.96
48125 | Etherwan | 2702760 | Hardened Device Server - 1 Ethernet + 2 DB9 RS-232/422/485. Web Managed. -40°C to + 70°C Operating Temp | Ea |  | 1 Year (Limited Lifetime) | 542 | 8% | 498.64
48126 | Etherwan | 2702763 | Hardened Device Server - 2 Ethernet + 4 DB9 RS-232/422/485. Web Managed. -40°C to + 70°C Operating Temp | Ea |  | 1 Year (Limited Lifetime) | 735 | 8% | 676.2
48127 | Etherwan | 2702764 | Hardened Modbus Gateway - 1 Ethernet + 1 DB9 RS-232/422/485. Web Managed. -40°C to + 70°C Operating Temp | Ea |  | 1 Year (Limited Lifetime) | 429 | 8% | 394.68
48128 | Etherwan | 2702765 | Hardened Modbus Gateway - 1 Ethernet + 2 DB9 RS-232/422/485. Web Managed. -40°C to + 70°C Operating Temp | Ea |  | 1 Year (Limited Lifetime) | 517 | 8% | 475.64
48129 | Etherwan | 2702767 | Hardened Modbus Gateway - 2 Ethernet + 4 DB9 RS-232/422/485. Web Managed. -40°C to + 70°C Operating Temp | Ea |  | 1 Year (Limited Lifetime) | 1000 | 8% | 920
48130 | Etherwan | 2801050 | Surge protection device - CN-UB-280DC-3-BB - Attachment plug with replaceable surge protection for coaxial signal interfaces. Connection: N connector socket/socket | Ea |  | 1 Year (3 Years) | 24 | 8% | 22.08
48131 | Etherwan | 2866491 | Power Supply - 48 VDC / 240W, 1-Phase, DIN-Rail, -25 °C ... 70 °C (> 55° C derating : 2.5%/K) | Ea |  | 1 Year (3 Years) | 532 | 8% | 489.44
48132 | Etherwan | 2866501 | Power Supply - 48 VDC / 480W, 1-Phase, DIN-Rail, -25 °C ... 70 °C (> 55° C derating : 2.5%/K) | Ea |  | 1 Year (3 Years) | 580 | 8% | 533.6
48133 | Etherwan | 2866695 | Primary-switched QUINT POWER power supply for DIN rail mounting with SFB (Selective Fuse Breaking) Technology, input: 1-phase, output: 48 V DC/20 A, -25 °C ... 70 °C (> 60 °C Derating: 2.5 %/K) | Ea |  | 1 Year (3 Years) | 1347.7 | 8% | 1239.884
48134 | Etherwan | 2867694 | Antenna cable - RAD-PIG-EF316-N-SMA - Outside diameter: 3.2 mm (0.126 in. ), inner conductor: stranded, attenuation: 0.5 / 0.7 / 0.9 dB at 0.9 / 2.4 / 5.8 GHz, connection: SMA (male) -> N (female), cable length: 0.3 m (1 ft. ) | Ea |  | 1 Year (3 Years) | 76 | 8% | 69.92
48135 | Etherwan | 2902991 | Primary-switched UNO POWER power supply for DIN rail mounting, input: 1-phase, output: 24 V DC/30 W, 85 V AC ... 264 V AC | Ea |  | 1 Year (3 Years) | 65 | 8% | 59.8
48136 | Etherwan | 2902992 | Primary-switched UNO POWER power supply for DIN rail mounting, input: 1-phase, output: 24 V DC/60 W, -25 °C ... 70 °C (> 55 °C Derating: 2.5 %/K) | Ea |  | 1 Year (3 Years) | 93 | 8% | 85.56
48137 | Etherwan | 2902995 | Primary-switched UNO POWER power supply for DIN rail mounting, input: 1-phase, output: 48 VDC/ 60 W, -25 °C ... 70 °C (> 55 °C Derating: 2.5 %/K) | Ea |  | 1 Year (3 Years) | 104 | 8% | 95.68
48138 | Etherwan | 2902996 | Primary-switched UNO POWER power supply for DIN rail mounting, input: 85 V AC ... 264 VAC 1-phase, output: 48 VDC / 100W | Ea |  | 1 Year (3 Years) | 159 | 8% | 146.28
48139 | Etherwan | 2904372 | Power Supply - 24 VDC / 240W, 1-Phase, DIN-Rail, -25 °C ... 70 °C (> 55 °C Derating: 2.5 %/K) | Ea |  | 1 Year (3 Years) | 195 | 8% | 179.4
48140 | Etherwan | 2904376 | Power Supply - 48 VDC / 60W, 1-Phase, DIN-Rail, -25 °C ... 70 °C (> 55 °C Derating: 2.5 %/K) | Ea |  | 1 Year (3 Years) | 129 | 8% | 118.68
48141 | Etherwan | 2904945 | DIN rail power supply unit, 24 VDC/3.5 A, 84 W, primary switched-mode, 1-phase. -25 °C ... 70 °C (> 55° C derating : 2.5%/K) | Ea |  | 1 Year (3 Years) | 175 | 8% | 161
48142 | Etherwan | 2917036 | Adapter - RAD-ADP-N/M-SMA/F - Antenna adapter, frequency range: 0.3 GHz ... 6 GHz, connection: N (male) -> SMA (female) | Ea |  | 1 Year (3 Years) | 57 | 8% | 52.44
48143 | Etherwan | 41-136041 | Power Supply, Hardened ( -40C - +75C ) External 100-240 VAC Input; TS2 rated; ( Plastic case ) 12VDC Output Power | Ea |  | 1 Year (Limited Lifetime) | 60 | 8% | 55.2
48144 | Etherwan | 64G-BK7400040 | Rack Mount Kit for EX74000 Series Switches. 19 Rack Mount" | Ea |  | 1 Year (3 Years) | 30 | 8% | 27.6
48145 | Etherwan | 96G-1618957XX | Power cable with 6pin female M23 connector, 2-Meter cable, for ER58000 Series | Ea |  | 1 Year (3 Years) | 160 | 8% | 147.2
48146 | Etherwan | 96G-S1N8A80WW | M23 Power cable connector, 6-pin female for ER58000 Series | Ea |  | 1 Year (3 Years) | 133 | 8% | 122.36
48147 | Etherwan | CC Option | A -CC at the end of any hardened switch, media converter or extender indicates that this model shall have the PCB conformal coated with moisture and fungus resistant coating. | Ea |  | 1 Year (3 Years) | 100 | 8% | 92
48148 | Etherwan | CS-50F9-180 | RJ50 ( 10 pin) to DB9 (F) connection cable for SE5304/ SE 6304 | Ea |  | 1 Year (3 Years) | 20 | 8% | 18.4
48149 | Etherwan | CS-50M9-180 | RJ50 ( 10 pin) to DB9 (M) connection cable for SE5304/ SE 6304 | Ea |  | 1 Year (3 Years) | 20 | 8% | 18.4
48150 | Etherwan | CV-RJ11-2 | RJ11 port dust covers, pack of 2 | Ea |  | 1 Year (3 Years) | 3 | 8% | 2.76
48151 | Etherwan | CV-RJ45-8 | RJ45 port dust covers, pack of 8 | Ea |  | 1 Year (3 Years) | 10 | 8% | 9.2
48152 | Etherwan | CV-SFP-4 | SFP port dust covers, pack of 4 | Ea |  | 1 Year (3 Years) | 5 | 8% | 4.6
48153 | Etherwan | CV-USB | USB-A port dust cover, pack of 1 | Ea |  | 1 Year (3 Years) | 1.5 | 8% | 1.38
48154 | Etherwan | DD-85-48 | Power Converter ( -10C - +60C ) Input 12VDC to 36VDC Output 48VDC @ 85W | Ea |  | 1 Year (3 Years) | 170 | 8% | 156.4
48155 | Etherwan | DD-85-55 | Power Converter ( -10C - +60C ) Input 12VDC to 36VDC Output 55VDC @ 85W | Ea |  | 1 Year (3 Years) | 170 | 8% | 156.4
48156 | Etherwan | DDR-120A-48 | Power Converter ( -40C - +70C ) Input 9-18VDC, Output 48VDC @ 120W / 2.1A | Ea |  | 1 Year (3 Years) | 170 | 8% | 156.4
48157 | Etherwan | DDR-120B-48 | -40 ~ +70℃ Input Voltage: 16.8-33.6VDC Output Voltage:48VDC,120W/2.5A DIN-Rail 48VDC Industrial Power Supply | Ea |  | 1 Year (5 Years) | 170 | 8% | 156.4
48158 | Etherwan | DR-120-24 | Power Supply, ( -10C - +60C ) 120 Watts 24VDC Output Industrial DIN-Rail Power Supply | Ea |  | 1 Year (5 Years) | 95 | 8% | 87.4
48159 | Etherwan | DR-120-48 | Power Supply, ( -10C - +60C ) 120 Watts 48VDC Output Industrial DIN-Rail Power Supply | Ea |  | 1 Year (5 Years) | 95 | 8% | 87.4
48160 | Etherwan | DR-30-12 | Power Supply, ( -20C - +60C ) 30 Watts 12VDC Output Industrial DIN-Rail Power Supply | Ea |  | 1 Year (5 Years) | 60 | 8% | 55.2
48161 | Etherwan | DR-30-24 | Power Supply, ( -20C - +60C ) 30 Watts 24VDC Output Industrial DIN-Rail Power Supply | Ea |  | 1 Year (5 Years) | 40 | 8% | 36.8
48162 | Etherwan | DR-60-24 | Power Supply, ( -20C - +60C ) 60 Watts 24VDC Output Industrial DIN-Rail Power Supply | Ea |  | 1 Year (5 Years) | 60 | 8% | 55.2
48163 | Etherwan | DR-75-24 | Power Supply, ( -10C - +60C ) 75 Watts 24VDC Output Industrial DIN-Rail Power Supply | Ea |  | 1 Year (5 Years) | 85 | 8% | 78.2
48164 | Etherwan | DR-75-48 | Power Supply, ( -10C - +60C ) 75 Watts 48VDC Output Industrial DIN-Rail Power Supply | Ea |  | 1 Year (5 Years) | 85 | 8% | 78.2
48165 | Etherwan | EB-232 | RS232 Management Dongle for updated firmware and configuration on the EX78900 Series. Hardened ( -40C - +75C ) | Ea |  | 1 Year (3 Years) | 109 | 8% | 100.28
48166 | Etherwan | ED3238-TRU | Industrial (-10°C - 50°C) Power over Link (PoL) Ethernet Extender Kit. Inculdes both ED3238T & ED3238R & power supply. Extends Ethernet over 1 coax cable to 250 meters (RG11) or 180 meters (RG6) while providing 15.4W PoE power to end device. Powered by provided 57Vdc Power Supply or 802.3at PSE power source. | Ea |  | 1 Year (5 Years) | 329 | 8% | 302.68
48167 | Etherwan | ED3238-TRX | Industrial (-10°C - 50°C) Power over Link (PoL) Ethernet Extender Kit. Inculdes both ED3238T & ED3238R, no power supply. Extends Ethernet over 1 coax cable to 250 meters (RG11) or 180 meters (RG6) while providing 15.4W PoE power to end device. Powered by 802.3at PSE power source. | Ea |  | 1 Year (5 Years) | 280 | 8% | 257.6
48168 | Etherwan | ED3501-U | Industrial (-10°C - 60°C) VDSL2 Ethernet Extender with 1 10/100TX Port to 1 Pair of straight or twisted copper wire. Shelf, Panel or Chassis Mount, Power Supply Included 100 VAC - 240VAC. | Ea |  | 1 Year (5 Years) | 299 | 8% | 275.08
48169 | Etherwan | ED3501-U-D | Industrial (-10°C - 60°C) VDSL2 Ethernet Extender with 1 10/100TX Port to 1 Pair of straight or twisted copper wire. Din-Rail Mounting, Power Supply Included 100 VAC - 240VAC. | Ea |  | 1 Year (5 Years) | 309 | 8% | 284.28
48170 | Etherwan | ED3538 | Hardened (-40°C - 75°C) Power over Link (PoL) Ethernet Extender Kit. Includes ED3538T & ED3538R, Extends Ethernet over 1 Pair of straight or twisted wire. Din Rail or Panel Mount. Terminal Block Power Connections, Power Supply 48VDC. | Ea |  | 1 Year (Limited Lifetime) | 1099 | 8% | 1011.08
48171 | Etherwan | ED3538R | Hardened (-40°C - 75°C) Ethernet Extender Extends Ethernet over 1 Pair of straight or twisted wire. Din Rail or Panel Mount. PoL or Terminal Block Power, 48VDC. Receives power from a companion ED3538T and provides PoE on the Ethernet Port 30W. | Ea |  | 1 Year (Limited Lifetime) | 595 | 8% | 547.4
48172 | Etherwan | ED3538T | Hardened (-40°C - 75°C) Power over Link (PoL) Ethernet Extender Extends Ethernet over 1 Pair of straight or twisted wire. Din Rail or Panel Mount. Terminal Block Power Connections, Power Supply 48VDC. Provides Power over Link (PoL) to a companion device ED3538R. | Ea |  | 1 Year (Limited Lifetime) | 595 | 8% | 547.4
48173 | Etherwan | ED3541 | Hardened (-40°C - 75°C) VDSL2 Ethernet Extender with 1 10/100TX Port to 1 Pair of straight or twisted copper wire. Din Rail or Panel Mount. Terminal Block power connector, power input range 12 - 48VDC. | Ea |  | 1 Year (Limited Lifetime) | 455 | 8% | 418.6
48174 | Etherwan | ED3575-622 | Hardened (-40°C - 75°C) Managed Switch with 2 VDSL2 Ethernet Extender ports. 6 10/100TX, + Gigabit SFP Combo + 2 Copper Pair VDSL2 Ports. Din Rail or Panel Mount. Terminal Block power connector, redundant 12 - 48VDC power input. | Ea |  | 1 Year (Limited Lifetime) | 1690 | 8% | 1554.8
48175 | Etherwan | ED3638 | Hardened (-40°C - 75°C) Power over Link (PoL) Ethernet Extender Kit. Inculdes ED3538T & ED3538R, Extends Ethernet over 1 Coaxial Cable. Din Rail or Panel Mount. Terminal Block Power Connections, Power Supply 48VDC. | Ea |  | 1 Year (Limited Lifetime) | 1099 | 8% | 1011.08
48176 | Etherwan | ED3638R | Hardened (-40°C - 75°C) Power over Link (PoL) Ethernet Extender Extends Ethernet over Coaxial Cable. Din Rail or Panel Mount. PoL or Terminal Block Power, 48VDC. Receives power from a companion ED3538T and provides PoE on the Ethernet Port 30W. | Ea |  | 1 Year (Limited Lifetime) | 550 | 8% | 506
48177 | Etherwan | ED3638T | Hardened (-40°C - 75°C) Power over Link (PoL) Ethernet Extender Extends Ethernet over Coaxial Cable. Din Rail or Panel Mount. PoL or Terminal Block Power, 48VDC. Provides Power over Link (PoL) to companion ED3538R. | Ea |  | 1 Year (Limited Lifetime) | 550 | 8% | 506
48178 | Etherwan | EDR-120-24 | Power Supply, ( -20C - +60C ) 120 Watts 24VDC Output Industrial DIN-Rail Power Supply | Ea |  | 1 Year (5 Years) | 95 | 8% | 87.4
48179 | Etherwan | EDR-120-48 | Power Supply, ( -20C - +60C ) 120 Watts 48VDC Output Industrial DIN-Rail Power Supply | Ea |  | 1 Year (5 Years) | 95 | 8% | 87.4
48180 | Etherwan | EDR-75-24 | Power Supply, ( -20C - +60C ) 75 Watts 24VDC Output Industrial DIN-Rail Power Supply | Ea |  | 1 Year (5 Years) | 85 | 8% | 78.2
48181 | Etherwan | EDR-75-48 | Power Supply, ( -20C - +60C ) 75 Watts 48VDC Output Industrial DIN-Rail Power Supply | Ea |  | 1 Year (5 Years) | 85 | 8% | 78.2
48182 | Etherwan | EG97244-4VCR | Hardened (-40°C - 75°C) Managed 28 Port Layer 3 Ethernet Switch, 28 GE Ports (8 GE RJ45 + 16 GE 100/1000 SFP Ports) + 4 1G/10G SFP+ Ports, Rack Mount, Redundant Internal Universal 10-240VAC Power Supply, IEC Power Connector | Ea |  | 1 Year (Limited Lifetime) | 10495 | 8% | 9655.4
48183 | Etherwan | EG97244-4VTR | Hardened (-40°C - 75°C) Managed 28 Port Layer 3 Ethernet Switch, 28 GE Ports (8 GE RJ45 + 16 GE 100/1000 SFP Ports) + 4 1G/10G SFP+ Ports, Rack Mount, Redundant ±48VDC Terminal Block Power Input | Ea |  | 1 Year (Limited Lifetime) | 10495 | 8% | 9655.4
48184 | Etherwan | EG97244-4VWR | Hardened (-40°C - 75°C) Managed 28 Port Layer 3 Ethernet Switch, 28 GE Ports (8 GE RJ45 + 16 GE 100/1000 SFP Ports) + 4 1G/10G SFP+ Ports, Rack Mount, Redundant Internal 100 - 240VAC Redundant (Terminal Block) | Ea |  | 1 Year (Limited Lifetime) | 10495 | 8% | 9655.4
48185 | Etherwan | EG99424-8VCR | Hardened (-40°C - 75°C) Managed 28 Port Layer 3 Ethernet Switch, 24 GE Ports (16 GE RJ45 + 8 GE Combo 1000 SFP Ports) + 4 10G SFP+ Ports, Rack Mount, Redundant Internal Universal 90-260VAC Power Supply, IEC Power Connector | Ea |  | 1 Year (Limited Lifetime) | 13900 | 8% | 12788
48186 | Etherwan | EG99424-8VTR | Hardened (-40°C - 75°C) Managed 28 Port Layer 3 Ethernet Switch, 24 GE Ports (16 GE RJ45 + 8 GE Combo 1000 SFP Ports) + 4 10G SFP+ Ports, Rack Mount, Redundant ±48VDC Terminal Block Power Input | Ea |  | 1 Year (Limited Lifetime) | 13900 | 8% | 12788
48187 | Etherwan | EG99424-8VWR | Hardened (-40°C - 75°C) Managed 28 Port Layer 3 Ethernet Switch, 24 GE Ports (16 GE RJ45 + 8 GE Combo 1000 SFP Ports) + 4 10G SFP+ Ports, Rack Mount, Redundant Internal Universal Power 88 - 370VDC and 90 - 264VAC Redundant (Terminal Block) | Ea |  | 1 Year (Limited Lifetime) | 13900 | 8% | 12788
48188 | Etherwan | EL100C | Commercial ( 0°C - 45°C ) Media Converter 1 10/100TX port to 1 100FX Fiber port. Shelf, Wall or Chassis Mount 100VAC - 260VAC Power Module Included. | Ea |  | 1 Year (3 Years) | 99 | 8% | 91.08
48189 | Etherwan | EL100C-100 | Commercial ( 0°C - 45°C ) Media Converter 1 10/100TX port to 1 100FX Fiber port. Shelf, Wall or Chassis Mount 100VAC - 260VAC Power Module Included. | Ea |  | 1 Year (3 Years) | 1190 | 8% | 1094.8
48190 | Etherwan | EL100C-20 | Commercial ( 0°C - 45°C ) Media Converter 1 10/100TX port to 1 100FX Fiber port. Shelf, Wall or Chassis Mount 100VAC - 260VAC Power Module Included. | Ea |  | 1 Year (3 Years) | 140 | 8% | 128.8
48191 | Etherwan | EL100C-40 | Commercial ( 0°C - 45°C ) Media Converter 1 10/100TX port to 1 100FX Fiber port. Shelf, Wall or Chassis Mount 100VAC - 260VAC Power Module Included. | Ea |  | 1 Year (3 Years) | 175 | 8% | 161
48192 | Etherwan | EL100C-5 | Commercial ( 0°C - 45°C ) Media Converter 1 10/100TX port to 1 100FX Fiber port. Shelf, Wall or Chassis Mount 100VAC - 260VAC Power Module Included. | Ea |  | 1 Year (3 Years) | 140 | 8% | 128.8
48193 | Etherwan | EL100C-75 | Commercial ( 0°C - 45°C ) Media Converter 1 10/100TX port to 1 100FX Fiber port. Shelf, Wall or Chassis Mount 100VAC - 260VAC Power Module Included. | Ea |  | 1 Year (3 Years) | 500 | 8% | 460
48194 | Etherwan | EL100LC | Commercial ( 0°C - 45°C ) Media Converter 1 10/100TX port to 1 100FX Fiber port. Shelf, Wall or Chassis Mount 100VAC - 260VAC Power Module Included. | Ea |  | 1 Year (3 Years) | 150 | 8% | 138
48195 | Etherwan | EL100LC-20 | Commercial ( 0°C - 45°C ) Media Converter 1 10/100TX port to 1 100FX Fiber port. Shelf, Wall or Chassis Mount 100VAC - 260VAC Power Module Included. | Ea |  | 1 Year (3 Years) | 180 | 8% | 165.6
48196 | Etherwan | EL100M | Commercial ( 0°C - 45°C ) Media Converter 1 10/100TX port to 1 100FX Fiber port. Shelf, Wall or Chassis Mount 100VAC - 260VAC Power Module Included. | Ea |  | 1 Year (3 Years) | 170 | 8% | 156.4
48197 | Etherwan | EL100T | Commercial ( 0°C - 45°C ) Media Converter 1 10/100TX port to 1 100FX Fiber port. Shelf, Wall or Chassis Mount 100VAC - 260VAC Power Module Included. | Ea |  | 1 Year (3 Years) | 99 | 8% | 91.08
48198 | Etherwan | EL100T-20 | Commercial ( 0°C - 45°C ) Media Converter 1 10/100TX port to 1 100FX Fiber port. Shelf, Wall or Chassis Mount 100VAC - 260VAC Power Module Included. | Ea |  | 1 Year (3 Years) | 140 | 8% | 128.8
48199 | Etherwan | EL100V | Commercial ( 0°C - 45°C ) Media Converter 1 10/100TX port to 1 100FX Fiber port. Shelf, Wall or Chassis Mount 100VAC - 260VAC Power Module Included. | Ea |  | 1 Year (3 Years) | 370 | 8% | 340.4
48200 | Etherwan | EL1032T-10B | Industrial (-10°C ~ 60°C) Media Converter with 1 10/100TX PoE (PSE) 802.3af port to 1 100FX Fiber port. Din Rail, Shelf or Panel Mount, Terminal Block and DC Jack Power (48VDC). | Ea |  | 1 Year (5 Years) | 475 | 8% | 437
48201 | Etherwan | EL1032T-20B | Industrial (-10°C ~ 60°C) Media Converter with 1 10/100TX PoE (PSE) 802.3af port to 1 100FX Fiber port. Din Rail, Shelf or Panel Mount, Terminal Block and DC Jack Power (48VDC). | Ea |  | 1 Year (5 Years) | 475 | 8% | 437
48202 | Etherwan | EL1032T-60B | Industrial (-10°C ~ 60°C) Media Converter with 1 10/100TX PoE (PSE) 802.3af port to 1 100FX Fiber port. Din Rail, Shelf or Panel Mount, Terminal Block and DC Jack Power (48VDC). | Ea |  | 1 Year (5 Years) | 590 | 8% | 542.8
48203 | Etherwan | EL1032T-70B | Industrial (-10°C ~ 60°C) Media Converter with 1 10/100TX PoE (PSE) 802.3af port to 1 100FX Fiber port. Din Rail, Shelf or Panel Mount, Terminal Block and DC Jack Power (48VDC). | Ea |  | 1 Year (5 Years) | 610 | 8% | 561.2
48204 | Etherwan | EL1032T-80B | Industrial (-10°C ~ 60°C) Media Converter with 1 10/100TX PoE (PSE) 802.3af port to 1 100FX Fiber port. Din Rail, Shelf or Panel Mount, Terminal Block and DC Jack Power (48VDC). | Ea |  | 1 Year (5 Years) | 615 | 8% | 565.8
48205 | Etherwan | EL1032T-90B | Industrial (-10°C ~ 60°C) Media Converter with 1 10/100TX PoE (PSE) 802.3af port to 1 100FX Fiber port. Din Rail, Shelf or Panel Mount, Terminal Block and DC Jack Power (48VDC). | Ea |  | 1 Year (5 Years) | 635 | 8% | 584.2
48206 | Etherwan | EL1032T-A0B | Industrial (-10°C ~ 60°C) Media Converter with 1 10/100TX PoE (PSE) 802.3af port to 1 100FX Fiber port. Din Rail, Shelf or Panel Mount, Terminal Block and DC Jack Power (48VDC). | Ea |  | 1 Year (5 Years) | 625 | 8% | 575
48207 | Etherwan | EL1032T-B0B | Industrial (-10°C ~ 60°C) Media Converter with 1 10/100TX PoE (PSE) 802.3af port to 1 100FX Fiber port. Din Rail, Shelf or Panel Mount, Terminal Block and DC Jack Power (48VDC). | Ea |  | 1 Year (5 Years) | 725 | 8% | 667
48208 | Etherwan | EL1032T-H0B | Industrial (-10°C ~ 60°C) Media Converter with 1 10/100TX PoE (PSE) 802.3af port to 1 100FX Fiber port. Din Rail, Shelf or Panel Mount, Terminal Block and DC Jack Power (48VDC). | Ea |  | 1 Year (5 Years) | 625 | 8% | 575
48209 | Etherwan | EL1032T-P0B | Industrial (-10°C ~ 60°C) Media Converter with 1 10/100TX PoE (PSE) 802.3af port to 1 100FX Fiber port. Din Rail, Shelf or Panel Mount, Terminal Block and DC Jack Power (48VDC). | Ea |  | 1 Year (5 Years) | 750 | 8% | 690
48210 | Etherwan | EL1032T-PQB | Industrial (-10°C ~ 60°C) Media Converter with 1 10/100TX PoE (PSE) 802.3af port to 1 100FX Fiber port. Din Rail, Shelf or Panel Mount, Terminal Block and DC Jack Power (48VDC). | Ea |  | 1 Year (5 Years) | 770 | 8% | 708.4
48211 | Etherwan | EL1032T-PRB | Industrial (-10°C ~ 60°C) Media Converter with 1 10/100TX PoE (PSE) 802.3af port to 1 100FX Fiber port. Din Rail, Shelf or Panel Mount, Terminal Block and DC Jack Power (48VDC). | Ea |  | 1 Year (5 Years) | 795 | 8% | 731.4
48212 | Etherwan | EL1032T-PSB | Industrial (-10°C ~ 60°C) Media Converter with 1 10/100TX PoE (PSE) 802.3af port to 1 100FX Fiber port. Din Rail, Shelf or Panel Mount, Terminal Block and DC Jack Power (48VDC). | Ea |  | 1 Year (5 Years) | 815 | 8% | 749.8
48213 | Etherwan | EL110C | Commercial ( 0°C - 45°C ) Media Converter 1 100TX port to 1 100FX Fiber port. Shelf, Wall or Chassis Mount 100VAC - 260VAC Power Module Included. | Ea |  | 1 Year (3 Years) | 99 | 8% | 91.08
48214 | Etherwan | EL110C-20 | Commercial ( 0°C - 45°C ) Media Converter 1 100TX port to 1 100FX Fiber port. Shelf, Wall or Chassis Mount 100VAC - 260VAC Power Module Included. | Ea |  | 1 Year (3 Years) | 150 | 8% | 138
48215 | Etherwan | EL110C-40 | Commercial ( 0°C - 45°C ) Media Converter 1 100TX port to 1 100FX Fiber port. Shelf, Wall or Chassis Mount 100VAC - 260VAC Power Module Included. | Ea |  | 1 Year (3 Years) | 215 | 8% | 197.8
48216 | Etherwan | EL110C-75 | Commercial ( 0°C - 45°C ) Media Converter 1 100TX port to 1 100FX Fiber port. Shelf, Wall or Chassis Mount 100VAC - 260VAC Power Module Included. | Ea |  | 1 Year (3 Years) | 350 | 8% | 322
48217 | Etherwan | EL110LC | Commercial ( 0°C - 45°C ) Media Converter 1 100TX port to 1 100FX Fiber port. Shelf, Wall or Chassis Mount 100VAC - 260VAC Power Module Included. | Ea |  | 1 Year (3 Years) | 150 | 8% | 138
48218 | Etherwan | EL110M | Commercial ( 0°C - 45°C ) Media Converter 1 100TX port to 1 100FX Fiber port. Shelf, Wall or Chassis Mount 100VAC - 260VAC Power Module Included. | Ea |  | 1 Year (3 Years) | 170 | 8% | 156.4
48219 | Etherwan | EL110T | Commercial ( 0°C - 45°C ) Media Converter 1 100TX port to 1 100FX Fiber port. Shelf, Wall or Chassis Mount 100VAC - 260VAC Power Module Included. | Ea |  | 1 Year (3 Years) | 99 | 8% | 91.08
48220 | Etherwan | EL110V | Commercial ( 0°C - 45°C ) Media Converter 1 100TX port to 1 100FX Fiber port. Shelf, Wall or Chassis Mount 100VAC - 260VAC Power Module Included. | Ea |  | 1 Year (3 Years) | 170 | 8% | 156.4
48221 | Etherwan | EL1141-10B | Hardened ( -40°C - 75°C ) Media Converter 1 10/100TX port to 1 100FX Fiber port. Din Rail or Panel Mount. DC Jack Power Connector (12VDC) Complies with IEC61850 & IEEE1613 | Ea |  | 1 Year (Limited Lifetime) | 300 | 8% | 276
48222 | Etherwan | EL1141-20B | Hardened ( -40°C - 75°C ) Media Converter 1 10/100TX port to 1 100FX Fiber port. Din Rail or Panel Mount. DC Jack Power Connector (12VDC) Complies with IEC61850 & IEEE1613 | Ea |  | 1 Year (Limited Lifetime) | 300 | 8% | 276
48223 | Etherwan | EL1141-50B | Hardened ( -40°C - 75°C ) Media Converter 1 10/100TX port to 1 100FX Fiber port. Din Rail or Panel Mount. DC Jack Power Connector (12VDC) Complies with IEC61850 & IEEE1613 | Ea |  | 1 Year (Limited Lifetime) | 320 | 8% | 294.4
48224 | Etherwan | EL1141-60B | Hardened ( -40°C - 75°C ) Media Converter 1 10/100TX port to 1 100FX Fiber port. Din Rail or Panel Mount. DC Jack Power Connector (12VDC) Complies with IEC61850 & IEEE1613 | Ea |  | 1 Year (Limited Lifetime) | 410 | 8% | 377.2
48225 | Etherwan | EL1141-70B | Hardened ( -40°C - 75°C ) Media Converter 1 10/100TX port to 1 100FX Fiber port. Din Rail or Panel Mount. DC Jack Power Connector (12VDC) Complies with IEC61850 & IEEE1613 | Ea |  | 1 Year (Limited Lifetime) | 430 | 8% | 395.6
48226 | Etherwan | EL1141-A0B | Hardened ( -40°C - 75°C ) Media Converter 1 10/100TX port to 1 100FX Fiber port. Din Rail or Panel Mount. DC Jack Power Connector (12VDC) Complies with IEC61850 & IEEE1613 | Ea |  | 1 Year (Limited Lifetime) | 420 | 8% | 386.4
48227 | Etherwan | EL1141-B0B | Hardened ( -40°C - 75°C ) Media Converter 1 10/100TX port to 1 100FX Fiber port. Din Rail or Panel Mount. DC Jack Power Connector (12VDC) Complies with IEC61850 & IEEE1613 | Ea |  | 1 Year (Limited Lifetime) | 785 | 8% | 722.2
48228 | Etherwan | EL1141-H0B | Hardened ( -40°C - 75°C ) Media Converter 1 10/100TX port to 1 100FX Fiber port. Din Rail or Panel Mount. DC Jack Power Connector (12VDC) Complies with IEC61850 & IEEE1613 | Ea |  | 1 Year (Limited Lifetime) | 420 | 8% | 386.4
48229 | Etherwan | EL1141-M0B | Hardened ( -40°C - 75°C ) Media Converter 1 10/100TX port to 1 100FX Fiber port. Din Rail or Panel Mount. DC Jack Power Connector (12VDC) Complies with IEC61850 & IEEE1613 | Ea |  | 1 Year (Limited Lifetime) | 440 | 8% | 404.8
48230 | Etherwan | EL1141-N0B | Hardened ( -40°C - 75°C ) Media Converter 1 10/100TX port to 1 100FX Fiber port. Din Rail or Panel Mount. DC Jack Power Connector (12VDC) Complies with IEC61850 & IEEE1613 | Ea |  | 1 Year (Limited Lifetime) | 805 | 8% | 740.6
48231 | Etherwan | EL1142-10B | IEC 61850-3/IEEE 1613 Hardened 2-Port 10/100BASE-TX to 2-Port 100BASE-FX Media Converter. Multi Mode (SC) - 2Km (1310nm) | Ea |  | 1 Year (Limited Lifetime) | 495 | 8% | 455.4
48232 | Etherwan | EL1142-20B | IEC 61850-3/IEEE 1613 Hardened 2-Port 10/100BASE-TX to 2-Port 100BASE-FX Media Converter. Multi Mode (ST) - 2Km (1310nm) | Ea |  | 1 Year (Limited Lifetime) | 495 | 8% | 455.4
48233 | Etherwan | EL1142-A0B | IEC 61850-3/IEEE 1613 Hardened 2-Port 10/100BASE-TX to 2-Port 100BASE-FX Media Converter. Single Mode (SC) - 20Km (1310nm) | Ea |  | 1 Year (Limited Lifetime) | 635 | 8% | 584.2
48234 | Etherwan | EL1142-B0B | IEC 61850-3/IEEE 1613 Hardened 2-Port 10/100BASE-TX to 2-Port 100BASE-FX Media Converter. Single Mode (SC) - 40Km (1310nm) | Ea |  | 1 Year (Limited Lifetime) | 815 | 8% | 749.8
48235 | Etherwan | EL1142-H0B | IEC 61850-3/IEEE 1613 Hardened 2-Port 10/100BASE-TX to 2-Port 100BASE-FX Media Converter. Single Mode (ST) - 20Km (1310nm). | Ea |  | 1 Year (Limited Lifetime) | 635 | 8% | 584.2
48236 | Etherwan | EL1216-11U | Commercial ( 0°C - 50°C ) 10/100ASE-TX to 100BASE-FX Media Converter with external power adapter for USA. Mechanical design prevents physical contact with fiber transceiver while the case is sealed. Built-in Fiber Tray, for ease of fiber cable management and installation | Ea |  | 1 Year (3 Years) | 149 | 8% | 137.08
48237 | Etherwan | EL1216-A1U | Commercial ( 0°C - 50°C ) 10/100ASE-TX to 100BASE-FX Media Converter with external power adapter for USA. Mechanical design prevents physical contact with fiber transceiver while the case is sealed. Built-in Fiber Tray, for ease of fiber cable management and installation | Ea |  | 1 Year (3 Years) | 210 | 8% | 193.2
48238 | Etherwan | EL1216-B1U | Commercial ( 0°C - 50°C ) 10/100ASE-TX to 100BASE-FX Media Converter with external power adapter for USA. Mechanical design prevents physical contact with fiber transceiver while the case is sealed. Built-in Fiber Tray, for ease of fiber cable management and installation | Ea |  | 1 Year (3 Years) | 330 | 8% | 303.6
48239 | Etherwan | EL200CA-2 | Commercial ( 0°C - 45°C ) Media Converter 1 10/100TX port to 1 100FX WDM Fiber port. Shelf, Wall or Chassis Mount 100VAC - 260VAC Power Module Included. 10/100TX to 100BX | Ea |  | 1 Year (3 Years) | 215 | 8% | 197.8
48240 | Etherwan | EL200CA-20 | Commercial ( 0°C - 45°C ) Media Converter 1 10/100TX port to 1 100FX WDM Fiber port. Shelf, Wall or Chassis Mount 100VAC - 260VAC Power Module Included. 10/100TX to 100BX | Ea |  | 1 Year (3 Years) | 200 | 8% | 184
48241 | Etherwan | EL200CA-40 | Commercial ( 0°C - 45°C ) Media Converter 1 10/100TX port to 1 100FX WDM Fiber port. Shelf, Wall or Chassis Mount 100VAC - 260VAC Power Module Included. 10/100TX to 100BX | Ea |  | 1 Year (3 Years) | 390 | 8% | 358.8
48242 | Etherwan | EL200CA-5 | Commercial ( 0°C - 45°C ) Media Converter 1 10/100TX port to 1 100FX WDM Fiber port. Shelf, Wall or Chassis Mount 100VAC - 260VAC Power Module Included. 10/100TX to 100BX | Ea |  | 1 Year (3 Years) | 250 | 8% | 230
48243 | Etherwan | EL200CB-2 | Commercial ( 0°C - 45°C ) Media Converter 1 10/100TX port to 1 100FX WDM Fiber port. Shelf, Wall or Chassis Mount 100VAC - 260VAC Power Module Included. 10/100TX to 100BX | Ea |  | 1 Year (3 Years) | 215 | 8% | 197.8
48244 | Etherwan | EL200CB-20 | Commercial ( 0°C - 45°C ) Media Converter 1 10/100TX port to 1 100FX WDM Fiber port. Shelf, Wall or Chassis Mount 100VAC - 260VAC Power Module Included. 10/100TX to 100BX | Ea |  | 1 Year (3 Years) | 200 | 8% | 184
48245 | Etherwan | EL200CB-40 | Commercial ( 0°C - 45°C ) Media Converter 1 10/100TX port to 1 100FX WDM Fiber port. Shelf, Wall or Chassis Mount 100VAC - 260VAC Power Module Included. 10/100TX to 100BX | Ea |  | 1 Year (3 Years) | 510 | 8% | 469.2
48246 | Etherwan | EL200CB-5 | Commercial ( 0°C - 45°C ) Media Converter 1 10/100TX port to 1 100FX WDM Fiber port. Shelf, Wall or Chassis Mount 100VAC - 260VAC Power Module Included. 10/100TX to 100BX | Ea |  | 1 Year (3 Years) | 250 | 8% | 230
48247 | Etherwan | EL210CA-2 | Commercial ( 0°C - 45°C ) Media Converter 1 100TX port to 1 100FX WDM Fiber port. Shelf, Wall or Chassis Mount 100VAC - 260VAC Power Module Included. 10/100TX to 100BX | Ea |  | 1 Year (3 Years) | 215 | 8% | 197.8
48248 | Etherwan | EL210CA-20 | Commercial ( 0°C - 45°C ) Media Converter 1 100TX port to 1 100FX WDM Fiber port. Shelf, Wall or Chassis Mount 100VAC - 260VAC Power Module Included. 10/100TX to 100BX | Ea |  | 1 Year (3 Years) | 200 | 8% | 184
48249 | Etherwan | EL210CA-40 | Commercial ( 0°C - 45°C ) Media Converter 1 100TX port to 1 100FX WDM Fiber port. Shelf, Wall or Chassis Mount 100VAC - 260VAC Power Module Included. 10/100TX to 100BX | Ea |  | 1 Year (3 Years) | 390 | 8% | 358.8
48250 | Etherwan | EL210CA-5 | Commercial ( 0°C - 45°C ) Media Converter 1 100TX port to 1 100FX WDM Fiber port. Shelf, Wall or Chassis Mount 100VAC - 260VAC Power Module Included. 10/100TX to 100BX | Ea |  | 1 Year (3 Years) | 250 | 8% | 230
48251 | Etherwan | EL210CB-2 | Commercial ( 0°C - 45°C ) Media Converter 1 100TX port to 1 100FX WDM Fiber port. Shelf, Wall or Chassis Mount 100VAC - 260VAC Power Module Included. 10/100TX to 100BX | Ea |  | 1 Year (3 Years) | 215 | 8% | 197.8
48252 | Etherwan | EL210CB-20 | Commercial ( 0C - +45C ) Media Converter WDM Ethernet RJ45 to Fiber Optic. Shelf, Wall or Chassis Mount 100VAC - 260VAC Power Module Included. 100TX to 100BX | Ea |  | 1 Year (3 Years) | 200 | 8% | 184
48253 | Etherwan | EL210CB-40 | Commercial ( 0°C - 45°C ) Media Converter 1 100TX port to 1 100FX WDM Fiber port. Shelf, Wall or Chassis Mount 100VAC - 260VAC Power Module Included. 10/100TX to 100BX | Ea |  | 1 Year (3 Years) | 390 | 8% | 358.8
48254 | Etherwan | EL210CB-5 | Commercial ( 0°C - 45°C ) Media Converter 1 100TX port to 1 100FX WDM Fiber port. Shelf, Wall or Chassis Mount 100VAC - 260VAC Power Module Included. 10/100TX to 100BX | Ea |  | 1 Year (3 Years) | 250 | 8% | 230
48255 | Etherwan | EL2211-31U | Commercial ( 0°C - 45°C ) Media Converter 1 10/100/1000TX port to 1 Gigabit Fiber port. Shelf, Wall or Chassis Mount 100VAC - 260VAC Power Module Included. | Ea |  | 1 Year (3 Years) | 200 | 8% | 184
48256 | Etherwan | EL2211-41U | Commercial ( 0°C - 45°C ) Media Converter 1 10/100/1000TX port to 1 Gigabit Fiber port. Shelf, Wall or Chassis Mount 100VAC - 260VAC Power Module Included. | Ea |  | 1 Year (3 Years) | 360 | 8% | 331.2
48257 | Etherwan | EL2211-51U | Commercial ( 0°C - 45°C ) Media Converter 1 10/100/1000TX port to 1 Gigabit Fiber port. Shelf, Wall or Chassis Mount 100VAC - 260VAC Power Module Included. | Ea |  | 1 Year (3 Years) | 200 | 8% | 184
48258 | Etherwan | EL2211-A1E | Commercial ( 0°C - 45°C ) Media Converter 1 10/100/1000TX port to 1 Gigabit Fiber port. Shelf, Wall or Chassis Mount 100VAC - 260VAC Power Module Included. External power adapter for EU | Ea |  | 1 Year (3 Years) | 433 | 8% | 398.36
48259 | Etherwan | EL2211-A1U | Commercial ( 0°C - 45°C ) Media Converter 1 10/100/1000TX port to 1 Gigabit Fiber port. Shelf, Wall or Chassis Mount 100VAC - 260VAC Power Module Included. | Ea |  | 1 Year (3 Years) | 433 | 8% | 398.36
48260 | Etherwan | EL2211-B1U | Commercial ( 0°C - 45°C ) Media Converter 1 10/100/1000TX port to 1 Gigabit Fiber port. Shelf, Wall or Chassis Mount 100VAC - 260VAC Power Module Included. | Ea |  | 1 Year (3 Years) | 760 | 8% | 699.2
48261 | Etherwan | EL2211-C1U | Commercial ( 0°C - 45°C ) Media Converter 1 10/100/1000TX port to 1 Gigabit Fiber port. Shelf, Wall or Chassis Mount 100VAC - 260VAC Power Module Included. | Ea |  | 1 Year (3 Years) | 1220 | 8% | 1122.4
48262 | Etherwan | EL2211-D1U | Commercial ( 0°C - 45°C ) Media Converter 1 10/100/1000TX port to 1 Gigabit Fiber port. Shelf, Wall or Chassis Mount 100VAC - 260VAC Power Module Included. | Ea |  | 1 Year (3 Years) | 2250 | 8% | 2070
48263 | Etherwan | EL2211-E1U | Commercial ( 0°C - 45°C ) Media Converter 1 10/100/1000TX port to 1 Gigabit Fiber port. Shelf, Wall or Chassis Mount 100VAC - 260VAC Power Module Included. | Ea |  | 1 Year (3 Years) | 948 | 8% | 872.16
48264 | Etherwan | EL2211-P1U | Commercial ( 0°C - 45°C ) Media Converter 1 10/100/1000TX port to 1 Gigabit Fiber port. Shelf, Wall or Chassis Mount 100VAC - 260VAC Power Module Included. | Ea |  | 1 Year (3 Years) | 980 | 8% | 901.6
48265 | Etherwan | EL2211-Q1U | Commercial ( 0°C - 45°C ) Media Converter 1 10/100/1000TX port to 1 Gigabit Fiber port. Shelf, Wall or Chassis Mount 100VAC - 260VAC Power Module Included. | Ea |  | 1 Year (3 Years) | 1165 | 8% | 1071.8
48266 | Etherwan | EL2211-R1U | Commercial ( 0°C - 45°C ) Media Converter 1 10/100/1000TX port to 1 Gigabit Fiber port. Shelf, Wall or Chassis Mount 100VAC - 260VAC Power Module Included. | Ea |  | 1 Year (3 Years) | 1270 | 8% | 1168.4
48267 | Etherwan | EL2211-S1U | Commercial ( 0°C - 45°C ) Media Converter 1 10/100/1000TX port to 1 Gigabit Fiber port. Shelf, Wall or Chassis Mount 100VAC - 260VAC Power Module Included. | Ea |  | 1 Year (3 Years) | 1565 | 8% | 1439.8
48268 | Etherwan | EL2242-V1B | Hardended (-40°C - 75°C) Media Converter,1 Gigabit 802.3at PoE+ RJ45 Port to 1 100/1000 Dual Rate SFP slot. Din-Rail mount, 48-57VDC power redundant power input. | Ea |  | 1 Year (3 Years) | 295 | 8% | 271.4
48269 | Etherwan | EL2315 | Commercial ( 0°C - 45°C ) Media Converter 1 10/100/1000TX port to 1 100/1000SFP port. Shelf, Wall or Chassis Mount 100VAC - 260VAC Power Module Included. | Ea |  | 1 Year (3 Years) | 165 | 8% | 151.8
48270 | Etherwan | EL2321-31U | Commercial (0°C - 45°C) OAM Managed Media Converter 1 Gigabit RJ45 Port + 1 1000Base Fiber Port. Shelf, Wall or Chassis Mount 100VAC - 260VAC Power Supply Included. | Ea |  | 1 Year (3 Years) | 265 | 8% | 243.8
48271 | Etherwan | EL2321-41U | Commercial (0°C - 45°C) OAM Managed Media Converter 1 Gigabit RJ45 Port + 1 1000Base Fiber Port. Shelf, Wall or Chassis Mount 100VAC - 260VAC Power Supply Included. | Ea |  | 1 Year (3 Years) | 425 | 8% | 391
48272 | Etherwan | EL2321-A1U | Commercial (0°C - 45°C) OAM Managed Media Converter 1 Gigabit RJ45 Port + 1 1000Base Fiber Port. Shelf, Wall or Chassis Mount 100VAC - 260VAC Power Supply Included. | Ea |  | 1 Year (3 Years) | 498 | 8% | 458.16
48273 | Etherwan | EL2321-B1U | Commercial (0°C - 45°C) OAM Managed Media Converter 1 Gigabit RJ45 Port + 1 1000Base Fiber Port. Shelf, Wall or Chassis Mount 100VAC - 260VAC Power Supply Included. | Ea |  | 1 Year (3 Years) | 825 | 8% | 759
48274 | Etherwan | EL2321-E1U | Commercial (0°C - 45°C) OAM Managed Media Converter 1 Gigabit RJ45 Port + 1 1000Base Fiber Port. Shelf, Wall or Chassis Mount 100VAC - 260VAC Power Supply Included. | Ea |  | 1 Year (3 Years) | 1285 | 8% | 1182.2
48275 | Etherwan | EL2321-R1U | Commercial (0°C - 45°C) OAM Managed Media Converter 1 Gigabit RJ45 Port + 1 1000Base Fiber Port. Shelf, Wall or Chassis Mount 100VAC - 260VAC Power Supply Included. | Ea |  | 1 Year (3 Years) | 1335 | 8% | 1228.2
48276 | Etherwan | EL2321-S1U | Commercial (0°C - 45°C) OAM Managed Media Converter 1 Gigabit RJ45 Port + 1 1000Base Fiber Port. Shelf, Wall or Chassis Mount 100VAC - 260VAC Power Supply Included. | Ea |  | 1 Year (3 Years) | 1630 | 8% | 1499.6
48277 | Etherwan | EL2321-V1U | Commercial (0°C - 45°C) OAM Managed Media Converter 1 Gigabit RJ45 Port , 1 100/1000 Dual Rate SFP Port. Shelf, Wall or Chassis Mount 100VAC - 260VAC Power Module Included. | Ea |  | 1 Year (3 Years) | 700 | 8% | 644
48278 | Etherwan | EL2326-31U | Commercial (0°C - 45°C) OAM Managed Media Converter 1 Gigabit RJ45 Port + 1 1000Base Fiber port, hidden Fiber Transceiver with built in fiber cable management tray. Shelf, Wall or Chassis Mount 100VAC - 260VAC Power Module Included. | Ea |  | 1 Year (3 Years) | 325 | 8% | 299
48279 | Etherwan | EL2326-41U | Commercial (0°C - 45°C) OAM Managed Media Converter 1 Gigabit RJ45 Port + 1 1000Base Fiber port, hidden Fiber Transceiver with built in fiber cable management tray. Shelf, Wall or Chassis Mount 100VAC - 260VAC Power Module Included. | Ea |  | 1 Year (3 Years) | 885 | 8% | 814.2
48280 | Etherwan | EL2326-51U | Commercial (0°C - 45°C) OAM Managed Media Converter 1 Gigabit RJ45 Port + 1 1000Base Fiber port, hidden Fiber Transceiver with built in fiber cable management tray. Shelf, Wall or Chassis Mount 100VAC - 260VAC Power Module Included. | Ea |  | 1 Year (3 Years) | 325 | 8% | 299
48281 | Etherwan | EL2326-A1U | Commercial (0°C - 45°C) OAM Managed Media Converter 1 Gigabit RJ45 Port + 1 1000Base Fiber port, hidden Fiber Transceiver with built in fiber cable management tray. Shelf, Wall or Chassis Mount 100VAC - 260VAC Power Module Included. | Ea |  | 1 Year (3 Years) | 558 | 8% | 513.36
48282 | Etherwan | EL2326-B1U | Commercial (0°C - 45°C) OAM Managed Media Converter 1 Gigabit RJ45 Port + 1 1000Base Fiber port, hidden Fiber Transceiver with built in fiber cable management tray. Shelf, Wall or Chassis Mount 100VAC - 260VAC Power Module Included. | Ea |  | 1 Year (3 Years) | 885 | 8% | 814.2
48283 | Etherwan | EL2326-C1U | Commercial (0°C - 45°C) OAM Managed Media Converter 1 Gigabit RJ45 Port + 1 1000Base Fiber port, hidden Fiber Transceiver with built in fiber cable management tray. Shelf, Wall or Chassis Mount 100VAC - 260VAC Power Module Included. | Ea |  | 1 Year (3 Years) | 1345 | 8% | 1237.4
48284 | Etherwan | EL2326-D1U | Commercial (0°C - 45°C) OAM Managed Media Converter 1 Gigabit RJ45 Port + 1 1000Base Fiber port, hidden Fiber Transceiver with built in fiber cable management tray. Shelf, Wall or Chassis Mount 100VAC - 260VAC Power Module Included. | Ea |  | 1 Year (3 Years) | 1545 | 8% | 1421.4
48285 | Etherwan | EL2326-E1U | Commercial (0°C - 45°C) OAM Managed Media Converter 1 Gigabit RJ45 Port + 1 1000Base Fiber port, hidden Fiber Transceiver with built in fiber cable management tray. Shelf, Wall or Chassis Mount 100VAC - 260VAC Power Module Included. | Ea |  | 1 Year (3 Years) | 1345 | 8% | 1237.4
48286 | Etherwan | EL2326L-31U | Commercial (0°C - 45°C) Media Converter 1 Gigabit RJ45 Port + 1 1000Base Fiber port, hidden Fiber Transceiver with built in fiber cable management tray. Shelf, Wall or Chassis Mount 100VAC - 260VAC Power Module Included. | Ea |  | 1 Year (3 Years) | 230 | 8% | 211.6
48287 | Etherwan | EL2326L-41U | Commercial (0°C - 45°C) Media Converter 1 Gigabit RJ45 Port + 1 1000Base Fiber port, hidden Fiber Transceiver with built in fiber cable management tray. Shelf, Wall or Chassis Mount 100VAC - 260VAC Power Module Included. | Ea |  | 1 Year (3 Years) | 790 | 8% | 726.8
48288 | Etherwan | EL2326L-51U | Commercial (0°C - 45°C) Media Converter 1 Gigabit RJ45 Port + 1 1000Base Fiber port, hidden Fiber Transceiver with built in fiber cable management tray. Shelf, Wall or Chassis Mount 100VAC - 260VAC Power Module Included. | Ea |  | 1 Year (3 Years) | 230 | 8% | 211.6
48289 | Etherwan | EL2326L-A1U | Commercial (0°C - 45°C) Media Converter 1 Gigabit RJ45 Port + 1 1000Base Fiber port, hidden Fiber Transceiver with built in fiber cable management tray. Shelf, Wall or Chassis Mount 100VAC - 260VAC Power Module Included. | Ea |  | 1 Year (3 Years) | 463 | 8% | 425.96
48290 | Etherwan | EL2326L-B1U | Commercial (0°C - 45°C) Media Converter 1 Gigabit RJ45 Port + 1 1000Base Fiber port, hidden Fiber Transceiver with built in fiber cable management tray. Shelf, Wall or Chassis Mount 100VAC - 260VAC Power Module Included. | Ea |  | 1 Year (3 Years) | 790 | 8% | 726.8
48291 | Etherwan | EL2326L-C1U | Commercial (0°C - 45°C) Media Converter 1 Gigabit RJ45 Port + 1 1000Base Fiber port, hidden Fiber Transceiver with built in fiber cable management tray. Shelf, Wall or Chassis Mount 100VAC - 260VAC Power Module Included. | Ea |  | 1 Year (3 Years) | 1250 | 8% | 1150
48292 | Etherwan | EL2326L-D1U | Commercial (0°C - 45°C) Media Converter 1 Gigabit RJ45 Port + 1 1000Base Fiber port, hidden Fiber Transceiver with built in fiber cable management tray. Shelf, Wall or Chassis Mount 100VAC - 260VAC Power Module Included. | Ea |  | 1 Year (3 Years) | 1450 | 8% | 1334
48293 | Etherwan | EL2326L-E1U | Commercial (0°C - 45°C) Media Converter 1 Gigabit RJ45 Port + 1 1000Base Fiber port, hidden Fiber Transceiver with built in fiber cable management tray. Shelf, Wall or Chassis Mount 100VAC - 260VAC Power Module Included. | Ea |  | 1 Year (3 Years) | 1250 | 8% | 1150
48294 | Etherwan | EL2326L-P1U | Commercial (0°C - 45°C) Media Converter 1 Gigabit RJ45 Port + 1 1000Base Fiber port, hidden Fiber Transceiver with built in fiber cable management tray. Shelf, Wall or Chassis Mount 100VAC - 260VAC Power Module Included. | Ea |  | 1 Year (3 Years) | 1010 | 8% | 929.2
48295 | Etherwan | EL2326L-Q1U | Commercial (0°C - 45°C) Media Converter 1 Gigabit RJ45 Port + 1 1000Base Fiber port, hidden Fiber Transceiver with built in fiber cable management tray. Shelf, Wall or Chassis Mount 100VAC - 260VAC Power Module Included. | Ea |  | 1 Year (3 Years) | 2050 | 8% | 1886
48296 | Etherwan | EL2326L-R1U | Commercial (0°C - 45°C) Media Converter 1 Gigabit RJ45 Port + 1 1000Base Fiber port, hidden Fiber Transceiver with built in fiber cable management tray. Shelf, Wall or Chassis Mount 100VAC - 260VAC Power Module Included. | Ea |  | 1 Year (3 Years) | 1300 | 8% | 1196
48297 | Etherwan | EL2326L-S1U | Commercial (0°C - 45°C) Media Converter 1 Gigabit RJ45 Port + 1 1000Base Fiber port, hidden Fiber Transceiver with built in fiber cable management tray. Shelf, Wall or Chassis Mount 100VAC - 260VAC Power Module Included. | Ea |  | 1 Year (3 Years) | 1595 | 8% | 1467.4
48298 | Etherwan | EL2326-P1U | Commercial (0°C - 45°C) OAM Managed Media Converter 1 Gigabit RJ45 Port + 1 1000Base Fiber port, hidden Fiber Transceiver with built in fiber cable management tray. Shelf, Wall or Chassis Mount 100VAC - 260VAC Power Module Included. | Ea |  | 1 Year (3 Years) | 1105 | 8% | 1016.6
48299 | Etherwan | EL2326-Q1U | Commercial (0°C - 45°C) OAM Managed Media Converter 1 Gigabit RJ45 Port + 1 1000Base Fiber port, hidden Fiber Transceiver with built in fiber cable management tray. Shelf, Wall or Chassis Mount 100VAC - 260VAC Power Module Included. | Ea |  | 1 Year (3 Years) | 2145 | 8% | 1973.4
48300 | Etherwan | EL2326-R1U | Commercial (0°C - 45°C) OAM Managed Media Converter 1 Gigabit RJ45 Port + 1 1000Base Fiber port, hidden Fiber Transceiver with built in fiber cable management tray. Shelf, Wall or Chassis Mount 100VAC - 260VAC Power Module Included. | Ea |  | 1 Year (3 Years) | 1395 | 8% | 1283.4
48301 | Etherwan | EL2326-S1U | Commercial (0°C - 45°C) OAM Managed Media Converter 1 Gigabit RJ45 Port + 1 1000Base Fiber port, hidden Fiber Transceiver with built in fiber cable management tray. Shelf, Wall or Chassis Mount 100VAC - 260VAC Power Module Included. | Ea |  | 1 Year (3 Years) | 1690 | 8% | 1554.8
48302 | Etherwan | EL2326-V1U | Commercial (0°C - 45°C) OAM Managed Media Converter 1 Gigabit RJ45 Port + 1 Dual Rate 100/1000 SFP Port, hidden SFP with built in fiber cable management tray. Shelf, Wall or Chassis Mount 100VAC - 260VAC Power Module Included. | Ea |  | 1 Year (3 Years) | 760 | 8% | 699.2
48303 | Etherwan | EL50 -AC Option | Placing -AC at the end of any model number for the EL50 indicates that this model will operate with 24VAC power input. Please add the price shown to the list price of the specific model being quoted. | Ea |  | 1 Year (3 Years) | 10 | 8% | 9.2
48304 | Etherwan | EL50C | Commercial ( 0°C - 45°C ) Mini Media Converter 1 10/100TX port to 1 100FX Fiber port. Shelf or Wall Mount 100VAC - 260VAC Power Module Included. | Ea |  | 1 Year (3 Years) | 69 | 8% | 63.48
48305 | Etherwan | EL50C-20 | Commercial ( 0°C - 45°C ) Mini Media Converter 1 10/100TX port to 1 100FX Fiber port. Shelf or Wall Mount 100VAC - 260VAC Power Module Included. | Ea |  | 1 Year (3 Years) | 135 | 8% | 124.2
48306 | Etherwan | EL50C-40 | Commercial ( 0°C - 45°C ) Mini Media Converter 1 10/100TX port to 1 100FX Fiber port. Shelf or Wall Mount 100VAC - 260VAC Power Module Included. | Ea |  | 1 Year (3 Years) | 200 | 8% | 184
48307 | Etherwan | EL50C-75 | Commercial ( 0°C - 45°C ) Mini Media Converter 1 10/100TX port to 1 100FX Fiber port. Shelf or Wall Mount 100VAC - 260VAC Power Module Included. | Ea |  | 1 Year (3 Years) | 470 | 8% | 432.4
48308 | Etherwan | EL50CA-2 | Commercial ( 0°C - 45°C ) Mini Media Converter 1 10/100TX port to 1 100FX Fiber port. Shelf or Wall Mount 100VAC - 260VAC Power Module Included. | Ea |  | 1 Year (3 Years) | 215 | 8% | 197.8
48309 | Etherwan | EL50CA-20 | Commercial ( 0°C - 45°C ) Mini Media Converter 1 10/100TX port to 1 100FX Fiber port. Shelf or Wall Mount 100VAC - 260VAC Power Module Included. | Ea |  | 1 Year (3 Years) | 200 | 8% | 184
48310 | Etherwan | EL50CA2AC | Commercial ( 0°C - 45°C ) Mini Media Converter 1 10/100TX port to 1 100FX Fiber port. Shelf or Wall Mount 100VAC - 260VAC Power Module Included. | Ea |  | 1 Year (3 Years) | 225 | 8% | 207
48311 | Etherwan | EL50CA-5 | Commercial ( 0°C - 45°C ) Mini Media Converter 1 10/100TX port to 1 100FX Fiber port. Shelf or Wall Mount 100VAC - 260VAC Power Module Included. | Ea |  | 1 Year (3 Years) | 225 | 8% | 207
48312 | Etherwan | EL50CB-2 | Commercial ( 0°C - 45°C ) Mini Media Converter 1 10/100TX port to 1 100FX Fiber port. Shelf or Wall Mount 100VAC - 260VAC Power Module Included. | Ea |  | 1 Year (3 Years) | 215 | 8% | 197.8
48313 | Etherwan | EL50CB-20 | Commercial ( 0°C - 45°C ) Mini Media Converter 1 10/100TX port to 1 100FX Fiber port. Shelf or Wall Mount 100VAC - 260VAC Power Module Included. | Ea |  | 1 Year (3 Years) | 200 | 8% | 184
48314 | Etherwan | EL50CB2AC | Commercial ( 0°C - 45°C ) Mini Media Converter 1 10/100TX port to 1 100FX Fiber port. Shelf or Wall Mount 100VAC - 260VAC Power Module Included. | Ea |  | 1 Year (3 Years) | 225 | 8% | 207
48315 | Etherwan | EL50CB-5 | Commercial ( 0°C - 45°C ) Mini Media Converter 1 10/100TX port to 1 100FX Fiber port. Shelf or Wall Mount 100VAC - 260VAC Power Module Included. | Ea |  | 1 Year (3 Years) | 225 | 8% | 207
48316 | Etherwan | EL50LC | Commercial ( 0°C - 45°C ) Mini Media Converter 1 10/100TX port to 1 100FX Fiber port. Shelf or Wall Mount 100VAC - 260VAC Power Module Included. | Ea |  | 1 Year (3 Years) | 135 | 8% | 124.2
48317 | Etherwan | EL50LC-20 | Commercial ( 0°C - 45°C ) Mini Media Converter 1 10/100TX port to 1 100FX Fiber port. Shelf or Wall Mount 100VAC - 260VAC Power Module Included. | Ea |  | 1 Year (3 Years) | 205 | 8% | 188.6
48318 | Etherwan | EL50M | Commercial ( 0°C - 45°C ) Mini Media Converter 1 10/100TX port to 1 100FX Fiber port. Shelf or Wall Mount 100VAC - 260VAC Power Module Included. | Ea |  | 1 Year (3 Years) | 85 | 8% | 78.2
48319 | Etherwan | EL50T | Commercial ( 0°C - 45°C ) Mini Media Converter 1 10/100TX port to 1 100FX Fiber port. Shelf or Wall Mount 100VAC - 260VAC Power Module Included. | Ea |  | 1 Year (3 Years) | 69 | 8% | 63.48
48320 | Etherwan | EL50T-20 | Commercial ( 0°C - 45°C ) Mini Media Converter 1 10/100TX port to 1 100FX Fiber port. Shelf or Wall Mount 100VAC - 260VAC Power Module Included. 1 x SM 20KM ST | Ea |  | 1 Year (3 Years) | 135 | 8% | 124.2
48321 | Etherwan | EL50V | Commercial ( 0°C - 45°C ) Mini Media Converter 1 10/100TX port to 1 100FX Fiber port. Shelf or Wall Mount 100VAC - 260VAC Power Module Included. | Ea |  | 1 Year (3 Years) | 85 | 8% | 78.2
48322 | Etherwan | EL8000-31E | Hardened 1000BASE-TX to 1000BASE-SX/LX/BX/SFP Media Converter | Ea |  | 1 Year (Limited Lifetime) | 490 | 8% | 450.8
48323 | Etherwan | EL8000-41E | Hardened 1000BASE-TX to 1000BASE-SX/LX/BX/SFP Media Converter | Ea |  | 1 Year (Limited Lifetime) | 940 | 8% | 864.8
48324 | Etherwan | EL8000-51E | Hardened 1000BASE-TX to 1000BASE-SX/LX/BX/SFP Media Converter | Ea |  | 1 Year (Limited Lifetime) | 940 | 8% | 864.8
48325 | Etherwan | EL8000-A1E | Hardened 1000BASE-TX to 1000BASE-SX/LX/BX/SFP Media Converter | Ea |  | 1 Year (Limited Lifetime) | 700 | 8% | 644
48326 | Etherwan | EL8000-B1E | Hardened 1000BASE-TX to 1000BASE-SX/LX/BX/SFP Media Converter | Ea |  | 1 Year (Limited Lifetime) | 945 | 8% | 869.4
48327 | Etherwan | EL8000-R1E | Hardened 1000BASE-TX to 1000BASE-SX/LX/BX/SFP Media Converter | Ea |  | 1 Year (Limited Lifetime) | 1345 | 8% | 1237.4
48328 | Etherwan | EL8000-S1E | Hardened 1000BASE-TX to 1000BASE-SX/LX/BX/SFP Media Converter | Ea |  | 1 Year (Limited Lifetime) | 1345 | 8% | 1237.4
48329 | Etherwan | EL8000-V1E | Hardened 1000BASE-TX to 1000BASE-SX/LX/BX/SFP Media Converter | Ea |  | 1 Year (Limited Lifetime) | 280 | 8% | 257.6
48330 | Etherwan | EL900 -C Option | Placing a -C at the End of the model number for the EL900 media converter indicates that this device is to be powered by 24VAC. Add the price shown to the list price of the configuration you are quoting. | Ea |  | 1 Year (3 Years) | 25 | 8% | 23
48331 | Etherwan | EL9000-A-B-1-A | Hardened ( -40°C - 75°C ) 1 1000TX port to 1 Gigabit Fiber port Media Converter . Din Rail or Panel Mount. Terminal Block Power Connector (10VDC - 48VDC) Complies with U/L 1604 | Ea |  | 1 Year (Limited Lifetime) | 340 | 8% | 312.8
48332 | Etherwan | EL9000-A-B-1-B | Hardened ( -40°C - 75°C ) 1 1000TX port to 1 Gigabit Fiber port Media Converter. Din Rail or Panel Mount. DC Jack Power Connector (12VDC) | Ea |  | 1 Year (Limited Lifetime) | 340 | 8% | 312.8
48333 | Etherwan | EL9000-A-C-1-A | Hardened ( -40°C - 75°C ) 1 1000TX port to 1 Gigabit Fiber port Media Converter . Din Rail or Panel Mount. Terminal Block Power Connector (10VDC - 48VDC) Complies with U/L 1604 | Ea |  | 1 Year (Limited Lifetime) | 420 | 8% | 386.4
48334 | Etherwan | EL9000-A-C-1-B | Hardened ( -40°C - 75°C ) 1 1000TX port to 1 Gigabit Fiber port Media Converter. Din Rail or Panel Mount. DC Jack Power Connector (12VDC) | Ea |  | 1 Year (Limited Lifetime) | 420 | 8% | 386.4
48335 | Etherwan | EL9000-A-E-1-B | Hardened ( -40°C - 75°C ) 1 1000TX port to 1 Gigabit Fiber port Media Converter. Din Rail or Panel Mount. DC Jack Power Connector (12VDC) | Ea |  | 1 Year (Limited Lifetime) | 570 | 8% | 524.4
48336 | Etherwan | EL9000-A-M-1-A | Hardened ( -40°C - 75°C ) 1 1000TX port to 1 Gigabit Fiber port Media Converter . Din Rail or Panel Mount. Terminal Block Power Connector (10VDC - 48VDC) Complies with U/L 1604 | Ea |  | 1 Year (Limited Lifetime) | 995 | 8% | 915.4
48337 | Etherwan | EL9000-A-M-1-B | Hardened ( -40°C - 75°C ) 1 1000TX port to 1 Gigabit Fiber port Media Converter. Din Rail or Panel Mount. DC Jack Power Connector (12VDC) | Ea |  | 1 Year (Limited Lifetime) | 995 | 8% | 915.4
48338 | Etherwan | EL9000-A-N-1-A | Hardened ( -40°C - 75°C ) 1 1000TX port to 1 Gigabit Fiber port Media Converter . Din Rail or Panel Mount. Terminal Block Power Connector (10VDC - 48VDC) Complies with U/L 1604 | Ea |  | 1 Year (Limited Lifetime) | 550 | 8% | 506
48339 | Etherwan | EL9000-A-O-1-A | Hardened ( -40°C - 75°C ) 1 1000TX port to 1 Gigabit Fiber port Media Converter . Din Rail or Panel Mount. Terminal Block Power Connector (10VDC - 48VDC) Complies with U/L 1604 | Ea |  | 1 Year (Limited Lifetime) | 795 | 8% | 731.4
48340 | Etherwan | EL9000-A-O-1-B | Hardened ( -40°C - 75°C ) 1 1000TX port to 1 Gigabit Fiber port Media Converter. Din Rail or Panel Mount. DC Jack Power Connector (12VDC) | Ea |  | 1 Year (Limited Lifetime) | 795 | 8% | 731.4
48341 | Etherwan | EL9000-A-R-1-A | Hardened ( -40°C - 75°C ) 1 1000TX port to 1 Gigabit Fiber port Media Converter . Din Rail or Panel Mount. Terminal Block Power Connector (10VDC - 48VDC) Complies with U/L 1604 | Ea |  | 1 Year (Limited Lifetime) | 1195 | 8% | 1099.4
48342 | Etherwan | EL9000-A-R-1-B | Hardened ( -40°C - 75°C ) 1 1000TX port to 1 Gigabit Fiber port Media Converter. Din Rail or Panel Mount. DC Jack Power Connector (12VDC) | Ea |  | 1 Year (Limited Lifetime) | 1195 | 8% | 1099.4
48343 | Etherwan | EL9000-A-S-1-A | Hardened ( -40°C - 75°C ) 1 port 1000TX to 1 port Gigabit Fiber Media Converter . Din Rail or Panel Mount. Terminal Block Power Connector (10VDC - 48VDC) Complies with U/L 1604 | Ea |  | 1 Year (Limited Lifetime) | 1195 | 8% | 1099.4
48344 | Etherwan | EL9000-A-S-1-B | Hardened ( -40°C - 75°C ) 1 1000TX port to 1 Gigabit Fiber port Media Converter. Din Rail or Panel Mount. DC Jack Power Connector (12VDC) | Ea |  | 1 Year (Limited Lifetime) | 1195 | 8% | 1099.4
48345 | Etherwan | EL900-A-B-1-A | Hardened ( -40°C - 75°C ) 1 10/100TX port to 1 100FX Fiber port Media Converter. Din Rail or Panel Mount. Terminal Block Power Connector (10VDC - 48VDC) Complies with U/L 1604 | Ea |  | 1 Year (Limited Lifetime) | 240 | 8% | 220.8
48346 | Etherwan | EL900-A-B-1-B | Hardened ( -40°C - 75°C ) 1 10/100TX port to 1 100FX Fiber port Media Converter. Din Rail or Panel Mount. DC Jack Power Connector (12VDC) Complies with U/L 1604 | Ea |  | 1 Year (Limited Lifetime) | 240 | 8% | 220.8
48347 | Etherwan | EL900-A-B-1-C | Hardened ( -40°C - 75°C ) 1 10/100TX port to 1 100FX Fiber port Media Converter. Din Rail or Panel Mount. 24 VAC Terminal Block Power, Complies with U/L 1604 | Ea |  | 1 Year (Limited Lifetime) | 265 | 8% | 243.8
48348 | Etherwan | EL900-A-C-1-A | Hardened ( -40°C - 75°C ) 1 10/100TX port to 1 100FX Fiber port Media Converter. Din Rail or Panel Mount. Terminal Block Power Connector (10VDC - 48VDC) Complies with U/L 1604 | Ea |  | 1 Year (Limited Lifetime) | 240 | 8% | 220.8
48349 | Etherwan | EL900-A-C-1-B | Hardened ( -40°C - 75°C ) 1 10/100TX port to 1 100FX Fiber port Media Converter. Din Rail or Panel Mount. DC Jack Power Connector (12VDC) Complies with U/L 1604 | Ea |  | 1 Year (Limited Lifetime) | 240 | 8% | 220.8
48350 | Etherwan | EL900-A-C-1-C | Hardened ( -40°C - 75°C ) 1 10/100TX port to 1 100FX Fiber port Media Converter. Din Rail or Panel Mount. 24 VAC Terminal Block Power Connector, Complies with U/L 1604 | Ea |  | 1 Year (Limited Lifetime) | 265 | 8% | 243.8
48351 | Etherwan | EL900-A-D-1-A | Hardened ( -40°C - 75°C ) 1 10/100TX port to 1 100FX Fiber port Media Converter. Din Rail or Panel Mount. Terminal Block Power Connector (10VDC - 48VDC) Complies with U/L 1604 | Ea |  | 1 Year (Limited Lifetime) | 600 | 8% | 552
48352 | Etherwan | EL900-A-D-1-B | Hardened ( -40°C - 75°C ) 1 10/100TX port to 1 100FX Fiber port Media Converter. Din Rail or Panel Mount. DC Jack Power Connector (12VDC) Complies with U/L 1604 | Ea |  | 1 Year (Limited Lifetime) | 600 | 8% | 552
48353 | Etherwan | EL900-A-D-1-C | Hardened ( -40°C - 75°C ) 1 10/100TX port to 1 100FX Fiber port Media Converter. Din Rail or Panel Mount. 24VAC Terminal Block Complies with U/L 1604 | Ea |  | 1 Year (Limited Lifetime) | 600 | 8% | 552
48354 | Etherwan | EL900-A-E-1-A | Hardened ( -40°C - 75°C ) 1 10/100TX port to 1 100FX Fiber port Media Converter. Din Rail or Panel Mount. Terminal Block Power Connector (10VDC - 48VDC) Complies with U/L 1604 | Ea |  | 1 Year (Limited Lifetime) | 625 | 8% | 575
48355 | Etherwan | EL900-A-E-1-B | Hardened ( -40°C - 75°C ) 1 10/100TX port to 1 100FX Fiber port Media Converter. Din Rail or Panel Mount. DC Jack Power Connector (12VDC) Complies with U/L 1604 | Ea |  | 1 Year (Limited Lifetime) | 625 | 8% | 575
48356 | Etherwan | EL900-A-E-1-C | Hardened ( -40°C - 75°C ) 1 10/100TX port to 1 100FX Fiber port Media Converter. Din Rail or Panel Mount. 24VAC Terminal Block Complies with U/L 1604 | Ea |  | 1 Year (Limited Lifetime) | 625 | 8% | 575
48357 | Etherwan | EL900-A-F-1-A | Hardened ( -40°C - 75°C ) 1 10/100TX port to 1 100FX Fiber port Media Converter. Din Rail or Panel Mount. Terminal Block Power Connector (10VDC - 48VDC) Complies with U/L 1604 | Ea |  | 1 Year (Limited Lifetime) | 700 | 8% | 644
48358 | Etherwan | EL900-A-F-1-B | Hardened ( -40°C - 75°C ) 1 10/100TX port to 1 100FX Fiber port Media Converter. Din Rail or Panel Mount. DC Jack Power Connector (12VDC) Complies with U/L 1604 | Ea |  | 1 Year (Limited Lifetime) | 700 | 8% | 644
48359 | Etherwan | EL900-A-G-1-A | Hardened ( -40°C - 75°C ) 1 10/100TX port to 1 100FX Fiber port Media Converter. Din Rail or Panel Mount. Terminal Block Power Connector (10VDC - 48VDC) Complies with U/L 1604 | Ea |  | 1 Year (Limited Lifetime) | 725 | 8% | 667
48360 | Etherwan | EL900-A-G-1-B | Hardened ( -40°C - 75°C ) 1 10/100TX port to 1 100FX Fiber port Media Converter. Din Rail or Panel Mount. DC Jack Power Connector (12VDC) Complies with U/L 1604 | Ea |  | 1 Year (Limited Lifetime) | 725 | 8% | 667
48361 | Etherwan | EL900-A-H-1-A | Hardened ( -40°C - 75°C ) 1 10/100TX port to 1 100FX Fiber port Media Converter. Din Rail or Panel Mount. Terminal Block Power Connector (10VDC - 48VDC) Complies with U/L 1604 | Ea |  | 1 Year (Limited Lifetime) | 260 | 8% | 239.2
48362 | Etherwan | EL900-A-H-1-B | Hardened ( -40°C - 75°C ) 1 10/100TX port to 1 100FX Fiber port Media Converter. Din Rail or Panel Mount. DC Jack Power Connector (12VDC) Complies with U/L 1604 | Ea |  | 1 Year (Limited Lifetime) | 260 | 8% | 239.2
48363 | Etherwan | EL900-A-J-1-A | Hardened ( -40°C - 75°C ) 1 10/100TX port to 1 100FX Fiber port Media Converter. Din Rail or Panel Mount. Terminal Block Power Connector (10VDC - 48VDC) Complies with U/L 1604 | Ea |  | 1 Year (Limited Lifetime) | 380 | 8% | 349.6
48364 | Etherwan | EL900-A-J-1-B | Hardened ( -40°C - 75°C ) 1 10/100TX port to 1 100FX Fiber port Media Converter. Din Rail or Panel Mount. DC Jack Power Connector (12VDC) Complies with U/L 1604 | Ea |  | 1 Year (Limited Lifetime) | 380 | 8% | 349.6
48365 | Etherwan | EL900-A-M-1-A | Hardened ( -40°C - 75°C ) 1 10/100TX port to 1 100FX Fiber port Media Converter. Din Rail or Panel Mount. Terminal Block Power Connector (10VDC - 48VDC) Complies with U/L 1604 | Ea |  | 1 Year (Limited Lifetime) | 360 | 8% | 331.2
48366 | Etherwan | EL900-A-M-1-B | Hardened ( -40°C - 75°C ) 1 10/100TX port to 1 100FX Fiber port Media Converter. Din Rail or Panel Mount. DC Jack Power Connector (12VDC) Complies with U/L 1604 | Ea |  | 1 Year (Limited Lifetime) | 360 | 8% | 331.2
48367 | Etherwan | EL900-A-M-1-C | Hardened ( -40°C - 75°C ) 1 10/100TX port to 1 100FX Fiber port Media Converter. Din Rail or Panel Mount. 24 VAC Terminal Block Power Connector, Complies with U/L 1604 | Ea |  | 1 Year (Limited Lifetime) | 385 | 8% | 354.2
48368 | Etherwan | EL900-A-N-1-A | Hardened ( -40°C - 75°C ) 1 10/100TX port to 1 100FX Fiber port Media Converter. Din Rail or Panel Mount. Terminal Block Power Connector (10VDC - 48VDC) Complies with U/L 1604 | Ea |  | 1 Year (Limited Lifetime) | 360 | 8% | 331.2
48369 | Etherwan | EL900-A-N-1-B | Hardened ( -40°C - 75°C ) 1 port 10/100TX to 1 port 100FX Fiber Port Media Converter. Din Rail or Panel Mount. DC Jack Power Connector (12VDC) Complies with U/L 1604 | Ea |  | 1 Year (Limited Lifetime) | 360 | 8% | 331.2
48370 | Etherwan | EL900-A-N-1-C | Hardened ( -40°C - 75°C ) 1 10/100TX port to 1 100FX Fiber port Media Converter. Din Rail or Panel Mount. 24 VAC Terminal Block Power Connector, Complies with U/L 1604 | Ea |  | 1 Year (Limited Lifetime) | 385 | 8% | 354.2
48371 | Etherwan | EL900-A-O-1-A | Hardened ( -40°C - 75°C ) 1 10/100TX port to 1 100FX Fiber port Media Converter. Din Rail or Panel Mount. Terminal Block Power Connector (10VDC - 48VDC) Complies with U/L 1604 | Ea |  | 1 Year (Limited Lifetime) | 490 | 8% | 450.8
48372 | Etherwan | EL900-A-O-1-B | Hardened ( -40°C - 75°C ) 1 10/100TX port to 1 100FX Fiber port Media Converter. Din Rail or Panel Mount. DC Jack Power Connector (12VDC) Complies with U/L 1604 | Ea |  | 1 Year (Limited Lifetime) | 490 | 8% | 450.8
48373 | Etherwan | EL900-A-P-1-A | Hardened ( -40°C - 75°C ) 1 10/100TX port to 1 100FX Fiber port Media Converter. Din Rail or Panel Mount. Terminal Block Power Connector (10VDC - 48VDC) Complies with U/L 1604 | Ea |  | 1 Year (Limited Lifetime) | 590 | 8% | 542.8
48374 | Etherwan | EL900-A-P-1-B | Hardened ( -40°C - 75°C ) 1 10/100TX port to 1 100FX Fiber port Media Converter. Din Rail or Panel Mount. DC Jack Power Connector (12VDC) Complies with U/L 1604 | Ea |  | 1 Year (Limited Lifetime) | 590 | 8% | 542.8
48375 | Etherwan | EL900-A-Q-1-A | Hardened ( -40°C - 75°C ) 1 10/100TX port to 1 100FX Fiber port Media Converter. Din Rail or Panel Mount. Terminal Block Power Connector (10VDC - 48VDC) Complies with U/L 1604 | Ea |  | 1 Year (Limited Lifetime) | 650 | 8% | 598
48376 | Etherwan | EL900-A-Q-1-B | Hardened ( -40°C - 75°C ) 1 10/100TX port to 1 100FX Fiber port Media Converter. Din Rail or Panel Mount. DC Jack Power Connector (12VDC) Complies with U/L 1604 | Ea |  | 1 Year (Limited Lifetime) | 650 | 8% | 598
48377 | Etherwan | EL900-A-Q-1-C | Hardened ( -40°C - 75°C ) 1 10/100TX port to 1 100FX Fiber port Media Converter. Din Rail or Panel Mount. 24VAC Terminal Block Power Connector. Complies with U/L 1604 | Ea |  | 1 Year (Limited Lifetime) | 650 | 8% | 598
48378 | Etherwan | EL900-A-R-1-A | Hardened ( -40°C - 75°C ) 1 10/100TX port to 1 100FX Fiber port Media Converter. Din Rail or Panel Mount. Terminal Block Power Connector (10VDC - 48VDC) Complies with U/L 1604 | Ea |  | 1 Year (Limited Lifetime) | 790 | 8% | 726.8
48379 | Etherwan | EL900-A-R-1-B | Hardened ( -40°C - 75°C ) 1 10/100TX port to 1 100FX Fiber port Media Converter. Din Rail or Panel Mount. DC Jack Power Connector (12VDC) Complies with U/L 1604 | Ea |  | 1 Year (Limited Lifetime) | 790 | 8% | 726.8
48380 | Etherwan | EL900-A-R-1-C | Hardened ( -40°C - 75°C ) 1 10/100TX port to 1 100FX Fiber port Media Converter. Din Rail or Panel Mount. 24VAC Terminal Block Power Connector. Complies with U/L 1604 | Ea |  | 1 Year (Limited Lifetime) | 790 | 8% | 726.8
48381 | Etherwan | EL900-A-S-1-A | Hardened ( -40°C - 75°C ) 1 10/100TX port to 1 100FX Fiber port Media Converter. Din Rail or Panel Mount. Terminal Block Power Connector (10VDC - 48VDC) Complies with U/L 1604 | Ea |  | 1 Year (Limited Lifetime) | 850 | 8% | 782
48382 | Etherwan | EL900-A-S-1-B | Hardened ( -40°C - 75°C ) 1 10/100TX port to 1 100FX Fiber port Media Converter. Din Rail or Panel Mount. DC Jack Power Connector (12VDC) Complies with U/L 1604 | Ea |  | 1 Year (Limited Lifetime) | 850 | 8% | 782
48383 | Etherwan | EL900-A-T-1-A | Hardened ( -40°C - 75°C ) 1 10/100TX port to 1 100FX Fiber port Media Converter. Din Rail or Panel Mount. Terminal Block Power Connector (10VDC - 48VDC) Complies with U/L 1604 | Ea |  | 1 Year (Limited Lifetime) | 880 | 8% | 809.6
48384 | Etherwan | EL900-A-T-1-B | Hardened ( -40°C - 75°C ) 1 10/100TX port to 1 100FX Fiber port Media Converter. Din Rail or Panel Mount. DC Jack Power Connector (12VDC) Complies with U/L 1604 | Ea |  | 1 Year (Limited Lifetime) | 880 | 8% | 809.6
48385 | Etherwan | EL900-A-U-1-A | Hardened ( -40°C - 75°C ) 1 10/100TX port to 1 100FX Fiber port Media Converter. Din Rail or Panel Mount. Terminal Block Power Connector (10VDC - 48VDC) Complies with U/L 1604 | Ea |  | 1 Year (Limited Lifetime) | 600 | 8% | 552
48386 | Etherwan | EL900-A-V-1-A | Hardened ( -40°C - 75°C ) 1 port 10/100TX to 1 port 100FX Fiber Port Media Converter. Din Rail or Panel Mount. Terminal Block Power Connector (10VDC - 48VDC) Complies with U/L 1604 | Ea |  | 1 Year (Limited Lifetime) | 600 | 8% | 552
48387 | Etherwan | EL900-A-X-1-A | Hardened ( -40°C - 75°C ) 1 10/100TX port to 1 100FX Fiber port Media Converter. Din Rail or Panel Mount. Terminal Block Power Connector (10VDC - 48VDC) Complies with U/L 1604 | Ea |  | 1 Year (Limited Lifetime) | 1050 | 8% | 966
48388 | Etherwan | EL900-A-X-1-B | Hardened ( -40°C - 75°C ) 1 10/100TX port to 1 100FX Fiber port Media Converter. Din Rail or Panel Mount. DC Jack Power Connector (12VDC) Complies with U/L 1604 | Ea |  | 1 Year (Limited Lifetime) | 1050 | 8% | 966
48389 | Etherwan | EL9020-00B | Hardened ( -40°C - 75°C ) 1 10/100/1000TX port to 1 Gigabit SFP port Media Converter. Din Rail or Panel Mount. Terminal Block Power Connector (10VDC - 48VDC). . | Ea |  | 1 Year (Limited Lifetime) | 280 | 8% | 257.6
48390 | Etherwan | EL9100-31B | Hardened ( -40°C - 75°C ) Media Converter with 1 10/100/1000TX port to 1 Gigabit Fiber port. DIN Rail Mount, Terminal Block Power 12VDC - 48VDC or DC Jack Power 12VDC. | Ea |  | 1 Year (Limited Lifetime) | 490 | 8% | 450.8
48391 | Etherwan | EL9100-41B | Hardened ( -40°C - 75°C ) Media Converter with 1 10/100/1000TX port to 1 Gigabit Fiber port. DIN Rail Mount, Terminal Block Power 12VDC - 48VDC or DC Jack Power 12VDC. | Ea |  | 1 Year (Limited Lifetime) | 940 | 8% | 864.8
48392 | Etherwan | EL9100-51B | Hardened ( -40°C - 75°C ) Media Converter with 1 10/100/1000TX port to 1 Gigabit Fiber port. DIN Rail Mount, Terminal Block Power 12VDC - 48VDC or DC Jack Power 12VDC. | Ea |  | 1 Year (Limited Lifetime) | 490 | 8% | 450.8
48393 | Etherwan | EL9100-71B | Hardened ( -40°C - 75°C ) Media Converter with 1 10/100/1000TX port to 1 Gigabit Fiber port. DIN Rail Mount, Terminal Block Power 12VDC - 48VDC or DC Jack Power 12VDC. | Ea |  | 1 Year (Limited Lifetime) | 940 | 8% | 864.8
48394 | Etherwan | EL9100-A1B | Hardened ( -40°C - 75°C ) Media Converter with 1 10/100/1000TX port to 1 Gigabit Fiber port. DIN Rail Mount, Terminal Block Power 12VDC - 48VDC or DC Jack Power 12VDC. | Ea |  | 1 Year (Limited Lifetime) | 700 | 8% | 644
48395 | Etherwan | EL9100-B1B | Hardened ( -40°C - 75°C ) Media Converter with 1 10/100/1000TX port to 1 Gigabit Fiber port. DIN Rail Mount, Terminal Block Power 12VDC - 48VDC or DC Jack Power 12VDC. | Ea |  | 1 Year (Limited Lifetime) | 945 | 8% | 869.4
48396 | Etherwan | EL9100-H1B | Hardened ( -40°C - 75°C ) Media Converter with 1 10/100/1000TX port to 1 Gigabit Fiber port. DIN Rail Mount, Terminal Block Power 12VDC - 48VDC or DC Jack Power 12VDC. | Ea |  | 1 Year (Limited Lifetime) | 700 | 8% | 644
48397 | Etherwan | EL9100-J1B | Hardened ( -40°C - 75°C ) Media Converter with 1 10/100/1000TX port to 1 Gigabit Fiber port. DIN Rail Mount, Terminal Block Power 12VDC - 48VDC or DC Jack Power 12VDC. | Ea |  | 1 Year (Limited Lifetime) | 945 | 8% | 869.4
48398 | Etherwan | EL9100-R1B | Hardened ( -40°C - 75°C ) Media Converter with 1 10/100/1000TX port to 1 Gigabit Fiber port. DIN Rail Mount, Terminal Block Power 12VDC - 48VDC or DC Jack Power 12VDC. | Ea |  | 1 Year (Limited Lifetime) | 1345 | 8% | 1237.4
48399 | Etherwan | EL9100-S1B | Hardened ( -40°C - 75°C ) Media Converter with 1 10/100/1000TX port to 1 Gigabit Fiber port. DIN Rail Mount, Terminal Block Power 12VDC - 48VDC or DC Jack Power 12VDC. | Ea |  | 1 Year (Limited Lifetime) | 1345 | 8% | 1237.4
48400 | Etherwan | EM1000LLC | Commercial (0°C - 45°C) 1 1000Base-T RJ45 to 1 1000Base Fiber port Media Converter Fiber Optic to Fiber Optic. Shelf, Wall or Chassis Mount 100VAC - 260VAC Power Module Included. | Ea |  | 1 Year (3 Years) | 1750 | 8% | 1610
48401 | Etherwan | EM1000LLC-20 | Commercial (0°C - 45°C) 1 1000Base-T RJ45 to 1 1000Base Fiber port Media Converter Fiber Optic to Fiber Optic. Shelf, Wall or Chassis Mount 100VAC - 260VAC Power Module Included. | Ea |  | 1 Year (3 Years) | 1910 | 8% | 1757.2
48402 | Etherwan | EM1000SLC-10 | Commercial (0°C - 45°C) 1 1000Base-T RJ45 to 1 1000Base Fiber port Media Converter Fiber Optic to Fiber Optic. Shelf, Wall or Chassis Mount 100VAC - 260VAC Power Module Included. | Ea |  | 1 Year (3 Years) | 960 | 8% | 883.2
48403 | Etherwan | EM1000SLC-20 | Commercial (0°C - 45°C) 1 1000Base-T RJ45 to 1 1000Base Fiber port Media Converter Fiber Optic to Fiber Optic. Shelf, Wall or Chassis Mount 100VAC - 260VAC Power Module Included. | Ea |  | 1 Year (3 Years) | 1120 | 8% | 1030.4
48404 | Etherwan | EM1000SLC-50 | Commercial (0°C - 45°C) 1 1000Base-T RJ45 to 1 1000Base Fiber port Media Converter Fiber Optic to Fiber Optic. Shelf, Wall or Chassis Mount 100VAC - 260VAC Power Module Included. | Ea |  | 1 Year (3 Years) | 1600 | 8% | 1472
48405 | Etherwan | EM1000SLCA-10 | Commercial (0°C - 45°C) 1 1000Base-T RJ45 to 1 1000Base Fiber port Media Converter Fiber Optic to Fiber Optic. Shelf, Wall or Chassis Mount 100VAC - 260VAC Power Module Included. | Ea |  | 1 Year (3 Years) | 1440 | 8% | 1324.8
48406 | Etherwan | EM1000SLCA-20 | Commercial (0°C - 45°C) 1 1000Base-T RJ45 to 1 1000Base Fiber port Media Converter Fiber Optic to Fiber Optic. Shelf, Wall or Chassis Mount 100VAC - 260VAC Power Module Included. | Ea |  | 1 Year (3 Years) | 1575 | 8% | 1449
48407 | Etherwan | EM1000SLCA-50 | Commercial (0°C - 45°C) 1 1000Base-T RJ45 to 1 1000Base Fiber port Media Converter Fiber Optic to Fiber Optic. Shelf, Wall or Chassis Mount 100VAC - 260VAC Power Module Included. | Ea |  | 1 Year (3 Years) | 2265 | 8% | 2083.8
48408 | Etherwan | EM1000SLCB-10 | Commercial (0°C - 45°C) 1 1000Base-T RJ45 to 1 1000Base Fiber port Media Converter Fiber Optic to Fiber Optic. Shelf, Wall or Chassis Mount 100VAC - 260VAC Power Module Included. | Ea |  | 1 Year (3 Years) | 1710 | 8% | 1573.2
48409 | Etherwan | EM1000SLCB-20 | Commercial (0°C - 45°C) 1 1000Base-T RJ45 to 1 1000Base Fiber port Media Converter Fiber Optic to Fiber Optic. Shelf, Wall or Chassis Mount 100VAC - 260VAC Power Module Included. | Ea |  | 1 Year (3 Years) | 1875 | 8% | 1725
48410 | Etherwan | EM1000SLCB-50 | Commercial (0°C - 45°C) 1 1000Base-T RJ45 to 1 1000Base Fiber port Media Converter Fiber Optic to Fiber Optic. Shelf, Wall or Chassis Mount 100VAC - 260VAC Power Module Included. | Ea |  | 1 Year (3 Years) | 2905 | 8% | 2672.6
48411 | Etherwan | EM1000TLC-10 | Commercial (0°C - 45°C) 1 1000Base-T RJ45 to 1 1000Base Fiber port Media Converter Fiber Optic to Fiber Optic. Shelf, Wall or Chassis Mount 100VAC - 260VAC Power Module Included. | Ea |  | 1 Year (3 Years) | 390 | 8% | 358.8
48412 | Etherwan | EM1000TLC-20 | Commercial (0°C - 45°C) 1 1000Base-T RJ45 to 1 1000Base Fiber port Media Converter Fiber Optic to Fiber Optic. Shelf, Wall or Chassis Mount 100VAC - 260VAC Power Module Included. | Ea |  | 1 Year (3 Years) | 690 | 8% | 634.8
48413 | Etherwan | EM1000TLC-50 | Commercial (0°C - 45°C) 1 1000Base-T RJ45 to 1 1000Base Fiber port Media Converter Fiber Optic to Fiber Optic. Shelf, Wall or Chassis Mount 100VAC - 260VAC Power Module Included. | Ea |  | 1 Year (3 Years) | 1100 | 8% | 1012
48414 | Etherwan | EM1000TSC | Commercial (0°C - 45°C) 1 1000Base-T RJ45 to 1 1000Base Fiber port Media Converter Fiber Optic to Fiber Optic. Shelf, Wall or Chassis Mount 100VAC - 260VAC Power Module Included. | Ea |  | 1 Year (3 Years) | 180 | 8% | 165.6
48415 | Etherwan | EM1000TSC-2 | Commercial (0°C - 45°C) 1 1000Base-T RJ45 to 1 1000Base Fiber port Media Converter Fiber Optic to Fiber Optic. Shelf, Wall or Chassis Mount 100VAC - 260VAC Power Module Included. | Ea |  | 1 Year (3 Years) | 690 | 8% | 634.8
48416 | Etherwan | EM1020 | Commercial ( 0°C - 45°C ) 1 port Gigabit TX to 1 Gigabit Fiber port Media Converter Fiber Optic to Fiber Optic. Shelf, Wall or Chassis Mount 100VAC - 260VAC Power Module Included. | Ea |  | 1 Year (3 Years) | 180 | 8% | 165.6
48417 | Etherwan | EM120MCACB-40 | Commercial (0°C - 45°C) 1 100FX WDM A 40Km Fiber port to 1 100FX WDM B 40Km Fiber B port, Media Converter Fiber Optic to Fiber Optic. Shelf, Wall or Chassis Mount 100VAC - 260VAC Power Module Included. | Ea |  | 1 Year (3 Years) | 965 | 8% | 887.8
48418 | Etherwan | EM120MCC-15 | Commercial (0°C - 45°C) 1 100BASE-FX MultiMode (SC) to 100BASE-FX Single Mode (SC) 15Km Media Converter (1310nm). Shelf, Wall or Chassis Mount 100VAC - 260VAC Power Module Included. | Ea |  | 1 Year (3 Years) | 180 | 8% | 165.6
48419 | Etherwan | EM120MCC-40 | Commercial (0°C - 45°C) 1 100BASE-FX MultiMode (SC) to 100BASE-FX Single Mode (SC) 40Km Media Converter (1310nm). Shelf, Wall or Chassis Mount 100VAC - 260VAC Power Module Included. | Ea |  | 1 Year (3 Years) | 450 | 8% | 414
48420 | Etherwan | EM120MCC-75 | Commercial (0°C - 45°C) 1 100BASE-FX MultiMode (SC) to 100BASE-FX Single Mode (ST) 75Km Media Converter (1310nm). Shelf, Wall or Chassis Mount 100VAC - 260VAC Power Module Included. | Ea |  | 1 Year (3 Years) | 650 | 8% | 598
48421 | Etherwan | EM120MCCA-20 | Commercial (0°C - 45°C) 1 100FX MM 2Km Fiber port to 1 100FX SM WDM A 20Km Fiber port Media Converter Fiber Optic to Fiber Optic. Shelf, Wall or Chassis Mount 100VAC - 260VAC Power Module Included. | Ea |  | 1 Year (3 Years) | 410 | 8% | 377.2
48422 | Etherwan | EM120MCCB-20 | Commercial (0°C - 45°C) 1 100FX MM 2Km Fiber port to 1 100FX SM WDM B 20Km Fiber port Media Converter Fiber Optic to Fiber Optic. Shelf, Wall or Chassis Mount 100VAC - 260VAC Power Module Included. | Ea |  | 1 Year (3 Years) | 430 | 8% | 395.6
48423 | Etherwan | EM120MCT-20 | Commercial (0°C - 45°C) 1 100BASE-FX MultiMode (SC) to 100BASE-FX Single Mode (ST) 20Km Media Converter (1310nm). Shelf, Wall or Chassis Mount 100VAC - 260VAC Power Module Included. | Ea |  | 1 Year (3 Years) | 350 | 8% | 322
48424 | Etherwan | EM120MTC-40 | Commercial (0°C - 45°C) 1 100BASE-FXMultiMode(ST) to 100BASE-FX Single Mode (ST) 40Km Media Converter (1310nm). Shelf, Wall or Chassis Mount 100VAC - 260VAC Power Module Included. | Ea |  | 1 Year (3 Years) | 450 | 8% | 414
48425 | Etherwan | EM120MTC-75 | Commercial (0°C - 45°C) 1 100BASE-FXMultiMode(ST) to 100BASE-FX Single Mode (ST) 75Km Media Converter (1310nm). Shelf, Wall or Chassis Mount 100VAC - 260VAC Power Module Included. | Ea |  | 1 Year (3 Years) | 650 | 8% | 598
48426 | Etherwan | EM120MTCA-20 | Commercial (0°C - 45°C) 1 100FX MM 2Km ST Fiber port to 1 100FX SM WDM A 20Km Fiber port Media Converter Fiber Optic to Fiber Optic. Shelf, Wall or Chassis Mount 100VAC - 260VAC Power Module Included. | Ea |  | 1 Year (3 Years) | 410 | 8% | 377.2
48427 | Etherwan | EM120MTCB-20 | Commercial (0°C - 45°C) 1 100FX MM 2Km ST Fiber port to 1 100FX SM WDM B 20Km Fiber port Media Converter Fiber Optic to Fiber Optic. Shelf, Wall or Chassis Mount 100VAC - 260VAC Power Module Included. | Ea |  | 1 Year (3 Years) | 430 | 8% | 395.6
48428 | Etherwan | EM120MTT-20 | Commercial (0°C - 45°C) 1 100BASE-FX MultiMode(ST) to 100BASE-FX Single Mode (ST) 20Km Media Converter (1310nm). Shelf, Wall or Chassis Mount 100VAC - 260VAC Power Module Included. | Ea |  | 1 Year (3 Years) | 350 | 8% | 322
48429 | Etherwan | EM2000TLCA-10 | Commercial ( 0°C - 45°C ) 1 port Gigabit TX to 1 Gigabit Fiber port Media Converter Fiber Optic to Fiber Optic. Shelf, Wall or Chassis Mount 100VAC - 260VAC Power Module Included. | Ea |  | 1 Year (3 Years) | 980 | 8% | 901.6
48430 | Etherwan | EM2000TLCA-20 | Commercial ( 0°C - 45°C ) 1 port Gigabit TX to 1 Gigabit Fiber port Media Converter Fiber Optic to Fiber Optic. Shelf, Wall or Chassis Mount 100VAC - 260VAC Power Module Included. | Ea |  | 1 Year (3 Years) | 1045 | 8% | 961.4
48431 | Etherwan | EM2000TLCA-60 | Commercial ( 0°C - 45°C ) 1 port Gigabit TX to 1 Gigabit Fiber port Media Converter Fiber Optic to Fiber Optic. Shelf, Wall or Chassis Mount 100VAC - 260VAC Power Module Included. | Ea |  | 1 Year (3 Years) | 1720 | 8% | 1582.4
48432 | Etherwan | EM2000TLCB-10 | Commercial ( 0°C - 45°C ) 1 port Gigabit TX to 1 Gigabit Fiber port Media Converter Fiber Optic to Fiber Optic. Shelf, Wall or Chassis Mount 100VAC - 260VAC Power Module Included. | Ea |  | 1 Year (3 Years) | 1165 | 8% | 1071.8
48433 | Etherwan | EM2000TLCB-20 | Commercial ( 0°C - 45°C ) 1 port Gigabit TX to 1 Gigabit Fiber port Media Converter Fiber Optic to Fiber Optic. Shelf, Wall or Chassis Mount 100VAC - 260VAC Power Module Included. | Ea |  | 1 Year (3 Years) | 1470 | 8% | 1352.4
48434 | Etherwan | EM2000TLCB-60 | Commercial ( 0°C - 45°C ) 1 port Gigabit TX to 1 Gigabit Fiber port Media Converter Fiber Optic to Fiber Optic. Shelf, Wall or Chassis Mount 100VAC - 260VAC Power Module Included. | Ea |  | 1 Year (3 Years) | 2305 | 8% | 2120.6
48435 | Etherwan | EMC1200RC | EMC1200 Chassis 1U, Pre-Configured with 12 10/100TX port + 12 100FX Fiber Port Media Converters. | Ea |  | 1 Year (3 Years) | 1795 | 8% | 1651.4
48436 | Etherwan | EMC1200RCB-2 | EMC1200 Chassis 1U, Pre-Configured with 12 port 10/100TX + 12 port 100FX Fiber Port Media Converters. | Ea |  | 1 Year (3 Years) | 3187 | 8% | 2932.04
48437 | Etherwan | EMC1200RGS | EMC1200 Chassis 1U, Pre-Configured with 12 10/100/1000TX Port + 12 port 100/1000FX SFP port Media Converters. | Ea |  | 1 Year (3 Years) | 2740 | 8% | 2520.8
48438 | Etherwan | EMC1200RL | EMC1200 Chassis 1U, Pre-Configured with 12 10/100TX port + 12 100FX Fiber Port Media Converters. | Ea |  | 1 Year (3 Years) | 2407 | 8% | 2214.44
48439 | Etherwan | EMC1200RT | EMC1200 Chassis 1U, Pre-Configured with 12 10/100TX port + 12 100FX Fiber Port Media Converters. | Ea |  | 1 Year (3 Years) | 1795 | 8% | 1651.4
48440 | Etherwan | EMC1200RTLC-10 | EMC1200 Chassis 1U, Pre-Configured with 12 10/100TX port + 12 100FX Fiber Port Media Converters. | Ea |  | 1 Year (3 Years) | 5287 | 8% | 4864.04
48441 | Etherwan | EMC1200RTLC-20 | EMC1200 Chassis 1U, Pre-Configured with 12 10/100TX port + 12 100FX Fiber Port Media Converters. | Ea |  | 1 Year (3 Years) | 8887 | 8% | 8176.04
48442 | Etherwan | EMC1200RTLC-50 | EMC1200 Chassis 1U, Pre-Configured with 12 10/100TX port + 12 100FX Fiber Port Media Converters. | Ea |  | 1 Year (3 Years) | 13807 | 8% | 12702.44
48443 | Etherwan | EMC1200RTSC | EMC1200 Chassis 1U, Pre-Configured with 12 port 10/100/1000TX + 12 port Gigabit FX Fiber Port Media Converters. | Ea |  | 1 Year (3 Years) | 2767 | 8% | 2545.64
48444 | Etherwan | EMC1210RC | EMC1200 Chassis 1U, Pre-Configured with 12 10/100TX port + 12 100FX Fiber Port Media Converters. | Ea |  | 1 Year (3 Years) | 1795 | 8% | 1651.4
48445 | Etherwan | EMC1210RL | EMC1200 Chassis 1U, Pre-Configured with 12 10/100TX port + 12 100FX Fiber Port Media Converters. | Ea |  | 1 Year (3 Years) | 2647 | 8% | 2435.24
48446 | Etherwan | EMC1210RT | EMC1200 Chassis 1U, Pre-Configured with 12 10/100TX port + 12 100FX Fiber Port Media Converters. | Ea |  | 1 Year (3 Years) | 1795 | 8% | 1651.4
48447 | Etherwan | EMC1210RTLC-10 | EMC1200 Chassis 1U, Pre-Configured with 12 10/100/1000TX Port + 12 Gigabit Fiber Port Media Converters. | Ea |  | 1 Year (3 Years) | 5803 | 8% | 5338.76
48448 | Etherwan | EMC1210RTLC-20 | EMC1200 Chassis 1U, Pre-Configured with 12 10/100/1000TX Port + 12 Gigabit Fiber Port Media Converters. | Ea |  | 1 Year (3 Years) | 9727 | 8% | 8948.84
48449 | Etherwan | EMC1210RTLC-50 | EMC1200 Chassis 1U, Pre-Configured with 12 10/100/1000TX Port + 12 Gigabit Fiber Port Media Converters. | Ea |  | 1 Year (3 Years) | 15247 | 8% | 14027.24
48450 | Etherwan | EMC1210RTSC | EMC1200 Chassis 1U, Pre-Configured with 12 port 10/100/1000TX + 12 port Gigabit FX Fiber Port Media Converters. | Ea |  | 1 Year (3 Years) | 3007 | 8% | 2766.44
48451 | Etherwan | EMC1220RCC-15 | EMC1200 Chassis 1U, Pre-Configured with 12 port 10/100/1000TX + 12 port Gigabit FX Fiber Port Media Converters. | Ea |  | 1 Year (3 Years) | 4807 | 8% | 4422.44
48452 | Etherwan | EMC1220RTC-15 | EMC1200 Chassis 1U, Pre-Configured with 12 port 10/100/1000TX + 12 port Gigabit FX Fiber Port Media Converters. | Ea |  | 1 Year (3 Years) | 4807 | 8% | 4422.44
48453 | Etherwan | EMC1230RTLC-10 | EMC1200 Chassis 1U, Pre-Configured with 12 10/100/1000TX Port + 12 Gigabit Fiber Port Media Converters. | Ea |  | 1 Year (3 Years) | 5803 | 8% | 5338.76
48454 | Etherwan | EMC1230RTLC-20 | EMC1200 Chassis 1U, Pre-Configured with 12 10/100/1000TX Port + 12 Gigabit Fiber Port Media Converters. | Ea |  | 1 Year (3 Years) | 9727 | 8% | 8948.84
48455 | Etherwan | EMC1230RTSC | EMC1200 Chassis 1U, Pre-Configured with 12 10/100/1000TX Port + 12 Gigabit Fiber Port Media Converters. | Ea |  | 1 Year (3 Years) | 3007 | 8% | 2766.44
48456 | Etherwan | EMC1600 | Media Converter Chassis, 16 Slots for any Standard Size Media Converter. 19 Rack Mount Redundant Power Supplies. Power Option 100VAC - 260VAC. | Ea |  | 1 Year (3 Years) | 690 | 8% | 634.8
48457 | Etherwan | EMC1600-RPSA1 | Spare Power Supply for EMC1600 Chassis, Input 100VAC - 260VAC 84W | Ea |  | 1 Year (3 Years) | 130 | 8% | 119.6
48458 | Etherwan | EMC1600-RPSA2 | Larger Capacity Spare Power Supply for EMC1600 Chassis, Input 100VAC - 260VAC 108W | Ea |  | 1 Year (3 Years) | 300 | 8% | 276
48459 | Etherwan | EMC1600-RPSD | -48VDC Input Power Supply 65W for the EMC1600 Chassis. | Ea |  | 1 Year (3 Years) | 175 | 8% | 161
48460 | Etherwan | EMC400-0PS | Commercial 4 Slot Din Rail Chassis, (0°C to 45°C), Hot swap media converters or Ethernet extenders, Redundant Terminal Block Power Input, Power Supply Sold Separately | Ea |  | 1 Year (3 Years) | 230 | 8% | 211.6
48461 | Etherwan | EMC400-EPWS | Commercial 4 Slot Din Rail Chassis, (0°C to 45°C), Hot swap media converters or Ethernet extenders, Redundant Terminal Block Power Input, Includes 2 DR-30-12 Din Rail Power Supplies | Ea |  | 1 Year (3 Years) | 290 | 8% | 266.8
48462 | Etherwan | ER52082-H | Hardened (-40°C ~ 75°C) Unmanaged 10 Port M12 PoE Ethernet Switch, 8 (802.3at PoE+) M12 Ports + 2 Gigabit M12 ports, 120W PoE Power Budget, 18 - 57vdc power input range. | Ea |  | 1 Year (Limited Lifetime) | 995 | 8% | 915.4
48463 | Etherwan | ER52082-I | Hardened (-40°C ~ 75°C) Unmanaged 10 Port M12 PoE Ethernet Switch, 8 (802.3at PoE+) M12 Ports + 2 Gigabit M12 ports, 120W PoE Power Budget, 72 to 110VDC power input range. | Ea |  | 1 Year (Limited Lifetime) | 995 | 8% | 915.4
48464 | Etherwan | EW75000-08 | Hardened (-40°C - 70°C) Managed IP67 Single Band 802.11ac, Wireless Bridge/Access Point with 5GHz/8dBiOmni Directional Antenna. Powered by 802.3af/at PoE | Ea |  | 1 Year (Limited Lifetime) | 1049 | 8% | 965.08
48465 | Etherwan | EW75000-13 | Hardened (-40°C - 70°C) Managed IP67 Single Band 802.11ac, Wireless Bridge with 5GHz/13dBi Internal Panel Antenna. Powered by 802.3af/at PoE | Ea |  | 1 Year (Limited Lifetime) | 949 | 8% | 873.08
48466 | Etherwan | EW75000-21 | Hardened (-40°C - 70°C) Managed IP67 Single Band 802.11ac, Wireless Bridge with 5GHz/21dBi Panel Antenna. Powered by 802.3af/at PoE | Ea |  | 1 Year (Limited Lifetime) | 1099 | 8% | 1011.08
48467 | Etherwan | EW75200-0804 | Hardened (-40°C - 70°C) Managed IP67 Dual Band 802.11ac, Wireless Bridge/Access Point with 5GHz/8dBi Omni Directional Antenna and 2.4GHz/4dBi Omni Directional Antenna. Powered by 802.3af/at PoE | Ea |  | 1 Year (Limited Lifetime) | 1299 | 8% | 1195.08
48468 | Etherwan | EW75200-1304 | Hardened (-40°C - 70°C) Managed IP67 Dual Band 802.11ac, Wireless Bridge/Access Point with 5GHz/13dBi Internal Panel Antenna and 2.4GHz/4dBi Omni Directional Antenna. Powered by 802.3af/at PoE | Ea |  | 1 Year (Limited Lifetime) | 1249 | 8% | 1149.08
48469 | Etherwan | EW75200-2104 | Hardened (-40°C - 70°C) Managed IP67 Dual Band 802.11ac, Wireless Bridge/Access Point with 5GHz/21dBi Panel Antenna and 2.4GHz/4dBi Omni Directional Antenna. Powered by 802.3af/at PoE | Ea |  | 1 Year (Limited Lifetime) | 1399 | 8% | 1287.08
48470 | Etherwan | EX-0155NSP-MB2L | SFP Module, Commercial ( 0C - 45C ) 100FX 2KM 1310nm | Ea |  | 1 Year (3 Years) | 55 | 8% | 50.6
48471 | Etherwan | EX-0155NSP-MB2L-A | SFP Module, Hardened ( -40C - +75C ) 100FX 2KM 1310nm | Ea |  | 1 Year (Limited Lifetime) | 150 | 8% | 138
48472 | Etherwan | EX-0155TBP-KB6L | SFP Module, Commercial ( 0C - 45C ) 100FX SFP WDM 40km Type-B | Ea |  | 1 Year (3 Years) | 125 | 8% | 115
48473 | Etherwan | EX-0155TBP-KB6L-A | SFP Module, Hardened ( -40C - +75C ) 100FX WDM Type-B SM 40KM | Ea |  | 1 Year (Limited Lifetime) | 530 | 8% | 487.6
48474 | Etherwan | EX-0155TBP-LB5L | SFP Module, Commercial ( 0C - 45C ) 100FX SFP WDM 20km Type-B | Ea |  | 1 Year (3 Years) | 98 | 8% | 90.16
48475 | Etherwan | EX-0155TBP-LB5L-A | SFP Module, Hardened ( -40C - +75C ) 100FX WDM Type-B SM 20KM | Ea |  | 1 Year (Limited Lifetime) | 325 | 8% | 299
48476 | Etherwan | EX-0155TBP-MB5L | SFP Module, Commercial ( 0C - 45C ) 100FX SFP WDM 20km Type-A | Ea |  | 1 Year (3 Years) | 94 | 8% | 86.48
48477 | Etherwan | EX-0155TBP-MB5L-A | SFP Module, Hardened ( -40C - +75C ) 100FX WDM Type-A SM 20KM | Ea |  | 1 Year (Limited Lifetime) | 310 | 8% | 285.2
48478 | Etherwan | EX-0155TBP-MB6L | SFP Module, Commercial ( 0C - 45C ) 100FX SFP WDM 40km Type-A | Ea |  | 1 Year (3 Years) | 120 | 8% | 110.4
48479 | Etherwan | EX-0155TBP-MB6L-A | SFP Module, Hardened ( -40C - +75C ) 100FX WDM Type-A SM 40KM | Ea |  | 1 Year (Limited Lifetime) | 500 | 8% | 460
48480 | Etherwan | EX-0155TSP-MB5L | SFP Module, Commercial ( 0C - 45C ) 100FX SFP SM 15KM | Ea |  | 1 Year (3 Years) | 70 | 8% | 64.4
48481 | Etherwan | EX-0155TSP-MB5L-A | SFP Module, Hardened ( -40C - +75C ) 100FX SFP SM 15KM, LC Connector | Ea |  | 1 Year (Limited Lifetime) | 298 | 8% | 274.16
48482 | Etherwan | EX-0155TSP-MB6L | SFP Module, Commercial ( 0C - 45C ) 100FX SFP SM 40KM | Ea |  | 1 Year (3 Years) | 90 | 8% | 82.8
48483 | Etherwan | EX-0155TSP-MB6L-A | SFP Module, Hardened ( -40C - +75C ) 100FX SFP SM 40KM | Ea |  | 1 Year (Limited Lifetime) | 350 | 8% | 322
48484 | Etherwan | EX-1250NSP-SB1L-AS | SFP Module, Hardened ( -40C - +75C ) Gigabit | Ea |  | 1 Year (Limited Lifetime) | 145 | 8% | 133.4
48485 | Etherwan | EX-1250NSP-SB1LS | SFP Module, Commercial ( 0C - 45C ) Gigabit | Ea |  | 1 Year (3 Years) | 80 | 8% | 73.6
48486 | Etherwan | EX-1250TBP-KB4L-AS | SFP Module, Hardened ( -40C - +75C ) Gigabit | Ea |  | 1 Year (Limited Lifetime) | 383 | 8% | 352.36
48487 | Etherwan | EX-1250TBP-KB4LS | SFP Module, Commercial ( 0C - 45C ) Gigabit | Ea |  | 1 Year (3 Years) | 220 | 8% | 202.4
48488 | Etherwan | EX-1250TBP-KB5L-AS | SFP Module, Hardened ( -40C - +75C ) Gigabit | Ea |  | 1 Year (Limited Lifetime) | 510 | 8% | 469.2
48489 | Etherwan | EX-1250TBP-KB5LS | SFP Module, Commercial ( 0C - 45C ) Gigabit | Ea |  | 1 Year (3 Years) | 295 | 8% | 271.4
48490 | Etherwan | EX-1250TBP-LB1L-AS | SFP Module, Hardened ( -40C - +75C ) Gigabit | Ea |  | 1 Year (Limited Lifetime) | 250 | 8% | 230
48491 | Etherwan | EX-1250TBP-LB1LS | SFP Module, Commercial ( 0C - 45C ) Gigabit | Ea |  | 1 Year (3 Years) | 264 | 8% | 242.88
48492 | Etherwan | EX-1250TBP-MB1L-AS | SFP Module, Hardened ( -40C - +75C ) Gigabit | Ea |  | 1 Year (Limited Lifetime) | 213 | 8% | 195.96
48493 | Etherwan | EX-1250TBP-MB1LS | SFP Module, Commercial ( 0C - 45C ) Gigabit | Ea |  | 1 Year (3 Years) | 162 | 8% | 149.04
48494 | Etherwan | EX-1250TBP-MB4L-AS | SFP Module, Hardened ( -40C - +75C ) Gigabit | Ea |  | 1 Year (Limited Lifetime) | 255 | 8% | 234.6
48495 | Etherwan | EX-1250TBP-MB4LS | SFP Module, Commercial ( 0C - 45C ) Gigabit | Ea |  | 1 Year (3 Years) | 142 | 8% | 130.64
48496 | Etherwan | EX-1250TBP-MB5L-AS | SFP Module, Hardened ( -40C - +75C ) Gigabit | Ea |  | 1 Year (Limited Lifetime) | 383 | 8% | 352.36
48497 | Etherwan | EX-1250TBP-MB5LS | SFP Module, Commercial ( 0C - 45C ) Gigabit | Ea |  | 1 Year (3 Years) | 268 | 8% | 246.56
48498 | Etherwan | EX-1250TSP-MB2L-AS | SFP Module, Hardened ( -40C - +75C ) Gigabit MM 2Km 1310nm (Duplex LC) | Ea |  | 1 Year (Limited Lifetime) | 255 | 8% | 234.6
48499 | Etherwan | EX-1250TSP-MB2LS | SFP Module, Commercial (0 to 70°C/32 to 158°F) | Ea |  | 1 Year (3 Years) | 145 | 8% | 133.4
48500 | Etherwan | EX-1250TSP-MB4L-AS | SFP Module, Hardened ( -40C - +75C ) Gigabit, Gigabit SM 10KM, LC Connector | Ea |  | 1 Year (Limited Lifetime) | 213 | 8% | 195.96
48501 | Etherwan | EX-1250TSP-MB4LS | SFP Module, Commercial (0 to 70°C/32 to 158°F) | Ea |  | 1 Year (3 Years) | 105 | 8% | 96.6
48502 | Etherwan | EX-1250TSP-MB5L-AS | SFP Module, Hardened -40 to 85°C/-40 to 185°F), Gigabit SM 20KM (2 LC) | Ea |  | 1 Year (Limited Lifetime) | 361 | 8% | 332.12
48503 | Etherwan | EX-1250TSP-MB5LS | SFP Module, Commercial ( 0C - 45C ) Gigabit | Ea |  | 1 Year (3 Years) | 165 | 8% | 151.8
48504 | Etherwan | EX16905 | 5 Port Gigabit Unmanaged Switch, supports 802.3az EEE, QoS, Jumbo Frames, desktop or wall mount, includes external power supply, commercial (0°C - 45°C) operating range. | Ea |  | 1 Year (3 Years) | 48.99 | 8% | 45.0708
48505 | Etherwan | EX16908 | 8 Port Gigabit Unmanaged Switch, supports 802.3az EEE, QoS, Jumbo Frames, desktop or wall mount, includes external power supply, commercial (0°C - 45°C) operating range. | Ea |  | 1 Year (3 Years) | 75 | 8% | 69
48506 | Etherwan | EX16914-3 | 5 Port Gigabit Unmanaged Switch, includes 4 Gigabit Ports + 1 Gigabit Fiber port, supports 802.3az EEE, QoS, Jumbo Frames, desktop or wall mount, includes external power supply, commercial (0°C - 45°C) operating range. | Ea |  | 1 Year (3 Years) | 94.47 | 8% | 86.9124
48507 | Etherwan | EX16914-5 | 5 Port Gigabit Unmanaged Switch, includes 4 Gigabit Ports + 1 Gigabit Fiber port, supports 802.3az EEE, QoS, Jumbo Frames, desktop or wall mount, includes external power supply, commercial (0°C - 45°C) operating range. | Ea |  | 1 Year (3 Years) | 94.47 | 8% | 86.9124
48508 | Etherwan | EX16914-V | 5 Port Gigabit Unmanaged Switch, includes 4 Gigabit Ports + 1 Gigabit SFP port, supports 802.3az EEE, QoS, Jumbo Frames, desktop or wall mount, includes external power supply, commercial (0°C - 45°C) operating range. | Ea |  | 1 Year (3 Years) | 70.87 | 8% | 65.2004
48509 | Etherwan | EX16916 | 16 Port Gigabit Unmanaged Switch, supports 802.3az EEE, QoS, Jumbo Frames, desktop or rack mount , internal 100-240VAC power supply, commercial (0°C - 50°C) operating range. | Ea |  | 1 Year (3 Years) | 98.53 | 8% | 90.6476
48510 | Etherwan | EX16917-3 | 8 Port Gigabit Unmanaged Switch, includes 7 Gigabit Ports + 1 Gigabit Fiber port, supports 802.3az EEE, QoS, Jumbo Frames, desktop or wall mount, includes external power supply, commercial (0°C - 45°C) operating range. | Ea |  | 1 Year (3 Years) | 126.19 | 8% | 116.0948
48511 | Etherwan | EX16917-5 | 8 Port Gigabit Unmanaged Switch, includes 7 Gigabit Ports + 1 Gigabit Fiber port, supports 802.3az EEE, QoS, Jumbo Frames, desktop or wall mount, includes external power supply, commercial (0°C - 45°C) operating range. | Ea |  | 1 Year (3 Years) | 126.19 | 8% | 116.0948
48512 | Etherwan | EX16917-V | 8 Port Gigabit Unmanaged Switch, includes 7 Gigabit Ports + 1 Gigabit SFP port, supports 802.3az EEE, QoS, Jumbo Frames, desktop or wall mount, includes external power supply, commercial (0°C - 45°C) operating range. | Ea |  | 1 Year (3 Years) | 101.19 | 8% | 93.0948
48513 | Etherwan | EX16926 | 24 Port Gigabit Unmanaged Switch + 2 SFP ports, supports 802.3az EEE, QoS, Jumbo Frames, desktop or rack mount , internal 100-240VAC power supply, commercial (0°C - 50°C) operating range. | Ea |  | 1 Year (3 Years) | 153.85 | 8% | 141.542
48514 | Etherwan | EX17008 | Commercial ( 0°C - 45°C ) Web-Managed Ethernet PoE Switch with 8 10/100TX PoE (PSE) 802.3af, 15.4W (full power to all Ports). Shelf or Rack Mount with Internal Power Supply 100VAC - 260VAC. | Ea |  | 1 Year (3 Years) | 176.32 | 8% | 162.2144
48515 | Etherwan | EX17008A | Commercial ( 0°C - 45°C ) Unmanaged Ethernet PoE Switch with 8 10/100TX PoE (PSE) 802.3af, 15.4W (full power to all Ports). Shelf or Rack Mount with Internal Power Supply 100VAC - 260VAC. | Ea |  | 1 Year (3 Years) | 152.98 | 8% | 140.7416
48516 | Etherwan | EX17016 | Commercial ( 0°C - 45°C ) Web-Managed Ethernet PoE Switch with 16 10/100TX PoE, 802.3af, 15.4W (full power to all Ports). Shelf or Rack Mount with Internal Power Supply 100VAC - 260VAC. | Ea |  | 1 Year (3 Years) | 326.71 | 8% | 300.5732
48517 | Etherwan | EX17082 | Commercial ( 0°C - 45°C ) Web-Managed Ethernet PoE Switch with 8 10/100TX PoE 802.3at, 30W (full power to all Ports) + 2 Gigabit SFP Combo Ports. Shelf or Rack Mount with Internal Power Supply 100VAC - 240VAC. | Ea |  | 1 Year (3 Years) | 312.88 | 8% | 287.8496
48518 | Etherwan | EX17082A | Commercial ( 0°C - 45°C ) Unmanaged Ethernet PoE Switch with 8 10/100TX PoE 802.3at, 30W (full power to all Ports) + 2 Gigabit SFP Combo Ports. Shelf or Rack Mount with Internal Power Supply 100VAC - 240VAC. | Ea |  | 1 Year (3 Years) | 293.86 | 8% | 270.3512
48519 | Etherwan | EX17162 | Commercial ( 0°C - 45°C ) Web-Managed Ethernet PoE Switch with 16 10/100TX PoE 802.3af, 15.4W (full power to all Ports) + 2 Gigabit SFP Combo Ports. Shelf or Rack Mount with Internal Power Supply 100VAC - 240VAC. | Ea |  | 1 Year (3 Years) | 435.61 | 8% | 400.7612
48520 | Etherwan | EX17162A | Commercial ( 0°C - 45°C ) Unmanaged Ethernet PoE Switch with 16 10/100TX PoE 802.3af, 15.4W (full power to all Ports) + 2 Gigabit SFP Combo Ports. Shelf or Rack Mount with Internal Power Supply 100VAC - 240VAC. | Ea |  | 1 Year (3 Years) | 418.32 | 8% | 384.8544
48521 | Etherwan | EX17242 | Commercial ( 0°C - 45°C ) Web Managed Ethernet PoE Switch with 24 PoE 802.3af, 15.4W (PSE) 802.3af (full power to all Ports) + 2 Gigabit SFP Combo Ports. Shelf or Rack Mount with Internal Power Supply 100VAC - 260VAC. (390W) | Ea |  | 1 Year (3 Years) | 591.18 | 8% | 543.8856
48522 | Etherwan | EX17908 | Commercial ( 0°C - 45°C ) Web-Managed Ethernet PoE Switch with 8 Gigabit PoE (PSE) 802.3at, 30W (full power to all Ports). Shelf or Rack Mount with Internal Power Supply 100VAC - 260VAC. | Ea |  | 1 Year (3 Years) | 273.12 | 8% | 251.2704
48523 | Etherwan | EX17908A | Commercial ( 0°C - 45°C ) Unmanaged Ethernet PoE Switch with 8 Gigabit PoE (PSE) 802.3at, 30W (full power to all Ports). Shelf or Rack Mount with Internal Power Supply 100VAC - 260VAC. | Ea |  | 1 Year (3 Years) | 254.11 | 8% | 233.7812
48524 | Etherwan | EX25611 | Commercial (0°C - 40°C ), Managed 28 Port Switch. 24 Ports 10/100/1000TX 4 of which are SFP Combo ports + 4 Ports 1G/10G SFP Slots. 19 Rack Mount with Universal Internal Power Supply 100VAC - 240VAC." | Ea |  | 1 Year (3 Years) | 1014.69 | 8% | 933.5148
48525 | Etherwan | EX26262F | Commercial (0°C - 45°C) Managed L2+ Gigabit PoE Switch, 24 Gigabit RJ45 PoE Ports + 2 Gigabit Combo/SFP ports, Ethernet Switch with PoE (PSE) 802.3at up to 30W/port, 370W PoE Power Budget, Shelf or Rack Mount with Internal Power Supply 100VAC - 260VAC. | Ea |  | 1 Year (3 Years) | 812.45 | 8% | 747.454
48526 | Etherwan | EX26604L | Commercial ( 0°C - 45°C ) Managed (Web, Console, SNMP) 24 Ports 10/100TX + 2 Gigabit SFP Como Ports Ethernet Switch with PoE (PSE) 802.3af (half power to all Ports or full power to half of the ports). Shelf or Rack Mount with Internal Power Supply 100VAC - 260VAC. (180W) | Ea |  | 1 Year (3 Years) | 660.33 | 8% | 607.5036
48527 | Etherwan | EX27000 -R Option | The -R option refers to power supply redundancy. Placing an R after the power indicator(T, W or C) indicates that whatever power supply is used is also redundant (there are two of them). | Ea |  | 1 Year (3 Years) | 225 | 8% | 207
48528 | Etherwan | EX27000 -T Option | The -T option refers to the power supply option. T in place of the C indicates that the power input shall be 48VDC rather than the standard 120VAC. The 48VDC input may be positive or negative . | Ea |  | 1 Year (3 Years) | 80 | 8% | 73.6
48529 | Etherwan | EX27000 -W Option | The -W option refers to the power supply option. W in place of the C indicates that the Power input shall be 88VDC to 370VDC and 90VAC to 264VAC. | Ea |  | 1 Year (3 Years) | 80 | 8% | 73.6
48530 | Etherwan | EX27064-10VC | Industrial ( -10°C - 60°C ) Managed 24 100FX Fiber Ports + 4 Gigabit SFP Combo Ports. 19 Rack or Shelf Mount with Universal Internal Power Supply 100VAC - 260VAC." | Ea |  | 1 Year (5 Years) | 2800 | 8% | 2576
48531 | Etherwan | EX27064-143C | Industrial ( -10°C - 60°C ) Managed 24 100FX Fiber Ports + 4 Gigabit Fiber Ports. 19 Rack or Shelf Mount with Universal Internal Power Supply 100VAC - 260VAC." | Ea |  | 1 Year (5 Years) | 2940 | 8% | 2704.8
48532 | Etherwan | EX27064-14AC | Industrial ( -10°C - 60°C ) Managed 24 100FX Fiber Ports + 4 Gigabit Fiber Ports. 19 Rack or Shelf Mount with Universal Internal Power Supply 100VAC - 260VAC." | Ea |  | 1 Year (5 Years) | 3120 | 8% | 2870.4
48533 | Etherwan | EX27064-14BC | Industrial ( -10°C - 60°C ) Managed 24 100FX Fiber Ports + 4 Gigabit Fiber Ports. 19 Rack or Shelf Mount with Universal Internal Power Supply 100VAC - 260VAC." | Ea |  | 1 Year (5 Years) | 3480 | 8% | 3201.6
48534 | Etherwan | EX27064-14RC | Industrial ( -10°C - 60°C ) Managed 24 100FX Fiber Ports + 4 Gigabit Fiber Ports. 19 Rack or Shelf Mount with Universal Internal Power Supply 100VAC - 260VAC." | Ea |  | 1 Year (5 Years) | 8780 | 8% | 8077.6
48535 | Etherwan | EX27064-14SC | Industrial ( -10°C - 60°C ) Managed 24 100FX Fiber Ports + 4 Gigabit Fiber Ports. 19 Rack or Shelf Mount with Universal Internal Power Supply 100VAC - 260VAC." | Ea |  | 1 Year (5 Years) | 9280 | 8% | 8537.6
48536 | Etherwan | EX27064-A0VC | Industrial ( -10°C - 60°C ) Managed 24 100FX Fiber Ports + 4 Gigabit SFP Combo Ports. 19 Rack or Shelf Mount with Universal Internal Power Supply 100VAC - 260VAC." | Ea |  | 1 Year (5 Years) | 5920 | 8% | 5446.4
48537 | Etherwan | EX27064-A43C | Industrial ( -10°C - 60°C ) Managed 24 100FX Fiber Ports + 4 Gigabit Fiber Ports. 19 Rack or Shelf Mount with Universal Internal Power Supply 100VAC - 260VAC." | Ea |  | 1 Year (5 Years) | 6060 | 8% | 5575.2
48538 | Etherwan | EX27064-A4AC | Industrial ( -10°C - 60°C ) Managed 24 100FX Fiber Ports + 4 Gigabit Fiber Ports. 19 Rack or Shelf Mount with Universal Internal Power Supply 100VAC - 260VAC." | Ea |  | 1 Year (5 Years) | 6240 | 8% | 5740.8
48539 | Etherwan | EX27064-A4BC | Industrial ( -10°C - 60°C ) Managed 24 100FX Fiber Ports + 4 Gigabit Fiber Ports. 19 Rack or Shelf Mount with Universal Internal Power Supply 100VAC - 260VAC." | Ea |  | 1 Year (5 Years) | 6600 | 8% | 6072
48540 | Etherwan | EX27064-A4RC | Industrial ( -10°C - 60°C ) Managed 24 100FX Fiber Ports + 4 Gigabit Fiber Ports. 19 Rack or Shelf Mount with Universal Internal Power Supply 100VAC - 260VAC." | Ea |  | 1 Year (5 Years) | 11900 | 8% | 10948
48541 | Etherwan | EX27064-A4SC | Industrial ( -10°C - 60°C ) Managed 24 100FX Fiber Ports + 4 Gigabit Fiber Ports. 19 Rack or Shelf Mount with Universal Internal Power Supply 100VAC - 260VAC." | Ea |  | 1 Year (5 Years) | 12400 | 8% | 11408
48542 | Etherwan | EX27064-B0VC | Industrial ( -10°C - 60°C ) Managed 24 100FX Fiber Ports + 4 Gigabit SFP Combo Ports. 19 Rack or Shelf Mount with Universal Internal Power Supply 100VAC - 260VAC." | Ea |  | 1 Year (5 Years) | 7360 | 8% | 6771.2
48543 | Etherwan | EX27064-B43C | Industrial ( -10°C - 60°C ) Managed 24 100FX Fiber Ports + 4 Gigabit Fiber Ports. 19 Rack or Shelf Mount with Universal Internal Power Supply 100VAC - 260VAC." | Ea |  | 1 Year (5 Years) | 7500 | 8% | 6900
48544 | Etherwan | EX27064-B4AC | Industrial ( -10°C - 60°C ) Managed 24 100FX Fiber Ports + 4 Gigabit Fiber Ports. 19 Rack or Shelf Mount with Universal Internal Power Supply 100VAC - 260VAC." | Ea |  | 1 Year (5 Years) | 7680 | 8% | 7065.6
48545 | Etherwan | EX27064-B4BC | Industrial ( -10°C - 60°C ) Managed 24 100FX Fiber Ports + 4 Gigabit Fiber Ports. 19 Rack or Shelf Mount with Universal Internal Power Supply 100VAC - 260VAC." | Ea |  | 1 Year (5 Years) | 8040 | 8% | 7396.8
48546 | Etherwan | EX27064-B4RC | Industrial ( -10°C - 60°C ) Managed 24 100FX Fiber Ports + 4 Gigabit Fiber Ports. 19 Rack or Shelf Mount with Universal Internal Power Supply 100VAC - 260VAC." | Ea |  | 1 Year (5 Years) | 13340 | 8% | 12272.8
48547 | Etherwan | EX27064-B4SC | Industrial ( -10°C - 60°C ) Managed 24 100FX Fiber Ports + 4 Gigabit Fiber Ports. 19 Rack or Shelf Mount with Universal Internal Power Supply 100VAC - 260VAC." | Ea |  | 1 Year (5 Years) | 13840 | 8% | 12732.8
48548 | Etherwan | EX27064-P0VC | Industrial ( -10°C - 60°C ) Managed 24 100FX Fiber Ports + 4 Gigabit SFP Combo Ports. 19 Rack or Shelf Mount with Universal Internal Power Supply 100VAC - 260VAC." | Ea |  | 1 Year (5 Years) | 9520 | 8% | 8758.4
48549 | Etherwan | EX27064-P43C | Industrial ( -10°C - 60°C ) Managed 24 100FX Fiber Ports + 4 Gigabit Fiber Ports. 19 Rack or Shelf Mount with Universal Internal Power Supply 100VAC - 260VAC." | Ea |  | 1 Year (5 Years) | 9660 | 8% | 8887.2
48550 | Etherwan | EX27064-P4AC | Industrial ( -10°C - 60°C ) Managed 24 100FX Fiber Ports + 4 Gigabit Fiber Ports. 19 Rack or Shelf Mount with Universal Internal Power Supply 100VAC - 260VAC." | Ea |  | 1 Year (5 Years) | 9840 | 8% | 9052.8
48551 | Etherwan | EX27064-P4BC | Industrial ( -10°C - 60°C ) Managed 24 100FX Fiber Ports + 4 Gigabit Fiber Ports. 19 Rack or Shelf Mount with Universal Internal Power Supply 100VAC - 260VAC." | Ea |  | 1 Year (5 Years) | 10200 | 8% | 9384
48552 | Etherwan | EX27064-P4RC | Industrial ( -10°C - 60°C ) Managed 24 100FX Fiber Ports + 4 Gigabit Fiber Ports. 19 Rack or Shelf Mount with Universal Internal Power Supply 100VAC - 260VAC." | Ea |  | 1 Year (5 Years) | 15500 | 8% | 14260
48553 | Etherwan | EX27064-P4SC | Industrial ( -10°C - 60°C ) Managed 24 100FX Fiber Ports + 4 Gigabit Fiber Ports. 19 Rack or Shelf Mount with Universal Internal Power Supply 100VAC - 260VAC." | Ea |  | 1 Year (5 Years) | 16000 | 8% | 14720
48554 | Etherwan | EX27064-Q0VC | Industrial ( -10°C - 60°C ) Managed 24 100FX Fiber Ports + 4 Gigabit SFP Combo Ports. 19 Rack or Shelf Mount with Universal Internal Power Supply 100VAC - 260VAC." | Ea |  | 1 Year (5 Years) | 10120 | 8% | 9310.4
48555 | Etherwan | EX27064-Q43C | Industrial ( -10°C - 60°C ) Managed 24 100FX Fiber Ports + 4 Gigabit Fiber Ports. 19 Rack or Shelf Mount with Universal Internal Power Supply 100VAC - 260VAC." | Ea |  | 1 Year (5 Years) | 10260 | 8% | 9439.2
48556 | Etherwan | EX27064-Q4AC | Industrial ( -10°C - 60°C ) Managed 24 100FX Fiber Ports + 4 Gigabit Fiber Ports. 19 Rack or Shelf Mount with Universal Internal Power Supply 100VAC - 260VAC." | Ea |  | 1 Year (5 Years) | 10440 | 8% | 9604.8
48557 | Etherwan | EX27064-Q4BC | Industrial ( -10°C - 60°C ) Managed 24 100FX Fiber Ports + 4 Gigabit Fiber Ports. 19 Rack or Shelf Mount with Universal Internal Power Supply 100VAC - 260VAC." | Ea |  | 1 Year (5 Years) | 10800 | 8% | 9936
48558 | Etherwan | EX27064-Q4RC | Industrial ( -10°C - 60°C ) Managed 24 100FX Fiber Ports + 4 Gigabit Fiber Ports. 19 Rack or Shelf Mount with Universal Internal Power Supply 100VAC - 260VAC." | Ea |  | 1 Year (5 Years) | 16100 | 8% | 14812
48559 | Etherwan | EX27064-Q4SC | Industrial ( -10°C - 60°C ) Managed 24 100FX Fiber Ports + 4 Gigabit Fiber Ports. 19 Rack or Shelf Mount with Universal Internal Power Supply 100VAC - 260VAC." | Ea |  | 1 Year (5 Years) | 16600 | 8% | 15272
48560 | Etherwan | EX27064-R0VC | Industrial ( -10°C - 60°C ) Managed 24 100FX Fiber Ports + 4 Gigabit Fiber Ports. 19 Rack or Shelf Mount with Universal Internal Power Supply 100VAC - 260VAC." | Ea |  | 1 Year (5 Years) | 16720 | 8% | 15382.4
48561 | Etherwan | EX27064-R43C | Industrial ( -10°C - 60°C ) Managed 24 100FX Fiber Ports + 4 Gigabit Fiber Ports. 19 Rack or Shelf Mount with Universal Internal Power Supply 100VAC - 260VAC." | Ea |  | 1 Year (5 Years) | 16860 | 8% | 15511.2
48562 | Etherwan | EX27064-R4AC | Industrial ( -10°C - 60°C ) Managed 24 100FX Fiber Ports + 4 Gigabit Fiber Ports. 19 Rack or Shelf Mount with Universal Internal Power Supply 100VAC - 260VAC." | Ea |  | 1 Year (5 Years) | 17040 | 8% | 15676.8
48563 | Etherwan | EX27064-R4BC | Industrial ( -10°C - 60°C ) Managed 24 100FX Fiber Ports + 4 Gigabit Fiber Ports. 19 Rack or Shelf Mount with Universal Internal Power Supply 100VAC - 260VAC." | Ea |  | 1 Year (5 Years) | 17400 | 8% | 16008
48564 | Etherwan | EX27064-R4RC | Industrial ( -10°C - 60°C ) Managed 24 100FX Fiber Ports + 4 Gigabit Fiber Ports. 19 Rack or Shelf Mount with Universal Internal Power Supply 100VAC - 260VAC." | Ea |  | 1 Year (5 Years) | 22700 | 8% | 20884
48565 | Etherwan | EX27064-R4SC | Industrial ( -10°C - 60°C ) Managed 24 100FX Fiber Ports + 4 Gigabit Fiber Ports. 19 Rack or Shelf Mount with Universal Internal Power Supply 100VAC - 260VAC." | Ea |  | 1 Year (5 Years) | 23200 | 8% | 21344
48566 | Etherwan | EX27064-S0VC | Industrial ( -10°C - 60°C ) Managed 24 100FX Fiber Ports + 4 Gigabit SFP Combo Ports. 19 Rack or Shelf Mount with Universal Internal Power Supply 100VAC - 260VAC." | Ea |  | 1 Year (5 Years) | 18160 | 8% | 16707.2
48567 | Etherwan | EX27064-S43C | Industrial ( -10°C - 60°C ) Managed 24 100FX Fiber Ports + 4 Gigabit Fiber Ports. 19 Rack or Shelf Mount with Universal Internal Power Supply 100VAC - 260VAC." | Ea |  | 1 Year (5 Years) | 18300 | 8% | 16836
48568 | Etherwan | EX27064-S4AC | Industrial ( -10°C - 60°C ) Managed 24 100FX Fiber Ports + 4 Gigabit Fiber Ports. 19 Rack or Shelf Mount with Universal Internal Power Supply 100VAC - 260VAC." | Ea |  | 1 Year (5 Years) | 18480 | 8% | 17001.6
48569 | Etherwan | EX27064-S4BC | Industrial ( -10°C - 60°C ) Managed 24 100FX Fiber Ports + 4 Gigabit Fiber Ports. 19 Rack or Shelf Mount with Universal Internal Power Supply 100VAC - 260VAC." | Ea |  | 1 Year (5 Years) | 18840 | 8% | 17332.8
48570 | Etherwan | EX27064-S4RC | Industrial ( -10°C - 60°C ) Managed 24 100FX Fiber Ports + 4 Gigabit Fiber Ports. 19 Rack or Shelf Mount with Universal Internal Power Supply 100VAC - 260VAC." | Ea |  | 1 Year (5 Years) | 24140 | 8% | 22208.8
48571 | Etherwan | EX27064-S4SC | Industrial ( -10°C - 60°C ) Managed 24 100FX Fiber Ports + 4 Gigabit Fiber Ports. 19 Rack or Shelf Mount with Universal Internal Power Supply 100VAC - 260VAC." | Ea |  | 1 Year (5 Years) | 24640 | 8% | 22668.8
48572 | Etherwan | EX27064-V0VC | Industrial ( -10°C - 60°C ) Managed 24 100FX SFP Ports + 4 Gigabit SFP Combo Ports. 19 Rack or Shelf Mount with Universal Internal Power Supply 100VAC - 260VAC." | Ea |  | 1 Year (5 Years) | 1600 | 8% | 1472
48573 | Etherwan | EX27064-V0VCR | Industrial ( -10°C - 60°C ) Managed 24 100FX SFP Ports + 4 Gigabit SFP Combo Ports. 19 Rack or Shelf Mount with Universal Redundant, Internal Power Supply 100VAC - 260VAC." | Ea |  | 1 Year (5 Years) | 1850 | 8% | 1702
48574 | Etherwan | EX27244-101C | Industrial ( -10°C - 60°C ) Managed 8 10/100TX Ports + 16 100FX Fiber Ports + 4 Gigabit TX Ports. 19 Rack or Shelf Mount with Universal Internal Power Supply 100VAC - 260VAC." | Ea |  | 1 Year (5 Years) | 1920 | 8% | 1766.4
48575 | Etherwan | EX27244-101WR | Industrial ( -10°C - 60°C ) Managed 8 10/100TX Ports + 16 100FX Fiber Ports + 4 Gigabit TX Ports. 19 Rack or Shelf Mount with Universal Internal Power Supply 88 - 370VDC and 90 - 264VAC Redundant (Terminal Block) | Ea |  | 1 Year (5 Years) | 2120 | 8% | 1950.4
48576 | Etherwan | EX27244-10VC | Industrial ( -10°C - 60°C ) Managed 8 10/100TX Ports + 16 100FX Fiber Ports + 4 Gigabit SFP Combo Ports. 19 Rack or Shelf Mount with Universal Internal Power Supply 100VAC - 260VAC." | Ea |  | 1 Year (5 Years) | 2320 | 8% | 2134.4
48577 | Etherwan | EX27244-12BC | Industrial ( -10°C - 60°C ) Managed 8 10/100TX Ports + 16 100FX Fiber Ports + 4 Gigabit Fiber Ports. 19 Rack or Shelf Mount with Universal Internal Power Supply 100VAC - 260VAC." | Ea |  | 1 Year (5 Years) | 2460 | 8% | 2263.2
48578 | Etherwan | EX27244-143C | Industrial ( -10°C - 60°C ) Managed 8 10/100TX Ports + 16 100FX Fiber Ports + 4 Gigabit Fiber Ports. 19 Rack or Shelf Mount with Universal Internal Power Supply 100VAC - 260VAC." | Ea |  | 1 Year (5 Years) | 2460 | 8% | 2263.2
48579 | Etherwan | EX27244-14AC | Industrial ( -10°C - 60°C ) Managed 8 10/100TX Ports + 16 100FX Fiber Ports + 4 Gigabit Fiber Ports. 19 Rack or Shelf Mount with Universal Internal Power Supply 100VAC - 260VAC." | Ea |  | 1 Year (5 Years) | 2640 | 8% | 2428.8
48580 | Etherwan | EX27244-14BC | Industrial ( -10°C - 60°C ) Managed 8 10/100TX Ports + 16 100FX Fiber Ports + 4 Gigabit Fiber Ports. 19 Rack or Shelf Mount with Universal Internal Power Supply 100VAC - 260VAC." | Ea |  | 1 Year (5 Years) | 3000 | 8% | 2760
48581 | Etherwan | EX27244-14RC | Industrial ( -10°C - 60°C ) Managed 8 10/100TX Ports + 16 100FX Fiber Ports + 4 Gigabit Fiber Ports. 19 Rack or Shelf Mount with Universal Internal Power Supply 100VAC - 260VAC." | Ea |  | 1 Year (5 Years) | 8300 | 8% | 7636
48582 | Etherwan | EX27244-14SC | Industrial ( -10°C - 60°C ) Managed 8 10/100TX Ports + 16 100FX Fiber Ports + 4 Gigabit Fiber Ports. 19 Rack or Shelf Mount with Universal Internal Power Supply 100VAC - 260VAC." | Ea |  | 1 Year (5 Years) | 8800 | 8% | 8096
48583 | Etherwan | EX27244-A0VC | Industrial ( -10°C - 60°C ) Managed 8 10/100TX Ports + 16 100FX Fiber Ports + 4 Gigabit SFP Combo Ports. 19 Rack or Shelf Mount with Universal Internal Power Supply 100VAC - 260VAC." | Ea |  | 1 Year (5 Years) | 4400 | 8% | 4048
48584 | Etherwan | EX27244-A43C | Industrial ( -10°C - 60°C ) Managed 8 10/100TX Ports + 16 100FX Fiber Ports + 4 Gigabit Fiber Ports. 19 Rack or Shelf Mount with Universal Internal Power Supply 100VAC - 260VAC." | Ea |  | 1 Year (5 Years) | 4540 | 8% | 4176.8
48585 | Etherwan | EX27244-A4AC | Industrial ( -10°C - 60°C ) Managed 8 10/100TX Ports + 16 100FX Fiber Ports + 4 Gigabit Fiber Ports. 19 Rack or Shelf Mount with Universal Internal Power Supply 100VAC - 260VAC." | Ea |  | 1 Year (5 Years) | 4720 | 8% | 4342.4
48586 | Etherwan | EX27244-A4BC | Industrial ( -10°C - 60°C ) Managed 8 10/100TX Ports + 16 100FX Fiber Ports + 4 Gigabit Fiber Ports. 19 Rack or Shelf Mount with Universal Internal Power Supply 100VAC - 260VAC." | Ea |  | 1 Year (5 Years) | 5080 | 8% | 4673.6
48587 | Etherwan | EX27244-A4RC | Industrial ( -10°C - 60°C ) Managed 8 10/100TX Ports + 16 100FX Fiber Ports + 4 Gigabit Fiber Ports. 19 Rack or Shelf Mount with Universal Internal Power Supply 100VAC - 260VAC." | Ea |  | 1 Year (5 Years) | 10380 | 8% | 9549.6
48588 | Etherwan | EX27244-A4SC | Industrial ( -10°C - 60°C ) Managed 8 10/100TX Ports + 16 100FX Fiber Ports + 4 Gigabit Fiber Ports. 19 Rack or Shelf Mount with Universal Internal Power Supply 100VAC - 260VAC." | Ea |  | 1 Year (5 Years) | 10880 | 8% | 10009.6
48589 | Etherwan | EX27244-B0VC | Industrial ( -10°C - 60°C ) Managed 8 10/100TX Ports + 16 100FX Fiber Ports + 4 Gigabit SFP Combo Ports. 19 Rack or Shelf Mount with Universal Internal Power Supply 100VAC - 260VAC." | Ea |  | 1 Year (5 Years) | 5360 | 8% | 4931.2
48590 | Etherwan | EX27244-B43C | Industrial ( -10°C - 60°C ) Managed 8 10/100TX Ports + 16 100FX Fiber Ports + 4 Gigabit Fiber Ports. 19 Rack or Shelf Mount with Universal Internal Power Supply 100VAC - 260VAC." | Ea |  | 1 Year (5 Years) | 5500 | 8% | 5060
48591 | Etherwan | EX27244-B4AC | Industrial ( -10°C - 60°C ) Managed 8 10/100TX Ports + 16 100FX Fiber Ports + 4 Gigabit Fiber Ports. 19 Rack or Shelf Mount with Universal Internal Power Supply 100VAC - 260VAC." | Ea |  | 1 Year (5 Years) | 5680 | 8% | 5225.6
48592 | Etherwan | EX27244-B4BC | Industrial ( -10°C - 60°C ) Managed 8 10/100TX Ports + 16 100FX Fiber Ports + 4 Gigabit Fiber Ports. 19 Rack or Shelf Mount with Universal Internal Power Supply 100VAC - 260VAC." | Ea |  | 1 Year (5 Years) | 6040 | 8% | 5556.8
48593 | Etherwan | EX27244-B4RC | Industrial ( -10°C - 60°C ) Managed 8 10/100TX Ports + 16 100FX Fiber Ports + 4 Gigabit Fiber Ports. 19 Rack or Shelf Mount with Universal Internal Power Supply 100VAC - 260VAC." | Ea |  | 1 Year (5 Years) | 11340 | 8% | 10432.8
48594 | Etherwan | EX27244-B4SC | Industrial ( -10°C - 60°C ) Managed 8 10/100TX Ports + 16 100FX Fiber Ports + 4 Gigabit Fiber Ports. 19 Rack or Shelf Mount with Universal Internal Power Supply 100VAC - 260VAC." | Ea |  | 1 Year (5 Years) | 11840 | 8% | 10892.8
48595 | Etherwan | EX27244-P0VC | Industrial ( -10°C - 60°C ) Managed 8 10/100TX Ports + 16 100FX Fiber Ports + 4 Gigabit SFP Combo Ports. 19 Rack or Shelf Mount with Universal Internal Power Supply 100VAC - 260VAC." | Ea |  | 1 Year (5 Years) | 6800 | 8% | 6256
48596 | Etherwan | EX27244-P43C | Industrial ( -10°C - 60°C ) Managed 8 10/100TX Ports + 16 100FX Fiber Ports + 4 Gigabit Fiber Ports. 19 Rack or Shelf Mount with Universal Internal Power Supply 100VAC - 260VAC." | Ea |  | 1 Year (5 Years) | 6940 | 8% | 6384.8
48597 | Etherwan | EX27244-P4AC | Industrial ( -10°C - 60°C ) Managed 8 10/100TX Ports + 16 100FX Fiber Ports + 4 Gigabit Fiber Ports. 19 Rack or Shelf Mount with Universal Internal Power Supply 100VAC - 260VAC." | Ea |  | 1 Year (5 Years) | 7120 | 8% | 6550.4
48598 | Etherwan | EX27244-P4BC | Industrial ( -10°C - 60°C ) Managed 8 10/100TX Ports + 16 100FX Fiber Ports + 4 Gigabit Fiber Ports. 19 Rack or Shelf Mount with Universal Internal Power Supply 100VAC - 260VAC." | Ea |  | 1 Year (5 Years) | 7480 | 8% | 6881.6
48599 | Etherwan | EX27244-P4RC | Industrial ( -10°C - 60°C ) Managed 8 10/100TX Ports + 16 100FX Fiber Ports + 4 Gigabit Fiber Ports. 19 Rack or Shelf Mount with Universal Internal Power Supply 100VAC - 260VAC." | Ea |  | 1 Year (5 Years) | 12780 | 8% | 11757.6
48600 | Etherwan | EX27244-P4SC | Industrial ( -10°C - 60°C ) Managed 8 10/100TX Ports + 16 100FX Fiber Ports + 4 Gigabit Fiber Ports. 19 Rack or Shelf Mount with Universal Internal Power Supply 100VAC - 260VAC." | Ea |  | 1 Year (5 Years) | 13280 | 8% | 12217.6
48601 | Etherwan | EX27244-Q0VC | Industrial ( -10°C - 60°C ) Managed 8 10/100TX Ports + 16 100FX Fiber Ports + 4 Gigabit SFP Combo Ports. 19 Rack or Shelf Mount with Universal Internal Power Supply 100VAC - 260VAC." | Ea |  | 1 Year (5 Years) | 7200 | 8% | 6624
48602 | Etherwan | EX27244-Q43C | Industrial ( -10°C - 60°C ) Managed 8 10/100TX Ports + 16 100FX Fiber Ports + 4 Gigabit Fiber Ports. 19 Rack or Shelf Mount with Universal Internal Power Supply 100VAC - 260VAC." | Ea |  | 1 Year (5 Years) | 7340 | 8% | 6752.8
48603 | Etherwan | EX27244-Q4AC | Industrial ( -10°C - 60°C ) Managed 8 10/100TX Ports + 16 100FX Fiber Ports + 4 Gigabit Fiber Ports. 19 Rack or Shelf Mount with Universal Internal Power Supply 100VAC - 260VAC." | Ea |  | 1 Year (5 Years) | 7520 | 8% | 6918.4
48604 | Etherwan | EX27244-Q4BC | Industrial ( -10°C - 60°C ) Managed 8 10/100TX Ports + 16 100FX Fiber Ports + 4 Gigabit Fiber Ports. 19 Rack or Shelf Mount with Universal Internal Power Supply 100VAC - 260VAC." | Ea |  | 1 Year (5 Years) | 7880 | 8% | 7249.6
48605 | Etherwan | EX27244-Q4RC | Industrial ( -10°C - 60°C ) Managed 8 10/100TX Ports + 16 100FX Fiber Ports + 4 Gigabit Fiber Ports. 19 Rack or Shelf Mount with Universal Internal Power Supply 100VAC - 260VAC." | Ea |  | 1 Year (5 Years) | 13180 | 8% | 12125.6
48606 | Etherwan | EX27244-Q4SC | Industrial ( -10°C - 60°C ) Managed 8 10/100TX Ports + 16 100FX Fiber Ports + 4 Gigabit Fiber Ports. 19 Rack or Shelf Mount with Universal Internal Power Supply 100VAC - 260VAC." | Ea |  | 1 Year (5 Years) | 13680 | 8% | 12585.6
48607 | Etherwan | EX27244-R0VC | Industrial ( -10°C - 60°C ) Managed 8 10/100TX Ports + 16 100FX Fiber Ports + 4 Gigabit SFP Combo Ports. 19 Rack or Shelf Mount with Universal Internal Power Supply 100VAC - 260VAC." | Ea |  | 1 Year (5 Years) | 11600 | 8% | 10672
48608 | Etherwan | EX27244-R43C | Industrial ( -10°C - 60°C ) Managed 8 10/100TX Ports + 16 100FX Fiber Ports + 4 Gigabit Fiber Ports. 19 Rack or Shelf Mount with Universal Internal Power Supply 100VAC - 260VAC." | Ea |  | 1 Year (5 Years) | 11740 | 8% | 10800.8
48609 | Etherwan | EX27244-R4AC | Industrial ( -10°C - 60°C ) Managed 8 10/100TX Ports + 16 100FX Fiber Ports + 4 Gigabit Fiber Ports. 19 Rack or Shelf Mount with Universal Internal Power Supply 100VAC - 260VAC." | Ea |  | 1 Year (5 Years) | 11920 | 8% | 10966.4
48610 | Etherwan | EX27244-R4BC | Industrial ( -10°C - 60°C ) Managed 8 10/100TX Ports + 16 100FX Fiber Ports + 4 Gigabit Fiber Ports. 19 Rack or Shelf Mount with Universal Internal Power Supply 100VAC - 260VAC." | Ea |  | 1 Year (5 Years) | 12280 | 8% | 11297.6
48611 | Etherwan | EX27244-R4RC | Industrial ( -10°C - 60°C ) Managed 8 10/100TX Ports + 16 100FX Fiber Ports + 4 Gigabit Fiber Ports. 19 Rack or Shelf Mount with Universal Internal Power Supply 100VAC - 260VAC." | Ea |  | 1 Year (5 Years) | 17580 | 8% | 16173.6
48612 | Etherwan | EX27244-R4SC | Industrial ( -10°C - 60°C ) Managed 8 10/100TX Ports + 16 100FX Fiber Ports + 4 Gigabit Fiber Ports. 19 Rack or Shelf Mount with Universal Internal Power Supply 100VAC - 260VAC." | Ea |  | 1 Year (5 Years) | 18080 | 8% | 16633.6
48613 | Etherwan | EX27244-S0VC | Industrial ( -10°C - 60°C ) Managed 8 10/100TX Ports + 16 100FX Fiber Ports + 4 Gigabit SFP Combo Ports. 19 Rack or Shelf Mount with Universal Internal Power Supply 100VAC - 260VAC." | Ea |  | 1 Year (5 Years) | 12560 | 8% | 11555.2
48614 | Etherwan | EX27244-S43C | Industrial ( -10°C - 60°C ) Managed 8 10/100TX Ports + 16 100FX Fiber Ports + 4 Gigabit Fiber Ports. 19 Rack or Shelf Mount with Universal Internal Power Supply 100VAC - 260VAC." | Ea |  | 1 Year (5 Years) | 12700 | 8% | 11684
48615 | Etherwan | EX27244-S4AC | Industrial ( -10°C - 60°C ) Managed 8 10/100TX Ports + 16 100FX Fiber Ports + 4 Gigabit Fiber Ports. 19 Rack or Shelf Mount with Universal Internal Power Supply 100VAC - 260VAC." | Ea |  | 1 Year (5 Years) | 12880 | 8% | 11849.6
48616 | Etherwan | EX27244-S4BC | Industrial ( -10°C - 60°C ) Managed 8 10/100TX Ports + 16 100FX Fiber Ports + 4 Gigabit Fiber Ports. 19 Rack or Shelf Mount with Universal Internal Power Supply 100VAC - 260VAC." | Ea |  | 1 Year (5 Years) | 13240 | 8% | 12180.8
48617 | Etherwan | EX27244-S4RC | Industrial ( -10°C - 60°C ) Managed 8 10/100TX Ports + 16 100FX Fiber Ports + 4 Gigabit Fiber Ports. 19 Rack or Shelf Mount with Universal Internal Power Supply 100VAC - 260VAC." | Ea |  | 1 Year (5 Years) | 18540 | 8% | 17056.8
48618 | Etherwan | EX27244-S4SC | Industrial ( -10°C - 60°C ) Managed 8 10/100TX Ports + 16 100FX Fiber Ports + 4 Gigabit Fiber Ports. 19 Rack or Shelf Mount with Universal Internal Power Supply 100VAC - 260VAC." | Ea |  | 1 Year (5 Years) | 19040 | 8% | 17516.8
48619 | Etherwan | EX27244-V0VC | Industrial ( -10°C - 60°C ) Managed 8 10/100TX Ports + 16 100FX SFP Ports + 4 Gigabit SFP Combo Ports. 19 Rack or Shelf Mount with Universal Internal Power Supply 100VAC - 260VAC." | Ea |  | 1 Year (5 Years) | 1520 | 8% | 1398.4
48620 | Etherwan | EX27424-10VC | Industrial ( -10°C - 60°C ) Managed 16 10/100TX Ports + 8 100FX Fiber Ports + 4 Gigabit SFP Combo Ports. 19 Rack or Shelf Mount with Universal Internal Power Supply 100VAC - 260VAC." | Ea |  | 1 Year (5 Years) | 1840 | 8% | 1692.8
48621 | Etherwan | EX27424-143C | Industrial ( -10°C - 60°C ) Managed 16 10/100TX Ports + 8 100FX Fiber Ports + 4 Gigabit Fiber Ports. 19 Rack or Shelf Mount with Universal Internal Power Supply 100VAC - 260VAC." | Ea |  | 1 Year (5 Years) | 1980 | 8% | 1821.6
48622 | Etherwan | EX27424-14AC | Industrial ( -10°C - 60°C ) Managed 16 10/100TX Ports + 8 100FX Fiber Ports + 4 Gigabit Fiber Ports. 19 Rack or Shelf Mount with Universal Internal Power Supply 100VAC - 260VAC." | Ea |  | 1 Year (5 Years) | 2160 | 8% | 1987.2
48623 | Etherwan | EX27424-14BC | Industrial ( -10°C - 60°C ) Managed 16 10/100TX Ports + 8 100FX Fiber Ports + 4 Gigabit Fiber Ports. 19 Rack or Shelf Mount with Universal Internal Power Supply 100VAC - 260VAC." | Ea |  | 1 Year (5 Years) | 2520 | 8% | 2318.4
48624 | Etherwan | EX27424-14RC | Industrial ( -10°C - 60°C ) Managed 16 10/100TX Ports + 8 100FX Fiber Ports + 4 Gigabit Fiber Ports. 19 Rack or Shelf Mount with Universal Internal Power Supply 100VAC - 260VAC." | Ea |  | 1 Year (5 Years) | 7820 | 8% | 7194.4
48625 | Etherwan | EX27424-14SC | Industrial ( -10°C - 60°C ) Managed 16 10/100TX Ports + 8 100FX Fiber Ports + 4 Gigabit Fiber Ports. 19 Rack or Shelf Mount with Universal Internal Power Supply 100VAC - 260VAC." | Ea |  | 1 Year (5 Years) | 8320 | 8% | 7654.4
48626 | Etherwan | EX27424-60VC | Industrial ( -10°C - 60°C ) Managed 16 10/100TX Ports + 8 100FX Fiber Ports + 4 Gigabit SFP Combo Ports. 19 Rack or Shelf Mount with Universal Internal Power Supply 100VAC - 260VAC." | Ea |  | 1 Year (5 Years) | 2880 | 8% | 2649.6
48627 | Etherwan | EX27424-A01C | Industrial ( -10°C - 60°C ) Managed 16 10/100TX Ports + 8 100FX Fiber Ports + 4 Gigabit Ports. 19 Rack or Shelf Mount with Universal Internal Power Supply 90 - 264VAC (AC Inlet) | Ea |  | 1 Year (5 Years) | 2205 | 8% | 2028.6
48628 | Etherwan | EX27424-A01T | Industrial ( -10°C - 60°C ) Managed 16 10/100TX Ports + 8 100FX Fiber Ports + 4 Gigabit Ports. 19 Rack or Shelf Mount with Universal Internal Power Supply ±48VDC (Terminal Block) | Ea |  | 1 Year (5 Years) | 1740 | 8% | 1600.8
48629 | Etherwan | EX27424-A0VC | Industrial ( -10°C - 60°C ) Managed 16 10/100TX Ports + 8 100FX Fiber Ports + 4 Gigabit SFP Combo Ports. 19 Rack or Shelf Mount with Universal Internal Power Supply 100VAC - 260VAC." | Ea |  | 1 Year (5 Years) | 2880 | 8% | 2649.6
48630 | Etherwan | EX27424-A0VT | Industrial ( -10°C - 60°C ) Managed 16 10/100TX Ports + 8 100FX Fiber Ports + 4 Gigabit SFP Combo Ports. 19 Rack or Shelf Mount with Universal Internal Power Supply ±48VDC (Terminal Block) | Ea |  | 1 Year (5 Years) | 2835 | 8% | 2608.2
48631 | Etherwan | EX27424-A43C | Industrial ( -10°C - 60°C ) Managed 16 10/100TX Ports + 8 100FX Fiber Ports + 4 Gigabit Fiber Ports. 19 Rack or Shelf Mount with Universal Internal Power Supply 100VAC - 260VAC." | Ea |  | 1 Year (5 Years) | 3020 | 8% | 2778.4
48632 | Etherwan | EX27424-A4AC | Industrial ( -10°C - 60°C ) Managed 16 10/100TX Ports + 8 100FX Fiber Ports + 4 Gigabit Fiber Ports. 19 Rack or Shelf Mount with Universal Internal Power Supply 100VAC - 260VAC." | Ea |  | 1 Year (5 Years) | 3200 | 8% | 2944
48633 | Etherwan | EX27424-A4BC | Industrial ( -10°C - 60°C ) Managed 16 10/100TX Ports + 8 100FX Fiber Ports + 4 Gigabit Fiber Ports. 19 Rack or Shelf Mount with Universal Internal Power Supply 100VAC - 260VAC." | Ea |  | 1 Year (5 Years) | 3560 | 8% | 3275.2
48634 | Etherwan | EX27424-A4RC | Industrial ( -10°C - 60°C ) Managed 16 10/100TX Ports + 8 100FX Fiber Ports + 4 Gigabit Fiber Ports. 19 Rack or Shelf Mount with Universal Internal Power Supply 100VAC - 260VAC." | Ea |  | 1 Year (5 Years) | 8860 | 8% | 8151.2
48635 | Etherwan | EX27424-A4SC | Industrial ( -10°C - 60°C ) Managed 16 10/100TX Ports + 8 100FX Fiber Ports + 4 Gigabit Fiber Ports. 19 Rack or Shelf Mount with Universal Internal Power Supply 100VAC - 260VAC." | Ea |  | 1 Year (5 Years) | 9360 | 8% | 8611.2
48636 | Etherwan | EX27424-B0VC | Industrial ( -10°C - 60°C ) Managed 16 10/100TX Ports + 8 100FX Fiber Ports + 4 Gigabit SFP Combo Ports. 19 Rack or Shelf Mount with Universal Internal Power Supply 100VAC - 260VAC." | Ea |  | 1 Year (5 Years) | 3360 | 8% | 3091.2
48637 | Etherwan | EX27424-B43C | Industrial ( -10°C - 60°C ) Managed 16 10/100TX Ports + 8 100FX Fiber Ports + 4 Gigabit Fiber Ports. 19 Rack or Shelf Mount with Universal Internal Power Supply 100VAC - 260VAC." | Ea |  | 1 Year (5 Years) | 3500 | 8% | 3220
48638 | Etherwan | EX27424-B4AC | Industrial ( -10°C - 60°C ) Managed 16 10/100TX Ports + 8 100FX Fiber Ports + 4 Gigabit Fiber Ports. 19 Rack or Shelf Mount with Universal Internal Power Supply 100VAC - 260VAC." | Ea |  | 1 Year (5 Years) | 3680 | 8% | 3385.6
48639 | Etherwan | EX27424-B4BC | Industrial ( -10°C - 60°C ) Managed 16 10/100TX Ports + 8 100FX Fiber Ports + 4 Gigabit Fiber Ports. 19 Rack or Shelf Mount with Universal Internal Power Supply 100VAC - 260VAC." | Ea |  | 1 Year (5 Years) | 4040 | 8% | 3716.8
48640 | Etherwan | EX27424-B4RC | Industrial ( -10°C - 60°C ) Managed 16 10/100TX Ports + 8 100FX Fiber Ports + 4 Gigabit Fiber Ports. 19 Rack or Shelf Mount with Universal Internal Power Supply 100VAC - 260VAC." | Ea |  | 1 Year (5 Years) | 9340 | 8% | 8592.8
48641 | Etherwan | EX27424-B4SC | Industrial ( -10°C - 60°C ) Managed 16 10/100TX Ports + 8 100FX Fiber Ports + 4 Gigabit Fiber Ports. 19 Rack or Shelf Mount with Universal Internal Power Supply 100VAC - 260VAC." | Ea |  | 1 Year (5 Years) | 9840 | 8% | 9052.8
48642 | Etherwan | EX27424-P0VC | Industrial ( -10°C - 60°C ) Managed 16 10/100TX Ports + 8 100FX Fiber Ports + 4 Gigabit SFP Combo Ports. 19 Rack or Shelf Mount with Universal Internal Power Supply 100VAC - 260VAC." | Ea |  | 1 Year (5 Years) | 4080 | 8% | 3753.6
48643 | Etherwan | EX27424-P43C | Industrial ( -10°C - 60°C ) Managed 16 10/100TX Ports + 8 100FX Fiber Ports + 4 Gigabit Fiber Ports. 19 Rack or Shelf Mount with Universal Internal Power Supply 100VAC - 260VAC." | Ea |  | 1 Year (5 Years) | 4220 | 8% | 3882.4
48644 | Etherwan | EX27424-P4AC | Industrial ( -10°C - 60°C ) Managed 16 10/100TX Ports + 8 100FX Fiber Ports + 4 Gigabit Fiber Ports. 19 Rack or Shelf Mount with Universal Internal Power Supply 100VAC - 260VAC." | Ea |  | 1 Year (5 Years) | 4400 | 8% | 4048
48645 | Etherwan | EX27424-P4BC | Industrial ( -10°C - 60°C ) Managed 16 10/100TX Ports + 8 100FX Fiber Ports + 4 Gigabit Fiber Ports. 19 Rack or Shelf Mount with Universal Internal Power Supply 100VAC - 260VAC." | Ea |  | 1 Year (5 Years) | 4760 | 8% | 4379.2
48646 | Etherwan | EX27424-P4RC | Industrial ( -10°C - 60°C ) Managed 16 10/100TX Ports + 8 100FX Fiber Ports + 4 Gigabit Fiber Ports. 19 Rack or Shelf Mount with Universal Internal Power Supply 100VAC - 260VAC." | Ea |  | 1 Year (5 Years) | 10060 | 8% | 9255.2
48647 | Etherwan | EX27424-P4SC | Industrial ( -10°C - 60°C ) Managed 16 10/100TX Ports + 8 100FX Fiber Ports + 4 Gigabit Fiber Ports. 19 Rack or Shelf Mount with Universal Internal Power Supply 100VAC - 260VAC." | Ea |  | 1 Year (5 Years) | 10560 | 8% | 9715.2
48648 | Etherwan | EX27424-Q0VC | Industrial ( -10°C - 60°C ) Managed 16 10/100TX Ports + 8 100FX Fiber Ports + 4 Gigabit SFP Combo Ports. 19 Rack or Shelf Mount with Universal Internal Power Supply 100VAC - 260VAC." | Ea |  | 1 Year (5 Years) | 4280 | 8% | 3937.6
48649 | Etherwan | EX27424-Q43C | Industrial ( -10°C - 60°C ) Managed 16 10/100TX Ports + 8 100FX Fiber Ports + 4 Gigabit Fiber Ports. 19 Rack or Shelf Mount with Universal Internal Power Supply 100VAC - 260VAC." | Ea |  | 1 Year (5 Years) | 4420 | 8% | 4066.4
48650 | Etherwan | EX27424-Q4AC | Industrial ( -10°C - 60°C ) Managed 16 10/100TX Ports + 8 100FX Fiber Ports + 4 Gigabit Fiber Ports. 19 Rack or Shelf Mount with Universal Internal Power Supply 100VAC - 260VAC." | Ea |  | 1 Year (5 Years) | 4600 | 8% | 4232
48651 | Etherwan | EX27424-Q4BC | Industrial ( -10°C - 60°C ) Managed 16 10/100TX Ports + 8 100FX Fiber Ports + 4 Gigabit Fiber Ports. 19 Rack or Shelf Mount with Universal Internal Power Supply 100VAC - 260VAC." | Ea |  | 1 Year (5 Years) | 4960 | 8% | 4563.2
48652 | Etherwan | EX27424-Q4RC | Industrial ( -10°C - 60°C ) Managed 16 10/100TX Ports + 8 100FX Fiber Ports + 4 Gigabit Fiber Ports. 19 Rack or Shelf Mount with Universal Internal Power Supply 100VAC - 260VAC." | Ea |  | 1 Year (5 Years) | 10260 | 8% | 9439.2
48653 | Etherwan | EX27424-Q4SC | Industrial ( -10°C - 60°C ) Managed 16 10/100TX Ports + 8 100FX Fiber Ports + 4 Gigabit Fiber Ports. 19 Rack or Shelf Mount with Universal Internal Power Supply 100VAC - 260VAC." | Ea |  | 1 Year (5 Years) | 10760 | 8% | 9899.2
48654 | Etherwan | EX27424-R0VC | Industrial ( -10°C - 60°C ) Managed 16 10/100TX Ports + 8 100FX Fiber Ports + 4 Gigabit SFP Combo Ports. 19 Rack or Shelf Mount with Universal Internal Power Supply 100VAC - 260VAC." | Ea |  | 1 Year (5 Years) | 6480 | 8% | 5961.6
48655 | Etherwan | EX27424-R43C | Industrial ( -10°C - 60°C ) Managed 16 10/100TX Ports + 8 100FX Fiber Ports + 4 Gigabit Fiber Ports. 19 Rack or Shelf Mount with Universal Internal Power Supply 100VAC - 260VAC." | Ea |  | 1 Year (5 Years) | 6620 | 8% | 6090.4
48656 | Etherwan | EX27424-R4AC | Industrial ( -10°C - 60°C ) Managed 16 10/100TX Ports + 8 100FX Fiber Ports + 4 Gigabit Fiber Ports. 19 Rack or Shelf Mount with Universal Internal Power Supply 100VAC - 260VAC." | Ea |  | 1 Year (5 Years) | 6800 | 8% | 6256
48657 | Etherwan | EX27424-R4BC | Industrial ( -10°C - 60°C ) Managed 16 10/100TX Ports + 8 100FX Fiber Ports + 4 Gigabit Fiber Ports. 19 Rack or Shelf Mount with Universal Internal Power Supply 100VAC - 260VAC." | Ea |  | 1 Year (5 Years) | 7160 | 8% | 6587.2
48658 | Etherwan | EX27424-R4RC | Industrial ( -10°C - 60°C ) Managed 16 10/100TX Ports + 8 100FX Fiber Ports + 4 Gigabit Fiber Ports. 19 Rack or Shelf Mount with Universal Internal Power Supply 100VAC - 260VAC." | Ea |  | 1 Year (5 Years) | 12460 | 8% | 11463.2
48659 | Etherwan | EX27424-R4SC | Industrial ( -10°C - 60°C ) Managed 16 10/100TX Ports + 8 100FX Fiber Ports + 4 Gigabit Fiber Ports. 19 Rack or Shelf Mount with Universal Internal Power Supply 100VAC - 260VAC." | Ea |  | 1 Year (5 Years) | 12960 | 8% | 11923.2
48660 | Etherwan | EX27424-S0VC | Industrial ( -10°C - 60°C ) Managed 16 10/100TX Ports + 8 100FX Fiber Ports + 4 Gigabit SFP Combo Ports. 19 Rack or Shelf Mount with Universal Internal Power Supply 100VAC - 260VAC." | Ea |  | 1 Year (5 Years) | 6960 | 8% | 6403.2
48661 | Etherwan | EX27424-S43C | Industrial ( -10°C - 60°C ) Managed 16 10/100TX Ports + 8 100FX Fiber Ports + 4 Gigabit Fiber Ports. 19 Rack or Shelf Mount with Universal Internal Power Supply 100VAC - 260VAC." | Ea |  | 1 Year (5 Years) | 7100 | 8% | 6532
48662 | Etherwan | EX27424-S4AC | Industrial ( -10°C - 60°C ) Managed 16 10/100TX Ports + 8 100FX Fiber Ports + 4 Gigabit Fiber Ports. 19 Rack or Shelf Mount with Universal Internal Power Supply 100VAC - 260VAC." | Ea |  | 1 Year (5 Years) | 7280 | 8% | 6697.6
48663 | Etherwan | EX27424-S4BC | Industrial ( -10°C - 60°C ) Managed 16 10/100TX Ports + 8 100FX Fiber Ports + 4 Gigabit Fiber Ports. 19 Rack or Shelf Mount with Universal Internal Power Supply 100VAC - 260VAC." | Ea |  | 1 Year (5 Years) | 7640 | 8% | 7028.8
48664 | Etherwan | EX27424-S4RC | Industrial ( -10°C - 60°C ) Managed 16 10/100TX Ports + 8 100FX Fiber Ports + 4 Gigabit Fiber Ports. 19 Rack or Shelf Mount with Universal Internal Power Supply 100VAC - 260VAC." | Ea |  | 1 Year (5 Years) | 12940 | 8% | 11904.8
48665 | Etherwan | EX27424-S4SC | Industrial ( -10°C - 60°C ) Managed 16 10/100TX Ports + 8 100FX Fiber Ports + 4 Gigabit Fiber Ports. 19 Rack or Shelf Mount with Universal Internal Power Supply 100VAC - 260VAC." | Ea |  | 1 Year (5 Years) | 13440 | 8% | 12364.8
48666 | Etherwan | EX27424-V0VC | Industrial ( -10°C - 60°C ) Managed 16 10/100TX Ports + 8 Port 100FX SFP Ports + 4 Gigabit SFP Combo Ports. 19 Rack or Shelf Mount with Universal Internal Power Supply 100VAC - 260VAC." | Ea |  | 1 Year (5 Years) | 1440 | 8% | 1324.8
48667 | Etherwan | EX27604-001C | Industrial ( -10°C - 60°C ) Managed 24 Port 10/100TX + 4 Gigabit TX Ports. 19 Rack or Shelf Mount with Universal Internal Power Supply 100VAC - 260VAC." | Ea |  | 1 Year (5 Years) | 960 | 8% | 883.2
48668 | Etherwan | EX27604-00VC | Industrial ( -10°C - 60°C ) Managed 24 Port 10/100TX + 4 Gigabit SFP Combo Ports. 19 Rack or Shelf Mount with Universal Internal Power Supply 100VAC - 260VAC." | Ea |  | 1 Year (5 Years) | 1360 | 8% | 1251.2
48669 | Etherwan | EX27604-00VT | Industrial ( -10°C - 60°C ) Managed 24 Port 10/100TX + 4 Gigabit SFP Combo Ports. 19 Rack or Shelf Mount with ±48VDC (Terminal Block). | Ea |  | 1 Year (5 Years) | 1324 | 8% | 1218.08
48670 | Etherwan | EX27604-025C | Industrial ( -10°C - 60°C ) Managed 24 Port 10/100TX+ 2 Gigabit Fiber Ports + 2 Gigabit TX Ports. 19 Rack or Shelf Mount with Universal Internal Power Supply 100VAC - 260VAC." | Ea |  | 1 Year (5 Years) | 1230 | 8% | 1131.6
48671 | Etherwan | EX27604-02BC | Industrial ( -10°C - 60°C ) Managed 24 Port 10/100TX+ 2 Gigabit Fiber Ports + 2 Gigabit TX Ports. 19 Rack or Shelf Mount with Universal Internal Power Supply 100VAC - 260VAC." | Ea |  | 1 Year (5 Years) | 1500 | 8% | 1380
48672 | Etherwan | EX27604-03BC | Industrial ( -10°C - 60°C ) Managed 24 Port 10/100TX+ 3 Gigabit Fiber Ports. 19 Rack or Shelf Mount with Universal Internal Power Supply 100VAC - 260VAC." | Ea |  | 1 Year (5 Years) | 1740 | 8% | 1600.8
48673 | Etherwan | EX27604-043C | Industrial ( -10°C - 60°C ) Managed 24 Port 10/100TX+ 4 Gigabit Fiber Ports. 19 Rack or Shelf Mount with Universal Internal Power Supply 100VAC - 260VAC." | Ea |  | 1 Year (5 Years) | 1500 | 8% | 1380
48674 | Etherwan | EX27604-04AC | Industrial ( -10°C - 60°C ) Managed 24 Port 10/100TX+ 4 Gigabit Fiber Ports. 19 Rack or Shelf Mount with Universal Internal Power Supply 100VAC - 260VAC." | Ea |  | 1 Year (5 Years) | 1680 | 8% | 1545.6
48675 | Etherwan | EX27604-04BC | Industrial ( -10°C - 60°C ) Managed 24 Port 10/100TX+ 4 Gigabit Fiber Ports. 19 Rack or Shelf Mount with Universal Internal Power Supply 100VAC - 260VAC." | Ea |  | 1 Year (5 Years) | 2040 | 8% | 1876.8
48676 | Etherwan | EX27604-04RC | Industrial ( -10°C - 60°C ) Managed 24 Port 10/100TX+ 4 Gigabit Fiber Ports. 19 Rack or Shelf Mount with Universal Internal Power Supply 100VAC - 260VAC." | Ea |  | 1 Year (5 Years) | 7340 | 8% | 6752.8
48677 | Etherwan | EX27604-04SC | Industrial ( -10°C - 60°C ) Managed 24 Port 10/100TX+ 4 Gigabit Fiber Ports. 19 Rack or Shelf Mount with Universal Internal Power Supply 100VAC - 260VAC." | Ea |  | 1 Year (5 Years) | 7840 | 8% | 7212.8
48678 | Etherwan | EX29000 R Option | R Added after power supply type for Redundant Power Supply add price to MSRP of base part number | Ea |  | 1 Year (5 Years) | 225 | 8% | 207
48679 | Etherwan | EX29000-00C | Industrial ( -10°C - 60°C ), IEC16850 & IEEE1613, Managed Ethernet Switch, Modular Chassis capable of 24 ports 100Mbps + 4 Ports 1000 Mbps with various Interfaces. Rack Mount with Internal Universal Power Supply, 100VAC - 260VAC, standard AC Cord. | Ea |  | 1 Year (5 Years) | 1000 | 8% | 920
48680 | Etherwan | EX29000-00CR | Industrial ( -10°C - 60°C ), IEC16850 & IEEE1613, Managed Ethernet Switch, Modular Chassis capable of 24 ports 100Mbps + 4 Ports 1000 Mbps with various Interfaces. Rack Mount with Internal Universal Redundant Power Supplies, 100VAC - 260VAC, standard AC Cord. | Ea |  | 1 Year (5 Years) | 1250 | 8% | 1150
48681 | Etherwan | EX29000-00T | Industrial( -10°C - 60°C ), IEC16850 & IEEE1613, Managed Ethernet Switch, Modular Chassis capable of 24 ports 100Mbps + 4 Ports 1000 Mbps with various Interfaces. Rack Mount with Internal Universal Power Supply, +/- 48VDC, Terminal Block. | Ea |  | 1 Year (5 Years) | 1080 | 8% | 993.6
48682 | Etherwan | EX29000-00W | Industrial( -10°C - 60°C ), IEC16850 & IEEE1613, Managed Ethernet Switch, Modular Chassis capable of 24 ports 100Mbps + 4 Ports 1000 Mbps with various Interfaces. Rack Mount with Internal Universal Power Supply, 88VDC - 370VDC and 90VAC - 264VAC, Terminal Block. | Ea |  | 1 Year (5 Years) | 1080 | 8% | 993.6
48683 | Etherwan | EX32008 | Industrial ( -10°C - 60°C ) 8 10/100TX Ports, Unmanaged Ethernet Switch, DIN Rail Mount, Terminal Block Power Connector (12VDC - 48DC) | Ea |  | 1 Year (5 Years) | 115 | 8% | 105.8
48684 | Etherwan | EX32017-1A | Industrial ( -10°C - 60°C ) 7 10/100TX Ports + 1 100FX MM Fixed Fiber Port, Unmanaged Ethernet Switch, DIN Rail Mount, Terminal Block Power Connector (12VDC - 48DC) | Ea |  | 1 Year (5 Years) | 215 | 8% | 197.8
48685 | Etherwan | EX32017-1B | Industrial ( -10°C - 60°C ) 7 10/100TX Ports + 1 100FX MM Fixed Fiber Port, Unmanaged Ethernet Switch, DIN Rail Mount, Terminal Block Power Connector (12VDC - 48DC) | Ea |  | 1 Year (5 Years) | 215 | 8% | 197.8
48686 | Etherwan | EX32017-2A | Industrial ( -10°C - 60°C ) 7 10/100TX Ports + 1 100FX MM Fixed Fiber Port, Unmanaged Ethernet Switch, DIN Rail Mount, Terminal Block Power Connector (12VDC - 48DC) | Ea |  | 1 Year (5 Years) | 330 | 8% | 303.6
48687 | Etherwan | EX32017-2D | Industrial ( -10°C - 60°C ) 7 10/100TX Ports + 1 100FX MM Fixed Fiber Port, Unmanaged Ethernet Switch, DIN Rail Mount, Terminal Block Power Connector (12VDC - 48DC) | Ea |  | 1 Year (5 Years) | 330 | 8% | 303.6
48688 | Etherwan | EX32017-2E | Industrial ( -10°C - 60°C ) 7 10/100TX Ports + 1 100FX MM Fixed Fiber Port, Unmanaged Ethernet Switch, DIN Rail Mount, Terminal Block Power Connector (12VDC - 48DC) | Ea |  | 1 Year (5 Years) | 450 | 8% | 414
48689 | Etherwan | EX32017-2G | Industrial ( -10°C - 60°C ) 7 10/100TX Ports + 1 100FX MM Fixed Fiber Port, Unmanaged Ethernet Switch, DIN Rail Mount, Terminal Block Power Connector (12VDC - 48DC) | Ea |  | 1 Year (5 Years) | 480 | 8% | 441.6
48690 | Etherwan | EX32905 | Industrial (-10°C - 60°C) Unmanaged 5 Port Gigabit DIN Rail Switch, Supports QoS, EEE, 12-48VDC Terminal Block Power Input | Ea |  | 1 Year (5 Years) | 198 | 8% | 182.16
48691 | Etherwan | EX32908 | Industrial (-10°C - 60°C) Unmanaged 8 Port Gigabit DIN Rail Switch, Supports QoS, EEE, 12-48VDC Terminal Block Power Input | Ea |  | 1 Year (5 Years) | 278 | 8% | 255.76
48692 | Etherwan | EX32914-3 | Industrial (-10°C - 60°C) Unmanaged 4 Port Gigabit + 1 Gigabit Fiber, DIN Rail Mounting, Supports QoS, EEE, 12-48VDC Terminal Block Input | Ea |  | 1 Year (5 Years) | 328 | 8% | 301.76
48693 | Etherwan | EX32914-5 | Industrial (-10°C - 60°C) Unmanaged 4 Port Gigabit + 1 Gigabit Fiber, DIN Rail Mounting, Supports QoS, EEE, 12-48VDC Terminal Block Input | Ea |  | 1 Year (5 Years) | 328 | 8% | 301.76
48694 | Etherwan | EX32914-A | Industrial (-10°C - 60°C) Unmanaged 4 Port Gigabit + 1 Gigabit Fiber, DIN Rail Mounting, Supports QoS, EEE, 12-48VDC Terminal Block Input | Ea |  | 1 Year (5 Years) | 428 | 8% | 393.76
48695 | Etherwan | EX32914-R | Industrial (-10°C - 60°C) Unmanaged 4 Port Gigabit + 1 Gigabit Fiber, DIN Rail Mounting, Supports QoS, EEE, 12-48VDC Terminal Block Input | Ea |  | 1 Year (5 Years) | 528 | 8% | 485.76
48696 | Etherwan | EX32914-S | Industrial (-10°C - 60°C) Unmanaged 4 Port Gigabit + 1 Gigabit Fiber, DIN Rail Mounting, Supports QoS, EEE, 12-48VDC Terminal Block Input | Ea |  | 1 Year (5 Years) | 578 | 8% | 531.76
48697 | Etherwan | EX32917-3 | Industrial (-10°C - 60°C) Unmanaged 7 Port Gigabit + 1 Gigabit Fiber, DIN Rail Mounting, Supports QoS, EEE, 12-48VDC Terminal Block Input | Ea |  | 1 Year (5 Years) | 408 | 8% | 375.36
48698 | Etherwan | EX32917-5 | Industrial (-10°C - 60°C) Unmanaged 7 Port Gigabit + 1 Gigabit Fiber, DIN Rail Mounting, Supports QoS, EEE, 12-48VDC Terminal Block Input | Ea |  | 1 Year (5 Years) | 408 | 8% | 375.36
48699 | Etherwan | EX32917-A | Industrial (-10°C - 60°C) Unmanaged 7 Port Gigabit + 1 Gigabit Fiber, DIN Rail Mounting, Supports QoS, EEE, 12-48VDC Terminal Block Input | Ea |  | 1 Year (5 Years) | 428 | 8% | 393.76
48700 | Etherwan | EX32917-R | Industrial (-10°C - 60°C) Unmanaged 7 Port Gigabit + 1 Gigabit Fiber, DIN Rail Mounting, Supports QoS, EEE, 12-48VDC Terminal Block Input | Ea |  | 1 Year (5 Years) | 578 | 8% | 531.76
48701 | Etherwan | EX32917-S | Industrial (-10°C - 60°C) Unmanaged 7 Port Gigabit + 1 Gigabit Fiber, DIN Rail Mounting, Supports QoS, EEE, 12-48VDC Terminal Block Input | Ea |  | 1 Year (5 Years) | 628 | 8% | 577.76
48702 | Etherwan | EX33142-10B | Unmanaged Industrial (-10°C - 60°C) 14 10/100TX Ports + 2 100FX Fiber Ports Switch DIN Rail or Panel Mount, Terminal Block and DC Jack | Ea |  | 1 Year (5 Years) | 592 | 8% | 544.64
48703 | Etherwan | EX33142-20B | Unmanaged Industrial (-10°C - 60°C) 14 10/100TX Ports + 2 100FX Fiber Ports Switch DIN Rail or Panel Mount, Terminal Block and DC Jack | Ea |  | 1 Year (5 Years) | 592 | 8% | 544.64
48704 | Etherwan | EX33142-A0B | Unmanaged Industrial (-10°C - 60°C) 14 10/100TX Ports + 2 100FX Fiber Ports Switch DIN Rail or Panel Mount, Terminal Block and DC Jack | Ea |  | 1 Year (5 Years) | 822 | 8% | 756.24
48705 | Etherwan | EX33142-B0B | Unmanaged Industrial (-10°C - 60°C) 14 10/100TX Ports + 2 100FX Fiber Ports Switch DIN Rail or Panel Mount, Terminal Block and DC Jack | Ea |  | 1 Year (5 Years) | 912 | 8% | 839.04
48706 | Etherwan | EX33142-H0B | Unmanaged Industrial (-10°C - 60°C) 14 10/100TX Ports + 2 100FX Fiber Ports Switch DIN Rail or Panel Mount, Terminal Block and DC Jack | Ea |  | 1 Year (5 Years) | 822 | 8% | 756.24
48707 | Etherwan | EX33142-P0B | Unmanaged Industrial (-10°C - 60°C) 14 10/100TX Ports + 2 100FX Fiber Ports Switch DIN Rail or Panel Mount, Terminal Block and DC Jack | Ea |  | 1 Year (5 Years) | 1072 | 8% | 986.24
48708 | Etherwan | EX33142-Q0B | Unmanaged Industrial (-10°C - 60°C) 14 10/100TX Ports + 2 100FX Fiber Ports Switch DIN Rail or Panel Mount, Terminal Block and DC Jack | Ea |  | 1 Year (5 Years) | 1152 | 8% | 1059.84
48709 | Etherwan | EX33142-R0B | Unmanaged Industrial (-10°C - 60°C) 14 10/100TX Ports + 2 100FX Fiber Ports Switch DIN Rail or Panel Mount, Terminal Block and DC Jack | Ea |  | 1 Year (5 Years) | 1672 | 8% | 1538.24
48710 | Etherwan | EX33142-S0B | Unmanaged Industrial (-10°C - 60°C) 14 10/100TX Ports + 2 100FX Fiber Ports Switch DIN Rail or Panel Mount, Terminal Block and DC Jack | Ea |  | 1 Year (5 Years) | 1792 | 8% | 1648.64
48711 | Etherwan | EX33151-10B | Unmanaged Industrial (-10°C - 60°C) 15 Port 10/100TX + 1 Port 100FX Fiber Port Switch DIN Rail or Panel Mount, Terminal Block and DC Jack | Ea |  | 1 Year (5 Years) | 490 | 8% | 450.8
48712 | Etherwan | EX33151-20B | Unmanaged Industrial (-10°C - 60°C) 15 10/100TX Ports + 1 100FX Fiber Port Switch DIN Rail or Panel Mount, Terminal Block and DC Jack | Ea |  | 1 Year (5 Years) | 490 | 8% | 450.8
48713 | Etherwan | EX33151-A0B | Unmanaged Industrial (-10°C - 60°C) 15 10/100TX Ports + 1 100FX Fiber Port Switch DIN Rail or Panel Mount, Terminal Block and DC Jack | Ea |  | 1 Year (5 Years) | 605 | 8% | 556.6
48714 | Etherwan | EX33151-B0B | Unmanaged Industrial (-10°C - 60°C) 15 10/100TX Ports + 1 100FX Fiber Port Switch DIN Rail or Panel Mount, Terminal Block and DC Jack | Ea |  | 1 Year (5 Years) | 650 | 8% | 598
48715 | Etherwan | EX33151-H0B | Unmanaged Industrial (-10°C - 60°C) 15 10/100TX Ports + 1 100FX Fiber Port Switch DIN Rail or Panel Mount, Terminal Block and DC Jack | Ea |  | 1 Year (5 Years) | 605 | 8% | 556.6
48716 | Etherwan | EX33151-P0B | Unmanaged Industrial (-10°C - 60°C) 15 10/100TX Ports + 1 100FX Fiber Port Switch DIN Rail or Panel Mount, Terminal Block and DC Jack | Ea |  | 1 Year (5 Years) | 730 | 8% | 671.6
48717 | Etherwan | EX33151-Q0B | Unmanaged Industrial (-10°C - 60°C) 15 10/100TX Ports + 1 100FX Fiber Port Switch DIN Rail or Panel Mount, Terminal Block and DC Jack | Ea |  | 1 Year (5 Years) | 770 | 8% | 708.4
48718 | Etherwan | EX33151-R0B | Unmanaged Industrial (-10°C - 60°C) 15 10/100TX Ports + 1 100FX Fiber Port Switch DIN Rail or Panel Mount, Terminal Block and DC Jack | Ea |  | 1 Year (5 Years) | 1030 | 8% | 947.6
48719 | Etherwan | EX33151-S0B | Unmanaged Industrial (-10°C - 60°C) 15 10/100TX Ports + 1 100FX Fiber Port Switch DIN Rail or Panel Mount, Terminal Block and DC Jack | Ea |  | 1 Year (5 Years) | 1090 | 8% | 1002.8
48720 | Etherwan | EX33160-00B | Unmanaged Industrial (-10°C - 60°C) 16 10/100TX Ports Switch DIN Rail or Panel Mount, Terminal Block and DC Jack | Ea |  | 1 Year (5 Years) | 388 | 8% | 356.96
48721 | Etherwan | EX34062-10B | Industrial (-10°C - 60°C) Unmanaged 6 10/100TX Ports (4 PoE (PSE) 802.3af) + 2 100FX Fiber Ports Switch. DIN Rail or Panel Mount, Terminal Block and DC Jack Power. 48VDC. | Ea |  | 1 Year (5 Years) | 766 | 8% | 704.72
48722 | Etherwan | EX34062-20B | Industrial (-10°C - 60°C) Unmanaged 6 10/100TX Ports (4 PoE (PSE) 802.3af) + 2 100FX Fiber Ports Switch. DIN Rail or Panel Mount, Terminal Block and DC Jack Power. 48VDC. | Ea |  | 1 Year (5 Years) | 766 | 8% | 704.72
48723 | Etherwan | EX34062-A0B | Industrial (-10°C - 60°C) Unmanaged 6 10/100TX Ports (4 PoE (PSE) 802.3af) + 2 100FX Fiber Ports Switch. DIN Rail or Panel Mount, Terminal Block and DC Jack Power. 48VDC. | Ea |  | 1 Year (5 Years) | 996 | 8% | 916.32
48724 | Etherwan | EX34062-B0B | Industrial (-10°C - 60°C) Unmanaged 6 10/100TX Ports (4 PoE (PSE) 802.3af) + 2 100FX Fiber Ports Switch. DIN Rail or Panel Mount, Terminal Block and DC Jack Power. 48VDC. | Ea |  | 1 Year (5 Years) | 1086 | 8% | 999.12
48725 | Etherwan | EX34062-H0B | Industrial (-10°C - 60°C) Unmanaged 6 10/100TX Ports (4 PoE (PSE) 802.3af) + 2 100FX Fiber Ports Switch. DIN Rail or Panel Mount, Terminal Block and DC Jack Power. 48VDC. | Ea |  | 1 Year (5 Years) | 996 | 8% | 916.32
48726 | Etherwan | EX34062-P0B | Industrial (-10°C - 60°C) Unmanaged 6 10/100TX Ports (4 PoE (PSE) 802.3af) + 2 100FX Fiber Ports Switch. DIN Rail or Panel Mount, Terminal Block and DC Jack Power. 48VDC. | Ea |  | 1 Year (5 Years) | 1246 | 8% | 1146.32
48727 | Etherwan | EX34062-Q0B | Industrial (-10°C - 60°C) Unmanaged 6 10/100TX Ports (4 PoE (PSE) 802.3af) + 2 100FX Fiber Ports Switch. DIN Rail or Panel Mount, Terminal Block and DC Jack Power. 48VDC. | Ea |  | 1 Year (5 Years) | 1326 | 8% | 1219.92
48728 | Etherwan | EX34062-R0B | Industrial (-10°C - 60°C) Unmanaged 6 10/100TX Ports (4 PoE (PSE) 802.3af) + 2 100FX Fiber Ports Switch. DIN Rail or Panel Mount, Terminal Block and DC Jack Power. 48VDC. | Ea |  | 1 Year (5 Years) | 1846 | 8% | 1698.32
48729 | Etherwan | EX34062-S0B | Industrial (-10°C - 60°C) Unmanaged 6 10/100TX Ports (4 PoE (PSE) 802.3af) + 2 100FX Fiber Ports Switch. DIN Rail or Panel Mount, Terminal Block and DC Jack Power. 48VDC. | Ea |  | 1 Year (5 Years) | 1966 | 8% | 1808.72
48730 | Etherwan | EX34071-10B | Industrial (-10°C - 60°C) Unmanaged 7 10/100TX Ports (4 PoE (PSE) 802.3af) + 1 100FX Fiber Port Switch. DIN Rail or Panel Mount, Terminal Block and DC Jack Power. 48VDC. | Ea |  | 1 Year (5 Years) | 664 | 8% | 610.88
48731 | Etherwan | EX34071-20B | Industrial (-10°C - 60°C) Unmanaged 7 10/100TX Ports (4 PoE (PSE) 802.3af) + 1 100FX Fiber Port Switch. DIN Rail or Panel Mount, Terminal Block and DC Jack Power. 48VDC. | Ea |  | 1 Year (5 Years) | 664 | 8% | 610.88
48732 | Etherwan | EX34071-A0B | Industrial (-10°C - 60°C) Unmanaged 7 10/100TX Ports (4 PoE (PSE) 802.3af) + 1 100FX Fiber Port Switch. DIN Rail or Panel Mount, Terminal Block and DC Jack Power. 48VDC. | Ea |  | 1 Year (5 Years) | 779 | 8% | 716.68
48733 | Etherwan | EX34071-B0B | Industrial (-10°C - 60°C) Unmanaged 7 10/100TX Ports (4 PoE (PSE) 802.3af) + 1 100FX Fiber Port Switch. DIN Rail or Panel Mount, Terminal Block and DC Jack Power. 48VDC. | Ea |  | 1 Year (5 Years) | 824 | 8% | 758.08
48734 | Etherwan | EX34071-H0B | Industrial (-10°C - 60°C) Unmanaged 7 10/100TX Ports (4 PoE (PSE) 802.3af) + 1 100FX Fiber Port Switch. DIN Rail or Panel Mount, Terminal Block and DC Jack Power. 48VDC. | Ea |  | 1 Year (5 Years) | 779 | 8% | 716.68
48735 | Etherwan | EX34071-P0B | Industrial (-10°C - 60°C) Unmanaged 7 10/100TX Ports (4 PoE (PSE) 802.3af) + 1 100FX Fiber Port Switch. DIN Rail or Panel Mount, Terminal Block and DC Jack Power. 48VDC. | Ea |  | 1 Year (5 Years) | 904 | 8% | 831.68
48736 | Etherwan | EX34071-Q0B | Industrial (-10°C - 60°C) Unmanaged 7 10/100TX Ports (4 PoE (PSE) 802.3af) + 1 100FX Fiber Port Switch. DIN Rail or Panel Mount, Terminal Block and DC Jack Power. 48VDC. | Ea |  | 1 Year (5 Years) | 944 | 8% | 868.48
48737 | Etherwan | EX34071-R0B | Industrial (-10°C - 60°C) Unmanaged 7 10/100TX Ports (4 PoE (PSE) 802.3af) + 1 100FX Fiber Port Switch. DIN Rail or Panel Mount, Terminal Block and DC Jack Power. 48VDC. | Ea |  | 1 Year (5 Years) | 1204 | 8% | 1107.68
48738 | Etherwan | EX34071-S0B | Industrial (-10°C - 60°C) Unmanaged 7 10/100TX Ports (4 PoE (PSE) 802.3af) + 1 100FX Fiber Port Switch. DIN Rail or Panel Mount, Terminal Block and DC Jack Power. 48VDC. | Ea |  | 1 Year (5 Years) | 1264 | 8% | 1162.88
48739 | Etherwan | EX34080-00B | Industrial (-10°C - 60°C) Unmanaged 8 10/100TX Ports (4 PoE (PSE) 802.3af) Switch. DIN Rail or Panel Mount, Terminal Block and DC Jack Power. 48VDC. | Ea |  | 1 Year (5 Years) | 562 | 8% | 517.04
48740 | Etherwan | EX38041-10B | 5 Port Industrial (-10°C - 60°C) Managed PoE Ethernet Switch, 4 10/100 PoE 30W ports, 120W PoE power budget, + 1 100FX Fiber port. Desktop or Wall Mount, DC Jack & Terminal Block Power Connector (47VDC - 57VDC) | Ea |  | 1 Year (5 Years) | 572 | 8% | 526.24
48741 | Etherwan | EX38041-20B | 5 Port Industrial (-10°C - 60°C) Managed PoE Ethernet Switch, 4 10/100 PoE 30W ports, 120W PoE power budget, + 1 100FX Fiber port. Desktop or Wall Mount, DC Jack & Terminal Block Power Connector (47VDC - 57VDC) | Ea |  | 1 Year (5 Years) | 572 | 8% | 526.24
48742 | Etherwan | EX38041-60B | 5 Port Industrial (-10°C - 60°C) Managed PoE Ethernet Switch, 4 10/100 PoE 30W ports, 120W PoE power budget, + 1 100FX Fiber port. Desktop or Wall Mount, DC Jack & Terminal Block Power Connector (47VDC - 57VDC) | Ea |  | 1 Year (5 Years) | 687 | 8% | 632.04
48743 | Etherwan | EX38041-70B | 5 Port Industrial (-10°C - 60°C) Managed PoE Ethernet Switch, 4 10/100 PoE 30W ports, 120W PoE power budget, + 1 100FX Fiber port. Desktop or Wall Mount, DC Jack & Terminal Block Power Connector (47VDC - 57VDC) | Ea |  | 1 Year (5 Years) | 725 | 8% | 667
48744 | Etherwan | EX38041-80B | 5 Port Industrial (-10°C - 60°C) Managed PoE Ethernet Switch, 4 10/100 PoE 30W ports, 120W PoE power budget, + 1 100FX Fiber port. Desktop or Wall Mount, DC Jack & Terminal Block Power Connector (47VDC - 57VDC) | Ea |  | 1 Year (5 Years) | 725 | 8% | 667
48745 | Etherwan | EX38041-90B | 5 Port Industrial (-10°C - 60°C) Managed PoE Ethernet Switch, 4 10/100 PoE 30W ports, 120W PoE power budget, + 1 100FX Fiber port. Desktop or Wall Mount, DC Jack & Terminal Block Power Connector (47VDC - 57VDC) | Ea |  | 1 Year (5 Years) | 742 | 8% | 682.64
48746 | Etherwan | EX38041-A0B | 5 Port Industrial (-10°C - 60°C) Managed PoE Ethernet Switch, 4 10/100 PoE 30W ports, 120W PoE power budget, + 1 100FX Fiber port. Desktop or Wall Mount, DC Jack & Terminal Block Power Connector (47VDC - 57VDC) | Ea |  | 1 Year (5 Years) | 752 | 8% | 691.84
48747 | Etherwan | EX38041-B0B | 5 Port Industrial (-10°C - 60°C) Managed PoE Ethernet Switch, 4 10/100 PoE 30W ports, 120W PoE power budget, + 1 100FX Fiber port. Desktop or Wall Mount, DC Jack & Terminal Block Power Connector (47VDC - 57VDC) | Ea |  | 1 Year (5 Years) | 1012 | 8% | 931.04
48748 | Etherwan | EX38041-H0B | 5 Port Industrial (-10°C - 60°C) Managed PoE Ethernet Switch, 4 10/100 PoE 30W ports, 120W PoE power budget, + 1 100FX Fiber port. Desktop or Wall Mount, DC Jack & Terminal Block Power Connector (47VDC - 57VDC) | Ea |  | 1 Year (5 Years) | 752 | 8% | 691.84
48749 | Etherwan | EX38041-P0B | 5 Port Industrial (-10°C - 60°C) Managed PoE Ethernet Switch, 4 10/100 PoE 30W ports, 120W PoE power budget, + 1 100FX Fiber port. Desktop or Wall Mount, DC Jack & Terminal Block Power Connector (47VDC - 57VDC) | Ea |  | 1 Year (5 Years) | 2102 | 8% | 1933.84
48750 | Etherwan | EX38041-Q0B | 5 Port Industrial (-10°C - 60°C) Managed PoE Ethernet Switch, 4 10/100 PoE 30W ports, 120W PoE power budget, + 1 100FX Fiber port. Desktop or Wall Mount, DC Jack & Terminal Block Power Connector (47VDC - 57VDC) | Ea |  | 1 Year (5 Years) | 2252 | 8% | 2071.84
48751 | Etherwan | EX38041-R0B | 5 Port Industrial (-10°C - 60°C) Managed PoE Ethernet Switch, 4 10/100 PoE 30W ports, 120W PoE power budget, + 1 100FX Fiber port. Desktop or Wall Mount, DC Jack & Terminal Block Power Connector (47VDC - 57VDC) | Ea |  | 1 Year (5 Years) | 2802 | 8% | 2577.84
48752 | Etherwan | EX38041-S0B | 5 Port Industrial (-10°C - 60°C) Managed PoE Ethernet Switch, 4 10/100 PoE 30W ports, 120W PoE power budget, + 1 100FX Fiber port. Desktop or Wall Mount, DC Jack & Terminal Block Power Connector (47VDC - 57VDC) | Ea |  | 1 Year (5 Years) | 2977 | 8% | 2738.84
48753 | Etherwan | EX38050-00B | 5 Port Hardened (-40°C - 75°C) Managed PoE Ethernet Switch, 4 10/100 PoE 30W ports, 120W PoE power budget. Desktop or Wall Mount, DC Jack & Terminal Block Power Connector (47VDC - 57VDC) | Ea |  | 1 Year (Limited Lifetime) | 507 | 8% | 466.44
48754 | Etherwan | EX39924-16 | Industrial (-10°C ~ 60°C) 24 Port Gigabit Unmanaged Switch with 8 Gigabit ports + 16 Gigabit SFP Combo Ports, Rack Mount, Internal Universal Power Supply 100-240 VAC | Ea |  | 1 Year (5 Years) | 1430 | 8% | 1315.6
48755 | Etherwan | EX39924-4 | Industrial (-10°C ~ 60°C) 24 Port Gigabit Unmanaged Switch with 20 Gigabit ports + 4 SFP+ Gigabit Ports, Rack Mount, Internal Universal Power Supply 100-240 VAC | Ea |  | 1 Year (5 Years) | 1190 | 8% | 1094.8
48756 | Etherwan | EX41-145044-1 | Power Supply, Hardened ( -40C - +75C ) External 100-240 VAC Input; TS2 rated; has DC Jack for DC Power Connection - 45W, 12VDC, 0-3.7A | Ea |  | 1 Year (Limited Lifetime) | 95 | 8% | 87.4
48757 | Etherwan | EX41-145046-1 | Power Supply, Hardened ( -40C - +75C ) External, TS2 rated; Input Rating - 90-264VAC (47-63Hz), Output Rating 45W, 12VDC, 0-3.7A | Ea |  | 1 Year (Limited Lifetime) | 95 | 8% | 87.4
48758 | Etherwan | EX41922 | Hardened (-40°C to 75°C) Unmanaged 4 port Ethernet switch, 2 Gigabit RJ45 + 2 Dual Rate 100/1000 SFP ports. Din-Rail Mount, Redundant 12-48VDC Power Input, Port Fault & Power Failure Alarm Relay. | Ea |  | 1 Year (Limited Lifetime) | 329 | 8% | 302.68
48759 | Etherwan | EX41922-T | Hardened (-40°C to 75°C) Unmanaged 4 port Ethernet switch, 2 802.3at PoE Gigabit prots + 2 Dual Rate 100/1000 SFP ports. 60W PoE Power Budget, Din-Rail Mount, Redundant 12-48VDC Power Input, Port Fault & Power Failure Alarm Relay. | Ea |  | 1 Year (Limited Lifetime) | 395 | 8% | 363.4
48760 | Etherwan | EX42005-00-1-A | Industrial ( -10°C ~ 60°C )Unmanaged 5 Port 10/100TX Ethernet Switch. DIN Rail Mount, Terminal Block Power 12VDC - 48VDC. | Ea |  | 1 Year (5 Years) | 99 | 8% | 91.08
48761 | Etherwan | EX42008 | Hardened ( -40°C - 75°C ) 8 10/100TX Ports, Unmanaged Ethernet Switch, DIN Rail Mount, Terminal Block Power Connector (12VDC - 48DC) | Ea |  | 1 Year (Limited Lifetime) | 150 | 8% | 138
48762 | Etherwan | EX42011-1A-1-A | Industrial ( -10°C ~ 60°C )Unmanaged 1 10/100TX Port + 1 100FX Fiber Port Ethernet Switch. DIN Rail Mount, Terminal Block Power 12VDC - 48VDC. | Ea |  | 1 Year (5 Years) | 169 | 8% | 155.48
48763 | Etherwan | EX42011-1B-1-A | Industrial ( -10°C ~ 60°C )Unmanaged 1 10/100TX Port + 1 100FX Fiber Port Ethernet Switch. DIN Rail Mount, Terminal Block Power 12VDC - 48VDC. | Ea |  | 1 Year (5 Years) | 169 | 8% | 155.48
48764 | Etherwan | EX42011-2A-1-A | Industrial ( -10°C ~ 60°C )Unmanaged 1 10/100TX Port + 1 100FX Fiber Port Ethernet Switch. DIN Rail Mount, Terminal Block Power 12VDC - 48VDC. | Ea |  | 1 Year (5 Years) | 284 | 8% | 261.28
48765 | Etherwan | EX42011-2B-1-A | Industrial ( -10°C ~ 60°C )Unmanaged 1 10/100TX Port + 1 100FX Fiber Port Ethernet Switch. DIN Rail Mount, Terminal Block Power 12VDC - 48VDC. | Ea |  | 1 Year (5 Years) | 324 | 8% | 298.08
48766 | Etherwan | EX42011-2C-1-A | Industrial ( -10°C ~ 60°C )Unmanaged 1 10/100TX Port + 1 100FX Fiber Port Ethernet Switch. DIN Rail Mount, Terminal Block Power 12VDC - 48VDC. | Ea |  | 1 Year (5 Years) | 629 | 8% | 578.68
48767 | Etherwan | EX42011-2D-1-A | Industrial ( -10°C ~ 60°C )Unmanaged 1 10/100TX Port + 1 100FX Fiber Port Ethernet Switch. DIN Rail Mount, Terminal Block Power 12VDC - 48VDC. | Ea |  | 1 Year (5 Years) | 284 | 8% | 261.28
48768 | Etherwan | EX42011-2E-1-A | Industrial ( -10°C ~ 60°C )Unmanaged 1 10/100TX Port + 1 100FX Fiber Port Ethernet Switch. DIN Rail Mount, Terminal Block Power 12VDC - 48VDC. | Ea |  | 1 Year (5 Years) | 404 | 8% | 371.68
48769 | Etherwan | EX42011-2G-1-A | Industrial ( -10°C ~ 60°C )Unmanaged 1 10/100TX Port + 1 100FX Fiber Port Ethernet Switch. DIN Rail Mount, Terminal Block Power 12VDC - 48VDC. | Ea |  | 1 Year (5 Years) | 434 | 8% | 399.28
48770 | Etherwan | EX42014-1A-1-A | Industrial ( -10°C ~ 60°C )Unmanaged 4 10/100TX Ports + 1 100FX Fiber Port Ethernet Switch. DIN Rail Mount, Terminal Block Power 12VDC - 48VDC. | Ea |  | 1 Year (5 Years) | 199 | 8% | 183.08
48771 | Etherwan | EX42014-1B-1-A | Industrial ( -10°C ~ 60°C )Unmanaged 4 10/100TX Ports + 1 100FX Fiber Port Ethernet Switch. DIN Rail Mount, Terminal Block Power 12VDC - 48VDC. | Ea |  | 1 Year (5 Years) | 199 | 8% | 183.08
48772 | Etherwan | EX42014-2A-1-A | Industrial ( -10°C ~ 60°C )Unmanaged 4 10/100TX Ports + 1 100FX Fiber Port Ethernet Switch. DIN Rail Mount, Terminal Block Power 12VDC - 48VDC. | Ea |  | 1 Year (5 Years) | 314 | 8% | 288.88
48773 | Etherwan | EX42014-2B-1-A | Industrial ( -10°C ~ 60°C )Unmanaged 4 10/100TX Ports + 1 100FX Fiber Port Ethernet Switch. DIN Rail Mount, Terminal Block Power 12VDC - 48VDC. | Ea |  | 1 Year (5 Years) | 354 | 8% | 325.68
48774 | Etherwan | EX42014-2C-1-A | Industrial ( -10°C ~ 60°C )Unmanaged 4 10/100TX Ports + 1 100FX Fiber Port Ethernet Switch. DIN Rail Mount, Terminal Block Power 12VDC - 48VDC. | Ea |  | 1 Year (5 Years) | 659 | 8% | 606.28
48775 | Etherwan | EX42014-2D-1-A | Industrial ( -10°C ~ 60°C )Unmanaged 4 10/100TX Ports + 1 100FX Fiber Port Ethernet Switch. DIN Rail Mount, Terminal Block Power 12VDC - 48VDC. | Ea |  | 1 Year (5 Years) | 314 | 8% | 288.88
48776 | Etherwan | EX42014-2E-1-A | Industrial ( -10°C ~ 60°C )Unmanaged 4 10/100TX Ports + 1 100FX Fiber Port Ethernet Switch. DIN Rail Mount, Terminal Block Power 12VDC - 48VDC. | Ea |  | 1 Year (5 Years) | 434 | 8% | 399.28
48777 | Etherwan | EX42014-2G-1-A | Industrial ( -10°C ~ 60°C )Unmanaged 4 10/100TX Ports + 1 100FX Fiber Port Ethernet Switch. DIN Rail Mount, Terminal Block Power 12VDC - 48VDC. | Ea |  | 1 Year (5 Years) | 464 | 8% | 426.88
48778 | Etherwan | EX42017-1A | Hardened ( -40°C - 75°C ) 7 10/100TX + 1 100FX Fixed Fiber Port Unmanaged Ethernet Switch, DIN Rail Mount, Terminal Block Power Connector (12VDC - 48DC) | Ea |  | 1 Year (Limited Lifetime) Warranty | 250 | 8% | 230
48779 | Etherwan | EX42017-1B | Hardened ( -40°C - 75°C ) 7 10/100TX + 1 100FX Fixed Fiber Port Unmanaged Ethernet Switch, DIN Rail Mount, Terminal Block Power Connector (12VDC - 48DC) | Ea |  | 1 Year (Limited Lifetime) Warranty | 250 | 8% | 230
48780 | Etherwan | EX42017-2A | Hardened ( -40°C - 75°C ) 7 10/100TX + 1 100FX Fixed Fiber Port Unmanaged Ethernet Switch, DIN Rail Mount, Terminal Block Power Connector (12VDC - 48DC) | Ea |  | 1 Year (Limited Lifetime) Warranty | 365 | 8% | 335.8
48781 | Etherwan | EX42017-2D | Hardened ( -40°C - 75°C ) 7 10/100TX + 1 100FX Fixed Fiber Port Unmanaged Ethernet Switch, DIN Rail Mount, Terminal Block Power Connector (12VDC - 48DC) | Ea |  | 1 Year (Limited Lifetime) Warranty | 365 | 8% | 335.8
48782 | Etherwan | EX42017-2E | Hardened ( -40°C - 75°C ) 7 10/100TX + 1 100FX Fixed Fiber Port Unmanaged Ethernet Switch, DIN Rail Mount, Terminal Block Power Connector (12VDC - 48DC) | Ea |  | 1 Year (Limited Lifetime) Warranty | 485 | 8% | 446.2
48783 | Etherwan | EX42017-2G | Hardened ( -40°C - 75°C ) 7 10/100TX + 1 100FX Fixed Fiber Port Unmanaged Ethernet Switch, DIN Rail Mount, Terminal Block Power Connector (12VDC - 48DC) | Ea |  | 1 Year (Limited Lifetime) Warranty | 515 | 8% | 473.8
48784 | Etherwan | EX42305 | 5 Port Hardened (-40°C - 75°C) PoE+ Ethernet Switch 4 10/100 BaseT 802.3at PoE Ports + 1 Gigabit Port, 120W PoE Power Budget, DIN Rail Mounting , Supports QoS, EEE, 24/48VDC Terminal Block Power Input, Power supply sold separately. | Ea |  | 1 Year (Limited Lifetime) Warranty | 595 | 8% | 547.4
48785 | Etherwan | EX42315-3 | 6 Port Hardened (-40°C - 75°C) PoE+ Ethernet Switch 4 10/100 BaseT 802.3at PoE Ports + 1 Gigabit RJ45 Port + 1 Fiber Port, 120W PoE Power Budget, DIN Rail Mounting , Supports QoS, EEE, 24/48VDC Terminal Block Power Input, Power supply sold separately. | Ea |  | 1 Year (Limited Lifetime) Warranty | 755 | 8% | 694.6
48786 | Etherwan | EX42315-4 | 6 Port Hardened (-40°C - 75°C) PoE+ Ethernet Switch 4 10/100 BaseT 802.3at PoE Ports + 1 Gigabit RJ45 Port + 1 Fiber Port, 120W PoE Power Budget, DIN Rail Mounting , Supports QoS, EEE, 24/48VDC Terminal Block Power Input, Power supply sold separately. | Ea |  | 1 Year (Limited Lifetime) Warranty | 845 | 8% | 777.4
48787 | Etherwan | EX42315-5 | 6 Port Hardened (-40°C - 75°C) PoE+ Ethernet Switch 4 10/100 BaseT 802.3at PoE Ports + 1 Gigabit RJ45 Port + 1 Fiber Port, 120W PoE Power Budget, DIN Rail Mounting , Supports QoS, EEE, 24/48VDC Terminal Block Power Input, Power supply sold separately. | Ea |  | 1 Year (Limited Lifetime) Warranty | 755 | 8% | 694.6
48788 | Etherwan | EX42315-A | 6 Port Hardened (-40°C - 75°C) PoE+ Ethernet Switch 4 10/100 BaseT 802.3at PoE Ports + 1 Gigabit RJ45 Port + 1 Fiber Port, 120W PoE Power Budget, DIN Rail Mounting , Supports QoS, EEE, 24/48VDC Terminal Block Power Input, Power supply sold separately. | Ea |  | 1 Year (Limited Lifetime) Warranty | 845 | 8% | 777.4
48789 | Etherwan | EX42315-R | 6 Port Hardened (-40°C - 75°C) PoE+ Ethernet Switch 4 10/100 BaseT 802.3at PoE Ports + 1 Gigabit RJ45 Port + 1 Fiber Port, 120W PoE Power Budget, DIN Rail Mounting , Supports QoS, EEE, 24/48VDC Terminal Block Power Input, Power supply sold separately. | Ea |  | 1 Year (Limited Lifetime) Warranty | 1190 | 8% | 1094.8
48790 | Etherwan | EX42315-S | 6 Port Hardened (-40°C - 75°C) PoE+ Ethernet Switch 4 10/100 BaseT 802.3at PoE Ports + 1 Gigabit RJ45 Port + 1 Fiber Port, 120W PoE Power Budget, DIN Rail Mounting , Supports QoS, EEE, 24/48VDC Terminal Block Power Input, Power supply sold separately. | Ea |  | 1 Year (Limited Lifetime) Warranty | 1240 | 8% | 1140.8
48791 | Etherwan | EX42315-V | 6 Port Hardened (-40°C - 75°C) PoE+ Ethernet Switch 4 10/100 BaseT 802.3at PoE Ports + 1 Gigabit RJ45 Port + 1 SFP Port, 120W PoE Power Budget, DIN Rail Mounting , Supports QoS, EEE, 24/48VDC Terminal Block Power Input, Power supply sold separately. | Ea |  | 1 Year (Limited Lifetime) Warranty | 660 | 8% | 607.2
48792 | Etherwan | EX42905 | Hardended (-40°C - 75°C) Unmanaged 5 Port Gigabit DIN Rail Switch, Supports QoS, EEE, 12-48VDC Terminal Block Power Input | Ea |  | 1 Year (Limited Lifetime) Warranty | 359 | 8% | 330.28
48793 | Etherwan | EX42908 | Hardended (-40°C - 75°C) Unmanaged 8 Port Gigabit DIN Rail Switch, Supports QoS, EEE, 12-48VDC Terminal Block Power Input | Ea |  | 1 Year (Limited Lifetime) Warranty | 469 | 8% | 431.48
48794 | Etherwan | EX42914-3 | Hardened (-40°C - 75°C) Unmanaged 4 Port Gigabit + 1 Gigabit Fiber, DIN Rail Mounting, Supports QoS, EEE, 12-48VDC Terminal Block Input | Ea |  | 1 Year (Limited Lifetime) Warranty | 509 | 8% | 468.28
48795 | Etherwan | EX42914-5 | Hardened (-40°C - 75°C) Unmanaged 4 Port Gigabit + 1 Gigabit Fiber, DIN Rail Mounting, Supports QoS, EEE, 12-48VDC Terminal Block Input | Ea |  | 1 Year (Limited Lifetime) Warranty | 509 | 8% | 468.28
48796 | Etherwan | EX42914-A | Hardened (-40°C - 75°C) Unmanaged 4 Port Gigabit + 1 Gigabit Fiber, DIN Rail Mounting, Supports QoS, EEE, 12-48VDC Terminal Block Input | Ea |  | 1 Year (Limited Lifetime) Warranty | 589 | 8% | 541.88
48797 | Etherwan | EX42914-R | Hardened (-40°C - 75°C) Unmanaged 4 Port Gigabit + 1 Gigabit Fiber, DIN Rail Mounting, Supports QoS, EEE, 12-48VDC Terminal Block Input | Ea |  | 1 Year (Limited Lifetime) Warranty | 945 | 8% | 869.4
48798 | Etherwan | EX42914-S | Hardened (-40°C - 75°C) Unmanaged 4 Port Gigabit + 1 Gigabit Fiber, DIN Rail Mounting, Supports QoS, EEE, 12-48VDC Terminal Block Input | Ea |  | 1 Year (Limited Lifetime) Warranty | 995 | 8% | 915.4
48799 | Etherwan | EX42917-3 | Hardened (-40°C - 75°C) Unmanaged 7 Port Gigabit + 1 Gigabit Fiber, DIN Rail Mounting, Supports QoS, EEE, 12-48VDC Terminal Block Input | Ea |  | 1 Year (Limited Lifetime) Warranty | 619 | 8% | 569.48
48800 | Etherwan | EX42917-5 | Hardened (-40°C - 75°C) Unmanaged 7 Port Gigabit + 1 Gigabit Fiber, DIN Rail Mounting, Supports QoS, EEE, 12-48VDC Terminal Block Input | Ea |  | 1 Year (Limited Lifetime) Warranty | 619 | 8% | 569.48
48801 | Etherwan | EX42917-A | Hardened (-40°C - 75°C) Unmanaged 7 Port Gigabit + 1 Gigabit Fiber, DIN Rail Mounting, Supports QoS, EEE, 12-48VDC Terminal Block Input | Ea |  | 1 Year (Limited Lifetime) Warranty | 699 | 8% | 643.08
48802 | Etherwan | EX42917-R | Hardened (-40°C - 75°C) Unmanaged 7 Port Gigabit + 1 Gigabit Fiber, DIN Rail Mounting, Supports QoS, EEE, 12-48VDC Terminal Block Input | Ea |  | 1 Year (Limited Lifetime) Warranty | 1055 | 8% | 970.6
48803 | Etherwan | EX42917-S | Hardened (-40°C - 75°C) Unmanaged 7 Port Gigabit + 1 Gigabit Fiber, DIN Rail Mounting, Supports QoS, EEE, 12-48VDC Terminal Block Input | Ea |  | 1 Year (Limited Lifetime) Warranty | 1105 | 8% | 1016.6
48804 | Etherwan | EX43008-00-1-AA | Industrial (-20°C ~ 60°C) Unmanaged 8-port 10/100BASE-TX Ethernet Switch. DIN Rail Mount, Terminal Block with Alarm Relay (12~48VDC) Power Input, Power Supply Sold Separately. | Ea |  | 1 Year (5 Years) | 209 | 8% | 192.28
48805 | Etherwan | EX43026-1A-1-AA | Industrial (-20°C ~ 60°C) Unmanaged 6-port 10/100BASE-TX + 2-port 100FX MM SC Ethernet Switch. DIN Rail Mount, Terminal Block with Alarm Relay (12~48VDC) Power Input, Power Supply Sold Separately | Ea |  | 1 Year (5 Years) | 413 | 8% | 379.96
48806 | Etherwan | EX43026-1B-1-AA | Industrial (-20°C ~ 60°C) Unmanaged 6-port 10/100BASE-TX + 2-port 100FX MM SC Ethernet Switch. DIN Rail Mount, Terminal Block with Alarm Relay (12~48VDC) Power Input, Power Supply Sold Separately | Ea |  | 1 Year (5 Years) | 413 | 8% | 379.96
48807 | Etherwan | EX43026-2A-1-AA | Industrial (-20°C ~ 60°C) Unmanaged 6-port 10/100BASE-TX + 2-port 100FX SM (SC) 20Km Ethernet Switch. DIN Rail Mount, Terminal Block with Alarm Relay (12~48VDC) Power Input, Power Supply Sold Separately | Ea |  | 1 Year (5 Years) | 643 | 8% | 591.56
48808 | Etherwan | EX43026-2D-1-AA | Industrial (-20°C ~ 60°C) Unmanaged 6-port 10/100BASE-TX + 2-port 100FX SM (ST) 20Km Ethernet Switch. DIN Rail Mount, Terminal Block with Alarm Relay (12~48VDC) Power Input, Power Supply Sold Separately | Ea |  | 1 Year (5 Years) | 643 | 8% | 591.56
48809 | Etherwan | EX43026-2E-1-AA | Industrial (-20°C ~ 60°C) Unmanaged 6-port 10/100BASE-TX + 2-port 100FX SM (SC) WDM-TX:1310nm/RX:1550nm 20Km Ethernet Switch. DIN Rail Mount, Terminal Block with Alarm Relay (12~48VDC) Power Input, Power Supply Sold Separately | Ea |  | 1 Year (5 Years) | 893 | 8% | 821.56
48810 | Etherwan | EX43026-2G-1-AA | Industrial (-20°C ~ 60°C) Unmanaged 6-port 10/100BASE-TX + 2-port 100FX SM (SC) WDM-TX-1550nm/RX:1310nm 20Km Ethernet Switch. DIN Rail Mount, Terminal Block with Alarm Relay (12~48VDC) Power Input, Power Supply Sold Separately | Ea |  | 1 Year (5 Years) | 993 | 8% | 913.56
48811 | Etherwan | EX43026-V-1-AA | Industrial (-20°C ~ 60°C) Unmanaged 6-port 10/100BASE-TX + 2-port 100FX SFP Ethernet Switch. DIN Rail Mount, Terminal Block with Alarm Relay (12~48VDC) Power Input, Power Supply Sold Separately | Ea |  | 1 Year (5 Years) | 320 | 8% | 294.4
48812 | Etherwan | EX45062-10B | Hardened ( -40°C - 75°C ) Unmanaged 6 10/100TX Ports (4 PoE) + 2 100FX Fiber Ports Ethernet Switch. Din Rail or Panel Mount, Power Terminal Block and DC Jack 48VDC | Ea |  | 1 Year (Limited Lifetime) | 840 | 8% | 772.8
48813 | Etherwan | EX45062-20B | Hardened ( -40°C - 75°C ) Unmanaged 6 10/100TX Ports (4 PoE) + 2 100FX Fiber Ports Ethernet Switch. Din Rail or Panel Mount, Power Terminal Block and DC Jack 48VDC | Ea |  | 1 Year (Limited Lifetime) | 840 | 8% | 772.8
48814 | Etherwan | EX45062-2AB | Hardened ( -40°C - 75°C ) Unmanaged 6 10/100TX Ports (4 PoE) + 2 100FX Fiber Ports Ethernet Switch. Din Rail or Panel Mount, Power Terminal Block and DC Jack 48VDC | Ea |  | 1 Year (Limited Lifetime) | 950 | 8% | 874
48815 | Etherwan | EX45062-A0B | Hardened ( -40°C - 75°C ) Unmanaged 6 10/100TX Ports (4 PoE) + 2 100FX Fiber Ports Ethernet Switch. Din Rail or Panel Mount, Power Terminal Block and DC Jack 48VDC | Ea |  | 1 Year (Limited Lifetime) | 1060 | 8% | 975.2
48816 | Etherwan | EX45062-B0B | Hardened ( -40°C - 75°C ) Unmanaged 6 10/100TX Ports (4 PoE) + 2 100FX Fiber Ports Ethernet Switch. Din Rail or Panel Mount, Power Terminal Block and DC Jack 48VDC | Ea |  | 1 Year (Limited Lifetime) | 1230 | 8% | 1131.6
48817 | Etherwan | EX45062-H0B | Hardened ( -40°C - 75°C ) Unmanaged 6 10/100TX Ports (4 PoE) + 2 100FX Fiber Ports Ethernet Switch. Din Rail or Panel Mount, Power Terminal Block and DC Jack 48VDC | Ea |  | 1 Year (Limited Lifetime) | 1060 | 8% | 975.2
48818 | Etherwan | EX45062-P0B | Hardened ( -40°C - 75°C ) Unmanaged 6 10/100TX Ports (4 PoE) + 2 100FX Fiber Ports Ethernet Switch. Din Rail or Panel Mount, Power Terminal Block and DC Jack 48VDC | Ea |  | 1 Year (Limited Lifetime) | 1340 | 8% | 1232.8
48819 | Etherwan | EX45062-Q0B | Hardened ( -40°C - 75°C ) Unmanaged 6 10/100TX Ports (4 PoE) + 2 100FX Fiber Ports Ethernet Switch. Din Rail or Panel Mount, Power Terminal Block and DC Jack 48VDC | Ea |  | 1 Year (Limited Lifetime) | 1440 | 8% | 1324.8
48820 | Etherwan | EX45062-R0B | Hardened ( -40°C - 75°C ) Unmanaged 6 10/100TX Ports (4 PoE) + 2 100FX Fiber Ports Ethernet Switch. Din Rail or Panel Mount, Power Terminal Block and DC Jack 48VDC | Ea |  | 1 Year (Limited Lifetime) | 1940 | 8% | 1784.8
48821 | Etherwan | EX45062-S0B | Hardened ( -40°C - 75°C ) Unmanaged 6 10/100TX Ports (4 PoE) + 2 100FX Fiber Ports Ethernet Switch. Din Rail or Panel Mount, Power Terminal Block and DC Jack 48VDC | Ea |  | 1 Year (Limited Lifetime) | 2060 | 8% | 1895.2
48822 | Etherwan | EX45071-10B | Hardened ( -40°C - 75°C ) Unmanaged 6 10/100TX Ports (4 PoE) + 2 100FX Fiber Ports Ethernet Switch. Din Rail or Panel Mount, Power Terminal Block and DC Jack 48VDC | Ea |  | 1 Year (Limited Lifetime) | 730 | 8% | 671.6
48823 | Etherwan | EX45071-20B | Hardened ( -40°C - 75°C ) Unmanaged 6 10/100TX Ports (4 PoE) + 2 100FX Fiber Ports Ethernet Switch. Din Rail or Panel Mount, Power Terminal Block and DC Jack 48VDC | Ea |  | 1 Year (Limited Lifetime) | 730 | 8% | 671.6
48824 | Etherwan | EX45071-A0B | Hardened ( -40°C - 75°C ) Unmanaged 6 10/100TX Ports (4 PoE) + 2 100FX Fiber Ports Ethernet Switch. Din Rail or Panel Mount, Power Terminal Block and DC Jack 48VDC | Ea |  | 1 Year (Limited Lifetime) | 840 | 8% | 772.8
48825 | Etherwan | EX45071-B0B | Hardened ( -40°C - 75°C ) Unmanaged 6 10/100TX Ports (4 PoE) + 2 100FX Fiber Ports Ethernet Switch. Din Rail or Panel Mount, Power Terminal Block and DC Jack 48VDC | Ea |  | 1 Year (Limited Lifetime) | 925 | 8% | 851
48826 | Etherwan | EX45071-H0B | Hardened ( -40°C - 75°C ) Unmanaged 6 10/100TX Ports (4 PoE) + 2 100FX Fiber Ports Ethernet Switch. Din Rail or Panel Mount, Power Terminal Block and DC Jack 48VDC | Ea |  | 1 Year (Limited Lifetime) | 840 | 8% | 772.8
48827 | Etherwan | EX45071-P0B | Hardened ( -40°C - 75°C ) Unmanaged 6 10/100TX Ports (4 PoE) + 2 100FX Fiber Ports Ethernet Switch. Din Rail or Panel Mount, Power Terminal Block and DC Jack 48VDC | Ea |  | 1 Year (Limited Lifetime) | 980 | 8% | 901.6
48828 | Etherwan | EX45071-Q0B | Hardened ( -40°C - 75°C ) Unmanaged 6 10/100TX Ports (4 PoE) + 2 100FX Fiber Ports Ethernet Switch. Din Rail or Panel Mount, Power Terminal Block and DC Jack 48VDC | Ea |  | 1 Year (Limited Lifetime) | 1030 | 8% | 947.6
48829 | Etherwan | EX45071-R0B | Hardened ( -40°C - 75°C ) Unmanaged 6 10/100TX Ports (4 PoE) + 2 100FX Fiber Ports Ethernet Switch. Din Rail or Panel Mount, Power Terminal Block and DC Jack 48VDC | Ea |  | 1 Year (Limited Lifetime) | 1280 | 8% | 1177.6
48830 | Etherwan | EX45071-S0B | Hardened ( -40°C - 75°C ) Unmanaged 6 10/100TX Ports (4 PoE) + 2 100FX Fiber Ports Ethernet Switch. Din Rail or Panel Mount, Power Terminal Block and DC Jack 48VDC | Ea |  | 1 Year (Limited Lifetime) | 1340 | 8% | 1232.8
48831 | Etherwan | EX45080-00B | Hardened ( -40°C - 75°C ) Unmanaged 8 10/100TX Ports (4 PoE) Ethernet Switch. Din Rail or Panel Mount, Power Terminal Block and DC Jack 48VDC | Ea |  | 1 Year (Limited Lifetime) | 620 | 8% | 570.4
48832 | Etherwan | EX45905 | 5 Port Hardened (-40°C - 75°C) Unmanaged Gigabit Switch with 4 PoE+ 802.3at 30W ports + 1 Gigabit uplink port. Din Rail Mount, Power Terminal Block 24 - 48VDC, Power supply sold separately. | Ea |  | 1 Year (Limited Lifetime) | 475 | 8% | 437
48833 | Etherwan | EX45915-3 | 6 Port Hardened (-40°C - 75°C) Unmanaged Gigabit Switch with 4 PoE+ 802.3at 30W ports + 1 Gigabit RJ45 + 1 Gigabit Fiber uplink port. Din Rail Mount, Power Terminal Block 24 - 48VDC, Power supply sold separately. | Ea |  | 1 Year (Limited Lifetime) | 575 | 8% | 529
48834 | Etherwan | EX45915-4 | 6 Port Hardened (-40°C - 75°C) Unmanaged Gigabit Switch with 4 PoE+ 802.3at 30W ports + 1 Gigabit RJ45 + 1 Gigabit Fiber uplink port. Din Rail Mount, Power Terminal Block 24 - 48VDC, Power supply sold separately. | Ea |  | 1 Year (Limited Lifetime) | 675 | 8% | 621
48835 | Etherwan | EX45915-5 | 6 Port Hardened (-40°C - 75°C) Unmanaged Gigabit Switch with 4 PoE+ 802.3at 30W ports + 1 Gigabit RJ45 + 1 Gigabit Fiber uplink port. Din Rail Mount, Power Terminal Block 24 - 48VDC, Power supply sold separately. | Ea |  | 1 Year (Limited Lifetime) | 575 | 8% | 529
48836 | Etherwan | EX45915-A | 6 Port Hardened (-40°C - 75°C) Unmanaged Gigabit Switch with 4 PoE+ 802.3at 30W ports + 1 Gigabit RJ45 + 1 Gigabit Fiber uplink port. Din Rail Mount, Power Terminal Block 24 - 48VDC, Power supply sold separately. | Ea |  | 1 Year (Limited Lifetime) | 675 | 8% | 621
48837 | Etherwan | EX45915-B | 6 Port Hardened (-40°C - 75°C) Unmanaged Gigabit Switch with 4 PoE+ 802.3at 30W ports + 1 Gigabit RJ45 + 1 Gigabit Fiber uplink port. Din Rail Mount, Power Terminal Block 24 - 48VDC, Power supply sold separately. | Ea |  | 1 Year (Limited Lifetime) | 775 | 8% | 713
48838 | Etherwan | EX45915-R | 6 Port Hardened (-40°C - 75°C) Unmanaged Gigabit Switch with 4 PoE+ 802.3at 30W ports + 1 Gigabit RJ45 + 1 Gigabit Fiber uplink port. Din Rail Mount, Power Terminal Block 24 - 48VDC, Power supply sold separately. | Ea |  | 1 Year (Limited Lifetime) | 875 | 8% | 805
48839 | Etherwan | EX45915-S | 6 Port Hardened (-40°C - 75°C) Unmanaged Gigabit Switch with 4 PoE+ 802.3at 30W ports + 1 Gigabit RJ45 + 1 Gigabit Fiber uplink port. Din Rail Mount, Power Terminal Block 24 - 48VDC, Power supply sold separately. | Ea |  | 1 Year (Limited Lifetime) | 925 | 8% | 851
48840 | Etherwan | EX45915-V | 6 Port Hardened (-40°C - 75°C) Unmanaged Gigabit Switch with 4 PoE+ 802.3at 30W ports + 1 Gigabit RJ45 + 1 Gigabit SFP uplink port. Din Rail Mount, Power Terminal Block 24 - 48VDC, Power supply sold separately. | Ea |  | 1 Year (Limited Lifetime) | 550 | 8% | 506
48841 | Etherwan | EX46162-10B | Hardened ( -40°C - 75°C ) Web-Smart 6 10/100TX Ports (4 PoE+) + 2 100FX Fiber Ports Ethernet Switch. Din Rail or Panel Mount, Power Terminal Block and DC Jack 48VDC | Ea |  | 1 Year (Limited Lifetime) | 1060 | 8% | 975.2
48842 | Etherwan | EX46162-20B | Hardened ( -40°C - 75°C ) Web-Smart 6 10/100TX Ports (4 PoE+) + 2 100FX Fiber Ports Ethernet Switch. Din Rail or Panel Mount, Power Terminal Block and DC Jack 48VDC | Ea |  | 1 Year (Limited Lifetime) | 1060 | 8% | 975.2
48843 | Etherwan | EX46162-A0B | Hardened ( -40°C - 75°C ) Web-Smart 6 10/100TX Ports (4 PoE+) + 2 100FX Fiber Ports Ethernet Switch. Din Rail or Panel Mount, Power Terminal Block and DC Jack 48VDC | Ea |  | 1 Year (Limited Lifetime) | 1290 | 8% | 1186.8
48844 | Etherwan | EX46162-B0B | Hardened ( -40°C - 75°C ) Web-Smart 6 10/100TX Ports (4 PoE+) + 2 100FX Fiber Ports Ethernet Switch. Din Rail or Panel Mount, Power Terminal Block and DC Jack 48VDC | Ea |  | 1 Year (Limited Lifetime) | 1470 | 8% | 1352.4
48845 | Etherwan | EX46162-H0B | Hardened ( -40°C - 75°C ) Web-Smart 6 10/100TX Ports (4 PoE+) + 2 100FX Fiber Ports Ethernet Switch. Din Rail or Panel Mount, Power Terminal Block and DC Jack 48VDC | Ea |  | 1 Year (Limited Lifetime) | 1290 | 8% | 1186.8
48846 | Etherwan | EX46162-P0B | Hardened ( -40°C - 75°C ) Web-Smart 6 10/100TX Ports (4 PoE+) + 2 100FX Fiber Ports Ethernet Switch. Din Rail or Panel Mount, Power Terminal Block and DC Jack 48VDC | Ea |  | 1 Year (Limited Lifetime) | 1580 | 8% | 1453.6
48847 | Etherwan | EX46162-Q0B | Hardened ( -40°C - 75°C ) Web-Smart 6 10/100TX Ports (4 PoE+) + 2 100FX Fiber Ports Ethernet Switch. Din Rail or Panel Mount, Power Terminal Block and DC Jack 48VDC | Ea |  | 1 Year (Limited Lifetime) | 1680 | 8% | 1545.6
48848 | Etherwan | EX46162-R0B | Hardened ( -40°C - 75°C ) Web-Smart 6 10/100TX Ports (4 PoE+) + 2 100FX Fiber Ports Ethernet Switch. Din Rail or Panel Mount, Power Terminal Block and DC Jack 48VDC | Ea |  | 1 Year (Limited Lifetime) | 2180 | 8% | 2005.6
48849 | Etherwan | EX46162-S0B | Hardened ( -40°C - 75°C ) Web-Smart 6 10/100TX Ports (4 PoE+) + 2 100FX Fiber Ports Ethernet Switch. Din Rail or Panel Mount, Power Terminal Block and DC Jack 48VDC | Ea |  | 1 Year (Limited Lifetime) | 2300 | 8% | 2116
48850 | Etherwan | EX46171-10B | Hardened ( -40°C - 75°C ) Web-Smart 7 10/100TX Ports (4 PoE+) + 1 100FX Fiber Port Ethernet Switch. Din Rail or Panel Mount, Power Terminal Block and DC Jack 48VDC | Ea |  | 1 Year (Limited Lifetime) | 960 | 8% | 883.2
48851 | Etherwan | EX46171-20B | Hardened ( -40°C - 75°C ) Web-Smart 7 10/100TX Ports (4 PoE+) + 1 100FX Fiber Port Ethernet Switch. Din Rail or Panel Mount, Power Terminal Block and DC Jack 48VDC | Ea |  | 1 Year (Limited Lifetime) | 960 | 8% | 883.2
48852 | Etherwan | EX46171-60B | Hardened ( -40°C - 75°C ) Web-Smart 7 10/100TX Ports (4 PoE+) + 1 100FX Fiber Port Ethernet Switch. Din Rail or Panel Mount, Power Terminal Block and DC Jack 48VDC | Ea |  | 1 Year (Limited Lifetime) | 1075 | 8% | 989
48853 | Etherwan | EX46171-70B | Hardened ( -40°C - 75°C ) Web-Smart 7 10/100TX Ports (4 PoE+) + 1 100FX Fiber Port Ethernet Switch. Din Rail or Panel Mount, Power Terminal Block and DC Jack 48VDC | Ea |  | 1 Year (Limited Lifetime) | 1113 | 8% | 1023.96
48854 | Etherwan | EX46171-80B | Hardened ( -40°C - 75°C ) Web-Smart 7 10/100TX Ports (4 PoE+) + 1 100FX Fiber Port Ethernet Switch. Din Rail or Panel Mount, Power Terminal Block and DC Jack 48VDC | Ea |  | 1 Year (Limited Lifetime) | 1140 | 8% | 1048.8
48855 | Etherwan | EX46171-90B | Hardened ( -40°C - 75°C ) Web-Smart 7 10/100TX Ports (4 PoE+) + 1 100FX Fiber Port Ethernet Switch. Din Rail or Panel Mount, Power Terminal Block and DC Jack 48VDC | Ea |  | 1 Year (Limited Lifetime) | 1190 | 8% | 1094.8
48856 | Etherwan | EX46171-A0B | Hardened ( -40°C - 75°C ) Web-Smart 7 10/100TX Ports (4 PoE+) + 1 100FX Fiber Port Ethernet Switch. Din Rail or Panel Mount, Power Terminal Block and DC Jack 48VDC | Ea |  | 1 Year (Limited Lifetime) | 1075 | 8% | 989
48857 | Etherwan | EX46171-B0B | Hardened ( -40°C - 75°C ) Web-Smart 7 10/100TX Ports (4 PoE+) + 1 100FX Fiber Port Ethernet Switch. Din Rail or Panel Mount, Power Terminal Block and DC Jack 48VDC | Ea |  | 1 Year (Limited Lifetime) | 1165 | 8% | 1071.8
48858 | Etherwan | EX46171-H0B | Hardened ( -40°C - 75°C ) Web-Smart 7 10/100TX Ports (4 PoE+) + 1 100FX Fiber Port Ethernet Switch. Din Rail or Panel Mount, Power Terminal Block and DC Jack 48VDC | Ea |  | 1 Year (Limited Lifetime) | 1075 | 8% | 989
48859 | Etherwan | EX46171-P0B | Hardened ( -40°C - 75°C ) Web-Smart 7 10/100TX Ports (4 PoE+) + 1 100FX Fiber Port Ethernet Switch. Din Rail or Panel Mount, Power Terminal Block and DC Jack 48VDC | Ea |  | 1 Year (Limited Lifetime) | 1220 | 8% | 1122.4
48860 | Etherwan | EX46171-Q0B | Hardened ( -40°C - 75°C ) Web-Smart 7 10/100TX Ports (4 PoE+) + 1 100FX Fiber Port Ethernet Switch. Din Rail or Panel Mount, Power Terminal Block and DC Jack 48VDC | Ea |  | 1 Year (Limited Lifetime) | 1270 | 8% | 1168.4
48861 | Etherwan | EX46171-R0B | Hardened ( -40°C - 75°C ) Web-Smart 7 10/100TX Ports (4 PoE+) + 1 100FX Fiber Port Ethernet Switch. Din Rail or Panel Mount, Power Terminal Block and DC Jack 48VDC | Ea |  | 1 Year (Limited Lifetime) | 1520 | 8% | 1398.4
48862 | Etherwan | EX46171-S0B | Hardened ( -40°C - 75°C ) Web-Smart 7 10/100TX Ports (4 PoE+) + 1 100FX Fiber Port Ethernet Switch. Din Rail or Panel Mount, Power Terminal Block and DC Jack 48VDC | Ea |  | 1 Year (Limited Lifetime) | 1580 | 8% | 1453.6
48863 | Etherwan | EX46180-00B | Hardened ( -40°C - 75°C ) Web-Smart 8 10/100TX Ports (4 PoE+) Ethernet Switch. Din Rail or Panel Mount, Power Terminal Block and DC Jack 48VDC | Ea |  | 1 Year (Limited Lifetime) | 860 | 8% | 791.2
48864 | Etherwan | EX46908A-0-J | Hardened (-40°C - 75°C) Unmanaged 8-port 802.3at PoE+ Gigabit Ethernet Switch. DIN Rail Mount, Terminal Block, 18 - 57 VDC Power Input, 120W PoE Power Budget. | Ea |  | 1 Year (Limited Lifetime) | 595 | 8% | 547.4
48865 | Etherwan | EX46928A-3-J | Hardened (-40°C - 75°C) Unmanaged 10 -Port Gigabit Ethernet PoE+ Switch, 8 802.3at PoE+ Ports, 2 1000Base Fiber Ports, DIN Rail Mount, Terminal Block, 18 - 57 VDC Power Input, 120W PoE Power Budget. | Ea |  | 1 Year (Limited Lifetime) | 1280 | 8% | 1177.6
48866 | Etherwan | EX46928A-4-J | Hardened (-40°C - 75°C) Unmanaged 10 -Port Gigabit Ethernet PoE+ Switch, 8 802.3at PoE+ Ports, 2 1000Base Fiber Ports, DIN Rail Mount, Terminal Block, 18 - 57 VDC Power Input, 120W PoE Power Budget. | Ea |  | 1 Year (Limited Lifetime) | 1530 | 8% | 1407.6
48867 | Etherwan | EX46928A-5-J | Hardened (-40°C - 75°C) Unmanaged 10 -Port Gigabit Ethernet PoE+ Switch, 8 802.3at PoE+ Ports, 2 1000Base Fiber Ports, DIN Rail Mount, Terminal Block, 18 - 57 VDC Power Input, 120W PoE Power Budget. | Ea |  | 1 Year (Limited Lifetime) | 1280 | 8% | 1177.6
48868 | Etherwan | EX46928A-A-J | Hardened (-40°C - 75°C) Unmanaged 10 -Port Gigabit Ethernet PoE+ Switch, 8 802.3at PoE+ Ports, 2 1000Base Fiber Ports, DIN Rail Mount, Terminal Block, 18 - 57 VDC Power Input, 120W PoE Power Budget. | Ea |  | 1 Year (Limited Lifetime) | 1440 | 8% | 1324.8
48869 | Etherwan | EX46928A-B-J | Hardened (-40°C - 75°C) Unmanaged 10 -Port Gigabit Ethernet PoE+ Switch, 8 802.3at PoE+ Ports, 2 1000Base Fiber Ports, DIN Rail Mount, Terminal Block, 18 - 57 VDC Power Input, 120W PoE Power Budget. | Ea |  | 1 Year (Limited Lifetime) | 1530 | 8% | 1407.6
48870 | Etherwan | EX46928A-R-J | Hardened (-40°C - 75°C) Unmanaged 10 -Port Gigabit Ethernet PoE+ Switch, 8 802.3at PoE+ Ports, 2 1000Base Fiber Ports, DIN Rail Mount, Terminal Block, 18 - 57 VDC Power Input, 120W PoE Power Budget. | Ea |  | 1 Year (Limited Lifetime) | 2150 | 8% | 1978
48871 | Etherwan | EX46928A-S-J | Hardened (-40°C - 75°C) Unmanaged 10 -Port Gigabit Ethernet PoE+ Switch, 8 802.3at PoE+ Ports, 2 1000Base Fiber Ports, DIN Rail Mount, Terminal Block, 18 - 57 VDC Power Input, 120W PoE Power Budget. | Ea |  | 1 Year (Limited Lifetime) | 2250 | 8% | 2070
48872 | Etherwan | EX46928A-V-J | Hardened (-40°C - 75°C) Unmanaged 10 -Port Gigabit Ethernet PoE+ Switch, 8 802.3at PoE+ Ports, 2 1000Base SFP Ports, DIN Rail Mount, Terminal Block, 18 - 57 VDC Power Input, 120W PoE Power Budget. | Ea |  | 1 Year (Limited Lifetime) | 695 | 8% | 639.4
48873 | Etherwan | EX47026-10B | Hardened IEC 61850-3 & IEEE 1613 (-40°C ~ 75°C) Unmanaged 2 10/100TX Ports + 6 100FX Fiber Port Ethernet Switch. DIN Rail Mount Terminal Block Power Connector (12VDC - 32VDC) with Alarm Relay. | Ea |  | 1 Year (Limited Lifetime) | 1040 | 8% | 956.8
48874 | Etherwan | EX47026-20B | Hardened IEC 61850-3 & IEEE 1613 (-40°C ~ 75°C) Unmanaged 2 10/100TX Ports + 6 100FX Fiber Port Ethernet Switch. DIN Rail Mount Terminal Block Power Connector (12VDC - 32VDC) with Alarm Relay. | Ea |  | 1 Year (Limited Lifetime) | 1040 | 8% | 956.8
48875 | Etherwan | EX47026-60B | Hardened IEC 61850-3 & IEEE 1613 (-40°C ~ 75°C) Unmanaged 2 10/100TX Ports + 6 100FX Fiber Port Ethernet Switch. DIN Rail Mount Terminal Block Power Connector (12VDC - 32VDC) with Alarm Relay. | Ea |  | 1 Year (Limited Lifetime) | 1880 | 8% | 1729.6
48876 | Etherwan | EX47026-70B | Hardened IEC 61850-3 & IEEE 1613 (-40°C ~ 75°C) Unmanaged 2 10/100TX Ports + 6 100FX Fiber Port Ethernet Switch. DIN Rail Mount Terminal Block Power Connector (12VDC - 32VDC) with Alarm Relay. | Ea |  | 1 Year (Limited Lifetime) | 2060 | 8% | 1895.2
48877 | Etherwan | EX47026-80B | Hardened IEC 61850-3 & IEEE 1613 (-40°C ~ 75°C) Unmanaged 2 10/100TX Ports + 6 100FX Fiber Port Ethernet Switch. DIN Rail Mount Terminal Block Power Connector (12VDC - 32VDC) with Alarm Relay. | Ea |  | 1 Year (Limited Lifetime) | 2120 | 8% | 1950.4
48878 | Etherwan | EX47026-90B | Hardened IEC 61850-3 & IEEE 1613 (-40°C ~ 75°C) Unmanaged 2 10/100TX Ports + 6 100FX Fiber Port Ethernet Switch. DIN Rail Mount Terminal Block Power Connector (12VDC - 32VDC) with Alarm Relay. | Ea |  | 1 Year (Limited Lifetime) | 2360 | 8% | 2171.2
48879 | Etherwan | EX47026-A0B | Hardened IEC 61850-3 & IEEE 1613 (-40°C ~ 75°C) Unmanaged 2 10/100TX Ports + 6 100FX Fiber Port Ethernet Switch. DIN Rail Mount Terminal Block Power Connector (12VDC - 32VDC) with Alarm Relay. | Ea |  | 1 Year (Limited Lifetime) | 1700 | 8% | 1564
48880 | Etherwan | EX47026-B0B | Hardened IEC 61850-3 & IEEE 1613 (-40°C ~ 75°C) Unmanaged 2 10/100TX Ports + 6 100FX Fiber Port Ethernet Switch. DIN Rail Mount Terminal Block Power Connector (12VDC - 32VDC) with Alarm Relay. | Ea |  | 1 Year (Limited Lifetime) | 2210 | 8% | 2033.2
48881 | Etherwan | EX47026-H0B | Hardened IEC 61850-3 & IEEE 1613 (-40°C ~ 75°C) Unmanaged 2 10/100TX Ports + 6 100FX Fiber Port Ethernet Switch. DIN Rail Mount Terminal Block Power Connector (12VDC - 32VDC) with Alarm Relay. | Ea |  | 1 Year (Limited Lifetime) | 1700 | 8% | 1564
48882 | Etherwan | EX47026-P0B | Hardened IEC 61850-3 & IEEE 1613 (-40°C ~ 75°C) Unmanaged 2 10/100TX Ports + 6 100FX Fiber Port Ethernet Switch. DIN Rail Mount Terminal Block Power Connector (12VDC - 32VDC) with Alarm Relay. | Ea |  | 1 Year (Limited Lifetime) | 2540 | 8% | 2336.8
48883 | Etherwan | EX47026-Q0B | Hardened IEC 61850-3 & IEEE 1613 (-40°C ~ 75°C) Unmanaged 2 10/100TX Ports + 6 100FX Fiber Port Ethernet Switch. DIN Rail Mount Terminal Block Power Connector (12VDC - 32VDC) with Alarm Relay. | Ea |  | 1 Year (Limited Lifetime) | 2840 | 8% | 2612.8
48884 | Etherwan | EX47026-R0B | Hardened IEC 61850-3 & IEEE 1613 (-40°C ~ 75°C) Unmanaged 2 10/100TX Ports + 6 100FX Fiber Port Ethernet Switch. DIN Rail Mount Terminal Block Power Connector (12VDC - 32VDC) with Alarm Relay. | Ea |  | 1 Year (Limited Lifetime) | 4340 | 8% | 3992.8
48885 | Etherwan | EX47026-S0B | Hardened IEC 61850-3 & IEEE 1613 (-40°C ~ 75°C) Unmanaged 2 10/100TX Ports + 6 100FX Fiber Port Ethernet Switch. DIN Rail Mount Terminal Block Power Connector (12VDC - 32VDC) with Alarm Relay. | Ea |  | 1 Year (Limited Lifetime) | 4700 | 8% | 4324
48886 | Etherwan | EX47041-10B | Hardened IEC 61850-3 & IEEE 1613 ( -40°C ~ 75°C ) Unmanaged 4 10/100TX Ports + 1 100FX Fiber Port Ethernet Switch. DIN Rail Mount Terminal Block Power Connector (12VDC - 32VDC) with Alarm Relay. | Ea |  | 1 Year (Limited Lifetime) | 430 | 8% | 395.6
48887 | Etherwan | EX47041-20B | Hardened IEC 61850-3 & IEEE 1613 ( -40°C ~ 75°C ) Unmanaged 4 10/100TX Ports + 1 100FX Fiber Port Ethernet Switch. DIN Rail Mount Terminal Block Power Connector (12VDC - 32VDC) with Alarm Relay. | Ea |  | 1 Year (Limited Lifetime) | 430 | 8% | 395.6
48888 | Etherwan | EX47041-A0B | Hardened IEC 61850-3 & IEEE 1613 ( -40°C ~ 75°C ) Unmanaged 4 10/100TX Ports + 1 100FX Fiber Port Ethernet Switch. DIN Rail Mount Terminal Block Power Connector (12VDC - 32VDC) with Alarm Relay. | Ea |  | 1 Year (Limited Lifetime) | 540 | 8% | 496.8
48889 | Etherwan | EX47041-B0B | Hardened IEC 61850-3 & IEEE 1613 ( -40°C ~ 75°C ) Unmanaged 4 10/100TX Ports + 1 100FX Fiber Port Ethernet Switch. DIN Rail Mount Terminal Block Power Connector (12VDC - 32VDC) with Alarm Relay. | Ea |  | 1 Year (Limited Lifetime) | 625 | 8% | 575
48890 | Etherwan | EX47041-P0B | Hardened IEC 61850-3 & IEEE 1613 ( -40°C ~ 75°C ) Unmanaged 4 10/100TX Ports + 1 100FX Fiber Port Ethernet Switch. DIN Rail Mount Terminal Block Power Connector (12VDC - 32VDC) with Alarm Relay. | Ea |  | 1 Year (Limited Lifetime) | 680 | 8% | 625.6
48891 | Etherwan | EX47041-Q0B | Hardened IEC 61850-3 & IEEE 1613 ( -40°C ~ 75°C ) Unmanaged 4 10/100TX Ports + 1 100FX Fiber Port Ethernet Switch. DIN Rail Mount Terminal Block Power Connector (12VDC - 32VDC) with Alarm Relay. | Ea |  | 1 Year (Limited Lifetime) | 730 | 8% | 671.6
48892 | Etherwan | EX47042-10B | Hardened IEC 61850-3 & IEEE 1613 ( -40°C ~ 75°C ) Unmanaged 4 10/100TX Ports + 2 100FX Fiber Ports Ethernet Switch. DIN Rail Mount Terminal Block Power Connector (12VDC - 32VDC) with Alarm Relay. | Ea |  | 1 Year (Limited Lifetime) | 560 | 8% | 515.2
48893 | Etherwan | EX47042-20B | Hardened IEC 61850-3 & IEEE 1613 ( -40°C ~ 75°C ) Unmanaged 4 10/100TX Ports + 2 100FX Fiber Ports Ethernet Switch. DIN Rail Mount Terminal Block Power Connector (12VDC - 32VDC) with Alarm Relay. | Ea |  | 1 Year (Limited Lifetime) | 560 | 8% | 515.2
48894 | Etherwan | EX47042-A0B | Hardened IEC 61850-3 & IEEE 1613 ( -40°C ~ 75°C ) Unmanaged 4 10/100TX Ports + 2 100FX Fiber Ports Ethernet Switch. DIN Rail Mount Terminal Block Power Connector (12VDC - 32VDC) with Alarm Relay. | Ea |  | 1 Year (Limited Lifetime) | 780 | 8% | 717.6
48895 | Etherwan | EX47042-B0B | Hardened IEC 61850-3 & IEEE 1613 ( -40°C ~ 75°C ) Unmanaged 4 10/100TX Ports + 2 100FX Fiber Ports Ethernet Switch. DIN Rail Mount Terminal Block Power Connector (12VDC - 32VDC) with Alarm Relay. | Ea |  | 1 Year (Limited Lifetime) | 950 | 8% | 874
48896 | Etherwan | EX47042-P0B | Hardened IEC 61850-3 & IEEE 1613 ( -40°C ~ 75°C ) Unmanaged 4 10/100TX Ports + 2 100FX Fiber Ports Ethernet Switch. DIN Rail Mount Terminal Block Power Connector (12VDC - 32VDC) with Alarm Relay. | Ea |  | 1 Year (Limited Lifetime) | 1060 | 8% | 975.2
48897 | Etherwan | EX47042-Q0B | Hardened IEC 61850-3 & IEEE 1613 ( -40°C ~ 75°C ) Unmanaged 4 10/100TX Ports + 2 100FX Fiber Ports Ethernet Switch. DIN Rail Mount Terminal Block Power Connector (12VDC - 32VDC) with Alarm Relay. | Ea |  | 1 Year (Limited Lifetime) | 1160 | 8% | 1067.2
48898 | Etherwan | EX47050-00B | Hardened IEC 61850-3 & IEEE 1613 ( -40°C ~ 75°C ) Unmanaged 5 10/100TX Ports Ethernet Switch. DIN Rail Mount Terminal Block Power Connector (12VDC - 32VDC) with Alarm Relay. | Ea |  | 1 Year (Limited Lifetime) | 320 | 8% | 294.4
48899 | Etherwan | EX47061-10B | Hardened IEC 61850-3 & IEEE 1613 ( -40°C ~ 75°C ) Unmanaged 6 10/100TX Ports + 2 100FX Fiber Ports Ethernet Switch. DIN Rail Mount Terminal Block Power Connector (12VDC - 32VDC) with Alarm Relay. | Ea |  | 1 Year (Limited Lifetime) | 470 | 8% | 432.4
48900 | Etherwan | EX47061-20B | Hardened IEC 61850-3 & IEEE 1613 ( -40°C ~ 75°C ) Unmanaged 6 10/100TX Ports + 2 100FX Fiber Ports Ethernet Switch. DIN Rail Mount Terminal Block Power Connector (12VDC - 32VDC) with Alarm Relay. | Ea |  | 1 Year (Limited Lifetime) | 470 | 8% | 432.4
48901 | Etherwan | EX47061-A0B | Hardened IEC 61850-3 & IEEE 1613 ( -40°C ~ 75°C ) Unmanaged 6 10/100TX Ports + 2 100FX Fiber Ports Ethernet Switch. DIN Rail Mount Terminal Block Power Connector (12VDC - 32VDC) with Alarm Relay. | Ea |  | 1 Year (Limited Lifetime) | 580 | 8% | 533.6
48902 | Etherwan | EX47061-B0B | Hardened IEC 61850-3 & IEEE 1613 ( -40°C ~ 75°C ) Unmanaged 6 10/100TX Ports + 2 100FX Fiber Ports Ethernet Switch. DIN Rail Mount Terminal Block Power Connector (12VDC - 32VDC) with Alarm Relay. | Ea |  | 1 Year (Limited Lifetime) | 665 | 8% | 611.8
48903 | Etherwan | EX47061-P0B | Hardened IEC 61850-3 & IEEE 1613 ( -40°C ~ 75°C ) Unmanaged 6 10/100TX Ports + 2 100FX Fiber Ports Ethernet Switch. DIN Rail Mount Terminal Block Power Connector (12VDC - 32VDC) with Alarm Relay. | Ea |  | 1 Year (Limited Lifetime) | 720 | 8% | 662.4
48904 | Etherwan | EX47061-Q0B | Hardened IEC 61850-3 & IEEE 1613 ( -40°C ~ 75°C ) Unmanaged 6 10/100TX Ports + 2 100FX Fiber Ports Ethernet Switch. DIN Rail Mount Terminal Block Power Connector (12VDC - 32VDC) with Alarm Relay. | Ea |  | 1 Year (Limited Lifetime) | 770 | 8% | 708.4
48905 | Etherwan | EX47062-10B | Hardened IEC 61850-3 & IEEE 1613 ( -40°C ~ 75°C ) Unmanaged 6 10/100TX Ports + 2 100FX Fiber Ports Ethernet Switch. DIN Rail Mount Terminal Block Power Connector (12VDC - 32VDC) with Alarm Relay. | Ea |  | 1 Year (Limited Lifetime) | 600 | 8% | 552
48906 | Etherwan | EX47062-20B | Hardened IEC 61850-3 & IEEE 1613 ( -40°C ~ 75°C ) Unmanaged 6 10/100TX Ports + 2 100FX Fiber Ports Ethernet Switch. DIN Rail Mount Terminal Block Power Connector (12VDC - 32VDC) with Alarm Relay. | Ea |  | 1 Year (Limited Lifetime) | 600 | 8% | 552
48907 | Etherwan | EX47062-A0B | Hardened IEC 61850-3 & IEEE 1613 ( -40°C ~ 75°C ) Unmanaged 6 10/100TX Ports + 2 100FX Fiber Ports Ethernet Switch. DIN Rail Mount Terminal Block Power Connector (12VDC - 32VDC) with Alarm Relay. | Ea |  | 1 Year (Limited Lifetime) | 820 | 8% | 754.4
48908 | Etherwan | EX47062-B0B | Hardened IEC 61850-3 & IEEE 1613 ( -40°C ~ 75°C ) Unmanaged 6 10/100TX Ports + 2 100FX Fiber Ports Ethernet Switch. DIN Rail Mount Terminal Block Power Connector (12VDC - 32VDC) with Alarm Relay. | Ea |  | 1 Year (Limited Lifetime) | 990 | 8% | 910.8
48909 | Etherwan | EX47062-P0B | Hardened IEC 61850-3 & IEEE 1613 ( -40°C ~ 75°C ) Unmanaged 6 10/100TX Ports + 2 100FX Fiber Ports Ethernet Switch. DIN Rail Mount Terminal Block Power Connector (12VDC - 32VDC) with Alarm Relay. | Ea |  | 1 Year (Limited Lifetime) | 1100 | 8% | 1012
48910 | Etherwan | EX47062-Q0B | Hardened IEC 61850-3 & IEEE 1613 ( -40°C ~ 75°C ) Unmanaged 6 10/100TX Ports + 2 100FX Fiber Ports Ethernet Switch. DIN Rail Mount Terminal Block Power Connector (12VDC - 32VDC) with Alarm Relay. | Ea |  | 1 Year (Limited Lifetime) | 1200 | 8% | 1104
48911 | Etherwan | EX47080-00B | Hardened IEC 61850-3 & IEEE 1613 ( -40°C ~ 75°C ) Unmanaged 8 10/100TX Ports Ethernet Switch. DIN Rail Mount Terminal Block Power Connector (12VDC - 32VDC) with Alarm Relay. | Ea |  | 1 Year (Limited Lifetime) | 380 | 8% | 349.6
48912 | Etherwan | EX48041-10B | 5 Port Hardened (-40°C - 75°C) Managed PoE Ethernet Switch, 4 10/100 PoE 30W ports, 120W PoE power budget, + 1 100FX Fiber port. Desktop or Wall Mount, DC Jack & Terminal Block Power Connector (47VDC - 57VDC) | Ea |  | 1 Year (Limited Lifetime) | 670 | 8% | 616.4
48913 | Etherwan | EX48041-20B | 5 Port Hardened (-40°C - 75°C) Managed PoE Ethernet Switch, 4 10/100 PoE 30W ports, 120W PoE power budget, + 1 100FX Fiber port. Desktop or Wall Mount, DC Jack & Terminal Block Power Connector (47VDC - 57VDC) | Ea |  | 1 Year (Limited Lifetime) | 670 | 8% | 616.4
48914 | Etherwan | EX48041-60B | 5 Port Hardened (-40°C - 75°C) Managed PoE Ethernet Switch, 4 10/100 PoE 30W ports, 120W PoE power budget, + 1 100FX Fiber port. Desktop or Wall Mount, DC Jack & Terminal Block Power Connector (47VDC - 57VDC) | Ea |  | 1 Year (Limited Lifetime) | 810 | 8% | 745.2
48915 | Etherwan | EX48041-70B | 5 Port Hardened (-40°C - 75°C) Managed PoE Ethernet Switch, 4 10/100 PoE 30W ports, 120W PoE power budget, + 1 100FX Fiber port. Desktop or Wall Mount, DC Jack & Terminal Block Power Connector (47VDC - 57VDC) | Ea |  | 1 Year (Limited Lifetime) | 840 | 8% | 772.8
48916 | Etherwan | EX48041-80B | 5 Port Hardened (-40°C - 75°C) Managed PoE Ethernet Switch, 4 10/100 PoE 30W ports, 120W PoE power budget, + 1 100FX Fiber port. Desktop or Wall Mount, DC Jack & Terminal Block Power Connector (47VDC - 57VDC) | Ea |  | 1 Year (Limited Lifetime) | 850 | 8% | 782
48917 | Etherwan | EX48041-90B | 5 Port Hardened (-40°C - 75°C) Managed PoE Ethernet Switch, 4 10/100 PoE 30W ports, 120W PoE power budget, + 1 100FX Fiber port. Desktop or Wall Mount, DC Jack & Terminal Block Power Connector (47VDC - 57VDC) | Ea |  | 1 Year (Limited Lifetime) | 890 | 8% | 818.8
48918 | Etherwan | EX48041-A0B | 5 Port Hardened (-40°C - 75°C) Managed PoE Ethernet Switch, 4 10/100 PoE 30W ports, 120W PoE power budget, + 1 100FX Fiber port. Desktop or Wall Mount, DC Jack & Terminal Block Power Connector (47VDC - 57VDC) | Ea |  | 1 Year (Limited Lifetime) | 870 | 8% | 800.4
48919 | Etherwan | EX48041A-10B | 5 Port Hardened (-40°C - 75°C) Unmanaged PoE Ethernet Switch, 4 10/100 PoE 802.3af 15.4W ports, 62W PoE power budget, + 1 100FX Fiber port. Desktop or Wall Mount, DC Jack & Terminal Block Power Connector (47VDC - 57VDC) | Ea |  | 1 Year (Limited Lifetime) | 630 | 8% | 579.6
48920 | Etherwan | EX48041A-20B | 5 Port Hardened (-40°C - 75°C) Unmanaged PoE Ethernet Switch, 4 10/100 PoE 802.3af 15.4W ports, 62W PoE power budget, + 1 100FX Fiber port. Desktop or Wall Mount, DC Jack & Terminal Block Power Connector (47VDC - 57VDC) | Ea |  | 1 Year (Limited Lifetime) | 630 | 8% | 579.6
48921 | Etherwan | EX48041A-60B | 5 Port Hardened (-40°C - 75°C) Unmanaged PoE Ethernet Switch, 4 10/100 PoE 802.3af 15.4W ports, 62W PoE power budget, + 1 100FX Fiber port. Desktop or Wall Mount, DC Jack & Terminal Block Power Connector (47VDC - 57VDC) | Ea |  | 1 Year (Limited Lifetime) | 770 | 8% | 708.4
48922 | Etherwan | EX48041A-70B | 5 Port Hardened (-40°C - 75°C) Unmanaged PoE Ethernet Switch, 4 10/100 PoE 802.3af 15.4W ports, 62W PoE power budget, + 1 100FX Fiber port. Desktop or Wall Mount, DC Jack & Terminal Block Power Connector (47VDC - 57VDC) | Ea |  | 1 Year (Limited Lifetime) | 800 | 8% | 736
48923 | Etherwan | EX48041A-80B | 5 Port Hardened (-40°C - 75°C) Unmanaged PoE Ethernet Switch, 4 10/100 PoE 802.3af 15.4W ports, 62W PoE power budget, + 1 100FX Fiber port. Desktop or Wall Mount, DC Jack & Terminal Block Power Connector (47VDC - 57VDC) | Ea |  | 1 Year (Limited Lifetime) | 810 | 8% | 745.2
48924 | Etherwan | EX48041A-90B | 5 Port Hardened (-40°C - 75°C) Unmanaged PoE Ethernet Switch, 4 10/100 PoE 802.3af 15.4W ports, 62W PoE power budget, + 1 100FX Fiber port. Desktop or Wall Mount, DC Jack & Terminal Block Power Connector (47VDC - 57VDC) | Ea |  | 1 Year (Limited Lifetime) | 850 | 8% | 782
48925 | Etherwan | EX48041A-A0B | 5 Port Hardened (-40°C - 75°C) Unmanaged PoE Ethernet Switch, 4 10/100 PoE 802.3af 15.4W ports, 62W PoE power budget, + 1 100FX Fiber port. Desktop or Wall Mount, DC Jack & Terminal Block Power Connector (47VDC - 57VDC) | Ea |  | 1 Year (Limited Lifetime) | 830 | 8% | 763.6
48926 | Etherwan | EX48041A-B0B | 5 Port Hardened (-40°C - 75°C) Unmanaged PoE Ethernet Switch, 4 10/100 PoE 802.3af 15.4W ports, 62W PoE power budget, + 1 100FX Fiber port. Desktop or Wall Mount, DC Jack & Terminal Block Power Connector (47VDC - 57VDC) | Ea |  | 1 Year (Limited Lifetime) | 1030 | 8% | 947.6
48927 | Etherwan | EX48041A-H0B | 5 Port Hardened (-40°C - 75°C) Unmanaged PoE Ethernet Switch, 4 10/100 PoE 802.3af 15.4W ports, 62W PoE power budget, + 1 100FX Fiber port. Desktop or Wall Mount, DC Jack & Terminal Block Power Connector (47VDC - 57VDC) | Ea |  | 1 Year (Limited Lifetime) | 830 | 8% | 763.6
48928 | Etherwan | EX48041A-P0B | 5 Port Hardened (-40°C - 75°C) Unmanaged PoE Ethernet Switch, 4 10/100 PoE 802.3af 15.4W ports, 62W PoE power budget, + 1 100FX Fiber port. Desktop or Wall Mount, DC Jack & Terminal Block Power Connector (47VDC - 57VDC) | Ea |  | 1 Year (Limited Lifetime) | 2200 | 8% | 2024
48929 | Etherwan | EX48041A-Q0B | 5 Port Hardened (-40°C - 75°C) Unmanaged PoE Ethernet Switch, 4 10/100 PoE 802.3af 15.4W ports, 62W PoE power budget, + 1 100FX Fiber port. Desktop or Wall Mount, DC Jack & Terminal Block Power Connector (47VDC - 57VDC) | Ea |  | 1 Year (Limited Lifetime) | 2400 | 8% | 2208
48930 | Etherwan | EX48041A-R0B | 5 Port Hardened (-40°C - 75°C) Unmanaged PoE Ethernet Switch, 4 10/100 PoE 802.3af 15.4W ports, 62W PoE power budget, + 1 100FX Fiber port. Desktop or Wall Mount, DC Jack & Terminal Block Power Connector (47VDC - 57VDC) | Ea |  | 1 Year (Limited Lifetime) | 2900 | 8% | 2668
48931 | Etherwan | EX48041A-S0B | 5 Port Hardened (-40°C - 75°C) Unmanaged PoE Ethernet Switch, 4 10/100 PoE 802.3af 15.4W ports, 62W PoE power budget, + 1 100FX Fiber port. Desktop or Wall Mount, DC Jack & Terminal Block Power Connector (47VDC - 57VDC) | Ea |  | 1 Year (Limited Lifetime) | 3100 | 8% | 2852
48932 | Etherwan | EX48041-B0B | 5 Port Hardened (-40°C - 75°C) Managed PoE Ethernet Switch, 4 10/100 PoE 30W ports, 120W PoE power budget, + 1 100FX Fiber port. Desktop or Wall Mount, DC Jack & Terminal Block Power Connector (47VDC - 57VDC) | Ea |  | 1 Year (Limited Lifetime) | 1070 | 8% | 984.4
48933 | Etherwan | EX48041-H0B | 5 Port Hardened (-40°C - 75°C) Managed PoE Ethernet Switch, 4 10/100 PoE 30W ports, 120W PoE power budget, + 1 100FX Fiber port. Desktop or Wall Mount, DC Jack & Terminal Block Power Connector (47VDC - 57VDC) | Ea |  | 1 Year (Limited Lifetime) | 870 | 8% | 800.4
48934 | Etherwan | EX48041-P0B | 5 Port Hardened (-40°C - 75°C) Managed PoE Ethernet Switch, 4 10/100 PoE 30W ports, 120W PoE power budget, + 1 100FX Fiber port. Desktop or Wall Mount, DC Jack & Terminal Block Power Connector (47VDC - 57VDC) | Ea |  | 1 Year (Limited Lifetime) | 2240 | 8% | 2060.8
48935 | Etherwan | EX48041-Q0B | 5 Port Hardened (-40°C - 75°C) Managed PoE Ethernet Switch, 4 10/100 PoE 30W ports, 120W PoE power budget, + 1 100FX Fiber port. Desktop or Wall Mount, DC Jack & Terminal Block Power Connector (47VDC - 57VDC) | Ea |  | 1 Year (Limited Lifetime) | 2440 | 8% | 2244.8
48936 | Etherwan | EX48041-R0B | 5 Port Hardened (-40°C - 75°C) Managed PoE Ethernet Switch, 4 10/100 PoE 30W ports, 120W PoE power budget, + 1 100FX Fiber port. Desktop or Wall Mount, DC Jack & Terminal Block Power Connector (47VDC - 57VDC) | Ea |  | 1 Year (Limited Lifetime) | 2940 | 8% | 2704.8
48937 | Etherwan | EX48041-S0B | 5 Port Hardened (-40°C - 75°C) Managed PoE Ethernet Switch, 4 10/100 PoE 30W ports, 120W PoE power budget, + 1 100FX Fiber port. Desktop or Wall Mount, DC Jack & Terminal Block Power Connector (47VDC - 57VDC) | Ea |  | 1 Year (Limited Lifetime) | 3140 | 8% | 2888.8
48938 | Etherwan | EX48050-00B | 5 Port Hardened (-40°C - 75°C) Managed PoE Ethernet Switch, 4 10/100 PoE 30W ports, 120W PoE power budget. Desktop or Wall Mount, DC Jack & Terminal Block Power Connector (47VDC - 57VDC) | Ea |  | 1 Year (Limited Lifetime) | 600 | 8% | 552
48939 | Etherwan | EX48050A-00B | 5 Port Hardened (-40°C - 75°C) Unmanaged PoE Ethernet Switch, 4 10/100 PoE 802.3af 15.4W ports, 62W PoE power budget. Desktop or Wall Mount, DC Jack & Terminal Block Power Connector (47VDC - 57VDC) | Ea |  | 1 Year (Limited Lifetime) | 560 | 8% | 515.2
48940 | Etherwan | EX61440A-10B | Industrial ( -20°C - 60°C ) Managed 4 10/100TX Ports + 4 100FX Fiber Ports Ethernet Switch. DIN Rail or Panel Mount. Terminal Block or DC Jack Power Connector (12VDC - 32VDC). | Ea |  | 1 Year (5 Years) | 1182 | 8% | 1087.44
48941 | Etherwan | EX61440A-20B | Industrial ( -20°C - 60°C ) Managed 4 10/100TX Ports + 4 100FX Fiber Ports Ethernet Switch. DIN Rail or Panel Mount. Terminal Block or DC Jack Power Connector (12VDC - 32VDC). | Ea |  | 1 Year (5 Years) | 1182 | 8% | 1087.44
48942 | Etherwan | EX61440A-A0B | Industrial ( -20°C - 60°C ) Managed 4 10/100TX Ports + 4 100FX Fiber Ports Ethernet Switch. DIN Rail or Panel Mount. Terminal Block or DC Jack Power Connector (12VDC - 32VDC). | Ea |  | 1 Year (5 Years) | 1582 | 8% | 1455.44
48943 | Etherwan | EX61440A-B0B | Industrial ( -20°C - 60°C ) Managed 4 10/100TX Ports + 4 100FX Fiber Ports Ethernet Switch. DIN Rail or Panel Mount. Terminal Block or DC Jack Power Connector (12VDC - 32VDC). | Ea |  | 1 Year (5 Years) | 1782 | 8% | 1639.44
48944 | Etherwan | EX61440A-V0B | Industrial ( -20°C - 60°C ) Managed 4 10/100TX Ports + 4 100FX Fiber Ports Ethernet Switch. DIN Rail or Panel Mount. Terminal Block or DC Jack Power Connector (12VDC - 32VDC). | Ea |  | 1 Year (5 Years) | 722 | 8% | 664.24
48945 | Etherwan | EX61620A-10B | Industrial ( -20°C - 60°C ) Managed 6 10/100TX Ports + 2 100FX Fiber Ports Ethernet Switch. DIN Rail or Panel Mount. Terminal Block or DC Jack Power Connector (12VDC - 32VDC). | Ea |  | 1 Year (5 Years) | 918 | 8% | 844.56
48946 | Etherwan | EX61620A-20B | Industrial ( -20°C - 60°C ) Managed 6 10/100TX Ports + 2 100FX Fiber Ports Ethernet Switch. DIN Rail or Panel Mount. Terminal Block or DC Jack Power Connector (12VDC - 32VDC). | Ea |  | 1 Year (5 Years) | 918 | 8% | 844.56
48947 | Etherwan | EX61620A-A0B | Industrial ( -20°C - 60°C ) Managed 6 10/100TX Ports + 2 100FX Fiber Ports Ethernet Switch. DIN Rail or Panel Mount. Terminal Block or DC Jack Power Connector (12VDC - 32VDC). | Ea |  | 1 Year (5 Years) | 1118 | 8% | 1028.56
48948 | Etherwan | EX61620A-B0B | Industrial ( -20°C - 60°C ) Managed 6 10/100TX Ports + 2 100FX Fiber Ports Ethernet Switch. DIN Rail or Panel Mount. Terminal Block or DC Jack Power Connector (12VDC - 32VDC). | Ea |  | 1 Year (5 Years) | 1218 | 8% | 1120.56
48949 | Etherwan | EX61620A-V0B | Industrial ( -20°C - 60°C ) Managed 6 10/100TX Ports + 2 100FX Fiber Ports Ethernet Switch. DIN Rail or Panel Mount. Terminal Block or DC Jack Power Connector (12VDC - 32VDC). | Ea |  | 1 Year (5 Years) | 688 | 8% | 632.96
48950 | Etherwan | EX61622A-11B | Industrial ( -20°C - 60°C ) Managed 6 10/100TX Ports + 2 100FX Fiber Ports + 2 Gigabit TX Ports Ethernet Switch. DIN Rail or Panel Mount. Terminal Block or DC Jack Power Connector (12VDC - 32VDC). | Ea |  | 1 Year (5 Years) | 1038 | 8% | 954.96
48951 | Etherwan | EX61622A-13B | Industrial ( -20°C - 60°C ) Managed 6 10/100TX Ports + 2 100FX Fiber Ports + 2 Gigabit Fiber Ports Ethernet Switch. DIN Rail or Panel Mount. Terminal Block or DC Jack Power Connector (12VDC - 32VDC). | Ea |  | 1 Year (5 Years) | 1278 | 8% | 1175.76
48952 | Etherwan | EX61622A-1AB | Industrial ( -20°C - 60°C ) Managed 6 10/100TX Ports + 2 100FX Fiber Ports + 2 Gigabit Fiber Ports Ethernet Switch. DIN Rail or Panel Mount. Terminal Block or DC Jack Power Connector (12VDC - 32VDC). | Ea |  | 1 Year (5 Years) | 1438 | 8% | 1322.96
48953 | Etherwan | EX61622A-1BB | Industrial ( -20°C - 60°C ) Managed 6 10/100TX Ports + 2 100FX Fiber Ports + 2 Gigabit Fiber Ports Ethernet Switch. DIN Rail or Panel Mount. Terminal Block or DC Jack Power Connector (12VDC - 32VDC). | Ea |  | 1 Year (5 Years) | 1618 | 8% | 1488.56
48954 | Etherwan | EX61622A-1RB | Industrial ( -20°C - 60°C ) Managed 6 10/100TX Ports + 2 100FX Fiber Ports + 2 Gigabit Fiber Ports Ethernet Switch. DIN Rail or Panel Mount. Terminal Block or DC Jack Power Connector (12VDC - 32VDC). | Ea |  | 1 Year (5 Years) | 4278 | 8% | 3935.76
48955 | Etherwan | EX61622A-1SB | Industrial ( -20°C - 60°C ) Managed 6 10/100TX Ports + 2 100FX Fiber Ports + 2 Gigabit Fiber Ports Ethernet Switch. DIN Rail or Panel Mount. Terminal Block or DC Jack Power Connector (12VDC - 32VDC). | Ea |  | 1 Year (5 Years) | 4688 | 8% | 4312.96
48956 | Etherwan | EX61622A-21B | Industrial ( -20°C - 60°C ) Managed 6 10/100TX Ports + 2 100FX Fiber Ports + 2 Gigabit TX Ports Ethernet Switch. DIN Rail or Panel Mount. Terminal Block or DC Jack Power Connector (12VDC - 32VDC). | Ea |  | 1 Year (5 Years) | 1038 | 8% | 954.96
48957 | Etherwan | EX61622A-23B | Industrial ( -20°C - 60°C ) Managed 6 10/100TX Ports + 2 100FX Fiber Ports + 2 Gigabit Fiber Ports Ethernet Switch. DIN Rail or Panel Mount. Terminal Block or DC Jack Power Connector (12VDC - 32VDC). | Ea |  | 1 Year (5 Years) | 1278 | 8% | 1175.76
48958 | Etherwan | EX61622A-2AB | Industrial ( -20°C - 60°C ) Managed 6 10/100TX Ports + 2 100FX Fiber Ports + 2 Gigabit Fiber Ports Ethernet Switch. DIN Rail or Panel Mount. Terminal Block or DC Jack Power Connector (12VDC - 32VDC). | Ea |  | 1 Year (5 Years) | 1438 | 8% | 1322.96
48959 | Etherwan | EX61622A-2BB | Industrial ( -20°C - 60°C ) Managed 6 10/100TX Ports + 2 100FX Fiber Ports + 2 Gigabit Fiber Ports Ethernet Switch. DIN Rail or Panel Mount. Terminal Block or DC Jack Power Connector (12VDC - 32VDC). | Ea |  | 1 Year (5 Years) | 1618 | 8% | 1488.56
48960 | Etherwan | EX61622A-2RB | Industrial ( -20°C - 60°C ) Managed 6 10/100TX Ports + 2 100FX Fiber Ports + 2 Gigabit Fiber Ports Ethernet Switch. DIN Rail or Panel Mount. Terminal Block or DC Jack Power Connector (12VDC - 32VDC). | Ea |  | 1 Year (5 Years) | 4278 | 8% | 3935.76
48961 | Etherwan | EX61622A-2SB | Industrial ( -20°C - 60°C ) Managed 6 10/100TX Ports + 2 100FX Fiber Ports + 2 Gigabit Fiber Ports Ethernet Switch. DIN Rail or Panel Mount. Terminal Block or DC Jack Power Connector (12VDC - 32VDC). | Ea |  | 1 Year (5 Years) | 4688 | 8% | 4312.96
48962 | Etherwan | EX61622A-A1B | Industrial ( -20°C - 60°C ) Managed 6 10/100TX Ports + 2 100FX Fiber Ports + 2 Gigabit TX Ports Ethernet Switch. DIN Rail or Panel Mount. Terminal Block or DC Jack Power Connector (12VDC - 32VDC). | Ea |  | 1 Year (5 Years) | 1238 | 8% | 1138.96
48963 | Etherwan | EX61622A-A3B | Industrial ( -20°C - 60°C ) Managed 6 10/100TX Ports + 2 100FX Fiber Ports + 2 Gigabit Fiber Ports Ethernet Switch. DIN Rail or Panel Mount. Terminal Block or DC Jack Power Connector (12VDC - 32VDC). | Ea |  | 1 Year (5 Years) | 1478 | 8% | 1359.76
48964 | Etherwan | EX61622A-AAB | Industrial ( -20°C - 60°C ) Managed 6 10/100TX Ports + 2 100FX Fiber Ports + 2 Gigabit Fiber Ports Ethernet Switch. DIN Rail or Panel Mount. Terminal Block or DC Jack Power Connector (12VDC - 32VDC). | Ea |  | 1 Year (5 Years) | 1638 | 8% | 1506.96
48965 | Etherwan | EX61622A-ABB | Industrial ( -20°C - 60°C ) Managed 6 10/100TX Ports + 2 100FX Fiber Ports + 2 Gigabit Fiber Ports Ethernet Switch. DIN Rail or Panel Mount. Terminal Block or DC Jack Power Connector (12VDC - 32VDC). | Ea |  | 1 Year (5 Years) | 1818 | 8% | 1672.56
48966 | Etherwan | EX61622A-ARB | Industrial ( -20°C - 60°C ) Managed 6 10/100TX Ports + 2 100FX Fiber Ports + 2 Gigabit Fiber Ports Ethernet Switch. DIN Rail or Panel Mount. Terminal Block or DC Jack Power Connector (12VDC - 32VDC). | Ea |  | 1 Year (5 Years) | 4478 | 8% | 4119.76
48967 | Etherwan | EX61622A-ASB | Industrial ( -20°C - 60°C ) Managed 6 10/100TX Ports + 2 100FX Fiber Ports + 2 Gigabit Fiber Ports Ethernet Switch. DIN Rail or Panel Mount. Terminal Block or DC Jack Power Connector (12VDC - 32VDC). | Ea |  | 1 Year (5 Years) | 4888 | 8% | 4496.96
48968 | Etherwan | EX61622A-B1B | Industrial ( -20°C - 60°C ) Managed 6 10/100TX Ports + 2 100FX Fiber Ports + 2 Gigabit TX Ports Ethernet Switch. DIN Rail or Panel Mount. Terminal Block or DC Jack Power Connector (12VDC - 32VDC). | Ea |  | 1 Year (5 Years) | 1338 | 8% | 1230.96
48969 | Etherwan | EX61622A-B3B | Industrial ( -20°C - 60°C ) Managed 6 10/100TX Ports + 2 100FX Fiber Ports + 2 Gigabit Fiber Ports Ethernet Switch. DIN Rail or Panel Mount. Terminal Block or DC Jack Power Connector (12VDC - 32VDC). | Ea |  | 1 Year (5 Years) | 1578 | 8% | 1451.76
48970 | Etherwan | EX61622A-BAB | Industrial ( -20°C - 60°C ) Managed 6 10/100TX Ports + 2 100FX Fiber Ports + 2 Gigabit Fiber Ports Ethernet Switch. DIN Rail or Panel Mount. Terminal Block or DC Jack Power Connector (12VDC - 32VDC). | Ea |  | 1 Year (5 Years) | 1738 | 8% | 1598.96
48971 | Etherwan | EX61622A-BBB | Industrial ( -20°C - 60°C ) Managed 6 10/100TX Ports + 2 100FX Fiber Ports + 2 Gigabit Fiber Ports Ethernet Switch. DIN Rail or Panel Mount. Terminal Block or DC Jack Power Connector (12VDC - 32VDC). | Ea |  | 1 Year (5 Years) | 1918 | 8% | 1764.56
48972 | Etherwan | EX61622A-BRB | Industrial ( -20°C - 60°C ) Managed 6 10/100TX Ports + 2 100FX Fiber Ports + 2 Gigabit Fiber Ports Ethernet Switch. DIN Rail or Panel Mount. Terminal Block or DC Jack Power Connector (12VDC - 32VDC). | Ea |  | 1 Year (5 Years) | 4578 | 8% | 4211.76
48973 | Etherwan | EX61622A-BSB | Industrial ( -20°C - 60°C ) Managed 6 10/100TX Ports + 2 100FX Fiber Ports + 2 Gigabit Fiber Ports Ethernet Switch. DIN Rail or Panel Mount. Terminal Block or DC Jack Power Connector (12VDC - 32VDC). | Ea |  | 1 Year (5 Years) | 4988 | 8% | 4588.96
48974 | Etherwan | EX61800A-00B | Industrial ( -20°C - 60°C ) Managed 8 10/100TX Ports+ 1 Gigabit TX Port Ethernet Switch. DIN Rail or Panel Mount. Terminal Block or DC Jack Power Connector (12VDC - 32VDC). | Ea |  | 1 Year (5 Years) | 654 | 8% | 601.68
48975 | Etherwan | EX61802A-01B | Industrial ( -20°C - 60°C ) Managed 8 10/100TX Ports+ 2 Gigabit TX Port Ethernet Switch. DIN Rail or Panel Mount. Terminal Block or DC Jack Power Connector (12VDC - 32VDC). | Ea |  | 1 Year (5 Years) | 774 | 8% | 712.08
48976 | Etherwan | EX61802A-03B | Industrial ( -20°C - 60°C ) Managed 6 10/100TX Ports Port + 2 Gigabit Fiber Ports Ethernet Switch. DIN Rail or Panel Mount. Terminal Block or DC Jack Power Connector (12VDC - 32VDC). | Ea |  | 1 Year (5 Years) | 1014 | 8% | 932.88
48977 | Etherwan | EX61802A-0AB | Industrial ( -20°C - 60°C ) Managed 6 10/100TX Ports Port + 2 Gigabit Fiber Ports Ethernet Switch. DIN Rail or Panel Mount. Terminal Block or DC Jack Power Connector (12VDC - 32VDC). | Ea |  | 1 Year (5 Years) | 1174 | 8% | 1080.08
48978 | Etherwan | EX61802A-0BB | Industrial ( -20°C - 60°C ) Managed 6 10/100TX Ports Port + 2 Gigabit Fiber Ports Ethernet Switch. DIN Rail or Panel Mount. Terminal Block or DC Jack Power Connector (12VDC - 32VDC). | Ea |  | 1 Year (5 Years) | 1354 | 8% | 1245.68
48979 | Etherwan | EX61802A-0RB | Industrial ( -20°C - 60°C ) Managed 6 10/100TX Ports Port + 2 Gigabit Fiber Ports Ethernet Switch. DIN Rail or Panel Mount. Terminal Block or DC Jack Power Connector (12VDC - 32VDC). | Ea |  | 1 Year (5 Years) | 4014 | 8% | 3692.88
48980 | Etherwan | EX61802A-0SB | Industrial ( -20°C - 60°C ) Managed 6 10/100TX Ports Port + 2 Gigabit Fiber Ports Ethernet Switch. DIN Rail or Panel Mount. Terminal Block or DC Jack Power Connector (12VDC - 32VDC). | Ea |  | 1 Year (5 Years) | 4424 | 8% | 4070.08
48981 | Etherwan | EX61802A-0VB | Industrial ( -20°C - 60°C ) Managed 8 10/100TX Ports + 2 Gigabit SFP Ports Ethernet Switch. DIN Rail or Panel Mount. Terminal Block or DC Jack Power Connector (12VDC - 32VDC). | Ea |  | 1 Year (5 Years) | 814 | 8% | 748.88
48982 | Etherwan | EX63400-00B | Industrial (-10°C - 60°C) Managed 16 10/100TX Ports Port Ethernet Switch. DIN Rail or Panel Mount. Terminal Block or DC Jack Power Connector (12VDC - 32VDC). | Ea |  |  | 888 | 8% | 816.96
48983 | Etherwan | EX63402-01B | Industrial (-10°C - 60°C) Managed 16 10/100TX Ports Port + 2 Gigabit TX Ports Ethernet Switch. DIN Rail or Panel Mount. Terminal Block or DC Jack Power Connector (12VDC - 32VDC). | Ea |  | 1 Year (5 Years) | 1008 | 8% | 927.36
48984 | Etherwan | EX63402-03B | Industrial (-10°C - 60°C) Managed 16 10/100TX Ports Port + 2 Gigabit TX Ports Ethernet Switch. DIN Rail or Panel Mount. Terminal Block or DC Jack Power Connector (12VDC - 32VDC). | Ea |  | 1 Year (5 Years) | 1248 | 8% | 1148.16
48985 | Etherwan | EX63402-04B | Industrial (-10°C - 60°C) Managed 16 10/100TX Ports Port + 2 Gigabit TX Ports Ethernet Switch. DIN Rail or Panel Mount. Terminal Block or DC Jack Power Connector (12VDC - 32VDC). | Ea |  | 1 Year (5 Years) | 1350 | 8% | 1242
48986 | Etherwan | EX63402-05B | Industrial (-10°C - 60°C) Managed 16 10/100TX Ports Port + 2 Gigabit TX Ports Ethernet Switch. DIN Rail or Panel Mount. Terminal Block or DC Jack Power Connector (12VDC - 32VDC). | Ea |  | 1 Year (5 Years) | 1020 | 8% | 938.4
48987 | Etherwan | EX63402-0AB | Industrial (-10°C - 60°C) Managed 16 10/100TX Ports Port + 2 Gigabit TX Ports Ethernet Switch. DIN Rail or Panel Mount. Terminal Block or DC Jack Power Connector (12VDC - 32VDC). | Ea |  | 1 Year (5 Years) | 1408 | 8% | 1295.36
48988 | Etherwan | EX63402-0BB | Industrial (-10°C - 60°C) Managed 16 10/100TX Ports Port + 2 Gigabit TX Ports Ethernet Switch. DIN Rail or Panel Mount. Terminal Block or DC Jack Power Connector (12VDC - 32VDC). | Ea |  | 1 Year (5 Years) | 1588 | 8% | 1460.96
48989 | Etherwan | EX70962-03B | Hardened ( -40°C - 75°C ) Managed Ethernet Switch with 6 Gigabit TX Ports + 2 Gigabit Fiber Ports. DIN Rail or Panel Mount. Terminal Block or DC Jack Power Connector (12VDC - 48VDC). | Ea |  | 1 Year (Limited Lifetime) | 1405 | 8% | 1292.6
48990 | Etherwan | EX70962-04B | Hardened ( -40°C - 75°C ) Managed Ethernet Switch with 6 Gigabit TX Ports + 2 Gigabit Fiber Ports. DIN Rail or Panel Mount. Terminal Block or DC Jack Power Connector (12VDC - 48VDC). | Ea |  | 1 Year (Limited Lifetime) | 1705 | 8% | 1568.6
48991 | Etherwan | EX70962-05B | Hardened ( -40°C - 75°C ) Managed Ethernet Switch with 6 Gigabit TX Ports + 2 Gigabit Fiber Ports. DIN Rail or Panel Mount. Terminal Block or DC Jack Power Connector (12VDC - 48VDC). | Ea |  | 1 Year (Limited Lifetime) | 1405 | 8% | 1292.6
48992 | Etherwan | EX70962-0AB | Hardened ( -40°C - 75°C ) Managed Ethernet Switch with 6 Gigabit TX Ports + 2 Gigabit Fiber Ports. DIN Rail or Panel Mount. Terminal Block or DC Jack Power Connector (12VDC - 48VDC). | Ea |  | 1 Year (Limited Lifetime) | 1555 | 8% | 1430.6
48993 | Etherwan | EX70962-0BB | Hardened ( -40°C - 75°C ) Managed Ethernet Switch with 6 Gigabit TX Ports + 2 Gigabit Fiber Ports. DIN Rail or Panel Mount. Terminal Block or DC Jack Power Connector (12VDC - 48VDC). | Ea |  | 1 Year (Limited Lifetime) | 1755 | 8% | 1614.6
48994 | Etherwan | EX70962-0RB | Hardened ( -40°C - 75°C ) Managed Ethernet Switch with 6 Gigabit TX Ports + 2 Gigabit Fiber Ports. DIN Rail or Panel Mount. Terminal Block or DC Jack Power Connector (12VDC - 48VDC). | Ea |  | 1 Year (Limited Lifetime) | 2755 | 8% | 2534.6
48995 | Etherwan | EX70962-0SB | Hardened ( -40°C - 75°C ) Managed Ethernet Switch with 6 Gigabit TX Ports + 2 Gigabit Fiber Ports. DIN Rail or Panel Mount. Terminal Block or DC Jack Power Connector (12VDC - 48VDC). | Ea |  | 1 Year (Limited Lifetime) | 3255 | 8% | 2994.6
48996 | Etherwan | EX70962-0VB | Hardened ( -40°C - 75°C ) Managed Ethernet Switch. 6 GE Ports + 2 GE SFP Fiber Ports, DIN Rail or Panel Mount. Terminal Block or DC Jack Power Connector (12VDC - 48VDC) Power Supply not included. | Ea |  | 1 Year (Limited Lifetime) | 1295 | 8% | 1191.4
48997 | Etherwan | EX70971-0VB | Hardened ( -40°C - 75°C ) Managed Ethernet Switch. 7 GE Ports + 1 GE SFP Fiber Ports, DIN Rail or Panel Mount. Terminal Block or DC Jack Power Connector (12VDC - 48VDC). Power Supply not included. | Ea |  | 1 Year (Limited Lifetime) | 1195 | 8% | 1099.4
48998 | Etherwan | EX70980-00B | Hardened ( -40°C - 75°C ) Managed Ethernet Switch. 8 Gigabit Ports, DIN Rail or Panel Mount. Terminal Block or DC Jack Power Connector (12VDC - 48VDC). Power Supply not included. | Ea |  | 1 Year (Limited Lifetime) | 1095 | 8% | 1007.4
48999 | Etherwan | EX71400-00B | Hardened (-40°C - 75°C) Managed Ethernet Switch with 4 10/100TX Ports. DIN Rail or Panel Mount. Terminal Block or DC Jack Power Connector (12VDC - 48VDC). | Ea |  | 1 Year (Limited Lifetime) | 760 | 8% | 699.2
49000 | Etherwan | EX71401-04B | Hardened (-40°C - 75°C) Managed Ethernet Switch with 4 10/100TX Ports + 1 Gigabit Fiber Port. DIN Rail or Panel Mount. Terminal Block or DC Jack Power Connector (12VDC - 48VDC). | Ea |  | 1 Year (Limited Lifetime) | 1160 | 8% | 1067.2
49001 | Etherwan | EX71401-0AB | Hardened (-40°C - 75°C) Managed Ethernet Switch with 4 10/100TX Ports + 1 Gigabit Fiber Port. DIN Rail or Panel Mount. Terminal Block or DC Jack Power Connector (12VDC - 48VDC). | Ea |  | 1 Year (Limited Lifetime) | 1060 | 8% | 975.2
49002 | Etherwan | EX71401-0VB | Hardened (-40°C - 75°C) Managed Ethernet Switch with 4 10/100TX Ports + 1 Gigabit Fiber Port. DIN Rail or Panel Mount. Terminal Block or DC Jack Power Connector (12VDC - 48VDC). | Ea |  | 1 Year (Limited Lifetime) | 880 | 8% | 809.6
49003 | Etherwan | EX71410-10B | Hardened (-40°C - 75°C) Managed Ethernet Switch with 4 10/100TX Ports + 1 100FX Fiber Port. DIN Rail or Panel Mount. Terminal Block or DC Jack Power Connector (12VDC - 48VDC). | Ea |  | 1 Year (Limited Lifetime) | 910 | 8% | 837.2
49004 | Etherwan | EX71410-60B | Hardened (-40°C - 75°C) Managed Ethernet Switch with 4 10/100TX Ports + 1 100FX Fiber Port. DIN Rail or Panel Mount. Terminal Block or DC Jack Power Connector (12VDC - 48VDC). | Ea |  | 1 Year (Limited Lifetime) | 1060 | 8% | 975.2
49005 | Etherwan | EX71410-A0B | Hardened (-40°C - 75°C) Managed Ethernet Switch with 4 10/100TX Ports + 1 100FX Fiber Port. DIN Rail or Panel Mount. Terminal Block or DC Jack Power Connector (12VDC - 48VDC). | Ea |  | 1 Year (Limited Lifetime) | 1060 | 8% | 975.2
49006 | Etherwan | EX71410-H0B | Hardened (-40°C - 75°C) Managed Ethernet Switch with 4 10/100TX Ports + 1 100FX Fiber Port. DIN Rail or Panel Mount. Terminal Block or DC Jack Power Connector (12VDC - 48VDC). | Ea |  | 1 Year (Limited Lifetime) | 1060 | 8% | 975.2
49007 | Etherwan | EX71420-10B | Hardened (-40°C - 75°C) Managed Ethernet Switch with 4 10/100TX Ports + 2 100FX Fiber Ports. DIN Rail or Panel Mount. Terminal Block or DC Jack Power Connector (12VDC - 48VDC). | Ea |  | 1 Year (Limited Lifetime) | 1060 | 8% | 975.2
49008 | Etherwan | EX71420-20B | Hardened (-40°C - 75°C) Managed Ethernet Switch with 4 10/100TX Ports + 2 100FX Fiber Ports. DIN Rail or Panel Mount. Terminal Block or DC Jack Power Connector (12VDC - 48VDC). | Ea |  | 1 Year (Limited Lifetime) | 1060 | 8% | 975.2
49009 | Etherwan | EX71420-60B | Hardened (-40°C - 75°C) Managed Ethernet Switch with 4 10/100TX Ports + 2 100FX Fiber Ports. DIN Rail or Panel Mount. Terminal Block or DC Jack Power Connector (12VDC - 48VDC). | Ea |  | 1 Year (Limited Lifetime) | 1360 | 8% | 1251.2
49010 | Etherwan | EX71420-70B | Hardened (-40°C - 75°C) Managed Ethernet Switch with 4 10/100TX Ports + 2 100FX Fiber Ports. DIN Rail or Panel Mount. Terminal Block or DC Jack Power Connector (12VDC - 48VDC). | Ea |  | 1 Year (Limited Lifetime) | 1460 | 8% | 1343.2
49011 | Etherwan | EX71420-80B | Hardened (-40°C - 75°C) Managed Ethernet Switch with 4 10/100TX Ports + 2 100FX Fiber Ports. DIN Rail or Panel Mount. Terminal Block or DC Jack Power Connector (12VDC - 48VDC). | Ea |  | 1 Year (Limited Lifetime) | 1460 | 8% | 1343.2
49012 | Etherwan | EX71420-90B | Hardened (-40°C - 75°C) Managed Ethernet Switch with 4 10/100TX Ports + 2 100FX Fiber Ports. DIN Rail or Panel Mount. Terminal Block or DC Jack Power Connector (12VDC - 48VDC). | Ea |  | 1 Year (Limited Lifetime) | 1560 | 8% | 1435.2
49013 | Etherwan | EX71420-A0B | Hardened (-40°C - 75°C) Managed Ethernet Switch with 4 10/100TX Ports + 2 100FX Fiber Ports. DIN Rail or Panel Mount. Terminal Block or DC Jack Power Connector (12VDC - 48VDC). | Ea |  | 1 Year (Limited Lifetime) | 1360 | 8% | 1251.2
49014 | Etherwan | EX71420-B0B | Hardened (-40°C - 75°C) Managed Ethernet Switch with 4 10/100TX Ports + 2 100FX Fiber Ports. DIN Rail or Panel Mount. Terminal Block or DC Jack Power Connector (12VDC - 48VDC). | Ea |  | 1 Year (Limited Lifetime) | 1560 | 8% | 1435.2
49015 | Etherwan | EX71420-H0B | Hardened (-40°C - 75°C) Managed Ethernet Switch with 4 10/100TX Ports + 2 100FX Fiber Ports. DIN Rail or Panel Mount. Terminal Block or DC Jack Power Connector (12VDC - 48VDC). | Ea |  | 1 Year (Limited Lifetime) | 1360 | 8% | 1251.2
49016 | Etherwan | EX71420-P0B | Hardened (-40°C - 75°C) Managed Ethernet Switch with 4 10/100TX Ports + 2 100FX Fiber Ports. DIN Rail or Panel Mount. Terminal Block or DC Jack Power Connector (12VDC - 48VDC). | Ea |  | 1 Year (Limited Lifetime) | 1560 | 8% | 1435.2
49017 | Etherwan | EX71420-Q0B | Hardened (-40°C - 75°C) Managed Ethernet Switch with 4 10/100TX Ports + 2 100FX Fiber Ports. DIN Rail or Panel Mount. Terminal Block or DC Jack Power Connector (12VDC - 48VDC). | Ea |  | 1 Year (Limited Lifetime) | 1660 | 8% | 1527.2
49018 | Etherwan | EX71420-R0B | Hardened (-40°C - 75°C) Managed Ethernet Switch with 4 10/100TX Ports + 2 100FX Fiber Ports. DIN Rail or Panel Mount. Terminal Block or DC Jack Power Connector (12VDC - 48VDC). | Ea |  | 1 Year (Limited Lifetime) | 2160 | 8% | 1987.2
49019 | Etherwan | EX71420-S0B | Hardened (-40°C - 75°C) Managed Ethernet Switch with 4 10/100TX Ports + 2 100FX Fiber Ports. DIN Rail or Panel Mount. Terminal Block or DC Jack Power Connector (12VDC - 48VDC). | Ea |  | 1 Year (Limited Lifetime) | 2280 | 8% | 2097.6
49020 | Etherwan | EX71420-V0B | Hardened (-40°C - 75°C) Managed Ethernet Switch with 4 10/100TX Ports + 2 100M SFP Slots. DIN Rail or Panel Mount. Terminal Block or DC Jack Power Connector (12VDC - 48VDC). | Ea |  | 1 Year (Limited Lifetime) | 840 | 8% | 772.8
49021 | Etherwan | EX71422-11B | Hardened (-40°C - 75°C) Managed Ethernet Switch with 4 10/100TX Ports + 2 100FX Fiber Ports + 2 Gigabit Ports. DIN Rail or Panel Mount. Terminal Block or DC Jack Power Connector (12VDC - 48VDC). | Ea |  | 1 Year (Limited Lifetime) | 1260 | 8% | 1159.2
49022 | Etherwan | EX71422-13B | Hardened (-40°C - 75°C) Managed Ethernet Switch with 4 10/100TX Ports + 2 100FX Fiber Ports + 2 GE Fiber Ports. DIN Rail or Panel Mount. Terminal Block or DC Jack Power Connector (12VDC - 48VDC). | Ea |  | 1 Year (Limited Lifetime) | 1460 | 8% | 1343.2
49023 | Etherwan | EX71422-14B | Hardened (-40°C - 75°C) Managed Ethernet Switch with 4 10/100TX Ports + 2 100FX Fiber Ports + 2 GE Fiber Ports. DIN Rail or Panel Mount. Terminal Block or DC Jack Power Connector (12VDC - 48VDC). | Ea |  | 1 Year (Limited Lifetime) | 1860 | 8% | 1711.2
49024 | Etherwan | EX71422-1AB | Hardened (-40°C - 75°C) Managed Ethernet Switch with 4 10/100TX Ports + 2 100FX Fiber Ports + 2 GE Fiber Ports. DIN Rail or Panel Mount. Terminal Block or DC Jack Power Connector (12VDC - 48VDC). | Ea |  | 1 Year (Limited Lifetime) | 1660 | 8% | 1527.2
49025 | Etherwan | EX71422-1BB | Hardened (-40°C - 75°C) Managed Ethernet Switch with 4 10/100TX Ports + 2 100FX Fiber Ports + 2 GE Fiber Ports. DIN Rail or Panel Mount. Terminal Block or DC Jack Power Connector (12VDC - 48VDC). | Ea |  | 1 Year (Limited Lifetime) | 1860 | 8% | 1711.2
49026 | Etherwan | EX71422-1RB | Hardened (-40°C - 75°C) Managed Ethernet Switch with 4 10/100TX Ports + 2 100FX Fiber Ports + 2 GE Fiber Ports. DIN Rail or Panel Mount. Terminal Block or DC Jack Power Connector (12VDC - 48VDC). | Ea |  | 1 Year (Limited Lifetime) | 4860 | 8% | 4471.2
49027 | Etherwan | EX71422-1SB | Hardened (-40°C - 75°C) Managed Ethernet Switch with 4 10/100TX Ports + 2 100FX Fiber Ports + 2 GE Fiber Ports. DIN Rail or Panel Mount. Terminal Block or DC Jack Power Connector (12VDC - 48VDC). | Ea |  | 1 Year (Limited Lifetime) | 5260 | 8% | 4839.2
49028 | Etherwan | EX71422-21B | Hardened (-40°C - 75°C) Managed Ethernet Switch with 4 10/100TX Ports + 2 100FX Fiber Ports + 2 Gigabit Ports. DIN Rail or Panel Mount. Terminal Block or DC Jack Power Connector (12VDC - 48VDC). | Ea |  | 1 Year (Limited Lifetime) | 1260 | 8% | 1159.2
49029 | Etherwan | EX71422-23B | Hardened (-40°C - 75°C) Managed Ethernet Switch with 4 10/100TX Ports + 2 100FX Fiber Ports + 2 GE Fiber Ports. DIN Rail or Panel Mount. Terminal Block or DC Jack Power Connector (12VDC - 48VDC). | Ea |  | 1 Year (Limited Lifetime) | 1460 | 8% | 1343.2
49030 | Etherwan | EX71422-2AB | Hardened (-40°C - 75°C) Managed Ethernet Switch with 4 10/100TX Ports + 2 100FX Fiber Ports + 2 GE Fiber Ports. DIN Rail or Panel Mount. Terminal Block or DC Jack Power Connector (12VDC - 48VDC). | Ea |  | 1 Year (Limited Lifetime) | 1660 | 8% | 1527.2
49031 | Etherwan | EX71422-2BB | Hardened (-40°C - 75°C) Managed Ethernet Switch with 4 10/100TX Ports + 2 100FX Fiber Ports + 2 GE Fiber Ports. DIN Rail or Panel Mount. Terminal Block or DC Jack Power Connector (12VDC - 48VDC). | Ea |  | 1 Year (Limited Lifetime) | 1860 | 8% | 1711.2
49032 | Etherwan | EX71422-2RB | Hardened (-40°C - 75°C) Managed Ethernet Switch with 4 10/100TX Ports + 2 100FX Fiber Ports + 2 GE Fiber Ports. DIN Rail or Panel Mount. Terminal Block or DC Jack Power Connector (12VDC - 48VDC). | Ea |  | 1 Year (Limited Lifetime) | 4860 | 8% | 4471.2
49033 | Etherwan | EX71422-2SB | Hardened (-40°C - 75°C) Managed Ethernet Switch with 4 10/100TX Ports + 2 100FX Fiber Ports + 2 GE Fiber Ports. DIN Rail or Panel Mount. Terminal Block or DC Jack Power Connector (12VDC - 48VDC). | Ea |  | 1 Year (Limited Lifetime) | 5260 | 8% | 4839.2
49034 | Etherwan | EX71422-61B | Hardened (-40°C - 75°C) Managed Ethernet Switch with 4 10/100TX Ports + 2 100FX Fiber Ports + 2 Gigabit Ports. DIN Rail or Panel Mount. Terminal Block or DC Jack Power Connector (12VDC - 48VDC). | Ea |  | 1 Year (Limited Lifetime) | 1560 | 8% | 1435.2
49035 | Etherwan | EX71422-63B | Hardened (-40°C - 75°C) Managed Ethernet Switch with 4 10/100TX Ports + 2 100FX Fiber Ports + 2 GE Fiber Ports. DIN Rail or Panel Mount. Terminal Block or DC Jack Power Connector (12VDC - 48VDC). | Ea |  | 1 Year (Limited Lifetime) | 1760 | 8% | 1619.2
49036 | Etherwan | EX71422-6AB | Hardened (-40°C - 75°C) Managed Ethernet Switch with 4 10/100TX Ports + 2 100FX Fiber Ports + 2 GE Fiber Ports. DIN Rail or Panel Mount. Terminal Block or DC Jack Power Connector (12VDC - 48VDC). | Ea |  | 1 Year (Limited Lifetime) | 1960 | 8% | 1803.2
49037 | Etherwan | EX71422-6BB | Hardened (-40°C - 75°C) Managed Ethernet Switch with 4 10/100TX Ports + 2 100FX Fiber Ports + 2 GE Fiber Ports. DIN Rail or Panel Mount. Terminal Block or DC Jack Power Connector (12VDC - 48VDC). | Ea |  | 1 Year (Limited Lifetime) | 2160 | 8% | 1987.2
49038 | Etherwan | EX71422-6RB | Hardened (-40°C - 75°C) Managed Ethernet Switch with 4 10/100TX Ports + 2 100FX Fiber Ports + 2 GE Fiber Ports. DIN Rail or Panel Mount. Terminal Block or DC Jack Power Connector (12VDC - 48VDC). | Ea |  | 1 Year (Limited Lifetime) | 5160 | 8% | 4747.2
49039 | Etherwan | EX71422-6SB | Hardened (-40°C - 75°C) Managed Ethernet Switch with 4 10/100TX Ports + 2 100FX Fiber Ports + 2 GE Fiber Ports. DIN Rail or Panel Mount. Terminal Block or DC Jack Power Connector (12VDC - 48VDC). | Ea |  | 1 Year (Limited Lifetime) | 5560 | 8% | 5115.2
49040 | Etherwan | EX71422-71B | Hardened (-40°C - 75°C) Managed Ethernet Switch with 4 10/100TX Ports + 2 100FX Fiber Ports + 2 Gigabit Ports. DIN Rail or Panel Mount. Terminal Block or DC Jack Power Connector (12VDC - 48VDC). | Ea |  | 1 Year (Limited Lifetime) | 1660 | 8% | 1527.2
49041 | Etherwan | EX71422-73B | Hardened (-40°C - 75°C) Managed Ethernet Switch with 4 10/100TX Ports + 2 100FX Fiber Ports + 2 GE Fiber Ports. DIN Rail or Panel Mount. Terminal Block or DC Jack Power Connector (12VDC - 48VDC). | Ea |  | 1 Year (Limited Lifetime) | 1860 | 8% | 1711.2
49042 | Etherwan | EX71422-7AB | Hardened (-40°C - 75°C) Managed Ethernet Switch with 4 10/100TX Ports + 2 100FX Fiber Ports + 2 GE Fiber Ports. DIN Rail or Panel Mount. Terminal Block or DC Jack Power Connector (12VDC - 48VDC). | Ea |  | 1 Year (Limited Lifetime) | 2060 | 8% | 1895.2
49043 | Etherwan | EX71422-7BB | Hardened (-40°C - 75°C) Managed Ethernet Switch with 4 10/100TX Ports + 2 100FX Fiber Ports + 2 GE Fiber Ports. DIN Rail or Panel Mount. Terminal Block or DC Jack Power Connector (12VDC - 48VDC). | Ea |  | 1 Year (Limited Lifetime) | 2260 | 8% | 2079.2
49044 | Etherwan | EX71422-7RB | Hardened (-40°C - 75°C) Managed Ethernet Switch with 4 10/100TX Ports + 2 100FX Fiber Ports + 2 GE Fiber Ports. DIN Rail or Panel Mount. Terminal Block or DC Jack Power Connector (12VDC - 48VDC). | Ea |  | 1 Year (Limited Lifetime) | 5260 | 8% | 4839.2
49045 | Etherwan | EX71422-7SB | Hardened (-40°C - 75°C) Managed Ethernet Switch with 4 10/100TX Ports + 2 100FX Fiber Ports + 2 GE Fiber Ports. DIN Rail or Panel Mount. Terminal Block or DC Jack Power Connector (12VDC - 48VDC). | Ea |  | 1 Year (Limited Lifetime) | 5660 | 8% | 5207.2
49046 | Etherwan | EX71422-81B | Hardened (-40°C - 75°C) Managed Ethernet Switch with 4 10/100TX Ports + 2 100FX Fiber Ports + 2 Gigabit Ports. DIN Rail or Panel Mount. Terminal Block or DC Jack Power Connector (12VDC - 48VDC). | Ea |  | 1 Year (Limited Lifetime) | 1660 | 8% | 1527.2
49047 | Etherwan | EX71422-83B | Hardened (-40°C - 75°C) Managed Ethernet Switch with 4 10/100TX Ports + 2 100FX Fiber Ports + 2 GE Fiber Ports. DIN Rail or Panel Mount. Terminal Block or DC Jack Power Connector (12VDC - 48VDC). | Ea |  | 1 Year (Limited Lifetime) | 1860 | 8% | 1711.2
49048 | Etherwan | EX71422-8AB | Hardened (-40°C - 75°C) Managed Ethernet Switch with 4 10/100TX Ports + 2 100FX Fiber Ports + 2 GE Fiber Ports. DIN Rail or Panel Mount. Terminal Block or DC Jack Power Connector (12VDC - 48VDC). | Ea |  | 1 Year (Limited Lifetime) | 2060 | 8% | 1895.2
49049 | Etherwan | EX71422-8BB | Hardened (-40°C - 75°C) Managed Ethernet Switch with 4 10/100TX Ports + 2 100FX Fiber Ports + 2 GE Fiber Ports. DIN Rail or Panel Mount. Terminal Block or DC Jack Power Connector (12VDC - 48VDC). | Ea |  | 1 Year (Limited Lifetime) | 2260 | 8% | 2079.2
49050 | Etherwan | EX71422-8RB | Hardened (-40°C - 75°C) Managed Ethernet Switch with 4 10/100TX Ports + 2 100FX Fiber Ports + 2 GE Fiber Ports. DIN Rail or Panel Mount. Terminal Block or DC Jack Power Connector (12VDC - 48VDC). | Ea |  | 1 Year (Limited Lifetime) | 5260 | 8% | 4839.2
49051 | Etherwan | EX71422-8SB | Hardened (-40°C - 75°C) Managed Ethernet Switch with 4 10/100TX Ports + 2 100FX Fiber Ports + 2 GE Fiber Ports. DIN Rail or Panel Mount. Terminal Block or DC Jack Power Connector (12VDC - 48VDC). | Ea |  | 1 Year (Limited Lifetime) | 5660 | 8% | 5207.2
49052 | Etherwan | EX71422-91B | Hardened (-40°C - 75°C) Managed Ethernet Switch with 4 10/100TX Ports + 2 100FX Fiber Ports + 2 Gigabit Ports. DIN Rail or Panel Mount. Terminal Block or DC Jack Power Connector (12VDC - 48VDC). | Ea |  | 1 Year (Limited Lifetime) | 1760 | 8% | 1619.2
49053 | Etherwan | EX71422-93B | Hardened (-40°C - 75°C) Managed Ethernet Switch with 4 10/100TX Ports + 2 100FX Fiber Ports + 2 GE Fiber Ports. DIN Rail or Panel Mount. Terminal Block or DC Jack Power Connector (12VDC - 48VDC). | Ea |  | 1 Year (Limited Lifetime) | 1960 | 8% | 1803.2
49054 | Etherwan | EX71422-9AB | Hardened (-40°C - 75°C) Managed Ethernet Switch with 4 10/100TX Ports + 2 100FX Fiber Ports + 2 GE Fiber Ports. DIN Rail or Panel Mount. Terminal Block or DC Jack Power Connector (12VDC - 48VDC). | Ea |  | 1 Year (Limited Lifetime) | 2160 | 8% | 1987.2
49055 | Etherwan | EX71422-9BB | Hardened (-40°C - 75°C) Managed Ethernet Switch with 4 10/100TX Ports + 2 100FX Fiber Ports + 2 GE Fiber Ports. DIN Rail or Panel Mount. Terminal Block or DC Jack Power Connector (12VDC - 48VDC). | Ea |  | 1 Year (Limited Lifetime) | 2360 | 8% | 2171.2
49056 | Etherwan | EX71422-9RB | Hardened (-40°C - 75°C) Managed Ethernet Switch with 4 10/100TX Ports + 2 100FX Fiber Ports + 2 GE Fiber Ports. DIN Rail or Panel Mount. Terminal Block or DC Jack Power Connector (12VDC - 48VDC). | Ea |  | 1 Year (Limited Lifetime) | 5360 | 8% | 4931.2
49057 | Etherwan | EX71422-9SB | Hardened (-40°C - 75°C) Managed Ethernet Switch with 4 10/100TX Ports + 2 100FX Fiber Ports + 2 GE Fiber Ports. DIN Rail or Panel Mount. Terminal Block or DC Jack Power Connector (12VDC - 48VDC). | Ea |  | 1 Year (Limited Lifetime) | 5760 | 8% | 5299.2
49058 | Etherwan | EX71422-A1B | Hardened (-40°C - 75°C) Managed Ethernet Switch with 4 10/100TX Ports + 2 100FX Fiber Ports + 2 Gigabit Ports. DIN Rail or Panel Mount. Terminal Block or DC Jack Power Connector (12VDC - 48VDC). | Ea |  | 1 Year (Limited Lifetime) | 1560 | 8% | 1435.2
49059 | Etherwan | EX71422-A3B | Hardened (-40°C - 75°C) Managed Ethernet Switch with 4 10/100TX Ports + 2 100FX Fiber Ports + 2 GE Fiber Ports. DIN Rail or Panel Mount. Terminal Block or DC Jack Power Connector (12VDC - 48VDC). | Ea |  | 1 Year (Limited Lifetime) | 1760 | 8% | 1619.2
49060 | Etherwan | EX71422-AAB | Hardened (-40°C - 75°C) Managed Ethernet Switch with 4 10/100TX Ports + 2 100FX Fiber Ports + 2 GE Fiber Ports. DIN Rail or Panel Mount. Terminal Block or DC Jack Power Connector (12VDC - 48VDC). | Ea |  | 1 Year (Limited Lifetime) | 1960 | 8% | 1803.2
49061 | Etherwan | EX71422-ABB | Hardened (-40°C - 75°C) Managed Ethernet Switch with 4 10/100TX Ports + 2 100FX Fiber Ports + 2 GE Fiber Ports. DIN Rail or Panel Mount. Terminal Block or DC Jack Power Connector (12VDC - 48VDC). | Ea |  | 1 Year (Limited Lifetime) | 2160 | 8% | 1987.2
49062 | Etherwan | EX71422-ACB | Hardened (-40°C - 75°C) Managed Ethernet Switch with 4 10/100TX Ports + 2 100FX Fiber Ports + 2 GE Fiber Ports. DIN Rail or Panel Mount. Terminal Block or DC Jack Power Connector (12VDC - 48VDC). | Ea |  | 1 Year (Limited Lifetime) | 2560 | 8% | 2355.2
49063 | Etherwan | EX71422-ARB | Hardened (-40°C - 75°C) Managed Ethernet Switch with 4 10/100TX Ports + 2 100FX Fiber Ports + 2 GE Fiber Ports. DIN Rail or Panel Mount. Terminal Block or DC Jack Power Connector (12VDC - 48VDC). | Ea |  | 1 Year (Limited Lifetime) | 5160 | 8% | 4747.2
49064 | Etherwan | EX71422-ASB | Hardened (-40°C - 75°C) Managed Ethernet Switch with 4 10/100TX Ports + 2 100FX Fiber Ports + 2 GE Fiber Ports. DIN Rail or Panel Mount. Terminal Block or DC Jack Power Connector (12VDC - 48VDC). | Ea |  | 1 Year (Limited Lifetime) | 5560 | 8% | 5115.2
49065 | Etherwan | EX71422-AVB | Hardened (-40°C - 75°C) Managed Ethernet Switch with 4 10/100TX Ports + 2 100FX Fiber Ports + 2 Gigabit SFP Slots. DIN Rail or Panel Mount. Terminal Block or DC Jack Power Connector (12VDC - 48VDC). | Ea |  | 1 Year (Limited Lifetime) | 1600 | 8% | 1472
49066 | Etherwan | EX71422-B1B | Hardened (-40°C - 75°C) Managed Ethernet Switch with 4 10/100TX Ports + 2 100FX Fiber Ports + 2 Gigabit Ports. DIN Rail or Panel Mount. Terminal Block or DC Jack Power Connector (12VDC - 48VDC). | Ea |  | 1 Year (Limited Lifetime) | 1760 | 8% | 1619.2
49067 | Etherwan | EX71422-B3B | Hardened (-40°C - 75°C) Managed Ethernet Switch with 4 10/100TX Ports + 2 100FX Fiber Ports + 2 GE Fiber Ports. DIN Rail or Panel Mount. Terminal Block or DC Jack Power Connector (12VDC - 48VDC). | Ea |  | 1 Year (Limited Lifetime) | 1960 | 8% | 1803.2
49068 | Etherwan | EX71422-BAB | Hardened (-40°C - 75°C) Managed Ethernet Switch with 4 10/100TX Ports + 2 100FX Fiber Ports + 2 GE Fiber Ports. DIN Rail or Panel Mount. Terminal Block or DC Jack Power Connector (12VDC - 48VDC). | Ea |  | 1 Year (Limited Lifetime) | 2160 | 8% | 1987.2
49069 | Etherwan | EX71422-BBB | Hardened (-40°C - 75°C) Managed Ethernet Switch with 4 10/100TX Ports + 2 100FX Fiber Ports + 2 GE Fiber Ports. DIN Rail or Panel Mount. Terminal Block or DC Jack Power Connector (12VDC - 48VDC). | Ea |  | 1 Year (Limited Lifetime) | 2360 | 8% | 2171.2
49070 | Etherwan | EX71422-BRB | Hardened (-40°C - 75°C) Managed Ethernet Switch with 4 10/100TX Ports + 2 100FX Fiber Ports + 2 GE Fiber Ports. DIN Rail or Panel Mount. Terminal Block or DC Jack Power Connector (12VDC - 48VDC). | Ea |  | 1 Year (Limited Lifetime) | 5360 | 8% | 4931.2
49071 | Etherwan | EX71422-BSB | Hardened (-40°C - 75°C) Managed Ethernet Switch with 4 10/100TX Ports + 2 100FX Fiber Ports + 2 GE Fiber Ports. DIN Rail or Panel Mount. Terminal Block or DC Jack Power Connector (12VDC - 48VDC). | Ea |  | 1 Year (Limited Lifetime) | 5760 | 8% | 5299.2
49072 | Etherwan | EX71422-BVB | Hardened (-40°C - 75°C) Managed Ethernet Switch with 4 10/100TX Ports + 2 100FX Fiber Ports + 2 Gigabit SFP Slots. DIN Rail or Panel Mount. Terminal Block or DC Jack Power Connector (12VDC - 48VDC). | Ea |  | 1 Year (Limited Lifetime) | 1800 | 8% | 1656
49073 | Etherwan | EX71422-H1B | Hardened (-40°C - 75°C) Managed Ethernet Switch with 4 10/100TX Ports + 2 100FX Fiber Ports + 2 Gigabit Ports. DIN Rail or Panel Mount. Terminal Block or DC Jack Power Connector (12VDC - 48VDC). | Ea |  | 1 Year (Limited Lifetime) | 1560 | 8% | 1435.2
49074 | Etherwan | EX71422-H3B | Hardened (-40°C - 75°C) Managed Ethernet Switch with 4 10/100TX Ports + 2 100FX Fiber Ports + 2 GE Fiber Ports. DIN Rail or Panel Mount. Terminal Block or DC Jack Power Connector (12VDC - 48VDC). | Ea |  | 1 Year (Limited Lifetime) | 1760 | 8% | 1619.2
49075 | Etherwan | EX71422-HAB | Hardened (-40°C - 75°C) Managed Ethernet Switch with 4 10/100TX Ports + 2 100FX Fiber Ports + 2 GE Fiber Ports. DIN Rail or Panel Mount. Terminal Block or DC Jack Power Connector (12VDC - 48VDC). | Ea |  | 1 Year (Limited Lifetime) | 1960 | 8% | 1803.2
49076 | Etherwan | EX71422-HBB | Hardened (-40°C - 75°C) Managed Ethernet Switch with 4 10/100TX Ports + 2 100FX Fiber Ports + 2 GE Fiber Ports. DIN Rail or Panel Mount. Terminal Block or DC Jack Power Connector (12VDC - 48VDC). | Ea |  | 1 Year (Limited Lifetime) | 2160 | 8% | 1987.2
49077 | Etherwan | EX71422-HRB | Hardened (-40°C - 75°C) Managed Ethernet Switch with 4 10/100TX Ports + 2 100FX Fiber Ports + 2 GE Fiber Ports. DIN Rail or Panel Mount. Terminal Block or DC Jack Power Connector (12VDC - 48VDC). | Ea |  | 1 Year (Limited Lifetime) | 5160 | 8% | 4747.2
49078 | Etherwan | EX71422-HSB | Hardened (-40°C - 75°C) Managed Ethernet Switch with 4 10/100TX Ports + 2 100FX Fiber Ports + 2 GE Fiber Ports. DIN Rail or Panel Mount. Terminal Block or DC Jack Power Connector (12VDC - 48VDC). | Ea |  | 1 Year (Limited Lifetime) | 5560 | 8% | 5115.2
49079 | Etherwan | EX71422-P1B | Hardened (-40°C - 75°C) Managed Ethernet Switch with 4 10/100TX Ports + 2 100FX Fiber Ports + 2 Gigabit Ports. DIN Rail or Panel Mount. Terminal Block or DC Jack Power Connector (12VDC - 48VDC). | Ea |  | 1 Year (Limited Lifetime) | 1760 | 8% | 1619.2
49080 | Etherwan | EX71422-P3B | Hardened (-40°C - 75°C) Managed Ethernet Switch with 4 10/100TX Ports + 2 100FX Fiber Ports + 2 GE Fiber Ports. DIN Rail or Panel Mount. Terminal Block or DC Jack Power Connector (12VDC - 48VDC). | Ea |  | 1 Year (Limited Lifetime) | 1960 | 8% | 1803.2
49081 | Etherwan | EX71422-PAB | Hardened (-40°C - 75°C) Managed Ethernet Switch with 4 10/100TX Ports + 2 100FX Fiber Ports + 2 GE Fiber Ports. DIN Rail or Panel Mount. Terminal Block or DC Jack Power Connector (12VDC - 48VDC). | Ea |  | 1 Year (Limited Lifetime) | 2160 | 8% | 1987.2
49082 | Etherwan | EX71422-PBB | Hardened (-40°C - 75°C) Managed Ethernet Switch with 4 10/100TX Ports + 2 100FX Fiber Ports + 2 GE Fiber Ports. DIN Rail or Panel Mount. Terminal Block or DC Jack Power Connector (12VDC - 48VDC). | Ea |  | 1 Year (Limited Lifetime) | 2360 | 8% | 2171.2
49083 | Etherwan | EX71422-PRB | Hardened (-40°C - 75°C) Managed Ethernet Switch with 4 10/100TX Ports + 2 100FX Fiber Ports + 2 GE Fiber Ports. DIN Rail or Panel Mount. Terminal Block or DC Jack Power Connector (12VDC - 48VDC). | Ea |  | 1 Year (Limited Lifetime) | 5360 | 8% | 4931.2
49084 | Etherwan | EX71422-PSB | Hardened (-40°C - 75°C) Managed Ethernet Switch with 4 10/100TX Ports + 2 100FX Fiber Ports + 2 GE Fiber Ports. DIN Rail or Panel Mount. Terminal Block or DC Jack Power Connector (12VDC - 48VDC). | Ea |  | 1 Year (Limited Lifetime) | 5760 | 8% | 5299.2
49085 | Etherwan | EX71422-Q1B | Hardened (-40°C - 75°C) Managed Ethernet Switch with 4 10/100TX Ports + 2 100FX Fiber Ports + 2 Gigabit Ports. DIN Rail or Panel Mount. Terminal Block or DC Jack Power Connector (12VDC - 48VDC). | Ea |  | 1 Year (Limited Lifetime) | 1860 | 8% | 1711.2
49086 | Etherwan | EX71422-Q3B | Hardened (-40°C - 75°C) Managed Ethernet Switch with 4 10/100TX Ports + 2 100FX Fiber Ports + 2 GE Fiber Ports. DIN Rail or Panel Mount. Terminal Block or DC Jack Power Connector (12VDC - 48VDC). | Ea |  | 1 Year (Limited Lifetime) | 2060 | 8% | 1895.2
49087 | Etherwan | EX71422-QAB | Hardened (-40°C - 75°C) Managed Ethernet Switch with 4 10/100TX Ports + 2 100FX Fiber Ports + 2 GE Fiber Ports. DIN Rail or Panel Mount. Terminal Block or DC Jack Power Connector (12VDC - 48VDC). | Ea |  | 1 Year (Limited Lifetime) | 2260 | 8% | 2079.2
49088 | Etherwan | EX71422-QBB | Hardened (-40°C - 75°C) Managed Ethernet Switch with 4 10/100TX Ports + 2 100FX Fiber Ports + 2 GE Fiber Ports. DIN Rail or Panel Mount. Terminal Block or DC Jack Power Connector (12VDC - 48VDC). | Ea |  | 1 Year (Limited Lifetime) | 2460 | 8% | 2263.2
49089 | Etherwan | EX71422-QRB | Hardened (-40°C - 75°C) Managed Ethernet Switch with 4 10/100TX Ports + 2 100FX Fiber Ports + 2 GE Fiber Ports. DIN Rail or Panel Mount. Terminal Block or DC Jack Power Connector (12VDC - 48VDC). | Ea |  | 1 Year (Limited Lifetime) | 5460 | 8% | 5023.2
49090 | Etherwan | EX71422-QSB | Hardened (-40°C - 75°C) Managed Ethernet Switch with 4 10/100TX Ports + 2 100FX Fiber Ports + 2 GE Fiber Ports. DIN Rail or Panel Mount. Terminal Block or DC Jack Power Connector (12VDC - 48VDC). | Ea |  | 1 Year (Limited Lifetime) | 5860 | 8% | 5391.2
49091 | Etherwan | EX71422-R1B | Hardened (-40°C - 75°C) Managed Ethernet Switch with 4 10/100TX Ports + 2 100FX Fiber Ports + 2 Gigabit Ports. DIN Rail or Panel Mount. Terminal Block or DC Jack Power Connector (12VDC - 48VDC). | Ea |  | 1 Year (Limited Lifetime) | 2360 | 8% | 2171.2
49092 | Etherwan | EX71422-R3B | Hardened (-40°C - 75°C) Managed Ethernet Switch with 4 10/100TX Ports + 2 100FX Fiber Ports + 2 GE Fiber Ports. DIN Rail or Panel Mount. Terminal Block or DC Jack Power Connector (12VDC - 48VDC). | Ea |  | 1 Year (Limited Lifetime) | 2560 | 8% | 2355.2
49093 | Etherwan | EX71422-RAB | Hardened (-40°C - 75°C) Managed Ethernet Switch with 4 10/100TX Ports + 2 100FX Fiber Ports + 2 GE Fiber Ports. DIN Rail or Panel Mount. Terminal Block or DC Jack Power Connector (12VDC - 48VDC). | Ea |  | 1 Year (Limited Lifetime) | 2760 | 8% | 2539.2
49094 | Etherwan | EX71422-RBB | Hardened (-40°C - 75°C) Managed Ethernet Switch with 4 10/100TX Ports + 2 100FX Fiber Ports + 2 GE Fiber Ports. DIN Rail or Panel Mount. Terminal Block or DC Jack Power Connector (12VDC - 48VDC). | Ea |  | 1 Year (Limited Lifetime) | 2960 | 8% | 2723.2
49095 | Etherwan | EX71422-RRB | Hardened (-40°C - 75°C) Managed Ethernet Switch with 4 10/100TX Ports + 2 100FX Fiber Ports + 2 GE Fiber Ports. DIN Rail or Panel Mount. Terminal Block or DC Jack Power Connector (12VDC - 48VDC). | Ea |  | 1 Year (Limited Lifetime) | 5960 | 8% | 5483.2
49096 | Etherwan | EX71422-RSB | Hardened (-40°C - 75°C) Managed Ethernet Switch with 4 10/100TX Ports + 2 100FX Fiber Ports + 2 GE Fiber Ports. DIN Rail or Panel Mount. Terminal Block or DC Jack Power Connector (12VDC - 48VDC). | Ea |  | 1 Year (Limited Lifetime) | 6360 | 8% | 5851.2
49097 | Etherwan | EX71422-S1B | Hardened (-40°C - 75°C) Managed Ethernet Switch with 4 10/100TX Ports + 2 100FX Fiber Ports + 2 Gigabit Ports. DIN Rail or Panel Mount. Terminal Block or DC Jack Power Connector (12VDC - 48VDC). | Ea |  | 1 Year (Limited Lifetime) | 2480 | 8% | 2281.6
49098 | Etherwan | EX71422-S3B | Hardened (-40°C - 75°C) Managed Ethernet Switch with 4 10/100TX Ports + 2 100FX Fiber Ports + 2 GE Fiber Ports. DIN Rail or Panel Mount. Terminal Block or DC Jack Power Connector (12VDC - 48VDC). | Ea |  | 1 Year (Limited Lifetime) | 2680 | 8% | 2465.6
49099 | Etherwan | EX71422-SAB | Hardened (-40°C - 75°C) Managed Ethernet Switch with 4 10/100TX Ports + 2 100FX Fiber Ports + 2 GE Fiber Ports. DIN Rail or Panel Mount. Terminal Block or DC Jack Power Connector (12VDC - 48VDC). | Ea |  | 1 Year (Limited Lifetime) | 2880 | 8% | 2649.6
49100 | Etherwan | EX71422-SBB | Hardened (-40°C - 75°C) Managed Ethernet Switch with 4 10/100TX Ports + 2 100FX Fiber Ports + 2 GE Fiber Ports. DIN Rail or Panel Mount. Terminal Block or DC Jack Power Connector (12VDC - 48VDC). | Ea |  | 1 Year (Limited Lifetime) | 3080 | 8% | 2833.6
49101 | Etherwan | EX71422-SRB | Hardened (-40°C - 75°C) Managed Ethernet Switch with 4 10/100TX Ports + 2 100FX Fiber Ports + 2 GE Fiber Ports. DIN Rail or Panel Mount. Terminal Block or DC Jack Power Connector (12VDC - 48VDC). | Ea |  | 1 Year (Limited Lifetime) | 6080 | 8% | 5593.6
49102 | Etherwan | EX71422-SSB | Hardened (-40°C - 75°C) Managed Ethernet Switch with 4 10/100TX Ports + 2 100FX Fiber Ports + 2 GE Fiber Ports. DIN Rail or Panel Mount. Terminal Block or DC Jack Power Connector (12VDC - 48VDC). | Ea |  | 1 Year (Limited Lifetime) | 6480 | 8% | 5961.6
49103 | Etherwan | EX71422-VVB | Hardened (-40°C - 75°C) Managed Ethernet Switch with 4 10/100TX Ports + 2 100M SFP Slots + 2 GE SFP Slots. DIN Rail or Panel Mount. Terminal Block or DC Jack Power Connector (12VDC - 48VDC). | Ea |  | 1 Year (Limited Lifetime) | 1080 | 8% | 993.6
49104 | Etherwan | EX71440-10B | Hardened (-40°C - 75°C) Managed Ethernet Switch with 4 10/100TX Ports + 4 100FX Fiber Ports. DIN Rail or Panel Mount. Terminal Block or DC Jack Power Connector (12VDC - 48VDC). | Ea |  | 1 Year (Limited Lifetime) | 1360 | 8% | 1251.2
49105 | Etherwan | EX71440-20B | Hardened (-40°C - 75°C) Managed Ethernet Switch with 4 10/100TX Ports + 4 100FX Fiber Ports. DIN Rail or Panel Mount. Terminal Block or DC Jack Power Connector (12VDC - 48VDC). | Ea |  | 1 Year (Limited Lifetime) | 1360 | 8% | 1251.2
49106 | Etherwan | EX71440-60B | Hardened (-40°C - 75°C) Managed Ethernet Switch with 4 10/100TX Ports + 4 100FX Fiber Ports. DIN Rail or Panel Mount. Terminal Block or DC Jack Power Connector (12VDC - 48VDC). | Ea |  | 1 Year (Limited Lifetime) | 1960 | 8% | 1803.2
49107 | Etherwan | EX71440-70B | Hardened (-40°C - 75°C) Managed Ethernet Switch with 4 10/100TX Ports + 4 100FX Fiber Ports. DIN Rail or Panel Mount. Terminal Block or DC Jack Power Connector (12VDC - 48VDC). | Ea |  | 1 Year (Limited Lifetime) | 2160 | 8% | 1987.2
49108 | Etherwan | EX71440-80B | Hardened (-40°C - 75°C) Managed Ethernet Switch with 4 10/100TX Ports + 4 100FX Fiber Ports. DIN Rail or Panel Mount. Terminal Block or DC Jack Power Connector (12VDC - 48VDC). | Ea |  | 1 Year (Limited Lifetime) | 2160 | 8% | 1987.2
49109 | Etherwan | EX71440-90B | Hardened (-40°C - 75°C) Managed Ethernet Switch with 4 10/100TX Ports + 4 100FX Fiber Ports. DIN Rail or Panel Mount. Terminal Block or DC Jack Power Connector (12VDC - 48VDC). | Ea |  | 1 Year (Limited Lifetime) | 2360 | 8% | 2171.2
49110 | Etherwan | EX71440-A0B | Hardened (-40°C - 75°C) Managed Ethernet Switch with 4 10/100TX Ports + 4 100FX Fiber Ports. DIN Rail or Panel Mount. Terminal Block or DC Jack Power Connector (12VDC - 48VDC). | Ea |  | 1 Year (Limited Lifetime) | 1960 | 8% | 1803.2
49111 | Etherwan | EX71440-B0B | Hardened (-40°C - 75°C) Managed Ethernet Switch with 4 10/100TX Ports + 4 100FX Fiber Ports. DIN Rail or Panel Mount. Terminal Block or DC Jack Power Connector (12VDC - 48VDC). | Ea |  | 1 Year (Limited Lifetime) | 2360 | 8% | 2171.2
49112 | Etherwan | EX71440-C0B | Hardened (-40°C - 75°C) Managed Ethernet Switch with 4 10/100TX Ports + 4 100FX Fiber Ports. DIN Rail or Panel Mount. Terminal Block or DC Jack Power Connector (12VDC - 48VDC). | Ea |  | 1 Year (Limited Lifetime) | 3960 | 8% | 3643.2
49113 | Etherwan | EX71440-H0B | Hardened (-40°C - 75°C) Managed Ethernet Switch with 4 10/100TX Ports + 4 100FX Fiber Ports. DIN Rail or Panel Mount. Terminal Block or DC Jack Power Connector (12VDC - 48VDC). | Ea |  | 1 Year (Limited Lifetime) | 1960 | 8% | 1803.2
49114 | Etherwan | EX71440-P0B | Hardened (-40°C - 75°C) Managed Ethernet Switch with 4 10/100TX Ports + 4 100FX Fiber Ports. DIN Rail or Panel Mount. Terminal Block or DC Jack Power Connector (12VDC - 48VDC). | Ea |  | 1 Year (Limited Lifetime) | 2360 | 8% | 2171.2
49115 | Etherwan | EX71440-Q0B | Hardened (-40°C - 75°C) Managed Ethernet Switch with 4 10/100TX Ports + 4 100FX Fiber Ports. DIN Rail or Panel Mount. Terminal Block or DC Jack Power Connector (12VDC - 48VDC). | Ea |  | 1 Year (Limited Lifetime) | 2560 | 8% | 2355.2
49116 | Etherwan | EX71440-R0B | Hardened (-40°C - 75°C) Managed Ethernet Switch with 4 10/100TX Ports + 4 100FX Fiber Ports. DIN Rail or Panel Mount. Terminal Block or DC Jack Power Connector (12VDC - 48VDC). | Ea |  | 1 Year (Limited Lifetime) | 3560 | 8% | 3275.2
49117 | Etherwan | EX71440-S0B | Hardened (-40°C - 75°C) Managed Ethernet Switch with 4 10/100TX Ports + 4 100FX Fiber Ports. DIN Rail or Panel Mount. Terminal Block or DC Jack Power Connector (12VDC - 48VDC). | Ea |  | 1 Year (Limited Lifetime) | 3800 | 8% | 3496
49118 | Etherwan | EX71440-V0B | Hardened (-40°C - 75°C) Managed Ethernet Switch with 4 10/100TX Ports + 4 100MB SFP Slots. DIN Rail or Panel Mount. Terminal Block or DC Jack Power Connector (12VDC - 48VDC). | Ea |  | 1 Year (Limited Lifetime) | 920 | 8% | 846.4
49119 | Etherwan | EX71440-ZACB | Hardened (-40°C - 75°C) Managed Ethernet Switch with 4 10/100TX Ports + 4 100FX Fiber Ports. DIN Rail or Panel Mount. Terminal Block or DC Jack Power Connector (12VDC - 48VDC). | Ea |  | 1 Year (Limited Lifetime) | 2960 | 8% | 2723.2
49120 | Etherwan | EX71601-0VB | Hardened (-40°C - 75°C) Managed Ethernet Switch with 6 10/100TX Ports + 1 Gigabit SFP Slot. DIN Rail or Panel Mount. Terminal Block or DC Jack Power Connector (12VDC - 48VDC). | Ea |  | 1 Year (Limited Lifetime) | 920 | 8% | 846.4
49121 | Etherwan | EX71602-0VB | Hardened (-40°C - 75°C) Managed Ethernet Switch with 6 10/100TX Ports + 2 Gigabit SFP Slots. DIN Rail or Panel Mount. Terminal Block or DC Jack Power Connector (12VDC - 48VDC). | Ea |  | 1 Year (Limited Lifetime) | 1040 | 8% | 956.8
49122 | Etherwan | EX71610-10B | Hardened (-40°C - 75°C) Managed Ethernet Switch with 6 10/100TX Ports + 1 100FX Fiber Port. DIN Rail or Panel Mount. Terminal Block or DC Jack Power Connector (12VDC - 48VDC). | Ea |  | 1 Year (Limited Lifetime) | 950 | 8% | 874
49123 | Etherwan | EX71610-A0B | Hardened (-40°C - 75°C) Managed Ethernet Switch with 6 10/100TX Ports + 1 100FX Fiber Port. DIN Rail or Panel Mount. Terminal Block or DC Jack Power Connector (12VDC - 48VDC). | Ea |  | 1 Year (Limited Lifetime) | 1100 | 8% | 1012
49124 | Etherwan | EX71620-10B | Hardened (-40°C - 75°C) Managed Ethernet Switch with 6 10/100TX Ports + 2 100FX Fiber Port. DIN Rail or Panel Mount. Terminal Block or DC Jack Power Connector (12VDC - 48VDC). | Ea |  | 1 Year (Limited Lifetime) | 1100 | 8% | 1012
49125 | Etherwan | EX71620-20B | Hardened (-40°C - 75°C) Managed Ethernet Switch with 6 10/100TX Ports + 2 100FX Fiber Port. DIN Rail or Panel Mount. Terminal Block or DC Jack Power Connector (12VDC - 48VDC). | Ea |  | 1 Year (Limited Lifetime) | 1100 | 8% | 1012
49126 | Etherwan | EX71620-60B | Hardened (-40°C - 75°C) Managed Ethernet Switch with 6 10/100TX Ports + 2 100FX Fiber Port. DIN Rail or Panel Mount. Terminal Block or DC Jack Power Connector (12VDC - 48VDC). | Ea |  | 1 Year (Limited Lifetime) | 1400 | 8% | 1288
49127 | Etherwan | EX71620-70B | Hardened (-40°C - 75°C) Managed Ethernet Switch with 6 10/100TX Ports + 2 100FX Fiber Port. DIN Rail or Panel Mount. Terminal Block or DC Jack Power Connector (12VDC - 48VDC). | Ea |  | 1 Year (Limited Lifetime) | 1500 | 8% | 1380
49128 | Etherwan | EX71620-80B | Hardened (-40°C - 75°C) Managed Ethernet Switch with 6 10/100TX Ports + 2 100FX Fiber Port. DIN Rail or Panel Mount. Terminal Block or DC Jack Power Connector (12VDC - 48VDC). | Ea |  | 1 Year (Limited Lifetime) | 1500 | 8% | 1380
49129 | Etherwan | EX71620-90B | Hardened (-40°C - 75°C) Managed Ethernet Switch with 6 10/100TX Ports + 2 100FX Fiber Port. DIN Rail or Panel Mount. Terminal Block or DC Jack Power Connector (12VDC - 48VDC). | Ea |  | 1 Year (Limited Lifetime) | 1600 | 8% | 1472
49130 | Etherwan | EX71620-A0B | Hardened (-40°C - 75°C) Managed Ethernet Switch with 6 10/100TX Ports + 2 100FX Fiber Port. DIN Rail or Panel Mount. Terminal Block or DC Jack Power Connector (12VDC - 48VDC). | Ea |  | 1 Year (Limited Lifetime) | 1400 | 8% | 1288
49131 | Etherwan | EX71620-B0B | Hardened (-40°C - 75°C) Managed Ethernet Switch with 6 10/100TX Ports + 2 100FX Fiber Port. DIN Rail or Panel Mount. Terminal Block or DC Jack Power Connector (12VDC - 48VDC). | Ea |  | 1 Year (Limited Lifetime) | 1600 | 8% | 1472
49132 | Etherwan | EX71620-H0B | Hardened (-40°C - 75°C) Managed Ethernet Switch with 6 10/100TX Ports + 2 100FX Fiber Port. DIN Rail or Panel Mount. Terminal Block or DC Jack Power Connector (12VDC - 48VDC). | Ea |  | 1 Year (Limited Lifetime) | 1400 | 8% | 1288
49133 | Etherwan | EX71620-P0B | Hardened (-40°C - 75°C) Managed Ethernet Switch with 6 10/100TX Ports + 2 100FX Fiber Port. DIN Rail or Panel Mount. Terminal Block or DC Jack Power Connector (12VDC - 48VDC). | Ea |  | 1 Year (Limited Lifetime) | 1600 | 8% | 1472
49134 | Etherwan | EX71620-Q0B | Hardened (-40°C - 75°C) Managed Ethernet Switch with 6 10/100TX Ports + 2 100FX Fiber Port. DIN Rail or Panel Mount. Terminal Block or DC Jack Power Connector (12VDC - 48VDC). | Ea |  | 1 Year (Limited Lifetime) | 1700 | 8% | 1564
49135 | Etherwan | EX71620-R0B | Hardened (-40°C - 75°C) Managed Ethernet Switch with 6 10/100TX Ports + 2 100FX Fiber Port. DIN Rail or Panel Mount. Terminal Block or DC Jack Power Connector (12VDC - 48VDC). | Ea |  | 1 Year (Limited Lifetime) | 2200 | 8% | 2024
49136 | Etherwan | EX71620-S0B | Hardened (-40°C - 75°C) Managed Ethernet Switch with 6 10/100TX Ports + 2 100FX Fiber Port. DIN Rail or Panel Mount. Terminal Block or DC Jack Power Connector (12VDC - 48VDC). | Ea |  | 1 Year (Limited Lifetime) | 2320 | 8% | 2134.4
49137 | Etherwan | EX71620-V0B | Hardened (-40°C - 75°C) Managed Ethernet Switch with 6 10/100TX Ports + 2 100M SFP Slots. DIN Rail or Panel Mount. Terminal Block or DC Jack Power Connector (12VDC - 48VDC). | Ea |  | 1 Year (Limited Lifetime) | 880 | 8% | 809.6
49138 | Etherwan | EX71620-ZA1B | Hardened (-40°C - 75°C) Managed Ethernet Switch with 6 10/100TX Ports + 2 100FX Fiber Port. DIN Rail or Panel Mount. Terminal Block or DC Jack Power Connector (12VDC - 48VDC). | Ea |  | 1 Year (Limited Lifetime) | 1250 | 8% | 1150
49139 | Etherwan | EX71621-11B | Hardened (-40°C - 75°C) Managed Ethernet Switch with 6 10/100TX Ports + 2 100FX Fiber Port + 1 Gigabit Port. DIN Rail or Panel Mount. Terminal Block or DC Jack Power Connector (12VDC - 48VDC). | Ea |  | 1 Year (Limited Lifetime) | 1200 | 8% | 1104
49140 | Etherwan | EX71621-13B | Hardened (-40°C - 75°C) Managed Ethernet Switch with 6 10/100TX Ports + 2 100FX Fiber Port + 1 GE Fiber Port. DIN Rail or Panel Mount. Terminal Block or DC Jack Power Connector (12VDC - 48VDC). | Ea |  | 1 Year (Limited Lifetime) | 1300 | 8% | 1196
49141 | Etherwan | EX71621-1AB | Hardened (-40°C - 75°C) Managed Ethernet Switch with 6 10/100TX Ports + 2 100FX Fiber Port + 1 GE Fiber Port. DIN Rail or Panel Mount. Terminal Block or DC Jack Power Connector (12VDC - 48VDC). | Ea |  | 1 Year (Limited Lifetime) | 1400 | 8% | 1288
49142 | Etherwan | EX71621-1BB | Hardened (-40°C - 75°C) Managed Ethernet Switch with 6 10/100TX Ports + 2 100FX Fiber Port + 1 GE Fiber Port. DIN Rail or Panel Mount. Terminal Block or DC Jack Power Connector (12VDC - 48VDC). | Ea |  | 1 Year (Limited Lifetime) | 1500 | 8% | 1380
49143 | Etherwan | EX71621-1RB | Hardened (-40°C - 75°C) Managed Ethernet Switch with 6 10/100TX Ports + 2 100FX Fiber Port + 1 GE Fiber Port. DIN Rail or Panel Mount. Terminal Block or DC Jack Power Connector (12VDC - 48VDC). | Ea |  | 1 Year (Limited Lifetime) | 3000 | 8% | 2760
49144 | Etherwan | EX71621-1SB | Hardened (-40°C - 75°C) Managed Ethernet Switch with 6 10/100TX Ports + 2 100FX Fiber Port + 1 GE Fiber Port. DIN Rail or Panel Mount. Terminal Block or DC Jack Power Connector (12VDC - 48VDC). | Ea |  | 1 Year (Limited Lifetime) | 3200 | 8% | 2944
49145 | Etherwan | EX71621-21B | Hardened (-40°C - 75°C) Managed Ethernet Switch with 6 10/100TX Ports + 2 100FX Fiber Port + 1 GE Fiber Port. DIN Rail or Panel Mount. Terminal Block or DC Jack Power Connector (12VDC - 48VDC). | Ea |  | 1 Year (Limited Lifetime) | 1200 | 8% | 1104
49146 | Etherwan | EX71621-23B | Hardened (-40°C - 75°C) Managed Ethernet Switch with 6 10/100TX Ports + 2 100FX Fiber Port + 1 GE Fiber Port. DIN Rail or Panel Mount. Terminal Block or DC Jack Power Connector (12VDC - 48VDC). | Ea |  | 1 Year (Limited Lifetime) | 1300 | 8% | 1196
49147 | Etherwan | EX71621-2AB | Hardened (-40°C - 75°C) Managed Ethernet Switch with 6 10/100TX Ports + 2 100FX Fiber Port + 1 GE Fiber Port. DIN Rail or Panel Mount. Terminal Block or DC Jack Power Connector (12VDC - 48VDC). | Ea |  | 1 Year (Limited Lifetime) | 1400 | 8% | 1288
49148 | Etherwan | EX71621-2BB | Hardened (-40°C - 75°C) Managed Ethernet Switch with 6 10/100TX Ports + 2 100FX Fiber Port + 1 GE Fiber Port. DIN Rail or Panel Mount. Terminal Block or DC Jack Power Connector (12VDC - 48VDC). | Ea |  | 1 Year (Limited Lifetime) | 1500 | 8% | 1380
49149 | Etherwan | EX71621-2RB | Hardened (-40°C - 75°C) Managed Ethernet Switch with 6 10/100TX Ports + 2 100FX Fiber Port + 1 GE Fiber Port. DIN Rail or Panel Mount. Terminal Block or DC Jack Power Connector (12VDC - 48VDC). | Ea |  | 1 Year (Limited Lifetime) | 3000 | 8% | 2760
49150 | Etherwan | EX71621-2SB | Hardened (-40°C - 75°C) Managed Ethernet Switch with 6 10/100TX Ports + 2 100FX Fiber Port + 1 GE Fiber Port. DIN Rail or Panel Mount. Terminal Block or DC Jack Power Connector (12VDC - 48VDC). | Ea |  | 1 Year (Limited Lifetime) | 3200 | 8% | 2944
49151 | Etherwan | EX71621-61B | Hardened (-40°C - 75°C) Managed Ethernet Switch with 6 10/100TX Ports + 2 100FX Fiber Port + 1 GE Fiber Port. DIN Rail or Panel Mount. Terminal Block or DC Jack Power Connector (12VDC - 48VDC). | Ea |  | 1 Year (Limited Lifetime) | 1500 | 8% | 1380
49152 | Etherwan | EX71621-63B | Hardened (-40°C - 75°C) Managed Ethernet Switch with 6 10/100TX Ports + 2 100FX Fiber Port + 1 GE Fiber Port. DIN Rail or Panel Mount. Terminal Block or DC Jack Power Connector (12VDC - 48VDC). | Ea |  | 1 Year (Limited Lifetime) | 1600 | 8% | 1472
49153 | Etherwan | EX71621-6AB | Hardened (-40°C - 75°C) Managed Ethernet Switch with 6 10/100TX Ports + 2 100FX Fiber Port + 1 GE Fiber Port. DIN Rail or Panel Mount. Terminal Block or DC Jack Power Connector (12VDC - 48VDC). | Ea |  | 1 Year (Limited Lifetime) | 1700 | 8% | 1564
49154 | Etherwan | EX71621-6BB | Hardened (-40°C - 75°C) Managed Ethernet Switch with 6 10/100TX Ports + 2 100FX Fiber Port + 1 GE Fiber Port. DIN Rail or Panel Mount. Terminal Block or DC Jack Power Connector (12VDC - 48VDC). | Ea |  | 1 Year (Limited Lifetime) | 1800 | 8% | 1656
49155 | Etherwan | EX71621-6RB | Hardened (-40°C - 75°C) Managed Ethernet Switch with 6 10/100TX Ports + 2 100FX Fiber Port + 1 GE Fiber Port. DIN Rail or Panel Mount. Terminal Block or DC Jack Power Connector (12VDC - 48VDC). | Ea |  | 1 Year (Limited Lifetime) | 3300 | 8% | 3036
49156 | Etherwan | EX71621-6SB | Hardened (-40°C - 75°C) Managed Ethernet Switch with 6 10/100TX Ports + 2 100FX Fiber Port + 1 GE Fiber Port. DIN Rail or Panel Mount. Terminal Block or DC Jack Power Connector (12VDC - 48VDC). | Ea |  | 1 Year (Limited Lifetime) | 3500 | 8% | 3220
49157 | Etherwan | EX71621-71B | Hardened (-40°C - 75°C) Managed Ethernet Switch with 6 10/100TX Ports + 2 100FX Fiber Port + 1 GE Fiber Port. DIN Rail or Panel Mount. Terminal Block or DC Jack Power Connector (12VDC - 48VDC). | Ea |  | 1 Year (Limited Lifetime) | 1600 | 8% | 1472
49158 | Etherwan | EX71621-73B | Hardened (-40°C - 75°C) Managed Ethernet Switch with 6 10/100TX Ports + 2 100FX Fiber Port + 1 GE Fiber Port. DIN Rail or Panel Mount. Terminal Block or DC Jack Power Connector (12VDC - 48VDC). | Ea |  | 1 Year (Limited Lifetime) | 1700 | 8% | 1564
49159 | Etherwan | EX71621-7AB | Hardened (-40°C - 75°C) Managed Ethernet Switch with 6 10/100TX Ports + 2 100FX Fiber Port + 1 GE Fiber Port. DIN Rail or Panel Mount. Terminal Block or DC Jack Power Connector (12VDC - 48VDC). | Ea |  | 1 Year (Limited Lifetime) | 1800 | 8% | 1656
49160 | Etherwan | EX71621-7BB | Hardened (-40°C - 75°C) Managed Ethernet Switch with 6 10/100TX Ports + 2 100FX Fiber Port + 1 GE Fiber Port. DIN Rail or Panel Mount. Terminal Block or DC Jack Power Connector (12VDC - 48VDC). | Ea |  | 1 Year (Limited Lifetime) | 1900 | 8% | 1748
49161 | Etherwan | EX71621-7RB | Hardened (-40°C - 75°C) Managed Ethernet Switch with 6 10/100TX Ports + 2 100FX Fiber Port + 1 GE Fiber Port. DIN Rail or Panel Mount. Terminal Block or DC Jack Power Connector (12VDC - 48VDC). | Ea |  | 1 Year (Limited Lifetime) | 3400 | 8% | 3128
49162 | Etherwan | EX71621-7SB | Hardened (-40°C - 75°C) Managed Ethernet Switch with 6 10/100TX Ports + 2 100FX Fiber Port + 1 GE Fiber Port. DIN Rail or Panel Mount. Terminal Block or DC Jack Power Connector (12VDC - 48VDC). | Ea |  | 1 Year (Limited Lifetime) | 3600 | 8% | 3312
49163 | Etherwan | EX71621-81B | Hardened (-40°C - 75°C) Managed Ethernet Switch with 6 10/100TX Ports + 2 100FX Fiber Port + 1 GE Fiber Port. DIN Rail or Panel Mount. Terminal Block or DC Jack Power Connector (12VDC - 48VDC). | Ea |  | 1 Year (Limited Lifetime) | 1600 | 8% | 1472
49164 | Etherwan | EX71621-83B | Hardened (-40°C - 75°C) Managed Ethernet Switch with 6 10/100TX Ports + 2 100FX Fiber Port + 1 GE Fiber Port. DIN Rail or Panel Mount. Terminal Block or DC Jack Power Connector (12VDC - 48VDC). | Ea |  | 1 Year (Limited Lifetime) | 1700 | 8% | 1564
49165 | Etherwan | EX71621-8AB | Hardened (-40°C - 75°C) Managed Ethernet Switch with 6 10/100TX Ports + 2 100FX Fiber Port + 1 GE Fiber Port. DIN Rail or Panel Mount. Terminal Block or DC Jack Power Connector (12VDC - 48VDC). | Ea |  | 1 Year (Limited Lifetime) | 1800 | 8% | 1656
49166 | Etherwan | EX71621-8BB | Hardened (-40°C - 75°C) Managed Ethernet Switch with 6 10/100TX Ports + 2 100FX Fiber Port + 1 GE Fiber Port. DIN Rail or Panel Mount. Terminal Block or DC Jack Power Connector (12VDC - 48VDC). | Ea |  | 1 Year (Limited Lifetime) | 1900 | 8% | 1748
49167 | Etherwan | EX71621-8RB | Hardened (-40°C - 75°C) Managed Ethernet Switch with 6 10/100TX Ports + 2 100FX Fiber Port + 1 GE Fiber Port. DIN Rail or Panel Mount. Terminal Block or DC Jack Power Connector (12VDC - 48VDC). | Ea |  | 1 Year (Limited Lifetime) | 3400 | 8% | 3128
49168 | Etherwan | EX71621-8SB | Hardened (-40°C - 75°C) Managed Ethernet Switch with 6 10/100TX Ports + 2 100FX Fiber Port + 1 GE Fiber Port. DIN Rail or Panel Mount. Terminal Block or DC Jack Power Connector (12VDC - 48VDC). | Ea |  | 1 Year (Limited Lifetime) | 3600 | 8% | 3312
49169 | Etherwan | EX71621-91B | Hardened (-40°C - 75°C) Managed Ethernet Switch with 6 10/100TX Ports + 2 100FX Fiber Port + 1 GE Fiber Port. DIN Rail or Panel Mount. Terminal Block or DC Jack Power Connector (12VDC - 48VDC). | Ea |  | 1 Year (Limited Lifetime) | 1700 | 8% | 1564
49170 | Etherwan | EX71621-93B | Hardened (-40°C - 75°C) Managed Ethernet Switch with 6 10/100TX Ports + 2 100FX Fiber Port + 1 GE Fiber Port. DIN Rail or Panel Mount. Terminal Block or DC Jack Power Connector (12VDC - 48VDC). | Ea |  | 1 Year (Limited Lifetime) | 1800 | 8% | 1656
49171 | Etherwan | EX71621-9AB | Hardened (-40°C - 75°C) Managed Ethernet Switch with 6 10/100TX Ports + 2 100FX Fiber Port + 1 GE Fiber Port. DIN Rail or Panel Mount. Terminal Block or DC Jack Power Connector (12VDC - 48VDC). | Ea |  | 1 Year (Limited Lifetime) | 1900 | 8% | 1748
49172 | Etherwan | EX71621-9BB | Hardened (-40°C - 75°C) Managed Ethernet Switch with 6 10/100TX Ports + 2 100FX Fiber Port + 1 GE Fiber Port. DIN Rail or Panel Mount. Terminal Block or DC Jack Power Connector (12VDC - 48VDC). | Ea |  | 1 Year (Limited Lifetime) | 2000 | 8% | 1840
49173 | Etherwan | EX71621-9RB | Hardened (-40°C - 75°C) Managed Ethernet Switch with 6 10/100TX Ports + 2 100FX Fiber Port + 1 GE Fiber Port. DIN Rail or Panel Mount. Terminal Block or DC Jack Power Connector (12VDC - 48VDC). | Ea |  | 1 Year (Limited Lifetime) | 3500 | 8% | 3220
49174 | Etherwan | EX71621-9SB | Hardened (-40°C - 75°C) Managed Ethernet Switch with 6 10/100TX Ports + 2 100FX Fiber Port + 1 GE Fiber Port. DIN Rail or Panel Mount. Terminal Block or DC Jack Power Connector (12VDC - 48VDC). | Ea |  | 1 Year (Limited Lifetime) | 3700 | 8% | 3404
49175 | Etherwan | EX71621-A1B | Hardened (-40°C - 75°C) Managed Ethernet Switch with 6 10/100TX Ports + 2 100FX Fiber Port + 1 GE Fiber Port. DIN Rail or Panel Mount. Terminal Block or DC Jack Power Connector (12VDC - 48VDC). | Ea |  | 1 Year (Limited Lifetime) | 1500 | 8% | 1380
49176 | Etherwan | EX71621-A3B | Hardened (-40°C - 75°C) Managed Ethernet Switch with 6 10/100TX Ports + 2 100FX Fiber Port + 1 GE Fiber Port. DIN Rail or Panel Mount. Terminal Block or DC Jack Power Connector (12VDC - 48VDC). | Ea |  | 1 Year (Limited Lifetime) | 1600 | 8% | 1472
49177 | Etherwan | EX71621-AAB | Hardened (-40°C - 75°C) Managed Ethernet Switch with 6 10/100TX Ports + 2 100FX Fiber Port + 1 GE Fiber Port. DIN Rail or Panel Mount. Terminal Block or DC Jack Power Connector (12VDC - 48VDC). | Ea |  | 1 Year (Limited Lifetime) | 1700 | 8% | 1564
49178 | Etherwan | EX71621-ABB | Hardened (-40°C - 75°C) Managed Ethernet Switch with 6 10/100TX Ports + 2 100FX Fiber Port + 1 GE Fiber Port. DIN Rail or Panel Mount. Terminal Block or DC Jack Power Connector (12VDC - 48VDC). | Ea |  | 1 Year (Limited Lifetime) | 1800 | 8% | 1656
49179 | Etherwan | EX71621-ARB | Hardened (-40°C - 75°C) Managed Ethernet Switch with 6 10/100TX Ports + 2 100FX Fiber Port + 1 GE Fiber Port. DIN Rail or Panel Mount. Terminal Block or DC Jack Power Connector (12VDC - 48VDC). | Ea |  | 1 Year (Limited Lifetime) | 3300 | 8% | 3036
49180 | Etherwan | EX71621-ASB | Hardened (-40°C - 75°C) Managed Ethernet Switch with 6 10/100TX Ports + 2 100FX Fiber Port + 1 GE Fiber Port. DIN Rail or Panel Mount. Terminal Block or DC Jack Power Connector (12VDC - 48VDC). | Ea |  | 1 Year (Limited Lifetime) | 3500 | 8% | 3220
49181 | Etherwan | EX71621-B1B | Hardened (-40°C - 75°C) Managed Ethernet Switch with 6 10/100TX Ports + 2 100FX Fiber Port + 1 GE Fiber Port. DIN Rail or Panel Mount. Terminal Block or DC Jack Power Connector (12VDC - 48VDC). | Ea |  | 1 Year (Limited Lifetime) | 1700 | 8% | 1564
49182 | Etherwan | EX71621-B3B | Hardened (-40°C - 75°C) Managed Ethernet Switch with 6 10/100TX Ports + 2 100FX Fiber Port + 1 GE Fiber Port. DIN Rail or Panel Mount. Terminal Block or DC Jack Power Connector (12VDC - 48VDC). | Ea |  | 1 Year (Limited Lifetime) | 1800 | 8% | 1656
49183 | Etherwan | EX71621-BAB | Hardened (-40°C - 75°C) Managed Ethernet Switch with 6 10/100TX Ports + 2 100FX Fiber Port + 1 GE Fiber Port. DIN Rail or Panel Mount. Terminal Block or DC Jack Power Connector (12VDC - 48VDC). | Ea |  | 1 Year (Limited Lifetime) | 1900 | 8% | 1748
49184 | Etherwan | EX71621-BBB | Hardened (-40°C - 75°C) Managed Ethernet Switch with 6 10/100TX Ports + 2 100FX Fiber Port + 1 GE Fiber Port. DIN Rail or Panel Mount. Terminal Block or DC Jack Power Connector (12VDC - 48VDC). | Ea |  | 1 Year (Limited Lifetime) | 2000 | 8% | 1840
49185 | Etherwan | EX71621-BRB | Hardened (-40°C - 75°C) Managed Ethernet Switch with 6 10/100TX Ports + 2 100FX Fiber Port + 1 GE Fiber Port. DIN Rail or Panel Mount. Terminal Block or DC Jack Power Connector (12VDC - 48VDC). | Ea |  | 1 Year (Limited Lifetime) | 3500 | 8% | 3220
49186 | Etherwan | EX71621-BSB | Hardened (-40°C - 75°C) Managed Ethernet Switch with 6 10/100TX Ports + 2 100FX Fiber Port + 1 GE Fiber Port. DIN Rail or Panel Mount. Terminal Block or DC Jack Power Connector (12VDC - 48VDC). | Ea |  | 1 Year (Limited Lifetime) | 3700 | 8% | 3404
49187 | Etherwan | EX71621-H1B | Hardened (-40°C - 75°C) Managed Ethernet Switch with 6 10/100TX Ports + 2 100FX Fiber Port + 1 GE Fiber Port. DIN Rail or Panel Mount. Terminal Block or DC Jack Power Connector (12VDC - 48VDC). | Ea |  | 1 Year (Limited Lifetime) | 1500 | 8% | 1380
49188 | Etherwan | EX71621-H3B | Hardened (-40°C - 75°C) Managed Ethernet Switch with 6 10/100TX Ports + 2 100FX Fiber Port + 1 GE Fiber Port. DIN Rail or Panel Mount. Terminal Block or DC Jack Power Connector (12VDC - 48VDC). | Ea |  | 1 Year (Limited Lifetime) | 1600 | 8% | 1472
49189 | Etherwan | EX71621-HAB | Hardened (-40°C - 75°C) Managed Ethernet Switch with 6 10/100TX Ports + 2 100FX Fiber Port + 1 GE Fiber Port. DIN Rail or Panel Mount. Terminal Block or DC Jack Power Connector (12VDC - 48VDC). | Ea |  | 1 Year (Limited Lifetime) | 1700 | 8% | 1564
49190 | Etherwan | EX71621-HBB | Hardened (-40°C - 75°C) Managed Ethernet Switch with 6 10/100TX Ports + 2 100FX Fiber Port + 1 GE Fiber Port. DIN Rail or Panel Mount. Terminal Block or DC Jack Power Connector (12VDC - 48VDC). | Ea |  | 1 Year (Limited Lifetime) | 1800 | 8% | 1656
49191 | Etherwan | EX71621-HRB | Hardened (-40°C - 75°C) Managed Ethernet Switch with 6 10/100TX Ports + 2 100FX Fiber Port + 1 GE Fiber Port. DIN Rail or Panel Mount. Terminal Block or DC Jack Power Connector (12VDC - 48VDC). | Ea |  | 1 Year (Limited Lifetime) | 3300 | 8% | 3036
49192 | Etherwan | EX71621-HSB | Hardened (-40°C - 75°C) Managed Ethernet Switch with 6 10/100TX Ports + 2 100FX Fiber Port + 1 GE Fiber Port. DIN Rail or Panel Mount. Terminal Block or DC Jack Power Connector (12VDC - 48VDC). | Ea |  | 1 Year (Limited Lifetime) | 3500 | 8% | 3220
49193 | Etherwan | EX71621-P1B | Hardened (-40°C - 75°C) Managed Ethernet Switch with 6 10/100TX Ports + 2 100FX Fiber Port + 1 GE Fiber Port. DIN Rail or Panel Mount. Terminal Block or DC Jack Power Connector (12VDC - 48VDC). | Ea |  | 1 Year (Limited Lifetime) | 1700 | 8% | 1564
49194 | Etherwan | EX71621-P3B | Hardened (-40°C - 75°C) Managed Ethernet Switch with 6 10/100TX Ports + 2 100FX Fiber Port + 1 GE Fiber Port. DIN Rail or Panel Mount. Terminal Block or DC Jack Power Connector (12VDC - 48VDC). | Ea |  | 1 Year (Limited Lifetime) | 1800 | 8% | 1656
49195 | Etherwan | EX71621-PAB | Hardened (-40°C - 75°C) Managed Ethernet Switch with 6 10/100TX Ports + 2 100FX Fiber Port + 1 GE Fiber Port. DIN Rail or Panel Mount. Terminal Block or DC Jack Power Connector (12VDC - 48VDC). | Ea |  | 1 Year (Limited Lifetime) | 1900 | 8% | 1748
49196 | Etherwan | EX71621-PBB | Hardened (-40°C - 75°C) Managed Ethernet Switch with 6 10/100TX Ports + 2 100FX Fiber Port + 1 GE Fiber Port. DIN Rail or Panel Mount. Terminal Block or DC Jack Power Connector (12VDC - 48VDC). | Ea |  | 1 Year (Limited Lifetime) | 2000 | 8% | 1840
49197 | Etherwan | EX71621-PRB | Hardened (-40°C - 75°C) Managed Ethernet Switch with 6 10/100TX Ports + 2 100FX Fiber Port + 1 GE Fiber Port. DIN Rail or Panel Mount. Terminal Block or DC Jack Power Connector (12VDC - 48VDC). | Ea |  | 1 Year (Limited Lifetime) | 3500 | 8% | 3220
49198 | Etherwan | EX71621-PSB | Hardened (-40°C - 75°C) Managed Ethernet Switch with 6 10/100TX Ports + 2 100FX Fiber Port + 1 GE Fiber Port. DIN Rail or Panel Mount. Terminal Block or DC Jack Power Connector (12VDC - 48VDC). | Ea |  | 1 Year (Limited Lifetime) | 3700 | 8% | 3404
49199 | Etherwan | EX71621-Q1B | Hardened (-40°C - 75°C) Managed Ethernet Switch with 6 10/100TX Ports + 2 100FX Fiber Port + 1 GE Fiber Port. DIN Rail or Panel Mount. Terminal Block or DC Jack Power Connector (12VDC - 48VDC). | Ea |  | 1 Year (Limited Lifetime) | 1800 | 8% | 1656
49200 | Etherwan | EX71621-Q3B | Hardened (-40°C - 75°C) Managed Ethernet Switch with 6 10/100TX Ports + 2 100FX Fiber Port + 1 GE Fiber Port. DIN Rail or Panel Mount. Terminal Block or DC Jack Power Connector (12VDC - 48VDC). | Ea |  | 1 Year (Limited Lifetime) | 1900 | 8% | 1748
49201 | Etherwan | EX71621-QAB | Hardened (-40°C - 75°C) Managed Ethernet Switch with 6 10/100TX Ports + 2 100FX Fiber Port + 1 GE Fiber Port. DIN Rail or Panel Mount. Terminal Block or DC Jack Power Connector (12VDC - 48VDC). | Ea |  | 1 Year (Limited Lifetime) | 2000 | 8% | 1840
49202 | Etherwan | EX71621-QBB | Hardened (-40°C - 75°C) Managed Ethernet Switch with 6 10/100TX Ports + 2 100FX Fiber Port + 1 GE Fiber Port. DIN Rail or Panel Mount. Terminal Block or DC Jack Power Connector (12VDC - 48VDC). | Ea |  | 1 Year (Limited Lifetime) | 2100 | 8% | 1932
49203 | Etherwan | EX71621-QRB | Hardened (-40°C - 75°C) Managed Ethernet Switch with 6 10/100TX Ports + 2 100FX Fiber Port + 1 GE Fiber Port. DIN Rail or Panel Mount. Terminal Block or DC Jack Power Connector (12VDC - 48VDC). | Ea |  | 1 Year (Limited Lifetime) | 3600 | 8% | 3312
49204 | Etherwan | EX71621-QSB | Hardened (-40°C - 75°C) Managed Ethernet Switch with 6 10/100TX Ports + 2 100FX Fiber Port + 1 GE Fiber Port. DIN Rail or Panel Mount. Terminal Block or DC Jack Power Connector (12VDC - 48VDC). | Ea |  | 1 Year (Limited Lifetime) | 3800 | 8% | 3496
49205 | Etherwan | EX71621-R1B | Hardened (-40°C - 75°C) Managed Ethernet Switch with 6 10/100TX Ports + 2 100FX Fiber Port + 1 GE Fiber Port. DIN Rail or Panel Mount. Terminal Block or DC Jack Power Connector (12VDC - 48VDC). | Ea |  | 1 Year (Limited Lifetime) | 2300 | 8% | 2116
49206 | Etherwan | EX71621-R3B | Hardened (-40°C - 75°C) Managed Ethernet Switch with 6 10/100TX Ports + 2 100FX Fiber Port + 1 GE Fiber Port. DIN Rail or Panel Mount. Terminal Block or DC Jack Power Connector (12VDC - 48VDC). | Ea |  | 1 Year (Limited Lifetime) | 2400 | 8% | 2208
49207 | Etherwan | EX71621-RAB | Hardened (-40°C - 75°C) Managed Ethernet Switch with 6 10/100TX Ports + 2 100FX Fiber Port + 1 GE Fiber Port. DIN Rail or Panel Mount. Terminal Block or DC Jack Power Connector (12VDC - 48VDC). | Ea |  | 1 Year (Limited Lifetime) | 2500 | 8% | 2300
49208 | Etherwan | EX71621-RBB | Hardened (-40°C - 75°C) Managed Ethernet Switch with 6 10/100TX Ports + 2 100FX Fiber Port + 1 GE Fiber Port. DIN Rail or Panel Mount. Terminal Block or DC Jack Power Connector (12VDC - 48VDC). | Ea |  | 1 Year (Limited Lifetime) | 2600 | 8% | 2392
49209 | Etherwan | EX71621-RRB | Hardened (-40°C - 75°C) Managed Ethernet Switch with 6 10/100TX Ports + 2 100FX Fiber Port + 1 GE Fiber Port. DIN Rail or Panel Mount. Terminal Block or DC Jack Power Connector (12VDC - 48VDC). | Ea |  | 1 Year (Limited Lifetime) | 4100 | 8% | 3772
49210 | Etherwan | EX71621-S1B | Hardened (-40°C - 75°C) Managed Ethernet Switch with 6 10/100TX Ports + 2 100FX Fiber Port + 1 GE Fiber Port. DIN Rail or Panel Mount. Terminal Block or DC Jack Power Connector (12VDC - 48VDC). | Ea |  | 1 Year (Limited Lifetime) | 2420 | 8% | 2226.4
49211 | Etherwan | EX71621-S3B | Hardened (-40°C - 75°C) Managed Ethernet Switch with 6 10/100TX Ports + 2 100FX Fiber Port + 1 GE Fiber Port. DIN Rail or Panel Mount. Terminal Block or DC Jack Power Connector (12VDC - 48VDC). | Ea |  | 1 Year (Limited Lifetime) | 2520 | 8% | 2318.4
49212 | Etherwan | EX71621-SAB | Hardened (-40°C - 75°C) Managed Ethernet Switch with 6 10/100TX Ports + 2 100FX Fiber Port + 1 GE Fiber Port. DIN Rail or Panel Mount. Terminal Block or DC Jack Power Connector (12VDC - 48VDC). | Ea |  | 1 Year (Limited Lifetime) | 2620 | 8% | 2410.4
49213 | Etherwan | EX71621-SBB | Hardened (-40°C - 75°C) Managed Ethernet Switch with 6 10/100TX Ports + 2 100FX Fiber Port + 1 GE Fiber Port. DIN Rail or Panel Mount. Terminal Block or DC Jack Power Connector (12VDC - 48VDC). | Ea |  | 1 Year (Limited Lifetime) | 2720 | 8% | 2502.4
49214 | Etherwan | EX71621-SRB | Hardened (-40°C - 75°C) Managed Ethernet Switch with 6 10/100TX Ports + 2 100FX Fiber Port + 1 GE Fiber Port. DIN Rail or Panel Mount. Terminal Block or DC Jack Power Connector (12VDC - 48VDC). | Ea |  | 1 Year (Limited Lifetime) | 4220 | 8% | 3882.4
49215 | Etherwan | EX71621-SSB | Hardened (-40°C - 75°C) Managed Ethernet Switch with 6 10/100TX Ports + 2 100FX Fiber Port + 1 GE Fiber Port. DIN Rail or Panel Mount. Terminal Block or DC Jack Power Connector (12VDC - 48VDC). | Ea |  | 1 Year (Limited Lifetime) | 4420 | 8% | 4066.4
49216 | Etherwan | EX71621-VVB | Hardened (-40°C - 75°C) Managed Ethernet Switch with 6 10/100TX Ports + 2 100M SFP Slots + 1 Gigabit SFP Slot. DIN Rail or Panel Mount. Terminal Block or DC Jack Power Connector (12VDC - 48VDC). | Ea |  | 1 Year (Limited Lifetime) | 1000 | 8% | 920
49217 | Etherwan | EX71622-11B | Hardened (-40°C - 75°C) Managed Ethernet Switch with 6 10/100TX Ports + 2 100FX Fiber Port + 2 Gigabit Ports. DIN Rail or Panel Mount. Terminal Block or DC Jack Power Connector (12VDC - 48VDC). | Ea |  | 1 Year (Limited Lifetime) | 1300 | 8% | 1196
49218 | Etherwan | EX71622-13B | Hardened (-40°C - 75°C) Managed Ethernet Switch with 6 10/100TX Ports + 2 100FX Fiber Port + 2 GE Fiber Ports. DIN Rail or Panel Mount. Terminal Block or DC Jack Power Connector (12VDC - 48VDC). | Ea |  | 1 Year (Limited Lifetime) | 1500 | 8% | 1380
49219 | Etherwan | EX71622-14B | Hardened (-40°C - 75°C) Managed Ethernet Switch with 6 10/100TX Ports + 2 100FX Fiber Port + 2 GE Fiber Ports. DIN Rail or Panel Mount. Terminal Block or DC Jack Power Connector (12VDC - 48VDC). | Ea |  | 1 Year (Limited Lifetime) | 1900 | 8% | 1748
49220 | Etherwan | EX71622-1AB | Hardened (-40°C - 75°C) Managed Ethernet Switch with 6 10/100TX Ports + 2 100FX Fiber Port + 2 GE Fiber Ports. DIN Rail or Panel Mount. Terminal Block or DC Jack Power Connector (12VDC - 48VDC). | Ea |  | 1 Year (Limited Lifetime) | 1700 | 8% | 1564
49221 | Etherwan | EX71622-1BB | Hardened (-40°C - 75°C) Managed Ethernet Switch with 6 10/100TX Ports + 2 100FX Fiber Port + 2 GE Fiber Ports. DIN Rail or Panel Mount. Terminal Block or DC Jack Power Connector (12VDC - 48VDC). | Ea |  | 1 Year (Limited Lifetime) | 1900 | 8% | 1748
49222 | Etherwan | EX71622-1RB | Hardened (-40°C - 75°C) Managed Ethernet Switch with 6 10/100TX Ports + 2 100FX Fiber Port + 2 GE Fiber Ports. DIN Rail or Panel Mount. Terminal Block or DC Jack Power Connector (12VDC - 48VDC). | Ea |  | 1 Year (Limited Lifetime) | 4900 | 8% | 4508
49223 | Etherwan | EX71622-1SB | Hardened (-40°C - 75°C) Managed Ethernet Switch with 6 10/100TX Ports + 2 100FX Fiber Port + 2 GE Fiber Ports. DIN Rail or Panel Mount. Terminal Block or DC Jack Power Connector (12VDC - 48VDC). | Ea |  | 1 Year (Limited Lifetime) | 5300 | 8% | 4876
49224 | Etherwan | EX71622-21B | Hardened (-40°C - 75°C) Managed Ethernet Switch with 6 10/100TX Ports + 2 100FX Fiber Port + 2 Gigabit Ports. DIN Rail or Panel Mount. Terminal Block or DC Jack Power Connector (12VDC - 48VDC). | Ea |  | 1 Year (Limited Lifetime) | 1300 | 8% | 1196
49225 | Etherwan | EX71622-23B | Hardened (-40°C - 75°C) Managed Ethernet Switch with 6 10/100TX Ports + 2 100FX Fiber Port + 2 GE Fiber Ports. DIN Rail or Panel Mount. Terminal Block or DC Jack Power Connector (12VDC - 48VDC). | Ea |  | 1 Year (Limited Lifetime) | 1500 | 8% | 1380
49226 | Etherwan | EX71622-2AB | Hardened (-40°C - 75°C) Managed Ethernet Switch with 6 10/100TX Ports + 2 100FX Fiber Port + 2 GE Fiber Ports. DIN Rail or Panel Mount. Terminal Block or DC Jack Power Connector (12VDC - 48VDC). | Ea |  | 1 Year (Limited Lifetime) | 1700 | 8% | 1564
49227 | Etherwan | EX71622-2BB | Hardened (-40°C - 75°C) Managed Ethernet Switch with 6 10/100TX Ports + 2 100FX Fiber Port + 2 GE Fiber Ports. DIN Rail or Panel Mount. Terminal Block or DC Jack Power Connector (12VDC - 48VDC). | Ea |  | 1 Year (Limited Lifetime) | 1900 | 8% | 1748
49228 | Etherwan | EX71622-2RB | Hardened (-40°C - 75°C) Managed Ethernet Switch with 6 10/100TX Ports + 2 100FX Fiber Port + 2 GE Fiber Ports. DIN Rail or Panel Mount. Terminal Block or DC Jack Power Connector (12VDC - 48VDC). | Ea |  | 1 Year (Limited Lifetime) | 4900 | 8% | 4508
49229 | Etherwan | EX71622-2SB | Hardened (-40°C - 75°C) Managed Ethernet Switch with 6 10/100TX Ports + 2 100FX Fiber Port + 2 GE Fiber Ports. DIN Rail or Panel Mount. Terminal Block or DC Jack Power Connector (12VDC - 48VDC). | Ea |  | 1 Year (Limited Lifetime) | 5300 | 8% | 4876
49230 | Etherwan | EX71622-61B | Hardened (-40°C - 75°C) Managed Ethernet Switch with 6 10/100TX Ports + 2 100FX Fiber Port + 2 Gigabit Ports. DIN Rail or Panel Mount. Terminal Block or DC Jack Power Connector (12VDC - 48VDC). | Ea |  | 1 Year (Limited Lifetime) | 1600 | 8% | 1472
49231 | Etherwan | EX71622-63B | Hardened (-40°C - 75°C) Managed Ethernet Switch with 6 10/100TX Ports + 2 100FX Fiber Port + 2 GE Fiber Ports. DIN Rail or Panel Mount. Terminal Block or DC Jack Power Connector (12VDC - 48VDC). | Ea |  | 1 Year (Limited Lifetime) | 1800 | 8% | 1656
49232 | Etherwan | EX71622-6AB | Hardened (-40°C - 75°C) Managed Ethernet Switch with 6 10/100TX Ports + 2 100FX Fiber Port + 2 GE Fiber Ports. DIN Rail or Panel Mount. Terminal Block or DC Jack Power Connector (12VDC - 48VDC). | Ea |  | 1 Year (Limited Lifetime) | 2000 | 8% | 1840
49233 | Etherwan | EX71622-6BB | Hardened (-40°C - 75°C) Managed Ethernet Switch with 6 10/100TX Ports + 2 100FX Fiber Port + 2 GE Fiber Ports. DIN Rail or Panel Mount. Terminal Block or DC Jack Power Connector (12VDC - 48VDC). | Ea |  | 1 Year (Limited Lifetime) | 2200 | 8% | 2024
49234 | Etherwan | EX71622-6RB | Hardened (-40°C - 75°C) Managed Ethernet Switch with 6 10/100TX Ports + 2 100FX Fiber Port + 2 GE Fiber Ports. DIN Rail or Panel Mount. Terminal Block or DC Jack Power Connector (12VDC - 48VDC). | Ea |  | 1 Year (Limited Lifetime) | 5200 | 8% | 4784
49235 | Etherwan | EX71622-6SB | Hardened (-40°C - 75°C) Managed Ethernet Switch with 6 10/100TX Ports + 2 100FX Fiber Port + 2 GE Fiber Ports. DIN Rail or Panel Mount. Terminal Block or DC Jack Power Connector (12VDC - 48VDC). | Ea |  | 1 Year (Limited Lifetime) | 5600 | 8% | 5152
49236 | Etherwan | EX71622-71B | Hardened (-40°C - 75°C) Managed Ethernet Switch with 6 10/100TX Ports + 2 100FX Fiber Port + 2 Gigabit Ports. DIN Rail or Panel Mount. Terminal Block or DC Jack Power Connector (12VDC - 48VDC). | Ea |  | 1 Year (Limited Lifetime) | 1700 | 8% | 1564
49237 | Etherwan | EX71622-73B | Hardened (-40°C - 75°C) Managed Ethernet Switch with 6 10/100TX Ports + 2 100FX Fiber Port + 2 GE Fiber Ports. DIN Rail or Panel Mount. Terminal Block or DC Jack Power Connector (12VDC - 48VDC). | Ea |  | 1 Year (Limited Lifetime) | 1900 | 8% | 1748
49238 | Etherwan | EX71622-7AB | Hardened (-40°C - 75°C) Managed Ethernet Switch with 6 10/100TX Ports + 2 100FX Fiber Port + 2 GE Fiber Ports. DIN Rail or Panel Mount. Terminal Block or DC Jack Power Connector (12VDC - 48VDC). | Ea |  | 1 Year (Limited Lifetime) | 2100 | 8% | 1932
49239 | Etherwan | EX71622-7BB | Hardened (-40°C - 75°C) Managed Ethernet Switch with 6 10/100TX Ports + 2 100FX Fiber Port + 2 GE Fiber Ports. DIN Rail or Panel Mount. Terminal Block or DC Jack Power Connector (12VDC - 48VDC). | Ea |  | 1 Year (Limited Lifetime) | 2300 | 8% | 2116
49240 | Etherwan | EX71622-7RB | Hardened (-40°C - 75°C) Managed Ethernet Switch with 6 10/100TX Ports + 2 100FX Fiber Port + 2 GE Fiber Ports. DIN Rail or Panel Mount. Terminal Block or DC Jack Power Connector (12VDC - 48VDC). | Ea |  | 1 Year (Limited Lifetime) | 5300 | 8% | 4876
49241 | Etherwan | EX71622-7SB | Hardened (-40°C - 75°C) Managed Ethernet Switch with 6 10/100TX Ports + 2 100FX Fiber Port + 2 GE Fiber Ports. DIN Rail or Panel Mount. Terminal Block or DC Jack Power Connector (12VDC - 48VDC). | Ea |  | 1 Year (Limited Lifetime) | 5700 | 8% | 5244
49242 | Etherwan | EX71622-81B | Hardened (-40°C - 75°C) Managed Ethernet Switch with 6 10/100TX Ports + 2 100FX Fiber Port + 2 Gigabit Ports. DIN Rail or Panel Mount. Terminal Block or DC Jack Power Connector (12VDC - 48VDC). | Ea |  | 1 Year (Limited Lifetime) | 1700 | 8% | 1564
49243 | Etherwan | EX71622-83B | Hardened (-40°C - 75°C) Managed Ethernet Switch with 6 10/100TX Ports + 2 100FX Fiber Port + 2 GE Fiber Ports. DIN Rail or Panel Mount. Terminal Block or DC Jack Power Connector (12VDC - 48VDC). | Ea |  | 1 Year (Limited Lifetime) | 1900 | 8% | 1748
49244 | Etherwan | EX71622-8AB | Hardened (-40°C - 75°C) Managed Ethernet Switch with 6 10/100TX Ports + 2 100FX Fiber Port + 2 GE Fiber Ports. DIN Rail or Panel Mount. Terminal Block or DC Jack Power Connector (12VDC - 48VDC). | Ea |  | 1 Year (Limited Lifetime) | 2100 | 8% | 1932
49245 | Etherwan | EX71622-8BB | Hardened (-40°C - 75°C) Managed Ethernet Switch with 6 10/100TX Ports + 2 100FX Fiber Port + 2 GE Fiber Ports. DIN Rail or Panel Mount. Terminal Block or DC Jack Power Connector (12VDC - 48VDC). | Ea |  | 1 Year (Limited Lifetime) | 2300 | 8% | 2116
49246 | Etherwan | EX71622-8RB | Hardened (-40°C - 75°C) Managed Ethernet Switch with 6 10/100TX Ports + 2 100FX Fiber Port + 2 GE Fiber Ports. DIN Rail or Panel Mount. Terminal Block or DC Jack Power Connector (12VDC - 48VDC). | Ea |  | 1 Year (Limited Lifetime) | 5300 | 8% | 4876
49247 | Etherwan | EX71622-8SB | Hardened (-40°C - 75°C) Managed Ethernet Switch with 6 10/100TX Ports + 2 100FX Fiber Port + 2 GE Fiber Ports. DIN Rail or Panel Mount. Terminal Block or DC Jack Power Connector (12VDC - 48VDC). | Ea |  | 1 Year (Limited Lifetime) | 5700 | 8% | 5244
49248 | Etherwan | EX71622-91B | Hardened (-40°C - 75°C) Managed Ethernet Switch with 6 10/100TX Ports + 2 100FX Fiber Port + 2 Gigabit Ports. DIN Rail or Panel Mount. Terminal Block or DC Jack Power Connector (12VDC - 48VDC). | Ea |  | 1 Year (Limited Lifetime) | 1800 | 8% | 1656
49249 | Etherwan | EX71622-93B | Hardened (-40°C - 75°C) Managed Ethernet Switch with 6 10/100TX Ports + 2 100FX Fiber Port + 2 GE Fiber Ports. DIN Rail or Panel Mount. Terminal Block or DC Jack Power Connector (12VDC - 48VDC). | Ea |  | 1 Year (Limited Lifetime) | 2000 | 8% | 1840
49250 | Etherwan | EX71622-9AB | Hardened (-40°C - 75°C) Managed Ethernet Switch with 6 10/100TX Ports + 2 100FX Fiber Port + 2 GE Fiber Ports. DIN Rail or Panel Mount. Terminal Block or DC Jack Power Connector (12VDC - 48VDC). | Ea |  | 1 Year (Limited Lifetime) | 2200 | 8% | 2024
49251 | Etherwan | EX71622-9BB | Hardened (-40°C - 75°C) Managed Ethernet Switch with 6 10/100TX Ports + 2 100FX Fiber Port + 2 GE Fiber Ports. DIN Rail or Panel Mount. Terminal Block or DC Jack Power Connector (12VDC - 48VDC). | Ea |  | 1 Year (Limited Lifetime) | 2400 | 8% | 2208
49252 | Etherwan | EX71622-9RB | Hardened (-40°C - 75°C) Managed Ethernet Switch with 6 10/100TX Ports + 2 100FX Fiber Port + 2 GE Fiber Ports. DIN Rail or Panel Mount. Terminal Block or DC Jack Power Connector (12VDC - 48VDC). | Ea |  | 1 Year (Limited Lifetime) | 5400 | 8% | 4968
49253 | Etherwan | EX71622-9SB | Hardened (-40°C - 75°C) Managed Ethernet Switch with 6 10/100TX Ports + 2 100FX Fiber Port + 2 GE Fiber Ports. DIN Rail or Panel Mount. Terminal Block or DC Jack Power Connector (12VDC - 48VDC). | Ea |  | 1 Year (Limited Lifetime) | 5800 | 8% | 5336
49254 | Etherwan | EX71622-A1B | Hardened (-40°C - 75°C) Managed Ethernet Switch with 6 10/100TX Ports + 2 100FX Fiber Port + 2 Gigabit Ports. DIN Rail or Panel Mount. Terminal Block or DC Jack Power Connector (12VDC - 48VDC). | Ea |  | 1 Year (Limited Lifetime) | 1600 | 8% | 1472
49255 | Etherwan | EX71622-A3B | Hardened (-40°C - 75°C) Managed Ethernet Switch with 6 10/100TX Ports + 2 100FX Fiber Port + 2 GE Fiber Ports. DIN Rail or Panel Mount. Terminal Block or DC Jack Power Connector (12VDC - 48VDC). | Ea |  | 1 Year (Limited Lifetime) | 1800 | 8% | 1656
49256 | Etherwan | EX71622-AAB | Hardened (-40°C - 75°C) Managed Ethernet Switch with 6 10/100TX Ports + 2 100FX Fiber Port + 2 GE Fiber Ports. DIN Rail or Panel Mount. Terminal Block or DC Jack Power Connector (12VDC - 48VDC). | Ea |  | 1 Year (Limited Lifetime) | 2000 | 8% | 1840
49257 | Etherwan | EX71622-ABB | Hardened (-40°C - 75°C) Managed Ethernet Switch with 6 10/100TX Ports + 2 100FX Fiber Port + 2 GE Fiber Ports. DIN Rail or Panel Mount. Terminal Block or DC Jack Power Connector (12VDC - 48VDC). | Ea |  | 1 Year (Limited Lifetime) | 2200 | 8% | 2024
49258 | Etherwan | EX71622-ARB | Hardened (-40°C - 75°C) Managed Ethernet Switch with 6 10/100TX Ports + 2 100FX Fiber Port + 2 GE Fiber Ports. DIN Rail or Panel Mount. Terminal Block or DC Jack Power Connector (12VDC - 48VDC). | Ea |  | 1 Year (Limited Lifetime) | 5200 | 8% | 4784
49259 | Etherwan | EX71622-ASB | Hardened (-40°C - 75°C) Managed Ethernet Switch with 6 10/100TX Ports + 2 100FX Fiber Port + 2 GE Fiber Ports. DIN Rail or Panel Mount. Terminal Block or DC Jack Power Connector (12VDC - 48VDC). | Ea |  | 1 Year (Limited Lifetime) | 5600 | 8% | 5152
49260 | Etherwan | EX71622-B1B | Hardened (-40°C - 75°C) Managed Ethernet Switch with 6 10/100TX Ports + 2 100FX Fiber Port + 2 Gigabit Ports. DIN Rail or Panel Mount. Terminal Block or DC Jack Power Connector (12VDC - 48VDC). | Ea |  | 1 Year (Limited Lifetime) | 1800 | 8% | 1656
49261 | Etherwan | EX71622-B3B | Hardened (-40°C - 75°C) Managed Ethernet Switch with 6 10/100TX Ports + 2 100FX Fiber Port + 2 GE Fiber Ports. DIN Rail or Panel Mount. Terminal Block or DC Jack Power Connector (12VDC - 48VDC). | Ea |  | 1 Year (Limited Lifetime) | 2000 | 8% | 1840
49262 | Etherwan | EX71622-BAB | Hardened (-40°C - 75°C) Managed Ethernet Switch with 6 10/100TX Ports + 2 100FX Fiber Port + 2 GE Fiber Ports. DIN Rail or Panel Mount. Terminal Block or DC Jack Power Connector (12VDC - 48VDC). | Ea |  | 1 Year (Limited Lifetime) | 2200 | 8% | 2024
49263 | Etherwan | EX71622-BBB | Hardened (-40°C - 75°C) Managed Ethernet Switch with 6 10/100TX Ports + 2 100FX Fiber Port + 2 GE Fiber Ports. DIN Rail or Panel Mount. Terminal Block or DC Jack Power Connector (12VDC - 48VDC). | Ea |  | 1 Year (Limited Lifetime) | 2400 | 8% | 2208
49264 | Etherwan | EX71622-BRB | Hardened (-40°C - 75°C) Managed Ethernet Switch with 6 10/100TX Ports + 2 100FX Fiber Port + 2 GE Fiber Ports. DIN Rail or Panel Mount. Terminal Block or DC Jack Power Connector (12VDC - 48VDC). | Ea |  | 1 Year (Limited Lifetime) | 5400 | 8% | 4968
49265 | Etherwan | EX71622-BSB | Hardened (-40°C - 75°C) Managed Ethernet Switch with 6 10/100TX Ports + 2 100FX Fiber Port + 2 GE Fiber Ports. DIN Rail or Panel Mount. Terminal Block or DC Jack Power Connector (12VDC - 48VDC). | Ea |  | 1 Year (Limited Lifetime) | 5800 | 8% | 5336
49266 | Etherwan | EX71622-H1B | Hardened (-40°C - 75°C) Managed Ethernet Switch with 6 10/100TX Ports + 2 100FX Fiber Port + 2 Gigabit Ports. DIN Rail or Panel Mount. Terminal Block or DC Jack Power Connector (12VDC - 48VDC). | Ea |  | 1 Year (Limited Lifetime) | 1600 | 8% | 1472
49267 | Etherwan | EX71622-H3B | Hardened (-40°C - 75°C) Managed Ethernet Switch with 6 10/100TX Ports + 2 100FX Fiber Port + 2 GE Fiber Ports. DIN Rail or Panel Mount. Terminal Block or DC Jack Power Connector (12VDC - 48VDC). | Ea |  | 1 Year (Limited Lifetime) | 1800 | 8% | 1656
49268 | Etherwan | EX71622-HAB | Hardened (-40°C - 75°C) Managed Ethernet Switch with 6 10/100TX Ports + 2 100FX Fiber Port + 2 GE Fiber Ports. DIN Rail or Panel Mount. Terminal Block or DC Jack Power Connector (12VDC - 48VDC). | Ea |  | 1 Year (Limited Lifetime) | 2000 | 8% | 1840
49269 | Etherwan | EX71622-HBB | Hardened (-40°C - 75°C) Managed Ethernet Switch with 6 10/100TX Ports + 2 100FX Fiber Port + 2 GE Fiber Ports. DIN Rail or Panel Mount. Terminal Block or DC Jack Power Connector (12VDC - 48VDC). | Ea |  | 1 Year (Limited Lifetime) | 2200 | 8% | 2024
49270 | Etherwan | EX71622-HRB | Hardened (-40°C - 75°C) Managed Ethernet Switch with 6 10/100TX Ports + 2 100FX Fiber Port + 2 GE Fiber Ports. DIN Rail or Panel Mount. Terminal Block or DC Jack Power Connector (12VDC - 48VDC). | Ea |  | 1 Year (Limited Lifetime) | 5200 | 8% | 4784
49271 | Etherwan | EX71622-HSB | Hardened (-40°C - 75°C) Managed Ethernet Switch with 6 10/100TX Ports + 2 100FX Fiber Port + 2 GE Fiber Ports. DIN Rail or Panel Mount. Terminal Block or DC Jack Power Connector (12VDC - 48VDC). | Ea |  | 1 Year (Limited Lifetime) | 5600 | 8% | 5152
49272 | Etherwan | EX71622-P1B | Hardened (-40°C - 75°C) Managed Ethernet Switch with 6 10/100TX Ports + 2 100FX Fiber Port + 2 Gigabit Ports. DIN Rail or Panel Mount. Terminal Block or DC Jack Power Connector (12VDC - 48VDC). | Ea |  | 1 Year (Limited Lifetime) | 1800 | 8% | 1656
49273 | Etherwan | EX71622-P3B | Hardened (-40°C - 75°C) Managed Ethernet Switch with 6 10/100TX Ports + 2 100FX Fiber Port + 2 GE Fiber Ports. DIN Rail or Panel Mount. Terminal Block or DC Jack Power Connector (12VDC - 48VDC). | Ea |  | 1 Year (Limited Lifetime) | 2000 | 8% | 1840
49274 | Etherwan | EX71622-PAB | Hardened (-40°C - 75°C) Managed Ethernet Switch with 6 10/100TX Ports + 2 100FX Fiber Port + 2 GE Fiber Ports. DIN Rail or Panel Mount. Terminal Block or DC Jack Power Connector (12VDC - 48VDC). | Ea |  | 1 Year (Limited Lifetime) | 2200 | 8% | 2024
49275 | Etherwan | EX71622-PBB | Hardened (-40°C - 75°C) Managed Ethernet Switch with 6 10/100TX Ports + 2 100FX Fiber Port + 2 GE Fiber Ports. DIN Rail or Panel Mount. Terminal Block or DC Jack Power Connector (12VDC - 48VDC). | Ea |  | 1 Year (Limited Lifetime) | 2400 | 8% | 2208
49276 | Etherwan | EX71622-PRB | Hardened (-40°C - 75°C) Managed Ethernet Switch with 6 10/100TX Ports + 2 100FX Fiber Port + 2 GE Fiber Ports. DIN Rail or Panel Mount. Terminal Block or DC Jack Power Connector (12VDC - 48VDC). | Ea |  | 1 Year (Limited Lifetime) | 5400 | 8% | 4968
49277 | Etherwan | EX71622-PSB | Hardened (-40°C - 75°C) Managed Ethernet Switch with 6 10/100TX Ports + 2 100FX Fiber Port + 2 GE Fiber Ports. DIN Rail or Panel Mount. Terminal Block or DC Jack Power Connector (12VDC - 48VDC). | Ea |  | 1 Year (Limited Lifetime) | 5800 | 8% | 5336
49278 | Etherwan | EX71622-Q1B | Hardened (-40°C - 75°C) Managed Ethernet Switch with 6 10/100TX Ports + 2 100FX Fiber Port + 2 Gigabit Ports. DIN Rail or Panel Mount. Terminal Block or DC Jack Power Connector (12VDC - 48VDC). | Ea |  | 1 Year (Limited Lifetime) | 1900 | 8% | 1748
49279 | Etherwan | EX71622-Q3B | Hardened (-40°C - 75°C) Managed Ethernet Switch with 6 10/100TX Ports + 2 100FX Fiber Port + 2 GE Fiber Ports. DIN Rail or Panel Mount. Terminal Block or DC Jack Power Connector (12VDC - 48VDC). | Ea |  | 1 Year (Limited Lifetime) | 2100 | 8% | 1932
49280 | Etherwan | EX71622-QAB | Hardened (-40°C - 75°C) Managed Ethernet Switch with 6 10/100TX Ports + 2 100FX Fiber Port + 2 GE Fiber Ports. DIN Rail or Panel Mount. Terminal Block or DC Jack Power Connector (12VDC - 48VDC). | Ea |  | 1 Year (Limited Lifetime) | 2300 | 8% | 2116
49281 | Etherwan | EX71622-QBB | Hardened (-40°C - 75°C) Managed Ethernet Switch with 6 10/100TX Ports + 2 100FX Fiber Port + 2 GE Fiber Ports. DIN Rail or Panel Mount. Terminal Block or DC Jack Power Connector (12VDC - 48VDC). | Ea |  | 1 Year (Limited Lifetime) | 2500 | 8% | 2300
49282 | Etherwan | EX71622-QRB | Hardened (-40°C - 75°C) Managed Ethernet Switch with 6 10/100TX Ports + 2 100FX Fiber Port + 2 GE Fiber Ports. DIN Rail or Panel Mount. Terminal Block or DC Jack Power Connector (12VDC - 48VDC). | Ea |  | 1 Year (Limited Lifetime) | 5500 | 8% | 5060
49283 | Etherwan | EX71622-QSB | Hardened (-40°C - 75°C) Managed Ethernet Switch with 6 10/100TX Ports + 2 100FX Fiber Port + 2 GE Fiber Ports. DIN Rail or Panel Mount. Terminal Block or DC Jack Power Connector (12VDC - 48VDC). | Ea |  | 1 Year (Limited Lifetime) | 5900 | 8% | 5428
49284 | Etherwan | EX71622-R1B | Hardened (-40°C - 75°C) Managed Ethernet Switch with 6 10/100TX Ports + 2 100FX Fiber Port + 2 Gigabit Ports. DIN Rail or Panel Mount. Terminal Block or DC Jack Power Connector (12VDC - 48VDC). | Ea |  | 1 Year (Limited Lifetime) | 2400 | 8% | 2208
49285 | Etherwan | EX71622-R3B | Hardened (-40°C - 75°C) Managed Ethernet Switch with 6 10/100TX Ports + 2 100FX Fiber Port + 2 GE Fiber Ports. DIN Rail or Panel Mount. Terminal Block or DC Jack Power Connector (12VDC - 48VDC). | Ea |  | 1 Year (Limited Lifetime) | 2600 | 8% | 2392
49286 | Etherwan | EX71622-RAB | Hardened (-40°C - 75°C) Managed Ethernet Switch with 6 10/100TX Ports + 2 100FX Fiber Port + 2 GE Fiber Ports. DIN Rail or Panel Mount. Terminal Block or DC Jack Power Connector (12VDC - 48VDC). | Ea |  | 1 Year (Limited Lifetime) | 2800 | 8% | 2576
49287 | Etherwan | EX71622-RBB | Hardened (-40°C - 75°C) Managed Ethernet Switch with 6 10/100TX Ports + 2 100FX Fiber Port + 2 GE Fiber Ports. DIN Rail or Panel Mount. Terminal Block or DC Jack Power Connector (12VDC - 48VDC). | Ea |  | 1 Year (Limited Lifetime) | 3000 | 8% | 2760
49288 | Etherwan | EX71622-RRB | Hardened (-40°C - 75°C) Managed Ethernet Switch with 6 10/100TX Ports + 2 100FX Fiber Port + 2 GE Fiber Ports. DIN Rail or Panel Mount. Terminal Block or DC Jack Power Connector (12VDC - 48VDC). | Ea |  | 1 Year (Limited Lifetime) | 6000 | 8% | 5520
49289 | Etherwan | EX71622-RSB | Hardened (-40°C - 75°C) Managed Ethernet Switch with 6 10/100TX Ports + 2 100FX Fiber Port + 2 GE Fiber Ports. DIN Rail or Panel Mount. Terminal Block or DC Jack Power Connector (12VDC - 48VDC). | Ea |  | 1 Year (Limited Lifetime) | 6400 | 8% | 5888
49290 | Etherwan | EX71622-S1B | Hardened (-40°C - 75°C) Managed Ethernet Switch with 6 10/100TX Ports + 2 100FX Fiber Port + 2 Gigabit Ports. DIN Rail or Panel Mount. Terminal Block or DC Jack Power Connector (12VDC - 48VDC). | Ea |  | 1 Year (Limited Lifetime) | 2520 | 8% | 2318.4
49291 | Etherwan | EX71622-S3B | Hardened (-40°C - 75°C) Managed Ethernet Switch with 6 10/100TX Ports + 2 100FX Fiber Port + 2 GE Fiber Ports. DIN Rail or Panel Mount. Terminal Block or DC Jack Power Connector (12VDC - 48VDC). | Ea |  | 1 Year (Limited Lifetime) | 2720 | 8% | 2502.4
49292 | Etherwan | EX71622-SAB | Hardened (-40°C - 75°C) Managed Ethernet Switch with 6 10/100TX Ports + 2 100FX Fiber Port + 2 GE Fiber Ports. DIN Rail or Panel Mount. Terminal Block or DC Jack Power Connector (12VDC - 48VDC). | Ea |  | 1 Year (Limited Lifetime) | 2920 | 8% | 2686.4
49293 | Etherwan | EX71622-SBB | Hardened (-40°C - 75°C) Managed Ethernet Switch with 6 10/100TX Ports + 2 100FX Fiber Port + 2 GE Fiber Ports. DIN Rail or Panel Mount. Terminal Block or DC Jack Power Connector (12VDC - 48VDC). | Ea |  | 1 Year (Limited Lifetime) | 3120 | 8% | 2870.4
49294 | Etherwan | EX71622-SRB | Hardened (-40°C - 75°C) Managed Ethernet Switch with 6 10/100TX Ports + 2 100FX Fiber Port + 2 GE Fiber Ports. DIN Rail or Panel Mount. Terminal Block or DC Jack Power Connector (12VDC - 48VDC). | Ea |  | 1 Year (Limited Lifetime) | 6120 | 8% | 5630.4
49295 | Etherwan | EX71622-SSB | Hardened (-40°C - 75°C) Managed Ethernet Switch with 6 10/100TX Ports + 2 100FX Fiber Port + 2 GE Fiber Ports. DIN Rail or Panel Mount. Terminal Block or DC Jack Power Connector (12VDC - 48VDC). | Ea |  | 1 Year (Limited Lifetime) | 6520 | 8% | 5998.4
49296 | Etherwan | EX71622-VVB | Hardened (-40°C - 75°C) Managed Ethernet Switch with 6 10/100TX Ports + 2 100M SFP Slots + 2 GE SFP Slots. DIN Rail or Panel Mount. Terminal Block or DC Jack Power Connector (12VDC - 48VDC). | Ea |  | 1 Year (Limited Lifetime) | 1120 | 8% | 1030.4
49297 | Etherwan | EX71802-01B | Hardened (-40°C - 75°C) Managed Ethernet Switch with 8 10/100TX Ports + 2 Gigabit Ports. DIN Rail or Panel Mount. Terminal Block or DC Jack Power Connector (12VDC - 48VDC). | Ea |  | 1 Year (Limited Lifetime) | 1040 | 8% | 956.8
49298 | Etherwan | EX71802-03B | Hardened (-40°C - 75°C) Managed Ethernet Switch with 8 10/100TX Ports + 2 Gigabit Fiber Ports. DIN Rail or Panel Mount. Terminal Block or DC Jack Power Connector (12VDC - 48VDC). | Ea |  | 1 Year (Limited Lifetime) | 1240 | 8% | 1140.8
49299 | Etherwan | EX71802-04B | Hardened (-40°C - 75°C) Managed Ethernet Switch with 8 10/100TX Ports + 2 Gigabit Fiber Ports. DIN Rail or Panel Mount. Terminal Block or DC Jack Power Connector (12VDC - 48VDC). | Ea |  | 1 Year (Limited Lifetime) | 1640 | 8% | 1508.8
49300 | Etherwan | EX71802-0AB | Hardened (-40°C - 75°C) Managed Ethernet Switch with 8 10/100TX Ports + 2 Gigabit Fiber Ports. DIN Rail or Panel Mount. Terminal Block or DC Jack Power Connector (12VDC - 48VDC). | Ea |  | 1 Year (Limited Lifetime) | 1440 | 8% | 1324.8
49301 | Etherwan | EX71802-0BB | Hardened (-40°C - 75°C) Managed Ethernet Switch with 8 10/100TX Ports + 2 Gigabit Fiber Ports. DIN Rail or Panel Mount. Terminal Block or DC Jack Power Connector (12VDC - 48VDC). | Ea |  | 1 Year (Limited Lifetime) | 1640 | 8% | 1508.8
49302 | Etherwan | EX71802-0CB | Hardened (-40°C - 75°C) Managed Ethernet Switch with 8 10/100TX Ports + 2 Gigabit Fiber Ports. DIN Rail or Panel Mount. Terminal Block or DC Jack Power Connector (12VDC - 48VDC). | Ea |  | 1 Year (Limited Lifetime) | 2040 | 8% | 1876.8
49303 | Etherwan | EX71802-0HB | Hardened (-40°C - 75°C) Managed Ethernet Switch with 8 10/100TX Ports + 2 Gigabit Fiber Ports. DIN Rail or Panel Mount. Terminal Block or DC Jack Power Connector (12VDC - 48VDC). | Ea |  | 1 Year (Limited Lifetime) | 1440 | 8% | 1324.8
49304 | Etherwan | EX71802-0MB | Hardened (-40°C - 75°C) Managed Ethernet Switch with 8 10/100TX Ports + 2 Gigabit Fiber Ports. DIN Rail or Panel Mount. Terminal Block or DC Jack Power Connector (12VDC - 48VDC). | Ea |  | 1 Year (Limited Lifetime) | 1480 | 8% | 1361.6
49305 | Etherwan | EX71802-0NB | Hardened (-40°C - 75°C) Managed Ethernet Switch with 8 10/100TX Ports + 2 Gigabit Fiber Ports. DIN Rail or Panel Mount. Terminal Block or DC Jack Power Connector (12VDC - 48VDC). | Ea |  | 1 Year (Limited Lifetime) | 1680 | 8% | 1545.6
49306 | Etherwan | EX71802-0RB | Hardened (-40°C - 75°C) Managed Ethernet Switch with 8 10/100TX Ports + 2 Gigabit Fiber Ports. DIN Rail or Panel Mount. Terminal Block or DC Jack Power Connector (12VDC - 48VDC). | Ea |  | 1 Year (Limited Lifetime) | 4640 | 8% | 4268.8
49307 | Etherwan | EX71802-0RSB | Hardened (-40°C - 75°C) Managed Ethernet Switch with 8 10/100TX Ports + 2 Gigabit Fiber Ports. DIN Rail or Panel Mount. Terminal Block or DC Jack Power Connector (12VDC - 48VDC). | Ea |  | 1 Year (Limited Lifetime) | 4840 | 8% | 4452.8
49308 | Etherwan | EX71802-0SB | Hardened (-40°C - 75°C) Managed Ethernet Switch with 8 10/100TX Ports + 2 Gigabit Fiber Ports. DIN Rail or Panel Mount. Terminal Block or DC Jack Power Connector (12VDC - 48VDC). | Ea |  | 1 Year (Limited Lifetime) | 5040 | 8% | 4636.8
49309 | Etherwan | EX71802-0VB | Hardened (-40°C - 75°C) Managed Ethernet Switch with 8 10/100TX Ports + 2 Gigabit SFP Slots. DIN Rail or Panel Mount. Terminal Block or DC Jack Power Connector (12VDC - 48VDC). | Ea |  | 1 Year (Limited Lifetime) | 1080 | 8% | 993.6
49310 | Etherwan | EX73400-00B | Hardened (-40°C - 75°C) Managed 16 10/100TX Ports Ethernet Switch. DIN Rail or Panel Mount. Terminal Block or DC Jack Power Connector (12VDC - 48VDC). | Ea |  | 1 Year (Limited Lifetime) | 1095 | 8% | 1007.4
49311 | Etherwan | EX73400-00B-CC | Hardened (-40°C - 75°C) Managed 16 10/100TX Ports Ethernet Switch. DIN Rail or Panel Mount. Terminal Block or DC Jack Power Connector (12VDC - 48VDC). Conformal Coating | Ea |  | 1 Year (Limited Lifetime) | 1369 | 8% | 1259.48
49312 | Etherwan | EX73402-01B | Hardened (-40°C - 75°C) Managed 16 10/100TX Ports + 2 Gigabit TX Ports Ethernet Switch. DIN Rail or Panel Mount. Terminal Block or DC Jack Power Connector (12VDC - 48VDC). | Ea |  | 1 Year (Limited Lifetime) | 1295 | 8% | 1191.4
49313 | Etherwan | EX73402-03B | Hardened (-40°C - 75°C) Managed 16 10/100TX Ports + 2 Combo Gigabit TX / Fiber Ports Ethernet Switch. DIN Rail or Panel Mount. Terminal Block or DC Jack Power Connector (12VDC - 32VDC). | Ea |  | 1 Year (Limited Lifetime) | 1495 | 8% | 1375.4
49314 | Etherwan | EX73402-03B-CC | Conformal Coating Version - Hardened (-40°C - 75°C) Managed 16 10/100TX Ports + 2 Combo Gigabit TX / Fiber Ports Ethernet Switch. DIN Rail or Panel Mount. Terminal Block or DC Jack Power Connector (12VDC - 32VDC). | Ea |  | 1 Year (Limited Lifetime) | 1869 | 8% | 1719.48
49315 | Etherwan | EX73402-04B | Hardened (-40°C - 75°C) Managed 16 10/100TX Ports + 2 Combo Gigabit TX / Fiber Ports Ethernet Switch. DIN Rail or Panel Mount. Terminal Block or DC Jack Power Connector (12VDC - 48VDC). | Ea |  | 1 Year (Limited Lifetime) | 1895 | 8% | 1743.4
49316 | Etherwan | EX73402-05B | Hardened (-40°C - 75°C) Managed 16 10/100TX Ports + 2 Combo Gigabit TX / Fiber Ports Ethernet Switch. DIN Rail or Panel Mount. Terminal Block or DC Jack Power Connector (12VDC - 48VDC). | Ea |  | 1 Year (Limited Lifetime) | 1130 | 8% | 1039.6
49317 | Etherwan | EX73402-0AB | Hardened (-40°C - 75°C) Managed 16 10/100TX Ports + 2 Combo Gigabit TX / Fiber Ports Ethernet Switch. DIN Rail or Panel Mount. Terminal Block or DC Jack Power Connector (12VDC - 48VDC). | Ea |  | 1 Year (Limited Lifetime) | 1695 | 8% | 1559.4
49318 | Etherwan | EX73402-0BB | Hardened (-40°C - 75°C) Managed 16 10/100TX Ports + 2 Combo Gigabit TX / Fiber Ports Ethernet Switch. DIN Rail or Panel Mount. Terminal Block or DC Jack Power Connector (12VDC - 48VDC). | Ea |  | 1 Year (Limited Lifetime) | 1895 | 8% | 1743.4
49319 | Etherwan | EX73921-03B | Hardened (-40°C - 75°C) Managed 12 Port LL3 Gigabit Ethernet Switch with 8 GE Ports + 4 1000Base SX Fiber ports. DIN RAIL Mount, Terminal Block Power Input 12 - 48VDC, power supply sold separately. | Ea |  | 1 Year (Limited Lifetime) | 1799 | 8% | 1655.08
49320 | Etherwan | EX73921-03B-CC | Conformal Coating Version - Hardened (-40°C - 75°C) Managed 12 Port LL3 Gigabit Ethernet Switch with 8 GE Ports + 4 1000Base SX Fiber ports. DIN RAIL Mount, Terminal Block Power Input 12 - 48VDC, power supply sold separately. | Ea |  | 1 Year (Limited Lifetime) | 2249 | 8% | 2069.08
49321 | Etherwan | EX73921-04B | Hardened (-40°C - 75°C) Managed 12 Port LL3 Gigabit Ethernet Switch with 8 GE Ports + 4 1000Base SX Fiber ports. DIN RAIL Mount, Terminal Block Power Input 12 - 48VDC, power supply sold separately. | Ea |  | 1 Year (Limited Lifetime) | 2399 | 8% | 2207.08
49322 | Etherwan | EX73921-05B | Hardened (-40°C - 75°C) Managed 12 Port LL3 Gigabit Ethernet Switch with 8 GE Ports + 4 1000Base SX Fiber ports. DIN RAIL Mount, Terminal Block Power Input 12 - 48VDC, power supply sold separately. | Ea |  | 1 Year (Limited Lifetime) | 1799 | 8% | 1655.08
49323 | Etherwan | EX73921-0AB | Hardened (-40°C - 75°C) Managed 12 Port LL3 Gigabit Ethernet Switch with 8 GE Ports + 4 1000Base LX Fiber ports. DIN RAIL Mount, Terminal Block Power Input 12 - 48VDC, power supply sold separately. | Ea |  | 1 Year (Limited Lifetime) | 1999 | 8% | 1839.08
49324 | Etherwan | EX73921-0BB | Hardened (-40°C - 75°C) Managed 12 Port LL3 Gigabit Ethernet Switch with 8 GE Ports + 4 1000Base LX Fiber ports. DIN RAIL Mount, Terminal Block Power Input 12 - 48VDC, power supply sold separately. | Ea |  | 1 Year (Limited Lifetime) | 2399 | 8% | 2207.08
49325 | Etherwan | EX73921-0RB | Hardened (-40°C - 75°C) Managed 12 Port LL3 Gigabit Ethernet Switch with 8 GE Ports + 4 1000Base LX Fiber ports. DIN RAIL Mount, Terminal Block Power Input 12 - 48VDC, power supply sold separately. | Ea |  | 1 Year (Limited Lifetime) | 4799 | 8% | 4415.08
49326 | Etherwan | EX73921-0SB | Hardened (-40°C - 75°C) Managed 12 Port LL3 Gigabit Ethernet Switch with 8 GE Ports + 4 1000Base LX Fiber ports. DIN RAIL Mount, Terminal Block Power Input 12 - 48VDC, power supply sold separately. | Ea |  | 1 Year (Limited Lifetime) | 5199 | 8% | 4783.08
49327 | Etherwan | EX73921-0VB | Hardened (-40°C - 75°C) Managed 12 Port LL3 Gigabit Ethernet Switch with 8 GE Ports + 4 1000Base SFP ports. DIN RAIL Mount, Terminal Block Power Input 12 - 48VDC, power supply sold separately. | Ea |  | 1 Year (Limited Lifetime) | 1599 | 8% | 1471.08
49328 | Etherwan | EX73931-0VB | Hardened (-40°C - 75°C) Managed 16 Port LL3 Gigabit Ethernet Switch with 12 GE Ports + 4 1000Base SFP ports. DIN RAIL Mount, Terminal Block Power Input 12 - 48VDC, power supply sold separately. | Ea |  | 1 Year (Limited Lifetime) | 1849 | 8% | 1701.08
49329 | Etherwan | EX74062-0VT | Hardened (-40°C - 75°C) Managed Ethernet Switch with 6 10/100TX Ports + 2 Gigabit SFP Combo Ports supports DOM/DDMI. Shelf or Rack Mount. Terminal Block Power Connector 48VDC (47VDC - 55VDC). | Ea |  | 1 Year (Limited Lifetime) | 1360 | 8% | 1251.2
49330 | Etherwan | EX74162-0VT | Hardened (-40°C - 75°C) Managed Ethernet Switch with 6 10/100TX Ports (4 PoE 802.3af) PoE 15.4W each, SFP supports DOM/DDMI. Shelf or Rack Mount. Terminal Block Power Connector 48VDC (47VDC - 55VDC). | Ea |  | 1 Year (Limited Lifetime) | 1600 | 8% | 1472
49331 | Etherwan | EX74262-0VT | Hardened (-40°C - 75°C) Managed Ethernet Switch with 6 10/100TX Ports (4 PoE 802.3at) PoE 30W each, SFP supports DOM/DDMI. Shelf or Rack Mount. Terminal Block Power Connector 48VDC (47VDC - 55VDC). | Ea |  | 1 Year (Limited Lifetime) | 1680 | 8% | 1545.6
49332 | Etherwan | EX74262R-01VT | Hardened (-40°C - 75°C) Managed Ethernet Switch, with 6 10/100TX ports (4 PoE 802.3at) 30W each, SFP supports DOM/DDMI. Shelf or Rack Mount. Terminal Block Power Connector 48VDC (47VDC - 55VDC). This is a special mechanical modification of the EX74000 switch for a Transit application inside a help point interface (HPI) unit. | Ea |  | 1 Year (Limited Lifetime) | 1680 | 8% | 1545.6
49333 | Etherwan | EX75604-001GT | Hardened ( -40°C - 75°C ) Managed Ethernet Switch, 24-port 10/100BASE-TX PoE +2-port 10/100/1000BASE-T PoE +2-port 1000BASE-T. Rack Mount, Power 55VDC (46VDC to 57VDC) Terminal Block Power Connector. | Ea |  | 1 Year (Limited Lifetime) | 2580 | 8% | 2373.6
49334 | Etherwan | EX75604-04VGT | Hardened ( -40°C - 75°C ) Managed Ethernet Switch, 24 10/100TX 802.3at PoE+ FE Ports + 4 Gigabit SFP Ports. Rack Mount, Power 55VDC (46VDC to 57VDC) Terminal Block Power Connector. | Ea |  | 1 Year (Limited Lifetime) | 2550 | 8% | 2346
49335 | Etherwan | EX76400-00TT | Hardened (-40°C - 75°C) Managed Ethernet Switch with 16 10/100TX PoE (PSE) 802.3at Ports. 19 Rack Mount or Shelf Mount | Ea |  | 1 Year (Limited Lifetime) | 1810 | 8% | 1665.2
49336 | Etherwan | EX76402-01TT | Hardened (-40°C - 75°C) Managed Ethernet Switch with 16 10/100TX PoE (PSE) 802.3at Ports + 2 Gigabit Ports. 19 Rack Mount or Shelf Mount | Ea |  | 1 Year (Limited Lifetime) | 2010 | 8% | 1849.2
49337 | Etherwan | EX76402-03TT | Hardened (-40°C - 75°C) Managed Ethernet Switch with 16 10/100TX PoE (PSE) 802.3at Ports + 2 Gigabit Fiber Combo Ports. 19 Rack Mount or Shelf Mount | Ea |  | 1 Year (Limited Lifetime) | 2410 | 8% | 2217.2
49338 | Etherwan | EX76402-04TT | Hardened (-40°C - 75°C) Managed Ethernet Switch with 16 10/100TX PoE (PSE) 802.3at Ports + 2 Gigabit Fiber Combo Ports. 19 Rack Mount or Shelf Mount | Ea |  | 1 Year (Limited Lifetime) | 2810 | 8% | 2585.2
49339 | Etherwan | EX76402-05TT | Hardened (-40°C - 75°C) Managed Ethernet Switch with 16 10/100TX PoE (PSE) 802.3at Ports + 2 Gigabit Fiber 1000SX MM 550M ST Combo Ports. 19 Rack Mount or Shelf Mount | Ea |  | 1 Year (Limited Lifetime) | 2410 | 8% | 2217.2
49340 | Etherwan | EX76402-0ATT | Hardened (-40°C - 75°C) Managed Ethernet Switch with 16 10/100TX PoE (PSE) 802.3at Ports + 2 Gigabit Fiber Combo Ports. 19 Rack Mount or Shelf Mount | Ea |  | 1 Year (Limited Lifetime) | 2610 | 8% | 2401.2
49341 | Etherwan | EX76402-0BTT | Hardened (-40°C - 75°C) Managed Ethernet Switch with 16 10/100TX PoE (PSE) 802.3at Ports + 2 Gigabit Fiber Combo Ports. 19 Rack Mount or Shelf Mount | Ea |  | 1 Year (Limited Lifetime) | 2810 | 8% | 2585.2
49342 | Etherwan | EX76402-0RTT | Hardened (-40°C - 75°C) Managed Ethernet Switch with 16 10/100TX PoE (PSE) 802.3at Ports + 2 Gigabit Fiber Combo Ports. 19 Rack Mount or Shelf Mount | Ea |  | 1 Year (Limited Lifetime) | 5810 | 8% | 5345.2
49343 | Etherwan | EX76402-0STT | Hardened (-40°C - 75°C) Managed Ethernet Switch with 16 10/100TX PoE (PSE) 802.3at Ports + 2 Gigabit Fiber Combo Ports. 19 Rack Mount or Shelf Mount | Ea |  | 1 Year (Limited Lifetime) | 6210 | 8% | 5713.2
49344 | Etherwan | EX77000 -R Option | The -R option refers to power supply redundancy. Placing an R after the power indicator(T, W or C) indicates that whatever power supply is used is also redundant (there are two of them). | Ea |  | 1 Year (Limited Lifetime) | 225 | 8% | 207
49345 | Etherwan | EX77000 -T Option | The -T option refers to the power supply option. T in place of the C indicates that the power input shall be 48VDC rather than the standard 120VAC. The 48VDC input may be positive or negative. | Ea |  | 1 Year (Limited Lifetime) | 80 | 8% | 73.6
49346 | Etherwan | EX77020-100C | Hardened (-40C - 75C) Managed Ethernet Switch with 8 100FX Fiber Ports. Rack Mount with Internal Universal Power Supply, 90VAC - 264VAC. | Ea |  | 1 Year (Limited Lifetime) | 2400 | 8% | 2208
49347 | Etherwan | EX77020-A00C | Hardened ( -40C - 75C ) Managed Ethernet Switch with 8 100FX Fiber Ports. Rack Mount with Internal Universal Power Supply, 90VAC - 264VAC. | Ea |  | 1 Year (Limited Lifetime) | 4000 | 8% | 3680
49348 | Etherwan | EX77020-B00C | Hardened (-40C - 75C) Managed Ethernet Switch with 8 100FX Fiber Ports. Rack Mount with Internal Universal Power Supply, 90VAC - 264VAC. | Ea |  | 1 Year (Limited Lifetime) | 5200 | 8% | 4784
49349 | Etherwan | EX77020-P00C | Hardened (-40C - 75C) Managed Ethernet Switch with 8 100FX Fiber Ports. Rack Mount with Internal Universal Power Supply, 90VAC - 264VAC. | Ea |  | 1 Year (Limited Lifetime) | 4800 | 8% | 4416
49350 | Etherwan | EX77020-Q00C | Hardened (-40C - 75C) Managed Ethernet Switch with 8 100FX Fiber Ports. Rack Mount with Internal Universal Power Supply, 90VAC - 264VAC. | Ea |  | 1 Year (Limited Lifetime) | 5200 | 8% | 4784
49351 | Etherwan | EX77020-R00C | Hardened (-40C - 75C) Managed Ethernet Switch with 8 100FX Fiber Ports. Rack Mount with Internal Universal Power Supply, 90VAC - 264VAC. | Ea |  | 1 Year (Limited Lifetime) | 8000 | 8% | 7360
49352 | Etherwan | EX77020-S00C | Hardened ( -40°C - 75°C ) Managed Ethernet Switch with 8 100FX Fiber Ports + 2 Gigabit Fiber Ports. Rack Mount with Internal Universal Power Supply, 90VAC - 264VAC. | Ea |  | 1 Year (Limited Lifetime) | 8800 | 8% | 8096
49353 | Etherwan | EX77022-10VC | Hardened ( -40°C - 75°C ) Managed Ethernet Switch with 8 100FX Fiber Ports + 2 Gigabit / SFP Combo Ports. Rack Mount with Internal Universal Power Supply, 90VAC - 264VAC. | Ea |  | 1 Year (Limited Lifetime) | 2900 | 8% | 2668
49354 | Etherwan | EX77022-123C | Hardened ( -40°C - 75°C ) Managed Ethernet Switch with 8 100FX Fiber Ports + 2 Gigabit Fiber Ports. Rack Mount with Internal Universal Power Supply, 90VAC - 264VAC. | Ea |  | 1 Year (Limited Lifetime) | 3200 | 8% | 2944
49355 | Etherwan | EX77022-12AC | Hardened ( -40°C - 75°C ) Managed Ethernet Switch with 8 100FX Fiber Ports + 2 Gigabit Fiber Ports. Rack Mount with Internal Universal Power Supply, 90VAC - 264VAC. | Ea |  | 1 Year (Limited Lifetime) | 4200 | 8% | 3864
49356 | Etherwan | EX77022-12BC | Hardened ( -40°C - 75°C ) Managed Ethernet Switch with 8 100FX Fiber Ports + 2 Gigabit Fiber Ports. Rack Mount with Internal Universal Power Supply, 90VAC - 264VAC. | Ea |  | 1 Year (Limited Lifetime) | 5000 | 8% | 4600
49357 | Etherwan | EX77022-12RC | Hardened ( -40°C - 75°C ) Managed Ethernet Switch with 8 100FX Fiber Ports + 2 Gigabit Fiber Ports. Rack Mount with Internal Universal Power Supply, 90VAC - 264VAC. | Ea |  | 1 Year (Limited Lifetime) | 6400 | 8% | 5888
49358 | Etherwan | EX77022-12SC | Hardened ( -40°C - 75°C ) Managed Ethernet Switch with 8 100FX Fiber Ports + 2 Gigabit Fiber Ports. Rack Mount with Internal Universal Power Supply, 90VAC - 264VAC. | Ea |  | 1 Year (Limited Lifetime) | 6800 | 8% | 6256
49359 | Etherwan | EX77022-A0VC | Hardened ( -40°C - 75°C ) Managed Ethernet Switch with 8 100FX Fiber Ports + 2 Gigabit / SFP Combo Ports. Rack Mount with Internal Universal Power Supply, 90VAC - 264VAC. | Ea |  | 1 Year (Limited Lifetime) | 4500 | 8% | 4140
49360 | Etherwan | EX77022-A23C | Hardened ( -40°C - 75°C ) Managed Ethernet Switch with 8 100FX Fiber Ports + 2 Gigabit Fiber Ports. Rack Mount with Internal Universal Power Supply, 90VAC - 264VAC. | Ea |  | 1 Year (Limited Lifetime) | 4800 | 8% | 4416
49361 | Etherwan | EX77022-A2AC | Hardened ( -40°C - 75°C ) Managed Ethernet Switch with 8 100FX Fiber Ports + 2 Gigabit Fiber Ports. Rack Mount with Internal Universal Power Supply, 90VAC - 264VAC. | Ea |  | 1 Year (Limited Lifetime) | 5800 | 8% | 5336
49362 | Etherwan | EX77022-A2BC | Hardened ( -40°C - 75°C ) Managed Ethernet Switch with 8 100FX Fiber Ports + 2 Gigabit Fiber Ports. Rack Mount with Internal Universal Power Supply, 90VAC - 264VAC. | Ea |  | 1 Year (Limited Lifetime) | 6600 | 8% | 6072
49363 | Etherwan | EX77022-A2RC | Hardened ( -40°C - 75°C ) Managed Ethernet Switch with 8 100FX Fiber Ports + 2 Gigabit Fiber Ports. Rack Mount with Internal Universal Power Supply, 90VAC - 264VAC. | Ea |  | 1 Year (Limited Lifetime) | 8000 | 8% | 7360
49364 | Etherwan | EX77022-A2SC | Hardened ( -40°C - 75°C ) Managed Ethernet Switch with 8 100FX Fiber Ports + 2 Gigabit Fiber Ports. Rack Mount with Internal Universal Power Supply, 90VAC - 264VAC. | Ea |  | 1 Year (Limited Lifetime) | 8400 | 8% | 7728
49365 | Etherwan | EX77022-B0VC | Hardened ( -40°C - 75°C ) Managed Ethernet Switch with 8 100FX Fiber Ports + 2 Gigabit / SFP Combo Ports. Rack Mount with Internal Universal Power Supply, 90VAC - 264VAC. | Ea |  | 1 Year (Limited Lifetime) | 5700 | 8% | 5244
49366 | Etherwan | EX77022-B23C | Hardened ( -40°C - 75°C ) Managed Ethernet Switch with 8 100FX Fiber Ports + 2 Gigabit Fiber Ports. Rack Mount with Internal Universal Power Supply, 90VAC - 264VAC. | Ea |  | 1 Year (Limited Lifetime) | 6000 | 8% | 5520
49367 | Etherwan | EX77022-B2AC | Hardened ( -40°C - 75°C ) Managed Ethernet Switch with 8 100FX Fiber Ports + 2 Gigabit Fiber Ports. Rack Mount with Internal Universal Power Supply, 90VAC - 264VAC. | Ea |  | 1 Year (Limited Lifetime) | 7000 | 8% | 6440
49368 | Etherwan | EX77022-B2BC | Hardened ( -40°C - 75°C ) Managed Ethernet Switch with 8 100FX Fiber Ports + 2 Gigabit Fiber Ports. Rack Mount with Internal Universal Power Supply, 90VAC - 264VAC. | Ea |  | 1 Year (Limited Lifetime) | 7800 | 8% | 7176
49369 | Etherwan | EX77022-B2RC | Hardened ( -40°C - 75°C ) Managed Ethernet Switch with 8 100FX Fiber Ports + 2 Gigabit Fiber Ports. Rack Mount with Internal Universal Power Supply, 90VAC - 264VAC. | Ea |  | 1 Year (Limited Lifetime) | 9200 | 8% | 8464
49370 | Etherwan | EX77022-B2SC | Hardened ( -40°C - 75°C ) Managed Ethernet Switch with 8 100FX Fiber Ports + 2 Gigabit Fiber Ports. Rack Mount with Internal Universal Power Supply, 90VAC - 264VAC. | Ea |  | 1 Year (Limited Lifetime) | 9600 | 8% | 8832
49371 | Etherwan | EX77022-P0VC | Hardened ( -40°C - 75°C ) Managed Ethernet Switch with 8 100FX Fiber Ports + 2 Gigabit / SFP Combo Ports. Rack Mount with Internal Universal Power Supply, 90VAC - 264VAC. | Ea |  | 1 Year (Limited Lifetime) | 5300 | 8% | 4876
49372 | Etherwan | EX77022-P23C | Hardened ( -40°C - 75°C ) Managed Ethernet Switch with 8 100FX Fiber Ports + 2 Gigabit Fiber Ports. Rack Mount with Internal Universal Power Supply, 90VAC - 264VAC. | Ea |  | 1 Year (Limited Lifetime) | 5600 | 8% | 5152
49373 | Etherwan | EX77022-P2AC | Hardened ( -40°C - 75°C ) Managed Ethernet Switch with 8 100FX Fiber Ports + 2 Gigabit Fiber Ports. Rack Mount with Internal Universal Power Supply, 90VAC - 264VAC. | Ea |  | 1 Year (Limited Lifetime) | 6600 | 8% | 6072
49374 | Etherwan | EX77022-P2BC | Hardened ( -40°C - 75°C ) Managed Ethernet Switch with 8 100FX Fiber Ports + 2 Gigabit Fiber Ports. Rack Mount with Internal Universal Power Supply, 90VAC - 264VAC. | Ea |  | 1 Year (Limited Lifetime) | 7400 | 8% | 6808
49375 | Etherwan | EX77022-P2RC | Hardened ( -40°C - 75°C ) Managed Ethernet Switch with 8 100FX Fiber Ports + 2 Gigabit Fiber Ports. Rack Mount with Internal Universal Power Supply, 90VAC - 264VAC. | Ea |  | 1 Year (Limited Lifetime) | 8800 | 8% | 8096
49376 | Etherwan | EX77022-P2SC | Hardened ( -40°C - 75°C ) Managed Ethernet Switch with 8 100FX Fiber Ports + 2 Gigabit Fiber Ports. Rack Mount with Internal Universal Power Supply, 90VAC - 264VAC. | Ea |  | 1 Year (Limited Lifetime) | 9200 | 8% | 8464
49377 | Etherwan | EX77022-Q0VC | Hardened ( -40°C - 75°C ) Managed Ethernet Switch with 8 100FX Fiber Ports + 2 Gigabit / SFP Combo Ports. Rack Mount with Internal Universal Power Supply, 90VAC - 264VAC. | Ea |  | 1 Year (Limited Lifetime) | 5700 | 8% | 5244
49378 | Etherwan | EX77022-Q23C | Hardened ( -40°C - 75°C ) Managed Ethernet Switch with 8 100FX Fiber Ports + 2 Gigabit Fiber Ports. Rack Mount with Internal Universal Power Supply, 90VAC - 264VAC. | Ea |  | 1 Year (Limited Lifetime) | 6000 | 8% | 5520
49379 | Etherwan | EX77022-Q2AC | Hardened ( -40°C - 75°C ) Managed Ethernet Switch with 8 100FX Fiber Ports + 2 Gigabit Fiber Ports. Rack Mount with Internal Universal Power Supply, 90VAC - 264VAC. | Ea |  | 1 Year (Limited Lifetime) | 7000 | 8% | 6440
49380 | Etherwan | EX77022-Q2BC | Hardened ( -40°C - 75°C ) Managed Ethernet Switch with 8 100FX Fiber Ports + 2 Gigabit Fiber Ports. Rack Mount with Internal Universal Power Supply, 90VAC - 264VAC. | Ea |  | 1 Year (Limited Lifetime) | 7800 | 8% | 7176
49381 | Etherwan | EX77022-Q2RC | Hardened ( -40°C - 75°C ) Managed Ethernet Switch with 8 100FX Fiber Ports + 2 Gigabit Fiber Ports. Rack Mount with Internal Universal Power Supply, 90VAC - 264VAC. | Ea |  | 1 Year (Limited Lifetime) | 9200 | 8% | 8464
49382 | Etherwan | EX77022-Q2SC | Hardened ( -40°C - 75°C ) Managed Ethernet Switch with 8 100FX Fiber Ports + 2 Gigabit Fiber Ports. Rack Mount with Internal Universal Power Supply, 90VAC - 264VAC. | Ea |  | 1 Year (Limited Lifetime) | 9600 | 8% | 8832
49383 | Etherwan | EX77022-R0VC | Hardened ( -40°C - 75°C ) Managed Ethernet Switch with 8 100FX Fiber Ports + 2 Gigabit / SFP Combo Ports. Rack Mount with Internal Universal Power Supply, 90VAC - 264VAC. | Ea |  | 1 Year (Limited Lifetime) | 8500 | 8% | 7820
49384 | Etherwan | EX77022-R23C | Hardened ( -40°C - 75°C ) Managed Ethernet Switch with 8 100FX Fiber Ports + 2 Gigabit Fiber Ports. Rack Mount with Internal Universal Power Supply, 90VAC - 264VAC. | Ea |  | 1 Year (Limited Lifetime) | 8800 | 8% | 8096
49385 | Etherwan | EX77022-R2AC | Hardened ( -40°C - 75°C ) Managed Ethernet Switch with 8 100FX Fiber Ports + 2 Gigabit Fiber Ports. Rack Mount with Internal Universal Power Supply, 90VAC - 264VAC. | Ea |  | 1 Year (Limited Lifetime) | 9800 | 8% | 9016
49386 | Etherwan | EX77022-R2BC | Hardened ( -40°C - 75°C ) Managed Ethernet Switch with 8 100FX Fiber Ports + 2 Gigabit Fiber Ports. Rack Mount with Internal Universal Power Supply, 90VAC - 264VAC. | Ea |  | 1 Year (Limited Lifetime) | 10600 | 8% | 9752
49387 | Etherwan | EX77022-R2RC | Hardened ( -40°C - 75°C ) Managed Ethernet Switch with 8 100FX Fiber Ports + 2 Gigabit Fiber Ports. Rack Mount with Internal Universal Power Supply, 90VAC - 264VAC. | Ea |  | 1 Year (Limited Lifetime) | 12000 | 8% | 11040
49388 | Etherwan | EX77022-R2SC | Hardened ( -40°C - 75°C ) Managed Ethernet Switch with 8 100FX Fiber Ports + 2 Gigabit Fiber Ports. Rack Mount with Internal Universal Power Supply, 90VAC - 264VAC. | Ea |  | 1 Year (Limited Lifetime) | 12400 | 8% | 11408
49389 | Etherwan | EX77022-S0VC | Hardened ( -40°C - 75°C ) Managed Ethernet Switch with 8 100FX Fiber Ports + 2 Gigabit / SFP Combo Ports. Rack Mount with Internal Universal Power Supply, 90VAC - 264VAC. | Ea |  | 1 Year (Limited Lifetime) | 10900 | 8% | 10028
49390 | Etherwan | EX77022-S23C | Hardened ( -40°C - 75°C ) Managed Ethernet Switch with 8 100FX Fiber Ports + 2 Gigabit Fiber Ports. Rack Mount with Internal Universal Power Supply, 90VAC - 264VAC. | Ea |  | 1 Year (Limited Lifetime) | 9600 | 8% | 8832
49391 | Etherwan | EX77022-S2AC | Hardened ( -40°C - 75°C ) Managed Ethernet Switch with 8 100FX Fiber Ports + 2 Gigabit Fiber Ports. Rack Mount with Internal Universal Power Supply, 90VAC - 264VAC. | Ea |  | 1 Year (Limited Lifetime) | 10600 | 8% | 9752
49392 | Etherwan | EX77022-S2BC | Hardened ( -40°C - 75°C ) Managed Ethernet Switch with 8 100FX Fiber Ports + 2 Gigabit Fiber Ports. Rack Mount with Internal Universal Power Supply, 90VAC - 264VAC. | Ea |  | 1 Year (Limited Lifetime) | 11400 | 8% | 10488
49393 | Etherwan | EX77022-S2RC | Hardened ( -40°C - 75°C ) Managed Ethernet Switch with 8 100FX Fiber Ports + 2 Gigabit Fiber Ports. Rack Mount with Internal Universal Power Supply, 90VAC - 264VAC. | Ea |  | 1 Year (Limited Lifetime) | 12800 | 8% | 11776
49394 | Etherwan | EX77022-S2SC | Hardened ( -40°C - 75°C ) Managed Ethernet Switch with 8 100FX Fiber Ports + 2 Gigabit Fiber Ports. Rack Mount with Internal Universal Power Supply, 90VAC - 264VAC. | Ea |  | 1 Year (Limited Lifetime) | 13200 | 8% | 12144
49395 | Etherwan | EX77024-10VC | Hardened ( -40°C - 75°C ) Managed Ethernet Switch with 8 100FX Fiber Ports + 4 Gigabit / SFP Combo Ports. Rack Mount with Internal Universal Power Supply, 90VAC - 264VAC. | Ea |  | 1 Year (Limited Lifetime) | 3400 | 8% | 3128
49396 | Etherwan | EX77024-143C | Hardened ( -40°C - 75°C ) Managed Ethernet Switch with 8 100FX Fiber Ports + 4 Gigabit Fiber Ports. Rack Mount with Internal Universal Power Supply, 90VAC - 264VAC. | Ea |  | 1 Year (Limited Lifetime) | 4000 | 8% | 3680
49397 | Etherwan | EX77024-14AC | Hardened ( -40°C - 75°C ) Managed Ethernet Switch with 8 100FX Fiber Ports + 4 Gigabit Fiber Ports. Rack Mount with Internal Universal Power Supply, 90VAC - 264VAC. | Ea |  | 1 Year (Limited Lifetime) | 6000 | 8% | 5520
49398 | Etherwan | EX77024-14BC | Hardened ( -40°C - 75°C ) Managed Ethernet Switch with 8 100FX Fiber Ports + 4 Gigabit Fiber Ports. Rack Mount with Internal Universal Power Supply, 90VAC - 264VAC. | Ea |  | 1 Year (Limited Lifetime) | 7600 | 8% | 6992
49399 | Etherwan | EX77024-14RC | Hardened ( -40°C - 75°C ) Managed Ethernet Switch with 8 100FX Fiber Ports + 4 Gigabit Fiber Ports. Rack Mount with Internal Universal Power Supply, 90VAC - 264VAC. | Ea |  | 1 Year (Limited Lifetime) | 10400 | 8% | 9568
49400 | Etherwan | EX77024-14SC | Hardened ( -40°C - 75°C ) Managed Ethernet Switch with 8 100FX Fiber Ports + 4 Gigabit Fiber Ports. Rack Mount with Internal Universal Power Supply, 90VAC - 264VAC. | Ea |  | 1 Year (Limited Lifetime) | 11200 | 8% | 10304
49401 | Etherwan | EX77024-A0VC | Hardened ( -40°C - 75°C ) Managed Ethernet Switch with 8 100FX Fiber Ports + 4 Gigabit / SFP Combo Ports. Rack Mount with Internal Universal Power Supply, 90VAC - 264VAC. | Ea |  | 1 Year (Limited Lifetime) | 5000 | 8% | 4600
49402 | Etherwan | EX77024-A43C | Hardened ( -40°C - 75°C ) Managed Ethernet Switch with 8 100FX Fiber Ports + 4 Gigabit Fiber Ports. Rack Mount with Internal Universal Power Supply, 90VAC - 264VAC. | Ea |  | 1 Year (Limited Lifetime) | 5600 | 8% | 5152
49403 | Etherwan | EX77024-A4AC | Hardened ( -40°C - 75°C ) Managed Ethernet Switch with 8 100FX Fiber Ports + 4 Gigabit Fiber Ports. Rack Mount with Internal Universal Power Supply, 90VAC - 264VAC. | Ea |  | 1 Year (Limited Lifetime) | 7600 | 8% | 6992
49404 | Etherwan | EX77024-A4BC | Hardened ( -40°C - 75°C ) Managed Ethernet Switch with 8 100FX Fiber Ports + 4 Gigabit Fiber Ports. Rack Mount with Internal Universal Power Supply, 90VAC - 264VAC. | Ea |  | 1 Year (Limited Lifetime) | 9200 | 8% | 8464
49405 | Etherwan | EX77024-A4RC | Hardened ( -40°C - 75°C ) Managed Ethernet Switch with 8 100FX Fiber Ports + 4 Gigabit Fiber Ports. Rack Mount with Internal Universal Power Supply, 90VAC - 264VAC. | Ea |  | 1 Year (Limited Lifetime) | 12000 | 8% | 11040
49406 | Etherwan | EX77024-A4SC | Hardened ( -40°C - 75°C ) Managed Ethernet Switch with 8 100FX Fiber Ports + 4 Gigabit Fiber Ports. Rack Mount with Internal Universal Power Supply, 90VAC - 264VAC. | Ea |  | 1 Year (Limited Lifetime) | 12800 | 8% | 11776
49407 | Etherwan | EX77024-B0VC | Hardened ( -40°C - 75°C ) Managed Ethernet Switch with 8 100FX Fiber Ports + 4 Gigabit / SFP Combo Ports. Rack Mount with Internal Universal Power Supply, 90VAC - 264VAC. | Ea |  | 1 Year (Limited Lifetime) | 6200 | 8% | 5704
49408 | Etherwan | EX77024-B43C | Hardened ( -40°C - 75°C ) Managed Ethernet Switch with 8 100FX Fiber Ports + 4 Gigabit Fiber Ports. Rack Mount with Internal Universal Power Supply, 90VAC - 264VAC. | Ea |  | 1 Year (Limited Lifetime) | 6800 | 8% | 6256
49409 | Etherwan | EX77024-B4AC | Hardened ( -40°C - 75°C ) Managed Ethernet Switch with 8 100FX Fiber Ports + 4 Gigabit Fiber Ports. Rack Mount with Internal Universal Power Supply, 90VAC - 264VAC. | Ea |  | 1 Year (Limited Lifetime) | 8800 | 8% | 8096
49410 | Etherwan | EX77024-B4BC | Hardened ( -40°C - 75°C ) Managed Ethernet Switch with 8 100FX Fiber Ports + 4 Gigabit Fiber Ports. Rack Mount with Internal Universal Power Supply, 90VAC - 264VAC. | Ea |  | 1 Year (Limited Lifetime) | 10400 | 8% | 9568
49411 | Etherwan | EX77024-B4RC | Hardened ( -40°C - 75°C ) Managed Ethernet Switch with 8 100FX Fiber Ports + 4 Gigabit Fiber Ports. Rack Mount with Internal Universal Power Supply, 90VAC - 264VAC. | Ea |  | 1 Year (Limited Lifetime) | 13200 | 8% | 12144
49412 | Etherwan | EX77024-B4SC | Hardened ( -40°C - 75°C ) Managed Ethernet Switch with 8 100FX Fiber Ports + 4 Gigabit Fiber Ports. Rack Mount with Internal Universal Power Supply, 90VAC - 264VAC. | Ea |  | 1 Year (Limited Lifetime) | 14000 | 8% | 12880
49413 | Etherwan | EX77024-P0VC | Hardened ( -40°C - 75°C ) Managed Ethernet Switch with 8 100FX Fiber Ports + 4 Gigabit / SFP Combo Ports. Rack Mount with Internal Universal Power Supply, 90VAC - 264VAC. | Ea |  | 1 Year (Limited Lifetime) | 5800 | 8% | 5336
49414 | Etherwan | EX77024-P43C | Hardened ( -40°C - 75°C ) Managed Ethernet Switch with 8 100FX Fiber Ports + 4 Gigabit Fiber Ports. Rack Mount with Internal Universal Power Supply, 90VAC - 264VAC. | Ea |  | 1 Year (Limited Lifetime) | 6400 | 8% | 5888
49415 | Etherwan | EX77024-P4AC | Hardened ( -40°C - 75°C ) Managed Ethernet Switch with 8 100FX Fiber Ports + 4 Gigabit Fiber Ports. Rack Mount with Internal Universal Power Supply, 90VAC - 264VAC. | Ea |  | 1 Year (Limited Lifetime) | 8400 | 8% | 7728
49416 | Etherwan | EX77024-P4BC | Hardened ( -40°C - 75°C ) Managed Ethernet Switch with 8 100FX Fiber Ports + 4 Gigabit Fiber Ports. Rack Mount with Internal Universal Power Supply, 90VAC - 264VAC. | Ea |  | 1 Year (Limited Lifetime) | 10000 | 8% | 9200
49417 | Etherwan | EX77024-P4RC | Hardened ( -40°C - 75°C ) Managed Ethernet Switch with 8 100FX Fiber Ports + 4 Gigabit Fiber Ports. Rack Mount with Internal Universal Power Supply, 90VAC - 264VAC. | Ea |  | 1 Year (Limited Lifetime) | 12800 | 8% | 11776
49418 | Etherwan | EX77024-P4SC | Hardened ( -40°C - 75°C ) Managed Ethernet Switch with 8 100FX Fiber Ports + 4 Gigabit Fiber Ports. Rack Mount with Internal Universal Power Supply, 90VAC - 264VAC. | Ea |  | 1 Year (Limited Lifetime) | 13600 | 8% | 12512
49419 | Etherwan | EX77024-Q0VC | Hardened ( -40°C - 75°C ) Managed Ethernet Switch with 8 100FX Fiber Ports + 4 Gigabit / SFP Combo Ports. Rack Mount with Internal Universal Power Supply, 90VAC - 264VAC. | Ea |  | 1 Year (Limited Lifetime) | 6200 | 8% | 5704
49420 | Etherwan | EX77024-Q43C | Hardened ( -40°C - 75°C ) Managed Ethernet Switch with 8 100FX Fiber Ports + 4 Gigabit Fiber Ports. Rack Mount with Internal Universal Power Supply, 90VAC - 264VAC. | Ea |  | 1 Year (Limited Lifetime) | 6800 | 8% | 6256
49421 | Etherwan | EX77024-Q4AC | Hardened ( -40°C - 75°C ) Managed Ethernet Switch with 8 100FX Fiber Ports + 4 Gigabit Fiber Ports. Rack Mount with Internal Universal Power Supply, 90VAC - 264VAC. | Ea |  | 1 Year (Limited Lifetime) | 8800 | 8% | 8096
49422 | Etherwan | EX77024-Q4BC | Hardened ( -40°C - 75°C ) Managed Ethernet Switch with 8 100FX Fiber Ports + 4 Gigabit Fiber Ports. Rack Mount with Internal Universal Power Supply, 90VAC - 264VAC. | Ea |  | 1 Year (Limited Lifetime) | 10400 | 8% | 9568
49423 | Etherwan | EX77024-Q4RC | Hardened ( -40°C - 75°C ) Managed Ethernet Switch with 8 100FX Fiber Ports + 4 Gigabit Fiber Ports. Rack Mount with Internal Universal Power Supply, 90VAC - 264VAC. | Ea |  | 1 Year (Limited Lifetime) | 13200 | 8% | 12144
49424 | Etherwan | EX77024-Q4SC | Hardened ( -40°C - 75°C ) Managed Ethernet Switch with 8 100FX Fiber Ports + 4 Gigabit Fiber Ports. Rack Mount with Internal Universal Power Supply, 90VAC - 264VAC. | Ea |  | 1 Year (Limited Lifetime) | 14000 | 8% | 12880
49425 | Etherwan | EX77024-R0VC | Hardened ( -40°C - 75°C ) Managed Ethernet Switch with 8 100FX Fiber Ports + 4 Gigabit / SFP Combo Ports. Rack Mount with Internal Universal Power Supply, 90VAC - 264VAC. | Ea |  | 1 Year (Limited Lifetime) | 9000 | 8% | 8280
49426 | Etherwan | EX77024-R43C | Hardened ( -40°C - 75°C ) Managed Ethernet Switch with 8 100FX Fiber Ports + 4 Gigabit Fiber Ports. Rack Mount with Internal Universal Power Supply, 90VAC - 264VAC. | Ea |  | 1 Year (Limited Lifetime) | 9600 | 8% | 8832
49427 | Etherwan | EX77024-R4AC | Hardened ( -40°C - 75°C ) Managed Ethernet Switch with 8 100FX Fiber Ports + 4 Gigabit Fiber Ports. Rack Mount with Internal Universal Power Supply, 90VAC - 264VAC. | Ea |  | 1 Year (Limited Lifetime) | 11600 | 8% | 10672
49428 | Etherwan | EX77024-R4BC | Hardened ( -40°C - 75°C ) Managed Ethernet Switch with 8 100FX Fiber Ports + 4 Gigabit Fiber Ports. Rack Mount with Internal Universal Power Supply, 90VAC - 264VAC. | Ea |  | 1 Year (Limited Lifetime) | 13200 | 8% | 12144
49429 | Etherwan | EX77024-R4RC | Hardened ( -40°C - 75°C ) Managed Ethernet Switch with 8 100FX Fiber Ports + 4 Gigabit Fiber Ports. Rack Mount with Internal Universal Power Supply, 90VAC - 264VAC. | Ea |  | 1 Year (Limited Lifetime) | 16000 | 8% | 14720
49430 | Etherwan | EX77024-R4SC | Hardened ( -40°C - 75°C ) Managed Ethernet Switch with 8 100FX Fiber Ports + 4 Gigabit Fiber Ports. Rack Mount with Internal Universal Power Supply, 90VAC - 264VAC. | Ea |  | 1 Year (Limited Lifetime) | 16800 | 8% | 15456
49431 | Etherwan | EX77024-S0VC | Hardened ( -40°C - 75°C ) Managed Ethernet Switch with 8 100FX Fiber Ports + 4 Gigabit / SFP Combo Ports. Rack Mount with Internal Universal Power Supply, 90VAC - 264VAC. | Ea |  | 1 Year (Limited Lifetime) | 9800 | 8% | 9016
49432 | Etherwan | EX77024-S43C | Hardened ( -40°C - 75°C ) Managed Ethernet Switch with 8 100FX Fiber Ports + 4 Gigabit Fiber Ports. Rack Mount with Internal Universal Power Supply, 90VAC - 264VAC. | Ea |  | 1 Year (Limited Lifetime) | 10400 | 8% | 9568
49433 | Etherwan | EX77024-S4AC | Hardened ( -40°C - 75°C ) Managed Ethernet Switch with 8 100FX Fiber Ports + 4 Gigabit Fiber Ports. Rack Mount with Internal Universal Power Supply, 90VAC - 264VAC. | Ea |  | 1 Year (Limited Lifetime) | 12400 | 8% | 11408
49434 | Etherwan | EX77024-S4BC | Hardened ( -40°C - 75°C ) Managed Ethernet Switch with 8 100FX Fiber Ports + 4 Gigabit Fiber Ports. Rack Mount with Internal Universal Power Supply, 90VAC - 264VAC. | Ea |  | 1 Year (Limited Lifetime) | 14000 | 8% | 12880
49435 | Etherwan | EX77024-S4RC | Hardened ( -40°C - 75°C ) Managed Ethernet Switch with 8 100FX Fiber Ports + 4 Gigabit Fiber Ports. Rack Mount with Internal Universal Power Supply, 90VAC - 264VAC. | Ea |  | 1 Year (Limited Lifetime) | 16800 | 8% | 15456
49436 | Etherwan | EX77024-S4SC | Hardened ( -40°C - 75°C ) Managed Ethernet Switch with 8 100FX Fiber Ports + 4 Gigabit Fiber Ports. Rack Mount with Internal Universal Power Supply, 90VAC - 264VAC. | Ea |  | 1 Year (Limited Lifetime) | 17600 | 8% | 16192
49437 | Etherwan | EX77030-100C | Hardened ( -40°C - 75°C ) Managed Ethernet Switch, 12 100FX Fiber Ports. Rack Mount with Internal Universal Power Supply, 90VAC-264VAC. | Ea |  | 1 Year (Limited Lifetime) | 3200 | 8% | 2944
49438 | Etherwan | EX77030-A00C | Hardened ( -40°C - 75°C ) Managed Ethernet Switch, 12 100FX Fiber Ports. Rack Mount with Internal Universal Power Supply, 90VAC-264VAC. | Ea |  | 1 Year (Limited Lifetime) | 5600 | 8% | 5152
49439 | Etherwan | EX77030-B00C | Hardened ( -40°C - 75°C ) Managed Ethernet Switch, 12 100FX Fiber Ports. Rack Mount with Internal Universal Power Supply, 90VAC-264VAC. | Ea |  | 1 Year (Limited Lifetime) | 7400 | 8% | 6808
49440 | Etherwan | EX77030-P00C | Hardened ( -40°C - 75°C ) Managed Ethernet Switch, 12 100FX Fiber Ports. Rack Mount with Internal Universal Power Supply, 90VAC-264VAC. | Ea |  | 1 Year (Limited Lifetime) | 6800 | 8% | 6256
49441 | Etherwan | EX77030-Q00C | Hardened ( -40°C - 75°C ) Managed Ethernet Switch, 12 100FX Fiber Ports. Rack Mount with Internal Universal Power Supply, 90VAC-264VAC. | Ea |  | 1 Year (Limited Lifetime) | 7400 | 8% | 6808
49442 | Etherwan | EX77030-R00C | Hardened ( -40°C - 75°C ) Managed Ethernet Switch, 12 100FX Fiber Ports. Rack Mount with Internal Universal Power Supply, 90VAC-264VAC. | Ea |  | 1 Year (Limited Lifetime) | 11600 | 8% | 10672
49443 | Etherwan | EX77030-S00C | Hardened ( -40°C - 75°C ) Managed Ethernet Switch, 12 100FX Fiber Ports. Rack Mount with Internal Universal Power Supply, 90VAC-264VAC. | Ea |  | 1 Year (Limited Lifetime) | 12800 | 8% | 11776
49444 | Etherwan | EX77032-10VC | Hardened ( -40°C - 75°C ) Managed Ethernet Switch, 12 100FX Fiber Ports + 2 Gigabit / SFP Combo Ports. Rack Mount with Internal Universal Power Supply, 90VAC-264VAC. | Ea |  | 1 Year (Limited Lifetime) | 3700 | 8% | 3404
49445 | Etherwan | EX77032-123C | Hardened ( -40°C - 75°C ) Managed Ethernet Switch, 12 100FX Fiber Ports + 2 Gigabit Fiber Ports. Rack Mount with Internal Universal Power Supply, 90VAC-264VAC. | Ea |  | 1 Year (Limited Lifetime) | 4000 | 8% | 3680
49446 | Etherwan | EX77032-12AC | Hardened ( -40°C - 75°C ) Managed Ethernet Switch, 12 100FX Fiber Ports + 2 Gigabit Fiber Ports. Rack Mount with Internal Universal Power Supply, 90VAC-264VAC. | Ea |  | 1 Year (Limited Lifetime) | 5000 | 8% | 4600
49447 | Etherwan | EX77032-12BC | Hardened ( -40°C - 75°C ) Managed Ethernet Switch, 12 100FX Fiber Ports + 2 Gigabit Fiber Ports. Rack Mount with Internal Universal Power Supply, 90VAC-264VAC. | Ea |  | 1 Year (Limited Lifetime) | 5800 | 8% | 5336
49448 | Etherwan | EX77032-12RC | Hardened ( -40°C - 75°C ) Managed Ethernet Switch, 12 100FX Fiber Ports + 2 Gigabit Fiber Ports. Rack Mount with Internal Universal Power Supply, 90VAC-264VAC. | Ea |  | 1 Year (Limited Lifetime) | 7200 | 8% | 6624
49449 | Etherwan | EX77032-12SC | Hardened ( -40°C - 75°C ) Managed Ethernet Switch, 12 100FX Fiber Ports + 2 Gigabit Fiber Ports. Rack Mount with Internal Universal Power Supply, 90VAC-264VAC. | Ea |  | 1 Year (Limited Lifetime) | 7600 | 8% | 6992
49450 | Etherwan | EX77032-A0VC | Hardened ( -40°C - 75°C ) Managed Ethernet Switch, 12 100FX Fiber Ports + 2 Gigabit / SFP Combo Ports. Rack Mount with Internal Universal Power Supply, 90VAC-264VAC. | Ea |  | 1 Year (Limited Lifetime) | 6100 | 8% | 5612
49451 | Etherwan | EX77032-A23C | Hardened ( -40°C - 75°C ) Managed Ethernet Switch, 12 100FX Fiber Ports + 2 Gigabit Fiber Ports. Rack Mount with Internal Universal Power Supply, 90VAC-264VAC. | Ea |  | 1 Year (Limited Lifetime) | 6400 | 8% | 5888
49452 | Etherwan | EX77032-A2AC | Hardened ( -40°C - 75°C ) Managed Ethernet Switch, 12 100FX Fiber Ports + 2 Gigabit Fiber Ports. Rack Mount with Internal Universal Power Supply, 90VAC-264VAC. | Ea |  | 1 Year (Limited Lifetime) | 7400 | 8% | 6808
49453 | Etherwan | EX77032-A2BC | Hardened ( -40°C - 75°C ) Managed Ethernet Switch, 12 100FX Fiber Ports + 2 Gigabit Fiber Ports. Rack Mount with Internal Universal Power Supply, 90VAC-264VAC. | Ea |  | 1 Year (Limited Lifetime) | 8200 | 8% | 7544
49454 | Etherwan | EX77032-A2RC | Hardened ( -40°C - 75°C ) Managed Ethernet Switch, 12 100FX Fiber Ports + 2 Gigabit Fiber Ports. Rack Mount with Internal Universal Power Supply, 90VAC-264VAC. | Ea |  | 1 Year (Limited Lifetime) | 9600 | 8% | 8832
49455 | Etherwan | EX77032-A2SC | Hardened ( -40°C - 75°C ) Managed Ethernet Switch, 12 100FX Fiber Ports + 2 Gigabit Fiber Ports. Rack Mount with Internal Universal Power Supply, 90VAC-264VAC. | Ea |  | 1 Year (Limited Lifetime) | 10000 | 8% | 9200
49456 | Etherwan | EX77032-B0VC | Hardened ( -40°C - 75°C ) Managed Ethernet Switch, 12 100FX Fiber Ports + 2 Gigabit / SFP Combo Ports. Rack Mount with Internal Universal Power Supply, 90VAC-264VAC. | Ea |  | 1 Year (Limited Lifetime) | 7900 | 8% | 7268
49457 | Etherwan | EX77032-B23C | Hardened ( -40°C - 75°C ) Managed Ethernet Switch, 12 100FX Fiber Ports + 2 Gigabit Fiber Ports. Rack Mount with Internal Universal Power Supply, 90VAC-264VAC. | Ea |  | 1 Year (Limited Lifetime) | 8200 | 8% | 7544
49458 | Etherwan | EX77032-B2AC | Hardened ( -40°C - 75°C ) Managed Ethernet Switch, 12 100FX Fiber Ports + 2 Gigabit Fiber Ports. Rack Mount with Internal Universal Power Supply, 90VAC-264VAC. | Ea |  | 1 Year (Limited Lifetime) | 9200 | 8% | 8464
49459 | Etherwan | EX77032-B2BC | Hardened ( -40°C - 75°C ) Managed Ethernet Switch, 12 100FX Fiber Ports + 2 Gigabit Fiber Ports. Rack Mount with Internal Universal Power Supply, 90VAC-264VAC. | Ea |  | 1 Year (Limited Lifetime) | 10000 | 8% | 9200
49460 | Etherwan | EX77032-B2RC | Hardened ( -40°C - 75°C ) Managed Ethernet Switch, 12 100FX Fiber Ports + 2 Gigabit Fiber Ports. Rack Mount with Internal Universal Power Supply, 90VAC-264VAC. | Ea |  | 1 Year (Limited Lifetime) | 11400 | 8% | 10488
49461 | Etherwan | EX77032-B2SC | Hardened ( -40°C - 75°C ) Managed Ethernet Switch, 12 100FX Fiber Ports + 2 Gigabit Fiber Ports. Rack Mount with Internal Universal Power Supply, 90VAC-264VAC. | Ea |  | 1 Year (Limited Lifetime) | 11800 | 8% | 10856
49462 | Etherwan | EX77032-P0VC | Hardened ( -40°C - 75°C ) Managed Ethernet Switch, 12 100FX Fiber Ports + 2 Gigabit / SFP Combo Ports. Rack Mount with Internal Universal Power Supply, 90VAC-264VAC. | Ea |  | 1 Year (Limited Lifetime) | 7300 | 8% | 6716
49463 | Etherwan | EX77032-P23C | Hardened ( -40°C - 75°C ) Managed Ethernet Switch, 12 100FX Fiber Ports + 2 Gigabit Fiber Ports. Rack Mount with Internal Universal Power Supply, 90VAC-264VAC. | Ea |  | 1 Year (Limited Lifetime) | 7600 | 8% | 6992
49464 | Etherwan | EX77032-P2AC | Hardened ( -40°C - 75°C ) Managed Ethernet Switch, 12 100FX Fiber Ports + 2 Gigabit Fiber Ports. Rack Mount with Internal Universal Power Supply, 90VAC-264VAC. | Ea |  | 1 Year (Limited Lifetime) | 8600 | 8% | 7912
49465 | Etherwan | EX77032-P2BC | Hardened ( -40°C - 75°C ) Managed Ethernet Switch, 12 100FX Fiber Ports + 2 Gigabit Fiber Ports. Rack Mount with Internal Universal Power Supply, 90VAC-264VAC. | Ea |  | 1 Year (Limited Lifetime) | 9400 | 8% | 8648
49466 | Etherwan | EX77032-P2RC | Hardened ( -40°C - 75°C ) Managed Ethernet Switch, 12 100FX Fiber Ports + 2 Gigabit Fiber Ports. Rack Mount with Internal Universal Power Supply, 90VAC-264VAC. | Ea |  | 1 Year (Limited Lifetime) | 10800 | 8% | 9936
49467 | Etherwan | EX77032-P2SC | Hardened ( -40°C - 75°C ) Managed Ethernet Switch, 12 100FX Fiber Ports + 2 Gigabit Fiber Ports. Rack Mount with Internal Universal Power Supply, 90VAC-264VAC. | Ea |  | 1 Year (Limited Lifetime) | 11200 | 8% | 10304
49468 | Etherwan | EX77032-Q0VC | Hardened ( -40°C - 75°C ) Managed Ethernet Switch, 12 100FX Fiber Ports + 2 Gigabit / SFP Combo Ports. Rack Mount with Internal Universal Power Supply, 90VAC-264VAC. | Ea |  | 1 Year (Limited Lifetime) | 7900 | 8% | 7268
49469 | Etherwan | EX77032-Q23C | Hardened ( -40°C - 75°C ) Managed Ethernet Switch, 12 100FX Fiber Ports + 2 Gigabit Fiber Ports. Rack Mount with Internal Universal Power Supply, 90VAC-264VAC. | Ea |  | 1 Year (Limited Lifetime) | 8200 | 8% | 7544
49470 | Etherwan | EX77032-Q2AC | Hardened ( -40°C - 75°C ) Managed Ethernet Switch, 12 100FX Fiber Ports + 2 Gigabit Fiber Ports. Rack Mount with Internal Universal Power Supply, 90VAC-264VAC. | Ea |  | 1 Year (Limited Lifetime) | 9200 | 8% | 8464
49471 | Etherwan | EX77032-Q2BC | Hardened ( -40°C - 75°C ) Managed Ethernet Switch, 12 100FX Fiber Ports + 2 Gigabit Fiber Ports. Rack Mount with Internal Universal Power Supply, 90VAC-264VAC. | Ea |  | 1 Year (Limited Lifetime) | 10000 | 8% | 9200
49472 | Etherwan | EX77032-Q2RC | Hardened ( -40°C - 75°C ) Managed Ethernet Switch, 12 100FX Fiber Ports + 2 Gigabit Fiber Ports. Rack Mount with Internal Universal Power Supply, 90VAC-264VAC. | Ea |  | 1 Year (Limited Lifetime) | 11400 | 8% | 10488
49473 | Etherwan | EX77032-Q2SC | Hardened ( -40°C - 75°C ) Managed Ethernet Switch, 12 100FX Fiber Ports + 2 Gigabit Fiber Ports. Rack Mount with Internal Universal Power Supply, 90VAC-264VAC. | Ea |  | 1 Year (Limited Lifetime) | 11800 | 8% | 10856
49474 | Etherwan | EX77032-R0VC | Hardened ( -40°C - 75°C ) Managed Ethernet Switch, 12 100FX Fiber Ports + 2 Gigabit / SFP Combo Ports. Rack Mount with Internal Universal Power Supply, 90VAC-264VAC. | Ea |  | 1 Year (Limited Lifetime) | 12100 | 8% | 11132
49475 | Etherwan | EX77032-R23C | Hardened ( -40°C - 75°C ) Managed Ethernet Switch, 12 100FX Fiber Ports + 2 Gigabit Fiber Ports. Rack Mount with Internal Universal Power Supply, 90VAC-264VAC. | Ea |  | 1 Year (Limited Lifetime) | 12400 | 8% | 11408
49476 | Etherwan | EX77032-R2AC | Hardened ( -40°C - 75°C ) Managed Ethernet Switch, 12 100FX Fiber Ports + 2 Gigabit Fiber Ports. Rack Mount with Internal Universal Power Supply, 90VAC-264VAC. | Ea |  | 1 Year (Limited Lifetime) | 13400 | 8% | 12328
49477 | Etherwan | EX77032-R2BC | Hardened ( -40°C - 75°C ) Managed Ethernet Switch, 12 100FX Fiber Ports + 2 Gigabit Fiber Ports. Rack Mount with Internal Universal Power Supply, 90VAC-264VAC. | Ea |  | 1 Year (Limited Lifetime) | 14200 | 8% | 13064
49478 | Etherwan | EX77032-R2RC | Hardened ( -40°C - 75°C ) Managed Ethernet Switch, 12 100FX Fiber Ports + 2 Gigabit Fiber Ports. Rack Mount with Internal Universal Power Supply, 90VAC-264VAC. | Ea |  | 1 Year (Limited Lifetime) | 15600 | 8% | 14352
49479 | Etherwan | EX77032-R2SC | Hardened ( -40°C - 75°C ) Managed Ethernet Switch, 12 100FX Fiber Ports + 2 Gigabit Fiber Ports. Rack Mount with Internal Universal Power Supply, 90VAC-264VAC. | Ea |  | 1 Year (Limited Lifetime) | 16000 | 8% | 14720
49480 | Etherwan | EX77032-S0VC | Hardened ( -40°C - 75°C ) Managed Ethernet Switch, 12 100FX Fiber Ports + 2 Gigabit / SFP Combo Ports. Rack Mount with Internal Universal Power Supply, 90VAC-264VAC. | Ea |  | 1 Year (Limited Lifetime) | 13300 | 8% | 12236
49481 | Etherwan | EX77032-S23C | Hardened ( -40°C - 75°C ) Managed Ethernet Switch, 12 100FX Fiber Ports + 2 Gigabit Fiber Ports. Rack Mount with Internal Universal Power Supply, 90VAC-264VAC. | Ea |  | 1 Year (Limited Lifetime) | 13600 | 8% | 12512
49482 | Etherwan | EX77032-S2AC | Hardened ( -40°C - 75°C ) Managed Ethernet Switch, 12 100FX Fiber Ports + 2 Gigabit Fiber Ports. Rack Mount with Internal Universal Power Supply, 90VAC-264VAC. | Ea |  | 1 Year (Limited Lifetime) | 14600 | 8% | 13432
49483 | Etherwan | EX77032-S2BC | Hardened ( -40°C - 75°C ) Managed Ethernet Switch, 12 100FX Fiber Ports + 2 Gigabit Fiber Ports. Rack Mount with Internal Universal Power Supply, 90VAC-264VAC. | Ea |  | 1 Year (Limited Lifetime) | 15400 | 8% | 14168
49484 | Etherwan | EX77032-S2RC | Hardened ( -40°C - 75°C ) Managed Ethernet Switch, 12 100FX Fiber Ports + 2 Gigabit Fiber Ports. Rack Mount with Internal Universal Power Supply, 90VAC-264VAC. | Ea |  | 1 Year (Limited Lifetime) | 16800 | 8% | 15456
49485 | Etherwan | EX77032-S2SC | Hardened ( -40°C - 75°C ) Managed Ethernet Switch, 12 100FX Fiber Ports + 2 Gigabit Fiber Ports. Rack Mount with Internal Universal Power Supply, 90VAC-264VAC. | Ea |  | 1 Year (Limited Lifetime) | 17200 | 8% | 15824
49486 | Etherwan | EX77034-10VC | Hardened ( -40°C - 75°C ) Managed Ethernet Switch, 12 100FX Fiber Ports + 4 Gigabit / SFP Combo Ports. Rack Mount with Internal Universal Power Supply, 90VAC-264VAC. | Ea |  | 1 Year (Limited Lifetime) | 4200 | 8% | 3864
49487 | Etherwan | EX77034-143C | Hardened ( -40°C - 75°C ) Managed Ethernet Switch, 12 100FX Fiber Ports + 4 Gigabit Fiber Ports. Rack Mount with Internal Universal Power Supply, 90VAC-264VAC. | Ea |  | 1 Year (Limited Lifetime) | 4800 | 8% | 4416
49488 | Etherwan | EX77034-14AC | Hardened ( -40°C - 75°C ) Managed Ethernet Switch, 12 100FX Fiber Ports + 4 Gigabit Fiber Ports. Rack Mount with Internal Universal Power Supply, 90VAC-264VAC. | Ea |  | 1 Year (Limited Lifetime) | 6800 | 8% | 6256
49489 | Etherwan | EX77034-14BC | Hardened ( -40°C - 75°C ) Managed Ethernet Switch, 12 100FX Fiber Ports + 4 Gigabit Fiber Ports. Rack Mount with Internal Universal Power Supply, 90VAC-264VAC. | Ea |  | 1 Year (Limited Lifetime) | 8400 | 8% | 7728
49490 | Etherwan | EX77034-14RC | Hardened ( -40°C - 75°C ) Managed Ethernet Switch, 12 100FX Fiber Ports + 4 Gigabit Fiber Ports. Rack Mount with Internal Universal Power Supply, 90VAC-264VAC. | Ea |  | 1 Year (Limited Lifetime) | 11200 | 8% | 10304
49491 | Etherwan | EX77034-14SC | Hardened ( -40°C - 75°C ) Managed Ethernet Switch, 12 100FX Fiber Ports + 4 Gigabit Fiber Ports. Rack Mount with Internal Universal Power Supply, 90VAC-264VAC. | Ea |  | 1 Year (Limited Lifetime) | 12000 | 8% | 11040
49492 | Etherwan | EX77034-A0VC | Hardened ( -40°C - 75°C ) Managed Ethernet Switch, 12 100FX Fiber Ports + 4 Gigabit / SFP Combo Ports. Rack Mount with Internal Universal Power Supply, 90VAC-264VAC. | Ea |  | 1 Year (Limited Lifetime) | 6600 | 8% | 6072
49493 | Etherwan | EX77034-A43C | Hardened ( -40°C - 75°C ) Managed Ethernet Switch, 12 100FX Fiber Ports + 4 Gigabit Fiber Ports. Rack Mount with Internal Universal Power Supply, 90VAC-264VAC. | Ea |  | 1 Year (Limited Lifetime) | 7200 | 8% | 6624
49494 | Etherwan | EX77034-A4AC | Hardened ( -40°C - 75°C ) Managed Ethernet Switch, 12 100FX Fiber Ports + 4 Gigabit Fiber Ports. Rack Mount with Internal Universal Power Supply, 90VAC-264VAC. | Ea |  | 1 Year (Limited Lifetime) | 9200 | 8% | 8464
49495 | Etherwan | EX77034-A4BC | Hardened ( -40°C - 75°C ) Managed Ethernet Switch, 12 100FX Fiber Ports + 4 Gigabit Fiber Ports. Rack Mount with Internal Universal Power Supply, 90VAC-264VAC. | Ea |  | 1 Year (Limited Lifetime) | 10800 | 8% | 9936
49496 | Etherwan | EX77034-A4RC | Hardened ( -40°C - 75°C ) Managed Ethernet Switch, 12 100FX Fiber Ports + 4 Gigabit Fiber Ports. Rack Mount with Internal Universal Power Supply, 90VAC-264VAC. | Ea |  | 1 Year (Limited Lifetime) | 13600 | 8% | 12512
49497 | Etherwan | EX77034-A4SC | Hardened ( -40°C - 75°C ) Managed Ethernet Switch, 12 100FX Fiber Ports + 4 Gigabit Fiber Ports. Rack Mount with Internal Universal Power Supply, 90VAC-264VAC. | Ea |  | 1 Year (Limited Lifetime) | 14400 | 8% | 13248
49498 | Etherwan | EX77034-B0VC | Hardened ( -40°C - 75°C ) Managed Ethernet Switch, 12 100FX Fiber Ports + 4 Gigabit / SFP Combo Ports. Rack Mount with Internal Universal Power Supply, 90VAC-264VAC. | Ea |  | 1 Year (Limited Lifetime) | 8400 | 8% | 7728
49499 | Etherwan | EX77034-B43C | Hardened ( -40°C - 75°C ) Managed Ethernet Switch, 12 100FX Fiber Ports + 4 Gigabit Fiber Ports. Rack Mount with Internal Universal Power Supply, 90VAC-264VAC. | Ea |  | 1 Year (Limited Lifetime) | 9000 | 8% | 8280
49500 | Etherwan | EX77034-B4AC | Hardened ( -40°C - 75°C ) Managed Ethernet Switch, 12 100FX Fiber Ports + 4 Gigabit Fiber Ports. Rack Mount with Internal Universal Power Supply, 90VAC-264VAC. | Ea |  | 1 Year (Limited Lifetime) | 11000 | 8% | 10120
49501 | Etherwan | EX77034-B4BC | Hardened ( -40°C - 75°C ) Managed Ethernet Switch, 12 100FX Fiber Ports + 4 Gigabit Fiber Ports. Rack Mount with Internal Universal Power Supply, 90VAC-264VAC. | Ea |  | 1 Year (Limited Lifetime) | 12600 | 8% | 11592
49502 | Etherwan | EX77034-B4RC | Hardened ( -40°C - 75°C ) Managed Ethernet Switch, 12 100FX Fiber Ports + 4 Gigabit Fiber Ports. Rack Mount with Internal Universal Power Supply, 90VAC-264VAC. | Ea |  | 1 Year (Limited Lifetime) | 15400 | 8% | 14168
49503 | Etherwan | EX77034-B4SC | Hardened ( -40°C - 75°C ) Managed Ethernet Switch, 12 100FX Fiber Ports + 4 Gigabit Fiber Ports. Rack Mount with Internal Universal Power Supply, 90VAC-264VAC. | Ea |  | 1 Year (Limited Lifetime) | 16200 | 8% | 14904
49504 | Etherwan | EX77034-P0VC | Hardened ( -40°C - 75°C ) Managed Ethernet Switch, 12 100FX Fiber Ports + 4 Gigabit / SFP Combo Ports. Rack Mount with Internal Universal Power Supply, 90VAC-264VAC. | Ea |  | 1 Year (Limited Lifetime) | 7800 | 8% | 7176
49505 | Etherwan | EX77034-P43C | Hardened ( -40°C - 75°C ) Managed Ethernet Switch, 12 100FX Fiber Ports + 4 Gigabit Fiber Ports. Rack Mount with Internal Universal Power Supply, 90VAC-264VAC. | Ea |  | 1 Year (Limited Lifetime) | 8400 | 8% | 7728
49506 | Etherwan | EX77034-P4AC | Hardened ( -40°C - 75°C ) Managed Ethernet Switch, 12 100FX Fiber Ports + 4 Gigabit Fiber Ports. Rack Mount with Internal Universal Power Supply, 90VAC-264VAC. | Ea |  | 1 Year (Limited Lifetime) | 10400 | 8% | 9568
49507 | Etherwan | EX77034-P4BC | Hardened ( -40°C - 75°C ) Managed Ethernet Switch, 12 100FX Fiber Ports + 4 Gigabit Fiber Ports. Rack Mount with Internal Universal Power Supply, 90VAC-264VAC. | Ea |  | 1 Year (Limited Lifetime) | 12000 | 8% | 11040
49508 | Etherwan | EX77034-P4RC | Hardened ( -40°C - 75°C ) Managed Ethernet Switch, 12 100FX Fiber Ports + 4 Gigabit Fiber Ports. Rack Mount with Internal Universal Power Supply, 90VAC-264VAC. | Ea |  | 1 Year (Limited Lifetime) | 14800 | 8% | 13616
49509 | Etherwan | EX77034-P4SC | Hardened ( -40°C - 75°C ) Managed Ethernet Switch, 12 100FX Fiber Ports + 4 Gigabit Fiber Ports. Rack Mount with Internal Universal Power Supply, 90VAC-264VAC. | Ea |  | 1 Year (Limited Lifetime) | 15600 | 8% | 14352
49510 | Etherwan | EX77034-Q0VC | Hardened ( -40°C - 75°C ) Managed Ethernet Switch, 12 100FX Fiber Ports + 4 Gigabit / SFP Combo Ports. Rack Mount with Internal Universal Power Supply, 90VAC-264VAC. | Ea |  | 1 Year (Limited Lifetime) | 8400 | 8% | 7728
49511 | Etherwan | EX77034-Q43C | Hardened ( -40°C - 75°C ) Managed Ethernet Switch, 12 100FX Fiber Ports + 4 Gigabit Fiber Ports. Rack Mount with Internal Universal Power Supply, 90VAC-264VAC. | Ea |  | 1 Year (Limited Lifetime) | 9000 | 8% | 8280
49512 | Etherwan | EX77034-Q4AC | Hardened ( -40°C - 75°C ) Managed Ethernet Switch, 12 100FX Fiber Ports + 4 Gigabit Fiber Ports. Rack Mount with Internal Universal Power Supply, 90VAC-264VAC. | Ea |  | 1 Year (Limited Lifetime) | 11000 | 8% | 10120
49513 | Etherwan | EX77034-Q4BC | Hardened ( -40°C - 75°C ) Managed Ethernet Switch, 12 100FX Fiber Ports + 4 Gigabit Fiber Ports. Rack Mount with Internal Universal Power Supply, 90VAC-264VAC. | Ea |  | 1 Year (Limited Lifetime) | 12600 | 8% | 11592
49514 | Etherwan | EX77034-Q4RC | Hardened ( -40°C - 75°C ) Managed Ethernet Switch, 12 100FX Fiber Ports + 4 Gigabit Fiber Ports. Rack Mount with Internal Universal Power Supply, 90VAC-264VAC. | Ea |  | 1 Year (Limited Lifetime) | 15400 | 8% | 14168
49515 | Etherwan | EX77034-Q4SC | Hardened ( -40°C - 75°C ) Managed Ethernet Switch, 12 100FX Fiber Ports + 4 Gigabit / SFP Combo Ports. Rack Mount with Internal Universal Power Supply, 90VAC-264VAC. | Ea |  | 1 Year (Limited Lifetime) | 16200 | 8% | 14904
49516 | Etherwan | EX77034-R0VC | Hardened ( -40°C - 75°C ) Managed Ethernet Switch, 12 100FX Fiber Ports + 4 Gigabit / SFP Combo Ports. Rack Mount with Internal Universal Power Supply, 90VAC-264VAC. | Ea |  | 1 Year (Limited Lifetime) | 12600 | 8% | 11592
49517 | Etherwan | EX77034-R43C | Hardened ( -40°C - 75°C ) Managed Ethernet Switch, 12 100FX Fiber Ports + 4 Gigabit Fiber Ports. Rack Mount with Internal Universal Power Supply, 90VAC-264VAC. | Ea |  | 1 Year (Limited Lifetime) | 13200 | 8% | 12144
49518 | Etherwan | EX77034-R4AC | Hardened ( -40°C - 75°C ) Managed Ethernet Switch, 12 100FX Fiber Ports + 4 Gigabit Fiber Ports. Rack Mount with Internal Universal Power Supply, 90VAC-264VAC. | Ea |  | 1 Year (Limited Lifetime) | 15200 | 8% | 13984
49519 | Etherwan | EX77034-R4BC | Hardened ( -40°C - 75°C ) Managed Ethernet Switch, 12 100FX Fiber Ports + 4 Gigabit Fiber Ports. Rack Mount with Internal Universal Power Supply, 90VAC-264VAC. | Ea |  | 1 Year (Limited Lifetime) | 16800 | 8% | 15456
49520 | Etherwan | EX77034-R4RC | Hardened ( -40°C - 75°C ) Managed Ethernet Switch, 12 100FX Fiber Ports + 4 Gigabit Fiber Ports. Rack Mount with Internal Universal Power Supply, 90VAC-264VAC. | Ea |  | 1 Year (Limited Lifetime) | 19600 | 8% | 18032
49521 | Etherwan | EX77034-R4SC | Hardened ( -40°C - 75°C ) Managed Ethernet Switch, 12 100FX Fiber Ports + 4 Gigabit Fiber Ports. Rack Mount with Internal Universal Power Supply, 90VAC-264VAC. | Ea |  | 1 Year (Limited Lifetime) | 20400 | 8% | 18768
49522 | Etherwan | EX77034-S0VC | Hardened ( -40°C - 75°C ) Managed Ethernet Switch, 12 100FX Fiber Ports + 4 Gigabit / SFP Combo Ports. Rack Mount with Internal Universal Power Supply, 90VAC-264VAC. | Ea |  | 1 Year (Limited Lifetime) | 12800 | 8% | 11776
49523 | Etherwan | EX77034-S43C | Hardened ( -40°C - 75°C ) Managed Ethernet Switch, 12 100FX Fiber Ports + 4 Gigabit Fiber Ports. Rack Mount with Internal Universal Power Supply, 90VAC-264VAC. | Ea |  | 1 Year (Limited Lifetime) | 14400 | 8% | 13248
49524 | Etherwan | EX77034-S4AC | Hardened ( -40°C - 75°C ) Managed Ethernet Switch, 12 100FX Fiber Ports + 4 Gigabit Fiber Ports. Rack Mount with Internal Universal Power Supply, 90VAC-264VAC. | Ea |  | 1 Year (Limited Lifetime) | 16400 | 8% | 15088
49525 | Etherwan | EX77034-S4BC | Hardened ( -40°C - 75°C ) Managed Ethernet Switch, 12 100FX Fiber Ports + 4 Gigabit Fiber Ports. Rack Mount with Internal Universal Power Supply, 90VAC-264VAC. | Ea |  | 1 Year (Limited Lifetime) | 18000 | 8% | 16560
49526 | Etherwan | EX77034-S4RC | Hardened ( -40°C - 75°C ) Managed Ethernet Switch, 12 100FX Fiber Ports + 4 Gigabit Fiber Ports. Rack Mount with Internal Universal Power Supply, 90VAC-264VAC. | Ea |  | 1 Year (Limited Lifetime) | 20800 | 8% | 19136
49527 | Etherwan | EX77034-S4SC | Hardened ( -40°C - 75°C ) Managed Ethernet Switch, 12 100FX Fiber Ports + 4 Gigabit Fiber Ports. Rack Mount with Internal Universal Power Supply, 90VAC-264VAC. | Ea |  | 1 Year (Limited Lifetime) | 21600 | 8% | 19872
49528 | Etherwan | EX77040-100C | Hardened ( -40°C - 75°C ) Managed Ethernet Switch, 16 100FX Fiber Ports. Rack Mount with Internal Universal Power Supply, 90VAC-264VAC. | Ea |  | 1 Year (Limited Lifetime) | 4000 | 8% | 3680
49529 | Etherwan | EX77040-200C | Hardened ( -40°C - 75°C ) Managed Ethernet Switch, 16 100FX Fiber Ports. Rack Mount with Internal Universal Power Supply, 90VAC-264VAC. | Ea |  | 1 Year (Limited Lifetime) | 4000 | 8% | 3680
49530 | Etherwan | EX77040-A00C | Hardened ( -40°C - 75°C ) Managed Ethernet Switch, 16 100FX Fiber Ports. Rack Mount with Internal Universal Power Supply, 90VAC-264VAC. | Ea |  | 1 Year (Limited Lifetime) | 7200 | 8% | 6624
49531 | Etherwan | EX77040-B00C | Hardened ( -40°C - 75°C ) Managed Ethernet Switch, 16 100FX Fiber Ports. Rack Mount with Internal Universal Power Supply, 90VAC-264VAC. | Ea |  | 1 Year (Limited Lifetime) | 9600 | 8% | 8832
49532 | Etherwan | EX77040-P00C | Hardened ( -40°C - 75°C ) Managed Ethernet Switch, 16 100FX Fiber Ports. Rack Mount with Internal Universal Power Supply, 90VAC-264VAC. | Ea |  | 1 Year (Limited Lifetime) | 8800 | 8% | 8096
49533 | Etherwan | EX77040-Q00C | Hardened ( -40°C - 75°C ) Managed Ethernet Switch, 16 100FX Fiber Ports. Rack Mount with Internal Universal Power Supply, 90VAC-264VAC. | Ea |  | 1 Year (Limited Lifetime) | 9600 | 8% | 8832
49534 | Etherwan | EX77040-R00C | Hardened ( -40°C - 75°C ) Managed Ethernet Switch, 16 100FX Fiber Ports. Rack Mount with Internal Universal Power Supply, 90VAC-264VAC. | Ea |  | 1 Year (Limited Lifetime) | 15200 | 8% | 13984
49535 | Etherwan | EX77040-S00C | Hardened ( -40°C - 75°C ) Managed Ethernet Switch, 16 100FX Fiber Ports. Rack Mount with Internal Universal Power Supply, 90VAC-264VAC. | Ea |  | 1 Year (Limited Lifetime) | 16800 | 8% | 15456
49536 | Etherwan | EX77042-10VC | Hardened ( -40°C - 75°C ) Managed Ethernet Switch, 16 100FX Fiber Ports + 2 Gigabit / SFP Combo Ports. Rack Mount with Internal Universal Power Supply, 90VAC-264VAC. | Ea |  | 1 Year (Limited Lifetime) | 4500 | 8% | 4140
49537 | Etherwan | EX77042-123C | Hardened ( -40°C - 75°C ) Managed Ethernet Switch, 16 100FX Fiber Ports + 2 Gigabit Fiber Ports. Rack Mount with Internal Universal Power Supply, 90VAC-264VAC. | Ea |  | 1 Year (Limited Lifetime) | 4800 | 8% | 4416
49538 | Etherwan | EX77042-12AC | Hardened ( -40°C - 75°C ) Managed Ethernet Switch, 16 100FX Fiber Ports + 2 Gigabit Fiber Ports. Rack Mount with Internal Universal Power Supply, 90VAC-264VAC. | Ea |  | 1 Year (Limited Lifetime) | 5800 | 8% | 5336
49539 | Etherwan | EX77042-12BC | Hardened ( -40°C - 75°C ) Managed Ethernet Switch, 16 100FX Fiber Ports + 2 Gigabit Fiber Ports. Rack Mount with Internal Universal Power Supply, 90VAC-264VAC. | Ea |  | 1 Year (Limited Lifetime) | 6600 | 8% | 6072
49540 | Etherwan | EX77042-12RC | Hardened ( -40°C - 75°C ) Managed Ethernet Switch, 16 100FX Fiber Ports + 2 Gigabit Fiber Ports. Rack Mount with Internal Universal Power Supply, 90VAC-264VAC. | Ea |  | 1 Year (Limited Lifetime) | 8000 | 8% | 7360
49541 | Etherwan | EX77042-12SC | Hardened ( -40°C - 75°C ) Managed Ethernet Switch, 16 100FX Fiber Ports + 2 Gigabit Fiber Ports. Rack Mount with Internal Universal Power Supply, 90VAC-264VAC. | Ea |  | 1 Year (Limited Lifetime) | 8400 | 8% | 7728
49542 | Etherwan | EX77042-A0VC | Hardened ( -40°C - 75°C ) Managed Ethernet Switch, 16 100FX Fiber Ports + 2 Gigabit Fiber Ports. Rack Mount with Internal Universal Power Supply, 90VAC-264VAC. | Ea |  | 1 Year (Limited Lifetime) | 7700 | 8% | 7084
49543 | Etherwan | EX77042-A23C | Hardened ( -40°C - 75°C ) Managed Ethernet Switch, 16 100FX Fiber Ports + 2 Gigabit Fiber Ports. Rack Mount with Internal Universal Power Supply, 90VAC-264VAC. | Ea |  | 1 Year (Limited Lifetime) | 8000 | 8% | 7360
49544 | Etherwan | EX77042-A2AC | Hardened ( -40°C - 75°C ) Managed Ethernet Switch, 16 100FX Fiber Ports + 2 Gigabit Fiber Ports. Rack Mount with Internal Universal Power Supply, 90VAC-264VAC. | Ea |  | 1 Year (Limited Lifetime) | 9000 | 8% | 8280
49545 | Etherwan | EX77042-A2BC | Hardened ( -40°C - 75°C ) Managed Ethernet Switch, 16 100FX Fiber Ports + 2 Gigabit Fiber Ports. Rack Mount with Internal Universal Power Supply, 90VAC-264VAC. | Ea |  | 1 Year (Limited Lifetime) | 9800 | 8% | 9016
49546 | Etherwan | EX77042-A2RC | Hardened ( -40°C - 75°C ) Managed Ethernet Switch, 16 100FX Fiber Ports + 2 Gigabit Fiber Ports. Rack Mount with Internal Universal Power Supply, 90VAC-264VAC. | Ea |  | 1 Year (Limited Lifetime) | 11200 | 8% | 10304
49547 | Etherwan | EX77042-A2SC | Hardened ( -40°C - 75°C ) Managed Ethernet Switch, 16 100FX Fiber Ports + 2 Gigabit Fiber Ports. Rack Mount with Internal Universal Power Supply, 90VAC-264VAC. | Ea |  | 1 Year (Limited Lifetime) | 11600 | 8% | 10672
49548 | Etherwan | EX77042-B0VC | Hardened ( -40°C - 75°C ) Managed Ethernet Switch, 16 100FX Fiber Ports + 2 Gigabit / SFP Combo Ports. Rack Mount with Internal Universal Power Supply, 90VAC-264VAC. | Ea |  | 1 Year (Limited Lifetime) | 10100 | 8% | 9292
49549 | Etherwan | EX77042-B23C | Hardened ( -40°C - 75°C ) Managed Ethernet Switch, 16 100FX Fiber Ports + 2 Gigabit Fiber Ports. Rack Mount with Internal Universal Power Supply, 90VAC-264VAC. | Ea |  | 1 Year (Limited Lifetime) | 10400 | 8% | 9568
49550 | Etherwan | EX77042-B2AC | Hardened ( -40°C - 75°C ) Managed Ethernet Switch, 16 100FX Fiber Ports + 2 Gigabit Fiber Ports. Rack Mount with Internal Universal Power Supply, 90VAC-264VAC. | Ea |  | 1 Year (Limited Lifetime) | 11400 | 8% | 10488
49551 | Etherwan | EX77042-B2BC | Hardened ( -40°C - 75°C ) Managed Ethernet Switch, 16 100FX Fiber Ports + 2 Gigabit Fiber Ports. Rack Mount with Internal Universal Power Supply, 90VAC-264VAC. | Ea |  | 1 Year (Limited Lifetime) | 12200 | 8% | 11224
49552 | Etherwan | EX77042-B2RC | Hardened ( -40°C - 75°C ) Managed Ethernet Switch, 16 100FX Fiber Ports + 2 Gigabit Fiber Ports. Rack Mount with Internal Universal Power Supply, 90VAC-264VAC. | Ea |  | 1 Year (Limited Lifetime) | 13600 | 8% | 12512
49553 | Etherwan | EX77042-B2SC | Hardened ( -40°C - 75°C ) Managed Ethernet Switch, 16 100FX Fiber Ports + 2 Gigabit Fiber Ports. Rack Mount with Internal Universal Power Supply, 90VAC-264VAC. | Ea |  | 1 Year (Limited Lifetime) | 14000 | 8% | 12880
49554 | Etherwan | EX77042-P0VC | Hardened ( -40°C - 75°C ) Managed Ethernet Switch, 16 100FX Fiber Ports + 2 Gigabit / SFP Combo Ports. Rack Mount with Internal Universal Power Supply, 90VAC-264VAC. | Ea |  | 1 Year (Limited Lifetime) | 9300 | 8% | 8556
49555 | Etherwan | EX77042-P23C | Hardened ( -40°C - 75°C ) Managed Ethernet Switch, 16 100FX Fiber Ports + 2 Gigabit Fiber Ports. Rack Mount with Internal Universal Power Supply, 90VAC-264VAC. | Ea |  | 1 Year (Limited Lifetime) | 9600 | 8% | 8832
49556 | Etherwan | EX77042-P2AC | Hardened ( -40°C - 75°C ) Managed Ethernet Switch, 16 100FX Fiber Ports + 2 Gigabit Fiber Ports. Rack Mount with Internal Universal Power Supply, 90VAC-264VAC. | Ea |  | 1 Year (Limited Lifetime) | 10600 | 8% | 9752
49557 | Etherwan | EX77042-P2BC | Hardened ( -40°C - 75°C ) Managed Ethernet Switch, 16 100FX Fiber Ports + 2 Gigabit Fiber Ports. Rack Mount with Internal Universal Power Supply, 90VAC-264VAC. | Ea |  | 1 Year (Limited Lifetime) | 11400 | 8% | 10488
49558 | Etherwan | EX77042-P2RC | Hardened ( -40°C - 75°C ) Managed Ethernet Switch, 16 100FX Fiber Ports + 2 Gigabit Fiber Ports. Rack Mount with Internal Universal Power Supply, 90VAC-264VAC. | Ea |  | 1 Year (Limited Lifetime) | 12800 | 8% | 11776
49559 | Etherwan | EX77042-P2SC | Hardened ( -40°C - 75°C ) Managed Ethernet Switch, 16 100FX Fiber Ports + 2 Gigabit Fiber Ports. Rack Mount with Internal Universal Power Supply, 90VAC-264VAC. | Ea |  | 1 Year (Limited Lifetime) | 13200 | 8% | 12144
49560 | Etherwan | EX77042-Q0VC | Hardened ( -40°C - 75°C ) Managed Ethernet Switch, 16 100FX Fiber Ports + 2 Gigabit / SFP Combo Ports. Rack Mount with Internal Universal Power Supply, 90VAC-264VAC. | Ea |  | 1 Year (Limited Lifetime) | 10100 | 8% | 9292
49561 | Etherwan | EX77042-Q23C | Hardened ( -40°C - 75°C ) Managed Ethernet Switch, 16 100FX Fiber Ports + 2 Gigabit Fiber Ports. Rack Mount with Internal Universal Power Supply, 90VAC-264VAC. | Ea |  | 1 Year (Limited Lifetime) | 10400 | 8% | 9568
49562 | Etherwan | EX77042-Q2AC | Hardened ( -40°C - 75°C ) Managed Ethernet Switch, 16 100FX Fiber Ports + 2 Gigabit Fiber Ports. Rack Mount with Internal Universal Power Supply, 90VAC-264VAC. | Ea |  | 1 Year (Limited Lifetime) | 11400 | 8% | 10488
49563 | Etherwan | EX77042-Q2BC | Hardened ( -40°C - 75°C ) Managed Ethernet Switch, 16 100FX Fiber Ports + 2 Gigabit Fiber Ports. Rack Mount with Internal Universal Power Supply, 90VAC-264VAC. | Ea |  | 1 Year (Limited Lifetime) | 12200 | 8% | 11224
49564 | Etherwan | EX77042-Q2RC | Hardened ( -40°C - 75°C ) Managed Ethernet Switch, 16 100FX Fiber Ports + 2 Gigabit Fiber Ports. Rack Mount with Internal Universal Power Supply, 90VAC-264VAC. | Ea |  | 1 Year (Limited Lifetime) | 13600 | 8% | 12512
49565 | Etherwan | EX77042-Q2SC | Hardened ( -40°C - 75°C ) Managed Ethernet Switch, 16 100FX Fiber Ports + 2 Gigabit Fiber Ports. Rack Mount with Internal Universal Power Supply, 90VAC-264VAC. | Ea |  | 1 Year (Limited Lifetime) | 14000 | 8% | 12880
49566 | Etherwan | EX77042-R0VC | Hardened ( -40°C - 75°C ) Managed Ethernet Switch, 16 100FX Fiber Ports + 2 Gigabit / SFP Combo Ports. Rack Mount with Internal Universal Power Supply, 90VAC-264VAC. | Ea |  | 1 Year (Limited Lifetime) | 15700 | 8% | 14444
49567 | Etherwan | EX77042-R23C | Hardened ( -40°C - 75°C ) Managed Ethernet Switch, 16 100FX Fiber Ports + 2 Gigabit Fiber Ports. Rack Mount with Internal Universal Power Supply, 90VAC-264VAC. | Ea |  | 1 Year (Limited Lifetime) | 16000 | 8% | 14720
49568 | Etherwan | EX77042-R2AC | Hardened ( -40°C - 75°C ) Managed Ethernet Switch, 16 100FX Fiber Ports + 2 Gigabit Fiber Ports. Rack Mount with Internal Universal Power Supply, 90VAC-264VAC. | Ea |  | 1 Year (Limited Lifetime) | 17000 | 8% | 15640
49569 | Etherwan | EX77042-R2BC | Hardened ( -40°C - 75°C ) Managed Ethernet Switch, 16 100FX Fiber Ports + 2 Gigabit Fiber Ports. Rack Mount with Internal Universal Power Supply, 90VAC-264VAC. | Ea |  | 1 Year (Limited Lifetime) | 17800 | 8% | 16376
49570 | Etherwan | EX77042-R2RC | Hardened ( -40°C - 75°C ) Managed Ethernet Switch, 16 100FX Fiber Ports + 2 Gigabit Fiber Ports. Rack Mount with Internal Universal Power Supply, 90VAC-264VAC. | Ea |  | 1 Year (Limited Lifetime) | 19200 | 8% | 17664
49571 | Etherwan | EX77042-R2SC | Hardened ( -40°C - 75°C ) Managed Ethernet Switch, 16 100FX Fiber Ports + 2 Gigabit Fiber Ports. Rack Mount with Internal Universal Power Supply, 90VAC-264VAC. | Ea |  | 1 Year (Limited Lifetime) | 19600 | 8% | 18032
49572 | Etherwan | EX77042-S0VC | Hardened ( -40°C - 75°C ) Managed Ethernet Switch, 16 100FX Fiber Ports + 2 Gigabit / SFP Combo Ports. Rack Mount with Internal Universal Power Supply, 90VAC-264VAC. | Ea |  | 1 Year (Limited Lifetime) | 17300 | 8% | 15916
49573 | Etherwan | EX77042-S23C | Hardened ( -40°C - 75°C ) Managed Ethernet Switch, 16 100FX Fiber Ports + 2 Gigabit Fiber Ports. Rack Mount with Internal Universal Power Supply, 90VAC-264VAC. | Ea |  | 1 Year (Limited Lifetime) | 17600 | 8% | 16192
49574 | Etherwan | EX77042-S2AC | Hardened ( -40°C - 75°C ) Managed Ethernet Switch, 16 100FX Fiber Ports + 2 Gigabit Fiber Ports. Rack Mount with Internal Universal Power Supply, 90VAC-264VAC. | Ea |  | 1 Year (Limited Lifetime) | 18600 | 8% | 17112
49575 | Etherwan | EX77042-S2BC | Hardened ( -40°C - 75°C ) Managed Ethernet Switch, 16 100FX Fiber Ports + 2 Gigabit Fiber Ports. Rack Mount with Internal Universal Power Supply, 90VAC-264VAC. | Ea |  | 1 Year (Limited Lifetime) | 19400 | 8% | 17848
49576 | Etherwan | EX77042-S2RC | Hardened ( -40°C - 75°C ) Managed Ethernet Switch, 16 100FX Fiber Ports + 2 Gigabit Fiber Ports. Rack Mount with Internal Universal Power Supply, 90VAC-264VAC. | Ea |  | 1 Year (Limited Lifetime) | 20800 | 8% | 19136
49577 | Etherwan | EX77042-S2SC | Hardened ( -40°C - 75°C ) Managed Ethernet Switch, 16 100FX Fiber Ports + 2 Gigabit Fiber Ports. Rack Mount with Internal Universal Power Supply, 90VAC-264VAC. | Ea |  | 1 Year (Limited Lifetime) | 21200 | 8% | 19504
49578 | Etherwan | EX77044-10VC | Hardened ( -40°C - 75°C ) Managed Ethernet Switch, 16 100FX Fiber Ports + 4 Gigabit Fiber Ports. Rack Mount with Internal Universal Power Supply, 90VAC-264VAC. | Ea |  | 1 Year (Limited Lifetime) | 5000 | 8% | 4600
49579 | Etherwan | EX77044-143C | Hardened ( -40°C - 75°C ) Managed Ethernet Switch, 16 100FX Fiber Ports + 4 Gigabit Fiber Ports. Rack Mount with Internal Universal Power Supply, 90VAC-264VAC. | Ea |  | 1 Year (Limited Lifetime) | 5600 | 8% | 5152
49580 | Etherwan | EX77044-14AC | Hardened ( -40°C - 75°C ) Managed Ethernet Switch, 16 100FX Fiber Ports + 4 Gigabit / SFP Combo Ports. Rack Mount with Internal Universal Power Supply, 90VAC-264VAC. | Ea |  | 1 Year (Limited Lifetime) | 7600 | 8% | 6992
49581 | Etherwan | EX77044-14BC | Hardened ( -40°C - 75°C ) Managed Ethernet Switch, 16 100FX Fiber Ports + 4 Gigabit Fiber Ports. Rack Mount with Internal Universal Power Supply, 90VAC-264VAC. | Ea |  | 1 Year (Limited Lifetime) | 9200 | 8% | 8464
49582 | Etherwan | EX77044-14RC | Hardened ( -40°C - 75°C ) Managed Ethernet Switch, 16 100FX Fiber Ports + 4 Gigabit Fiber Ports. Rack Mount with Internal Universal Power Supply, 90VAC-264VAC. | Ea |  | 1 Year (Limited Lifetime) | 12000 | 8% | 11040
49583 | Etherwan | EX77044-14SC | Hardened ( -40°C - 75°C ) Managed Ethernet Switch, 16 100FX Fiber Ports + 4 Gigabit Fiber Ports. Rack Mount with Internal Universal Power Supply, 90VAC-264VAC. | Ea |  | 1 Year (Limited Lifetime) | 12800 | 8% | 11776
49584 | Etherwan | EX77044-A0VC | Hardened ( -40°C - 75°C ) Managed Ethernet Switch, 16 100FX Fiber Ports + 4 Gigabit / SFP Combo Ports. Rack Mount with Internal Universal Power Supply, 90VAC-264VAC. | Ea |  | 1 Year (Limited Lifetime) | 8200 | 8% | 7544
49585 | Etherwan | EX77044-A43C | Hardened ( -40°C - 75°C ) Managed Ethernet Switch, 16 100FX Fiber Ports + 4 Gigabit Fiber Ports. Rack Mount with Internal Universal Power Supply, 90VAC-264VAC. | Ea |  | 1 Year (Limited Lifetime) | 8800 | 8% | 8096
49586 | Etherwan | EX77044-A4AC | Hardened ( -40°C - 75°C ) Managed Ethernet Switch, 16 100FX Fiber Ports + 4 Gigabit Fiber Ports. Rack Mount with Internal Universal Power Supply, 90VAC-264VAC. | Ea |  | 1 Year (Limited Lifetime) | 10800 | 8% | 9936
49587 | Etherwan | EX77044-A4BC | Hardened ( -40°C - 75°C ) Managed Ethernet Switch, 16 100FX Fiber Ports + 4 Gigabit Fiber Ports. Rack Mount with Internal Universal Power Supply, 90VAC-264VAC. | Ea |  | 1 Year (Limited Lifetime) | 12400 | 8% | 11408
49588 | Etherwan | EX77044-A4RC | Hardened ( -40°C - 75°C ) Managed Ethernet Switch, 16 100FX Fiber Ports + 4 Gigabit Fiber Ports. Rack Mount with Internal Universal Power Supply, 90VAC-264VAC. | Ea |  | 1 Year (Limited Lifetime) | 15200 | 8% | 13984
49589 | Etherwan | EX77044-A4SC | Hardened ( -40°C - 75°C ) Managed Ethernet Switch, 16 100FX Fiber Ports + 4 Gigabit Fiber Ports. Rack Mount with Internal Universal Power Supply, 90VAC-264VAC. | Ea |  | 1 Year (Limited Lifetime) | 16000 | 8% | 14720
49590 | Etherwan | EX77044-B0VC | Hardened ( -40°C - 75°C ) Managed Ethernet Switch, 16 100FX Fiber Ports + 4 Gigabit / SFP Combo Ports. Rack Mount with Internal Universal Power Supply, 90VAC-264VAC. | Ea |  | 1 Year (Limited Lifetime) | 10600 | 8% | 9752
49591 | Etherwan | EX77044-B43C | Hardened ( -40°C - 75°C ) Managed Ethernet Switch, 16 100FX Fiber Ports + 4 Gigabit Fiber Ports. Rack Mount with Internal Universal Power Supply, 90VAC-264VAC. | Ea |  | 1 Year (Limited Lifetime) | 11200 | 8% | 10304
49592 | Etherwan | EX77044-B4AC | Hardened ( -40°C - 75°C ) Managed Ethernet Switch, 16 100FX Fiber Ports + 4 Gigabit Fiber Ports. Rack Mount with Internal Universal Power Supply, 90VAC-264VAC. | Ea |  | 1 Year (Limited Lifetime) | 13200 | 8% | 12144
49593 | Etherwan | EX77044-B4BC | Hardened ( -40°C - 75°C ) Managed Ethernet Switch, 16 100FX Fiber Ports + 4 Gigabit Fiber Ports. Rack Mount with Internal Universal Power Supply, 90VAC-264VAC. | Ea |  | 1 Year (Limited Lifetime) | 14800 | 8% | 13616
49594 | Etherwan | EX77044-B4RC | Hardened ( -40°C - 75°C ) Managed Ethernet Switch, 16 100FX Fiber Ports + 4 Gigabit Fiber Ports. Rack Mount with Internal Universal Power Supply, 90VAC-264VAC. | Ea |  | 1 Year (Limited Lifetime) | 17600 | 8% | 16192
49595 | Etherwan | EX77044-B4SC | Hardened ( -40°C - 75°C ) Managed Ethernet Switch, 16 100FX Fiber Ports + 4 Gigabit Fiber Ports. Rack Mount with Internal Universal Power Supply, 90VAC-264VAC. | Ea |  | 1 Year (Limited Lifetime) | 18400 | 8% | 16928
49596 | Etherwan | EX77044-P0VC | Hardened ( -40°C - 75°C ) Managed Ethernet Switch, 16 100FX Fiber Ports + 4 Gigabit / SFP Combo Ports. Rack Mount with Internal Universal Power Supply, 90VAC-264VAC. | Ea |  | 1 Year (Limited Lifetime) | 9800 | 8% | 9016
49597 | Etherwan | EX77044-P43C | Hardened ( -40°C - 75°C ) Managed Ethernet Switch, 16 100FX Fiber Ports + 4 Gigabit Fiber Ports. Rack Mount with Internal Universal Power Supply, 90VAC-264VAC. | Ea |  | 1 Year (Limited Lifetime) | 10400 | 8% | 9568
49598 | Etherwan | EX77044-P4AC | Hardened ( -40°C - 75°C ) Managed Ethernet Switch, 16 100FX Fiber Ports + 4 Gigabit Fiber Ports. Rack Mount with Internal Universal Power Supply, 90VAC-264VAC. | Ea |  | 1 Year (Limited Lifetime) | 12400 | 8% | 11408
49599 | Etherwan | EX77044-P4BC | Hardened ( -40°C - 75°C ) Managed Ethernet Switch, 16 100FX Fiber Ports + 4 Gigabit Fiber Ports. Rack Mount with Internal Universal Power Supply, 90VAC-264VAC. | Ea |  | 1 Year (Limited Lifetime) | 14000 | 8% | 12880
49600 | Etherwan | EX77044-P4RC | Hardened ( -40°C - 75°C ) Managed Ethernet Switch, 16 100FX Fiber Ports + 4 Gigabit Fiber Ports. Rack Mount with Internal Universal Power Supply, 90VAC-264VAC. | Ea |  | 1 Year (Limited Lifetime) | 16800 | 8% | 15456
49601 | Etherwan | EX77044-P4SC | Hardened ( -40°C - 75°C ) Managed Ethernet Switch, 16 100FX Fiber Ports + 4 Gigabit Fiber Ports. Rack Mount with Internal Universal Power Supply, 90VAC-264VAC. | Ea |  | 1 Year (Limited Lifetime) | 17600 | 8% | 16192
49602 | Etherwan | EX77044-Q0VC | Hardened ( -40°C - 75°C ) Managed Ethernet Switch, 16 100FX Fiber Ports + 4 Gigabit / SFP Combo Ports. Rack Mount with Internal Universal Power Supply, 90VAC-264VAC. | Ea |  | 1 Year (Limited Lifetime) | 10600 | 8% | 9752
49603 | Etherwan | EX77044-Q43C | Hardened ( -40°C - 75°C ) Managed Ethernet Switch, 16 100FX Fiber Ports + 4 Gigabit Fiber Ports. Rack Mount with Internal Universal Power Supply, 90VAC-264VAC. | Ea |  | 1 Year (Limited Lifetime) | 11200 | 8% | 10304
49604 | Etherwan | EX77044-Q4AC | Hardened ( -40°C - 75°C ) Managed Ethernet Switch, 16 100FX Fiber Ports + 4 Gigabit Fiber Ports. Rack Mount with Internal Universal Power Supply, 90VAC-264VAC. | Ea |  | 1 Year (Limited Lifetime) | 13200 | 8% | 12144
49605 | Etherwan | EX77044-Q4BC | Hardened ( -40°C - 75°C ) Managed Ethernet Switch, 16 100FX Fiber Ports + 4 Gigabit Fiber Ports. Rack Mount with Internal Universal Power Supply, 90VAC-264VAC. | Ea |  | 1 Year (Limited Lifetime) | 14800 | 8% | 13616
49606 | Etherwan | EX77044-Q4RC | Hardened ( -40°C - 75°C ) Managed Ethernet Switch, 16 100FX Fiber Ports + 4 Gigabit Fiber Ports. Rack Mount with Internal Universal Power Supply, 90VAC-264VAC. | Ea |  | 1 Year (Limited Lifetime) | 17600 | 8% | 16192
49607 | Etherwan | EX77044-Q4SC | Hardened ( -40°C - 75°C ) Managed Ethernet Switch, 16 100FX Fiber Ports + 4 Gigabit Fiber Ports. Rack Mount with Internal Universal Power Supply, 90VAC-264VAC. | Ea |  | 1 Year (Limited Lifetime) | 18400 | 8% | 16928
49608 | Etherwan | EX77044-R0VC | Hardened ( -40°C - 75°C ) Managed Ethernet Switch, 16 100FX Fiber Ports + 4 Gigabit / SFP Combo Ports. Rack Mount with Internal Universal Power Supply, 90VAC-264VAC. | Ea |  | 1 Year (Limited Lifetime) | 16200 | 8% | 14904
49609 | Etherwan | EX77044-R43C | Hardened ( -40°C - 75°C ) Managed Ethernet Switch, 16 100FX Fiber Ports + 4 Gigabit Fiber Ports. Rack Mount with Internal Universal Power Supply, 90VAC-264VAC. | Ea |  | 1 Year (Limited Lifetime) | 16800 | 8% | 15456
49610 | Etherwan | EX77044-R4AC | Hardened ( -40°C - 75°C ) Managed Ethernet Switch, 16 100FX Fiber Ports + 4 Gigabit Fiber Ports. Rack Mount with Internal Universal Power Supply, 90VAC-264VAC. | Ea |  | 1 Year (Limited Lifetime) | 18800 | 8% | 17296
49611 | Etherwan | EX77044-R4BC | Hardened ( -40°C - 75°C ) Managed Ethernet Switch, 16 100FX Fiber Ports + 4 Gigabit Fiber Ports. Rack Mount with Internal Universal Power Supply, 90VAC-264VAC. | Ea |  | 1 Year (Limited Lifetime) | 20400 | 8% | 18768
49612 | Etherwan | EX77044-R4RC | Hardened ( -40°C - 75°C ) Managed Ethernet Switch, 16 100FX Fiber Ports + 4 Gigabit Fiber Ports. Rack Mount with Internal Universal Power Supply, 90VAC-264VAC. | Ea |  | 1 Year (Limited Lifetime) | 23200 | 8% | 21344
49613 | Etherwan | EX77044-R4SC | Hardened ( -40°C - 75°C ) Managed Ethernet Switch, 16 100FX Fiber Ports + 4 Gigabit Fiber Ports. Rack Mount with Internal Universal Power Supply, 90VAC-264VAC. | Ea |  | 1 Year (Limited Lifetime) | 24000 | 8% | 22080
49614 | Etherwan | EX77044-S0VC | Hardened ( -40°C - 75°C ) Managed Ethernet Switch, 16 100FX Fiber Ports + 4 Gigabit / SFP Combo Ports. Rack Mount with Internal Universal Power Supply, 90VAC-264VAC. | Ea |  | 1 Year (Limited Lifetime) | 17800 | 8% | 16376
49615 | Etherwan | EX77044-S43C | Hardened ( -40°C - 75°C ) Managed Ethernet Switch, 16 100FX Fiber Ports + 4 Gigabit Fiber Ports. Rack Mount with Internal Universal Power Supply, 90VAC-264VAC. | Ea |  | 1 Year (Limited Lifetime) | 18400 | 8% | 16928
49616 | Etherwan | EX77044-S4AC | Hardened ( -40°C - 75°C ) Managed Ethernet Switch, 16 100FX Fiber Ports + 4 Gigabit Fiber Ports. Rack Mount with Internal Universal Power Supply, 90VAC-264VAC. | Ea |  | 1 Year (Limited Lifetime) | 20400 | 8% | 18768
49617 | Etherwan | EX77044-S4BC | Hardened ( -40°C - 75°C ) Managed Ethernet Switch, 16 100FX Fiber Ports + 4 Gigabit Fiber Ports. Rack Mount with Internal Universal Power Supply, 90VAC-264VAC. | Ea |  | 1 Year (Limited Lifetime) | 22000 | 8% | 20240
49618 | Etherwan | EX77044-S4RC | Hardened ( -40°C - 75°C ) Managed Ethernet Switch, 16 100FX Fiber Ports + 4 Gigabit Fiber Ports. Rack Mount with Internal Universal Power Supply, 90VAC-264VAC. | Ea |  | 1 Year (Limited Lifetime) | 24800 | 8% | 22816
49619 | Etherwan | EX77044-S4SC | Hardened ( -40°C - 75°C ) Managed Ethernet Switch, 16 100FX Fiber Ports + 4 Gigabit Fiber Ports. Rack Mount with Internal Universal Power Supply, 90VAC-264VAC. | Ea |  | 1 Year (Limited Lifetime) | 25600 | 8% | 23552
49620 | Etherwan | EX77060-100C | Hardened ( -40°C - 75°C ) Managed Ethernet Switch, 24 100FX Fiber Ports. Rack Mount with Internal Universal Power Supply, 90VAC-264VAC. | Ea |  | 1 Year (Limited Lifetime) | 5600 | 8% | 5152
49621 | Etherwan | EX77060-A00C | Hardened ( -40°C - 75°C ) Managed Ethernet Switch, 24 100FX Fiber Ports. Rack Mount with Internal Universal Power Supply, 90VAC-264VAC. | Ea |  | 1 Year (Limited Lifetime) | 10400 | 8% | 9568
49622 | Etherwan | EX77060-B00C | Hardened ( -40°C - 75°C ) Managed Ethernet Switch, 24 100FX Fiber Ports. Rack Mount with Internal Universal Power Supply, 90VAC-264VAC. | Ea |  | 1 Year (Limited Lifetime) | 14000 | 8% | 12880
49623 | Etherwan | EX77060-P00C | Hardened ( -40°C - 75°C ) Managed Ethernet Switch, 24 100FX Fiber Ports. Rack Mount with Internal Universal Power Supply, 90VAC-264VAC. | Ea |  | 1 Year (Limited Lifetime) | 12800 | 8% | 11776
49624 | Etherwan | EX77060-Q00C | Hardened ( -40°C - 75°C ) Managed Ethernet Switch, 24 100FX Fiber Ports. Rack Mount with Internal Universal Power Supply, 90VAC-264VAC. | Ea |  | 1 Year (Limited Lifetime) | 14000 | 8% | 12880
49625 | Etherwan | EX77060-R00C | Hardened ( -40°C - 75°C ) Managed Ethernet Switch, 24 100FX Fiber Ports. Rack Mount with Internal Universal Power Supply, 90VAC-264VAC. | Ea |  | 1 Year (Limited Lifetime) | 22400 | 8% | 20608
49626 | Etherwan | EX77060-S00C | Hardened ( -40°C - 75°C ) Managed Ethernet Switch, 24 100FX Fiber Ports. Rack Mount with Internal Universal Power Supply, 90VAC-264VAC. | Ea |  | 1 Year (Limited Lifetime) | 24800 | 8% | 22816
49627 | Etherwan | EX77062-123C | Hardened ( -40°C - 75°C ) Managed Ethernet Switch, 24 100FX Fiber Ports + 2 Gigabit Fiber Ports. Rack Mount with Internal Universal Power Supply, 90VAC-264VAC. | Ea |  | 1 Year (Limited Lifetime) | 6400 | 8% | 5888
49628 | Etherwan | EX77062-12AC | Hardened ( -40°C - 75°C ) Managed Ethernet Switch, 24 100FX Fiber Ports + 2 Gigabit Fiber Ports. Rack Mount with Internal Universal Power Supply, 90VAC-264VAC. | Ea |  | 1 Year (Limited Lifetime) | 7400 | 8% | 6808
49629 | Etherwan | EX77062-12BC | Hardened ( -40°C - 75°C ) Managed Ethernet Switch, 24 100FX Fiber Ports + 2 Gigabit Fiber Ports. Rack Mount with Internal Universal Power Supply, 90VAC-264VAC. | Ea |  | 1 Year (Limited Lifetime) | 8200 | 8% | 7544
49630 | Etherwan | EX77062-12RC | Hardened ( -40°C - 75°C ) Managed Ethernet Switch, 24 100FX Fiber Ports + 2 Gigabit Fiber Ports. Rack Mount with Internal Universal Power Supply, 90VAC-264VAC. | Ea |  | 1 Year (Limited Lifetime) | 9600 | 8% | 8832
49631 | Etherwan | EX77062-12SC | Hardened ( -40°C - 75°C ) Managed Ethernet Switch, 24 100FX Fiber Ports + 2 Gigabit Fiber Ports. Rack Mount with Internal Universal Power Supply, 90VAC-264VAC. | Ea |  | 1 Year (Limited Lifetime) | 10000 | 8% | 9200
49632 | Etherwan | EX77062-A0VC | Hardened ( -40°C - 75°C ) Managed Ethernet Switch, 24 100FX Fiber Ports + 2 Gigabit Fiber Ports. Rack Mount with Internal Universal Power Supply, 90VAC-264VAC. | Ea |  | 1 Year (Limited Lifetime) | 10900 | 8% | 10028
49633 | Etherwan | EX77062-A23C | Hardened ( -40°C - 75°C ) Managed Ethernet Switch, 24 100FX Fiber Ports + 2 Gigabit Fiber Ports. Rack Mount with Internal Universal Power Supply, 90VAC-264VAC. | Ea |  | 1 Year (Limited Lifetime) | 11200 | 8% | 10304
49634 | Etherwan | EX77062-A2AC | Hardened ( -40°C - 75°C ) Managed Ethernet Switch, 24 100FX Fiber Ports + 2 Gigabit Fiber Ports. Rack Mount with Internal Universal Power Supply, 90VAC-264VAC. | Ea |  | 1 Year (Limited Lifetime) | 12200 | 8% | 11224
49635 | Etherwan | EX77062-A2BC | Hardened ( -40°C - 75°C ) Managed Ethernet Switch, 24 100FX Fiber Ports + 2 Gigabit Fiber Ports. Rack Mount with Internal Universal Power Supply, 90VAC-264VAC. | Ea |  | 1 Year (Limited Lifetime) | 13000 | 8% | 11960
49636 | Etherwan | EX77062-A2RC | Hardened ( -40°C - 75°C ) Managed Ethernet Switch, 24 100FX Fiber Ports + 2 Gigabit Fiber Ports. Rack Mount with Internal Universal Power Supply, 90VAC-264VAC. | Ea |  | 1 Year (Limited Lifetime) | 14400 | 8% | 13248
49637 | Etherwan | EX77062-A2SC | Hardened ( -40°C - 75°C ) Managed Ethernet Switch, 24 100FX Fiber Ports + 2 Gigabit Fiber Ports. Rack Mount with Internal Universal Power Supply, 90VAC-264VAC. | Ea |  | 1 Year (Limited Lifetime) | 14800 | 8% | 13616
49638 | Etherwan | EX77062-B23C | Hardened ( -40°C - 75°C ) Managed Ethernet Switch, 24 100FX Fiber Ports + 2 Gigabit Fiber Ports. Rack Mount with Internal Universal Power Supply, 90VAC-264VAC. | Ea |  | 1 Year (Limited Lifetime) | 14800 | 8% | 13616
49639 | Etherwan | EX77062-B2AC | Hardened ( -40°C - 75°C ) Managed Ethernet Switch, 24 100FX Fiber Ports + 2 Gigabit Fiber Ports. Rack Mount with Internal Universal Power Supply, 90VAC-264VAC. | Ea |  | 1 Year (Limited Lifetime) | 15800 | 8% | 14536
49640 | Etherwan | EX77062-B2BC | Hardened ( -40°C - 75°C ) Managed Ethernet Switch, 24 100FX Fiber Ports + 2 Gigabit Fiber Ports. Rack Mount with Internal Universal Power Supply, 90VAC-264VAC. | Ea |  | 1 Year (Limited Lifetime) | 16600 | 8% | 15272
49641 | Etherwan | EX77062-B2RC | Hardened ( -40°C - 75°C ) Managed Ethernet Switch, 24 100FX Fiber Ports + 2 Gigabit Fiber Ports. Rack Mount with Internal Universal Power Supply, 90VAC-264VAC. | Ea |  | 1 Year (Limited Lifetime) | 18000 | 8% | 16560
49642 | Etherwan | EX77062-B2SC | Hardened ( -40°C - 75°C ) Managed Ethernet Switch, 24 100FX Fiber Ports + 2 Gigabit Fiber Ports. Rack Mount with Internal Universal Power Supply, 90VAC-264VAC. | Ea |  | 1 Year (Limited Lifetime) | 18400 | 8% | 16928
49643 | Etherwan | EX77062-P23C | Hardened ( -40°C - 75°C ) Managed Ethernet Switch, 24 100FX Fiber Ports + 2 Gigabit Fiber Ports. Rack Mount with Internal Universal Power Supply, 90VAC-264VAC. | Ea |  | 1 Year (Limited Lifetime) | 13600 | 8% | 12512
49644 | Etherwan | EX77062-P2AC | Hardened ( -40°C - 75°C ) Managed Ethernet Switch, 24 100FX Fiber Ports + 2 Gigabit Fiber Ports. Rack Mount with Internal Universal Power Supply, 90VAC-264VAC. | Ea |  | 1 Year (Limited Lifetime) | 14600 | 8% | 13432
49645 | Etherwan | EX77062-P2BC | Hardened ( -40°C - 75°C ) Managed Ethernet Switch, 24 100FX Fiber Ports + 2 Gigabit Fiber Ports. Rack Mount with Internal Universal Power Supply, 90VAC-264VAC. | Ea |  | 1 Year (Limited Lifetime) | 15400 | 8% | 14168
49646 | Etherwan | EX77062-P2RC | Hardened ( -40°C - 75°C ) Managed Ethernet Switch, 24 100FX Fiber Ports + 2 Gigabit Fiber Ports. Rack Mount with Internal Universal Power Supply, 90VAC-264VAC. | Ea |  | 1 Year (Limited Lifetime) | 16800 | 8% | 15456
49647 | Etherwan | EX77062-P2SC | Hardened ( -40°C - 75°C ) Managed Ethernet Switch, 24 100FX Fiber Ports + 2 Gigabit Fiber Ports. Rack Mount with Internal Universal Power Supply, 90VAC-264VAC. | Ea |  | 1 Year (Limited Lifetime) | 17200 | 8% | 15824
49648 | Etherwan | EX77062-Q23C | Hardened ( -40°C - 75°C ) Managed Ethernet Switch, 24 100FX Fiber Ports + 2 Gigabit Fiber Ports. Rack Mount with Internal Universal Power Supply, 90VAC-264VAC. | Ea |  | 1 Year (Limited Lifetime) | 14800 | 8% | 13616
49649 | Etherwan | EX77062-Q2AC | Hardened ( -40°C - 75°C ) Managed Ethernet Switch, 24 100FX Fiber Ports + 2 Gigabit Fiber Ports. Rack Mount with Internal Universal Power Supply, 90VAC-264VAC. | Ea |  | 1 Year (Limited Lifetime) | 15800 | 8% | 14536
49650 | Etherwan | EX77062-Q2BC | Hardened ( -40°C - 75°C ) Managed Ethernet Switch, 24 100FX Fiber Ports + 2 Gigabit Fiber Ports. Rack Mount with Internal Universal Power Supply, 90VAC-264VAC. | Ea |  | 1 Year (Limited Lifetime) | 16600 | 8% | 15272
49651 | Etherwan | EX77062-Q2RC | Hardened ( -40°C - 75°C ) Managed Ethernet Switch, 24 100FX Fiber Ports + 2 Gigabit Fiber Ports. Rack Mount with Internal Universal Power Supply, 90VAC-264VAC. | Ea |  | 1 Year (Limited Lifetime) | 18000 | 8% | 16560
49652 | Etherwan | EX77062-Q2SC | Hardened ( -40°C - 75°C ) Managed Ethernet Switch, 24 100FX Fiber Ports + 2 Gigabit Fiber Ports. Rack Mount with Internal Universal Power Supply, 90VAC-264VAC. | Ea |  | 1 Year (Limited Lifetime) | 18400 | 8% | 16928
49653 | Etherwan | EX77062-R23C | Hardened ( -40°C - 75°C ) Managed Ethernet Switch, 24 100FX Fiber Ports + 2 Gigabit Fiber Ports. Rack Mount with Internal Universal Power Supply, 90VAC-264VAC. | Ea |  | 1 Year (Limited Lifetime) | 23200 | 8% | 21344
49654 | Etherwan | EX77062-R2AC | Hardened ( -40°C - 75°C ) Managed Ethernet Switch, 24 100FX Fiber Ports + 2 Gigabit Fiber Ports. Rack Mount with Internal Universal Power Supply, 90VAC-264VAC. | Ea |  | 1 Year (Limited Lifetime) | 24200 | 8% | 22264
49655 | Etherwan | EX77062-R2BC | Hardened ( -40°C - 75°C ) Managed Ethernet Switch, 24 100FX Fiber Ports + 2 Gigabit Fiber Ports. Rack Mount with Internal Universal Power Supply, 90VAC-264VAC. | Ea |  | 1 Year (Limited Lifetime) | 25000 | 8% | 23000
49656 | Etherwan | EX77062-R2RC | Hardened ( -40°C - 75°C ) Managed Ethernet Switch, 24 100FX Fiber Ports + 2 Gigabit Fiber Ports. Rack Mount with Internal Universal Power Supply, 90VAC-264VAC. | Ea |  | 1 Year (Limited Lifetime) | 26400 | 8% | 24288
49657 | Etherwan | EX77062-R2SC | Hardened ( -40°C - 75°C ) Managed Ethernet Switch, 24 100FX Fiber Ports + 2 Gigabit Fiber Ports. Rack Mount with Internal Universal Power Supply, 90VAC-264VAC. | Ea |  | 1 Year (Limited Lifetime) | 26800 | 8% | 24656
49658 | Etherwan | EX77062-S23C | Hardened ( -40°C - 75°C ) Managed Ethernet Switch, 24 100FX Fiber Ports + 2 Gigabit Fiber Ports. Rack Mount with Internal Universal Power Supply, 90VAC-264VAC. | Ea |  | 1 Year (Limited Lifetime) | 25600 | 8% | 23552
49659 | Etherwan | EX77062-S2AC | Hardened ( -40°C - 75°C ) Managed Ethernet Switch, 24 100FX Fiber Ports + 2 Gigabit Fiber Ports. Rack Mount with Internal Universal Power Supply, 90VAC-264VAC. | Ea |  | 1 Year (Limited Lifetime) | 26600 | 8% | 24472
49660 | Etherwan | EX77062-S2BC | Hardened ( -40°C - 75°C ) Managed Ethernet Switch, 24 100FX Fiber Ports + 2 Gigabit Fiber Ports. Rack Mount with Internal Universal Power Supply, 90VAC-264VAC. | Ea |  | 1 Year (Limited Lifetime) | 27400 | 8% | 25208
49661 | Etherwan | EX77062-S2RC | Hardened ( -40°C - 75°C ) Managed Ethernet Switch, 24 100FX Fiber Ports + 2 Gigabit Fiber Ports. Rack Mount with Internal Universal Power Supply, 90VAC-264VAC. | Ea |  | 1 Year (Limited Lifetime) | 28800 | 8% | 26496
49662 | Etherwan | EX77062-S2SC | Hardened ( -40°C - 75°C ) Managed Ethernet Switch, 24 100FX Fiber Ports + 2 Gigabit Fiber Ports. Rack Mount with Internal Universal Power Supply, 90VAC-264VAC. | Ea |  | 1 Year (Limited Lifetime) | 29200 | 8% | 26864
49663 | Etherwan | EX77064-10VC | Hardened ( -40°C - 75°C ) Managed Ethernet Switch, 24 100FX Fiber Ports + 4 Gigabit / SFP Combo Ports. Rack Mount with Internal Universal Power Supply, 90VAC-264VAC. | Ea |  | 1 Year (Limited Lifetime) | 6600 | 8% | 6072
49664 | Etherwan | EX77064-143C | Hardened ( -40°C - 75°C ) Managed Ethernet Switch, 24 100FX Fiber Ports + 4 Gigabit Fiber Ports. Rack Mount with Internal Universal Power Supply, 90VAC-264VAC. | Ea |  | 1 Year (Limited Lifetime) | 7200 | 8% | 6624
49665 | Etherwan | EX77064-14AC | Hardened ( -40°C - 75°C ) Managed Ethernet Switch, 24 100FX Fiber Ports + 4 Gigabit Fiber Ports. Rack Mount with Internal Universal Power Supply, 90VAC-264VAC. | Ea |  | 1 Year (Limited Lifetime) | 9200 | 8% | 8464
49666 | Etherwan | EX77064-14BC | Hardened ( -40°C - 75°C ) Managed Ethernet Switch, 24 100FX Fiber Ports + 4 Gigabit Fiber Ports. Rack Mount with Internal Universal Power Supply, 90VAC-264VAC. | Ea |  | 1 Year (Limited Lifetime) | 10800 | 8% | 9936
49667 | Etherwan | EX77064-14RC | Hardened ( -40°C - 75°C ) Managed Ethernet Switch, 24 100FX Fiber Ports + 4 Gigabit Fiber Ports. Rack Mount with Internal Universal Power Supply, 90VAC-264VAC. | Ea |  | 1 Year (Limited Lifetime) | 13600 | 8% | 12512
49668 | Etherwan | EX77064-14SC | Hardened ( -40°C - 75°C ) Managed Ethernet Switch, 24 100FX Fiber Ports + 4 Gigabit Fiber Ports. Rack Mount with Internal Universal Power Supply, 90VAC-264VAC. | Ea |  | 1 Year (Limited Lifetime) | 14400 | 8% | 13248
49669 | Etherwan | EX77064-60VC | Hardened ( -40°C - 75°C ) Managed Ethernet Switch, 24 100FX Fiber Ports + 4 Gigabit / SFP Combo Ports. Rack Mount with Internal Universal Power Supply, 90VAC-264VAC. | Ea |  | 1 Year (Limited Lifetime) | 11400 | 8% | 10488
49670 | Etherwan | EX77064-70VC | Hardened ( -40°C - 75°C ) Managed Ethernet Switch, 24 100FX Fiber Ports + 4 Gigabit Fiber Ports. Rack Mount with Internal Universal Power Supply, 90VAC-264VAC. | Ea |  | 1 Year (Limited Lifetime) | 12936 | 8% | 11901.12
49671 | Etherwan | EX77064-A01C | Hardened ( -40°C - 75°C ) Managed Ethernet Switch, 24 100FX Fiber Ports + 4 Gigabit Fiber Ports. Rack Mount with Internal Universal Power Supply, 90VAC-264VAC. | Ea |  | 1 Year (Limited Lifetime) | 11240 | 8% | 10340.8
49672 | Etherwan | EX77064-A0VC | Hardened ( -40°C - 75°C ) Managed Ethernet Switch, 24 100FX Fiber Ports + 4 Gigabit / SFP Combo Ports. Rack Mount with Internal Universal Power Supply, 90VAC-264VAC. | Ea |  | 1 Year (Limited Lifetime) | 11400 | 8% | 10488
49673 | Etherwan | EX77064-A43C | Hardened ( -40°C - 75°C ) Managed Ethernet Switch, 24 100FX Fiber Ports + 4 Gigabit Fiber Ports. Rack Mount with Internal Universal Power Supply, 90VAC-264VAC. | Ea |  | 1 Year (Limited Lifetime) | 12000 | 8% | 11040
49674 | Etherwan | EX77064-A4AC | Hardened ( -40°C - 75°C ) Managed Ethernet Switch, 24 100FX Fiber Ports + 4 Gigabit Fiber Ports. Rack Mount with Internal Universal Power Supply, 90VAC-264VAC. | Ea |  | 1 Year (Limited Lifetime) | 14000 | 8% | 12880
49675 | Etherwan | EX77064-A4BC | Hardened ( -40°C - 75°C ) Managed Ethernet Switch, 24 100FX Fiber Ports + 4 Gigabit Fiber Ports. Rack Mount with Internal Universal Power Supply, 90VAC-264VAC. | Ea |  | 1 Year (Limited Lifetime) | 15600 | 8% | 14352
49676 | Etherwan | EX77064-A4RC | Hardened ( -40°C - 75°C ) Managed Ethernet Switch, 24 100FX Fiber Ports + 4 Gigabit Fiber Ports. Rack Mount with Internal Universal Power Supply, 90VAC-264VAC. | Ea |  | 1 Year (Limited Lifetime) | 18400 | 8% | 16928
49677 | Etherwan | EX77064-A4SC | Hardened ( -40°C - 75°C ) Managed Ethernet Switch, 24 100FX Fiber Ports + 4 Gigabit Fiber Ports. Rack Mount with Internal Universal Power Supply, 90VAC-264VAC. | Ea |  | 1 Year (Limited Lifetime) | 19200 | 8% | 17664
49678 | Etherwan | EX77064-B0VC | Hardened ( -40°C - 75°C ) Managed Ethernet Switch, 24 100FX Fiber Ports + 4 Gigabit / SFP Combo Ports. Rack Mount with Internal Universal Power Supply, 90VAC-264VAC. | Ea |  | 1 Year (Limited Lifetime) | 15000 | 8% | 13800
49679 | Etherwan | EX77064-B43C | Hardened ( -40°C - 75°C ) Managed Ethernet Switch, 24 100FX Fiber Ports + 4 Gigabit Fiber Ports. Rack Mount with Internal Universal Power Supply, 90VAC-264VAC. | Ea |  | 1 Year (Limited Lifetime) | 15600 | 8% | 14352
49680 | Etherwan | EX77064-B4AC | Hardened ( -40°C - 75°C ) Managed Ethernet Switch, 24 100FX Fiber Ports + 4 Gigabit Fiber Ports. Rack Mount with Internal Universal Power Supply, 90VAC-264VAC. | Ea |  | 1 Year (Limited Lifetime) | 17600 | 8% | 16192
49681 | Etherwan | EX77064-B4BC | Hardened ( -40°C - 75°C ) Managed Ethernet Switch, 24 100FX Fiber Ports + 4 Gigabit Fiber Ports. Rack Mount with Internal Universal Power Supply, 90VAC-264VAC. | Ea |  | 1 Year (Limited Lifetime) | 19200 | 8% | 17664
49682 | Etherwan | EX77064-B4RC | Hardened ( -40°C - 75°C ) Managed Ethernet Switch, 24 100FX Fiber Ports + 4 Gigabit Fiber Ports. Rack Mount with Internal Universal Power Supply, 90VAC-264VAC. | Ea |  | 1 Year (Limited Lifetime) | 22000 | 8% | 20240
49683 | Etherwan | EX77064-B4SC | Hardened ( -40°C - 75°C ) Managed Ethernet Switch, 24 100FX Fiber Ports + 4 Gigabit Fiber Ports. Rack Mount with Internal Universal Power Supply, 90VAC-264VAC. | Ea |  | 1 Year (Limited Lifetime) | 22800 | 8% | 20976
49684 | Etherwan | EX77064-P0VC | Hardened ( -40°C - 75°C ) Managed Ethernet Switch, 24 100FX Fiber Ports + 4 Gigabit / SFP Combo Ports. Rack Mount with Internal Universal Power Supply, 90VAC-264VAC. | Ea |  | 1 Year (Limited Lifetime) | 13800 | 8% | 12696
49685 | Etherwan | EX77064-P43C | Hardened ( -40°C - 75°C ) Managed Ethernet Switch, 24 100FX Fiber Ports + 4 Gigabit Fiber Ports. Rack Mount with Internal Universal Power Supply, 90VAC-264VAC. | Ea |  | 1 Year (Limited Lifetime) | 14400 | 8% | 13248
49686 | Etherwan | EX77064-P4AC | Hardened ( -40°C - 75°C ) Managed Ethernet Switch, 24 100FX Fiber Ports + 4 Gigabit Fiber Ports. Rack Mount with Internal Universal Power Supply, 90VAC-264VAC. | Ea |  | 1 Year (Limited Lifetime) | 16400 | 8% | 15088
49687 | Etherwan | EX77064-P4BC | Hardened ( -40°C - 75°C ) Managed Ethernet Switch, 24 100FX Fiber Ports + 4 Gigabit Fiber Ports. Rack Mount with Internal Universal Power Supply, 90VAC-264VAC. | Ea |  | 1 Year (Limited Lifetime) | 18000 | 8% | 16560
49688 | Etherwan | EX77064-P4RC | Hardened ( -40°C - 75°C ) Managed Ethernet Switch, 24 100FX Fiber Ports + 4 Gigabit Fiber Ports. Rack Mount with Internal Universal Power Supply, 90VAC-264VAC. | Ea |  | 1 Year (Limited Lifetime) | 20800 | 8% | 19136
49689 | Etherwan | EX77064-P4SC | Hardened ( -40°C - 75°C ) Managed Ethernet Switch, 24 100FX Fiber Ports + 4 Gigabit Fiber Ports. Rack Mount with Internal Universal Power Supply, 90VAC-264VAC. | Ea |  | 1 Year (Limited Lifetime) | 21600 | 8% | 19872
49690 | Etherwan | EX77064-Q0VC | Hardened ( -40°C - 75°C ) Managed Ethernet Switch, 24 100FX Fiber Ports + 4 Gigabit / SFP Combo Ports. Rack Mount with Internal Universal Power Supply, 90VAC-264VAC. | Ea |  | 1 Year (Limited Lifetime) | 15000 | 8% | 13800
49691 | Etherwan | EX77064-Q43C | Hardened ( -40°C - 75°C ) Managed Ethernet Switch, 24 100FX Fiber Ports + 4 Gigabit Fiber Ports. Rack Mount with Internal Universal Power Supply, 90VAC-264VAC. | Ea |  | 1 Year (Limited Lifetime) | 15600 | 8% | 14352
49692 | Etherwan | EX77064-Q4AC | Hardened ( -40°C - 75°C ) Managed Ethernet Switch, 24 100FX Fiber Ports + 4 Gigabit Fiber Ports. Rack Mount with Internal Universal Power Supply, 90VAC-264VAC. | Ea |  | 1 Year (Limited Lifetime) | 17600 | 8% | 16192
49693 | Etherwan | EX77064-Q4BC | Hardened ( -40°C - 75°C ) Managed Ethernet Switch, 24 100FX Fiber Ports + 4 Gigabit Fiber Ports. Rack Mount with Internal Universal Power Supply, 90VAC-264VAC. | Ea |  | 1 Year (Limited Lifetime) | 19200 | 8% | 17664
49694 | Etherwan | EX77064-Q4RC | Hardened ( -40°C - 75°C ) Managed Ethernet Switch, 24 100FX Fiber Ports + 4 Gigabit Fiber Ports. Rack Mount with Internal Universal Power Supply, 90VAC-264VAC. | Ea |  | 1 Year (Limited Lifetime) | 22000 | 8% | 20240
49695 | Etherwan | EX77064-Q4SC | Hardened ( -40°C - 75°C ) Managed Ethernet Switch, 24 100FX Fiber Ports + 4 Gigabit Fiber Ports. Rack Mount with Internal Universal Power Supply, 90VAC-264VAC. | Ea |  | 1 Year (Limited Lifetime) | 22800 | 8% | 20976
49696 | Etherwan | EX77064-R0VC | Hardened ( -40°C - 75°C ) Managed Ethernet Switch, 24 100FX Fiber Ports + 4 Gigabit / SFP Combo Ports. Rack Mount with Internal Universal Power Supply, 90VAC-264VAC. | Ea |  | 1 Year (Limited Lifetime) | 23400 | 8% | 21528
49697 | Etherwan | EX77064-R43C | Hardened ( -40°C - 75°C ) Managed Ethernet Switch, 24 100FX Fiber Ports + 4 Gigabit Fiber Ports. Rack Mount with Internal Universal Power Supply, 90VAC-264VAC. | Ea |  | 1 Year (Limited Lifetime) | 24000 | 8% | 22080
49698 | Etherwan | EX77064-R4AC | Hardened ( -40°C - 75°C ) Managed Ethernet Switch, 24 100FX Fiber Ports + 4 Gigabit Fiber Ports. Rack Mount with Internal Universal Power Supply, 90VAC-264VAC. | Ea |  | 1 Year (Limited Lifetime) | 26000 | 8% | 23920
49699 | Etherwan | EX77064-R4BC | Hardened ( -40°C - 75°C ) Managed Ethernet Switch, 24 100FX Fiber Ports + 4 Gigabit Fiber Ports. Rack Mount with Internal Universal Power Supply, 90VAC-264VAC. | Ea |  | 1 Year (Limited Lifetime) | 27600 | 8% | 25392
49700 | Etherwan | EX77064-R4RC | Hardened ( -40°C - 75°C ) Managed Ethernet Switch, 24 100FX Fiber Ports + 4 Gigabit Fiber Ports. Rack Mount with Internal Universal Power Supply, 90VAC-264VAC. | Ea |  | 1 Year (Limited Lifetime) | 30400 | 8% | 27968
49701 | Etherwan | EX77064-R4SC | Hardened ( -40°C - 75°C ) Managed Ethernet Switch, 24 100FX Fiber Ports + 4 Gigabit Fiber Ports. Rack Mount with Internal Universal Power Supply, 90VAC-264VAC. | Ea |  | 1 Year (Limited Lifetime) | 31200 | 8% | 28704
49702 | Etherwan | EX77064-S0VC | Hardened ( -40°C - 75°C ) Managed Ethernet Switch, 24 100FX Fiber Ports + 4 Gigabit / SFP Combo Ports. Rack Mount with Internal Universal Power Supply, 90VAC-264VAC. | Ea |  | 1 Year (Limited Lifetime) | 25800 | 8% | 23736
49703 | Etherwan | EX77064-S43C | Hardened ( -40°C - 75°C ) Managed Ethernet Switch, 24 100FX Fiber Ports + 4 Gigabit Fiber Ports. Rack Mount with Internal Universal Power Supply, 90VAC-264VAC. | Ea |  | 1 Year (Limited Lifetime) | 26400 | 8% | 24288
49704 | Etherwan | EX77064-S4AC | Hardened ( -40°C - 75°C ) Managed Ethernet Switch, 24 100FX Fiber Ports + 4 Gigabit Fiber Ports. Rack Mount with Internal Universal Power Supply, 90VAC-264VAC. | Ea |  | 1 Year (Limited Lifetime) | 28400 | 8% | 26128
49705 | Etherwan | EX77064-S4BC | Hardened ( -40°C - 75°C ) Managed Ethernet Switch, 24 100FX Fiber Ports + 4 Gigabit Fiber Ports. Rack Mount with Internal Universal Power Supply, 90VAC-264VAC. | Ea |  | 1 Year (Limited Lifetime) | 30000 | 8% | 27600
49706 | Etherwan | EX77064-S4RC | Hardened ( -40°C - 75°C ) Managed Ethernet Switch, 24 100FX Fiber Ports + 4 Gigabit Fiber Ports. Rack Mount with Internal Universal Power Supply, 90VAC-264VAC. | Ea |  | 1 Year (Limited Lifetime) | 32800 | 8% | 30176
49707 | Etherwan | EX77064-S4SC | Hardened ( -40°C - 75°C ) Managed Ethernet Switch, 24 100FX Fiber Ports + 4 Gigabit Fiber Ports. Rack Mount with Internal Universal Power Supply, 90VAC-264VAC. | Ea |  | 1 Year (Limited Lifetime) | 33600 | 8% | 30912
49708 | Etherwan | EX77064-V0VC | Hardened ( -40°C - 75°C ) Managed Ethernet Switch, 24 100FX Fiber Ports + 4 Gigabit / SFP Combo Ports. Rack Mount with Internal Universal Power Supply, 90VAC-264VAC. | Ea |  | 1 Year (Limited Lifetime) | 2900 | 8% | 2668
49709 | Etherwan | EX77202-00VC | Hardened ( -40°C - 75°C ) Managed Ethernet Switch, 8 Port 10/100 + 2 Gigabit Fiber Ports. Rack Mount with Internal Universal Power Supply, 90VAC-264VAC. | Ea |  | 1 Year (Limited Lifetime) | 1540 | 8% | 1416.8
49710 | Etherwan | EX77202-023C | Hardened ( -40°C - 75°C ) Managed Ethernet Switch, 8 Port 10/100 + 2 Gigabit Fiber Ports. Rack Mount with Internal Universal Power Supply, 90VAC-264VAC. | Ea |  | 1 Year (Limited Lifetime) | 1840 | 8% | 1692.8
49711 | Etherwan | EX77202-02AC | Hardened ( -40°C - 75°C ) Managed Ethernet Switch, 8 Port 10/100 + 2 Gigabit Fiber Ports. Rack Mount with Internal Universal Power Supply, 90VAC-264VAC. | Ea |  | 1 Year (Limited Lifetime) | 2840 | 8% | 2612.8
49712 | Etherwan | EX77202-02BC | Hardened ( -40°C - 75°C ) Managed Ethernet Switch, 8 Port 10/100 + 2 Gigabit Fiber Ports. Rack Mount with Internal Universal Power Supply, 90VAC-264VAC. | Ea |  | 1 Year (Limited Lifetime) | 3640 | 8% | 3348.8
49713 | Etherwan | EX77202-02RC | Hardened ( -40°C - 75°C ) Managed Ethernet Switch, 8 Port 10/100 + 2 Gigabit Fiber Ports. Rack Mount with Internal Universal Power Supply, 90VAC-264VAC. | Ea |  | 1 Year (Limited Lifetime) | 5040 | 8% | 4636.8
49714 | Etherwan | EX77202-02SC | Hardened ( -40°C - 75°C ) Managed Ethernet Switch, 8 Port 10/100 + 2 Gigabit Fiber Ports. Rack Mount with Internal Universal Power Supply, 90VAC-264VAC. | Ea |  | 1 Year (Limited Lifetime) | 5440 | 8% | 5004.8
49715 | Etherwan | EX77203-03AC | Hardened ( -40°C - 75°C ) Managed Ethernet Switch, 8 Port 10/100 + 3 Gigabit Fiber Ports. Rack Mount with Internal Universal Power Supply, 90VAC-264VAC. | Ea |  | 1 Year (Limited Lifetime) | 3800 | 8% | 3496
49716 | Etherwan | EX77203-03BC | Hardened ( -40°C - 75°C ) Managed Ethernet Switch, 8 Port 10/100 + 3 Gigabit Fiber Ports. Rack Mount with Internal Universal Power Supply, 90VAC-264VAC. | Ea |  | 1 Year (Limited Lifetime) | 5000 | 8% | 4600
49717 | Etherwan | EX77204-00VC | Hardened ( -40°C - 75°C ) Managed Ethernet Switch, 8 Port 10/100 + 4 Gigabit Fiber Ports. Rack Mount with Internal Universal Power Supply, 90VAC-264VAC. | Ea |  | 1 Year (Limited Lifetime) | 2040 | 8% | 1876.8
49718 | Etherwan | EX77204-043C | Hardened ( -40°C - 75°C ) Managed Ethernet Switch, 8 Port 10/100 + 4 Gigabit Fiber Ports. Rack Mount with Internal Universal Power Supply, 90VAC-264VAC. | Ea |  | 1 Year (Limited Lifetime) | 2640 | 8% | 2428.8
49719 | Etherwan | EX77204-04AC | Hardened ( -40°C - 75°C ) Managed Ethernet Switch, 8 Port 10/100 + 4 Gigabit Fiber Ports. Rack Mount with Internal Universal Power Supply, 90VAC-264VAC. | Ea |  | 1 Year (Limited Lifetime) | 4640 | 8% | 4268.8
49720 | Etherwan | EX77204-04BC | Hardened ( -40°C - 75°C ) Managed Ethernet Switch, 8 Port 10/100 + 4 Gigabit Fiber Ports. Rack Mount with Internal Universal Power Supply, 90VAC-264VAC. | Ea |  | 1 Year (Limited Lifetime) | 6240 | 8% | 5740.8
49721 | Etherwan | EX77204-04RC | Hardened ( -40°C - 75°C ) Managed Ethernet Switch, 8 Port 10/100 + 4 Gigabit Fiber Ports. Rack Mount with Internal Universal Power Supply, 90VAC-264VAC. | Ea |  | 1 Year (Limited Lifetime) | 9040 | 8% | 8316.8
49722 | Etherwan | EX77204-04SC | Hardened ( -40°C - 75°C ) Managed Ethernet Switch, 8 Port 10/100 + 4 Gigabit Fiber Ports. Rack Mount with Internal Universal Power Supply, 90VAC-264VAC. | Ea |  | 1 Year (Limited Lifetime) | 9840 | 8% | 9052.8
49723 | Etherwan | EX77210-100C | Hardened ( -40°C - 75°C ) Managed Ethernet Switch, 8 Port 10/100 + 4 100FX Fiber Ports. Rack Mount with Internal Universal Power Supply, 90VAC-264VAC. | Ea |  | 1 Year (Limited Lifetime) | 1840 | 8% | 1692.8
49724 | Etherwan | EX77210-A00C | Hardened ( -40°C - 75°C ) Managed Ethernet Switch, 8 Port 10/100 + 4 100FX Fiber Ports. Rack Mount with Internal Universal Power Supply, 90VAC-264VAC. | Ea |  | 1 Year (Limited Lifetime) | 2640 | 8% | 2428.8
49725 | Etherwan | EX77210-B00C | Hardened ( -40°C - 75°C ) Managed Ethernet Switch, 8 Port 10/100 + 4 100FX Fiber Ports. Rack Mount with Internal Universal Power Supply, 90VAC-264VAC. | Ea |  | 1 Year (Limited Lifetime) | 3240 | 8% | 2980.8
49726 | Etherwan | EX77210-P00C | Hardened ( -40°C - 75°C ) Managed Ethernet Switch, 8 Port 10/100 + 4 100FX Fiber Ports. Rack Mount with Internal Universal Power Supply, 90VAC-264VAC. | Ea |  | 1 Year (Limited Lifetime) | 3040 | 8% | 2796.8
49727 | Etherwan | EX77210-Q00C | Hardened ( -40°C - 75°C ) Managed Ethernet Switch, 8 Port 10/100 + 4 100FX Fiber Ports. Rack Mount with Internal Universal Power Supply, 90VAC-264VAC. | Ea |  | 1 Year (Limited Lifetime) | 3240 | 8% | 2980.8
49728 | Etherwan | EX77210-R00C | Hardened ( -40°C - 75°C ) Managed Ethernet Switch, 8 Port 10/100 + 4 100FX Fiber Ports. Rack Mount with Internal Universal Power Supply, 90VAC-264VAC. | Ea |  | 1 Year (Limited Lifetime) | 4640 | 8% | 4268.8
49729 | Etherwan | EX77210-S00C | Hardened ( -40°C - 75°C ) Managed Ethernet Switch, 8 Port 10/100 + 4 100FX Fiber Ports. Rack Mount with Internal Universal Power Supply, 90VAC-264VAC. | Ea |  | 1 Year (Limited Lifetime) | 5040 | 8% | 4636.8
49730 | Etherwan | EX77212-10VC | Hardened ( -40°C - 75°C ) Managed Ethernet Switch, 8 Port 10/100 + 4 100FX Fiber Ports + 2 Gigabit / SFP Combo Ports. Rack Mount with Internal Universal Power Supply, 90VAC-264VAC. | Ea |  | 1 Year (Limited Lifetime) | 2340 | 8% | 2152.8
49731 | Etherwan | EX77212-123C | Hardened ( -40°C - 75°C ) Managed Ethernet Switch, 8 Port 10/100 + 4 100FX Fiber Ports + 2 Gigabit Fiber Ports. Rack Mount with Internal Universal Power Supply, 90VAC-264VAC. | Ea |  | 1 Year (Limited Lifetime) | 2640 | 8% | 2428.8
49732 | Etherwan | EX77212-12AC | Hardened ( -40°C - 75°C ) Managed Ethernet Switch, 8 Port 10/100 + 4 100FX Fiber Ports + 2 Gigabit Fiber Ports. Rack Mount with Internal Universal Power Supply, 90VAC-264VAC. | Ea |  | 1 Year (Limited Lifetime) | 3640 | 8% | 3348.8
49733 | Etherwan | EX77212-12BC | Hardened ( -40°C - 75°C ) Managed Ethernet Switch, 8 Port 10/100 + 4 100FX Fiber Ports + 2 Gigabit Fiber Ports. Rack Mount with Internal Universal Power Supply, 90VAC-264VAC. | Ea |  | 1 Year (Limited Lifetime) | 4440 | 8% | 4084.8
49734 | Etherwan | EX77212-12RC | Hardened ( -40°C - 75°C ) Managed Ethernet Switch, 8 Port 10/100 + 4 100FX Fiber Ports + 2 Gigabit Fiber Ports. Rack Mount with Internal Universal Power Supply, 90VAC-264VAC. | Ea |  | 1 Year (Limited Lifetime) | 5840 | 8% | 5372.8
49735 | Etherwan | EX77212-12SC | Hardened ( -40°C - 75°C ) Managed Ethernet Switch, 8 Port 10/100 + 4 100FX Fiber Ports + 2 Gigabit Fiber Ports. Rack Mount with Internal Universal Power Supply, 90VAC-264VAC. | Ea |  | 1 Year (Limited Lifetime) | 6240 | 8% | 5740.8
49736 | Etherwan | EX77212-A0VC | Hardened ( -40°C - 75°C ) Managed Ethernet Switch, 8 Port 10/100 + 4 100FX Fiber Ports + 2 Gigabit / SFP Combo Ports. Rack Mount with Internal Universal Power Supply, 90VAC-264VAC. | Ea |  | 1 Year (Limited Lifetime) | 3140 | 8% | 2888.8
49737 | Etherwan | EX77212-A23C | Hardened ( -40°C - 75°C ) Managed Ethernet Switch, 8 Port 10/100 + 4 100FX Fiber Ports + 2 Gigabit Fiber Ports. Rack Mount with Internal Universal Power Supply, 90VAC-264VAC. | Ea |  | 1 Year (Limited Lifetime) | 3440 | 8% | 3164.8
49738 | Etherwan | EX77212-A2AC | Hardened ( -40°C - 75°C ) Managed Ethernet Switch, 8 Port 10/100 + 4 100FX Fiber Ports + 2 Gigabit Fiber Ports. Rack Mount with Internal Universal Power Supply, 90VAC-264VAC. | Ea |  | 1 Year (Limited Lifetime) | 4440 | 8% | 4084.8
49739 | Etherwan | EX77212-A2BC | Hardened ( -40°C - 75°C ) Managed Ethernet Switch, 8 Port 10/100 + 4 100FX Fiber Ports + 2 Gigabit Fiber Ports. Rack Mount with Internal Universal Power Supply, 90VAC-264VAC. | Ea |  | 1 Year (Limited Lifetime) | 5240 | 8% | 4820.8
49740 | Etherwan | EX77212-A2RC | Hardened ( -40°C - 75°C ) Managed Ethernet Switch, 8 Port 10/100 + 4 100FX Fiber Ports + 2 Gigabit Fiber Ports. Rack Mount with Internal Universal Power Supply, 90VAC-264VAC. | Ea |  | 1 Year (Limited Lifetime) | 6640 | 8% | 6108.8
49741 | Etherwan | EX77212-A2SC | Hardened ( -40°C - 75°C ) Managed Ethernet Switch, 8 Port 10/100 + 4 100FX Fiber Ports + 2 Gigabit Fiber Ports. Rack Mount with Internal Universal Power Supply, 90VAC-264VAC. | Ea |  | 1 Year (Limited Lifetime) | 7040 | 8% | 6476.8
49742 | Etherwan | EX77212-B0VC | Hardened ( -40°C - 75°C ) Managed Ethernet Switch, 8 Port 10/100 + 4 100FX Fiber Ports + 2 Gigabit / SFP Combo Ports. Rack Mount with Internal Universal Power Supply, 90VAC-264VAC. | Ea |  | 1 Year (Limited Lifetime) | 3740 | 8% | 3440.8
49743 | Etherwan | EX77212-B23C | Hardened ( -40°C - 75°C ) Managed Ethernet Switch, 8 Port 10/100 + 4 100FX Fiber Ports + 2 Gigabit Fiber Ports. Rack Mount with Internal Universal Power Supply, 90VAC-264VAC. | Ea |  | 1 Year (Limited Lifetime) | 4040 | 8% | 3716.8
49744 | Etherwan | EX77212-B2AC | Hardened ( -40°C - 75°C ) Managed Ethernet Switch, 8 Port 10/100 + 4 100FX Fiber Ports + 2 Gigabit Fiber Ports. Rack Mount with Internal Universal Power Supply, 90VAC-264VAC. | Ea |  | 1 Year (Limited Lifetime) | 5040 | 8% | 4636.8
49745 | Etherwan | EX77212-B2BC | Hardened ( -40°C - 75°C ) Managed Ethernet Switch, 8 Port 10/100 + 4 100FX Fiber Ports + 2 Gigabit Fiber Ports. Rack Mount with Internal Universal Power Supply, 90VAC-264VAC. | Ea |  | 1 Year (Limited Lifetime) | 5840 | 8% | 5372.8
49746 | Etherwan | EX77212-B2RC | Hardened ( -40°C - 75°C ) Managed Ethernet Switch, 8 Port 10/100 + 4 100FX Fiber Ports + 2 Gigabit Fiber Ports. Rack Mount with Internal Universal Power Supply, 90VAC-264VAC. | Ea |  | 1 Year (Limited Lifetime) | 7240 | 8% | 6660.8
49747 | Etherwan | EX77212-B2SC | Hardened ( -40°C - 75°C ) Managed Ethernet Switch, 8 Port 10/100 + 4 100FX Fiber Ports + 2 Gigabit Fiber Ports. Rack Mount with Internal Universal Power Supply, 90VAC-264VAC. | Ea |  | 1 Year (Limited Lifetime) | 7640 | 8% | 7028.8
49748 | Etherwan | EX77212-P0VC | Hardened ( -40°C - 75°C ) Managed Ethernet Switch, 8 Port 10/100 + 4 100FX Fiber Ports + 2 Gigabit / SFP Combo Ports. Rack Mount with Internal Universal Power Supply, 90VAC-264VAC. | Ea |  | 1 Year (Limited Lifetime) | 3540 | 8% | 3256.8
49749 | Etherwan | EX77212-P23C | Hardened ( -40°C - 75°C ) Managed Ethernet Switch, 8 Port 10/100 + 4 100FX Fiber Ports + 2 Gigabit Fiber Ports. Rack Mount with Internal Universal Power Supply, 90VAC-264VAC. | Ea |  | 1 Year (Limited Lifetime) | 3840 | 8% | 3532.8
49750 | Etherwan | EX77212-P2AC | Hardened ( -40°C - 75°C ) Managed Ethernet Switch, 8 Port 10/100 + 4 100FX Fiber Ports + 2 Gigabit Fiber Ports. Rack Mount with Internal Universal Power Supply, 90VAC-264VAC. | Ea |  | 1 Year (Limited Lifetime) | 4840 | 8% | 4452.8
49751 | Etherwan | EX77212-P2BC | Hardened ( -40°C - 75°C ) Managed Ethernet Switch, 8 Port 10/100 + 4 100FX Fiber Ports + 2 Gigabit Fiber Ports. Rack Mount with Internal Universal Power Supply, 90VAC-264VAC. | Ea |  | 1 Year (Limited Lifetime) | 5640 | 8% | 5188.8
49752 | Etherwan | EX77212-P2RC | Hardened ( -40°C - 75°C ) Managed Ethernet Switch, 8 Port 10/100 + 4 100FX Fiber Ports + 2 Gigabit Fiber Ports. Rack Mount with Internal Universal Power Supply, 90VAC-264VAC. | Ea |  | 1 Year (Limited Lifetime) | 7040 | 8% | 6476.8
49753 | Etherwan | EX77212-P2SC | Hardened ( -40°C - 75°C ) Managed Ethernet Switch, 8 Port 10/100 + 4 100FX Fiber Ports + 2 Gigabit Fiber Ports. Rack Mount with Internal Universal Power Supply, 90VAC-264VAC. | Ea |  | 1 Year (Limited Lifetime) | 7440 | 8% | 6844.8
49754 | Etherwan | EX77212-Q0VC | Hardened ( -40°C - 75°C ) Managed Ethernet Switch, 8 Port 10/100 + 4 100FX Fiber Ports + 2 Gigabit / SFP Combo Ports. Rack Mount with Internal Universal Power Supply, 90VAC-264VAC. | Ea |  | 1 Year (Limited Lifetime) | 3740 | 8% | 3440.8
49755 | Etherwan | EX77212-Q23C | Hardened ( -40°C - 75°C ) Managed Ethernet Switch, 8 Port 10/100 + 4 100FX Fiber Ports + 2 Gigabit Fiber Ports. Rack Mount with Internal Universal Power Supply, 90VAC-264VAC. | Ea |  | 1 Year (Limited Lifetime) | 4040 | 8% | 3716.8
49756 | Etherwan | EX77212-Q2AC | Hardened ( -40°C - 75°C ) Managed Ethernet Switch, 8 Port 10/100 + 4 100FX Fiber Ports + 2 Gigabit Fiber Ports. Rack Mount with Internal Universal Power Supply, 90VAC-264VAC. | Ea |  | 1 Year (Limited Lifetime) | 5040 | 8% | 4636.8
49757 | Etherwan | EX77212-Q2BC | Hardened ( -40°C - 75°C ) Managed Ethernet Switch, 8 Port 10/100 + 4 100FX Fiber Ports + 2 Gigabit Fiber Ports. Rack Mount with Internal Universal Power Supply, 90VAC-264VAC. | Ea |  | 1 Year (Limited Lifetime) | 5840 | 8% | 5372.8
49758 | Etherwan | EX77212-Q2RC | Hardened ( -40°C - 75°C ) Managed Ethernet Switch, 8 Port 10/100 + 4 100FX Fiber Ports + 2 Gigabit Fiber Ports. Rack Mount with Internal Universal Power Supply, 90VAC-264VAC. | Ea |  | 1 Year (Limited Lifetime) | 7240 | 8% | 6660.8
49759 | Etherwan | EX77212-Q2SC | Hardened ( -40°C - 75°C ) Managed Ethernet Switch, 8 Port 10/100 + 4 100FX Fiber Ports + 2 Gigabit Fiber Ports. Rack Mount with Internal Universal Power Supply, 90VAC-264VAC. | Ea |  | 1 Year (Limited Lifetime) | 7640 | 8% | 7028.8
49760 | Etherwan | EX77212-R0VC | Hardened ( -40°C - 75°C ) Managed Ethernet Switch, 8 Port 10/100 + 4 100FX Fiber Ports + 2 Gigabit / SFP Combo Ports. Rack Mount with Internal Universal Power Supply, 90VAC-264VAC. | Ea |  | 1 Year (Limited Lifetime) | 5140 | 8% | 4728.8
49761 | Etherwan | EX77212-R23C | Hardened ( -40°C - 75°C ) Managed Ethernet Switch, 8 Port 10/100 + 4 100FX Fiber Ports + 2 Gigabit Fiber Ports. Rack Mount with Internal Universal Power Supply, 90VAC-264VAC. | Ea |  | 1 Year (Limited Lifetime) | 5440 | 8% | 5004.8
49762 | Etherwan | EX77212-R2AC | Hardened ( -40°C - 75°C ) Managed Ethernet Switch, 8 Port 10/100 + 4 100FX Fiber Ports + 2 Gigabit Fiber Ports. Rack Mount with Internal Universal Power Supply, 90VAC-264VAC. | Ea |  | 1 Year (Limited Lifetime) | 6440 | 8% | 5924.8
49763 | Etherwan | EX77212-R2BC | Hardened ( -40°C - 75°C ) Managed Ethernet Switch, 8 Port 10/100 + 4 100FX Fiber Ports + 2 Gigabit Fiber Ports. Rack Mount with Internal Universal Power Supply, 90VAC-264VAC. | Ea |  | 1 Year (Limited Lifetime) | 7240 | 8% | 6660.8
49764 | Etherwan | EX77212-R2RC | Hardened ( -40°C - 75°C ) Managed Ethernet Switch, 8 Port 10/100 + 4 100FX Fiber Ports + 2 Gigabit Fiber Ports. Rack Mount with Internal Universal Power Supply, 90VAC-264VAC. | Ea |  | 1 Year (Limited Lifetime) | 8640 | 8% | 7948.8
49765 | Etherwan | EX77212-R2SC | Hardened ( -40°C - 75°C ) Managed Ethernet Switch, 8 Port 10/100 + 4 100FX Fiber Ports + 2 Gigabit Fiber Ports. Rack Mount with Internal Universal Power Supply, 90VAC-264VAC. | Ea |  | 1 Year (Limited Lifetime) | 9040 | 8% | 8316.8
49766 | Etherwan | EX77212-S0VC | Hardened ( -40°C - 75°C ) Managed Ethernet Switch, 8 Port 10/100 + 4 100FX Fiber Ports + 2 Gigabit / SFP Combo Ports. Rack Mount with Internal Universal Power Supply, 90VAC-264VAC. | Ea |  | 1 Year (Limited Lifetime) | 5540 | 8% | 5096.8
49767 | Etherwan | EX77212-S23C | Hardened ( -40°C - 75°C ) Managed Ethernet Switch, 8 Port 10/100 + 4 100FX Fiber Ports + 2 Gigabit Fiber Ports. Rack Mount with Internal Universal Power Supply, 90VAC-264VAC. | Ea |  | 1 Year (Limited Lifetime) | 5840 | 8% | 5372.8
49768 | Etherwan | EX77212-S2AC | Hardened ( -40°C - 75°C ) Managed Ethernet Switch, 8 Port 10/100 + 4 100FX Fiber Ports + 2 Gigabit Fiber Ports. Rack Mount with Internal Universal Power Supply, 90VAC-264VAC. | Ea |  | 1 Year (Limited Lifetime) | 6840 | 8% | 6292.8
49769 | Etherwan | EX77212-S2BC | Hardened ( -40°C - 75°C ) Managed Ethernet Switch, 8 Port 10/100 + 4 100FX Fiber Ports + 2 Gigabit Fiber Ports. Rack Mount with Internal Universal Power Supply, 90VAC-264VAC. | Ea |  | 1 Year (Limited Lifetime) | 7640 | 8% | 7028.8
49770 | Etherwan | EX77212-S2RC | Hardened ( -40°C - 75°C ) Managed Ethernet Switch, 8 Port 10/100 + 4 100FX Fiber Ports + 2 Gigabit Fiber Ports. Rack Mount with Internal Universal Power Supply, 90VAC-264VAC. | Ea |  | 1 Year (Limited Lifetime) | 9040 | 8% | 8316.8
49771 | Etherwan | EX77212-S2SC | Hardened ( -40°C - 75°C ) Managed Ethernet Switch, 8 Port 10/100 + 4 100FX Fiber Ports + 2 Gigabit Fiber Ports. Rack Mount with Internal Universal Power Supply, 90VAC-264VAC. | Ea |  | 1 Year (Limited Lifetime) | 9440 | 8% | 8684.8
49772 | Etherwan | EX77214-10VC | Hardened ( -40°C - 75°C ) Managed Ethernet Switch, 8 Port 10/100 + 4 100FX Fiber Ports + 4 Gigabit / SFP Combo Ports. Rack Mount with Internal Universal Power Supply, 90VAC-264VAC. | Ea |  | 1 Year (Limited Lifetime) | 2840 | 8% | 2612.8
49773 | Etherwan | EX77214-143C | Hardened ( -40°C - 75°C ) Managed Ethernet Switch, 8 Port 10/100 + 4 100FX Fiber Ports + 4 Gigabit Fiber Ports. Rack Mount with Internal Universal Power Supply, 90VAC-264VAC. | Ea |  | 1 Year (Limited Lifetime) | 3440 | 8% | 3164.8
49774 | Etherwan | EX77214-14AC | Hardened ( -40°C - 75°C ) Managed Ethernet Switch, 8 Port 10/100 + 4 100FX Fiber Ports + 4 Gigabit Fiber Ports. Rack Mount with Internal Universal Power Supply, 90VAC-264VAC. | Ea |  | 1 Year (Limited Lifetime) | 5440 | 8% | 5004.8
49775 | Etherwan | EX77214-14BC | Hardened ( -40°C - 75°C ) Managed Ethernet Switch, 8 Port 10/100 + 4 100FX Fiber Ports + 4 Gigabit Fiber Ports. Rack Mount with Internal Universal Power Supply, 90VAC-264VAC. | Ea |  | 1 Year (Limited Lifetime) | 7040 | 8% | 6476.8
49776 | Etherwan | EX77214-14RC | Hardened ( -40°C - 75°C ) Managed Ethernet Switch, 8 Port 10/100 + 4 100FX Fiber Ports + 4 Gigabit Fiber Ports. Rack Mount with Internal Universal Power Supply, 90VAC-264VAC. | Ea |  | 1 Year (Limited Lifetime) | 9840 | 8% | 9052.8
49777 | Etherwan | EX77214-14SC | Hardened ( -40°C - 75°C ) Managed Ethernet Switch, 8 Port 10/100 + 4 100FX Fiber Ports + 4 Gigabit Fiber Ports. Rack Mount with Internal Universal Power Supply, 90VAC-264VAC. | Ea |  | 1 Year (Limited Lifetime) | 10640 | 8% | 9788.8
49778 | Etherwan | EX77214-A0VC | Hardened ( -40°C - 75°C ) Managed Ethernet Switch, 8 Port 10/100 + 4 100FX Fiber Ports + 4 Gigabit / SFP Combo Ports. Rack Mount with Internal Universal Power Supply, 90VAC-264VAC. | Ea |  | 1 Year (Limited Lifetime) | 3640 | 8% | 3348.8
49779 | Etherwan | EX77214-A43C | Hardened ( -40°C - 75°C ) Managed Ethernet Switch, 8 Port 10/100 + 4 100FX Fiber Ports + 4 Gigabit Fiber Ports. Rack Mount with Internal Universal Power Supply, 90VAC-264VAC. | Ea |  | 1 Year (Limited Lifetime) | 4240 | 8% | 3900.8
49780 | Etherwan | EX77214-A4AC | Hardened ( -40°C - 75°C ) Managed Ethernet Switch, 8 Port 10/100 + 4 100FX Fiber Ports + 4 Gigabit Fiber Ports. Rack Mount with Internal Universal Power Supply, 90VAC-264VAC. | Ea |  | 1 Year (Limited Lifetime) | 6240 | 8% | 5740.8
49781 | Etherwan | EX77214-A4BC | Hardened ( -40°C - 75°C ) Managed Ethernet Switch, 8 Port 10/100 + 4 100FX Fiber Ports + 4 Gigabit Fiber Ports. Rack Mount with Internal Universal Power Supply, 90VAC-264VAC. | Ea |  | 1 Year (Limited Lifetime) | 7840 | 8% | 7212.8
49782 | Etherwan | EX77214-A4CC | Hardened ( -40°C - 75°C ) Managed Ethernet Switch, 24 Port 10/100 + 4 Ports Gigabit. Rack Mount with Internal Universal Power Supply, 900VAC - 264VAC. 4 Gigabit Port Capacity | Ea |  | 1 Year (Limited Lifetime) | 10440 | 8% | 9604.8
49783 | Etherwan | EX77214-A4RC | Hardened ( -40°C - 75°C ) Managed Ethernet Switch, 8 Port 10/100 + 4 100FX Fiber Ports + 4 Gigabit Fiber Ports. Rack Mount with Internal Universal Power Supply, 90VAC-264VAC. | Ea |  | 1 Year (Limited Lifetime) | 10640 | 8% | 9788.8
49784 | Etherwan | EX77214-A4SC | Hardened ( -40°C - 75°C ) Managed Ethernet Switch, 8 Port 10/100 + 4 100FX Fiber Ports + 4 Gigabit Fiber Ports. Rack Mount with Internal Universal Power Supply, 90VAC-264VAC. | Ea |  | 1 Year (Limited Lifetime) | 11440 | 8% | 10524.8
49785 | Etherwan | EX77214-B0VC | Hardened ( -40°C - 75°C ) Managed Ethernet Switch, 8 Port 10/100 + 4 100FX Fiber Ports + 4 Gigabit / SFP Combo Ports. Rack Mount with Internal Universal Power Supply, 90VAC-264VAC. | Ea |  | 1 Year (Limited Lifetime) | 4240 | 8% | 3900.8
49786 | Etherwan | EX77214-B43C | Hardened ( -40°C - 75°C ) Managed Ethernet Switch, 8 Port 10/100 + 4 100FX Fiber Ports + 4 Gigabit Fiber Ports. Rack Mount with Internal Universal Power Supply, 90VAC-264VAC. | Ea |  | 1 Year (Limited Lifetime) | 4840 | 8% | 4452.8
49787 | Etherwan | EX77214-B4AC | Hardened ( -40°C - 75°C ) Managed Ethernet Switch, 8 Port 10/100 + 4 100FX Fiber Ports + 4 Gigabit Fiber Ports. Rack Mount with Internal Universal Power Supply, 90VAC-264VAC. | Ea |  | 1 Year (Limited Lifetime) | 6840 | 8% | 6292.8
49788 | Etherwan | EX77214-B4BC | Hardened ( -40°C - 75°C ) Managed Ethernet Switch, 8 Port 10/100 + 4 100FX Fiber Ports + 4 Gigabit Fiber Ports. Rack Mount with Internal Universal Power Supply, 90VAC-264VAC. | Ea |  | 1 Year (Limited Lifetime) | 8440 | 8% | 7764.8
49789 | Etherwan | EX77214-B4RC | Hardened ( -40°C - 75°C ) Managed Ethernet Switch, 8 Port 10/100 + 4 100FX Fiber Ports + 4 Gigabit Fiber Ports. Rack Mount with Internal Universal Power Supply, 90VAC-264VAC. | Ea |  | 1 Year (Limited Lifetime) | 11240 | 8% | 10340.8
49790 | Etherwan | EX77214-B4SC | Hardened ( -40°C - 75°C ) Managed Ethernet Switch, 8 Port 10/100 + 4 100FX Fiber Ports + 4 Gigabit Fiber Ports. Rack Mount with Internal Universal Power Supply, 90VAC-264VAC. | Ea |  | 1 Year (Limited Lifetime) | 12040 | 8% | 11076.8
49791 | Etherwan | EX77214-H0VC | Hardened ( -40°C - 75°C ) Managed Ethernet Switch, 8 Port 10/100 + 4 100FX Fiber Ports + 4 Gigabit / SFP Combo Ports. Rack Mount with Internal Universal Power Supply, 90VAC-264VAC. | Ea |  | 1 Year (Limited Lifetime) | 3640 | 8% | 3348.8
49792 | Etherwan | EX77214-H4BC | Hardened ( -40°C - 75°C ) Managed Ethernet Switch, 8 Port 10/100 + 4 100FX Fiber Ports + 4 Gigabit Fiber Ports. Rack Mount with Internal Universal Power Supply, 90VAC-264VAC. | Ea |  | 1 Year (Limited Lifetime) | 7840 | 8% | 7212.8
49793 | Etherwan | EX77214-H4CC | Hardened ( -40°C - 75°C ) Managed Ethernet Switch, 8 Port 10/100 + 4 100FX Fiber Ports + 4 Gigabit Fiber Ports. Rack Mount with Internal Universal Power Supply, 90VAC-264VAC. | Ea |  | 1 Year (Limited Lifetime) | 10440 | 8% | 9604.8
49794 | Etherwan | EX77214-P0VC | Hardened ( -40°C - 75°C ) Managed Ethernet Switch, 8 Port 10/100 + 4 100FX Fiber Ports + 4 Gigabit / SFP Combo Ports. Rack Mount with Internal Universal Power Supply, 90VAC-264VAC. | Ea |  | 1 Year (Limited Lifetime) | 4040 | 8% | 3716.8
49795 | Etherwan | EX77214-P43C | Hardened ( -40°C - 75°C ) Managed Ethernet Switch, 8 Port 10/100 + 4 100FX Fiber Ports + 4 Gigabit Fiber Ports. Rack Mount with Internal Universal Power Supply, 90VAC-264VAC. | Ea |  | 1 Year (Limited Lifetime) | 4640 | 8% | 4268.8
49796 | Etherwan | EX77214-P4AC | Hardened ( -40°C - 75°C ) Managed Ethernet Switch, 8 Port 10/100 + 4 100FX Fiber Ports + 4 Gigabit Fiber Ports. Rack Mount with Internal Universal Power Supply, 90VAC-264VAC. | Ea |  | 1 Year (Limited Lifetime) | 6640 | 8% | 6108.8
49797 | Etherwan | EX77214-P4BC | Hardened ( -40°C - 75°C ) Managed Ethernet Switch, 8 Port 10/100 + 4 100FX Fiber Ports + 4 Gigabit Fiber Ports. Rack Mount with Internal Universal Power Supply, 90VAC-264VAC. | Ea |  | 1 Year (Limited Lifetime) | 8240 | 8% | 7580.8
49798 | Etherwan | EX77214-P4RC | Hardened ( -40°C - 75°C ) Managed Ethernet Switch, 8 Port 10/100 + 4 100FX Fiber Ports + 4 Gigabit Fiber Ports. Rack Mount with Internal Universal Power Supply, 90VAC-264VAC. | Ea |  | 1 Year (Limited Lifetime) | 11040 | 8% | 10156.8
49799 | Etherwan | EX77214-P4SC | Hardened ( -40°C - 75°C ) Managed Ethernet Switch, 8 Port 10/100 + 4 100FX Fiber Ports + 4 Gigabit Fiber Ports. Rack Mount with Internal Universal Power Supply, 90VAC-264VAC. | Ea |  | 1 Year (Limited Lifetime) | 11840 | 8% | 10892.8
49800 | Etherwan | EX77214-Q0VC | Hardened ( -40°C - 75°C ) Managed Ethernet Switch, 8 Port 10/100 + 4 100FX Fiber Ports + 4 Gigabit / SFP Combo Ports. Rack Mount with Internal Universal Power Supply, 90VAC-264VAC. | Ea |  | 1 Year (Limited Lifetime) | 4240 | 8% | 3900.8
49801 | Etherwan | EX77214-Q43C | Hardened ( -40°C - 75°C ) Managed Ethernet Switch, 8 Port 10/100 + 4 100FX Fiber Ports + 4 Gigabit Fiber Ports. Rack Mount with Internal Universal Power Supply, 90VAC-264VAC. | Ea |  | 1 Year (Limited Lifetime) | 4840 | 8% | 4452.8
49802 | Etherwan | EX77214-Q4AC | Hardened ( -40°C - 75°C ) Managed Ethernet Switch, 8 Port 10/100 + 4 100FX Fiber Ports + 4 Gigabit Fiber Ports. Rack Mount with Internal Universal Power Supply, 90VAC-264VAC. | Ea |  | 1 Year (Limited Lifetime) | 6840 | 8% | 6292.8
49803 | Etherwan | EX77214-Q4BC | Hardened ( -40°C - 75°C ) Managed Ethernet Switch, 8 Port 10/100 + 4 100FX Fiber Ports + 4 Gigabit Fiber Ports. Rack Mount with Internal Universal Power Supply, 90VAC-264VAC. | Ea |  | 1 Year (Limited Lifetime) | 8440 | 8% | 7764.8
49804 | Etherwan | EX77214-Q4RC | Hardened ( -40°C - 75°C ) Managed Ethernet Switch, 8 Port 10/100 + 4 100FX Fiber Ports + 4 Gigabit Fiber Ports. Rack Mount with Internal Universal Power Supply, 90VAC-264VAC. | Ea |  | 1 Year (Limited Lifetime) | 11240 | 8% | 10340.8
49805 | Etherwan | EX77214-Q4SC | Hardened ( -40°C - 75°C ) Managed Ethernet Switch, 8 Port 10/100 + 4 100FX Fiber Ports + 4 Gigabit Fiber Ports. Rack Mount with Internal Universal Power Supply, 90VAC-264VAC. | Ea |  | 1 Year (Limited Lifetime) | 12040 | 8% | 11076.8
49806 | Etherwan | EX77214-R0VC | Hardened ( -40°C - 75°C ) Managed Ethernet Switch, 8 Port 10/100 + 4 100FX Fiber Ports + 4 Gigabit / SFP Combo Ports. Rack Mount with Internal Universal Power Supply, 90VAC-264VAC. | Ea |  | 1 Year (Limited Lifetime) | 5640 | 8% | 5188.8
49807 | Etherwan | EX77214-R43C | Hardened ( -40°C - 75°C ) Managed Ethernet Switch, 8 Port 10/100 + 4 100FX Fiber Ports + 4 Gigabit Fiber Ports. Rack Mount with Internal Universal Power Supply, 90VAC-264VAC. | Ea |  | 1 Year (Limited Lifetime) | 6240 | 8% | 5740.8
49808 | Etherwan | EX77214-R4AC | Hardened ( -40°C - 75°C ) Managed Ethernet Switch, 8 Port 10/100 + 4 100FX Fiber Ports + 4 Gigabit Fiber Ports. Rack Mount with Internal Universal Power Supply, 90VAC-264VAC. | Ea |  | 1 Year (Limited Lifetime) | 8240 | 8% | 7580.8
49809 | Etherwan | EX77214-R4BC | Hardened ( -40°C - 75°C ) Managed Ethernet Switch, 8 Port 10/100 + 4 100FX Fiber Ports + 4 Gigabit Fiber Ports. Rack Mount with Internal Universal Power Supply, 90VAC-264VAC. | Ea |  | 1 Year (Limited Lifetime) | 9840 | 8% | 9052.8
49810 | Etherwan | EX77214-R4RC | Hardened ( -40°C - 75°C ) Managed Ethernet Switch, 8 Port 10/100 + 4 100FX Fiber Ports + 4 Gigabit Fiber Ports. Rack Mount with Internal Universal Power Supply, 90VAC-264VAC. | Ea |  | 1 Year (Limited Lifetime) | 12640 | 8% | 11628.8
49811 | Etherwan | EX77214-R4SC | Hardened ( -40°C - 75°C ) Managed Ethernet Switch, 8 Port 10/100 + 4 100FX Fiber Ports + 4 Gigabit Fiber Ports. Rack Mount with Internal Universal Power Supply, 90VAC-264VAC. | Ea |  | 1 Year (Limited Lifetime) | 13440 | 8% | 12364.8
49812 | Etherwan | EX77214-S0VC | Hardened ( -40°C - 75°C ) Managed Ethernet Switch, 8 Port 10/100 + 4 100FX Fiber Ports + 4 Gigabit / SFP Combo Ports. Rack Mount with Internal Universal Power Supply, 90VAC-264VAC. | Ea |  | 1 Year (Limited Lifetime) | 6040 | 8% | 5556.8
49813 | Etherwan | EX77214-S43C | Hardened ( -40°C - 75°C ) Managed Ethernet Switch, 8 Port 10/100 + 4 100FX Fiber Ports + 4 Gigabit Fiber Ports. Rack Mount with Internal Universal Power Supply, 90VAC-264VAC. | Ea |  | 1 Year (Limited Lifetime) | 6640 | 8% | 6108.8
49814 | Etherwan | EX77214-S4AC | Hardened ( -40°C - 75°C ) Managed Ethernet Switch, 8 Port 10/100 + 4 100FX Fiber Ports + 4 Gigabit Fiber Ports. Rack Mount with Internal Universal Power Supply, 90VAC-264VAC. | Ea |  | 1 Year (Limited Lifetime) | 8640 | 8% | 7948.8
49815 | Etherwan | EX77214-S4BC | Hardened ( -40°C - 75°C ) Managed Ethernet Switch, 8 Port 10/100 + 4 100FX Fiber Ports + 4 Gigabit Fiber Ports. Rack Mount with Internal Universal Power Supply, 90VAC-264VAC. | Ea |  | 1 Year (Limited Lifetime) | 10240 | 8% | 9420.8
49816 | Etherwan | EX77214-S4RC | Hardened ( -40°C - 75°C ) Managed Ethernet Switch, 8 Port 10/100 + 4 100FX Fiber Ports + 4 Gigabit Fiber Ports. Rack Mount with Internal Universal Power Supply, 90VAC-264VAC. | Ea |  | 1 Year (Limited Lifetime) | 13040 | 8% | 11996.8
49817 | Etherwan | EX77214-S4SC | Hardened ( -40°C - 75°C ) Managed Ethernet Switch, 8 Port 10/100 + 4 100FX Fiber Ports + 4 Gigabit Fiber Ports. Rack Mount with Internal Universal Power Supply, 90VAC-264VAC. | Ea |  | 1 Year (Limited Lifetime) | 13840 | 8% | 12732.8
49818 | Etherwan | EX77220-100C | Hardened ( -40°C - 75°C ) Managed Ethernet Switch, 8 Port 10/100 + 8 100FX Fiber Ports. Rack Mount with Internal Universal Power Supply, 90VAC-264VAC. | Ea |  | 1 Year (Limited Lifetime) | 2640 | 8% | 2428.8
49819 | Etherwan | EX77220-A00C | Hardened ( -40°C - 75°C ) Managed Ethernet Switch, 8 Port 10/100 + 8 100FX Fiber Ports. Rack Mount with Internal Universal Power Supply, 90VAC-264VAC. | Ea |  | 1 Year (Limited Lifetime) | 4240 | 8% | 3900.8
49820 | Etherwan | EX77220-B00C | Hardened ( -40°C - 75°C ) Managed Ethernet Switch, 8 Port 10/100 + 8 100FX Fiber Ports. Rack Mount with Internal Universal Power Supply, 90VAC-264VAC. | Ea |  | 1 Year (Limited Lifetime) | 5440 | 8% | 5004.8
49821 | Etherwan | EX77220-P00C | Hardened ( -40°C - 75°C ) Managed Ethernet Switch, 8 Port 10/100 + 8 100FX Fiber Ports. Rack Mount with Internal Universal Power Supply, 90VAC-264VAC. | Ea |  | 1 Year (Limited Lifetime) | 5040 | 8% | 4636.8
49822 | Etherwan | EX77220-Q00C | Hardened ( -40°C - 75°C ) Managed Ethernet Switch, 8 Port 10/100 + 8 100FX Fiber Ports. Rack Mount with Internal Universal Power Supply, 90VAC-264VAC. | Ea |  | 1 Year (Limited Lifetime) | 5440 | 8% | 5004.8
49823 | Etherwan | EX77220-R00C | Hardened ( -40°C - 75°C ) Managed Ethernet Switch, 8 Port 10/100 + 8 100FX Fiber Ports. Rack Mount with Internal Universal Power Supply, 90VAC-264VAC. | Ea |  | 1 Year (Limited Lifetime) | 8240 | 8% | 7580.8
49824 | Etherwan | EX77220-S00C | Hardened ( -40°C - 75°C ) Managed Ethernet Switch, 8 Port 10/100 + 8 100FX Fiber Ports. Rack Mount with Internal Universal Power Supply, 90VAC-264VAC. | Ea |  | 1 Year (Limited Lifetime) | 9040 | 8% | 8316.8
49825 | Etherwan | EX77222-10VC | Hardened ( -40°C - 75°C ) Managed Ethernet Switch, 8 Port 10/100 + 8 100FX Fiber Ports + 2 Gigabit / SFP Combo Ports. Rack Mount with Internal Universal Power Supply, 90VAC-264VAC. | Ea |  | 1 Year (Limited Lifetime) | 3140 | 8% | 2888.8
49826 | Etherwan | EX77222-123C | Hardened ( -40°C - 75°C ) Managed Ethernet Switch, 8 Port 10/100 + 8 100FX Fiber Ports + 2 Gigabit Fiber Ports. Rack Mount with Internal Universal Power Supply, 90VAC-264VAC. | Ea |  | 1 Year (Limited Lifetime) | 3440 | 8% | 3164.8
49827 | Etherwan | EX77222-12AC | Hardened ( -40°C - 75°C ) Managed Ethernet Switch, 8 Port 10/100 + 8 100FX Fiber Ports + 2 Gigabit Fiber Ports. Rack Mount with Internal Universal Power Supply, 90VAC-264VAC. | Ea |  | 1 Year (Limited Lifetime) | 4440 | 8% | 4084.8
49828 | Etherwan | EX77222-12BC | Hardened ( -40°C - 75°C ) Managed Ethernet Switch, 8 Port 10/100 + 8 100FX Fiber Ports + 2 Gigabit Fiber Ports. Rack Mount with Internal Universal Power Supply, 90VAC-264VAC. | Ea |  | 1 Year (Limited Lifetime) | 5240 | 8% | 4820.8
49829 | Etherwan | EX77222-12RC | Hardened ( -40°C - 75°C ) Managed Ethernet Switch, 8 Port 10/100 + 8 100FX Fiber Ports + 2 Gigabit Fiber Ports. Rack Mount with Internal Universal Power Supply, 90VAC-264VAC. | Ea |  | 1 Year (Limited Lifetime) | 6640 | 8% | 6108.8
49830 | Etherwan | EX77222-12SC | Hardened ( -40°C - 75°C ) Managed Ethernet Switch, 8 Port 10/100 + 8 100FX Fiber Ports + 2 Gigabit Fiber Ports. Rack Mount with Internal Universal Power Supply, 90VAC-264VAC. | Ea |  | 1 Year (Limited Lifetime) | 7040 | 8% | 6476.8
49831 | Etherwan | EX77222-A0VC | Hardened ( -40°C - 75°C ) Managed Ethernet Switch, 8 Port 10/100 + 8 100FX Fiber Ports + 2 Gigabit / SFP Combo Ports. Rack Mount with Internal Universal Power Supply, 90VAC-264VAC. | Ea |  | 1 Year (Limited Lifetime) | 4740 | 8% | 4360.8
49832 | Etherwan | EX77222-A23C | Hardened ( -40°C - 75°C ) Managed Ethernet Switch, 8 Port 10/100 + 8 100FX Fiber Ports + 2 Gigabit Fiber Ports. Rack Mount with Internal Universal Power Supply, 90VAC-264VAC. | Ea |  | 1 Year (Limited Lifetime) | 5040 | 8% | 4636.8
49833 | Etherwan | EX77222-A2AC | Hardened ( -40°C - 75°C ) Managed Ethernet Switch, 8 Port 10/100 + 8 100FX Fiber Ports + 2 Gigabit Fiber Ports. Rack Mount with Internal Universal Power Supply, 90VAC-264VAC. | Ea |  | 1 Year (Limited Lifetime) | 6040 | 8% | 5556.8
49834 | Etherwan | EX77222-A2BC | Hardened ( -40°C - 75°C ) Managed Ethernet Switch, 8 Port 10/100 + 8 100FX Fiber Ports + 2 Gigabit Fiber Ports. Rack Mount with Internal Universal Power Supply, 90VAC-264VAC. | Ea |  | 1 Year (Limited Lifetime) | 6840 | 8% | 6292.8
49835 | Etherwan | EX77222-A2RC | Hardened ( -40°C - 75°C ) Managed Ethernet Switch, 8 Port 10/100 + 8 100FX Fiber Ports + 2 Gigabit Fiber Ports. Rack Mount with Internal Universal Power Supply, 90VAC-264VAC. | Ea |  | 1 Year (Limited Lifetime) | 8240 | 8% | 7580.8
49836 | Etherwan | EX77222-A2SC | Hardened ( -40°C - 75°C ) Managed Ethernet Switch, 8 Port 10/100 + 8 100FX Fiber Ports + 2 Gigabit Fiber Ports. Rack Mount with Internal Universal Power Supply, 90VAC-264VAC. | Ea |  | 1 Year (Limited Lifetime) | 8640 | 8% | 7948.8
49837 | Etherwan | EX77222-B0VC | Hardened ( -40°C - 75°C ) Managed Ethernet Switch, 8 Port 10/100 + 8 100FX Fiber Ports + 2 Gigabit / SFP Combo Ports. Rack Mount with Internal Universal Power Supply, 90VAC-264VAC. | Ea |  | 1 Year (Limited Lifetime) | 5940 | 8% | 5464.8
49838 | Etherwan | EX77222-B23C | Hardened ( -40°C - 75°C ) Managed Ethernet Switch, 8 Port 10/100 + 8 100FX Fiber Ports + 2 Gigabit Fiber Ports. Rack Mount with Internal Universal Power Supply, 90VAC-264VAC. | Ea |  | 1 Year (Limited Lifetime) | 6240 | 8% | 5740.8
49839 | Etherwan | EX77222-B2AC | Hardened ( -40°C - 75°C ) Managed Ethernet Switch, 8 Port 10/100 + 8 100FX Fiber Ports + 2 Gigabit Fiber Ports. Rack Mount with Internal Universal Power Supply, 90VAC-264VAC. | Ea |  | 1 Year (Limited Lifetime) | 7240 | 8% | 6660.8
49840 | Etherwan | EX77222-B2BC | Hardened ( -40°C - 75°C ) Managed Ethernet Switch, 8 Port 10/100 + 8 100FX Fiber Ports + 2 Gigabit Fiber Ports. Rack Mount with Internal Universal Power Supply, 90VAC-264VAC. | Ea |  | 1 Year (Limited Lifetime) | 8040 | 8% | 7396.8
49841 | Etherwan | EX77222-B2RC | Hardened ( -40°C - 75°C ) Managed Ethernet Switch, 8 Port 10/100 + 8 100FX Fiber Ports + 2 Gigabit Fiber Ports. Rack Mount with Internal Universal Power Supply, 90VAC-264VAC. | Ea |  | 1 Year (Limited Lifetime) | 9440 | 8% | 8684.8
49842 | Etherwan | EX77222-B2SC | Hardened ( -40°C - 75°C ) Managed Ethernet Switch, 8 Port 10/100 + 8 100FX Fiber Ports + 2 Gigabit Fiber Ports. Rack Mount with Internal Universal Power Supply, 90VAC-264VAC. | Ea |  | 1 Year (Limited Lifetime) | 9840 | 8% | 9052.8
49843 | Etherwan | EX77222-P0VC | Hardened ( -40°C - 75°C ) Managed Ethernet Switch, 8 Port 10/100 + 8 100FX Fiber Ports + 2 Gigabit / SFP Combo Ports. Rack Mount with Internal Universal Power Supply, 90VAC-264VAC. | Ea |  | 1 Year (Limited Lifetime) | 5540 | 8% | 5096.8
49844 | Etherwan | EX77222-P23C | Hardened ( -40°C - 75°C ) Managed Ethernet Switch, 8 Port 10/100 + 8 100FX Fiber Ports + 2 Gigabit Fiber Ports. Rack Mount with Internal Universal Power Supply, 90VAC-264VAC. | Ea |  | 1 Year (Limited Lifetime) | 5840 | 8% | 5372.8
49845 | Etherwan | EX77222-P2AC | Hardened ( -40°C - 75°C ) Managed Ethernet Switch, 8 Port 10/100 + 8 100FX Fiber Ports + 2 Gigabit Fiber Ports. Rack Mount with Internal Universal Power Supply, 90VAC-264VAC. | Ea |  | 1 Year (Limited Lifetime) | 6840 | 8% | 6292.8
49846 | Etherwan | EX77222-P2BC | Hardened ( -40°C - 75°C ) Managed Ethernet Switch, 8 Port 10/100 + 8 100FX Fiber Ports + 2 Gigabit Fiber Ports. Rack Mount with Internal Universal Power Supply, 90VAC-264VAC. | Ea |  | 1 Year (Limited Lifetime) | 7640 | 8% | 7028.8
49847 | Etherwan | EX77222-P2RC | Hardened ( -40°C - 75°C ) Managed Ethernet Switch, 8 Port 10/100 + 8 100FX Fiber Ports + 2 Gigabit Fiber Ports. Rack Mount with Internal Universal Power Supply, 90VAC-264VAC. | Ea |  | 1 Year (Limited Lifetime) | 9040 | 8% | 8316.8
49848 | Etherwan | EX77222-P2SC | Hardened ( -40°C - 75°C ) Managed Ethernet Switch, 8 Port 10/100 + 8 100FX Fiber Ports + 2 Gigabit Fiber Ports. Rack Mount with Internal Universal Power Supply, 90VAC-264VAC. | Ea |  | 1 Year (Limited Lifetime) | 9440 | 8% | 8684.8
49849 | Etherwan | EX77222-Q0VC | Hardened ( -40°C - 75°C ) Managed Ethernet Switch, 8 Port 10/100 + 8 100FX Fiber Ports + 2 Gigabit / SFP Combo Ports. Rack Mount with Internal Universal Power Supply, 90VAC-264VAC. | Ea |  | 1 Year (Limited Lifetime) | 5940 | 8% | 5464.8
49850 | Etherwan | EX77222-Q23C | Hardened ( -40°C - 75°C ) Managed Ethernet Switch, 8 Port 10/100 + 8 100FX Fiber Ports + 2 Gigabit Fiber Ports. Rack Mount with Internal Universal Power Supply, 90VAC-264VAC. | Ea |  | 1 Year (Limited Lifetime) | 6240 | 8% | 5740.8
49851 | Etherwan | EX77222-Q2AC | Hardened ( -40°C - 75°C ) Managed Ethernet Switch, 8 Port 10/100 + 8 100FX Fiber Ports + 2 Gigabit Fiber Ports. Rack Mount with Internal Universal Power Supply, 90VAC-264VAC. | Ea |  | 1 Year (Limited Lifetime) | 7240 | 8% | 6660.8
49852 | Etherwan | EX77222-Q2BC | Hardened ( -40°C - 75°C ) Managed Ethernet Switch, 8 Port 10/100 + 8 100FX Fiber Ports + 2 Gigabit Fiber Ports. Rack Mount with Internal Universal Power Supply, 90VAC-264VAC. | Ea |  | 1 Year (Limited Lifetime) | 8040 | 8% | 7396.8
49853 | Etherwan | EX77222-Q2RC | Hardened ( -40°C - 75°C ) Managed Ethernet Switch, 8 Port 10/100 + 8 100FX Fiber Ports + 2 Gigabit Fiber Ports. Rack Mount with Internal Universal Power Supply, 90VAC-264VAC. | Ea |  | 1 Year (Limited Lifetime) | 9440 | 8% | 8684.8
49854 | Etherwan | EX77222-Q2SC | Hardened ( -40°C - 75°C ) Managed Ethernet Switch, 8 Port 10/100 + 8 100FX Fiber Ports + 2 Gigabit Fiber Ports. Rack Mount with Internal Universal Power Supply, 90VAC-264VAC. | Ea |  | 1 Year (Limited Lifetime) | 9840 | 8% | 9052.8
49855 | Etherwan | EX77222-R0VC | Hardened ( -40°C - 75°C ) Managed Ethernet Switch, 8 Port 10/100 + 8 100FX Fiber Ports + 2 Gigabit / SFP Combo Ports. Rack Mount with Internal Universal Power Supply, 90VAC-264VAC. | Ea |  | 1 Year (Limited Lifetime) | 8740 | 8% | 8040.8
49856 | Etherwan | EX77222-R23C | Hardened ( -40°C - 75°C ) Managed Ethernet Switch, 8 Port 10/100 + 8 100FX Fiber Ports + 2 Gigabit Fiber Ports. Rack Mount with Internal Universal Power Supply, 90VAC-264VAC. | Ea |  | 1 Year (Limited Lifetime) | 9040 | 8% | 8316.8
49857 | Etherwan | EX77222-R2AC | Hardened ( -40°C - 75°C ) Managed Ethernet Switch, 8 Port 10/100 + 8 100FX Fiber Ports + 2 Gigabit Fiber Ports. Rack Mount with Internal Universal Power Supply, 90VAC-264VAC. | Ea |  | 1 Year (Limited Lifetime) | 10040 | 8% | 9236.8
49858 | Etherwan | EX77222-R2BC | Hardened ( -40°C - 75°C ) Managed Ethernet Switch, 8 Port 10/100 + 8 100FX Fiber Ports + 2 Gigabit Fiber Ports. Rack Mount with Internal Universal Power Supply, 90VAC-264VAC. | Ea |  | 1 Year (Limited Lifetime) | 10840 | 8% | 9972.8
49859 | Etherwan | EX77222-R2RC | Hardened ( -40°C - 75°C ) Managed Ethernet Switch, 8 Port 10/100 + 8 100FX Fiber Ports + 2 Gigabit Fiber Ports. Rack Mount with Internal Universal Power Supply, 90VAC-264VAC. | Ea |  | 1 Year (Limited Lifetime) | 12240 | 8% | 11260.8
49860 | Etherwan | EX77222-R2SC | Hardened ( -40°C - 75°C ) Managed Ethernet Switch, 8 Port 10/100 + 8 100FX Fiber Ports + 2 Gigabit Fiber Ports. Rack Mount with Internal Universal Power Supply, 90VAC-264VAC. | Ea |  | 1 Year (Limited Lifetime) | 12640 | 8% | 11628.8
49861 | Etherwan | EX77222-S0VC | Hardened ( -40°C - 75°C ) Managed Ethernet Switch, 8 Port 10/100 + 8 100FX Fiber Ports + 2 Gigabit / SFP Combo Ports. Rack Mount with Internal Universal Power Supply, 90VAC-264VAC. | Ea |  | 1 Year (Limited Lifetime) | 9540 | 8% | 8776.8
49862 | Etherwan | EX77222-S23C | Hardened ( -40°C - 75°C ) Managed Ethernet Switch, 8 Port 10/100 + 8 100FX Fiber Ports + 2 Gigabit Fiber Ports. Rack Mount with Internal Universal Power Supply, 90VAC-264VAC. | Ea |  | 1 Year (Limited Lifetime) | 9840 | 8% | 9052.8
49863 | Etherwan | EX77222-S2AC | Hardened ( -40°C - 75°C ) Managed Ethernet Switch, 8 Port 10/100 + 8 100FX Fiber Ports + 2 Gigabit Fiber Ports. Rack Mount with Internal Universal Power Supply, 90VAC-264VAC. | Ea |  | 1 Year (Limited Lifetime) | 10840 | 8% | 9972.8
49864 | Etherwan | EX77222-S2BC | Hardened ( -40°C - 75°C ) Managed Ethernet Switch, 8 Port 10/100 + 8 100FX Fiber Ports + 2 Gigabit Fiber Ports. Rack Mount with Internal Universal Power Supply, 90VAC-264VAC. | Ea |  | 1 Year (Limited Lifetime) | 11640 | 8% | 10708.8
49865 | Etherwan | EX77222-S2RC | Hardened ( -40°C - 75°C ) Managed Ethernet Switch, 8 Port 10/100 + 8 100FX Fiber Ports + 2 Gigabit Fiber Ports. Rack Mount with Internal Universal Power Supply, 90VAC-264VAC. | Ea |  | 1 Year (Limited Lifetime) | 13040 | 8% | 11996.8
49866 | Etherwan | EX77222-S2SC | Hardened ( -40°C - 75°C ) Managed Ethernet Switch, 8 Port 10/100 + 8 100FX Fiber Ports + 2 Gigabit Fiber Ports. Rack Mount with Internal Universal Power Supply, 90VAC-264VAC. | Ea |  | 1 Year (Limited Lifetime) | 13440 | 8% | 12364.8
49867 | Etherwan | EX77224-10VC | Hardened ( -40°C - 75°C ) Managed Ethernet Switch, 8 Port 10/100 + 8 100FX Fiber Ports + 4 Gigabit / SFP Combo Ports. Rack Mount with Internal Universal Power Supply, 90VAC-264VAC. | Ea |  | 1 Year (Limited Lifetime) | 3640 | 8% | 3348.8
49868 | Etherwan | EX77224-10VW | Hardened ( -40°C - 75°C ) Managed Ethernet Switch, 8 Port 10/100 + 8 100FX Fiber Ports + 4 Gigabit / SFP Combo Ports. Rack Mount with Internal Universal Power Supply, 90VAC-264VAC. | Ea |  | 1 Year (Limited Lifetime) | 3640 | 8% | 3348.8
49869 | Etherwan | EX77224-143C | Hardened ( -40°C - 75°C ) Managed Ethernet Switch, 8 Port 10/100 + 8 100FX Fiber Ports + 4 Gigabit Fiber Ports. Rack Mount with Internal Universal Power Supply, 90VAC-264VAC. | Ea |  | 1 Year (Limited Lifetime) | 4240 | 8% | 3900.8
49870 | Etherwan | EX77224-14AC | Hardened ( -40°C - 75°C ) Managed Ethernet Switch, 8 Port 10/100 + 8 100FX Fiber Ports + 4 Gigabit Fiber Ports. Rack Mount with Internal Universal Power Supply, 90VAC-264VAC. | Ea |  | 1 Year (Limited Lifetime) | 6240 | 8% | 5740.8
49871 | Etherwan | EX77224-14BC | Hardened ( -40°C - 75°C ) Managed Ethernet Switch, 8 Port 10/100 + 8 100FX Fiber Ports + 4 Gigabit Fiber Ports. Rack Mount with Internal Universal Power Supply, 90VAC-264VAC. | Ea |  | 1 Year (Limited Lifetime) | 7840 | 8% | 7212.8
49872 | Etherwan | EX77224-14RC | Hardened ( -40°C - 75°C ) Managed Ethernet Switch, 8 Port 10/100 + 8 100FX Fiber Ports + 4 Gigabit Fiber Ports. Rack Mount with Internal Universal Power Supply, 90VAC-264VAC. | Ea |  | 1 Year (Limited Lifetime) | 10640 | 8% | 9788.8
49873 | Etherwan | EX77224-14SC | Hardened ( -40°C - 75°C ) Managed Ethernet Switch, 8 Port 10/100 + 8 100FX Fiber Ports + 4 Gigabit Fiber Ports. Rack Mount with Internal Universal Power Supply, 90VAC-264VAC. | Ea |  | 1 Year (Limited Lifetime) | 11440 | 8% | 10524.8
49874 | Etherwan | EX77224-A0VC | Hardened ( -40°C - 75°C ) Managed Ethernet Switch, 8 Port 10/100 + 8 100FX Fiber Ports + 4 Gigabit / SFP Combo Ports. Rack Mount with Internal Universal Power Supply, 90VAC-264VAC. | Ea |  | 1 Year (Limited Lifetime) | 5240 | 8% | 4820.8
49875 | Etherwan | EX77224-A43C | Hardened ( -40°C - 75°C ) Managed Ethernet Switch, 8 Port 10/100 + 8 100FX Fiber Ports + 4 Gigabit Fiber Ports. Rack Mount with Internal Universal Power Supply, 90VAC-264VAC. | Ea |  | 1 Year (Limited Lifetime) | 5840 | 8% | 5372.8
49876 | Etherwan | EX77224-A4AC | Hardened ( -40°C - 75°C ) Managed Ethernet Switch, 8 Port 10/100 + 8 100FX Fiber Ports + 4 Gigabit Fiber Ports. Rack Mount with Internal Universal Power Supply, 90VAC-264VAC. | Ea |  | 1 Year (Limited Lifetime) | 7840 | 8% | 7212.8
49877 | Etherwan | EX77224-A4BC | Hardened ( -40°C - 75°C ) Managed Ethernet Switch, 8 Port 10/100 + 8 100FX Fiber Ports + 4 Gigabit Fiber Ports. Rack Mount with Internal Universal Power Supply, 90VAC-264VAC. | Ea |  | 1 Year (Limited Lifetime) | 9440 | 8% | 8684.8
49878 | Etherwan | EX77224-A4RC | Hardened ( -40°C - 75°C ) Managed Ethernet Switch, 8 Port 10/100 + 8 100FX Fiber Ports + 4 Gigabit Fiber Ports. Rack Mount with Internal Universal Power Supply, 90VAC-264VAC. | Ea |  | 1 Year (Limited Lifetime) | 12240 | 8% | 11260.8
49879 | Etherwan | EX77224-A4SC | Hardened ( -40°C - 75°C ) Managed Ethernet Switch, 8 Port 10/100 + 8 100FX Fiber Ports + 4 Gigabit Fiber Ports. Rack Mount with Internal Universal Power Supply, 90VAC-264VAC. | Ea |  | 1 Year (Limited Lifetime) | 13040 | 8% | 11996.8
49880 | Etherwan | EX77224-B0VC | Hardened ( -40°C - 75°C ) Managed Ethernet Switch, 8 Port 10/100 + 8 100FX Fiber Ports + 4 Gigabit / SFP Combo Ports. Rack Mount with Internal Universal Power Supply, 90VAC-264VAC. | Ea |  | 1 Year (Limited Lifetime) | 6440 | 8% | 5924.8
49881 | Etherwan | EX77224-B43C | Hardened ( -40°C - 75°C ) Managed Ethernet Switch, 8 Port 10/100 + 8 100FX Fiber Ports + 4 Gigabit Fiber Ports. Rack Mount with Internal Universal Power Supply, 90VAC-264VAC. | Ea |  | 1 Year (Limited Lifetime) | 7040 | 8% | 6476.8
49882 | Etherwan | EX77224-B4AC | Hardened ( -40°C - 75°C ) Managed Ethernet Switch, 8 Port 10/100 + 8 100FX Fiber Ports + 4 Gigabit Fiber Ports. Rack Mount with Internal Universal Power Supply, 90VAC-264VAC. | Ea |  | 1 Year (Limited Lifetime) | 9040 | 8% | 8316.8
49883 | Etherwan | EX77224-B4BC | Hardened ( -40°C - 75°C ) Managed Ethernet Switch, 8 Port 10/100 + 8 100FX Fiber Ports + 4 Gigabit Fiber Ports. Rack Mount with Internal Universal Power Supply, 90VAC-264VAC. | Ea |  | 1 Year (Limited Lifetime) | 10640 | 8% | 9788.8
49884 | Etherwan | EX77224-B4RC | Hardened ( -40°C - 75°C ) Managed Ethernet Switch, 8 Port 10/100 + 8 100FX Fiber Ports + 4 Gigabit Fiber Ports. Rack Mount with Internal Universal Power Supply, 90VAC-264VAC. | Ea |  | 1 Year (Limited Lifetime) | 13440 | 8% | 12364.8
49885 | Etherwan | EX77224-B4SC | Hardened ( -40°C - 75°C ) Managed Ethernet Switch, 8 Port 10/100 + 8 100FX Fiber Ports + 4 Gigabit Fiber Ports. Rack Mount with Internal Universal Power Supply, 90VAC-264VAC. | Ea |  | 1 Year (Limited Lifetime) | 14240 | 8% | 13100.8
49886 | Etherwan | EX77224-M4NC | Hardened ( -40°C - 75°C ) Managed Ethernet Switch, 8 Port 10/100 + 8 100FX Fiber Ports + 4 Gigabit Fiber Ports. Rack Mount with Internal Universal Power Supply, 90VAC-264VAC. | Ea |  | 1 Year (Limited Lifetime) | 8160 | 8% | 7507.2
49887 | Etherwan | EX77224-P0VC | Hardened ( -40°C - 75°C ) Managed Ethernet Switch, 8 Port 10/100 + 8 100FX Fiber Ports + 4 Gigabit / SFP Combo Ports. Rack Mount with Internal Universal Power Supply, 90VAC-264VAC. | Ea |  | 1 Year (Limited Lifetime) | 6040 | 8% | 5556.8
49888 | Etherwan | EX77224-P43C | Hardened ( -40°C - 75°C ) Managed Ethernet Switch, 8 Port 10/100 + 8 100FX Fiber Ports + 4 Gigabit Fiber Ports. Rack Mount with Internal Universal Power Supply, 90VAC-264VAC. | Ea |  | 1 Year (Limited Lifetime) | 6640 | 8% | 6108.8
49889 | Etherwan | EX77224-P4AC | Hardened ( -40°C - 75°C ) Managed Ethernet Switch, 8 Port 10/100 + 8 100FX Fiber Ports + 4 Gigabit Fiber Ports. Rack Mount with Internal Universal Power Supply, 90VAC-264VAC. | Ea |  | 1 Year (Limited Lifetime) | 8640 | 8% | 7948.8
49890 | Etherwan | EX77224-P4BC | Hardened ( -40°C - 75°C ) Managed Ethernet Switch, 8 Port 10/100 + 8 100FX Fiber Ports + 4 Gigabit Fiber Ports. Rack Mount with Internal Universal Power Supply, 90VAC-264VAC. | Ea |  | 1 Year (Limited Lifetime) | 10240 | 8% | 9420.8
49891 | Etherwan | EX77224-P4RC | Hardened ( -40°C - 75°C ) Managed Ethernet Switch, 8 Port 10/100 + 8 100FX Fiber Ports + 4 Gigabit Fiber Ports. Rack Mount with Internal Universal Power Supply, 90VAC-264VAC. | Ea |  | 1 Year (Limited Lifetime) | 13040 | 8% | 11996.8
49892 | Etherwan | EX77224-P4SC | Hardened ( -40°C - 75°C ) Managed Ethernet Switch, 8 Port 10/100 + 8 100FX Fiber Ports + 4 Gigabit Fiber Ports. Rack Mount with Internal Universal Power Supply, 90VAC-264VAC. | Ea |  | 1 Year (Limited Lifetime) | 13840 | 8% | 12732.8
49893 | Etherwan | EX77224-Q0VC | Hardened ( -40°C - 75°C ) Managed Ethernet Switch, 8 Port 10/100 + 8 100FX Fiber Ports + 4 Gigabit / SFP Combo Ports. Rack Mount with Internal Universal Power Supply, 90VAC-264VAC. | Ea |  | 1 Year (Limited Lifetime) | 6440 | 8% | 5924.8
49894 | Etherwan | EX77224-Q43C | Hardened ( -40°C - 75°C ) Managed Ethernet Switch, 8 Port 10/100 + 8 100FX Fiber Ports + 4 Gigabit Fiber Ports. Rack Mount with Internal Universal Power Supply, 90VAC-264VAC. | Ea |  | 1 Year (Limited Lifetime) | 7040 | 8% | 6476.8
49895 | Etherwan | EX77224-Q4AC | Hardened ( -40°C - 75°C ) Managed Ethernet Switch, 8 Port 10/100 + 8 100FX Fiber Ports + 4 Gigabit Fiber Ports. Rack Mount with Internal Universal Power Supply, 90VAC-264VAC. | Ea |  | 1 Year (Limited Lifetime) | 9040 | 8% | 8316.8
49896 | Etherwan | EX77224-Q4BC | Hardened ( -40°C - 75°C ) Managed Ethernet Switch, 8 Port 10/100 + 8 100FX Fiber Ports + 4 Gigabit Fiber Ports. Rack Mount with Internal Universal Power Supply, 90VAC-264VAC. | Ea |  | 1 Year (Limited Lifetime) | 10640 | 8% | 9788.8
49897 | Etherwan | EX77224-Q4RC | Hardened ( -40°C - 75°C ) Managed Ethernet Switch, 8 Port 10/100 + 8 100FX Fiber Ports + 4 Gigabit Fiber Ports. Rack Mount with Internal Universal Power Supply, 90VAC-264VAC. | Ea |  | 1 Year (Limited Lifetime) | 13440 | 8% | 12364.8
49898 | Etherwan | EX77224-Q4SC | Hardened ( -40°C - 75°C ) Managed Ethernet Switch, 8 Port 10/100 + 8 100FX Fiber Ports + 4 Gigabit Fiber Ports. Rack Mount with Internal Universal Power Supply, 90VAC-264VAC. | Ea |  | 1 Year (Limited Lifetime) | 14240 | 8% | 13100.8
49899 | Etherwan | EX77224-R0VC | Hardened ( -40°C - 75°C ) Managed Ethernet Switch, 8 Port 10/100 + 8 100FX Fiber Ports + 4 Gigabit / SFP Combo Ports. Rack Mount with Internal Universal Power Supply, 90VAC-264VAC. | Ea |  | 1 Year (Limited Lifetime) | 9240 | 8% | 8500.8
49900 | Etherwan | EX77224-R43C | Hardened ( -40°C - 75°C ) Managed Ethernet Switch, 8 Port 10/100 + 8 100FX Fiber Ports + 4 Gigabit Fiber Ports. Rack Mount with Internal Universal Power Supply, 90VAC-264VAC. | Ea |  | 1 Year (Limited Lifetime) | 9840 | 8% | 9052.8
49901 | Etherwan | EX77224-R4AC | Hardened ( -40°C - 75°C ) Managed Ethernet Switch, 8 Port 10/100 + 8 100FX Fiber Ports + 4 Gigabit Fiber Ports. Rack Mount with Internal Universal Power Supply, 90VAC-264VAC. | Ea |  | 1 Year (Limited Lifetime) | 11840 | 8% | 10892.8
49902 | Etherwan | EX77224-R4BC | Hardened ( -40°C - 75°C ) Managed Ethernet Switch, 8 Port 10/100 + 8 100FX Fiber Ports + 4 Gigabit Fiber Ports. Rack Mount with Internal Universal Power Supply, 90VAC-264VAC. | Ea |  | 1 Year (Limited Lifetime) | 13440 | 8% | 12364.8
49903 | Etherwan | EX77224-R4RC | Hardened ( -40°C - 75°C ) Managed Ethernet Switch, 8 Port 10/100 + 8 100FX Fiber Ports + 4 Gigabit Fiber Ports. Rack Mount with Internal Universal Power Supply, 90VAC-264VAC. | Ea |  | 1 Year (Limited Lifetime) | 16240 | 8% | 14940.8
49904 | Etherwan | EX77224-R4SC | Hardened ( -40°C - 75°C ) Managed Ethernet Switch, 8 Port 10/100 + 8 100FX Fiber Ports + 4 Gigabit Fiber Ports. Rack Mount with Internal Universal Power Supply, 90VAC-264VAC. | Ea |  | 1 Year (Limited Lifetime) | 17040 | 8% | 15676.8
49905 | Etherwan | EX77224-S0VC | Hardened ( -40°C - 75°C ) Managed Ethernet Switch, 8 Port 10/100 + 8 100FX Fiber Ports + 4 Gigabit / SFP Combo Ports. Rack Mount with Internal Universal Power Supply, 90VAC-264VAC. | Ea |  | 1 Year (Limited Lifetime) | 10040 | 8% | 9236.8
49906 | Etherwan | EX77224-S43C | Hardened ( -40°C - 75°C ) Managed Ethernet Switch, 8 Port 10/100 + 8 100FX Fiber Ports + 4 Gigabit Fiber Ports. Rack Mount with Internal Universal Power Supply, 90VAC-264VAC. | Ea |  | 1 Year (Limited Lifetime) | 10640 | 8% | 9788.8
49907 | Etherwan | EX77224-S4AC | Hardened ( -40°C - 75°C ) Managed Ethernet Switch, 8 Port 10/100 + 8 100FX Fiber Ports + 4 Gigabit Fiber Ports. Rack Mount with Internal Universal Power Supply, 90VAC-264VAC. | Ea |  | 1 Year (Limited Lifetime) | 12640 | 8% | 11628.8
49908 | Etherwan | EX77224-S4BC | Hardened ( -40°C - 75°C ) Managed Ethernet Switch, 8 Port 10/100 + 8 100FX Fiber Ports + 4 Gigabit Fiber Ports. Rack Mount with Internal Universal Power Supply, 90VAC-264VAC. | Ea |  | 1 Year (Limited Lifetime) | 14240 | 8% | 13100.8
49909 | Etherwan | EX77224-S4RC | Hardened ( -40°C - 75°C ) Managed Ethernet Switch, 8 Port 10/100 + 8 100FX Fiber Ports + 4 Gigabit Fiber Ports. Rack Mount with Internal Universal Power Supply, 90VAC-264VAC. | Ea |  | 1 Year (Limited Lifetime) | 17040 | 8% | 15676.8
49910 | Etherwan | EX77224-S4SC | Hardened ( -40°C - 75°C ) Managed Ethernet Switch, 8 Port 10/100 + 8 100FX Fiber Ports + 4 Gigabit Fiber Ports. Rack Mount with Internal Universal Power Supply, 90VAC-264VAC. | Ea |  | 1 Year (Limited Lifetime) | 17840 | 8% | 16412.8
49911 | Etherwan | EX77224-V0VC | Hardened ( -40°C - 75°C ) Managed Ethernet Switch, 8 Port 10/100 + 8 100FX Fiber Ports + 4 Gigabit / SFP Combo Ports. Rack Mount with Internal Universal Power Supply, 90VAC-264VAC. | Ea |  | 1 Year (Limited Lifetime) | 2407 | 8% | 2214.44
49912 | Etherwan | EX77230-100C | Hardened ( -40°C - 75°C ) Managed Ethernet Switch, 8 Port 10/100 + 12 100FX Fiber Ports. Rack Mount with Internal Universal Power Supply, 90VAC-264VAC. | Ea |  | 1 Year (Limited Lifetime) | 3440 | 8% | 3164.8
49913 | Etherwan | EX77230-10R2TC-CC | Hardened ( -40°C - 75°C ) Managed Ethernet Switch, 8 Port 10/100 + 12 100FX Fiber Ports. Rack Mount with Internal Universal Power Supply, 90VAC-264VAC. | Ea |  | 1 Year (Limited Lifetime) | 12840 | 8% | 11812.8
49914 | Etherwan | EX77230-10R2UC-CC | Hardened ( -40°C - 75°C ) Managed Ethernet Switch, 8 Port 10/100 + 12 100FX Fiber Ports. Rack Mount with Internal Universal Power Supply, 90VAC-264VAC. | Ea |  | 1 Year (Limited Lifetime) | 13000 | 8% | 11960
49915 | Etherwan | EX77230-A00C | Hardened ( -40°C - 75°C ) Managed Ethernet Switch, 8 Port 10/100 + 12 100FX Fiber Ports. Rack Mount with Internal Universal Power Supply, 90VAC-264VAC. | Ea |  | 1 Year (Limited Lifetime) | 5840 | 8% | 5372.8
49916 | Etherwan | EX77230-B00C | Hardened ( -40°C - 75°C ) Managed Ethernet Switch, 8 Port 10/100 + 12 100FX Fiber Ports. Rack Mount with Internal Universal Power Supply, 90VAC-264VAC. | Ea |  | 1 Year (Limited Lifetime) | 7640 | 8% | 7028.8
49917 | Etherwan | EX77230-P00C | Hardened ( -40°C - 75°C ) Managed Ethernet Switch, 8 Port 10/100 + 12 100FX Fiber Ports. Rack Mount with Internal Universal Power Supply, 90VAC-264VAC. | Ea |  | 1 Year (Limited Lifetime) | 7040 | 8% | 6476.8
49918 | Etherwan | EX77230-Q00C | Hardened ( -40°C - 75°C ) Managed Ethernet Switch, 8 Port 10/100 + 12 100FX Fiber Ports. Rack Mount with Internal Universal Power Supply, 90VAC-264VAC. | Ea |  | 1 Year (Limited Lifetime) | 7640 | 8% | 7028.8
49919 | Etherwan | EX77230-R00C | Hardened ( -40°C - 75°C ) Managed Ethernet Switch, 8 Port 10/100 + 12 100FX Fiber Ports. Rack Mount with Internal Universal Power Supply, 90VAC-264VAC. | Ea |  | 1 Year (Limited Lifetime) | 11840 | 8% | 10892.8
49920 | Etherwan | EX77230-S00C | Hardened ( -40°C - 75°C ) Managed Ethernet Switch, 8 Port 10/100 + 12 100FX Fiber Ports. Rack Mount with Internal Universal Power Supply, 90VAC-264VAC. | Ea |  | 1 Year (Limited Lifetime) | 13040 | 8% | 11996.8
49921 | Etherwan | EX77231-A0VC | Hardened ( -40°C - 75°C ) Managed Ethernet Switch, 8 Port 10/100 + 12 100FX Fiber Ports + 1 Gigabit / SFP Combo Ports. Rack Mount with Internal Universal Power Supply, 90VAC-264VAC. | Ea |  | 1 Year (Limited Lifetime) | 6090 | 8% | 5602.8
49922 | Etherwan | EX77232-10VC | Hardened ( -40°C - 75°C ) Managed Ethernet Switch, 8 Port 10/100 + 12 100FX Fiber Ports + 2 Gigabit Fiber Ports. Rack Mount with Internal Universal Power Supply, 90VAC-264VAC. | Ea |  | 1 Year (Limited Lifetime) | 3940 | 8% | 3624.8
49923 | Etherwan | EX77232-123C | Hardened ( -40°C - 75°C ) Managed Ethernet Switch, 8 Port 10/100 + 12 100FX Fiber Ports + 2 Gigabit Fiber Ports. Rack Mount with Internal Universal Power Supply, 90VAC-264VAC. | Ea |  | 1 Year (Limited Lifetime) | 4240 | 8% | 3900.8
49924 | Etherwan | EX77232-12AC | Hardened ( -40°C - 75°C ) Managed Ethernet Switch, 8 Port 10/100 + 12 100FX Fiber Ports + 2 Gigabit Fiber Ports. Rack Mount with Internal Universal Power Supply, 90VAC-264VAC. | Ea |  | 1 Year (Limited Lifetime) | 5240 | 8% | 4820.8
49925 | Etherwan | EX77232-12BC | Hardened ( -40°C - 75°C ) Managed Ethernet Switch, 8 Port 10/100 + 12 100FX Fiber Ports + 2 Gigabit Fiber Ports. Rack Mount with Internal Universal Power Supply, 90VAC-264VAC. | Ea |  | 1 Year (Limited Lifetime) | 6040 | 8% | 5556.8
49926 | Etherwan | EX77232-12RC | Hardened ( -40°C - 75°C ) Managed Ethernet Switch, 8 Port 10/100 + 12 100FX Fiber Ports + 2 Gigabit Fiber Ports. Rack Mount with Internal Universal Power Supply, 90VAC-264VAC. | Ea |  | 1 Year (Limited Lifetime) | 7440 | 8% | 6844.8
49927 | Etherwan | EX77232-12SC | Hardened ( -40°C - 75°C ) Managed Ethernet Switch, 8 Port 10/100 + 12 100FX Fiber Ports + 2 Gigabit Fiber Ports. Rack Mount with Internal Universal Power Supply, 90VAC-264VAC. | Ea |  | 1 Year (Limited Lifetime) | 7840 | 8% | 7212.8
49928 | Etherwan | EX77232-A0VC | Hardened ( -40°C - 75°C ) Managed Ethernet Switch, 8 Port 10/100 + 12 100FX Fiber Ports + 2 Gigabit / SFP Combo Ports. Rack Mount with Internal Universal Power Supply, 90VAC-264VAC. | Ea |  | 1 Year (Limited Lifetime) | 6340 | 8% | 5832.8
49929 | Etherwan | EX77232-A23C | Hardened ( -40°C - 75°C ) Managed Ethernet Switch, 8 Port 10/100 + 12 100FX Fiber Ports + 2 Gigabit Fiber Ports. Rack Mount with Internal Universal Power Supply, 90VAC-264VAC. | Ea |  | 1 Year (Limited Lifetime) | 6640 | 8% | 6108.8
49930 | Etherwan | EX77232-A2AC | Hardened ( -40°C - 75°C ) Managed Ethernet Switch, 8 Port 10/100 + 12 100FX Fiber Ports + 2 Gigabit Fiber Ports. Rack Mount with Internal Universal Power Supply, 90VAC-264VAC. | Ea |  | 1 Year (Limited Lifetime) | 7640 | 8% | 7028.8
49931 | Etherwan | EX77232-A2BC | Hardened ( -40°C - 75°C ) Managed Ethernet Switch, 8 Port 10/100 + 12 100FX Fiber Ports + 2 Gigabit Fiber Ports. Rack Mount with Internal Universal Power Supply, 90VAC-264VAC. | Ea |  | 1 Year (Limited Lifetime) | 8440 | 8% | 7764.8
49932 | Etherwan | EX77232-A2RC | Hardened ( -40°C - 75°C ) Managed Ethernet Switch, 8 Port 10/100 + 12 100FX Fiber Ports + 2 Gigabit Fiber Ports. Rack Mount with Internal Universal Power Supply, 90VAC-264VAC. | Ea |  | 1 Year (Limited Lifetime) | 9840 | 8% | 9052.8
49933 | Etherwan | EX77232-A2SC | Hardened ( -40°C - 75°C ) Managed Ethernet Switch, 8 Port 10/100 + 12 100FX Fiber Ports + 2 Gigabit Fiber Ports. Rack Mount with Internal Universal Power Supply, 90VAC-264VAC. | Ea |  | 1 Year (Limited Lifetime) | 10240 | 8% | 9420.8
49934 | Etherwan | EX77232-B0VC | Hardened ( -40°C - 75°C ) Managed Ethernet Switch, 8 Port 10/100 + 12 100FX Fiber Ports + 2 Gigabit / SFP Combo Ports. Rack Mount with Internal Universal Power Supply, 90VAC-264VAC. | Ea |  | 1 Year (Limited Lifetime) | 8140 | 8% | 7488.8
49935 | Etherwan | EX77232-B23C | Hardened ( -40°C - 75°C ) Managed Ethernet Switch, 8 Port 10/100 + 12 100FX Fiber Ports + 2 Gigabit Fiber Ports. Rack Mount with Internal Universal Power Supply, 90VAC-264VAC. | Ea |  | 1 Year (Limited Lifetime) | 8440 | 8% | 7764.8
49936 | Etherwan | EX77232-B2AC | Hardened ( -40°C - 75°C ) Managed Ethernet Switch, 8 Port 10/100 + 12 100FX Fiber Ports + 2 Gigabit Fiber Ports. Rack Mount with Internal Universal Power Supply, 90VAC-264VAC. | Ea |  | 1 Year (Limited Lifetime) | 9440 | 8% | 8684.8
49937 | Etherwan | EX77232-B2BC | Hardened ( -40°C - 75°C ) Managed Ethernet Switch, 8 Port 10/100 + 12 100FX Fiber Ports + 2 Gigabit Fiber Ports. Rack Mount with Internal Universal Power Supply, 90VAC-264VAC. | Ea |  | 1 Year (Limited Lifetime) | 10240 | 8% | 9420.8
49938 | Etherwan | EX77232-B2RC | Hardened ( -40°C - 75°C ) Managed Ethernet Switch, 8 Port 10/100 + 12 100FX Fiber Ports + 2 Gigabit Fiber Ports. Rack Mount with Internal Universal Power Supply, 90VAC-264VAC. | Ea |  | 1 Year (Limited Lifetime) | 11640 | 8% | 10708.8
49939 | Etherwan | EX77232-B2SC | Hardened ( -40°C - 75°C ) Managed Ethernet Switch, 8 Port 10/100 + 12 100FX Fiber Ports + 2 Gigabit Fiber Ports. Rack Mount with Internal Universal Power Supply, 90VAC-264VAC. | Ea |  | 1 Year (Limited Lifetime) | 12040 | 8% | 11076.8
49940 | Etherwan | EX77232-P0VC | Hardened ( -40°C - 75°C ) Managed Ethernet Switch, 8 Port 10/100 + 12 100FX Fiber Ports + 2 Gigabit / SFP Combo Ports. Rack Mount with Internal Universal Power Supply, 90VAC-264VAC. | Ea |  | 1 Year (Limited Lifetime) | 7540 | 8% | 6936.8
49941 | Etherwan | EX77232-P23C | Hardened ( -40°C - 75°C ) Managed Ethernet Switch, 8 Port 10/100 + 12 100FX Fiber Ports + 2 Gigabit Fiber Ports. Rack Mount with Internal Universal Power Supply, 90VAC-264VAC. | Ea |  | 1 Year (Limited Lifetime) | 7840 | 8% | 7212.8
49942 | Etherwan | EX77232-P2AC | Hardened ( -40°C - 75°C ) Managed Ethernet Switch, 8 Port 10/100 + 12 100FX Fiber Ports + 2 Gigabit Fiber Ports. Rack Mount with Internal Universal Power Supply, 90VAC-264VAC. | Ea |  | 1 Year (Limited Lifetime) | 8840 | 8% | 8132.8
49943 | Etherwan | EX77232-P2BC | Hardened ( -40°C - 75°C ) Managed Ethernet Switch, 8 Port 10/100 + 12 100FX Fiber Ports + 2 Gigabit Fiber Ports. Rack Mount with Internal Universal Power Supply, 90VAC-264VAC. | Ea |  | 1 Year (Limited Lifetime) | 9640 | 8% | 8868.8
49944 | Etherwan | EX77232-P2RC | Hardened ( -40°C - 75°C ) Managed Ethernet Switch, 8 Port 10/100 + 12 100FX Fiber Ports + 2 Gigabit Fiber Ports. Rack Mount with Internal Universal Power Supply, 90VAC-264VAC. | Ea |  | 1 Year (Limited Lifetime) | 11040 | 8% | 10156.8
49945 | Etherwan | EX77232-P2SC | Hardened ( -40°C - 75°C ) Managed Ethernet Switch, 8 Port 10/100 + 12 100FX Fiber Ports + 2 Gigabit Fiber Ports. Rack Mount with Internal Universal Power Supply, 90VAC-264VAC. | Ea |  | 1 Year (Limited Lifetime) | 11440 | 8% | 10524.8
49946 | Etherwan | EX77232-Q0VC | Hardened ( -40°C - 75°C ) Managed Ethernet Switch, 8 Port 10/100 + 12 100FX Fiber Ports + 2 Gigabit / SFP Combo Ports. Rack Mount with Internal Universal Power Supply, 90VAC-264VAC. | Ea |  | 1 Year (Limited Lifetime) | 8140 | 8% | 7488.8
49947 | Etherwan | EX77232-Q23C | Hardened ( -40°C - 75°C ) Managed Ethernet Switch, 8 Port 10/100 + 12 100FX Fiber Ports + 2 Gigabit Fiber Ports. Rack Mount with Internal Universal Power Supply, 90VAC-264VAC. | Ea |  | 1 Year (Limited Lifetime) | 8440 | 8% | 7764.8
49948 | Etherwan | EX77232-Q2AC | Hardened ( -40°C - 75°C ) Managed Ethernet Switch, 8 Port 10/100 + 12 100FX Fiber Ports + 2 Gigabit Fiber Ports. Rack Mount with Internal Universal Power Supply, 90VAC-264VAC. | Ea |  | 1 Year (Limited Lifetime) | 9440 | 8% | 8684.8
49949 | Etherwan | EX77232-Q2BC | Hardened ( -40°C - 75°C ) Managed Ethernet Switch, 8 Port 10/100 + 12 100FX Fiber Ports + 2 Gigabit Fiber Ports. Rack Mount with Internal Universal Power Supply, 90VAC-264VAC. | Ea |  | 1 Year (Limited Lifetime) | 10240 | 8% | 9420.8
49950 | Etherwan | EX77232-Q2RC | Hardened ( -40°C - 75°C ) Managed Ethernet Switch, 8 Port 10/100 + 12 100FX Fiber Ports + 2 Gigabit Fiber Ports. Rack Mount with Internal Universal Power Supply, 90VAC-264VAC. | Ea |  | 1 Year (Limited Lifetime) | 11640 | 8% | 10708.8
49951 | Etherwan | EX77232-Q2SC | Hardened ( -40°C - 75°C ) Managed Ethernet Switch, 8 Port 10/100 + 12 100FX Fiber Ports + 2 Gigabit Fiber Ports. Rack Mount with Internal Universal Power Supply, 90VAC-264VAC. | Ea |  | 1 Year (Limited Lifetime) | 12040 | 8% | 11076.8
49952 | Etherwan | EX77232-R0VC | Hardened ( -40°C - 75°C ) Managed Ethernet Switch, 8 Port 10/100 + 12 100FX Fiber Ports + 2 Gigabit / SFP Combo Ports. Rack Mount with Internal Universal Power Supply, 90VAC-264VAC. | Ea |  | 1 Year (Limited Lifetime) | 12340 | 8% | 11352.8
49953 | Etherwan | EX77232-R23C | Hardened ( -40°C - 75°C ) Managed Ethernet Switch, 8 Port 10/100 + 12 100FX Fiber Ports + 2 Gigabit Fiber Ports. Rack Mount with Internal Universal Power Supply, 90VAC-264VAC. | Ea |  | 1 Year (Limited Lifetime) | 12640 | 8% | 11628.8
49954 | Etherwan | EX77232-R2AC | Hardened ( -40°C - 75°C ) Managed Ethernet Switch, 8 Port 10/100 + 12 100FX Fiber Ports + 2 Gigabit Fiber Ports. Rack Mount with Internal Universal Power Supply, 90VAC-264VAC. | Ea |  | 1 Year (Limited Lifetime) | 13640 | 8% | 12548.8
49955 | Etherwan | EX77232-R2BC | Hardened ( -40°C - 75°C ) Managed Ethernet Switch, 8 Port 10/100 + 12 100FX Fiber Ports + 2 Gigabit Fiber Ports. Rack Mount with Internal Universal Power Supply, 90VAC-264VAC. | Ea |  | 1 Year (Limited Lifetime) | 14440 | 8% | 13284.8
49956 | Etherwan | EX77232-R2RC | Hardened ( -40°C - 75°C ) Managed Ethernet Switch, 8 Port 10/100 + 12 100FX Fiber Ports + 2 Gigabit Fiber Ports. Rack Mount with Internal Universal Power Supply, 90VAC-264VAC. | Ea |  | 1 Year (Limited Lifetime) | 15840 | 8% | 14572.8
49957 | Etherwan | EX77232-R2SC | Hardened ( -40°C - 75°C ) Managed Ethernet Switch, 8 Port 10/100 + 12 100FX Fiber Ports + 2 Gigabit Fiber Ports. Rack Mount with Internal Universal Power Supply, 90VAC-264VAC. | Ea |  | 1 Year (Limited Lifetime) | 16240 | 8% | 14940.8
49958 | Etherwan | EX77232-S0VC | Hardened ( -40°C - 75°C ) Managed Ethernet Switch, 8 Port 10/100 + 12 100FX Fiber Ports + 2 Gigabit / SFP Combo Ports. Rack Mount with Internal Universal Power Supply, 90VAC-264VAC. | Ea |  | 1 Year (Limited Lifetime) | 13540 | 8% | 12456.8
49959 | Etherwan | EX77232-S23C | Hardened ( -40°C - 75°C ) Managed Ethernet Switch, 8 Port 10/100 + 12 100FX Fiber Ports + 2 Gigabit Fiber Ports. Rack Mount with Internal Universal Power Supply, 90VAC-264VAC. | Ea |  | 1 Year (Limited Lifetime) | 13840 | 8% | 12732.8
49960 | Etherwan | EX77232-S2AC | Hardened ( -40°C - 75°C ) Managed Ethernet Switch, 8 Port 10/100 + 12 100FX Fiber Ports + 2 Gigabit Fiber Ports. Rack Mount with Internal Universal Power Supply, 90VAC-264VAC. | Ea |  | 1 Year (Limited Lifetime) | 14840 | 8% | 13652.8
49961 | Etherwan | EX77232-S2BC | Hardened ( -40°C - 75°C ) Managed Ethernet Switch, 8 Port 10/100 + 12 100FX Fiber Ports + 2 Gigabit Fiber Ports. Rack Mount with Internal Universal Power Supply, 90VAC-264VAC. | Ea |  | 1 Year (Limited Lifetime) | 15640 | 8% | 14388.8
49962 | Etherwan | EX77232-S2RC | Hardened ( -40°C - 75°C ) Managed Ethernet Switch, 8 Port 10/100 + 12 100FX Fiber Ports + 2 Gigabit Fiber Ports. Rack Mount with Internal Universal Power Supply, 90VAC-264VAC. | Ea |  | 1 Year (Limited Lifetime) | 17040 | 8% | 15676.8
49963 | Etherwan | EX77232-S2SC | Hardened ( -40°C - 75°C ) Managed Ethernet Switch, 8 Port 10/100 + 12 100FX Fiber Ports + 2 Gigabit Fiber Ports. Rack Mount with Internal Universal Power Supply, 90VAC-264VAC. | Ea |  | 1 Year (Limited Lifetime) | 17440 | 8% | 16044.8
49964 | Etherwan | EX77234-10VC | Hardened ( -40°C - 75°C ) Managed Ethernet Switch, 8 Port 10/100 + 12 100FX Fiber Ports + 4 Gigabit / SFP Combo Ports. Rack Mount with Internal Universal Power Supply, 90VAC-264VAC. | Ea |  | 1 Year (Limited Lifetime) | 4440 | 8% | 4084.8
49965 | Etherwan | EX77234-143C | Hardened ( -40°C - 75°C ) Managed Ethernet Switch, 8 Port 10/100 + 12 100FX Fiber Ports + 4 Gigabit Fiber Ports. Rack Mount with Internal Universal Power Supply, 90VAC-264VAC. | Ea |  | 1 Year (Limited Lifetime) | 5040 | 8% | 4636.8
49966 | Etherwan | EX77234-14AC | Hardened ( -40°C - 75°C ) Managed Ethernet Switch, 8 Port 10/100 + 12 100FX Fiber Ports + 4 Gigabit Fiber Ports. Rack Mount with Internal Universal Power Supply, 90VAC-264VAC. | Ea |  | 1 Year (Limited Lifetime) | 7040 | 8% | 6476.8
49967 | Etherwan | EX77234-14BC | Hardened ( -40°C - 75°C ) Managed Ethernet Switch, 8 Port 10/100 + 12 100FX Fiber Ports + 4 Gigabit Fiber Ports. Rack Mount with Internal Universal Power Supply, 90VAC-264VAC. | Ea |  | 1 Year (Limited Lifetime) | 8640 | 8% | 7948.8
49968 | Etherwan | EX77234-14RC | Hardened ( -40°C - 75°C ) Managed Ethernet Switch, 8 Port 10/100 + 12 100FX Fiber Ports + 4 Gigabit Fiber Ports. Rack Mount with Internal Universal Power Supply, 90VAC-264VAC. | Ea |  | 1 Year (Limited Lifetime) | 11440 | 8% | 10524.8
49969 | Etherwan | EX77234-14SC | Hardened ( -40°C - 75°C ) Managed Ethernet Switch, 8 Port 10/100 + 12 100FX Fiber Ports + 4 Gigabit Fiber Ports. Rack Mount with Internal Universal Power Supply, 90VAC-264VAC. | Ea |  | 1 Year (Limited Lifetime) | 12240 | 8% | 11260.8
49970 | Etherwan | EX77234-A0VC | Hardened ( -40°C - 75°C ) Managed Ethernet Switch, 8 Port 10/100 + 12 100FX Fiber Ports + 4 Gigabit / SFP Combo Ports. Rack Mount with Internal Universal Power Supply, 90VAC-264VAC. | Ea |  | 1 Year (Limited Lifetime) | 6840 | 8% | 6292.8
49971 | Etherwan | EX77234-A43C | Hardened ( -40°C - 75°C ) Managed Ethernet Switch, 8 Port 10/100 + 12 100FX Fiber Ports + 4 Gigabit Fiber Ports. Rack Mount with Internal Universal Power Supply, 90VAC-264VAC. | Ea |  | 1 Year (Limited Lifetime) | 7440 | 8% | 6844.8
49972 | Etherwan | EX77234-A4AC | Hardened ( -40°C - 75°C ) Managed Ethernet Switch, 8 Port 10/100 + 12 100FX Fiber Ports + 4 Gigabit Fiber Ports. Rack Mount with Internal Universal Power Supply, 90VAC-264VAC. | Ea |  | 1 Year (Limited Lifetime) | 9440 | 8% | 8684.8
49973 | Etherwan | EX77234-A4BC | Hardened ( -40°C - 75°C ) Managed Ethernet Switch, 8 Port 10/100 + 12 100FX Fiber Ports + 4 Gigabit Fiber Ports. Rack Mount with Internal Universal Power Supply, 90VAC-264VAC. | Ea |  | 1 Year (Limited Lifetime) | 11040 | 8% | 10156.8
49974 | Etherwan | EX77234-A4RC | Hardened ( -40°C - 75°C ) Managed Ethernet Switch, 8 Port 10/100 + 12 100FX Fiber Ports + 4 Gigabit Fiber Ports. Rack Mount with Internal Universal Power Supply, 90VAC-264VAC. | Ea |  | 1 Year (Limited Lifetime) | 13840 | 8% | 12732.8
49975 | Etherwan | EX77234-A4SC | Hardened ( -40°C - 75°C ) Managed Ethernet Switch, 8 Port 10/100 + 12 100FX Fiber Ports + 4 Gigabit Fiber Ports. Rack Mount with Internal Universal Power Supply, 90VAC-264VAC. | Ea |  | 1 Year (Limited Lifetime) | 14640 | 8% | 13468.8
49976 | Etherwan | EX77234-B0VC | Hardened ( -40°C - 75°C ) Managed Ethernet Switch, 8 Port 10/100 + 12 100FX Fiber Ports + 4 Gigabit / SFP Combo Ports. Rack Mount with Internal Universal Power Supply, 90VAC-264VAC. | Ea |  | 1 Year (Limited Lifetime) | 8640 | 8% | 7948.8
49977 | Etherwan | EX77234-B43C | Hardened ( -40°C - 75°C ) Managed Ethernet Switch, 8 Port 10/100 + 12 100FX Fiber Ports + 4 Gigabit Fiber Ports. Rack Mount with Internal Universal Power Supply, 90VAC-264VAC. | Ea |  | 1 Year (Limited Lifetime) | 9240 | 8% | 8500.8
49978 | Etherwan | EX77234-B4AC | Hardened ( -40°C - 75°C ) Managed Ethernet Switch, 8 Port 10/100 + 12 100FX Fiber Ports + 4 Gigabit Fiber Ports. Rack Mount with Internal Universal Power Supply, 90VAC-264VAC. | Ea |  | 1 Year (Limited Lifetime) | 11240 | 8% | 10340.8
49979 | Etherwan | EX77234-B4BC | Hardened ( -40°C - 75°C ) Managed Ethernet Switch, 8 Port 10/100 + 12 100FX Fiber Ports + 4 Gigabit Fiber Ports. Rack Mount with Internal Universal Power Supply, 90VAC-264VAC. | Ea |  | 1 Year (Limited Lifetime) | 12840 | 8% | 11812.8
49980 | Etherwan | EX77234-B4RC | Hardened ( -40°C - 75°C ) Managed Ethernet Switch, 8 Port 10/100 + 12 100FX Fiber Ports + 4 Gigabit Fiber Ports. Rack Mount with Internal Universal Power Supply, 90VAC-264VAC. | Ea |  | 1 Year (Limited Lifetime) | 15640 | 8% | 14388.8
49981 | Etherwan | EX77234-B4SC | Hardened ( -40°C - 75°C ) Managed Ethernet Switch, 8 Port 10/100 + 12 100FX Fiber Ports + 4 Gigabit Fiber Ports. Rack Mount with Internal Universal Power Supply, 90VAC-264VAC. | Ea |  | 1 Year (Limited Lifetime) | 16440 | 8% | 15124.8
49982 | Etherwan | EX77234-P0VC | Hardened ( -40°C - 75°C ) Managed Ethernet Switch, 8 Port 10/100 + 12 100FX Fiber Ports + 4 Gigabit / SFP Combo Ports. Rack Mount with Internal Universal Power Supply, 90VAC-264VAC. | Ea |  | 1 Year (Limited Lifetime) | 8040 | 8% | 7396.8
49983 | Etherwan | EX77234-P43C | Hardened ( -40°C - 75°C ) Managed Ethernet Switch, 8 Port 10/100 + 12 100FX Fiber Ports + 4 Gigabit Fiber Ports. Rack Mount with Internal Universal Power Supply, 90VAC-264VAC. | Ea |  | 1 Year (Limited Lifetime) | 8640 | 8% | 7948.8
49984 | Etherwan | EX77234-P4AC | Hardened ( -40°C - 75°C ) Managed Ethernet Switch, 8 Port 10/100 + 12 100FX Fiber Ports + 4 Gigabit Fiber Ports. Rack Mount with Internal Universal Power Supply, 90VAC-264VAC. | Ea |  | 1 Year (Limited Lifetime) | 10640 | 8% | 9788.8
49985 | Etherwan | EX77234-P4BC | Hardened ( -40°C - 75°C ) Managed Ethernet Switch, 8 Port 10/100 + 12 100FX Fiber Ports + 4 Gigabit Fiber Ports. Rack Mount with Internal Universal Power Supply, 90VAC-264VAC. | Ea |  | 1 Year (Limited Lifetime) | 12240 | 8% | 11260.8
49986 | Etherwan | EX77234-P4RC | Hardened ( -40°C - 75°C ) Managed Ethernet Switch, 8 Port 10/100 + 12 100FX Fiber Ports + 4 Gigabit Fiber Ports. Rack Mount with Internal Universal Power Supply, 90VAC-264VAC. | Ea |  | 1 Year (Limited Lifetime) | 15040 | 8% | 13836.8
49987 | Etherwan | EX77234-P4SC | Hardened ( -40°C - 75°C ) Managed Ethernet Switch, 8 Port 10/100 + 12 100FX Fiber Ports + 4 Gigabit Fiber Ports. Rack Mount with Internal Universal Power Supply, 90VAC-264VAC. | Ea |  | 1 Year (Limited Lifetime) | 15840 | 8% | 14572.8
49988 | Etherwan | EX77234-Q0VC | Hardened ( -40°C - 75°C ) Managed Ethernet Switch, 8 Port 10/100 + 12 100FX Fiber Ports + 4 Gigabit / SFP Combo Ports. Rack Mount with Internal Universal Power Supply, 90VAC-264VAC. | Ea |  | 1 Year (Limited Lifetime) | 8640 | 8% | 7948.8
49989 | Etherwan | EX77234-Q43C | Hardened ( -40°C - 75°C ) Managed Ethernet Switch, 8 Port 10/100 + 12 100FX Fiber Ports + 4 Gigabit Fiber Ports. Rack Mount with Internal Universal Power Supply, 90VAC-264VAC. | Ea |  | 1 Year (Limited Lifetime) | 9240 | 8% | 8500.8
49990 | Etherwan | EX77234-Q4AC | Hardened ( -40°C - 75°C ) Managed Ethernet Switch, 8 Port 10/100 + 12 100FX Fiber Ports + 4 Gigabit Fiber Ports. Rack Mount with Internal Universal Power Supply, 90VAC-264VAC. | Ea |  | 1 Year (Limited Lifetime) | 11240 | 8% | 10340.8
49991 | Etherwan | EX77234-Q4BC | Hardened ( -40°C - 75°C ) Managed Ethernet Switch, 8 Port 10/100 + 12 100FX Fiber Ports + 4 Gigabit Fiber Ports. Rack Mount with Internal Universal Power Supply, 90VAC-264VAC. | Ea |  | 1 Year (Limited Lifetime) | 12840 | 8% | 11812.8
49992 | Etherwan | EX77234-Q4RC | Hardened ( -40°C - 75°C ) Managed Ethernet Switch, 8 Port 10/100 + 12 100FX Fiber Ports + 4 Gigabit Fiber Ports. Rack Mount with Internal Universal Power Supply, 90VAC-264VAC. | Ea |  | 1 Year (Limited Lifetime) | 15640 | 8% | 14388.8
49993 | Etherwan | EX77234-Q4SC | Hardened ( -40°C - 75°C ) Managed Ethernet Switch, 8 Port 10/100 + 12 100FX Fiber Ports + 4 Gigabit Fiber Ports. Rack Mount with Internal Universal Power Supply, 90VAC-264VAC. | Ea |  | 1 Year (Limited Lifetime) | 16440 | 8% | 15124.8
49994 | Etherwan | EX77234-R0VC | Hardened ( -40°C - 75°C ) Managed Ethernet Switch, 8 Port 10/100 + 12 100FX Fiber Ports + 4 Gigabit / SFP Combo Ports. Rack Mount with Internal Universal Power Supply, 90VAC-264VAC. | Ea |  | 1 Year (Limited Lifetime) | 12840 | 8% | 11812.8
49995 | Etherwan | EX77234-R43C | Hardened ( -40°C - 75°C ) Managed Ethernet Switch, 8 Port 10/100 + 12 100FX Fiber Ports + 4 Gigabit Fiber Ports. Rack Mount with Internal Universal Power Supply, 90VAC-264VAC. | Ea |  | 1 Year (Limited Lifetime) | 13440 | 8% | 12364.8
49996 | Etherwan | EX77234-R4AC | Hardened ( -40°C - 75°C ) Managed Ethernet Switch, 8 Port 10/100 + 12 100FX Fiber Ports + 4 Gigabit Fiber Ports. Rack Mount with Internal Universal Power Supply, 90VAC-264VAC. | Ea |  | 1 Year (Limited Lifetime) | 15440 | 8% | 14204.8
49997 | Etherwan | EX77234-R4BC | Hardened ( -40°C - 75°C ) Managed Ethernet Switch, 8 Port 10/100 + 12 100FX Fiber Ports + 4 Gigabit Fiber Ports. Rack Mount with Internal Universal Power Supply, 90VAC-264VAC. | Ea |  | 1 Year (Limited Lifetime) | 17040 | 8% | 15676.8
49998 | Etherwan | EX77234-R4RC | Hardened ( -40°C - 75°C ) Managed Ethernet Switch, 8 Port 10/100 + 12 100FX Fiber Ports + 4 Gigabit Fiber Ports. Rack Mount with Internal Universal Power Supply, 90VAC-264VAC. | Ea |  | 1 Year (Limited Lifetime) | 19840 | 8% | 18252.8
49999 | Etherwan | EX77234-R4SC | Hardened ( -40°C - 75°C ) Managed Ethernet Switch, 8 Port 10/100 + 12 100FX Fiber Ports + 4 Gigabit Fiber Ports. Rack Mount with Internal Universal Power Supply, 90VAC-264VAC. | Ea |  | 1 Year (Limited Lifetime) | 20640 | 8% | 18988.8
50000 | Etherwan | EX77234-S0VC | Hardened ( -40°C - 75°C ) Managed Ethernet Switch, 8 Port 10/100 + 12 100FX Fiber Ports + 4 Gigabit / SFP Combo Ports. Rack Mount with Internal Universal Power Supply, 90VAC-264VAC. | Ea |  | 1 Year (Limited Lifetime) | 13880 | 8% | 12769.6
50001 | Etherwan | EX77234-S43C | Hardened ( -40°C - 75°C ) Managed Ethernet Switch, 8 Port 10/100 + 12 100FX Fiber Ports + 4 Gigabit Fiber Ports. Rack Mount with Internal Universal Power Supply, 90VAC-264VAC. | Ea |  | 1 Year (Limited Lifetime) | 14640 | 8% | 13468.8
50002 | Etherwan | EX77234-S4AC | Hardened ( -40°C - 75°C ) Managed Ethernet Switch, 8 Port 10/100 + 12 100FX Fiber Ports + 4 Gigabit Fiber Ports. Rack Mount with Internal Universal Power Supply, 90VAC-264VAC. | Ea |  | 1 Year (Limited Lifetime) | 16640 | 8% | 15308.8
50003 | Etherwan | EX77234-S4BC | Hardened ( -40°C - 75°C ) Managed Ethernet Switch, 8 Port 10/100 + 12 100FX Fiber Ports + 4 Gigabit Fiber Ports. Rack Mount with Internal Universal Power Supply, 90VAC-264VAC. | Ea |  | 1 Year (Limited Lifetime) | 18240 | 8% | 16780.8
50004 | Etherwan | EX77234-S4RC | Hardened ( -40°C - 75°C ) Managed Ethernet Switch, 8 Port 10/100 + 12 100FX Fiber Ports + 4 Gigabit Fiber Ports. Rack Mount with Internal Universal Power Supply, 90VAC-264VAC. | Ea |  | 1 Year (Limited Lifetime) | 21040 | 8% | 19356.8
50005 | Etherwan | EX77234-S4SC | Hardened ( -40°C - 75°C ) Managed Ethernet Switch, 8 Port 10/100 + 12 100FX Fiber Ports + 4 Gigabit Fiber Ports. Rack Mount with Internal Universal Power Supply, 90VAC-264VAC. | Ea |  | 1 Year (Limited Lifetime) | 21840 | 8% | 20092.8
50006 | Etherwan | EX77240-100C | Hardened ( -40°C - 75°C ) Managed Ethernet Switch, 8 Port 10/100 + 16 100FX Fiber Ports. Rack Mount with Internal Universal Power Supply, 90VAC-264VAC. | Ea |  | 1 Year (Limited Lifetime) | 4240 | 8% | 3900.8
50007 | Etherwan | EX77240-14P2TC | Hardened ( -40°C - 75°C ) Managed Ethernet Switch, 8 Port 10/100 + 16 100FX Fiber Ports. Rack Mount with Internal Universal Power Supply, 90VAC-264VAC. | Ea |  | 1 Year (Limited Lifetime) | 10840 | 8% | 9972.8
50008 | Etherwan | EX77240-14P2UC | Hardened ( -40°C - 75°C ) Managed Ethernet Switch, 8 Port 10/100 + 16 100FX Fiber Ports. Rack Mount with Internal Universal Power Supply, 90VAC-264VAC. | Ea |  | 1 Year (Limited Lifetime) | 11000 | 8% | 10120
50009 | Etherwan | EX77240-A00C | Hardened ( -40°C - 75°C ) Managed Ethernet Switch, 8 Port 10/100 + 16 100FX Fiber Ports. Rack Mount with Internal Universal Power Supply, 90VAC-264VAC. | Ea |  | 1 Year (Limited Lifetime) | 7440 | 8% | 6844.8
50010 | Etherwan | EX77240-B00C | Hardened ( -40°C - 75°C ) Managed Ethernet Switch, 8 Port 10/100 + 16 100FX Fiber Ports. Rack Mount with Internal Universal Power Supply, 90VAC-264VAC. | Ea |  | 1 Year (Limited Lifetime) | 9840 | 8% | 9052.8
50011 | Etherwan | EX77240-H00C | Hardened ( -40°C - 75°C ) Managed Ethernet Switch, 8 Port 10/100 + 16 100FX Fiber Ports. Rack Mount with Internal Universal Power Supply, 90VAC-264VAC. | Ea |  | 1 Year (Limited Lifetime) | 7440 | 8% | 6844.8
50012 | Etherwan | EX77240-P00C | Hardened ( -40°C - 75°C ) Managed Ethernet Switch, 8 Port 10/100 + 16 100FX Fiber Ports. Rack Mount with Internal Universal Power Supply, 90VAC-264VAC. | Ea |  | 1 Year (Limited Lifetime) | 9040 | 8% | 8316.8
50013 | Etherwan | EX77240-Q00C | Hardened ( -40°C - 75°C ) Managed Ethernet Switch, 8 Port 10/100 + 16 100FX Fiber Ports. Rack Mount with Internal Universal Power Supply, 90VAC-264VAC. | Ea |  | 1 Year (Limited Lifetime) | 9840 | 8% | 9052.8
50014 | Etherwan | EX77240-R00C | Hardened ( -40°C - 75°C ) Managed Ethernet Switch, 8 Port 10/100 + 16 100FX Fiber Ports. Rack Mount with Internal Universal Power Supply, 90VAC-264VAC. | Ea |  | 1 Year (Limited Lifetime) | 15440 | 8% | 14204.8
50015 | Etherwan | EX77240-S00C | Hardened ( -40°C - 75°C ) Managed Ethernet Switch, 8 Port 10/100 + 16 100FX Fiber Ports. Rack Mount with Internal Universal Power Supply, 90VAC-264VAC. | Ea |  | 1 Year (Limited Lifetime) | 17040 | 8% | 15676.8
50016 | Etherwan | EX77242-10VC | Hardened ( -40°C - 75°C ) Managed Ethernet Switch, 8 Port 10/100 + 16 100FX Fiber Ports + 2 Gigabit / SFP Combo Ports. Rack Mount with Internal Universal Power Supply, 90VAC-264VAC. | Ea |  | 1 Year (Limited Lifetime) | 4240 | 8% | 3900.8
50017 | Etherwan | EX77242-123C | Hardened ( -40°C - 75°C ) Managed Ethernet Switch, 8 Port 10/100 + 16 100FX Fiber Ports + 2 Gigabit Fiber Ports. Rack Mount with Internal Universal Power Supply, 90VAC-264VAC. | Ea |  | 1 Year (Limited Lifetime) | 5040 | 8% | 4636.8
50018 | Etherwan | EX77242-12AC | Hardened ( -40°C - 75°C ) Managed Ethernet Switch, 8 Port 10/100 + 16 100FX Fiber Ports + 2 Gigabit Fiber Ports. Rack Mount with Internal Universal Power Supply, 90VAC-264VAC. | Ea |  | 1 Year (Limited Lifetime) | 6040 | 8% | 5556.8
50019 | Etherwan | EX77242-12BC | Hardened ( -40°C - 75°C ) Managed Ethernet Switch, 8 Port 10/100 + 16 100FX Fiber Ports + 2 Gigabit Fiber Ports. Rack Mount with Internal Universal Power Supply, 90VAC-264VAC. | Ea |  | 1 Year (Limited Lifetime) | 6840 | 8% | 6292.8
50020 | Etherwan | EX77242-12RC | Hardened ( -40°C - 75°C ) Managed Ethernet Switch, 8 Port 10/100 + 16 100FX Fiber Ports + 2 Gigabit Fiber Ports. Rack Mount with Internal Universal Power Supply, 90VAC-264VAC. | Ea |  | 1 Year (Limited Lifetime) | 8240 | 8% | 7580.8
50021 | Etherwan | EX77242-12SC | Hardened ( -40°C - 75°C ) Managed Ethernet Switch, 8 Port 10/100 + 16 100FX Fiber Ports + 2 Gigabit Fiber Ports. Rack Mount with Internal Universal Power Supply, 90VAC-264VAC. | Ea |  | 1 Year (Limited Lifetime) | 8640 | 8% | 7948.8
50022 | Etherwan | EX77242-A0VC | Hardened ( -40°C - 75°C ) Managed Ethernet Switch, 8 Port 10/100 + 16 100FX Fiber Ports + 2 Gigabit / SFP Combo Ports. Rack Mount with Internal Universal Power Supply, 90VAC-264VAC. | Ea |  | 1 Year (Limited Lifetime) | 7940 | 8% | 7304.8
50023 | Etherwan | EX77242-A23C | Hardened ( -40°C - 75°C ) Managed Ethernet Switch, 8 Port 10/100 + 16 100FX Fiber Ports + 2 Gigabit Fiber Ports. Rack Mount with Internal Universal Power Supply, 90VAC-264VAC. | Ea |  | 1 Year (Limited Lifetime) | 8240 | 8% | 7580.8
50024 | Etherwan | EX77242-A2AC | Hardened ( -40°C - 75°C ) Managed Ethernet Switch, 8 Port 10/100 + 16 100FX Fiber Ports + 2 Gigabit Fiber Ports. Rack Mount with Internal Universal Power Supply, 90VAC-264VAC. | Ea |  | 1 Year (Limited Lifetime) | 9240 | 8% | 8500.8
50025 | Etherwan | EX77242-A2BC | Hardened ( -40°C - 75°C ) Managed Ethernet Switch, 8 Port 10/100 + 16 100FX Fiber Ports + 2 Gigabit Fiber Ports. Rack Mount with Internal Universal Power Supply, 90VAC-264VAC. | Ea |  | 1 Year (Limited Lifetime) | 10040 | 8% | 9236.8
50026 | Etherwan | EX77242-A2RC | Hardened ( -40°C - 75°C ) Managed Ethernet Switch, 8 Port 10/100 + 16 100FX Fiber Ports + 2 Gigabit Fiber Ports. Rack Mount with Internal Universal Power Supply, 90VAC-264VAC. | Ea |  | 1 Year (Limited Lifetime) | 11440 | 8% | 10524.8
50027 | Etherwan | EX77242-A2SC | Hardened ( -40°C - 75°C ) Managed Ethernet Switch, 8 Port 10/100 + 16 100FX Fiber Ports + 2 Gigabit Fiber Ports. Rack Mount with Internal Universal Power Supply, 90VAC-264VAC. | Ea |  | 1 Year (Limited Lifetime) | 11840 | 8% | 10892.8
50028 | Etherwan | EX77242-B0VC | Hardened ( -40°C - 75°C ) Managed Ethernet Switch, 8 Port 10/100 + 16 100FX Fiber Ports + 2 Gigabit / SFP Combo Ports. Rack Mount with Internal Universal Power Supply, 90VAC-264VAC. | Ea |  | 1 Year (Limited Lifetime) | 10340 | 8% | 9512.8
50029 | Etherwan | EX77242-B23C | Hardened ( -40°C - 75°C ) Managed Ethernet Switch, 8 Port 10/100 + 16 100FX Fiber Ports + 2 Gigabit Fiber Ports. Rack Mount with Internal Universal Power Supply, 90VAC-264VAC. | Ea |  | 1 Year (Limited Lifetime) | 10640 | 8% | 9788.8
50030 | Etherwan | EX77242-B2BC | Hardened ( -40°C - 75°C ) Managed Ethernet Switch, 8 Port 10/100 + 16 100FX Fiber Ports + 2 Gigabit Fiber Ports. Rack Mount with Internal Universal Power Supply, 90VAC-264VAC. | Ea |  | 1 Year (Limited Lifetime) | 12440 | 8% | 11444.8
50031 | Etherwan | EX77242-B2RC | Hardened ( -40°C - 75°C ) Managed Ethernet Switch, 8 Port 10/100 + 16 100FX Fiber Ports + 2 Gigabit Fiber Ports. Rack Mount with Internal Universal Power Supply, 90VAC-264VAC. | Ea |  | 1 Year (Limited Lifetime) | 13840 | 8% | 12732.8
50032 | Etherwan | EX77242-B2SC | Hardened ( -40°C - 75°C ) Managed Ethernet Switch, 8 Port 10/100 + 16 100FX Fiber Ports + 2 Gigabit Fiber Ports. Rack Mount with Internal Universal Power Supply, 90VAC-264VAC. | Ea |  | 1 Year (Limited Lifetime) | 14240 | 8% | 13100.8
50033 | Etherwan | EX77242-H0VC | Hardened ( -40°C - 75°C ) Managed Ethernet Switch, 8 Port 10/100 + 16 100FX Fiber Ports + 2 Gigabit / SFP Combo Ports. Rack Mount with Internal Universal Power Supply, 90VAC-264VAC. | Ea |  | 1 Year (Limited Lifetime) | 7940 | 8% | 7304.8
50034 | Etherwan | EX77242-P0VC | Hardened ( -40°C - 75°C ) Managed Ethernet Switch, 8 Port 10/100 + 16 100FX Fiber Ports + 2 Gigabit / SFP Combo Ports. Rack Mount with Internal Universal Power Supply, 90VAC-264VAC. | Ea |  | 1 Year (Limited Lifetime) | 9540 | 8% | 8776.8
50035 | Etherwan | EX77242-P23C | Hardened ( -40°C - 75°C ) Managed Ethernet Switch, 8 Port 10/100 + 16 100FX Fiber Ports + 2 Gigabit Fiber Ports. Rack Mount with Internal Universal Power Supply, 90VAC-264VAC. | Ea |  | 1 Year (Limited Lifetime) | 9840 | 8% | 9052.8
50036 | Etherwan | EX77242-P2BC | Hardened ( -40°C - 75°C ) Managed Ethernet Switch, 8 Port 10/100 + 16 100FX Fiber Ports + 2 Gigabit / SFP Combo Ports. Rack Mount with Internal Universal Power Supply, 90VAC-264VAC. | Ea |  | 1 Year (Limited Lifetime) | 11640 | 8% | 10708.8
50037 | Etherwan | EX77242-P2RC | Hardened ( -40°C - 75°C ) Managed Ethernet Switch, 8 Port 10/100 + 16 100FX Fiber Ports + 2 Gigabit / SFP Combo Ports. Rack Mount with Internal Universal Power Supply, 90VAC-264VAC. | Ea |  | 1 Year (Limited Lifetime) | 13040 | 8% | 11996.8
50038 | Etherwan | EX77242-P2SC | Hardened ( -40°C - 75°C ) Managed Ethernet Switch, 8 Port 10/100 + 16 100FX Fiber Ports + 2 Gigabit / SFP Combo Ports. Rack Mount with Internal Universal Power Supply, 90VAC-264VAC. | Ea |  | 1 Year (Limited Lifetime) | 13440 | 8% | 12364.8
50039 | Etherwan | EX77242-Q0VC | Hardened ( -40°C - 75°C ) Managed Ethernet Switch, 8 Port 10/100 + 16 100FX Fiber Ports + 2 Gigabit / SFP Combo Ports. Rack Mount with Internal Universal Power Supply, 90VAC-264VAC. | Ea |  | 1 Year (Limited Lifetime) | 10340 | 8% | 9512.8
50040 | Etherwan | EX77242-Q23C | Hardened ( -40°C - 75°C ) Managed Ethernet Switch, 8 Port 10/100 + 16 100FX Fiber Ports + 2 Gigabit / SFP Combo Ports. Rack Mount with Internal Universal Power Supply, 90VAC-264VAC. | Ea |  | 1 Year (Limited Lifetime) | 10640 | 8% | 9788.8
50041 | Etherwan | EX77242-Q2AC | Hardened ( -40°C - 75°C ) Managed Ethernet Switch, 8 Port 10/100 + 16 100FX Fiber Ports + 2 Gigabit / SFP Combo Ports. Rack Mount with Internal Universal Power Supply, 90VAC-264VAC. | Ea |  | 1 Year (Limited Lifetime) | 11640 | 8% | 10708.8
50042 | Etherwan | EX77242-Q2BC | Hardened ( -40°C - 75°C ) Managed Ethernet Switch, 8 Port 10/100 + 16 100FX Fiber Ports + 2 Gigabit Fiber Ports. Rack Mount with Internal Universal Power Supply, 90VAC-264VAC. | Ea |  | 1 Year (Limited Lifetime) | 12440 | 8% | 11444.8
50043 | Etherwan | EX77242-Q2RC | Hardened ( -40°C - 75°C ) Managed Ethernet Switch, 8 Port 10/100 + 16 100FX Fiber Ports + 2 Gigabit Fiber Ports. Rack Mount with Internal Universal Power Supply, 90VAC-264VAC. | Ea |  | 1 Year (Limited Lifetime) | 13840 | 8% | 12732.8
50044 | Etherwan | EX77242-Q2SC | Hardened ( -40°C - 75°C ) Managed Ethernet Switch, 8 Port 10/100 + 16 100FX Fiber Ports + 2 Gigabit Fiber Ports. Rack Mount with Internal Universal Power Supply, 90VAC-264VAC. | Ea |  | 1 Year (Limited Lifetime) | 14240 | 8% | 13100.8
50045 | Etherwan | EX77242-R0VC | Hardened ( -40°C - 75°C ) Managed Ethernet Switch, 8 Port 10/100 + 16 100FX Fiber Ports + 2 Gigabit / SFP Combo Ports. Rack Mount with Internal Universal Power Supply, 90VAC-264VAC. | Ea |  | 1 Year (Limited Lifetime) | 15940 | 8% | 14664.8
50046 | Etherwan | EX77242-R23C | Hardened ( -40°C - 75°C ) Managed Ethernet Switch, 8 Port 10/100 + 16 100FX Fiber Ports + 2 Gigabit Fiber Ports. Rack Mount with Internal Universal Power Supply, 90VAC-264VAC. | Ea |  | 1 Year (Limited Lifetime) | 16240 | 8% | 14940.8
50047 | Etherwan | EX77242-R2AC | Hardened ( -40°C - 75°C ) Managed Ethernet Switch, 8 Port 10/100 + 16 100FX Fiber Ports + 2 Gigabit Fiber Ports. Rack Mount with Internal Universal Power Supply, 90VAC-264VAC. | Ea |  | 1 Year (Limited Lifetime) | 17240 | 8% | 15860.8
50048 | Etherwan | EX77242-R2BC | Hardened ( -40°C - 75°C ) Managed Ethernet Switch, 8 Port 10/100 + 16 100FX Fiber Ports + 2 Gigabit Fiber Ports. Rack Mount with Internal Universal Power Supply, 90VAC-264VAC. | Ea |  | 1 Year (Limited Lifetime) | 18040 | 8% | 16596.8
50049 | Etherwan | EX77242-R2RC | Hardened ( -40°C - 75°C ) Managed Ethernet Switch, 8 Port 10/100 + 16 100FX Fiber Ports + 2 Gigabit Fiber Ports. Rack Mount with Internal Universal Power Supply, 90VAC-264VAC. | Ea |  | 1 Year (Limited Lifetime) | 19440 | 8% | 17884.8
50050 | Etherwan | EX77242-R2SC | Hardened ( -40°C - 75°C ) Managed Ethernet Switch, 8 Port 10/100 + 16 100FX Fiber Ports + 2 Gigabit Fiber Ports. Rack Mount with Internal Universal Power Supply, 90VAC-264VAC. | Ea |  | 1 Year (Limited Lifetime) | 19840 | 8% | 18252.8
50051 | Etherwan | EX77242-S0VC | Hardened ( -40°C - 75°C ) Managed Ethernet Switch, 8 Port 10/100 + 16 100FX Fiber Ports + 2 Gigabit / SFP Combo Ports. Rack Mount with Internal Universal Power Supply, 90VAC-264VAC. | Ea |  | 1 Year (Limited Lifetime) | 17540 | 8% | 16136.8
50052 | Etherwan | EX77242-S23C | Hardened ( -40°C - 75°C ) Managed Ethernet Switch, 8 Port 10/100 + 16 100FX Fiber Ports + 2 Gigabit Fiber Ports. Rack Mount with Internal Universal Power Supply, 90VAC-264VAC. | Ea |  | 1 Year (Limited Lifetime) | 17840 | 8% | 16412.8
50053 | Etherwan | EX77242-S2AC | Hardened ( -40°C - 75°C ) Managed Ethernet Switch, 8 Port 10/100 + 16 100FX Fiber Ports + 2 Gigabit Fiber Ports. Rack Mount with Internal Universal Power Supply, 90VAC-264VAC. | Ea |  | 1 Year (Limited Lifetime) | 18840 | 8% | 17332.8
50054 | Etherwan | EX77242-S2BC | Hardened ( -40°C - 75°C ) Managed Ethernet Switch, 8 Port 10/100 + 16 100FX Fiber Ports + 2 Gigabit Fiber Ports. Rack Mount with Internal Universal Power Supply, 90VAC-264VAC. | Ea |  | 1 Year (Limited Lifetime) | 19640 | 8% | 18068.8
50055 | Etherwan | EX77242-S2RC | Hardened ( -40°C - 75°C ) Managed Ethernet Switch, 8 Port 10/100 + 16 100FX Fiber Ports + 2 Gigabit Fiber Ports. Rack Mount with Internal Universal Power Supply, 90VAC-264VAC. | Ea |  | 1 Year (Limited Lifetime) | 21040 | 8% | 19356.8
50056 | Etherwan | EX77242-S2SC | Hardened ( -40°C - 75°C ) Managed Ethernet Switch, 8 Port 10/100 + 16 100FX Fiber Ports + 2 Gigabit Fiber Ports. Rack Mount with Internal Universal Power Supply, 90VAC-264VAC. | Ea |  | 1 Year (Limited Lifetime) | 21440 | 8% | 19724.8
50057 | Etherwan | EX77242-V0VC | Hardened ( -40°C - 75°C ) Managed Ethernet Switch, 8 Port 10/100 + 16 100FX Fiber Ports + 2 Gigabit / SFP Combo Ports. Rack Mount with Internal Universal Power Supply, 90VAC-264VAC. | Ea |  | 1 Year (Limited Lifetime) | 2274 | 8% | 2092.08
50058 | Etherwan | EX77244-10VC | Hardened ( -40°C - 75°C ) Managed Ethernet Switch, 8 Port 10/100 + 16 100FX Fiber Ports + 4 Gigabit / SFP Combo Ports. Rack Mount with Internal Universal Power Supply, 90VAC-264VAC. | Ea |  | 1 Year (Limited Lifetime) | 5240 | 8% | 4820.8
50059 | Etherwan | EX77244-124C | Hardened ( -40°C - 75°C ) Managed Ethernet Switch, 8 Port 10/100 + 16 100FX Fiber Ports + 4 Gigabit Fiber Ports. Rack Mount with Internal Universal Power Supply, 90VAC-264VAC. | Ea |  | 1 Year (Limited Lifetime) | 6840 | 8% | 6292.8
50060 | Etherwan | EX77244-143C | Hardened ( -40°C - 75°C ) Managed Ethernet Switch, 8 Port 10/100 + 16 100FX Fiber Ports + 4 Gigabit Fiber Ports. Rack Mount with Internal Universal Power Supply, 90VAC-264VAC. | Ea |  | 1 Year (Limited Lifetime) | 5840 | 8% | 5372.8
50061 | Etherwan | EX77244-14AC | Hardened ( -40°C - 75°C ) Managed Ethernet Switch, 8 Port 10/100 + 16 100FX Fiber Ports + 4 Gigabit Fiber Ports. Rack Mount with Internal Universal Power Supply, 90VAC-264VAC. | Ea |  | 1 Year (Limited Lifetime) | 7840 | 8% | 7212.8
50062 | Etherwan | EX77244-14BC | Hardened ( -40°C - 75°C ) Managed Ethernet Switch, 8 Port 10/100 + 16 100FX Fiber Ports + 4 Gigabit Fiber Ports. Rack Mount with Internal Universal Power Supply, 90VAC-264VAC. | Ea |  | 1 Year (Limited Lifetime) | 9440 | 8% | 8684.8
50063 | Etherwan | EX77244-14RC | Hardened ( -40°C - 75°C ) Managed Ethernet Switch, 8 Port 10/100 + 16 100FX Fiber Ports + 4 Gigabit Fiber Ports. Rack Mount with Internal Universal Power Supply, 90VAC-264VAC. | Ea |  | 1 Year (Limited Lifetime) | 12240 | 8% | 11260.8
50064 | Etherwan | EX77244-14SC | Hardened ( -40°C - 75°C ) Managed Ethernet Switch, 8 Port 10/100 + 16 100FX Fiber Ports + 4 Gigabit Fiber Ports. Rack Mount with Internal Universal Power Supply, 90VAC-264VAC. | Ea |  | 1 Year (Limited Lifetime) | 13040 | 8% | 11996.8
50065 | Etherwan | EX77244-A0VC | Hardened ( -40°C - 75°C ) Managed Ethernet Switch, 8 Port 10/100 + 16 100FX Fiber Ports + 4 Gigabit / SFP Combo Ports. Rack Mount with Internal Universal Power Supply, 90VAC-264VAC. | Ea |  | 1 Year (Limited Lifetime) | 8440 | 8% | 7764.8
50066 | Etherwan | EX77244-A2BC | Hardened ( -40°C - 75°C ) Managed Ethernet Switch, 8 Port 10/100 + 16 100FX Fiber Ports + 4 Gigabit Fiber Ports. Rack Mount with Internal Universal Power Supply, 90VAC-264VAC. | Ea |  | 1 Year (Limited Lifetime) | 10460 | 8% | 9623.2
50067 | Etherwan | EX77244-A43C | Hardened ( -40°C - 75°C ) Managed Ethernet Switch, 8 Port 10/100 + 16 100FX Fiber Ports + 4 Gigabit Fiber Ports. Rack Mount with Internal Universal Power Supply, 90VAC-264VAC. | Ea |  | 1 Year (Limited Lifetime) | 9040 | 8% | 8316.8
50068 | Etherwan | EX77244-A4AC | Hardened ( -40°C - 75°C ) Managed Ethernet Switch, 8 Port 10/100 + 16 100FX Fiber Ports + 4 Gigabit Fiber Ports. Rack Mount with Internal Universal Power Supply, 90VAC-264VAC. | Ea |  | 1 Year (Limited Lifetime) | 11040 | 8% | 10156.8
50069 | Etherwan | EX77244-A4BC | Hardened ( -40°C - 75°C ) Managed Ethernet Switch, 8 Port 10/100 + 16 100FX Fiber Ports + 4 Gigabit Fiber Ports. Rack Mount with Internal Universal Power Supply, 90VAC-264VAC. | Ea |  | 1 Year (Limited Lifetime) | 12640 | 8% | 11628.8
50070 | Etherwan | EX77244-A4RC | Hardened ( -40°C - 75°C ) Managed Ethernet Switch, 8 Port 10/100 + 16 100FX Fiber Ports + 4 Gigabit Fiber Ports. Rack Mount with Internal Universal Power Supply, 90VAC-264VAC. | Ea |  | 1 Year (Limited Lifetime) | 15440 | 8% | 14204.8
50071 | Etherwan | EX77244-A4SC | Hardened ( -40°C - 75°C ) Managed Ethernet Switch, 8 Port 10/100 + 16 100FX Fiber Ports + 4 Gigabit Fiber Ports. Rack Mount with Internal Universal Power Supply, 90VAC-264VAC. | Ea |  | 1 Year (Limited Lifetime) | 16240 | 8% | 14940.8
50072 | Etherwan | EX77244-B0VC | Hardened ( -40°C - 75°C ) Managed Ethernet Switch, 8 Port 10/100 + 16 100FX Fiber Ports + 4 Gigabit / SFP Combo Ports. Rack Mount with Internal Universal Power Supply, 90VAC-264VAC. | Ea |  | 1 Year (Limited Lifetime) | 10840 | 8% | 9972.8
50073 | Etherwan | EX77244-B43C | Hardened ( -40°C - 75°C ) Managed Ethernet Switch, 8 Port 10/100 + 16 100FX Fiber Ports + 4 Gigabit Fiber Ports. Rack Mount with Internal Universal Power Supply, 90VAC-264VAC. | Ea |  | 1 Year (Limited Lifetime) | 11440 | 8% | 10524.8
50074 | Etherwan | EX77244-B4AC | Hardened ( -40°C - 75°C ) Managed Ethernet Switch, 8 Port 10/100 + 16 100FX Fiber Ports + 4 Gigabit Fiber Ports. Rack Mount with Internal Universal Power Supply, 90VAC-264VAC. | Ea |  | 1 Year (Limited Lifetime) | 13440 | 8% | 12364.8
50075 | Etherwan | EX77244-B4BC | Hardened ( -40°C - 75°C ) Managed Ethernet Switch, 8 Port 10/100 + 16 100FX Fiber Ports + 4 Gigabit Fiber Ports. Rack Mount with Internal Universal Power Supply, 90VAC-264VAC. | Ea |  | 1 Year (Limited Lifetime) | 15040 | 8% | 13836.8
50076 | Etherwan | EX77244-B4RC | Hardened ( -40°C - 75°C ) Managed Ethernet Switch, 8 Port 10/100 + 16 100FX Fiber Ports + 4 Gigabit Fiber Ports. Rack Mount with Internal Universal Power Supply, 90VAC-264VAC. | Ea |  | 1 Year (Limited Lifetime) | 17840 | 8% | 16412.8
50077 | Etherwan | EX77244-B4SC | Hardened ( -40°C - 75°C ) Managed Ethernet Switch, 8 Port 10/100 + 16 100FX Fiber Ports + 4 Gigabit Fiber Ports. Rack Mount with Internal Universal Power Supply, 90VAC-264VAC. | Ea |  | 1 Year (Limited Lifetime) | 18640 | 8% | 17148.8
50078 | Etherwan | EX77244-P0VC | Hardened ( -40°C - 75°C ) Managed Ethernet Switch, 8 Port 10/100 + 16 100FX Fiber Ports + 4 Gigabit / SFP Combo Ports. Rack Mount with Internal Universal Power Supply, 90VAC-264VAC. | Ea |  | 1 Year (Limited Lifetime) | 10040 | 8% | 9236.8
50079 | Etherwan | EX77244-P43C | Hardened ( -40°C - 75°C ) Managed Ethernet Switch, 8 Port 10/100 + 16 100FX Fiber Ports + 4 Gigabit Fiber Ports. Rack Mount with Internal Universal Power Supply, 90VAC-264VAC. | Ea |  | 1 Year (Limited Lifetime) | 10640 | 8% | 9788.8
50080 | Etherwan | EX77244-P4AC | Hardened ( -40°C - 75°C ) Managed Ethernet Switch, 8 Port 10/100 + 16 100FX Fiber Ports + 4 Gigabit Fiber Ports. Rack Mount with Internal Universal Power Supply, 90VAC-264VAC. | Ea |  | 1 Year (Limited Lifetime) | 12640 | 8% | 11628.8
50081 | Etherwan | EX77244-P4BC | Hardened ( -40°C - 75°C ) Managed Ethernet Switch, 8 Port 10/100 + 16 100FX Fiber Ports + 4 Gigabit Fiber Ports. Rack Mount with Internal Universal Power Supply, 90VAC-264VAC. | Ea |  | 1 Year (Limited Lifetime) | 14240 | 8% | 13100.8
50082 | Etherwan | EX77244-P4RC | Hardened ( -40°C - 75°C ) Managed Ethernet Switch, 8 Port 10/100 + 16 100FX Fiber Ports + 4 Gigabit Fiber Ports. Rack Mount with Internal Universal Power Supply, 90VAC-264VAC. | Ea |  | 1 Year (Limited Lifetime) | 17040 | 8% | 15676.8
50083 | Etherwan | EX77244-P4SC | Hardened ( -40°C - 75°C ) Managed Ethernet Switch, 8 Port 10/100 + 16 100FX Fiber Ports + 4 Gigabit Fiber Ports. Rack Mount with Internal Universal Power Supply, 90VAC-264VAC. | Ea |  | 1 Year (Limited Lifetime) | 17840 | 8% | 16412.8
50084 | Etherwan | EX77244-Q0VC | Hardened ( -40°C - 75°C ) Managed Ethernet Switch, 8 Port 10/100 + 16 100FX Fiber Ports + 4 Gigabit / SFP Combo Ports. Rack Mount with Internal Universal Power Supply, 90VAC-264VAC. | Ea |  | 1 Year (Limited Lifetime) | 10840 | 8% | 9972.8
50085 | Etherwan | EX77244-Q43C | Hardened ( -40°C - 75°C ) Managed Ethernet Switch, 8 Port 10/100 + 16 100FX Fiber Ports + 4 Gigabit Fiber Ports. Rack Mount with Internal Universal Power Supply, 90VAC-264VAC. | Ea |  | 1 Year (Limited Lifetime) | 11440 | 8% | 10524.8
50086 | Etherwan | EX77244-Q4AC | Hardened ( -40°C - 75°C ) Managed Ethernet Switch, 8 Port 10/100 + 16 100FX Fiber Ports + 4 Gigabit Fiber Ports. Rack Mount with Internal Universal Power Supply, 90VAC-264VAC. | Ea |  | 1 Year (Limited Lifetime) | 13440 | 8% | 12364.8
50087 | Etherwan | EX77244-Q4BC | Hardened ( -40°C - 75°C ) Managed Ethernet Switch, 8 Port 10/100 + 16 100FX Fiber Ports + 4 Gigabit Fiber Ports. Rack Mount with Internal Universal Power Supply, 90VAC-264VAC. | Ea |  | 1 Year (Limited Lifetime) | 15040 | 8% | 13836.8
50088 | Etherwan | EX77244-Q4RC | Hardened ( -40°C - 75°C ) Managed Ethernet Switch, 8 Port 10/100 + 16 100FX Fiber Ports + 4 Gigabit Fiber Ports. Rack Mount with Internal Universal Power Supply, 90VAC-264VAC. | Ea |  | 1 Year (Limited Lifetime) | 17840 | 8% | 16412.8
50089 | Etherwan | EX77244-Q4SC | Hardened ( -40°C - 75°C ) Managed Ethernet Switch, 8 Port 10/100 + 16 100FX Fiber Ports + 4 Gigabit Fiber Ports. Rack Mount with Internal Universal Power Supply, 90VAC-264VAC. | Ea |  | 1 Year (Limited Lifetime) | 18640 | 8% | 17148.8
50090 | Etherwan | EX77244-R0VC | Hardened ( -40°C - 75°C ) Managed Ethernet Switch, 8 Port 10/100 + 16 100FX Fiber Ports + 4 Gigabit / SFP Combo Ports. Rack Mount with Internal Universal Power Supply, 90VAC-264VAC. | Ea |  | 1 Year (Limited Lifetime) | 16440 | 8% | 15124.8
50091 | Etherwan | EX77244-R43C | Hardened ( -40°C - 75°C ) Managed Ethernet Switch, 8 Port 10/100 + 16 100FX Fiber Ports + 4 Gigabit Fiber Ports. Rack Mount with Internal Universal Power Supply, 90VAC-264VAC. | Ea |  | 1 Year (Limited Lifetime) | 17040 | 8% | 15676.8
50092 | Etherwan | EX77244-R4AC | Hardened ( -40°C - 75°C ) Managed Ethernet Switch, 8 Port 10/100 + 16 100FX Fiber Ports + 4 Gigabit Fiber Ports. Rack Mount with Internal Universal Power Supply, 90VAC-264VAC. | Ea |  | 1 Year (Limited Lifetime) | 19040 | 8% | 17516.8
50093 | Etherwan | EX77244-R4BC | Hardened ( -40°C - 75°C ) Managed Ethernet Switch, 8 Port 10/100 + 16 100FX Fiber Ports + 4 Gigabit Fiber Ports. Rack Mount with Internal Universal Power Supply, 90VAC-264VAC. | Ea |  | 1 Year (Limited Lifetime) | 20640 | 8% | 18988.8
50094 | Etherwan | EX77244-R4RC | Hardened ( -40°C - 75°C ) Managed Ethernet Switch, 8 Port 10/100 + 16 100FX Fiber Ports + 4 Gigabit Fiber Ports. Rack Mount with Internal Universal Power Supply, 90VAC-264VAC. | Ea |  | 1 Year (Limited Lifetime) | 23440 | 8% | 21564.8
50095 | Etherwan | EX77244-R4SC | Hardened ( -40°C - 75°C ) Managed Ethernet Switch, 8 Port 10/100 + 16 100FX Fiber Ports + 4 Gigabit Fiber Ports. Rack Mount with Internal Universal Power Supply, 90VAC-264VAC. | Ea |  | 1 Year (Limited Lifetime) | 24240 | 8% | 22300.8
50096 | Etherwan | EX77244-S0VC | Hardened ( -40°C - 75°C ) Managed Ethernet Switch, 8 Port 10/100 + 16 100FX Fiber Ports + 4 Gigabit / SFP Combo Ports. Rack Mount with Internal Universal Power Supply, 90VAC-264VAC. | Ea |  | 1 Year (Limited Lifetime) | 18040 | 8% | 16596.8
50097 | Etherwan | EX77244-S43C | Hardened ( -40°C - 75°C ) Managed Ethernet Switch, 8 Port 10/100 + 16 100FX Fiber Ports + 4 Gigabit Fiber Ports. Rack Mount with Internal Universal Power Supply, 90VAC-264VAC. | Ea |  | 1 Year (Limited Lifetime) | 18640 | 8% | 17148.8
50098 | Etherwan | EX77244-S4AC | Hardened ( -40°C - 75°C ) Managed Ethernet Switch, 8 Port 10/100 + 16 100FX Fiber Ports + 4 Gigabit Fiber Ports. Rack Mount with Internal Universal Power Supply, 90VAC-264VAC. | Ea |  | 1 Year (Limited Lifetime) | 20640 | 8% | 18988.8
50099 | Etherwan | EX77244-S4BC | Hardened ( -40°C - 75°C ) Managed Ethernet Switch, 8 Port 10/100 + 16 100FX Fiber Ports + 4 Gigabit Fiber Ports. Rack Mount with Internal Universal Power Supply, 90VAC-264VAC. | Ea |  | 1 Year (Limited Lifetime) | 22240 | 8% | 20460.8
50100 | Etherwan | EX77244-S4RC | Hardened ( -40°C - 75°C ) Managed Ethernet Switch, 8 Port 10/100 + 16 100FX Fiber Ports + 4 Gigabit Fiber Ports. Rack Mount with Internal Universal Power Supply, 90VAC-264VAC. | Ea |  | 1 Year (Limited Lifetime) | 25040 | 8% | 23036.8
50101 | Etherwan | EX77244-S4SC | Hardened ( -40°C - 75°C ) Managed Ethernet Switch, 8 Port 10/100 + 16 100FX Fiber Ports + 4 Gigabit Fiber Ports. Rack Mount with Internal Universal Power Supply, 90VAC-264VAC. | Ea |  | 1 Year (Limited Lifetime) | 25840 | 8% | 23772.8
50102 | Etherwan | EX77244-V0VC | Hardened ( -40°C - 75°C ) Managed Ethernet Switch, 8 Port 10/100 + 16 100FX Fiber Ports + 4 Gigabit / SFP Combo Ports. Rack Mount with Internal Universal Power Supply, 90VAC-264VAC. | Ea |  | 1 Year (Limited Lifetime) | 2774 | 8% | 2552.08
50103 | Etherwan | EX772A0-S00C-CC | Hardened ( -40°C - 75°C ) Managed Ethernet Switch, 8 Port 10/100 + 2 100FX Fiber Ports. Rack Mount with Internal Universal Power Supply, 90VAC-264VAC with conformal coating. | Ea |  | 1 Year (Limited Lifetime) | 3040 | 8% | 2796.8
50104 | Etherwan | EX77330-A00C | Hardened ( -40°C - 75°C ) Managed Ethernet Switch, 12 Port 10/100 + 12 100FX Fiber Ports. Rack Mount with Internal Universal Power Supply, 90VAC-264VAC. | Ea |  | 1 Year (Limited Lifetime) | 5960 | 8% | 5483.2
50105 | Etherwan | EX77330-B00C | Hardened ( -40°C - 75°C ) Managed Ethernet Switch, 12 Port 10/100 + 12 100FX Fiber Ports. Rack Mount with Internal Universal Power Supply, 90VAC-264VAC. | Ea |  | 1 Year (Limited Lifetime) | 7760 | 8% | 7139.2
50106 | Etherwan | EX77401-013C | Hardened ( -40°C - 75°C ) Managed Ethernet Switch, 16 Port 10/100 + 1 Gigabit Fiber Ports. Rack Mount with Internal Universal Power Supply, 90VAC-264VAC. | Ea |  | 1 Year (Limited Lifetime) | 1680 | 8% | 1545.6
50107 | Etherwan | EX77401-01AC | Hardened ( -40°C - 75°C ) Managed Ethernet Switch, 16 Port 10/100 + 1 Gigabit Fiber Ports. Rack Mount with Internal Universal Power Supply, 90VAC-264VAC. | Ea |  | 1 Year (Limited Lifetime) | 2180 | 8% | 2005.6
50108 | Etherwan | EX77402-00VC | Hardened ( -40°C - 75°C ) Managed Ethernet Switch, 16 Port 10/100 + 2 Gigabit / SFP Combo Ports. Rack Mount with Internal Universal Power Supply, 90VAC-264VAC. | Ea |  | 1 Year (Limited Lifetime) | 1780 | 8% | 1637.6
50109 | Etherwan | EX77402-023C | Hardened ( -40°C - 75°C ) Managed Ethernet Switch, 16 Port 10/100 + 2 Gigabit Fiber Ports. Rack Mount with Internal Universal Power Supply, 90VAC-264VAC. | Ea |  | 1 Year (Limited Lifetime) | 2080 | 8% | 1913.6
50110 | Etherwan | EX77402-02AC | Hardened ( -40°C - 75°C ) Managed Ethernet Switch, 16 Port 10/100 + 2 Gigabit Fiber Ports. Rack Mount with Internal Universal Power Supply, 90VAC-264VAC. | Ea |  | 1 Year (Limited Lifetime) | 3080 | 8% | 2833.6
50111 | Etherwan | EX77402-02BC | Hardened ( -40°C - 75°C ) Managed Ethernet Switch, 16 Port 10/100 + 2 Gigabit Fiber Ports. Rack Mount with Internal Universal Power Supply, 90VAC-264VAC. | Ea |  | 1 Year (Limited Lifetime) | 3880 | 8% | 3569.6
50112 | Etherwan | EX77402-02RC | Hardened ( -40°C - 75°C ) Managed Ethernet Switch, 16 Port 10/100 + 2 Gigabit Fiber Ports. Rack Mount with Internal Universal Power Supply, 90VAC-264VAC. | Ea |  | 1 Year (Limited Lifetime) | 5280 | 8% | 4857.6
50113 | Etherwan | EX77402-02SC | Hardened ( -40°C - 75°C ) Managed Ethernet Switch, 16 Port 10/100 + 2 Gigabit Fiber Ports. Rack Mount with Internal Universal Power Supply, 90VAC-264VAC. | Ea |  | 1 Year (Limited Lifetime) | 5680 | 8% | 5225.6
50114 | Etherwan | EX77403-03BC | Hardened ( -40°C - 75°C ) Managed Ethernet Switch, 16 Port 10/100 + 3 Gigabit Fiber Ports. Rack Mount with Internal Universal Power Supply, 90VAC-264VAC. | Ea |  | 1 Year (Limited Lifetime) | 5180 | 8% | 4765.6
50115 | Etherwan | EX77403-03CC | Hardened ( -40°C - 75°C ) Managed Ethernet Switch, 16 Port 10/100 + 3 Gigabit Fiber Ports. Rack Mount with Internal Universal Power Supply, 90VAC-264VAC. | Ea |  | 1 Year (Limited Lifetime) | 7130 | 8% | 6559.6
50116 | Etherwan | EX77404-00VC | Hardened ( -40°C - 75°C ) Managed Ethernet Switch, 16 Port 10/100 + 4 Gigabit / SFP Combo Ports. Rack Mount with Internal Universal Power Supply, 90VAC-264VAC. | Ea |  | 1 Year (Limited Lifetime) | 2280 | 8% | 2097.6
50117 | Etherwan | EX77404-024C | Hardened ( -40°C - 75°C ) Managed Ethernet Switch, 16 Port 10/100 + 2 Gigabit Fiber Ports. Rack Mount with Internal Universal Power Supply, 90VAC-264VAC. | Ea |  | 1 Year (Limited Lifetime) | 4300 | 8% | 3956
50118 | Etherwan | EX77404-043C | Hardened ( -40°C - 75°C ) Managed Ethernet Switch, 16 Port 10/100 + 2 Gigabit Fiber Ports. Rack Mount with Internal Universal Power Supply, 90VAC-264VAC. | Ea |  | 1 Year (Limited Lifetime) | 2880 | 8% | 2649.6
50119 | Etherwan | EX77404-04AC | Hardened ( -40°C - 75°C ) Managed Ethernet Switch, 16 Port 10/100 + 2 Gigabit Fiber Ports. Rack Mount with Internal Universal Power Supply, 90VAC-264VAC. | Ea |  | 1 Year (Limited Lifetime) | 4880 | 8% | 4489.6
50120 | Etherwan | EX77404-04BC | Hardened ( -40°C - 75°C ) Managed Ethernet Switch, 16 Port 10/100 + 2 Gigabit Fiber Ports. Rack Mount with Internal Universal Power Supply, 90VAC-264VAC. | Ea |  | 1 Year (Limited Lifetime) | 6480 | 8% | 5961.6
50121 | Etherwan | EX77404-04RC | Hardened ( -40°C - 75°C ) Managed Ethernet Switch, 16 Port 10/100 + 2 Gigabit Fiber Ports. Rack Mount with Internal Universal Power Supply, 90VAC-264VAC. | Ea |  | 1 Year (Limited Lifetime) | 9280 | 8% | 8537.6
50122 | Etherwan | EX77404-04SC | Hardened ( -40°C - 75°C ) Managed Ethernet Switch, 16 Port 10/100 + 2 Gigabit Fiber Ports. Rack Mount with Internal Universal Power Supply, 90VAC-264VAC. | Ea |  | 1 Year (Limited Lifetime) | 10080 | 8% | 9273.6
50123 | Etherwan | EX77410-100C | Hardened ( -40°C - 75°C ) Managed Ethernet Switch, 16 Port 10/100 + 4 100FX Fiber Ports. Rack Mount with Internal Universal Power Supply, 90VAC-264VAC. | Ea |  | 1 Year (Limited Lifetime) | 2080 | 8% | 1913.6
50124 | Etherwan | EX77410-A00C | Hardened ( -40°C - 75°C ) Managed Ethernet Switch, 16 Port 10/100 + 4 100FX Fiber Ports. Rack Mount with Internal Universal Power Supply, 90VAC-264VAC. | Ea |  | 1 Year (Limited Lifetime) | 2880 | 8% | 2649.6
50125 | Etherwan | EX77410-B00C | Hardened ( -40°C - 75°C ) Managed Ethernet Switch, 16 Port 10/100 + 4 100FX Fiber Ports. Rack Mount with Internal Universal Power Supply, 90VAC-264VAC. | Ea |  | 1 Year (Limited Lifetime) | 3480 | 8% | 3201.6
50126 | Etherwan | EX77410-P00C | Hardened ( -40°C - 75°C ) Managed Ethernet Switch, 16 Port 10/100 + 4 100FX Fiber Ports. Rack Mount with Internal Universal Power Supply, 90VAC-264VAC. | Ea |  | 1 Year (Limited Lifetime) | 3280 | 8% | 3017.6
50127 | Etherwan | EX77410-Q00C | Hardened ( -40°C - 75°C ) Managed Ethernet Switch, 16 Port 10/100 + 4 100FX Fiber Ports. Rack Mount with Internal Universal Power Supply, 90VAC-264VAC. | Ea |  | 1 Year (Limited Lifetime) | 3480 | 8% | 3201.6
50128 | Etherwan | EX77410-R00C | Hardened ( -40°C - 75°C ) Managed Ethernet Switch, 16 Port 10/100 + 4 100FX Fiber Ports. Rack Mount with Internal Universal Power Supply, 90VAC-264VAC. | Ea |  | 1 Year (Limited Lifetime) | 4880 | 8% | 4489.6
50129 | Etherwan | EX77410-S00C | Hardened ( -40°C - 75°C ) Managed Ethernet Switch, 16 Port 10/100 + 4 100FX Fiber Ports. Rack Mount with Internal Universal Power Supply, 90VAC-264VAC. | Ea |  | 1 Year (Limited Lifetime) | 5280 | 8% | 4857.6
50130 | Etherwan | EX77410-V00C | Hardened ( -40°C - 75°C ) Managed Ethernet Switch, 16 Port 10/100 + 4 100Mbps SFP Ports. Rack Mount with Internal Universal Power Supply, 90VAC-264VAC. | Ea |  | 1 Year (Limited Lifetime) | 1463 | 8% | 1345.96
50131 | Etherwan | EX77412-10VC | Hardened ( -40°C - 75°C ) Managed Ethernet Switch, 16 Port 10/100 + 4 100FX Fiber Ports + 2 Gigabit / SFP Combo Ports. Rack Mount with Internal Universal Power Supply, 90VAC-264VAC. | Ea |  | 1 Year (Limited Lifetime) | 2580 | 8% | 2373.6
50132 | Etherwan | EX77412-123C | Hardened ( -40°C - 75°C ) Managed Ethernet Switch, 16 Port 10/100 + 4 100FX Fiber Ports + 2 Gigabit Fiber Ports. Rack Mount with Internal Universal Power Supply, 90VAC-264VAC. | Ea |  | 1 Year (Limited Lifetime) | 2880 | 8% | 2649.6
50133 | Etherwan | EX77412-12AC | Hardened ( -40°C - 75°C ) Managed Ethernet Switch, 16 Port 10/100 + 4 100FX Fiber Ports + 2 Gigabit Fiber Ports. Rack Mount with Internal Universal Power Supply, 90VAC-264VAC. | Ea |  | 1 Year (Limited Lifetime) | 3880 | 8% | 3569.6
50134 | Etherwan | EX77412-12BC | Hardened ( -40°C - 75°C ) Managed Ethernet Switch, 16 Port 10/100 + 4 100FX Fiber Ports + 2 Gigabit Fiber Ports. Rack Mount with Internal Universal Power Supply, 90VAC-264VAC. | Ea |  | 1 Year (Limited Lifetime) | 4680 | 8% | 4305.6
50135 | Etherwan | EX77412-12RC | Hardened ( -40°C - 75°C ) Managed Ethernet Switch, 16 Port 10/100 + 4 100FX Fiber Ports + 2 Gigabit Fiber Ports. Rack Mount with Internal Universal Power Supply, 90VAC-264VAC. | Ea |  | 1 Year (Limited Lifetime) | 6080 | 8% | 5593.6
50136 | Etherwan | EX77412-12SC | Hardened ( -40°C - 75°C ) Managed Ethernet Switch, 16 Port 10/100 + 4 100FX Fiber Ports + 2 Gigabit Fiber Ports. Rack Mount with Internal Universal Power Supply, 90VAC-264VAC. | Ea |  | 1 Year (Limited Lifetime) | 6480 | 8% | 5961.6
50137 | Etherwan | EX77412-A0VC | Hardened ( -40°C - 75°C ) Managed Ethernet Switch, 16 Port 10/100 + 4 100FX Fiber Ports + 2 Gigabit / SFP Combo Ports. Rack Mount with Internal Universal Power Supply, 90VAC-264VAC. | Ea |  | 1 Year (Limited Lifetime) | 3380 | 8% | 3109.6
50138 | Etherwan | EX77412-A23C | Hardened ( -40°C - 75°C ) Managed Ethernet Switch, 16 Port 10/100 + 4 100FX Fiber Ports + 2 Gigabit Fiber Ports. Rack Mount with Internal Universal Power Supply, 90VAC-264VAC. | Ea |  | 1 Year (Limited Lifetime) | 3680 | 8% | 3385.6
50139 | Etherwan | EX77412-A2AC | Hardened ( -40°C - 75°C ) Managed Ethernet Switch, 16 Port 10/100 + 4 100FX Fiber Ports + 2 Gigabit Fiber Ports. Rack Mount with Internal Universal Power Supply, 90VAC-264VAC. | Ea |  | 1 Year (Limited Lifetime) | 4680 | 8% | 4305.6
50140 | Etherwan | EX77412-A2BC | Hardened ( -40°C - 75°C ) Managed Ethernet Switch, 16 Port 10/100 + 4 100FX Fiber Ports + 2 Gigabit Fiber Ports. Rack Mount with Internal Universal Power Supply, 90VAC-264VAC. | Ea |  | 1 Year (Limited Lifetime) | 5480 | 8% | 5041.6
50141 | Etherwan | EX77412-A2RC | Hardened ( -40°C - 75°C ) Managed Ethernet Switch, 16 Port 10/100 + 4 100FX Fiber Ports + 2 Gigabit Fiber Ports. Rack Mount with Internal Universal Power Supply, 90VAC-264VAC. | Ea |  | 1 Year (Limited Lifetime) | 6880 | 8% | 6329.6
50142 | Etherwan | EX77412-A2SC | Hardened ( -40°C - 75°C ) Managed Ethernet Switch, 16 Port 10/100 + 4 100FX Fiber Ports + 2 Gigabit Fiber Ports. Rack Mount with Internal Universal Power Supply, 90VAC-264VAC. | Ea |  | 1 Year (Limited Lifetime) | 7280 | 8% | 6697.6
50143 | Etherwan | EX77412-B0VC | Hardened ( -40°C - 75°C ) Managed Ethernet Switch, 16 Port 10/100 + 4 100FX Fiber Ports + 2 Gigabit / SFP Combo Ports. Rack Mount with Internal Universal Power Supply, 90VAC-264VAC. | Ea |  | 1 Year (Limited Lifetime) | 3980 | 8% | 3661.6
50144 | Etherwan | EX77412-B23C | Hardened ( -40°C - 75°C ) Managed Ethernet Switch, 16 Port 10/100 + 4 100FX Fiber Ports + 2 Gigabit Fiber Ports. Rack Mount with Internal Universal Power Supply, 90VAC-264VAC. | Ea |  | 1 Year (Limited Lifetime) | 4280 | 8% | 3937.6
50145 | Etherwan | EX77412-B2AC | Hardened ( -40°C - 75°C ) Managed Ethernet Switch, 16 Port 10/100 + 4 100FX Fiber Ports + 2 Gigabit Fiber Ports. Rack Mount with Internal Universal Power Supply, 90VAC-264VAC. | Ea |  | 1 Year (Limited Lifetime) | 5280 | 8% | 4857.6
50146 | Etherwan | EX77412-B2BC | Hardened ( -40°C - 75°C ) Managed Ethernet Switch, 16 Port 10/100 + 4 100FX Fiber Ports + 2 Gigabit Fiber Ports. Rack Mount with Internal Universal Power Supply, 90VAC-264VAC. | Ea |  | 1 Year (Limited Lifetime) | 6080 | 8% | 5593.6
50147 | Etherwan | EX77412-B2RC | Hardened ( -40°C - 75°C ) Managed Ethernet Switch, 16 Port 10/100 + 4 100FX Fiber Ports + 2 Gigabit Fiber Ports. Rack Mount with Internal Universal Power Supply, 90VAC-264VAC. | Ea |  | 1 Year (Limited Lifetime) | 7480 | 8% | 6881.6
50148 | Etherwan | EX77412-B2SC | Hardened ( -40°C - 75°C ) Managed Ethernet Switch, 16 Port 10/100 + 4 100FX Fiber Ports + 2 Gigabit Fiber Ports. Rack Mount with Internal Universal Power Supply, 90VAC-264VAC. | Ea |  | 1 Year (Limited Lifetime) | 7880 | 8% | 7249.6
50149 | Etherwan | EX77412-P0VC | Hardened ( -40°C - 75°C ) Managed Ethernet Switch, 16 Port 10/100 + 4 100FX Fiber Ports + 2 Gigabit / SFP Combo Ports. Rack Mount with Internal Universal Power Supply, 90VAC-264VAC. | Ea |  | 1 Year (Limited Lifetime) | 3780 | 8% | 3477.6
50150 | Etherwan | EX77412-P23C | Hardened ( -40°C - 75°C ) Managed Ethernet Switch, 16 Port 10/100 + 4 100FX Fiber Ports + 2 Gigabit Fiber Ports. Rack Mount with Internal Universal Power Supply, 90VAC-264VAC. | Ea |  | 1 Year (Limited Lifetime) | 4080 | 8% | 3753.6
50151 | Etherwan | EX77412-P2AC | Hardened ( -40°C - 75°C ) Managed Ethernet Switch, 16 Port 10/100 + 4 100FX Fiber Ports + 2 Gigabit Fiber Ports. Rack Mount with Internal Universal Power Supply, 90VAC-264VAC. | Ea |  | 1 Year (Limited Lifetime) | 5080 | 8% | 4673.6
50152 | Etherwan | EX77412-P2BC | Hardened ( -40°C - 75°C ) Managed Ethernet Switch, 16 Port 10/100 + 4 100FX Fiber Ports + 2 Gigabit Fiber Ports. Rack Mount with Internal Universal Power Supply, 90VAC-264VAC. | Ea |  | 1 Year (Limited Lifetime) | 5880 | 8% | 5409.6
50153 | Etherwan | EX77412-P2RC | Hardened ( -40°C - 75°C ) Managed Ethernet Switch, 16 Port 10/100 + 4 100FX Fiber Ports + 2 Gigabit Fiber Ports. Rack Mount with Internal Universal Power Supply, 90VAC-264VAC. | Ea |  | 1 Year (Limited Lifetime) | 7280 | 8% | 6697.6
50154 | Etherwan | EX77412-P2SC | Hardened ( -40°C - 75°C ) Managed Ethernet Switch, 16 Port 10/100 + 4 100FX Fiber Ports + 2 Gigabit Fiber Ports. Rack Mount with Internal Universal Power Supply, 90VAC-264VAC. | Ea |  | 1 Year (Limited Lifetime) | 7680 | 8% | 7065.6
50155 | Etherwan | EX77412-Q0VC | Hardened ( -40°C - 75°C ) Managed Ethernet Switch, 16 Port 10/100 + 4 100FX Fiber Ports + 2 Gigabit / SFP Combo Ports. Rack Mount with Internal Universal Power Supply, 90VAC-264VAC. | Ea |  | 1 Year (Limited Lifetime) | 3980 | 8% | 3661.6
50156 | Etherwan | EX77412-Q23C | Hardened ( -40°C - 75°C ) Managed Ethernet Switch, 16 Port 10/100 + 4 100FX Fiber Ports + 2 Gigabit Fiber Ports. Rack Mount with Internal Universal Power Supply, 90VAC-264VAC. | Ea |  | 1 Year (Limited Lifetime) | 4280 | 8% | 3937.6
50157 | Etherwan | EX77412-Q2AC | Hardened ( -40°C - 75°C ) Managed Ethernet Switch, 16 Port 10/100 + 4 100FX Fiber Ports + 2 Gigabit Fiber Ports. Rack Mount with Internal Universal Power Supply, 90VAC-264VAC. | Ea |  | 1 Year (Limited Lifetime) | 5280 | 8% | 4857.6
50158 | Etherwan | EX77412-Q2BC | Hardened ( -40°C - 75°C ) Managed Ethernet Switch, 16 Port 10/100 + 4 100FX Fiber Ports + 2 Gigabit Fiber Ports. Rack Mount with Internal Universal Power Supply, 90VAC-264VAC. | Ea |  | 1 Year (Limited Lifetime) | 6080 | 8% | 5593.6
50159 | Etherwan | EX77412-Q2RC | Hardened ( -40°C - 75°C ) Managed Ethernet Switch, 16 Port 10/100 + 4 100FX Fiber Ports + 2 Gigabit Fiber Ports. Rack Mount with Internal Universal Power Supply, 90VAC-264VAC. | Ea |  | 1 Year (Limited Lifetime) | 7480 | 8% | 6881.6
50160 | Etherwan | EX77412-Q2SC | Hardened ( -40°C - 75°C ) Managed Ethernet Switch, 16 Port 10/100 + 4 100FX Fiber Ports + 2 Gigabit Fiber Ports. Rack Mount with Internal Universal Power Supply, 90VAC-264VAC. | Ea |  | 1 Year (Limited Lifetime) | 7880 | 8% | 7249.6
50161 | Etherwan | EX77412-R0VC | Hardened ( -40°C - 75°C ) Managed Ethernet Switch, 16 Port 10/100 + 4 100FX Fiber Ports + 2 Gigabit / SFP Combo Ports. Rack Mount with Internal Universal Power Supply, 90VAC-264VAC. | Ea |  | 1 Year (Limited Lifetime) | 5380 | 8% | 4949.6
50162 | Etherwan | EX77412-R23C | Hardened ( -40°C - 75°C ) Managed Ethernet Switch, 16 Port 10/100 + 4 100FX Fiber Ports + 2 Gigabit Fiber Ports. Rack Mount with Internal Universal Power Supply, 90VAC-264VAC. | Ea |  | 1 Year (Limited Lifetime) | 5680 | 8% | 5225.6
50163 | Etherwan | EX77412-R2AC | Hardened ( -40°C - 75°C ) Managed Ethernet Switch, 16 Port 10/100 + 4 100FX Fiber Ports + 2 Gigabit Fiber Ports. Rack Mount with Internal Universal Power Supply, 90VAC-264VAC. | Ea |  | 1 Year (Limited Lifetime) | 6680 | 8% | 6145.6
50164 | Etherwan | EX77412-R2BC | Hardened ( -40°C - 75°C ) Managed Ethernet Switch, 16 Port 10/100 + 4 100FX Fiber Ports + 2 Gigabit Fiber Ports. Rack Mount with Internal Universal Power Supply, 90VAC-264VAC. | Ea |  | 1 Year (Limited Lifetime) | 7480 | 8% | 6881.6
50165 | Etherwan | EX77412-R2RC | Hardened ( -40°C - 75°C ) Managed Ethernet Switch, 16 Port 10/100 + 4 100FX Fiber Ports + 2 Gigabit Fiber Ports. Rack Mount with Internal Universal Power Supply, 90VAC-264VAC. | Ea |  | 1 Year (Limited Lifetime) | 8880 | 8% | 8169.6
50166 | Etherwan | EX77412-R2SC | Hardened ( -40°C - 75°C ) Managed Ethernet Switch, 16 Port 10/100 + 4 100FX Fiber Ports + 2 Gigabit Fiber Ports. Rack Mount with Internal Universal Power Supply, 90VAC-264VAC. | Ea |  | 1 Year (Limited Lifetime) | 9280 | 8% | 8537.6
50167 | Etherwan | EX77412-S0VC | Hardened ( -40°C - 75°C ) Managed Ethernet Switch, 16 Port 10/100 + 4 100FX Fiber Ports + 2 Gigabit / SFP Combo Ports. Rack Mount with Internal Universal Power Supply, 90VAC-264VAC. | Ea |  | 1 Year (Limited Lifetime) | 5780 | 8% | 5317.6
50168 | Etherwan | EX77412-S23C | Hardened ( -40°C - 75°C ) Managed Ethernet Switch, 16 Port 10/100 + 4 100FX Fiber Ports + 2 Gigabit Fiber Ports. Rack Mount with Internal Universal Power Supply, 90VAC-264VAC. | Ea |  | 1 Year (Limited Lifetime) | 6080 | 8% | 5593.6
50169 | Etherwan | EX77412-S2AC | Hardened ( -40°C - 75°C ) Managed Ethernet Switch, 16 Port 10/100 + 4 100FX Fiber Ports + 2 Gigabit Fiber Ports. Rack Mount with Internal Universal Power Supply, 90VAC-264VAC. | Ea |  | 1 Year (Limited Lifetime) | 7080 | 8% | 6513.6
50170 | Etherwan | EX77412-S2BC | Hardened ( -40°C - 75°C ) Managed Ethernet Switch, 16 Port 10/100 + 4 100FX Fiber Ports + 2 Gigabit Fiber Ports. Rack Mount with Internal Universal Power Supply, 90VAC-264VAC. | Ea |  | 1 Year (Limited Lifetime) | 7880 | 8% | 7249.6
50171 | Etherwan | EX77412-S2RC | Hardened ( -40°C - 75°C ) Managed Ethernet Switch, 16 Port 10/100 + 4 100FX Fiber Ports + 2 Gigabit Fiber Ports. Rack Mount with Internal Universal Power Supply, 90VAC-264VAC. | Ea |  | 1 Year (Limited Lifetime) | 9280 | 8% | 8537.6
50172 | Etherwan | EX77412-S2SC | Hardened ( -40°C - 75°C ) Managed Ethernet Switch, 16 Port 10/100 + 4 100FX Fiber Ports + 2 Gigabit Fiber Ports. Rack Mount with Internal Universal Power Supply, 90VAC-264VAC. | Ea |  | 1 Year (Limited Lifetime) | 9680 | 8% | 8905.6
50173 | Etherwan | EX77414-10VC | Hardened ( -40°C - 75°C ) Managed Ethernet Switch, 16 Port 10/100 + 4 100FX Fiber Ports + 4 Gigabit / SFP Combo Ports. Rack Mount with Internal Universal Power Supply, 90VAC-264VAC. | Ea |  | 1 Year (Limited Lifetime) | 3080 | 8% | 2833.6
50174 | Etherwan | EX77414-143C | Hardened ( -40°C - 75°C ) Managed Ethernet Switch, 16 Port 10/100 + 4 100FX Fiber Ports + 4 Gigabit Fiber Ports. Rack Mount with Internal Universal Power Supply, 90VAC-264VAC. | Ea |  | 1 Year (Limited Lifetime) | 3680 | 8% | 3385.6
50175 | Etherwan | EX77414-14AC | Hardened ( -40°C - 75°C ) Managed Ethernet Switch, 16 Port 10/100 + 4 100FX Fiber Ports + 4 Gigabit Fiber Ports. Rack Mount with Internal Universal Power Supply, 90VAC-264VAC. | Ea |  | 1 Year (Limited Lifetime) | 5680 | 8% | 5225.6
50176 | Etherwan | EX77414-14BC | Hardened ( -40°C - 75°C ) Managed Ethernet Switch, 16 Port 10/100 + 4 100FX Fiber Ports + 4 Gigabit Fiber Ports. Rack Mount with Internal Universal Power Supply, 90VAC-264VAC. | Ea |  | 1 Year (Limited Lifetime) | 7280 | 8% | 6697.6
50177 | Etherwan | EX77414-14RC | Hardened ( -40°C - 75°C ) Managed Ethernet Switch, 16 Port 10/100 + 4 100FX Fiber Ports + 4 Gigabit Fiber Ports. Rack Mount with Internal Universal Power Supply, 90VAC-264VAC. | Ea |  | 1 Year (Limited Lifetime) | 10080 | 8% | 9273.6
50178 | Etherwan | EX77414-14SC | Hardened ( -40°C - 75°C ) Managed Ethernet Switch, 16 Port 10/100 + 4 100FX Fiber Ports + 4 Gigabit Fiber Ports. Rack Mount with Internal Universal Power Supply, 90VAC-264VAC. | Ea |  | 1 Year (Limited Lifetime) | 10880 | 8% | 10009.6
50179 | Etherwan | EX77414-A0VC | Hardened ( -40°C - 75°C ) Managed Ethernet Switch, 16 Port 10/100 + 4 100FX Fiber Ports + 4 Gigabit / SFP Combo Ports. Rack Mount with Internal Universal Power Supply, 90VAC-264VAC. | Ea |  | 1 Year (Limited Lifetime) | 3880 | 8% | 3569.6
50180 | Etherwan | EX77414-A43C | Hardened ( -40°C - 75°C ) Managed Ethernet Switch, 16 Port 10/100 + 4 100FX Fiber Ports + 4 Gigabit Fiber Ports. Rack Mount with Internal Universal Power Supply, 90VAC-264VAC. | Ea |  | 1 Year (Limited Lifetime) | 4480 | 8% | 4121.6
50181 | Etherwan | EX77414-A4AC | Hardened ( -40°C - 75°C ) Managed Ethernet Switch, 16 Port 10/100 + 4 100FX Fiber Ports + 4 Gigabit Fiber Ports. Rack Mount with Internal Universal Power Supply, 90VAC-264VAC. | Ea |  | 1 Year (Limited Lifetime) | 6480 | 8% | 5961.6
50182 | Etherwan | EX77414-A4BC | Hardened ( -40°C - 75°C ) Managed Ethernet Switch, 16 Port 10/100 + 4 100FX Fiber Ports + 4 Gigabit Fiber Ports. Rack Mount with Internal Universal Power Supply, 90VAC-264VAC. | Ea |  | 1 Year (Limited Lifetime) | 8080 | 8% | 7433.6
50183 | Etherwan | EX77414-A4RC | Hardened ( -40°C - 75°C ) Managed Ethernet Switch, 16 Port 10/100 + 4 100FX Fiber Ports + 4 Gigabit Fiber Ports. Rack Mount with Internal Universal Power Supply, 90VAC-264VAC. | Ea |  | 1 Year (Limited Lifetime) | 10880 | 8% | 10009.6
50184 | Etherwan | EX77414-A4SC | Hardened ( -40°C - 75°C ) Managed Ethernet Switch, 16 Port 10/100 + 4 100FX Fiber Ports + 4 Gigabit Fiber Ports. Rack Mount with Internal Universal Power Supply, 90VAC-264VAC. | Ea |  | 1 Year (Limited Lifetime) | 11680 | 8% | 10745.6
50185 | Etherwan | EX77414-B0VC | Hardened ( -40°C - 75°C ) Managed Ethernet Switch, 16 Port 10/100 + 4 100FX Fiber Ports + 4 Gigabit / SFP Combo Ports. Rack Mount with Internal Universal Power Supply, 90VAC-264VAC. | Ea |  | 1 Year (Limited Lifetime) | 4480 | 8% | 4121.6
50186 | Etherwan | EX77414-B43C | Hardened ( -40°C - 75°C ) Managed Ethernet Switch, 16 Port 10/100 + 4 100FX Fiber Ports + 4 Gigabit Fiber Ports. Rack Mount with Internal Universal Power Supply, 90VAC-264VAC. | Ea |  | 1 Year (Limited Lifetime) | 5080 | 8% | 4673.6
50187 | Etherwan | EX77414-B4AC | Hardened ( -40°C - 75°C ) Managed Ethernet Switch, 16 Port 10/100 + 4 100FX Fiber Ports + 4 Gigabit Fiber Ports. Rack Mount with Internal Universal Power Supply, 90VAC-264VAC. | Ea |  | 1 Year (Limited Lifetime) | 7080 | 8% | 6513.6
50188 | Etherwan | EX77414-B4BC | Hardened ( -40°C - 75°C ) Managed Ethernet Switch, 16 Port 10/100 + 4 100FX Fiber Ports + 4 Gigabit Fiber Ports. Rack Mount with Internal Universal Power Supply, 90VAC-264VAC. | Ea |  | 1 Year (Limited Lifetime) | 8680 | 8% | 7985.6
50189 | Etherwan | EX77414-B4RC | Hardened ( -40°C - 75°C ) Managed Ethernet Switch, 16 Port 10/100 + 4 100FX Fiber Ports + 4 Gigabit Fiber Ports. Rack Mount with Internal Universal Power Supply, 90VAC-264VAC. | Ea |  | 1 Year (Limited Lifetime) | 11480 | 8% | 10561.6
50190 | Etherwan | EX77414-B4SC | Hardened ( -40°C - 75°C ) Managed Ethernet Switch, 16 Port 10/100 + 4 100FX Fiber Ports + 4 Gigabit Fiber Ports. Rack Mount with Internal Universal Power Supply, 90VAC-264VAC. | Ea |  | 1 Year (Limited Lifetime) | 12280 | 8% | 11297.6
50191 | Etherwan | EX77414-P0VC | Hardened ( -40°C - 75°C ) Managed Ethernet Switch, 16 Port 10/100 + 4 100FX Fiber Ports + 4 Gigabit / SFP Combo Ports. Rack Mount with Internal Universal Power Supply, 90VAC-264VAC. | Ea |  | 1 Year (Limited Lifetime) | 4280 | 8% | 3937.6
50192 | Etherwan | EX77414-P43C | Hardened ( -40°C - 75°C ) Managed Ethernet Switch, 16 Port 10/100 + 4 100FX Fiber Ports + 4 Gigabit Fiber Ports. Rack Mount with Internal Universal Power Supply, 90VAC-264VAC. | Ea |  | 1 Year (Limited Lifetime) | 4880 | 8% | 4489.6
50193 | Etherwan | EX77414-P4AC | Hardened ( -40°C - 75°C ) Managed Ethernet Switch, 16 Port 10/100 + 4 100FX Fiber Ports + 4 Gigabit Fiber Ports. Rack Mount with Internal Universal Power Supply, 90VAC-264VAC. | Ea |  | 1 Year (Limited Lifetime) | 6880 | 8% | 6329.6
50194 | Etherwan | EX77414-P4BC | Hardened ( -40°C - 75°C ) Managed Ethernet Switch, 16 Port 10/100 + 4 100FX Fiber Ports + 4 Gigabit Fiber Ports. Rack Mount with Internal Universal Power Supply, 90VAC-264VAC. | Ea |  | 1 Year (Limited Lifetime) | 8480 | 8% | 7801.6
50195 | Etherwan | EX77414-P4RC | Hardened ( -40°C - 75°C ) Managed Ethernet Switch, 16 Port 10/100 + 4 100FX Fiber Ports + 4 Gigabit Fiber Ports. Rack Mount with Internal Universal Power Supply, 90VAC-264VAC. | Ea |  | 1 Year (Limited Lifetime) | 11280 | 8% | 10377.6
50196 | Etherwan | EX77414-P4SC | Hardened ( -40°C - 75°C ) Managed Ethernet Switch, 16 Port 10/100 + 4 100FX Fiber Ports + 4 Gigabit Fiber Ports. Rack Mount with Internal Universal Power Supply, 90VAC-264VAC. | Ea |  | 1 Year (Limited Lifetime) | 12080 | 8% | 11113.6
50197 | Etherwan | EX77414-Q0VC | Hardened ( -40°C - 75°C ) Managed Ethernet Switch, 16 Port 10/100 + 4 100FX Fiber Ports + 4 Gigabit / SFP Combo Ports. Rack Mount with Internal Universal Power Supply, 90VAC-264VAC. | Ea |  | 1 Year (Limited Lifetime) | 4480 | 8% | 4121.6
50198 | Etherwan | EX77414-Q43C | Hardened ( -40°C - 75°C ) Managed Ethernet Switch, 16 Port 10/100 + 4 100FX Fiber Ports + 4 Gigabit Fiber Ports. Rack Mount with Internal Universal Power Supply, 90VAC-264VAC. | Ea |  | 1 Year (Limited Lifetime) | 5080 | 8% | 4673.6
50199 | Etherwan | EX77414-Q4AC | Hardened ( -40°C - 75°C ) Managed Ethernet Switch, 16 Port 10/100 + 4 100FX Fiber Ports + 4 Gigabit Fiber Ports. Rack Mount with Internal Universal Power Supply, 90VAC-264VAC. | Ea |  | 1 Year (Limited Lifetime) | 7080 | 8% | 6513.6
50200 | Etherwan | EX77414-Q4BC | Hardened ( -40°C - 75°C ) Managed Ethernet Switch, 16 Port 10/100 + 4 100FX Fiber Ports + 4 Gigabit Fiber Ports. Rack Mount with Internal Universal Power Supply, 90VAC-264VAC. | Ea |  | 1 Year (Limited Lifetime) | 8680 | 8% | 7985.6
50201 | Etherwan | EX77414-Q4RC | Hardened ( -40°C - 75°C ) Managed Ethernet Switch, 16 Port 10/100 + 4 100FX Fiber Ports + 4 Gigabit Fiber Ports. Rack Mount with Internal Universal Power Supply, 90VAC-264VAC. | Ea |  | 1 Year (Limited Lifetime) | 11480 | 8% | 10561.6
50202 | Etherwan | EX77414-Q4SC | Hardened ( -40°C - 75°C ) Managed Ethernet Switch, 16 Port 10/100 + 4 100FX Fiber Ports + 4 Gigabit Fiber Ports. Rack Mount with Internal Universal Power Supply, 90VAC-264VAC. | Ea |  | 1 Year (Limited Lifetime) | 12280 | 8% | 11297.6
50203 | Etherwan | EX77414-R0VC | Hardened ( -40°C - 75°C ) Managed Ethernet Switch, 16 Port 10/100 + 4 100FX Fiber Ports + 4 Gigabit / SFP Combo Ports. Rack Mount with Internal Universal Power Supply, 90VAC-264VAC. | Ea |  | 1 Year (Limited Lifetime) | 5880 | 8% | 5409.6
50204 | Etherwan | EX77414-R43C | Hardened ( -40°C - 75°C ) Managed Ethernet Switch, 16 Port 10/100 + 4 100FX Fiber Ports + 4 Gigabit Fiber Ports. Rack Mount with Internal Universal Power Supply, 90VAC-264VAC. | Ea |  | 1 Year (Limited Lifetime) | 6480 | 8% | 5961.6
50205 | Etherwan | EX77414-R4AC | Hardened ( -40°C - 75°C ) Managed Ethernet Switch, 16 Port 10/100 + 4 100FX Fiber Ports + 4 Gigabit Fiber Ports. Rack Mount with Internal Universal Power Supply, 90VAC-264VAC. | Ea |  | 1 Year (Limited Lifetime) | 8480 | 8% | 7801.6
50206 | Etherwan | EX77414-R4BC | Hardened ( -40°C - 75°C ) Managed Ethernet Switch, 16 Port 10/100 + 4 100FX Fiber Ports + 4 Gigabit Fiber Ports. Rack Mount with Internal Universal Power Supply, 90VAC-264VAC. | Ea |  | 1 Year (Limited Lifetime) | 10080 | 8% | 9273.6
50207 | Etherwan | EX77414-R4RC | Hardened ( -40°C - 75°C ) Managed Ethernet Switch, 16 Port 10/100 + 4 100FX Fiber Ports + 4 Gigabit Fiber Ports. Rack Mount with Internal Universal Power Supply, 90VAC-264VAC. | Ea |  | 1 Year (Limited Lifetime) | 12880 | 8% | 11849.6
50208 | Etherwan | EX77414-R4SC | Hardened ( -40°C - 75°C ) Managed Ethernet Switch, 16 Port 10/100 + 4 100FX Fiber Ports + 4 Gigabit Fiber Ports. Rack Mount with Internal Universal Power Supply, 90VAC-264VAC. | Ea |  | 1 Year (Limited Lifetime) | 13680 | 8% | 12585.6
50209 | Etherwan | EX77414-S0VC | Hardened ( -40°C - 75°C ) Managed Ethernet Switch, 16 Port 10/100 + 4 100FX Fiber Ports + 4 Gigabit / SFP Combo Ports. Rack Mount with Internal Universal Power Supply, 90VAC-264VAC. | Ea |  | 1 Year (Limited Lifetime) | 6280 | 8% | 5777.6
50210 | Etherwan | EX77414-S43C | Hardened ( -40°C - 75°C ) Managed Ethernet Switch, 16 Port 10/100 + 4 100FX Fiber Ports + 4 Gigabit Fiber Ports. Rack Mount with Internal Universal Power Supply, 90VAC-264VAC. | Ea |  | 1 Year (Limited Lifetime) | 6880 | 8% | 6329.6
50211 | Etherwan | EX77414-S4AC | Hardened ( -40°C - 75°C ) Managed Ethernet Switch, 16 Port 10/100 + 4 100FX Fiber Ports + 4 Gigabit Fiber Ports. Rack Mount with Internal Universal Power Supply, 90VAC-264VAC. | Ea |  | 1 Year (Limited Lifetime) | 8880 | 8% | 8169.6
50212 | Etherwan | EX77414-S4BC | Hardened ( -40°C - 75°C ) Managed Ethernet Switch, 16 Port 10/100 + 4 100FX Fiber Ports + 4 Gigabit Fiber Ports. Rack Mount with Internal Universal Power Supply, 90VAC-264VAC. | Ea |  | 1 Year (Limited Lifetime) | 10480 | 8% | 9641.6
50213 | Etherwan | EX77414-S4RC | Hardened ( -40°C - 75°C ) Managed Ethernet Switch, 16 Port 10/100 + 4 100FX Fiber Ports + 4 Gigabit Fiber Ports. Rack Mount with Internal Universal Power Supply, 90VAC-264VAC. | Ea |  | 1 Year (Limited Lifetime) | 13280 | 8% | 12217.6
50214 | Etherwan | EX77414-S4SC | Hardened ( -40°C - 75°C ) Managed Ethernet Switch, 16 Port 10/100 + 4 100FX Fiber Ports + 4 Gigabit Fiber Ports. Rack Mount with Internal Universal Power Supply, 90VAC-264VAC. | Ea |  | 1 Year (Limited Lifetime) | 14080 | 8% | 12953.6
50215 | Etherwan | EX77420-100C | Hardened ( -40°C - 75°C ) Managed Ethernet Switch, 16 Port 10/100 + 8 100FX Fiber Ports. Rack Mount with Internal Universal Power Supply, 90VAC-264VAC. | Ea |  | 1 Year (Limited Lifetime) | 2880 | 8% | 2649.6
50216 | Etherwan | EX77420-200C | Hardened ( -40°C - 75°C ) Managed Ethernet Switch, 16 Port 10/100 + 8 100FX Fiber Ports. Rack Mount with Internal Universal Power Supply, 90VAC-264VAC. | Ea |  | 1 Year (Limited Lifetime) | 2880 | 8% | 2649.6
50217 | Etherwan | EX77420-A00C | Hardened ( -40°C - 75°C ) Managed Ethernet Switch, 16 Port 10/100 + 8 100FX Fiber Ports. Rack Mount with Internal Universal Power Supply, 90VAC-264VAC. | Ea |  | 1 Year (Limited Lifetime) | 4480 | 8% | 4121.6
50218 | Etherwan | EX77420-B00C | Hardened ( -40°C - 75°C ) Managed Ethernet Switch, 16 Port 10/100 + 8 100FX Fiber Ports. Rack Mount with Internal Universal Power Supply, 90VAC-264VAC. | Ea |  | 1 Year (Limited Lifetime) | 5680 | 8% | 5225.6
50219 | Etherwan | EX77420-H00C | Hardened ( -40°C - 75°C ) Managed Ethernet Switch, 16 Port 10/100 + 8 100FX Fiber Ports. Rack Mount with Internal Universal Power Supply, 90VAC-264VAC. | Ea |  | 1 Year (Limited Lifetime) | 4480 | 8% | 4121.6
50220 | Etherwan | EX77420-P00C | Hardened ( -40°C - 75°C ) Managed Ethernet Switch, 16 Port 10/100 + 8 100FX Fiber Ports. Rack Mount with Internal Universal Power Supply, 90VAC-264VAC. | Ea |  | 1 Year (Limited Lifetime) | 5280 | 8% | 4857.6
50221 | Etherwan | EX77420-Q00C | Hardened ( -40°C - 75°C ) Managed Ethernet Switch, 16 Port 10/100 + 8 100FX Fiber Ports. Rack Mount with Internal Universal Power Supply, 90VAC-264VAC. | Ea |  | 1 Year (Limited Lifetime) | 5680 | 8% | 5225.6
50222 | Etherwan | EX77420-R00C | Hardened ( -40°C - 75°C ) Managed Ethernet Switch, 16 Port 10/100 + 8 100FX Fiber Ports. Rack Mount with Internal Universal Power Supply, 90VAC-264VAC. | Ea |  | 1 Year (Limited Lifetime) | 8480 | 8% | 7801.6
50223 | Etherwan | EX77420-S00C | Hardened ( -40°C - 75°C ) Managed Ethernet Switch, 16 Port 10/100 + 8 100FX Fiber Ports. Rack Mount with Internal Universal Power Supply, 90VAC-264VAC. | Ea |  | 1 Year (Limited Lifetime) | 9280 | 8% | 8537.6
50224 | Etherwan | EX77420-V00C | Hardened ( -40°C - 75°C ) Managed Ethernet Switch, 16 Port 10/100 + 8 100FX Fiber Ports. Rack Mount with Internal Universal Power Supply, 90VAC-264VAC. | Ea |  | 1 Year (Limited Lifetime) | 1647 | 8% | 1515.24
50225 | Etherwan | EX77422-10VC | Hardened ( -40°C - 75°C ) Managed Ethernet Switch, 16 Port 10/100 + 8 100FX Fiber Ports + 2 Gigabit / SFP Combo Ports. Rack Mount with Internal Universal Power Supply, 90VAC-264VAC. | Ea |  | 1 Year (Limited Lifetime) | 3380 | 8% | 3109.6
50226 | Etherwan | EX77422-123C | Hardened ( -40°C - 75°C ) Managed Ethernet Switch, 16 Port 10/100 + 8 100FX Fiber Ports + 2 Gigabit Fiber Ports. Rack Mount with Internal Universal Power Supply, 90VAC-264VAC. | Ea |  | 1 Year (Limited Lifetime) | 3680 | 8% | 3385.6
50227 | Etherwan | EX77422-12AC | Hardened ( -40°C - 75°C ) Managed Ethernet Switch, 16 Port 10/100 + 8 100FX Fiber Ports + 2 Gigabit Fiber Ports. Rack Mount with Internal Universal Power Supply, 90VAC-264VAC. | Ea |  | 1 Year (Limited Lifetime) | 4680 | 8% | 4305.6
50228 | Etherwan | EX77422-12BC | Hardened ( -40°C - 75°C ) Managed Ethernet Switch, 16 Port 10/100 + 8 100FX Fiber Ports + 2 Gigabit Fiber Ports. Rack Mount with Internal Universal Power Supply, 90VAC-264VAC. | Ea |  | 1 Year (Limited Lifetime) | 5480 | 8% | 5041.6
50229 | Etherwan | EX77422-12RC | Hardened ( -40°C - 75°C ) Managed Ethernet Switch, 16 Port 10/100 + 8 100FX Fiber Ports + 2 Gigabit Fiber Ports. Rack Mount with Internal Universal Power Supply, 90VAC-264VAC. | Ea |  | 1 Year (Limited Lifetime) | 6880 | 8% | 6329.6
50230 | Etherwan | EX77422-12SC | Hardened ( -40°C - 75°C ) Managed Ethernet Switch, 16 Port 10/100 + 8 100FX Fiber Ports + 2 Gigabit Fiber Ports. Rack Mount with Internal Universal Power Supply, 90VAC-264VAC. | Ea |  | 1 Year (Limited Lifetime) | 7280 | 8% | 6697.6
50231 | Etherwan | EX77422-A0VC | Hardened ( -40°C - 75°C ) Managed Ethernet Switch, 16 Port 10/100 + 8 100FX Fiber Ports + 2 Gigabit / SFP Combo Ports. Rack Mount with Internal Universal Power Supply, 90VAC-264VAC. | Ea |  | 1 Year (Limited Lifetime) | 4980 | 8% | 4581.6
50232 | Etherwan | EX77422-A23C | Hardened ( -40°C - 75°C ) Managed Ethernet Switch, 16 Port 10/100 + 8 100FX Fiber Ports + 2 Gigabit Fiber Ports. Rack Mount with Internal Universal Power Supply, 90VAC-264VAC. | Ea |  | 1 Year (Limited Lifetime) | 5280 | 8% | 4857.6
50233 | Etherwan | EX77422-A2AC | Hardened ( -40°C - 75°C ) Managed Ethernet Switch, 16 Port 10/100 + 8 100FX Fiber Ports + 2 Gigabit Fiber Ports. Rack Mount with Internal Universal Power Supply, 90VAC-264VAC. | Ea |  | 1 Year (Limited Lifetime) | 6280 | 8% | 5777.6
50234 | Etherwan | EX77422-A2BC | Hardened ( -40°C - 75°C ) Managed Ethernet Switch, 16 Port 10/100 + 8 100FX Fiber Ports + 2 Gigabit Fiber Ports. Rack Mount with Internal Universal Power Supply, 90VAC-264VAC. | Ea |  | 1 Year (Limited Lifetime) | 7080 | 8% | 6513.6
50235 | Etherwan | EX77422-A2RC | Hardened ( -40°C - 75°C ) Managed Ethernet Switch, 16 Port 10/100 + 8 100FX Fiber Ports + 2 Gigabit Fiber Ports. Rack Mount with Internal Universal Power Supply, 90VAC-264VAC. | Ea |  | 1 Year (Limited Lifetime) | 8480 | 8% | 7801.6
50236 | Etherwan | EX77422-A2SC | Hardened ( -40°C - 75°C ) Managed Ethernet Switch, 16 Port 10/100 + 8 100FX Fiber Ports + 2 Gigabit Fiber Ports. Rack Mount with Internal Universal Power Supply, 90VAC-264VAC. | Ea |  | 1 Year (Limited Lifetime) | 8880 | 8% | 8169.6
50237 | Etherwan | EX77422-B0VC | Hardened ( -40°C - 75°C ) Managed Ethernet Switch, 16 Port 10/100 + 8 100FX Fiber Ports + 2 Gigabit / SFP Combo Ports. Rack Mount with Internal Universal Power Supply, 90VAC-264VAC. | Ea |  | 1 Year (Limited Lifetime) | 6180 | 8% | 5685.6
50238 | Etherwan | EX77422-B23C | Hardened ( -40°C - 75°C ) Managed Ethernet Switch, 16 Port 10/100 + 8 100FX Fiber Ports + 2 Gigabit Fiber Ports. Rack Mount with Internal Universal Power Supply, 90VAC-264VAC. | Ea |  | 1 Year (Limited Lifetime) | 6480 | 8% | 5961.6
50239 | Etherwan | EX77422-B2AC | Hardened ( -40°C - 75°C ) Managed Ethernet Switch, 16 Port 10/100 + 8 100FX Fiber Ports + 2 Gigabit Fiber Ports. Rack Mount with Internal Universal Power Supply, 90VAC-264VAC. | Ea |  | 1 Year (Limited Lifetime) | 7480 | 8% | 6881.6
50240 | Etherwan | EX77422-B2BC | Hardened ( -40°C - 75°C ) Managed Ethernet Switch, 16 Port 10/100 + 8 100FX Fiber Ports + 2 Gigabit Fiber Ports. Rack Mount with Internal Universal Power Supply, 90VAC-264VAC. | Ea |  | 1 Year (Limited Lifetime) | 8280 | 8% | 7617.6
50241 | Etherwan | EX77422-B2CC | Hardened ( -40°C - 75°C ) Managed Ethernet Switch, 16 Port 10/100 + 8 100FX Fiber Ports + 2 Gigabit Fiber Ports. Rack Mount with Internal Universal Power Supply, 90VAC-264VAC. | Ea |  | 1 Year (Limited Lifetime) | 9580 | 8% | 8813.6
50242 | Etherwan | EX77422-B2RC | Hardened ( -40°C - 75°C ) Managed Ethernet Switch, 16 Port 10/100 + 8 100FX Fiber Ports + 2 Gigabit Fiber Ports. Rack Mount with Internal Universal Power Supply, 90VAC-264VAC. | Ea |  | 1 Year (Limited Lifetime) | 9680 | 8% | 8905.6
50243 | Etherwan | EX77422-B2SC | Hardened ( -40°C - 75°C ) Managed Ethernet Switch, 16 Port 10/100 + 8 100FX Fiber Ports + 2 Gigabit Fiber Ports. Rack Mount with Internal Universal Power Supply, 90VAC-264VAC. | Ea |  | 1 Year (Limited Lifetime) | 10080 | 8% | 9273.6
50244 | Etherwan | EX77422-P0VC | Hardened ( -40°C - 75°C ) Managed Ethernet Switch, 16 Port 10/100 + 8 100FX Fiber Ports + 2 Gigabit / SFP Combo Ports. Rack Mount with Internal Universal Power Supply, 90VAC-264VAC. | Ea |  | 1 Year (Limited Lifetime) | 5780 | 8% | 5317.6
50245 | Etherwan | EX77422-P23C | Hardened ( -40°C - 75°C ) Managed Ethernet Switch, 16 Port 10/100 + 8 100FX Fiber Ports + 2 Gigabit Fiber Ports. Rack Mount with Internal Universal Power Supply, 90VAC-264VAC. | Ea |  | 1 Year (Limited Lifetime) | 6080 | 8% | 5593.6
50246 | Etherwan | EX77422-P2AC | Hardened ( -40°C - 75°C ) Managed Ethernet Switch, 16 Port 10/100 + 8 100FX Fiber Ports + 2 Gigabit Fiber Ports. Rack Mount with Internal Universal Power Supply, 90VAC-264VAC. | Ea |  | 1 Year (Limited Lifetime) | 7080 | 8% | 6513.6
50247 | Etherwan | EX77422-P2BC | Hardened ( -40°C - 75°C ) Managed Ethernet Switch, 16 Port 10/100 + 8 100FX Fiber Ports + 2 Gigabit Fiber Ports. Rack Mount with Internal Universal Power Supply, 90VAC-264VAC. | Ea |  | 1 Year (Limited Lifetime) | 7880 | 8% | 7249.6
50248 | Etherwan | EX77422-P2RC | Hardened ( -40°C - 75°C ) Managed Ethernet Switch, 16 Port 10/100 + 8 100FX Fiber Ports + 2 Gigabit Fiber Ports. Rack Mount with Internal Universal Power Supply, 90VAC-264VAC. | Ea |  | 1 Year (Limited Lifetime) | 9280 | 8% | 8537.6
50249 | Etherwan | EX77422-P2SC | Hardened ( -40°C - 75°C ) Managed Ethernet Switch, 16 Port 10/100 + 8 100FX Fiber Ports + 2 Gigabit Fiber Ports. Rack Mount with Internal Universal Power Supply, 90VAC-264VAC. | Ea |  | 1 Year (Limited Lifetime) | 9680 | 8% | 8905.6
50250 | Etherwan | EX77422-Q0VC | Hardened ( -40°C - 75°C ) Managed Ethernet Switch, 16 Port 10/100 + 8 100FX Fiber Ports + 2 Gigabit / SFP Combo Ports. Rack Mount with Internal Universal Power Supply, 90VAC-264VAC. | Ea |  | 1 Year (Limited Lifetime) | 6180 | 8% | 5685.6
50251 | Etherwan | EX77422-Q23C | Hardened ( -40°C - 75°C ) Managed Ethernet Switch, 16 Port 10/100 + 8 100FX Fiber Ports + 2 Gigabit Fiber Ports. Rack Mount with Internal Universal Power Supply, 90VAC-264VAC. | Ea |  | 1 Year (Limited Lifetime) | 6480 | 8% | 5961.6
50252 | Etherwan | EX77422-Q2AC | Hardened ( -40°C - 75°C ) Managed Ethernet Switch, 16 Port 10/100 + 8 100FX Fiber Ports + 2 Gigabit Fiber Ports. Rack Mount with Internal Universal Power Supply, 90VAC-264VAC. | Ea |  | 1 Year (Limited Lifetime) | 7480 | 8% | 6881.6
50253 | Etherwan | EX77422-Q2BC | Hardened ( -40°C - 75°C ) Managed Ethernet Switch, 16 Port 10/100 + 8 100FX Fiber Ports + 2 Gigabit Fiber Ports. Rack Mount with Internal Universal Power Supply, 90VAC-264VAC. | Ea |  | 1 Year (Limited Lifetime) | 8280 | 8% | 7617.6
50254 | Etherwan | EX77422-Q2RC | Hardened ( -40°C - 75°C ) Managed Ethernet Switch, 16 Port 10/100 + 8 100FX Fiber Ports + 2 Gigabit Fiber Ports. Rack Mount with Internal Universal Power Supply, 90VAC-264VAC. | Ea |  | 1 Year (Limited Lifetime) | 9680 | 8% | 8905.6
50255 | Etherwan | EX77422-Q2SC | Hardened ( -40°C - 75°C ) Managed Ethernet Switch, 16 Port 10/100 + 8 100FX Fiber Ports + 2 Gigabit Fiber Ports. Rack Mount with Internal Universal Power Supply, 90VAC-264VAC. | Ea |  | 1 Year (Limited Lifetime) | 10080 | 8% | 9273.6
50256 | Etherwan | EX77422-R0VC | Hardened ( -40°C - 75°C ) Managed Ethernet Switch, 16 Port 10/100 + 8 100FX Fiber Ports + 2 Gigabit / SFP Combo Ports. Rack Mount with Internal Universal Power Supply, 90VAC-264VAC. | Ea |  | 1 Year (Limited Lifetime) | 8980 | 8% | 8261.6
50257 | Etherwan | EX77422-R23C | Hardened ( -40°C - 75°C ) Managed Ethernet Switch, 16 Port 10/100 + 8 100FX Fiber Ports + 2 Gigabit Fiber Ports. Rack Mount with Internal Universal Power Supply, 90VAC-264VAC. | Ea |  | 1 Year (Limited Lifetime) | 9280 | 8% | 8537.6
50258 | Etherwan | EX77422-R2AC | Hardened ( -40°C - 75°C ) Managed Ethernet Switch, 16 Port 10/100 + 8 100FX Fiber Ports + 2 Gigabit Fiber Ports. Rack Mount with Internal Universal Power Supply, 90VAC-264VAC. | Ea |  | 1 Year (Limited Lifetime) | 10280 | 8% | 9457.6
50259 | Etherwan | EX77422-R2BC | Hardened ( -40°C - 75°C ) Managed Ethernet Switch, 16 Port 10/100 + 8 100FX Fiber Ports + 2 Gigabit Fiber Ports. Rack Mount with Internal Universal Power Supply, 90VAC-264VAC. | Ea |  | 1 Year (Limited Lifetime) | 11080 | 8% | 10193.6
50260 | Etherwan | EX77422-R2RC | Hardened ( -40°C - 75°C ) Managed Ethernet Switch, 16 Port 10/100 + 8 100FX Fiber Ports + 2 Gigabit Fiber Ports. Rack Mount with Internal Universal Power Supply, 90VAC-264VAC. | Ea |  | 1 Year (Limited Lifetime) | 12480 | 8% | 11481.6
50261 | Etherwan | EX77422-R2SC | Hardened ( -40°C - 75°C ) Managed Ethernet Switch, 16 Port 10/100 + 8 100FX Fiber Ports + 2 Gigabit Fiber Ports. Rack Mount with Internal Universal Power Supply, 90VAC-264VAC. | Ea |  | 1 Year (Limited Lifetime) | 12880 | 8% | 11849.6
50262 | Etherwan | EX77422-S0VC | Hardened ( -40°C - 75°C ) Managed Ethernet Switch, 16 Port 10/100 + 8 100FX Fiber Ports + 2 Gigabit / SFP Combo Ports. Rack Mount with Internal Universal Power Supply, 90VAC-264VAC. | Ea |  | 1 Year (Limited Lifetime) | 9780 | 8% | 8997.6
50263 | Etherwan | EX77422-S23C | Hardened ( -40°C - 75°C ) Managed Ethernet Switch, 16 Port 10/100 + 8 100FX Fiber Ports + 2 Gigabit Fiber Ports. Rack Mount with Internal Universal Power Supply, 90VAC-264VAC. | Ea |  | 1 Year (Limited Lifetime) | 10080 | 8% | 9273.6
50264 | Etherwan | EX77422-S2AC | Hardened ( -40°C - 75°C ) Managed Ethernet Switch, 16 Port 10/100 + 8 100FX Fiber Ports + 2 Gigabit Fiber Ports. Rack Mount with Internal Universal Power Supply, 90VAC-264VAC. | Ea |  | 1 Year (Limited Lifetime) | 11080 | 8% | 10193.6
50265 | Etherwan | EX77422-S2BC | Hardened ( -40°C - 75°C ) Managed Ethernet Switch, 16 Port 10/100 + 8 100FX Fiber Ports + 2 Gigabit Fiber Ports. Rack Mount with Internal Universal Power Supply, 90VAC-264VAC. | Ea |  | 1 Year (Limited Lifetime) | 11880 | 8% | 10929.6
50266 | Etherwan | EX77422-S2RC | Hardened ( -40°C - 75°C ) Managed Ethernet Switch, 16 Port 10/100 + 8 100FX Fiber Ports + 2 Gigabit Fiber Ports. Rack Mount with Internal Universal Power Supply, 90VAC-264VAC. | Ea |  | 1 Year (Limited Lifetime) | 13280 | 8% | 12217.6
50267 | Etherwan | EX77422-S2SC | Hardened ( -40°C - 75°C ) Managed Ethernet Switch, 16 Port 10/100 + 8 100FX Fiber Ports + 2 Gigabit Fiber Ports. Rack Mount with Internal Universal Power Supply, 90VAC-264VAC. | Ea |  | 1 Year (Limited Lifetime) | 13680 | 8% | 12585.6
50268 | Etherwan | EX77422-V0VC | Hardened ( -40°C - 75°C ) Managed Ethernet Switch, 16 Port 10/100 + 8 100FX Fiber Ports + 2 Gigabit / SFP Combo Ports. Rack Mount with Internal Universal Power Supply, 90VAC-264VAC. | Ea |  | 1 Year (Limited Lifetime) | 2147 | 8% | 1975.24
50269 | Etherwan | EX77424-101C | Hardened ( -40°C - 75°C ) Managed Ethernet Switch, 16 Port 10/100 + 8 100FX Ports + 4 Gigabit Ports. Rack Mount with Internal Universal Power Supply, 90VAC-264VAC. | Ea |  | 1 Year (Limited Lifetime) | 2010 | 8% | 1849.2
50270 | Etherwan | EX77424-10VC | Hardened ( -40°C - 75°C ) Managed Ethernet Switch, 16 Port 10/100 + 8 100FX Ports + 4 Gigabit / SFP Combo Ports. Rack Mount with Internal Universal Power Supply, 90VAC-264VAC. | Ea |  | 1 Year (Limited Lifetime) | 3880 | 8% | 3569.6
50271 | Etherwan | EX77424-143C | Hardened ( -40°C - 75°C ) Managed Ethernet Switch, 16 Port 10/100 + 8 100FX Ports + 4 Gigabit Fiber Ports. Rack Mount with Internal Universal Power Supply, 90VAC-264VAC. | Ea |  | 1 Year (Limited Lifetime) | 4480 | 8% | 4121.6
50272 | Etherwan | EX77424-14AC | Hardened ( -40°C - 75°C ) Managed Ethernet Switch, 16 Port 10/100 + 8 100FX Ports + 4 Gigabit Fiber Ports. Rack Mount with Internal Universal Power Supply, 90VAC-264VAC. | Ea |  | 1 Year (Limited Lifetime) | 6480 | 8% | 5961.6
50273 | Etherwan | EX77424-14BC | Hardened ( -40°C - 75°C ) Managed Ethernet Switch, 16 Port 10/100 + 8 100FX Ports + 4 Gigabit Fiber Ports. Rack Mount with Internal Universal Power Supply, 90VAC-264VAC. | Ea |  | 1 Year (Limited Lifetime) | 8080 | 8% | 7433.6
50274 | Etherwan | EX77424-14RC | Hardened ( -40°C - 75°C ) Managed Ethernet Switch, 16 Port 10/100 + 8 100FX Ports + 4 Gigabit Fiber Ports. Rack Mount with Internal Universal Power Supply, 90VAC-264VAC. | Ea |  | 1 Year (Limited Lifetime) | 10880 | 8% | 10009.6
50275 | Etherwan | EX77424-14SC | Hardened ( -40°C - 75°C ) Managed Ethernet Switch, 16 Port 10/100 + 8 100FX Ports + 4 Gigabit Fiber Ports. Rack Mount with Internal Universal Power Supply, 90VAC-264VAC. | Ea |  | 1 Year (Limited Lifetime) | 11680 | 8% | 10745.6
50276 | Etherwan | EX77424-60VC | Hardened ( -40°C - 75°C ) Managed Ethernet Switch, 16 Port 10/100 + 8 100FX Ports + 4 Gigabit / SFP Combo Ports. Rack Mount with Internal Universal Power Supply, 90VAC-264VAC. | Ea |  | 1 Year (Limited Lifetime) | 5480 | 8% | 5041.6
50277 | Etherwan | EX77424-A0VC | Hardened ( -40°C - 75°C ) Managed Ethernet Switch, 16 Port 10/100 + 8 100FX Ports + 4 Gigabit Fiber Ports. Rack Mount with Internal Universal Power Supply, 90VAC-264VAC. | Ea |  | 1 Year (Limited Lifetime) | 5480 | 8% | 5041.6
50278 | Etherwan | EX77424-A43C | Hardened ( -40°C - 75°C ) Managed Ethernet Switch, 16 Port 10/100 + 8 100FX Ports + 4 Gigabit Fiber Ports. Rack Mount with Internal Universal Power Supply, 90VAC-264VAC. | Ea |  | 1 Year (Limited Lifetime) | 6080 | 8% | 5593.6
50279 | Etherwan | EX77424-A4AC | Hardened ( -40°C - 75°C ) Managed Ethernet Switch, 16 Port 10/100 + 8 100FX Ports + 4 Gigabit Fiber Ports. Rack Mount with Internal Universal Power Supply, 90VAC-264VAC. | Ea |  | 1 Year (Limited Lifetime) | 8080 | 8% | 7433.6
50280 | Etherwan | EX77424-A4BC | Hardened ( -40°C - 75°C ) Managed Ethernet Switch, 16 Port 10/100 + 8 100FX Ports + 4 Gigabit Fiber Ports. Rack Mount with Internal Universal Power Supply, 90VAC-264VAC. | Ea |  | 1 Year (Limited Lifetime) | 9680 | 8% | 8905.6
50281 | Etherwan | EX77424-A4RC | Hardened ( -40°C - 75°C ) Managed Ethernet Switch, 16 Port 10/100 + 8 100FX Ports + 4 Gigabit Fiber Ports. Rack Mount with Internal Universal Power Supply, 90VAC-264VAC. | Ea |  | 1 Year (Limited Lifetime) | 12480 | 8% | 11481.6
50282 | Etherwan | EX77424-A4SC | Hardened ( -40°C - 75°C ) Managed Ethernet Switch, 16 Port 10/100 + 8 100FX Ports + 4 Gigabit Fiber Ports. Rack Mount with Internal Universal Power Supply, 90VAC-264VAC. | Ea |  | 1 Year (Limited Lifetime) | 13280 | 8% | 12217.6
50283 | Etherwan | EX77424-B0VC | Hardened ( -40°C - 75°C ) Managed Ethernet Switch, 16 Port 10/100 + 8 100FX Ports + 4 Gigabit / SFP Combo Ports. Rack Mount with Internal Universal Power Supply, 90VAC-264VAC. | Ea |  | 1 Year (Limited Lifetime) | 6680 | 8% | 6145.6
50284 | Etherwan | EX77424-B24C | Hardened ( -40°C - 75°C ) Managed Ethernet Switch, 16 Port 10/100 + 8 100FX Ports + 4 Gigabit Fiber Ports. Rack Mount with Internal Universal Power Supply, 90VAC-264VAC. | Ea |  | 1 Year (Limited Lifetime) | 8700 | 8% | 8004
50285 | Etherwan | EX77424-B43C | Hardened ( -40°C - 75°C ) Managed Ethernet Switch, 16 Port 10/100 + 8 100FX Ports + 4 Gigabit Fiber Ports. Rack Mount with Internal Universal Power Supply, 90VAC-264VAC. | Ea |  | 1 Year (Limited Lifetime) | 7280 | 8% | 6697.6
50286 | Etherwan | EX77424-B4AC | Hardened ( -40°C - 75°C ) Managed Ethernet Switch, 16 Port 10/100 + 8 100FX Ports + 4 Gigabit Fiber Ports. Rack Mount with Internal Universal Power Supply, 90VAC-264VAC. | Ea |  | 1 Year (Limited Lifetime) | 9280 | 8% | 8537.6
50287 | Etherwan | EX77424-B4BC | Hardened ( -40°C - 75°C ) Managed Ethernet Switch, 16 Port 10/100 + 8 100FX Ports + 4 Gigabit Fiber Ports. Rack Mount with Internal Universal Power Supply, 90VAC-264VAC. | Ea |  | 1 Year (Limited Lifetime) | 10880 | 8% | 10009.6
50288 | Etherwan | EX77424-B4RC | Hardened ( -40°C - 75°C ) Managed Ethernet Switch, 16 Port 10/100 + 8 100FX Ports + 4 Gigabit Fiber Ports. Rack Mount with Internal Universal Power Supply, 90VAC-264VAC. | Ea |  | 1 Year (Limited Lifetime) | 13680 | 8% | 12585.6
50289 | Etherwan | EX77424-B4SC | Hardened ( -40°C - 75°C ) Managed Ethernet Switch, 16 Port 10/100 + 8 100FX Ports + 4 Gigabit Fiber Ports. Rack Mount with Internal Universal Power Supply, 90VAC-264VAC. | Ea |  | 1 Year (Limited Lifetime) | 14480 | 8% | 13321.6
50290 | Etherwan | EX77424-P0VC | Hardened ( -40°C - 75°C ) Managed Ethernet Switch, 16 Port 10/100 + 8 100FX Ports + 4 Gigabit / SFP Combo Ports. Rack Mount with Internal Universal Power Supply, 90VAC-264VAC. | Ea |  | 1 Year (Limited Lifetime) | 6280 | 8% | 5777.6
50291 | Etherwan | EX77424-P43C | Hardened ( -40°C - 75°C ) Managed Ethernet Switch, 16 Port 10/100 + 8 100FX Ports + 4 Gigabit Fiber Ports. Rack Mount with Internal Universal Power Supply, 90VAC-264VAC. | Ea |  | 1 Year (Limited Lifetime) | 6880 | 8% | 6329.6
50292 | Etherwan | EX77424-P4AC | Hardened ( -40°C - 75°C ) Managed Ethernet Switch, 16 Port 10/100 + 8 100FX Ports + 4 Gigabit Fiber Ports. Rack Mount with Internal Universal Power Supply, 90VAC-264VAC. | Ea |  | 1 Year (Limited Lifetime) | 8880 | 8% | 8169.6
50293 | Etherwan | EX77424-P4BC | Hardened ( -40°C - 75°C ) Managed Ethernet Switch, 16 Port 10/100 + 8 100FX Ports + 4 Gigabit Fiber Ports. Rack Mount with Internal Universal Power Supply, 90VAC-264VAC. | Ea |  | 1 Year (Limited Lifetime) | 10480 | 8% | 9641.6
50294 | Etherwan | EX77424-P4RC | Hardened ( -40°C - 75°C ) Managed Ethernet Switch, 16 Port 10/100 + 8 100FX Ports + 4 Gigabit Fiber Ports. Rack Mount with Internal Universal Power Supply, 90VAC-264VAC. | Ea |  | 1 Year (Limited Lifetime) | 13280 | 8% | 12217.6
50295 | Etherwan | EX77424-P4SC | Hardened ( -40°C - 75°C ) Managed Ethernet Switch, 16 Port 10/100 + 8 100FX Ports + 4 Gigabit Fiber Ports. Rack Mount with Internal Universal Power Supply, 90VAC-264VAC. | Ea |  | 1 Year (Limited Lifetime) | 14080 | 8% | 12953.6
50296 | Etherwan | EX77424-Q0VC | Hardened ( -40°C - 75°C ) Managed Ethernet Switch, 16 Port 10/100 + 8 100FX Ports + 4 Gigabit / SFP Combo Ports. Rack Mount with Internal Universal Power Supply, 90VAC-264VAC. | Ea |  | 1 Year (Limited Lifetime) | 6680 | 8% | 6145.6
50297 | Etherwan | EX77424-Q43C | Hardened ( -40°C - 75°C ) Managed Ethernet Switch, 16 Port 10/100 + 8 100FX Ports + 4 Gigabit Fiber Ports. Rack Mount with Internal Universal Power Supply, 90VAC-264VAC. | Ea |  | 1 Year (Limited Lifetime) | 7280 | 8% | 6697.6
50298 | Etherwan | EX77424-Q4AC | Hardened ( -40°C - 75°C ) Managed Ethernet Switch, 16 Port 10/100 + 8 100FX Ports + 4 Gigabit Fiber Ports. Rack Mount with Internal Universal Power Supply, 90VAC-264VAC. | Ea |  | 1 Year (Limited Lifetime) | 9280 | 8% | 8537.6
50299 | Etherwan | EX77424-Q4BC | Hardened ( -40°C - 75°C ) Managed Ethernet Switch, 16 Port 10/100 + 8 100FX Ports + 4 Gigabit Fiber Ports. Rack Mount with Internal Universal Power Supply, 90VAC-264VAC. | Ea |  | 1 Year (Limited Lifetime) | 10880 | 8% | 10009.6
50300 | Etherwan | EX77424-Q4RC | Hardened ( -40°C - 75°C ) Managed Ethernet Switch, 16 Port 10/100 + 8 100FX Ports + 4 Gigabit Fiber Ports. Rack Mount with Internal Universal Power Supply, 90VAC-264VAC. | Ea |  | 1 Year (Limited Lifetime) | 13680 | 8% | 12585.6
50301 | Etherwan | EX77424-Q4SC | Hardened ( -40°C - 75°C ) Managed Ethernet Switch, 16 Port 10/100 + 8 100FX Ports + 4 Gigabit Fiber Ports. Rack Mount with Internal Universal Power Supply, 90VAC-264VAC. | Ea |  | 1 Year (Limited Lifetime) | 14480 | 8% | 13321.6
50302 | Etherwan | EX77424-R0VC | Hardened ( -40°C - 75°C ) Managed Ethernet Switch, 16 Port 10/100 + 8 100FX Ports + 4 Gigabit / SFP Combo Ports. Rack Mount with Internal Universal Power Supply, 90VAC-264VAC. | Ea |  | 1 Year (Limited Lifetime) | 9480 | 8% | 8721.6
50303 | Etherwan | EX77424-R43C | Hardened ( -40°C - 75°C ) Managed Ethernet Switch, 16 Port 10/100 + 8 100FX Ports + 4 Gigabit Fiber Ports. Rack Mount with Internal Universal Power Supply, 90VAC-264VAC. | Ea |  | 1 Year (Limited Lifetime) | 10080 | 8% | 9273.6
50304 | Etherwan | EX77424-R4AC | Hardened ( -40°C - 75°C ) Managed Ethernet Switch, 16 Port 10/100 + 8 100FX Ports + 4 Gigabit Fiber Ports. Rack Mount with Internal Universal Power Supply, 90VAC-264VAC. | Ea |  | 1 Year (Limited Lifetime) | 12080 | 8% | 11113.6
50305 | Etherwan | EX77424-R4BC | Hardened ( -40°C - 75°C ) Managed Ethernet Switch, 16 Port 10/100 + 8 100FX Ports + 4 Gigabit Fiber Ports. Rack Mount with Internal Universal Power Supply, 90VAC-264VAC. | Ea |  | 1 Year (Limited Lifetime) | 13680 | 8% | 12585.6
50306 | Etherwan | EX77424-R4RC | Hardened ( -40°C - 75°C ) Managed Ethernet Switch, 16 Port 10/100 + 8 100FX Ports + 4 Gigabit Fiber Ports. Rack Mount with Internal Universal Power Supply, 90VAC-264VAC. | Ea |  | 1 Year (Limited Lifetime) | 16480 | 8% | 15161.6
50307 | Etherwan | EX77424-R4SC | Hardened ( -40°C - 75°C ) Managed Ethernet Switch, 16 Port 10/100 + 8 100FX Ports + 4 Gigabit Fiber Ports. Rack Mount with Internal Universal Power Supply, 90VAC-264VAC. | Ea |  | 1 Year (Limited Lifetime) | 17280 | 8% | 15897.6
50308 | Etherwan | EX77424-S0VC | Hardened ( -40°C - 75°C ) Managed Ethernet Switch, 16 Port 10/100 + 8 100FX Ports + 4 Gigabit / SFP Combo Ports. Rack Mount with Internal Universal Power Supply, 90VAC-264VAC. | Ea |  | 1 Year (Limited Lifetime) | 10280 | 8% | 9457.6
50309 | Etherwan | EX77424-S43C | Hardened ( -40°C - 75°C ) Managed Ethernet Switch, 16 Port 10/100 + 8 100FX Ports + 4 Gigabit Fiber Ports. Rack Mount with Internal Universal Power Supply, 90VAC-264VAC. | Ea |  | 1 Year (Limited Lifetime) | 10880 | 8% | 10009.6
50310 | Etherwan | EX77424-S4AC | Hardened ( -40°C - 75°C ) Managed Ethernet Switch, 16 Port 10/100 + 8 100FX Ports + 4 Gigabit Fiber Ports. Rack Mount with Internal Universal Power Supply, 90VAC-264VAC. | Ea |  | 1 Year (Limited Lifetime) | 12880 | 8% | 11849.6
50311 | Etherwan | EX77424-S4BC | Hardened ( -40°C - 75°C ) Managed Ethernet Switch, 16 Port 10/100 + 8 100FX Ports + 4 Gigabit Fiber Ports. Rack Mount with Internal Universal Power Supply, 90VAC-264VAC. | Ea |  | 1 Year (Limited Lifetime) | 14480 | 8% | 13321.6
50312 | Etherwan | EX77424-S4RC | Hardened ( -40°C - 75°C ) Managed Ethernet Switch, 16 Port 10/100 + 8 100FX Ports + 4 Gigabit Fiber Ports. Rack Mount with Internal Universal Power Supply, 90VAC-264VAC. | Ea |  | 1 Year (Limited Lifetime) | 17280 | 8% | 15897.6
50313 | Etherwan | EX77424-S4SC | Hardened ( -40°C - 75°C ) Managed Ethernet Switch, 16 Port 10/100 + 8 100FX Ports + 4 Gigabit Fiber Ports. Rack Mount with Internal Universal Power Supply, 90VAC-264VAC. | Ea |  | 1 Year (Limited Lifetime) | 18080 | 8% | 16633.6
50314 | Etherwan | EX77424-V0VC | Hardened ( -40°C - 75°C ) Managed Ethernet Switch, 16 Port 10/100 + 8 100FX Ports + 4 Gigabit / SFP Combo Ports. Rack Mount with Internal Universal Power Supply, 90VAC-264VAC. | Ea |  | 1 Year (Limited Lifetime) | 2647 | 8% | 2435.24
50315 | Etherwan | EX77424-V0VCR | Hardened (-40°C - 75°C ) Managed Ethernet Switch, 16 Port 10/100 + 8 100FX Ports + 4 Gigabit / SFP Combo Ports. Rack Mount with Redundant, Internal, Universal Power Supply, 90VAC-264VAC. | Ea |  | 1 Year (Limited Lifetime) | 2847 | 8% | 2619.24
50316 | Etherwan | EX77600-000C | Hardened ( -40°C - 75°C ) Managed Ethernet Switch with 24 Port 10/100 Ports. Rack Mount with Internal Universal Power Supply, 90VAC-264VAC. | Ea |  | 1 Year (Limited Lifetime) | 1520 | 8% | 1398.4
50317 | Etherwan | EX77602-00VC | Hardened ( -40°C - 75°C ) Managed Ethernet Switch, 24 Port 10/100 + 2 Gigabit / SFP Combo Ports. Rack Mount with Internal Universal Power Supply, 90VAC-264VAC. | Ea |  | 1 Year (Limited Lifetime) | 2020 | 8% | 1858.4
50318 | Etherwan | EX77602-023C | Hardened ( -40°C - 75°C ) Managed Ethernet Switch, 24 Port 10/100 + 2 Gigabit Fiber Ports. Rack Mount with Internal Universal Power Supply, 90VAC-264VAC. | Ea |  | 1 Year (Limited Lifetime) | 2320 | 8% | 2134.4
50319 | Etherwan | EX77602-02AC | Hardened ( -40°C - 75°C ) Managed Ethernet Switch, 24 Port 10/100 + 2 Gigabit Fiber Ports. Rack Mount with Internal Universal Power Supply, 90VAC-264VAC. | Ea |  | 1 Year (Limited Lifetime) | 3320 | 8% | 3054.4
50320 | Etherwan | EX77602-02BC | Hardened ( -40°C - 75°C ) Managed Ethernet Switch, 24 Port 10/100 + 2 Gigabit Fiber Ports. Rack Mount with Internal Universal Power Supply, 90VAC-264VAC. | Ea |  | 1 Year (Limited Lifetime) | 4120 | 8% | 3790.4
50321 | Etherwan | EX77602-02CC | Hardened ( -40°C - 75°C ) Managed Ethernet Switch, 24 Port 10/100 + 2 Gigabit Fiber Ports. Rack Mount with Internal Universal Power Supply, 90VAC-264VAC. | Ea |  | 1 Year (Limited Lifetime) | 5420 | 8% | 4986.4
50322 | Etherwan | EX77602-02RC | Hardened ( -40°C - 75°C ) Managed Ethernet Switch, 24 Port 10/100 + 2 Gigabit Fiber Ports. Rack Mount with Internal Universal Power Supply, 90VAC-264VAC. | Ea |  | 1 Year (Limited Lifetime) | 5520 | 8% | 5078.4
50323 | Etherwan | EX77602-02SC | Hardened ( -40°C - 75°C ) Managed Ethernet Switch, 24 Port 10/100 + 2 Gigabit Fiber Ports. Rack Mount with Internal Universal Power Supply, 90VAC-264VAC. | Ea |  | 1 Year (Limited Lifetime) | 5920 | 8% | 5446.4
50324 | Etherwan | EX77604-001C | Hardened ( -40°C - 75°C ) Managed Ethernet Switch, 24 Port 10/100 + 1 Gigabit Port. Rack Mount with Internal Universal Power Supply, 90VAC - 264VAC. | Ea |  | 1 Year (Limited Lifetime) | 1730 | 8% | 1591.6
50325 | Etherwan | EX77604-00VC | Hardened ( -40°C - 75°C ) Managed Ethernet Switch, 24 Port 10/100 + 4 Gigabit/SFP Combo Ports. Rack Mount with Internal Universal Power Supply, 90VAC-264VAC. | Ea |  | 1 Year (Limited Lifetime) | 2520 | 8% | 2318.4
50326 | Etherwan | EX77604-00VCR | Hardened ( -40°C - 75°C ) Managed Ethernet Switch, 24 Port 10/100 + 4 Gigabit/SFP Combo Ports. Rack Mount with Redundant Internal Universal Power Supplies, 90VAC-264VAC. | Ea |  | 1 Year (Limited Lifetime) | 2770 | 8% | 2548.4
50327 | Etherwan | EX77604-023W | Hardened ( -40°C - 75°C ) Managed Ethernet Switch, 24 Port 10/100 + 2 Gigabit Fiber Ports. Rack Mount with Internal 90VAC-264VAC & 88 - 370VDC 88 - 370VDC, Terminal Block Connector | Ea |  | 1 Year (Limited Lifetime) | 2740 | 8% | 2520.8
50328 | Etherwan | EX77604-023WR | Hardened ( -40°C - 75°C ) Managed Ethernet Switch, 24 Port 10/100 + 2 Gigabit Fiber Ports. Rack Mount with Internal 90VAC-264VAC & 88 - 370VDC 88 - 370VDC Redundant Power Supplies, Terminal Block Connector | Ea |  | 1 Year (Limited Lifetime) | 3045 | 8% | 2801.4
50329 | Etherwan | EX77604-02AC | Hardened ( -40°C - 75°C ) Managed Ethernet Switch, 24 Port 10/100 + 4 Gigabit Fiber Ports. Rack Mount with Internal Universal Redundant Power Supply, 90VAC-264VAC. | Ea |  | 1 Year (Limited Lifetime) | 3740 | 8% | 3440.8
50330 | Etherwan | EX77604-02AWR | Hardened ( -40°C - 75°C ) Managed Ethernet Switch, 24 Port 10/100 + up to 4 Gigabit Fiber Ports. Rack Mount with Internal 90VAC-264VAC & 88 - 370VDC 88 - 370VDC Redundant Power Supplies, Terminal Block Connector | Ea |  | 1 Year (Limited Lifetime) | 4045 | 8% | 3721.4
50331 | Etherwan | EX77604-02BC | Hardened ( -40°C - 75°C ) Managed Ethernet Switch, 24 Port 10/100 + 4 Gigabit Fiber Ports. Rack Mount with Internal Universal Redundant Power Supply, 90VAC-264VAC. | Ea |  | 1 Year (Limited Lifetime) | 4540 | 8% | 4176.8
50332 | Etherwan | EX77604-043C | Hardened ( -40°C - 75°C ) Managed Ethernet Switch, 24 Port 10/100 + 4 Gigabit Fiber Ports. Rack Mount with Internal Universal Redundant Power Supply, 90VAC-264VAC. | Ea |  | 1 Year (Limited Lifetime) | 3120 | 8% | 2870.4
50333 | Etherwan | EX77604-04AC | Hardened ( -40°C - 75°C ) Managed Ethernet Switch, 24 Port 10/100 + 4 Gigabit Fiber Ports. Rack Mount with Internal Universal Redundant Power Supply, 90VAC-264VAC. | Ea |  | 1 Year (Limited Lifetime) | 5120 | 8% | 4710.4
50334 | Etherwan | EX77604-04BC | Hardened ( -40°C - 75°C ) Managed Ethernet Switch, 24 Port 10/100 + 4 Gigabit Fiber Ports. Rack Mount with Internal Universal Redundant Power Supply, 90VAC-264VAC. | Ea |  | 1 Year (Limited Lifetime) | 6720 | 8% | 6182.4
50335 | Etherwan | EX77604-04RC | Hardened ( -40°C - 75°C ) Managed Ethernet Switch, 24 Port 10/100 + 4 Gigabit Fiber Ports. Rack Mount with Internal Universal Redundant Power Supply, 90VAC-264VAC. | Ea |  | 1 Year (Limited Lifetime) | 9520 | 8% | 8758.4
50336 | Etherwan | EX77604-04SC | Hardened ( -40°C - 75°C ) Managed Ethernet Switch, 24 Port 10/100 + 4 Gigabit Fiber Ports. Rack Mount with Internal Universal Redundant Power Supply, 90VAC-264VAC. | Ea |  | 1 Year (Limited Lifetime) | 10320 | 8% | 9494.4
50337 | Etherwan | EX77964-8VB | Hardened (-40°C - 75°C) Managed 28 Port LL3 Gigabit Ethernet Switch, 24 GE Ports (16 GE RJ45 + 8 GE Combo 100/1000 Dual Rate SFP Ports) + 4 1G/10G SFP+ Ports, Rack Mount, Redundant 12-24VDC Terminal Block Power Input. Power Supply sold separately. | Ea |  | 1 Year (Limited Lifetime) | 3450 | 8% | 3174
50338 | Etherwan | EX77964-8VC | Hardened (-40°C - 75°C) Managed 28 Port LL3 Gigabit Ethernet Switch, 24 GE Ports (16 GE RJ45 + 8 GE Combo SFP Ports) + 4 1G/10G SFP+ Ports, Rack Mount, Internal Universal 90-260VAC Power Supply, IEC Power Connector | Ea |  | 1 Year (Limited Lifetime) | 3750 | 8% | 3450
50339 | Etherwan | EX77964-8VCR | Hardened (-40°C - 75°C) Managed 28 Port LL3 Gigabit Ethernet Switch, 24 GE Ports (16 GE RJ45 + 8 GE Combo SFP Ports) + 4 1G/10G SFP+ Ports, Rack Mount, Redundant Internal Universal 90-260VAC Power Supply, IEC Power Connector | Ea |  | 1 Year (Limited Lifetime) | 3850 | 8% | 3542
50340 | Etherwan | EX77964-8VT | Hardened (-40°C - 75°C) Managed 28 Port LL3 Gigabit Ethernet Switch, 24 GE Ports (16 GE RJ45 + 8 GE Combo SFP Ports) + 4 1G/10G SFP+ Ports, Rack Mount, ±48VDC Terminal Block Power Input | Ea |  | 1 Year (Limited Lifetime) | 3750 | 8% | 3450
50341 | Etherwan | EX77964-8VTR | Hardened (-40°C - 75°C) Managed 28 Port LL3 Gigabit Ethernet Switch, 24 GE Ports (16 GE RJ45 + 8 GE Combo SFP Ports) + 4 1G/10G SFP+ Ports, Rack Mount, Redundant ±48VDC Terminal Block Power Input | Ea |  | 1 Year (Limited Lifetime) | 3850 | 8% | 3542
50342 | Etherwan | EX77964-8VW | Hardened (-40°C - 75°C) Managed 28 Port LL3 Gigabit Ethernet Switch, 24 GE Ports (16 GE RJ45 + 8 GE Combo SFP Ports) + 4 1G/10G SFP+ Ports, Rack Mount, Internal Universal 90-260VAC Power Supply, Terminal Block Power Connector | Ea |  | 1 Year (Limited Lifetime) | 3750 | 8% | 3450
50343 | Etherwan | EX77964-8VWR | Hardened (-40°C - 75°C) Managed 28 Port LL3 Giagbit Ethernet Switch, 24 GE Ports (16 GE RJ45 + 8 GE Combo SFP Ports) + 4 1G/10G SFP+ Ports, Rack Mount, Redundant Internal Universal 90-260VAC Power Supply, Terminal Block Power Connector | Ea |  | 1 Year (Limited Lifetime) | 3850 | 8% | 3542
50344 | Etherwan | EX-779-PC | Power Supply, screw-in module for EX77964-8XC or 8XCR only | Ea |  | 1 Year (Limited Lifetime) | 295 | 8% | 271.4
50345 | Etherwan | EX78162-0VB | Hardened (-40°C - 75°C) Managed Ethernet Switch with 16 10/100 PoE Ports + 2 Gigabit Ports, 802.3at 30W PoE available on all Ports, Rear Mount Terminal Block Power Input 48VDC - 57VDC. | Ea |  | 1 Year (Limited Lifetime) | 2500 | 8% | 2300
50346 | Etherwan | EX78162B-0MB | Hardened (-40°C - 75°C) Managed Ethernet Switch with 16 10/100 PoE Ports + 2 Gigabit Fiber Ports, 802.3af 15.4W PoE available on all Ports, Include Digital I/O. Rear Mount Terminal Block Power Input 48VDC - 57VDC. | Ea |  | 1 Year (Limited Lifetime) | 3200 | 8% | 2944
50347 | Etherwan | EX78162R-0MB | Hardened (-40°C - 75°C) Managed Ethernet Switch with 16 10/100 PoE Ports + 2 Gigabit Fiber Ports, 802.3at 30W PoE available on all Ports. Rear Mount Terminal Block Power Input 48VDC - 57VDC. | Ea |  | 1 Year (Limited Lifetime) | 2900 | 8% | 2668
50348 | Etherwan | EX78402-01BT | Hardened (-40°C - 75°C) Managed Ethernet PoE Switch with 4 10/100 802.3at PoE ports + 2 Gigabit RJ45 ports. DIN RAIL Mount, Terminal Block Power Input 48VDC - 57VDC. | Ea |  | 1 Year (Limited Lifetime) | 1050 | 8% | 966
50349 | Etherwan | EX78402-03BT | Hardened (-40°C - 75°C) Managed Ethernet PoE Switch with 4 10/100 802.3at PoE ports + 2 Gigabit Fiber ports. DIN RAIL Mount, Terminal Block Power Input 48VDC - 57VDC. | Ea |  | 1 Year (Limited Lifetime) | 1250 | 8% | 1150
50350 | Etherwan | EX78402-04BT | Hardened (-40°C - 75°C) Managed Ethernet PoE Switch with 4 10/100 802.3at PoE ports + 2 Gigabit Fiber ports. DIN RAIL Mount, Terminal Block Power Input 48VDC - 57VDC. | Ea |  | 1 Year (Limited Lifetime) | 1650 | 8% | 1518
50351 | Etherwan | EX78402-05BT | Hardened (-40°C - 75°C) Managed Ethernet PoE Switch with 4 10/100 802.3at PoE ports + 2 Gigabit Fiber ports. DIN RAIL Mount, Terminal Block Power Input 48VDC - 57VDC. | Ea |  | 1 Year (Limited Lifetime) | 1250 | 8% | 1150
50352 | Etherwan | EX78402-0ABT | Hardened (-40°C - 75°C) Managed Ethernet PoE Switch with 4 10/100 802.3at PoE ports + 2 Gigabit Fiber ports. DIN RAIL Mount, Terminal Block Power Input 48VDC - 57VDC. | Ea |  | 1 Year (Limited Lifetime) | 1450 | 8% | 1334
50353 | Etherwan | EX78402-0RBT | Hardened (-40°C - 75°C) Managed Ethernet PoE Switch with 4 10/100 802.3at PoE ports + 2 Gigabit Fiber ports. DIN RAIL Mount, Terminal Block Power Input 48VDC - 57VDC. | Ea |  | 1 Year (Limited Lifetime) | 4650 | 8% | 4278
50354 | Etherwan | EX78402-0SBT | Hardened (-40°C - 75°C) Managed Ethernet PoE Switch with 4 10/100 802.3at PoE ports + 2 Gigabit Fiber ports. DIN RAIL Mount, Terminal Block Power Input 48VDC - 57VDC. | Ea |  | 1 Year (Limited Lifetime) | 5050 | 8% | 4646
50355 | Etherwan | EX78402-0VBT | Hardened (-40°C - 75°C) Managed Ethernet PoE Switch with 4 10/100 802.3at PoE ports + 2 Gigabit SFP ports. DIN RAIL Mount, Terminal Block Power Input 48VDC - 57VDC. | Ea |  | 1 Year (Limited Lifetime) | 1090 | 8% | 1002.8
50356 | Etherwan | EX78802-01BT | Hardened (-40°C - 75°C) Managed Ethernet PoE Switch with 8 10/100 802.3at 30W PoE ports + 2 Gigabit RJ45 ports. DIN RAIL Mount, Terminal Block Power Input 48VDC - 57VDC. | Ea |  | 1 Year (Limited Lifetime) | 1370 | 8% | 1260.4
50357 | Etherwan | EX78802-03BT | Hardened (-40°C - 75°C) Managed Ethernet PoE Switch with 8 10/100 802.3at 30W PoE Ports + 2 Gigabit Fiber ports. DIN RAIL Mount, Terminal Block Power Input 48VDC - 57VDC. | Ea |  | 1 Year (Limited Lifetime) | 1570 | 8% | 1444.4
50358 | Etherwan | EX78802-04BT | Hardened (-40°C - 75°C) Managed Ethernet PoE Switch with 8 10/100 802.3at 30W PoE Ports + 2 Gigabit Fiber ports. DIN RAIL Mount, Terminal Block Power Input 48VDC - 57VDC. | Ea |  | 1 Year (Limited Lifetime) | 1970 | 8% | 1812.4
50359 | Etherwan | EX78802-05BT | Hardened (-40°C - 75°C) Managed Ethernet PoE Switch with 8 10/100 802.3at 30W PoE Ports + 2 Gigabit Fiber ports. DIN RAIL Mount, Terminal Block Power Input 48VDC - 57VDC. | Ea |  | 1 Year (Limited Lifetime) | 1970 | 8% | 1812.4
50360 | Etherwan | EX78802-0ABT | Hardened (-40°C - 75°C) Managed Ethernet PoE Switch with 8 10/100 802.3at 30W PoE Ports + 2 Gigabit Fiber ports. DIN RAIL Mount, Terminal Block Power Input 48VDC - 57VDC. | Ea |  | 1 Year (Limited Lifetime) | 1770 | 8% | 1628.4
50361 | Etherwan | EX78802-0RBT | Hardened (-40°C - 75°C) Managed Ethernet PoE Switch with 8 10/100 802.3at 30W PoE Ports + 2 Gigabit Fiber ports. DIN RAIL Mount, Terminal Block Power Input 48VDC - 57VDC. | Ea |  | 1 Year (Limited Lifetime) | 4970 | 8% | 4572.4
50362 | Etherwan | EX78802-0SBT | Hardened (-40°C - 75°C) Managed Ethernet PoE Switch with 8 10/100 802.3at 30W PoE Ports + 2 Gigabit Fiber ports. DIN RAIL Mount, Terminal Block Power Input 48VDC - 57VDC. | Ea |  | 1 Year (Limited Lifetime) | 5370 | 8% | 4940.4
50363 | Etherwan | EX78802-0VBT | Hardened (-40°C - 75°C) Managed Ethernet PoE Switch with 8 10/100 802.3at 30W PoE ports + 2 Gigabit SFP ports. DIN RAIL Mount, Terminal Block Power Input 48VDC - 57VDC. | Ea |  | 1 Year (Limited Lifetime) | 1410 | 8% | 1297.2
50364 | Etherwan | EX78802R-04B-T | Hardened (-40°C - 75°C) Managed Ethernet PoE Switch with 8 10/100 802.3at 60W PoE ports + 2 Gigabit Fiber Ports. DIN RAIL Mount, Terminal Block Power Input 48VDC - 57VDC. 2 1000SX MM 2KM SC | Ea |  | 1 Year (Limited Lifetime) | 1970 | 8% | 1812.4
50365 | Etherwan | EX78802R-0AB-T | Hardened (-40°C - 75°C) Managed Ethernet PoE Switch with 8 10/100 802.3at 30W PoE ports + 2 Gigabit Fiber Ports. DIN RAIL Mount, Terminal Block Power Input 48VDC - 57VDC. | Ea |  | 1 Year (Limited Lifetime) | 1830 | 8% | 1683.6
50366 | Etherwan | EX78822-11BT | Hardened (-40°C - 75°C) Managed Ethernet PoE Switch with 8 10/100 802.3at 30W PoE ports + 2 100FX Fiber ports + 2 GE ports. DIN RAIL Mount, Terminal Block Power Input 48VDC - 57VDC. | Ea |  | 1 Year (Limited Lifetime) | 1670 | 8% | 1536.4
50367 | Etherwan | EX78822-13BT | Hardened (-40°C - 75°C) Managed Ethernet PoE Switch with 8 10/100 802.3at 30W PoE Ports + 2 100FX Fiber ports + 2 GE Fiber ports. DIN RAIL Mount, Terminal Block Power Input 48VDC - 57VDC. | Ea |  | 1 Year (Limited Lifetime) | 1870 | 8% | 1720.4
50368 | Etherwan | EX78822-14BT | Hardened (-40°C - 75°C) Managed Ethernet PoE Switch with 8 10/100 802.3at 30W PoE Ports + 2 100FX Fiber ports + 2 GE Fiber ports. DIN RAIL Mount, Terminal Block Power Input 48VDC - 57VDC. | Ea |  | 1 Year (Limited Lifetime) | 2270 | 8% | 2088.4
50369 | Etherwan | EX78822-21BT | Hardened (-40°C - 75°C) Managed Ethernet PoE Switch with 8 10/100 802.3at 30W PoE Ports + 2 100FX Fiber ports + 2 GE Fiber ports. DIN RAIL Mount, Terminal Block Power Input 48VDC - 57VDC. | Ea |  | 1 Year (Limited Lifetime) | 1670 | 8% | 1536.4
50370 | Etherwan | EX78822-25BT | Hardened (-40°C - 75°C) Managed Ethernet PoE Switch with 8 10/100 802.3at 30W PoE Ports + 2 100FX Fiber ports + 2 GE Fiber ports. DIN RAIL Mount, Terminal Block Power Input 48VDC - 57VDC. | Ea |  | 1 Year (Limited Lifetime) | 1870 | 8% | 1720.4
50371 | Etherwan | EX78822-A1BT | Hardened (-40°C - 75°C) Managed Ethernet PoE Switch with 8 10/100 802.3at 30W PoE Ports + 2 100FX Fiber ports + 2 GE Fiber ports. DIN RAIL Mount, Terminal Block Power Input 48VDC - 57VDC. | Ea |  | 1 Year (Limited Lifetime) | 1970 | 8% | 1812.4
50372 | Etherwan | EX78822-AABT | Hardened (-40°C - 75°C) Managed Ethernet PoE Switch with 8 10/100 802.3at 30W PoE Ports + 2 100FX Fiber ports + 2 GE Fiber ports. DIN RAIL Mount, Terminal Block Power Input 48VDC - 57VDC. | Ea |  | 1 Year (Limited Lifetime) | 2370 | 8% | 2180.4
50373 | Etherwan | EX78822-ARBT | Hardened (-40°C - 75°C) Managed Ethernet PoE Switch with 8 10/100 802.3at 30W PoE Ports + 2 100FX Fiber ports + 2 GE Fiber ports. DIN RAIL Mount, Terminal Block Power Input 48VDC - 57VDC. | Ea |  | 1 Year (Limited Lifetime) | 5570 | 8% | 5124.4
50374 | Etherwan | EX78822-ASBT | Hardened (-40°C - 75°C) Managed Ethernet PoE Switch with 8 10/100 802.3at 30W PoE Ports + 2 100FX Fiber ports + 2 GE Fiber ports. DIN RAIL Mount, Terminal Block Power Input 48VDC - 57VDC. | Ea |  | 1 Year (Limited Lifetime) | 5970 | 8% | 5492.4
50375 | Etherwan | EX78822-AVBT | Hardened (-40°C - 75°C) Managed Ethernet PoE Switch with 8 10/100 802.3at 30W PoE Ports + 2 100FX Fiber ports + 2 GE SFP ports. DIN RAIL Mount, Terminal Block Power Input 48VDC - 57VDC. | Ea |  | 1 Year (Limited Lifetime) | 2010 | 8% | 1849.2
50376 | Etherwan | EX78822-VVBT | Hardened (-40°C - 75°C) Managed Ethernet PoE Switch with 8 10/100 802.3at 30W PoE ports + 2 100Base SFP ports + 2 GE SFP ports. DIN RAIL Mount, Terminal Block Power Input 48VDC - 57VDC. | Ea |  | 1 Year (Limited Lifetime) | 1490 | 8% | 1370.8
50377 | Etherwan | EX78921-03B | Hardened (-40°C - 75°C) ManagedLL3 Gigabit Ethernet PoE Switch with 12 Gigabit Ports, (8 GE PoE+ 60W) + 4 GE Non PoE + 4 1000Base Fixed Fiber ports. IEEE802.3at 60W on Ports 1-8 with 240W PoE power budget. DIN RAIL Mount, Terminal Block Power Input 52VDC - 57VDC, power supply sold separately.. | Ea |  | 1 Year (Limited Lifetime) | 2149 | 8% | 1977.08
50378 | Etherwan | EX78921-04B | Hardened (-40°C - 75°C) Managed LL3 Gigabit Ethernet PoE Switch with 12 Gigabit Ports, (8 GE PoE+ 60W) + 4 GE Non PoE + 4 1000Base Fixed Fiber ports. IEEE802.3at 60W on Ports 1-8 with 240W PoE power budget. DIN RAIL Mount, Terminal Block Power Input 52VDC - 57VDC, power supply sold separately.. | Ea |  | 1 Year (Limited Lifetime) | 2749 | 8% | 2529.08
50379 | Etherwan | EX78921-05B | Hardened (-40°C - 75°C) Managed LL3 Gigabit Ethernet PoE Switch with 12 Gigabit Ports, (8 GE PoE+ 60W) + 4 GE Non PoE + 4 1000Base Fixed Fiber ports. IEEE802.3at 60W on Ports 1-8 with 240W PoE power budget. DIN RAIL Mount, Terminal Block Power Input 52VDC - 57VDC, power supply sold separately.. | Ea |  | 1 Year (Limited Lifetime) | 2149 | 8% | 1977.08
50380 | Etherwan | EX78921-0AB | Hardened (-40°C - 75°C) Managed LL3 Gigabit Ethernet PoE Switch with 12 Gigabit Ports, (8 GE PoE+ 60W) + 4 GE Non PoE + 4 1000Base Fixed Fiber ports. IEEE802.3at 60W on Ports 1-8 with 240W PoE power budget. DIN RAIL Mount, Terminal Block Power Input 52VDC - 57VDC, power supply sold separately.. | Ea |  | 1 Year (Limited Lifetime) | 2349 | 8% | 2161.08
50381 | Etherwan | EX78921-0BB | Hardened (-40°C - 75°C) Managed LL3 Gigabit Ethernet PoE Switch with 12 Gigabit Ports, (8 GE PoE+ 60W) + 4 GE Non PoE + 4 1000Base Fixed Fiber ports. IEEE802.3at 60W on Ports 1-8 with 240W PoE power budget. DIN RAIL Mount, Terminal Block Power Input 52VDC - 57VDC, power supply sold separately.. | Ea |  | 1 Year (Limited Lifetime) | 2749 | 8% | 2529.08
50382 | Etherwan | EX78921-0RB | Hardened (-40°C - 75°C) Managed LL3 Gigabit Ethernet PoE Switch with 12 Gigabit Ports, (8 GE PoE+ 60W) + 4 GE Non PoE + 4 1000Base Fixed Fiber ports. IEEE802.3at 60W on Ports 1-8 with 240W PoE power budget. DIN RAIL Mount, Terminal Block Power Input 52VDC - 57VDC, power supply sold separately.. | Ea |  | 1 Year (Limited Lifetime) | 4749 | 8% | 4369.08
50383 | Etherwan | EX78921-0SB | Hardened (-40°C - 75°C) Managed LL3 Gigabit Ethernet PoE Switch with 12 Gigabit Ports, (8 GE PoE+ 60W) + 4 GE Non PoE + 4 1000Base Fixed Fiber ports. IEEE802.3at 60W on Ports 1-8 with 240W PoE power budget. DIN RAIL Mount, Terminal Block Power Input 52VDC - 57VDC, power supply sold separately.. | Ea |  | 1 Year (Limited Lifetime) | 5549 | 8% | 5105.08
50384 | Etherwan | EX78921-0VB | Hardened (-40°C - 75°C) Managed LL3 Gigabit Ethernet PoE Switch with 12 Gigabit Ports, (8 GE PoE+ 60W) + 4 GE Non PoE + 4 1000Base SFP ports. IEEE802.3at 60W on Ports 1-8 with 240W PoE power budget. DIN RAIL Mount, Terminal Block Power Input 52VDC - 57VDC, power supply sold separately.. | Ea |  | 1 Year (Limited Lifetime) | 1949 | 8% | 1793.08
50385 | Etherwan | EX78921B-0MB | Hardened (-40°C - 75°C) Managed LL3 Gigabit Ethernet PoE Switch with 12 Gigabit Ports, (8 GE PoE+ 60W) + 4 GE Non PoE + 4 1000Base Fixed Fiber ports.IEEE802.3at 60W on Ports 1-8 with 240W PoE power budget, includes Digital I/O, In. Rear Mount Terminal Block Power Input 52VDC - 57VDC, power supply sold separately.. | Ea |  | 1 Year (Limited Lifetime) | 2649 | 8% | 2437.08
50386 | Etherwan | EX78921B-0VB | Hardened (-40°C - 75°C) Managed LL3 Gigabit Ethernet PoE Switch with 12 Gigabit Ports, (8 GE PoE+ 60W) + 4 GE Non PoE + 4 1000Base SFP ports. IEEE802.3at 60W on Ports 1-8 with 240W PoE power budget, Includes Digital I/O. Rear Mount Terminal Block Power Input 52VDC - 57VDC, power supply sold separately.. | Ea |  | 1 Year (Limited Lifetime) | 2249 | 8% | 2069.08
50387 | Etherwan | EX78921R-0MB | Hardened (-40°C - 75°C) Managed LL3 Gigabit Ethernet PoE Switch with 12 Gigabit Ports, (8 GE PoE+ 60W) + 4 GE Non PoE + 4 1000Base Fixed Fiber ports. IEEE802.3at 60W on Ports 1-8 with 240W PoE power budget. Rear Mount Terminal Block Power Input 52VDC - 57VDC, power supply sold separately.. | Ea |  | 1 Year (Limited Lifetime) | 2349 | 8% | 2161.08
50388 | Etherwan | EX78921R-0VB | Hardened (-40°C - 75°C) Managed LL3 Gigabit Ethernet PoE Switch with 12 Gigabit Ports, (8 GE PoE+ 60W) + 4 GE Non PoE + 4 1000Base SFP ports. IEEE802.3at 60W on Ports 1-8 with 240W PoE power budget. Rear Mount Terminal Block Power Input 52VDC - 57VDC, power supply sold separately.. | Ea |  | 1 Year (Limited Lifetime) | 1949 | 8% | 1793.08
50389 | Etherwan | EX78931-0VB | Hardened (-40°C - 75°C) Managed LL3 Gigabit Ethernet PoE Switch with 16 Gigabit Ports (8 PoE+ 60W) + 4 GE Non PoE + 4 1000Base SFP ports. IEEE802.3at 60W on Ports 1-8 with 240W PoE power budget. DIN RAIL Mount, Terminal Block Power Input 52VDC - 57VDC, power supply sold separately.. | Ea |  | 1 Year (Limited Lifetime) | 2249 | 8% | 2069.08
50390 | Etherwan | EX83200-00B | Hardened ( -40°C - 75°C ), IEC16850 & IEEE1613, Managed Ethernet Switch with 8 10/100TX Ports. DIN Rail Mount Power Supply, 12VDC to 48VDC Terminal Block and DC Jack. | Ea |  | 1 Year (Limited Lifetime) | 1130 | 8% | 1039.6
50391 | Etherwan | EX83202-01B | Hardened ( -40°C - 75°C ), IEC16850 & IEEE1613, Managed Ethernet Switch with 8 10/100TX Ports + 2 Gigabit TX Ports. DIN Rail Mount Power Supply, 12VDC to 48VDC Terminal Block and DC Jack. | Ea |  | 1 Year (Limited Lifetime) | 1330 | 8% | 1223.6
50392 | Etherwan | EX83202-03B | Hardened ( -40°C - 75°C ), IEC16850 & IEEE1613, Managed Ethernet Switch with 8 10/100TX Ports + 2 Gigabit Fiber Ports. DIN Rail Mount Power Supply, 12VDC to 48VDC Terminal Block and DC Jack. | Ea |  | 1 Year (Limited Lifetime) | 1530 | 8% | 1407.6
50393 | Etherwan | EX83202-0AB | Hardened ( -40°C - 75°C ), IEC16850 & IEEE1613, Managed Ethernet Switch with 8 10/100TX Ports + 2 Gigabit Fiber Ports. DIN Rail Mount Power Supply, 12VDC to 48VDC Terminal Block and DC Jack. | Ea |  | 1 Year (Limited Lifetime) | 1730 | 8% | 1591.6
50394 | Etherwan | EX83202-0BB | Hardened ( -40°C - 75°C ), IEC16850 & IEEE1613, Managed Ethernet Switch with 8 10/100TX Ports + 2 Gigabit Fiber Ports. DIN Rail Mount Power Supply, 12VDC to 48VDC Terminal Block and DC Jack. | Ea |  | 1 Year (Limited Lifetime) | 1930 | 8% | 1775.6
50395 | Etherwan | EX83202-0VB | Hardened ( -40°C - 75°C ), IEC16850 & IEEE1613, Managed Ethernet Switch with 8 10/100TX Ports + 2 Gigabit SFP Ports. DIN Rail Mount Power Supply, 12VDC to 48VDC Terminal Block and DC Jack. | Ea |  | 1 Year (Limited Lifetime) | 1630 | 8% | 1499.6
50396 | Etherwan | EX83240-10B | Hardened ( -40°C - 75°C ), IEC16850 & IEEE1613, Managed Ethernet Switch 8 10/100TX Ports + 4 100FX Fiber Ports. DIN Rail Mount Power Supply, 12VDC to 48VDC Terminal Block and DC Jack. | Ea |  | 1 Year (Limited Lifetime) | 1730 | 8% | 1591.6
50397 | Etherwan | EX83240-20B | Hardened ( -40°C - 75°C ), IEC16850 & IEEE1613, Managed Ethernet Switch 8 10/100TX Ports + 4 100FX Fiber Ports. DIN Rail Mount Power Supply, 12VDC to 48VDC Terminal Block and DC Jack. | Ea |  | 1 Year (Limited Lifetime) | 1730 | 8% | 1591.6
50398 | Etherwan | EX83240-A0B | Hardened ( -40°C - 75°C ), IEC16850 & IEEE1613, Managed Ethernet Switch 8 10/100TX Ports + 4 100FX Fiber Ports. DIN Rail Mount Power Supply, 12VDC to 48VDC Terminal Block and DC Jack. | Ea |  | 1 Year (Limited Lifetime) | 2330 | 8% | 2143.6
50399 | Etherwan | EX83240-B0B | Hardened ( -40°C - 75°C ), IEC16850 & IEEE1613, Managed Ethernet Switch 8 10/100TX Ports + 4 100FX Fiber Ports. DIN Rail Mount Power Supply, 12VDC to 48VDC Terminal Block and DC Jack. | Ea |  | 1 Year (Limited Lifetime) | 2730 | 8% | 2511.6
50400 | Etherwan | EX83240-H0B | Hardened ( -40°C - 75°C ), IEC16850 & IEEE1613, Managed Ethernet Switch 8 10/100TX Ports + 4 100FX Fiber Ports. DIN Rail Mount Power Supply, 12VDC to 48VDC Terminal Block and DC Jack. | Ea |  | 1 Year (Limited Lifetime) | 2330 | 8% | 2143.6
50401 | Etherwan | EX83240-P0B | Hardened ( -40°C - 75°C ), IEC16850 & IEEE1613, Managed Ethernet Switch 8 10/100TX Ports + 4 100FX Fiber Ports. DIN Rail Mount Power Supply, 12VDC to 48VDC Terminal Block and DC Jack. | Ea |  | 1 Year (Limited Lifetime) | 2730 | 8% | 2511.6
50402 | Etherwan | EX83240-Q0B | Hardened ( -40°C - 75°C ), IEC16850 & IEEE1613, Managed Ethernet Switch 8 10/100TX Ports + 4 100FX Fiber Ports. DIN Rail Mount Power Supply, 12VDC to 48VDC Terminal Block and DC Jack. | Ea |  | 1 Year (Limited Lifetime) | 2930 | 8% | 2695.6
50403 | Etherwan | EX83240-R0B | Hardened ( -40°C - 75°C ), IEC16850 & IEEE1613, Managed Ethernet Switch 8 10/100TX Ports + 4 100FX Fiber Ports. DIN Rail Mount Power Supply, 12VDC to 48VDC Terminal Block and DC Jack. | Ea |  | 1 Year (Limited Lifetime) | 3930 | 8% | 3615.6
50404 | Etherwan | EX83240-S0B | Hardened ( -40°C - 75°C ), IEC16850 & IEEE1613, Managed Ethernet Switch 8 10/100TX Ports + 4 100FX Fiber Ports. DIN Rail Mount Power Supply, 12VDC to 48VDC Terminal Block and DC Jack. | Ea |  | 1 Year (Limited Lifetime) | 4170 | 8% | 3836.4
50405 | Etherwan | EX83242-11B | Hardened ( -40°C - 75°C ), IEC16850 & IEEE1613, Managed Ethernet Switch 8 10/100TX Ports + 4 100FX Fiber Ports + 2 Gigabit TX Ports. DIN Rail Mount Power Supply, 12VDC to 48VDC Terminal Block and DC Jack. | Ea |  | 1 Year (Limited Lifetime) | 1930 | 8% | 1775.6
50406 | Etherwan | EX83242-13B | Hardened ( -40°C - 75°C ), IEC16850 & IEEE1613, Managed Ethernet Switch 8 10/100TX Ports + 4 100FX Fiber Ports + 2 Gigabit Fiber Ports. DIN Rail Mount Power Supply, 12VDC to 48VDC Terminal Block and DC Jack. | Ea |  | 1 Year (Limited Lifetime) | 2130 | 8% | 1959.6
50407 | Etherwan | EX83242-1AB | Hardened ( -40°C - 75°C ), IEC16850 & IEEE1613, Managed Ethernet Switch 8 10/100TX Ports + 4 100FX Fiber Ports + 2 Gigabit Fiber Ports. DIN Rail Mount Power Supply, 12VDC to 48VDC Terminal Block and DC Jack. | Ea |  | 1 Year (Limited Lifetime) | 2330 | 8% | 2143.6
50408 | Etherwan | EX83242-1BB | Hardened ( -40°C - 75°C ), IEC16850 & IEEE1613, Managed Ethernet Switch 8 10/100TX Ports + 4 100FX Fiber Ports + 2 Gigabit Fiber Ports. DIN Rail Mount Power Supply, 12VDC to 48VDC Terminal Block and DC Jack. | Ea |  | 1 Year (Limited Lifetime) | 2530 | 8% | 2327.6
50409 | Etherwan | EX83242-21B | Hardened ( -40°C - 75°C ), IEC16850 & IEEE1613, Managed Ethernet Switch 8 10/100TX Ports + 4 100FX Fiber Ports + 2 Gigabit TX Ports. DIN Rail Mount Power Supply, 12VDC to 48VDC Terminal Block and DC Jack. | Ea |  | 1 Year (Limited Lifetime) | 1930 | 8% | 1775.6
50410 | Etherwan | EX83242-23B | Hardened ( -40°C - 75°C ), IEC16850 & IEEE1613, Managed Ethernet Switch 8 10/100TX Ports + 4 100FX Fiber Ports + 2 Gigabit Fiber Ports. DIN Rail Mount Power Supply, 12VDC to 48VDC Terminal Block and DC Jack. | Ea |  | 1 Year (Limited Lifetime) | 2130 | 8% | 1959.6
50411 | Etherwan | EX83242-2AB | Hardened ( -40°C - 75°C ), IEC16850 & IEEE1613, Managed Ethernet Switch 8 10/100TX Ports + 4 100FX Fiber Ports + 2 Gigabit Fiber Ports. DIN Rail Mount Power Supply, 12VDC to 48VDC Terminal Block and DC Jack. | Ea |  | 1 Year (Limited Lifetime) | 2330 | 8% | 2143.6
50412 | Etherwan | EX83242-2BB | Hardened ( -40°C - 75°C ), IEC16850 & IEEE1613, Managed Ethernet Switch 8 10/100TX Ports + 4 100FX Fiber Ports + 2 Gigabit Fiber Ports. DIN Rail Mount Power Supply, 12VDC to 48VDC Terminal Block and DC Jack. | Ea |  | 1 Year (Limited Lifetime) | 2530 | 8% | 2327.6
50413 | Etherwan | EX83242-A1B | Hardened ( -40°C - 75°C ), IEC16850 & IEEE1613, Managed Ethernet Switch 8 10/100TX Ports + 4 100FX Fiber Ports + 2 Gigabit TX Ports. DIN Rail Mount Power Supply, 12VDC to 48VDC Terminal Block and DC Jack. | Ea |  | 1 Year (Limited Lifetime) | 2530 | 8% | 2327.6
50414 | Etherwan | EX83242-A3B | Hardened ( -40°C - 75°C ), IEC16850 & IEEE1613, Managed Ethernet Switch 8 10/100TX Ports + 4 100FX Fiber Ports + 2 Gigabit Fiber Ports. DIN Rail Mount Power Supply, 12VDC to 48VDC Terminal Block and DC Jack. | Ea |  | 1 Year (Limited Lifetime) | 2730 | 8% | 2511.6
50415 | Etherwan | EX83242-AAB | Hardened ( -40°C - 75°C ), IEC16850 & IEEE1613, Managed Ethernet Switch 8 10/100TX Ports + 4 100FX Fiber Ports + 2 Gigabit Fiber Ports. DIN Rail Mount Power Supply, 12VDC to 48VDC Terminal Block and DC Jack. | Ea |  | 1 Year (Limited Lifetime) | 2930 | 8% | 2695.6
50416 | Etherwan | EX83242-ABB | Hardened ( -40°C - 75°C ), IEC16850 & IEEE1613, Managed Ethernet Switch 8 10/100TX Ports + 4 100FX Fiber Ports + 2 Gigabit Fiber Ports. DIN Rail Mount Power Supply, 12VDC to 48VDC Terminal Block and DC Jack. | Ea |  | 1 Year (Limited Lifetime) | 3130 | 8% | 2879.6
50417 | Etherwan | EX83242-B1B | Hardened ( -40°C - 75°C ), IEC16850 & IEEE1613, Managed Ethernet Switch 8 10/100TX Ports + 4 100FX Fiber Ports + 2 Gigabit TX Ports. DIN Rail Mount Power Supply, 12VDC to 48VDC Terminal Block and DC Jack. | Ea |  | 1 Year (Limited Lifetime) | 2930 | 8% | 2695.6
50418 | Etherwan | EX83242-B3B | Hardened ( -40°C - 75°C ), IEC16850 & IEEE1613, Managed Ethernet Switch 8 10/100TX Ports + 4 100FX Fiber Ports + 2 Gigabit Fiber Ports. DIN Rail Mount Power Supply, 12VDC to 48VDC Terminal Block and DC Jack. | Ea |  | 1 Year (Limited Lifetime) | 3130 | 8% | 2879.6
50419 | Etherwan | EX83242-BAB | Hardened ( -40°C - 75°C ), IEC16850 & IEEE1613, Managed Ethernet Switch 8 10/100TX Ports + 4 100FX Fiber Ports + 2 Gigabit Fiber Ports. DIN Rail Mount Power Supply, 12VDC to 48VDC Terminal Block and DC Jack. | Ea |  | 1 Year (Limited Lifetime) | 3330 | 8% | 3063.6
50420 | Etherwan | EX83242-BBB | Hardened ( -40°C - 75°C ), IEC16850 & IEEE1613, Managed Ethernet Switch 8 10/100TX Ports + 4 100FX Fiber Ports + 2 Gigabit Fiber Ports. DIN Rail Mount Power Supply, 12VDC to 48VDC Terminal Block and DC Jack. | Ea |  | 1 Year (Limited Lifetime) | 3530 | 8% | 3247.6
50421 | Etherwan | EX83242-H1B | Hardened ( -40°C - 75°C ), IEC16850 & IEEE1613, Managed Ethernet Switch 8 10/100TX Ports + 4 100FX Fiber Ports + 2 Gigabit TX Ports. DIN Rail Mount Power Supply, 12VDC to 48VDC Terminal Block and DC Jack. | Ea |  | 1 Year (Limited Lifetime) | 2530 | 8% | 2327.6
50422 | Etherwan | EX83242-H3B | Hardened ( -40°C - 75°C ), IEC16850 & IEEE1613, Managed Ethernet Switch 8 10/100TX Ports + 4 100FX Fiber Ports + 2 Gigabit Fiber Ports. DIN Rail Mount Power Supply, 12VDC to 48VDC Terminal Block and DC Jack. | Ea |  | 1 Year (Limited Lifetime) | 2730 | 8% | 2511.6
50423 | Etherwan | EX83242-HAB | Hardened ( -40°C - 75°C ), IEC16850 & IEEE1613, Managed Ethernet Switch 8 10/100TX Ports + 4 100FX Fiber Ports + 2 Gigabit Fiber Ports. DIN Rail Mount Power Supply, 12VDC to 48VDC Terminal Block and DC Jack. | Ea |  | 1 Year (Limited Lifetime) | 2930 | 8% | 2695.6
50424 | Etherwan | EX83242-HBB | Hardened ( -40°C - 75°C ), IEC16850 & IEEE1613, Managed Ethernet Switch 8 10/100TX Ports + 4 100FX Fiber Ports + 2 Gigabit Fiber Ports. DIN Rail Mount Power Supply, 12VDC to 48VDC Terminal Block and DC Jack. | Ea |  | 1 Year (Limited Lifetime) | 3130 | 8% | 2879.6
50425 | Etherwan | EX83242-P1B | Hardened ( -40°C - 75°C ), IEC16850 & IEEE1613, Managed Ethernet Switch 8 10/100TX Ports + 4 100FX Fiber Ports + 2 Gigabit TX Ports. DIN Rail Mount Power Supply, 12VDC to 48VDC Terminal Block and DC Jack. | Ea |  | 1 Year (Limited Lifetime) | 2930 | 8% | 2695.6
50426 | Etherwan | EX83242-P3B | Hardened ( -40°C - 75°C ), IEC16850 & IEEE1613, Managed Ethernet Switch 8 10/100TX Ports + 4 100FX Fiber Ports + 2 Gigabit Fiber Ports. DIN Rail Mount Power Supply, 12VDC to 48VDC Terminal Block and DC Jack. | Ea |  | 1 Year (Limited Lifetime) | 3130 | 8% | 2879.6
50427 | Etherwan | EX83242-PAB | Hardened ( -40°C - 75°C ), IEC16850 & IEEE1613, Managed Ethernet Switch 8 10/100TX Ports + 4 100FX Fiber Ports + 2 Gigabit Fiber Ports. DIN Rail Mount Power Supply, 12VDC to 48VDC Terminal Block and DC Jack. | Ea |  | 1 Year (Limited Lifetime) | 3330 | 8% | 3063.6
50428 | Etherwan | EX83242-PBB | Hardened ( -40°C - 75°C ), IEC16850 & IEEE1613, Managed Ethernet Switch 8 10/100TX Ports + 4 100FX Fiber Ports + 2 Gigabit Fiber Ports. DIN Rail Mount Power Supply, 12VDC to 48VDC Terminal Block and DC Jack. | Ea |  | 1 Year (Limited Lifetime) | 3530 | 8% | 3247.6
50429 | Etherwan | EX83242-Q1B | Hardened ( -40°C - 75°C ), IEC16850 & IEEE1613, Managed Ethernet Switch 8 10/100TX Ports + 4 100FX Fiber Ports + 2 Gigabit TX Ports. DIN Rail Mount Power Supply, 12VDC to 48VDC Terminal Block and DC Jack. | Ea |  | 1 Year (Limited Lifetime) | 3130 | 8% | 2879.6
50430 | Etherwan | EX83242-Q3B | Hardened ( -40°C - 75°C ), IEC16850 & IEEE1613, Managed Ethernet Switch 8 10/100TX Ports + 4 100FX Fiber Ports + 2 Gigabit Fiber Ports. DIN Rail Mount Power Supply, 12VDC to 48VDC Terminal Block and DC Jack. | Ea |  | 1 Year (Limited Lifetime) | 3330 | 8% | 3063.6
50431 | Etherwan | EX83242-QAB | Hardened ( -40°C - 75°C ), IEC16850 & IEEE1613, Managed Ethernet Switch 8 10/100TX Ports + 4 100FX Fiber Ports + 2 Gigabit Fiber Ports. DIN Rail Mount Power Supply, 12VDC to 48VDC Terminal Block and DC Jack. | Ea |  | 1 Year (Limited Lifetime) | 3530 | 8% | 3247.6
50432 | Etherwan | EX83242-QBB | Hardened ( -40°C - 75°C ), IEC16850 & IEEE1613, Managed Ethernet Switch 8 10/100TX Ports + 4 100FX Fiber Ports + 2 Gigabit Fiber Ports. DIN Rail Mount Power Supply, 12VDC to 48VDC Terminal Block and DC Jack. | Ea |  | 1 Year (Limited Lifetime) | 3730 | 8% | 3431.6
50433 | Etherwan | EX83242-R12B | Hardened ( -40°C - 75°C ), IEC16850 & IEEE1613, Managed Ethernet Switch 8 10/100TX Ports + 4 100FX Fiber Ports + 2 Gigabit TX Ports. DIN Rail Mount Power Supply, 12VDC to 48VDC Terminal Block and DC Jack. | Ea |  | 1 Year (Limited Lifetime) | 4370 | 8% | 4020.4
50434 | Etherwan | EX83242-R3B | Hardened ( -40°C - 75°C ), IEC16850 & IEEE1613, Managed Ethernet Switch 8 10/100TX Ports + 4 100FX Fiber Ports + 2 Gigabit Fiber Ports. DIN Rail Mount Power Supply, 12VDC to 48VDC Terminal Block and DC Jack. | Ea |  | 1 Year (Limited Lifetime) | 4570 | 8% | 4204.4
50435 | Etherwan | EX83242-RAB | Hardened ( -40°C - 75°C ), IEC16850 & IEEE1613, Managed Ethernet Switch 8 10/100TX Ports + 4 100FX Fiber Ports + 2 Gigabit Fiber Ports. DIN Rail Mount Power Supply, 12VDC to 48VDC Terminal Block and DC Jack. | Ea |  | 1 Year (Limited Lifetime) | 4770 | 8% | 4388.4
50436 | Etherwan | EX83242-RBB | Hardened ( -40°C - 75°C ), IEC16850 & IEEE1613, Managed Ethernet Switch 8 10/100TX Ports + 4 100FX Fiber Ports + 2 Gigabit Fiber Ports. DIN Rail Mount Power Supply, 12VDC to 48VDC Terminal Block and DC Jack. | Ea |  | 1 Year (Limited Lifetime) | 4970 | 8% | 4572.4
50437 | Etherwan | EX83242-S1B | Hardened ( -40°C - 75°C ), IEC16850 & IEEE1613, Managed Ethernet Switch 8 10/100TX Ports + 4 100FX Fiber Ports + 2 Gigabit TX Ports. DIN Rail Mount Power Supply, 12VDC to 48VDC Terminal Block and DC Jack. | Ea |  | 1 Year (Limited Lifetime) | 6930 | 8% | 6375.6
50438 | Etherwan | EX83242-S3B | Hardened ( -40°C - 75°C ), IEC16850 & IEEE1613, Managed Ethernet Switch 8 10/100TX Ports + 4 100FX Fiber Ports + 2 Gigabit Fiber Ports. DIN Rail Mount Power Supply, 12VDC to 48VDC Terminal Block and DC Jack. | Ea |  | 1 Year (Limited Lifetime) | 7130 | 8% | 6559.6
50439 | Etherwan | EX83242-SAB | Hardened ( -40°C - 75°C ), IEC16850 & IEEE1613, Managed Ethernet Switch 8 10/100TX Ports + 4 100FX Fiber Ports + 2 Gigabit Fiber Ports. DIN Rail Mount Power Supply, 12VDC to 48VDC Terminal Block and DC Jack. | Ea |  | 1 Year (Limited Lifetime) | 7330 | 8% | 6743.6
50440 | Etherwan | EX83242-SBB | Hardened ( -40°C - 75°C ), IEC16850 & IEEE1613, Managed Ethernet Switch 8 10/100TX Ports + 4 100FX Fiber Ports + 2 Gigabit Fiber Ports. DIN Rail Mount Power Supply, 12VDC to 48VDC Terminal Block and DC Jack. | Ea |  | 1 Year (Limited Lifetime) | 7530 | 8% | 6927.6
50441 | Etherwan | EX83242-VVB | Hardened ( -40°C - 75°C ), IEC16850 & IEEE1613, Managed Ethernet Switch 8 10/100TX Ports + 4 100Base SFP Ports + 2 Gigabit Combo SFP Ports. DIN Rail Mount Power Supply, 12VDC to 48VDC Terminal Block and DC Jack. | Ea |  | 1 Year (Limited Lifetime) | 1790 | 8% | 1646.8
50442 | Etherwan | EX83322-11B | Hardened ( -40°C - 75°C ), IEC16850 & IEEE1613, Managed Ethernet Switch 12 10/100TX Ports + 2 100FX Fiber Ports + 2 Gigabit TX Ports. DIN Rail Mount Power Supply, 12VDC to 48VDC Terminal Block and DC Jack. | Ea |  | 1 Year (Limited Lifetime) | 1710 | 8% | 1573.2
50443 | Etherwan | EX83322-13B | Hardened ( -40°C - 75°C ), IEC16850 & IEEE1613, Managed Ethernet Switch 12 10/100TX Ports + 2 100FX Fiber Ports + 2 Gigabit Fiber Ports. DIN Rail Mount Power Supply, 12VDC to 48VDC Terminal Block and DC Jack. | Ea |  | 1 Year (Limited Lifetime) | 1910 | 8% | 1757.2
50444 | Etherwan | EX83322-1AB | Hardened ( -40°C - 75°C ), IEC16850 & IEEE1613, Managed Ethernet Switch 12 10/100TX Ports + 2 100FX Fiber Ports + 2 Gigabit Fiber Ports. DIN Rail Mount Power Supply, 12VDC to 48VDC Terminal Block and DC Jack. | Ea |  | 1 Year (Limited Lifetime) | 2110 | 8% | 1941.2
50445 | Etherwan | EX83322-1BB | Hardened ( -40°C - 75°C ), IEC16850 & IEEE1613, Managed Ethernet Switch 12 10/100TX Ports + 2 100FX Fiber Ports + 2 Gigabit Fiber Ports. DIN Rail Mount Power Supply, 12VDC to 48VDC Terminal Block and DC Jack. | Ea |  | 1 Year (Limited Lifetime) | 2310 | 8% | 2125.2
50446 | Etherwan | EX83322-21B | Hardened ( -40°C - 75°C ), IEC16850 & IEEE1613, Managed Ethernet Switch 12 10/100TX Ports + 2 100FX Fiber Ports + 2 Gigabit TX Ports. DIN Rail Mount Power Supply, 12VDC to 48VDC Terminal Block and DC Jack. | Ea |  | 1 Year (Limited Lifetime) | 1710 | 8% | 1573.2
50447 | Etherwan | EX83322-23B | Hardened ( -40°C - 75°C ), IEC16850 & IEEE1613, Managed Ethernet Switch 12 10/100TX Ports + 2 100FX Fiber Ports + 2 Gigabit Fiber Ports. DIN Rail Mount Power Supply, 12VDC to 48VDC Terminal Block and DC Jack. | Ea |  | 1 Year (Limited Lifetime) | 1910 | 8% | 1757.2
50448 | Etherwan | EX83322-2AB | Hardened ( -40°C - 75°C ), IEC16850 & IEEE1613, Managed Ethernet Switch 12 10/100TX Ports + 2 100FX Fiber Ports + 2 Gigabit Fiber Ports. DIN Rail Mount Power Supply, 12VDC to 48VDC Terminal Block and DC Jack. | Ea |  | 1 Year (Limited Lifetime) | 2110 | 8% | 1941.2
50449 | Etherwan | EX83322-2BB | Hardened ( -40°C - 75°C ), IEC16850 & IEEE1613, Managed Ethernet Switch 12 10/100TX Ports + 2 100FX Fiber Ports + 2 Gigabit Fiber Ports. DIN Rail Mount Power Supply, 12VDC to 48VDC Terminal Block and DC Jack. | Ea |  | 1 Year (Limited Lifetime) | 2310 | 8% | 2125.2
50450 | Etherwan | EX83322-A1B | Hardened ( -40°C - 75°C ), IEC16850 & IEEE1613, Managed Ethernet Switch 12 10/100TX Ports + 2 100FX Fiber Ports + 2 Gigabit TX Ports. DIN Rail Mount Power Supply, 12VDC to 48VDC Terminal Block and DC Jack. | Ea |  | 1 Year (Limited Lifetime) | 2010 | 8% | 1849.2
50451 | Etherwan | EX83322-A3B | Hardened ( -40°C - 75°C ), IEC16850 & IEEE1613, Managed Ethernet Switch 12 10/100TX Ports + 2 100FX Fiber Ports + 2 Gigabit Fiber Ports. DIN Rail Mount Power Supply, 12VDC to 48VDC Terminal Block and DC Jack. | Ea |  | 1 Year (Limited Lifetime) | 2210 | 8% | 2033.2
50452 | Etherwan | EX83322-AAB | Hardened ( -40°C - 75°C ), IEC16850 & IEEE1613, Managed Ethernet Switch 12 10/100TX Ports + 2 100FX Fiber Ports + 2 Gigabit Fiber Ports. DIN Rail Mount Power Supply, 12VDC to 48VDC Terminal Block and DC Jack. | Ea |  | 1 Year (Limited Lifetime) | 2410 | 8% | 2217.2
50453 | Etherwan | EX83322-ABB | Hardened ( -40°C - 75°C ), IEC16850 & IEEE1613, Managed Ethernet Switch 12 10/100TX Ports + 2 100FX Fiber Ports + 2 Gigabit Fiber Ports. DIN Rail Mount Power Supply, 12VDC to 48VDC Terminal Block and DC Jack. | Ea |  | 1 Year (Limited Lifetime) | 2610 | 8% | 2401.2
50454 | Etherwan | EX83322-B1B | Hardened ( -40°C - 75°C ), IEC16850 & IEEE1613, Managed Ethernet Switch 12 10/100TX Ports + 2 100FX Fiber Ports + 1 Gigabit Fiber Port. DIN Rail Mount Power Supply, 12VDC to 48VDC Terminal Block and DC Jack. | Ea |  | 1 Year (Limited Lifetime) | 2210 | 8% | 2033.2
50455 | Etherwan | EX83322-B3B | Hardened ( -40°C - 75°C ), IEC16850 & IEEE1613, Managed Ethernet Switch 12 10/100TX Ports + 2 100FX Fiber Ports + 2 Gigabit Fiber Ports. DIN Rail Mount Power Supply, 12VDC to 48VDC Terminal Block and DC Jack. | Ea |  | 1 Year (Limited Lifetime) | 2410 | 8% | 2217.2
50456 | Etherwan | EX83322-BAB | Hardened ( -40°C - 75°C ), IEC16850 & IEEE1613, Managed Ethernet Switch 12 10/100TX Ports + 2 100FX Fiber Ports + 2 Gigabit Fiber Ports. DIN Rail Mount Power Supply, 12VDC to 48VDC Terminal Block and DC Jack. | Ea |  | 1 Year (Limited Lifetime) | 2610 | 8% | 2401.2
50457 | Etherwan | EX83322-BBB | Hardened ( -40°C - 75°C ), IEC16850 & IEEE1613, Managed Ethernet Switch 12 10/100TX Ports + 2 100FX Fiber Ports + 2 Gigabit Fiber Ports. DIN Rail Mount Power Supply, 12VDC to 48VDC Terminal Block and DC Jack. | Ea |  | 1 Year (Limited Lifetime) | 2810 | 8% | 2585.2
50458 | Etherwan | EX83322-BCB | Hardened ( -40°C - 75°C ), IEC16850 & IEEE1613, Managed Ethernet Switch 12 10/100TX Ports + 2 100FX Fiber Ports + 2 Gigabit Fiber Ports. DIN Rail Mount Power Supply, 12VDC to 48VDC Terminal Block and DC Jack. | Ea |  | 1 Year (Limited Lifetime) | 3210 | 8% | 2953.2
50459 | Etherwan | EX83322-H1B | Hardened ( -40°C - 75°C ), IEC16850 & IEEE1613, Managed Ethernet Switch 12 10/100TX Ports + 2 100FX Fiber Ports + 1 Gigabit Fiber Port. DIN Rail Mount Power Supply, 12VDC to 48VDC Terminal Block and DC Jack. | Ea |  | 1 Year (Limited Lifetime) | 2010 | 8% | 1849.2
50460 | Etherwan | EX83322-H3B | Hardened ( -40°C - 75°C ), IEC16850 & IEEE1613, Managed Ethernet Switch 12 10/100TX Ports + 2 100FX Fiber Ports + 2 Gigabit Fiber Ports. DIN Rail Mount Power Supply, 12VDC to 48VDC Terminal Block and DC Jack. | Ea |  | 1 Year (Limited Lifetime) | 2210 | 8% | 2033.2
50461 | Etherwan | EX83322-HAB | Hardened ( -40°C - 75°C ), IEC16850 & IEEE1613, Managed Ethernet Switch 12 10/100TX Ports + 2 100FX Fiber Ports + 2 Gigabit Fiber Ports. DIN Rail Mount Power Supply, 12VDC to 48VDC Terminal Block and DC Jack. | Ea |  | 1 Year (Limited Lifetime) | 2410 | 8% | 2217.2
50462 | Etherwan | EX83322-HBB | Hardened ( -40°C - 75°C ), IEC16850 & IEEE1613, Managed Ethernet Switch 12 10/100TX Ports + 2 100FX Fiber Ports + 2 Gigabit Fiber Ports. DIN Rail Mount Power Supply, 12VDC to 48VDC Terminal Block and DC Jack. | Ea |  | 1 Year (Limited Lifetime) | 2610 | 8% | 2401.2
50463 | Etherwan | EX83322-P1B | Hardened ( -40°C - 75°C ), IEC16850 & IEEE1613, Managed Ethernet Switch 12 10/100TX Ports + 2 100FX Fiber Ports + 2 Gigabit TX Ports. DIN Rail Mount Power Supply, 12VDC to 48VDC Terminal Block and DC Jack. | Ea |  | 1 Year (Limited Lifetime) | 2210 | 8% | 2033.2
50464 | Etherwan | EX83322-P3B | Hardened ( -40°C - 75°C ), IEC16850 & IEEE1613, Managed Ethernet Switch 12 10/100TX Ports + 2 100FX Fiber Ports + 2 Gigabit Fiber Ports. DIN Rail Mount Power Supply, 12VDC to 48VDC Terminal Block and DC Jack. | Ea |  | 1 Year (Limited Lifetime) | 2410 | 8% | 2217.2
50465 | Etherwan | EX83322-PAB | Hardened ( -40°C - 75°C ), IEC16850 & IEEE1613, Managed Ethernet Switch 12 10/100TX Ports + 2 100FX Fiber Ports + 2 Gigabit Fiber Ports. DIN Rail Mount Power Supply, 12VDC to 48VDC Terminal Block and DC Jack. | Ea |  | 1 Year (Limited Lifetime) | 2610 | 8% | 2401.2
50466 | Etherwan | EX83322-PBB | Hardened ( -40°C - 75°C ), IEC16850 & IEEE1613, Managed Ethernet Switch 12 10/100TX Ports + 2 100FX Fiber Ports + 2 Gigabit Fiber Ports. DIN Rail Mount Power Supply, 12VDC to 48VDC Terminal Block and DC Jack. | Ea |  | 1 Year (Limited Lifetime) | 2810 | 8% | 2585.2
50467 | Etherwan | EX83322-Q1B | Hardened ( -40°C - 75°C ), IEC16850 & IEEE1613, Managed Ethernet Switch 12 10/100TX Ports + 2 100FX Fiber Ports + 2 Gigabit TX Ports. DIN Rail Mount Power Supply, 12VDC to 48VDC Terminal Block and DC Jack. | Ea |  | 1 Year (Limited Lifetime) | 2310 | 8% | 2125.2
50468 | Etherwan | EX83322-Q3B | Hardened ( -40°C - 75°C ), IEC16850 & IEEE1613, Managed Ethernet Switch 12 10/100TX Ports + 2 100FX Fiber Ports + 2 Gigabit Fiber Ports. DIN Rail Mount Power Supply, 12VDC to 48VDC Terminal Block and DC Jack. | Ea |  | 1 Year (Limited Lifetime) | 2510 | 8% | 2309.2
50469 | Etherwan | EX83322-QAB | Hardened ( -40°C - 75°C ), IEC16850 & IEEE1613, Managed Ethernet Switch 12 10/100TX Ports + 2 100FX Fiber Ports + 2 Gigabit Fiber Ports. DIN Rail Mount Power Supply, 12VDC to 48VDC Terminal Block and DC Jack. | Ea |  | 1 Year (Limited Lifetime) | 2710 | 8% | 2493.2
50470 | Etherwan | EX83322-QBB | Hardened ( -40°C - 75°C ), IEC16850 & IEEE1613, Managed Ethernet Switch 12 10/100TX Ports + 2 100FX Fiber Ports + 2 Gigabit Fiber Ports. DIN Rail Mount Power Supply, 12VDC to 48VDC Terminal Block and DC Jack. | Ea |  | 1 Year (Limited Lifetime) | 2910 | 8% | 2677.2
50471 | Etherwan | EX83322-R1B | Hardened ( -40°C - 75°C ), IEC16850 & IEEE1613, Managed Ethernet Switch 12 10/100TX Ports + 2 100FX Fiber Ports + 2 Gigabit TX Ports. DIN Rail Mount Power Supply, 12VDC to 48VDC Terminal Block and DC Jack. | Ea |  | 1 Year (Limited Lifetime) | 2810 | 8% | 2585.2
50472 | Etherwan | EX83322-R3B | Hardened ( -40°C - 75°C ), IEC16850 & IEEE1613, Managed Ethernet Switch 12 10/100TX Ports + 2 100FX Fiber Ports + 2 Gigabit Fiber Ports. DIN Rail Mount Power Supply, 12VDC to 48VDC Terminal Block and DC Jack. | Ea |  | 1 Year (Limited Lifetime) | 3010 | 8% | 2769.2
50473 | Etherwan | EX83322-RAB | Hardened ( -40°C - 75°C ), IEC16850 & IEEE1613, Managed Ethernet Switch 12 10/100TX Ports + 2 100FX Fiber Ports + 2 Gigabit Fiber Ports. DIN Rail Mount Power Supply, 12VDC to 48VDC Terminal Block and DC Jack. | Ea |  | 1 Year (Limited Lifetime) | 3210 | 8% | 2953.2
50474 | Etherwan | EX83322-RBB | Hardened ( -40°C - 75°C ), IEC16850 & IEEE1613, Managed Ethernet Switch 12 10/100TX Ports + 2 100FX Fiber Ports + 2 Gigabit Fiber Ports. DIN Rail Mount Power Supply, 12VDC to 48VDC Terminal Block and DC Jack. | Ea |  | 1 Year (Limited Lifetime) | 3410 | 8% | 3137.2
50475 | Etherwan | EX83322-S1B | Hardened ( -40°C - 75°C ), IEC16850 & IEEE1613, Managed Ethernet Switch 12 10/100TX Ports + 2 100FX Fiber Ports + 2 Gigabit TX Ports. DIN Rail Mount Power Supply, 12VDC to 48VDC Terminal Block and DC Jack. | Ea |  | 1 Year (Limited Lifetime) | 2930 | 8% | 2695.6
50476 | Etherwan | EX83322-S3B | Hardened ( -40°C - 75°C ), IEC16850 & IEEE1613, Managed Ethernet Switch 12 10/100TX Ports + 2 100FX Fiber Ports + 2 Gigabit Fiber Ports. DIN Rail Mount Power Supply, 12VDC to 48VDC Terminal Block and DC Jack. | Ea |  | 1 Year (Limited Lifetime) | 3130 | 8% | 2879.6
50477 | Etherwan | EX83322-SAB | Hardened ( -40°C - 75°C ), IEC16850 & IEEE1613, Managed Ethernet Switch 12 10/100TX Ports + 2 100FX Fiber Ports + 2 Gigabit Fiber Ports. DIN Rail Mount Power Supply, 12VDC to 48VDC Terminal Block and DC Jack. | Ea |  | 1 Year (Limited Lifetime) | 3330 | 8% | 3063.6
50478 | Etherwan | EX83322-SBB | Hardened ( -40°C - 75°C ), IEC16850 & IEEE1613, Managed Ethernet Switch 12 10/100TX Ports + 2 100FX Fiber Ports + 2 Gigabit Fiber Ports. DIN Rail Mount Power Supply, 12VDC to 48VDC Terminal Block and DC Jack. | Ea |  | 1 Year (Limited Lifetime) | 3530 | 8% | 3247.6
50479 | Etherwan | EX83322-VVB | Hardened (-40°C - 75°C), IEC16850 & IEEE1613, Managed Ethernet Switch 12 10/100TX Ports + 2 100FX SFP Ports + 2 Gigabit Combo SFP Ports. DIN Rail Mount Power Supply, 12VDC to 48VDC Terminal Block and DC Jack. | Ea |  | 1 Year (Limited Lifetime) | 1790 | 8% | 1646.8
50480 | Etherwan | EX83400-00B | Hardened ( -40°C - 75°C ), IEC16850 & IEEE1613, Managed Ethernet Switch 16 10/100TX PortsTX. DIN Rail Mount Power Supply, 12VDC to 48VDC Terminal Block and DC Jack. | Ea |  | 1 Year (Limited Lifetime) | 1290 | 8% | 1186.8
50481 | Etherwan | EX83402-01B | Hardened ( -40°C - 75°C ), IEC16850 & IEEE1613, Managed Ethernet Switch, Capacity = 16 10/100TX Ports + 2 Gigabit TX Ports. DIN Rail Mount Power Supply, 12VDC to 48VDC Terminal Block and DC Jack. | Ea |  | 1 Year (Limited Lifetime) | 1490 | 8% | 1370.8
50482 | Etherwan | EX83402-03B | Hardened ( -40°C - 75°C ), IEC16850 & IEEE1613, Managed Ethernet Switch, Capacity = 16 10/100TX Ports + 2 Gigabit Fiber Ports. DIN Rail Mount Power Supply, 12VDC to 48VDC Terminal Block and DC Jack. | Ea |  | 1 Year (Limited Lifetime) | 1760 | 8% | 1619.2
50483 | Etherwan | EX83402-0AB | Hardened ( -40°C - 75°C ), IEC16850 & IEEE1613, Managed Ethernet Switch, Capacity = 16 10/100TX Ports + 2 Gigabit Fiber Ports. DIN Rail Mount Power Supply, 12VDC to 48VDC Terminal Block and DC Jack. | Ea |  | 1 Year (Limited Lifetime) | 1890 | 8% | 1738.8
50484 | Etherwan | EX83402-0BB | Hardened ( -40°C - 75°C ), IEC16850 & IEEE1613, Managed Ethernet Switch, Capacity = 16 10/100TX Ports + 2 Gigabit Fiber Ports. DIN Rail Mount Power Supply, 12VDC to 48VDC Terminal Block and DC Jack. | Ea |  | 1 Year (Limited Lifetime) | 2090 | 8% | 1922.8
50485 | Etherwan | EX83402-0VB | Hardened ( -40°C - 75°C ), IEC16850 & IEEE1613, Managed Ethernet Switch, Capacity = 16 10/100TX Ports + 2 Gigabit TX Ports. DIN Rail Mount Power Supply, 12VDC to 48VDC Terminal Block and DC Jack. | Ea |  | 1 Year (Limited Lifetime) | 1840 | 8% | 1692.8
50486 | Etherwan | EX87000 -R Option | The -R option refers to power supply redundancy. Placing an R after the power indicator(T, W or C) indicates that whatever power supply is used is also redundant (there are two of them). | Ea |  | 1 Year (Limited Lifetime) | 225 | 8% | 207
50487 | Etherwan | EX87000 -T Option | The -T option refers to the power supply option. T in place of the C indicates that the power input shall be 48VDC rather than the standard 120VAC. The 48VDC input may be positive or negative . | Ea |  | 1 Year (Limited Lifetime) | 80 | 8% | 73.6
50488 | Etherwan | EX87000 -W Option | The -W option refers to the power supply option. W in place of the C indicates that the Power input shall be 88VDC to 370VDC and 90VAC to 264VAC. | Ea |  | 1 Year (Limited Lifetime) | 80 | 8% | 73.6
50489 | Etherwan | EX87020-100C | Hardened ( -40°C - 75°C ), IEC16850 & IEEE1613, Managed Ethernet Switch with 8 100FX Fiber Ports. Rack Mount with Internal Universal Power Supply, 100VAC - 260VAC. | Ea |  | 1 Year (Limited Lifetime) | 2600 | 8% | 2392
50490 | Etherwan | EX87020-A00C | Hardened ( -40°C - 75°C ), IEC16850 & IEEE1613, Managed Ethernet Switch with 8 100FX Fiber Ports. Rack Mount with Internal Universal Power Supply, 100VAC - 260VAC. | Ea |  | 1 Year (Limited Lifetime) | 4200 | 8% | 3864
50491 | Etherwan | EX87020-B00C | Hardened ( -40°C - 75°C ), IEC16850 & IEEE1613, Managed Ethernet Switch with 8 100FX Fiber Ports. Rack Mount with Internal Universal Power Supply, 100VAC - 260VAC. | Ea |  | 1 Year (Limited Lifetime) | 5400 | 8% | 4968
50492 | Etherwan | EX87020-P00C | Hardened ( -40°C - 75°C ), IEC16850 & IEEE1613, Managed Ethernet Switch with 8 100FX Fiber Ports. Rack Mount with Internal Universal Power Supply, 100VAC - 260VAC. | Ea |  | 1 Year (Limited Lifetime) | 5000 | 8% | 4600
50493 | Etherwan | EX87020-Q00C | Hardened ( -40°C - 75°C ), IEC16850 & IEEE1613, Managed Ethernet Switch with 8 100FX Fiber Ports. Rack Mount with Internal Universal Power Supply, 100VAC - 260VAC. | Ea |  | 1 Year (Limited Lifetime) | 5400 | 8% | 4968
50494 | Etherwan | EX87020-R00C | Hardened ( -40°C - 75°C ), IEC16850 & IEEE1613, Managed Ethernet Switch with 8 100FX Fiber Ports. Rack Mount with Internal Universal Power Supply, 100VAC - 260VAC. | Ea |  | 1 Year (Limited Lifetime) | 8200 | 8% | 7544
50495 | Etherwan | EX87020-S00C | Hardened ( -40°C - 75°C ), IEC16850 & IEEE1613, Managed Ethernet Switch with 8 100FX Fiber Ports. Rack Mount with Internal Universal Power Supply, 100VAC - 260VAC. | Ea |  | 1 Year (Limited Lifetime) | 9000 | 8% | 8280
50496 | Etherwan | EX87022-10VC | Hardened ( -40°C - 75°C ), IEC16850 & IEEE1613, Managed Ethernet Switch, 8 100FX Fiber Ports + 2 GE SFP Combo Ports. Rack Mount with Internal Universal Power Supply, 100VAC - 260VAC. | Ea |  | 1 Year (Limited Lifetime) | 3100 | 8% | 2852
50497 | Etherwan | EX87022-123C | Hardened ( -40°C - 75°C ), IEC16850 & IEEE1613, Managed Ethernet Switch, 8 100FX Fiber Ports + 2 GE Fiber Ports. Rack Mount with Internal Universal Power Supply, 100VAC - 260VAC. | Ea |  | 1 Year (Limited Lifetime) | 3400 | 8% | 3128
50498 | Etherwan | EX87022-12AC | Hardened ( -40°C - 75°C ), IEC16850 & IEEE1613, Managed Ethernet Switch, 8 100FX Fiber Ports + 2 GE Fiber Ports. Rack Mount with Internal Universal Power Supply, 100VAC - 260VAC. | Ea |  | 1 Year (Limited Lifetime) | 4400 | 8% | 4048
50499 | Etherwan | EX87022-12BC | Hardened ( -40°C - 75°C ), IEC16850 & IEEE1613, Managed Ethernet Switch, 8 100FX Fiber Ports + 2 GE Fiber Ports. Rack Mount with Internal Universal Power Supply, 100VAC - 260VAC. | Ea |  | 1 Year (Limited Lifetime) | 5200 | 8% | 4784
50500 | Etherwan | EX87022-12RC | Hardened ( -40°C - 75°C ), IEC16850 & IEEE1613, Managed Ethernet Switch, 8 100FX Fiber Ports + 2 GE Fiber Ports. Rack Mount with Internal Universal Power Supply, 100VAC - 260VAC. | Ea |  | 1 Year (Limited Lifetime) | 6600 | 8% | 6072
50501 | Etherwan | EX87022-12SC | Hardened ( -40°C - 75°C ), IEC16850 & IEEE1613, Managed Ethernet Switch, 8 100FX Fiber Ports + 2 GE Fiber Ports. Rack Mount with Internal Universal Power Supply, 100VAC - 260VAC. | Ea |  | 1 Year (Limited Lifetime) | 7000 | 8% | 6440
50502 | Etherwan | EX87022-A0VC | Hardened ( -40°C - 75°C ), IEC16850 & IEEE1613, Managed Ethernet Switch, 8 100FX Fiber Ports + 2 GE SFP Combo Ports. Rack Mount with Internal Universal Power Supply, 100VAC - 260VAC. | Ea |  | 1 Year (Limited Lifetime) | 4700 | 8% | 4324
50503 | Etherwan | EX87022-A23C | Hardened ( -40°C - 75°C ), IEC16850 & IEEE1613, Managed Ethernet Switch, 8 100FX Fiber Ports + 2 GE Fiber Ports. Rack Mount with Internal Universal Power Supply, 100VAC - 260VAC. | Ea |  | 1 Year (Limited Lifetime) | 5000 | 8% | 4600
50504 | Etherwan | EX87022-A2AC | Hardened ( -40°C - 75°C ), IEC16850 & IEEE1613, Managed Ethernet Switch, 8 100FX Fiber Ports + 2 GE Fiber Ports. Rack Mount with Internal Universal Power Supply, 100VAC - 260VAC. | Ea |  | 1 Year (Limited Lifetime) | 6000 | 8% | 5520
50505 | Etherwan | EX87022-A2BC | Hardened ( -40°C - 75°C ), IEC16850 & IEEE1613, Managed Ethernet Switch, 8 100FX Fiber Ports + 2 GE Fiber Ports. Rack Mount with Internal Universal Power Supply, 100VAC - 260VAC. | Ea |  | 1 Year (Limited Lifetime) | 6800 | 8% | 6256
50506 | Etherwan | EX87022-A2RC | Hardened ( -40°C - 75°C ), IEC16850 & IEEE1613, Managed Ethernet Switch, 8 100FX Fiber Ports + 2 GE Fiber Ports. Rack Mount with Internal Universal Power Supply, 100VAC - 260VAC. | Ea |  | 1 Year (Limited Lifetime) | 8200 | 8% | 7544
50507 | Etherwan | EX87022-A2SC | Hardened ( -40°C - 75°C ), IEC16850 & IEEE1613, Managed Ethernet Switch, 8 100FX Fiber Ports + 2 GE Fiber Ports. Rack Mount with Internal Universal Power Supply, 100VAC - 260VAC. | Ea |  | 1 Year (Limited Lifetime) | 8600 | 8% | 7912
50508 | Etherwan | EX87022-B0VC | Hardened ( -40°C - 75°C ), IEC16850 & IEEE1613, Managed Ethernet Switch, 8 100FX Fiber Ports + 2 GE SFP Combo Ports. Rack Mount with Internal Universal Power Supply, 100VAC - 260VAC. | Ea |  | 1 Year (Limited Lifetime) | 5900 | 8% | 5428
50509 | Etherwan | EX87022-B23C | Hardened ( -40°C - 75°C ), IEC16850 & IEEE1613, Managed Ethernet Switch, 8 100FX Fiber Ports + 2 GE Fiber Ports. Rack Mount with Internal Universal Power Supply, 100VAC - 260VAC. | Ea |  | 1 Year (Limited Lifetime) | 6200 | 8% | 5704
50510 | Etherwan | EX87022-B2AC | Hardened ( -40°C - 75°C ), IEC16850 & IEEE1613, Managed Ethernet Switch, 8 100FX Fiber Ports + 2 GE Fiber Ports. Rack Mount with Internal Universal Power Supply, 100VAC - 260VAC. | Ea |  | 1 Year (Limited Lifetime) | 7200 | 8% | 6624
50511 | Etherwan | EX87022-B2BC | Hardened ( -40°C - 75°C ), IEC16850 & IEEE1613, Managed Ethernet Switch, 8 100FX Fiber Ports + 2 GE Fiber Ports. Rack Mount with Internal Universal Power Supply, 100VAC - 260VAC. | Ea |  | 1 Year (Limited Lifetime) | 8000 | 8% | 7360
50512 | Etherwan | EX87022-B2RC | Hardened ( -40°C - 75°C ), IEC16850 & IEEE1613, Managed Ethernet Switch, 8 100FX Fiber Ports + 2 GE Fiber Ports. Rack Mount with Internal Universal Power Supply, 100VAC - 260VAC. | Ea |  | 1 Year (Limited Lifetime) | 9400 | 8% | 8648
50513 | Etherwan | EX87022-B2SC | Hardened ( -40°C - 75°C ), IEC16850 & IEEE1613, Managed Ethernet Switch, 8 100FX Fiber Ports + 2 GE Fiber Ports. Rack Mount with Internal Universal Power Supply, 100VAC - 260VAC. | Ea |  | 1 Year (Limited Lifetime) | 9800 | 8% | 9016
50514 | Etherwan | EX87022-P0VC | Hardened ( -40°C - 75°C ), IEC16850 & IEEE1613, Managed Ethernet Switch, 8 100FX Fiber Ports + 2 GE SFP Combo Ports. Rack Mount with Internal Universal Power Supply, 100VAC - 260VAC. | Ea |  | 1 Year (Limited Lifetime) | 5500 | 8% | 5060
50515 | Etherwan | EX87022-P23C | Hardened ( -40°C - 75°C ), IEC16850 & IEEE1613, Managed Ethernet Switch, 8 100FX Fiber Ports + 2 GE Fiber Ports. Rack Mount with Internal Universal Power Supply, 100VAC - 260VAC. | Ea |  | 1 Year (Limited Lifetime) | 5800 | 8% | 5336
50516 | Etherwan | EX87022-P2AC | Hardened ( -40°C - 75°C ), IEC16850 & IEEE1613, Managed Ethernet Switch, 8 100FX Fiber Ports + 2 GE Fiber Ports. Rack Mount with Internal Universal Power Supply, 100VAC - 260VAC. | Ea |  | 1 Year (Limited Lifetime) | 6800 | 8% | 6256
50517 | Etherwan | EX87022-P2BC | Hardened ( -40°C - 75°C ), IEC16850 & IEEE1613, Managed Ethernet Switch, 8 100FX Fiber Ports + 2 GE Fiber Ports. Rack Mount with Internal Universal Power Supply, 100VAC - 260VAC. | Ea |  | 1 Year (Limited Lifetime) | 7600 | 8% | 6992
50518 | Etherwan | EX87022-P2RC | Hardened ( -40°C - 75°C ), IEC16850 & IEEE1613, Managed Ethernet Switch, 8 100FX Fiber Ports + 2 GE Fiber Ports. Rack Mount with Internal Universal Power Supply, 100VAC - 260VAC. | Ea |  | 1 Year (Limited Lifetime) | 9000 | 8% | 8280
50519 | Etherwan | EX87022-P2SC | Hardened ( -40°C - 75°C ), IEC16850 & IEEE1613, Managed Ethernet Switch, 8 100FX Fiber Ports + 2 GE Fiber Ports. Rack Mount with Internal Universal Power Supply, 100VAC - 260VAC. | Ea |  | 1 Year (Limited Lifetime) | 9400 | 8% | 8648
50520 | Etherwan | EX87022-Q0VC | Hardened ( -40°C - 75°C ), IEC16850 & IEEE1613, Managed Ethernet Switch, 8 100FX Fiber Ports + 2 GE SFP Combo Ports. Rack Mount with Internal Universal Power Supply, 100VAC - 260VAC. | Ea |  | 1 Year (Limited Lifetime) | 5900 | 8% | 5428
50521 | Etherwan | EX87022-Q23C | Hardened ( -40°C - 75°C ), IEC16850 & IEEE1613, Managed Ethernet Switch, 8 100FX Fiber Ports + 2 GE Fiber Ports. Rack Mount with Internal Universal Power Supply, 100VAC - 260VAC. | Ea |  | 1 Year (Limited Lifetime) | 6200 | 8% | 5704
50522 | Etherwan | EX87022-Q2AC | Hardened ( -40°C - 75°C ), IEC16850 & IEEE1613, Managed Ethernet Switch, 8 100FX Fiber Ports + 2 GE Fiber Ports. Rack Mount with Internal Universal Power Supply, 100VAC - 260VAC. | Ea |  | 1 Year (Limited Lifetime) | 7200 | 8% | 6624
50523 | Etherwan | EX87022-Q2BC | Hardened ( -40°C - 75°C ), IEC16850 & IEEE1613, Managed Ethernet Switch, 8 100FX Fiber Ports + 2 GE Fiber Ports. Rack Mount with Internal Universal Power Supply, 100VAC - 260VAC. | Ea |  | 1 Year (Limited Lifetime) | 8000 | 8% | 7360
50524 | Etherwan | EX87022-Q2RC | Hardened ( -40°C - 75°C ), IEC16850 & IEEE1613, Managed Ethernet Switch, 8 100FX Fiber Ports + 2 GE Fiber Ports. Rack Mount with Internal Universal Power Supply, 100VAC - 260VAC. | Ea |  | 1 Year (Limited Lifetime) | 9400 | 8% | 8648
50525 | Etherwan | EX87022-Q2SC | Hardened ( -40°C - 75°C ), IEC16850 & IEEE1613, Managed Ethernet Switch, 8 100FX Fiber Ports + 2 GE Fiber Ports. Rack Mount with Internal Universal Power Supply, 100VAC - 260VAC. | Ea |  | 1 Year (Limited Lifetime) | 9800 | 8% | 9016
50526 | Etherwan | EX87022-R0VC | Hardened ( -40°C - 75°C ), IEC16850 & IEEE1613, Managed Ethernet Switch, 8 100FX Fiber Ports + 2 GE SFP Combo Ports. Rack Mount with Internal Universal Power Supply, 100VAC - 260VAC. | Ea |  | 1 Year (Limited Lifetime) | 8700 | 8% | 8004
50527 | Etherwan | EX87022-R23C | Hardened ( -40°C - 75°C ), IEC16850 & IEEE1613, Managed Ethernet Switch, 8 100FX Fiber Ports + 2 GE Fiber Ports. Rack Mount with Internal Universal Power Supply, 100VAC - 260VAC. | Ea |  | 1 Year (Limited Lifetime) | 9000 | 8% | 8280
50528 | Etherwan | EX87022-R2AC | Hardened ( -40°C - 75°C ), IEC16850 & IEEE1613, Managed Ethernet Switch, 8 100FX Fiber Ports + 2 GE Fiber Ports. Rack Mount with Internal Universal Power Supply, 100VAC - 260VAC. | Ea |  | 1 Year (Limited Lifetime) | 10000 | 8% | 9200
50529 | Etherwan | EX87022-R2BC | Hardened ( -40°C - 75°C ), IEC16850 & IEEE1613, Managed Ethernet Switch, 8 100FX Fiber Ports + 2 GE Fiber Ports. Rack Mount with Internal Universal Power Supply, 100VAC - 260VAC. | Ea |  | 1 Year (Limited Lifetime) | 10800 | 8% | 9936
50530 | Etherwan | EX87022-R2RC | Hardened ( -40°C - 75°C ), IEC16850 & IEEE1613, Managed Ethernet Switch, 8 100FX Fiber Ports + 2 GE Fiber Ports. Rack Mount with Internal Universal Power Supply, 100VAC - 260VAC. | Ea |  | 1 Year (Limited Lifetime) | 12200 | 8% | 11224
50531 | Etherwan | EX87022-R2SC | Hardened ( -40°C - 75°C ), IEC16850 & IEEE1613, Managed Ethernet Switch, 8 100FX Fiber Ports + 2 GE Fiber Ports. Rack Mount with Internal Universal Power Supply, 100VAC - 260VAC. | Ea |  | 1 Year (Limited Lifetime) | 12600 | 8% | 11592
50532 | Etherwan | EX87022-S0VC | Hardened ( -40C - +75C ), IEC16850 & IEEE1613, Managed Ethernet Switch, 24 Port 10/100 + 4 Ports Gigabit. Rack Mount with Internal Universal Power Supply, 100VAC - 260VAC. 4 Gigabit Port Capacity | Ea |  | 1 Year (Limited Lifetime) | 11100 | 8% | 10212
50533 | Etherwan | EX87022-S23C | Hardened ( -40°C - 75°C ), IEC16850 & IEEE1613, Managed Ethernet Switch, 8 100FX Fiber Ports + 2 GE Fiber Ports. Rack Mount with Internal Universal Power Supply, 100VAC - 260VAC. | Ea |  | 1 Year (Limited Lifetime) | 9800 | 8% | 9016
50534 | Etherwan | EX87022-S2AC | Hardened ( -40°C - 75°C ), IEC16850 & IEEE1613, Managed Ethernet Switch, 8 100FX Fiber Ports + 2 GE Fiber Ports. Rack Mount with Internal Universal Power Supply, 100VAC - 260VAC. | Ea |  | 1 Year (Limited Lifetime) | 10800 | 8% | 9936
50535 | Etherwan | EX87022-S2BC | Hardened ( -40°C - 75°C ), IEC16850 & IEEE1613, Managed Ethernet Switch, 8 100FX Fiber Ports + 2 GE Fiber Ports. Rack Mount with Internal Universal Power Supply, 100VAC - 260VAC. | Ea |  | 1 Year (Limited Lifetime) | 11600 | 8% | 10672
50536 | Etherwan | EX87022-S2RC | Hardened ( -40°C - 75°C ), IEC16850 & IEEE1613, Managed Ethernet Switch, 8 100FX Fiber Ports + 2 GE Fiber Ports. Rack Mount with Internal Universal Power Supply, 100VAC - 260VAC. | Ea |  | 1 Year (Limited Lifetime) | 13000 | 8% | 11960
50537 | Etherwan | EX87022-S2SC | Hardened ( -40°C - 75°C ), IEC16850 & IEEE1613, Managed Ethernet Switch, 8 100FX Fiber Ports + 2 GE Fiber Ports. Rack Mount with Internal Universal Power Supply, 100VAC - 260VAC. | Ea |  | 1 Year (Limited Lifetime) | 13400 | 8% | 12328
50538 | Etherwan | EX87024-10VC | Hardened ( -40°C - 75°C ), IEC16850 & IEEE1613, Managed Ethernet Switch, 8 100FX Fiber Ports + 4 GE SFP Combo Ports. Rack Mount with Internal Universal Power Supply, 100VAC - 260VAC. | Ea |  | 1 Year (Limited Lifetime) | 3600 | 8% | 3312
50539 | Etherwan | EX87024-143C | Hardened ( -40°C - 75°C ), IEC16850 & IEEE1613, Managed Ethernet Switch, 8 100FX Fiber Ports + 4 GE Fiber Ports. Rack Mount with Internal Universal Power Supply, 100VAC - 260VAC. | Ea |  | 1 Year (Limited Lifetime) | 4200 | 8% | 3864
50540 | Etherwan | EX87024-14AC | Hardened ( -40°C - 75°C ), IEC16850 & IEEE1613, Managed Ethernet Switch, 8 100FX Fiber Ports + 4 GE Fiber Ports. Rack Mount with Internal Universal Power Supply, 100VAC - 260VAC. | Ea |  | 1 Year (Limited Lifetime) | 6200 | 8% | 5704
50541 | Etherwan | EX87024-14BC | Hardened ( -40°C - 75°C ), IEC16850 & IEEE1613, Managed Ethernet Switch, 8 100FX Fiber Ports + 4 GE Fiber Ports. Rack Mount with Internal Universal Power Supply, 100VAC - 260VAC. | Ea |  | 1 Year (Limited Lifetime) | 7800 | 8% | 7176
50542 | Etherwan | EX87024-14RC | Hardened ( -40°C - 75°C ), IEC16850 & IEEE1613, Managed Ethernet Switch, 8 100FX Fiber Ports + 4 GE Fiber Ports. Rack Mount with Internal Universal Power Supply, 100VAC - 260VAC. | Ea |  | 1 Year (Limited Lifetime) | 10600 | 8% | 9752
50543 | Etherwan | EX87024-14SC | Hardened ( -40°C - 75°C ), IEC16850 & IEEE1613, Managed Ethernet Switch, 8 100FX Fiber Ports + 4 GE Fiber Ports. Rack Mount with Internal Universal Power Supply, 100VAC - 260VAC. | Ea |  | 1 Year (Limited Lifetime) | 11400 | 8% | 10488
50544 | Etherwan | EX87024-A0VC | Hardened ( -40°C - 75°C ), IEC16850 & IEEE1613, Managed Ethernet Switch, 8 100FX Fiber Ports + 4 GE SFP Combo Ports. Rack Mount with Internal Universal Power Supply, 100VAC - 260VAC. | Ea |  | 1 Year (Limited Lifetime) | 5200 | 8% | 4784
50545 | Etherwan | EX87024-A43C | Hardened ( -40°C - 75°C ), IEC16850 & IEEE1613, Managed Ethernet Switch, 8 100FX Fiber Ports + 4 GE Fiber Ports. Rack Mount with Internal Universal Power Supply, 100VAC - 260VAC. | Ea |  | 1 Year (Limited Lifetime) | 5800 | 8% | 5336
50546 | Etherwan | EX87024-A4AC | Hardened ( -40°C - 75°C ), IEC16850 & IEEE1613, Managed Ethernet Switch, 8 100FX Fiber Ports + 4 GE Fiber Ports. Rack Mount with Internal Universal Power Supply, 100VAC - 260VAC. | Ea |  | 1 Year (Limited Lifetime) | 7800 | 8% | 7176
50547 | Etherwan | EX87024-A4BC | Hardened ( -40°C - 75°C ), IEC16850 & IEEE1613, Managed Ethernet Switch, 8 100FX Fiber Ports + 4 GE Fiber Ports. Rack Mount with Internal Universal Power Supply, 100VAC - 260VAC. | Ea |  | 1 Year (Limited Lifetime) | 9400 | 8% | 8648
50548 | Etherwan | EX87024-A4RC | Hardened ( -40°C - 75°C ), IEC16850 & IEEE1613, Managed Ethernet Switch, 8 100FX Fiber Ports + 4 GE Fiber Ports. Rack Mount with Internal Universal Power Supply, 100VAC - 260VAC. | Ea |  | 1 Year (Limited Lifetime) | 12200 | 8% | 11224
50549 | Etherwan | EX87024-A4SC | Hardened ( -40°C - 75°C ), IEC16850 & IEEE1613, Managed Ethernet Switch, 8 100FX Fiber Ports + 4 GE Fiber Ports. Rack Mount with Internal Universal Power Supply, 100VAC - 260VAC. | Ea |  | 1 Year (Limited Lifetime) | 13000 | 8% | 11960
50550 | Etherwan | EX87024-B0VC | Hardened ( -40°C - 75°C ), IEC16850 & IEEE1613, Managed Ethernet Switch, 8 100FX Fiber Ports + 4 GE SFP Combo Ports. Rack Mount with Internal Universal Power Supply, 100VAC - 260VAC. | Ea |  | 1 Year (Limited Lifetime) | 6400 | 8% | 5888
50551 | Etherwan | EX87024-B43C | Hardened ( -40°C - 75°C ), IEC16850 & IEEE1613, Managed Ethernet Switch, 8 100FX Fiber Ports + 4 GE Fiber Ports. Rack Mount with Internal Universal Power Supply, 100VAC - 260VAC. | Ea |  | 1 Year (Limited Lifetime) | 7000 | 8% | 6440
50552 | Etherwan | EX87024-B4AC | Hardened ( -40°C - 75°C ), IEC16850 & IEEE1613, Managed Ethernet Switch, 8 100FX Fiber Ports + 4 GE Fiber Ports. Rack Mount with Internal Universal Power Supply, 100VAC - 260VAC. | Ea |  | 1 Year (Limited Lifetime) | 9000 | 8% | 8280
50553 | Etherwan | EX87024-B4BC | Hardened ( -40°C - 75°C ), IEC16850 & IEEE1613, Managed Ethernet Switch, 8 100FX Fiber Ports + 4 GE Fiber Ports. Rack Mount with Internal Universal Power Supply, 100VAC - 260VAC. | Ea |  | 1 Year (Limited Lifetime) | 10600 | 8% | 9752
50554 | Etherwan | EX87024-B4RC | Hardened ( -40°C - 75°C ), IEC16850 & IEEE1613, Managed Ethernet Switch, 8 100FX Fiber Ports + 4 GE Fiber Ports. Rack Mount with Internal Universal Power Supply, 100VAC - 260VAC. | Ea |  | 1 Year (Limited Lifetime) | 13400 | 8% | 12328
50555 | Etherwan | EX87024-B4SC | Hardened ( -40°C - 75°C ), IEC16850 & IEEE1613, Managed Ethernet Switch, 8 100FX Fiber Ports + 4 GE Fiber Ports. Rack Mount with Internal Universal Power Supply, 100VAC - 260VAC. | Ea |  | 1 Year (Limited Lifetime) | 14200 | 8% | 13064
50556 | Etherwan | EX87024-P0VC | Hardened ( -40°C - 75°C ), IEC16850 & IEEE1613, Managed Ethernet Switch, 8 100FX Fiber Ports + 4 GE SFP Combo Ports. Rack Mount with Internal Universal Power Supply, 100VAC - 260VAC. | Ea |  | 1 Year (Limited Lifetime) | 6000 | 8% | 5520
50557 | Etherwan | EX87024-P43C | Hardened ( -40°C - 75°C ), IEC16850 & IEEE1613, Managed Ethernet Switch, 8 100FX Fiber Ports + 4 GE Fiber Ports. Rack Mount with Internal Universal Power Supply, 100VAC - 260VAC. | Ea |  | 1 Year (Limited Lifetime) | 6600 | 8% | 6072
50558 | Etherwan | EX87024-P4AC | Hardened ( -40°C - 75°C ), IEC16850 & IEEE1613, Managed Ethernet Switch, 8 100FX Fiber Ports + 4 GE Fiber Ports. Rack Mount with Internal Universal Power Supply, 100VAC - 260VAC. | Ea |  | 1 Year (Limited Lifetime) | 8600 | 8% | 7912
50559 | Etherwan | EX87024-P4BC | Hardened ( -40°C - 75°C ), IEC16850 & IEEE1613, Managed Ethernet Switch, 8 100FX Fiber Ports + 4 GE Fiber Ports. Rack Mount with Internal Universal Power Supply, 100VAC - 260VAC. | Ea |  | 1 Year (Limited Lifetime) | 10200 | 8% | 9384
50560 | Etherwan | EX87024-P4RC | Hardened ( -40°C - 75°C ), IEC16850 & IEEE1613, Managed Ethernet Switch, 8 100FX Fiber Ports + 4 GE Fiber Ports. Rack Mount with Internal Universal Power Supply, 100VAC - 260VAC. | Ea |  | 1 Year (Limited Lifetime) | 13000 | 8% | 11960
50561 | Etherwan | EX87024-P4SC | Hardened ( -40°C - 75°C ), IEC16850 & IEEE1613, Managed Ethernet Switch, 8 100FX Fiber Ports + 4 GE Fiber Ports. Rack Mount with Internal Universal Power Supply, 100VAC - 260VAC. | Ea |  | 1 Year (Limited Lifetime) | 13800 | 8% | 12696
50562 | Etherwan | EX87024-Q0VC | Hardened ( -40°C - 75°C ), IEC16850 & IEEE1613, Managed Ethernet Switch, 8 100FX Fiber Ports + 4 GE SFP Combo Ports. Rack Mount with Internal Universal Power Supply, 100VAC - 260VAC. | Ea |  | 1 Year (Limited Lifetime) | 6400 | 8% | 5888
50563 | Etherwan | EX87024-Q43C | Hardened ( -40°C - 75°C ), IEC16850 & IEEE1613, Managed Ethernet Switch, 8 100FX Fiber Ports + 4 GE Fiber Ports. Rack Mount with Internal Universal Power Supply, 100VAC - 260VAC. | Ea |  | 1 Year (Limited Lifetime) | 7000 | 8% | 6440
50564 | Etherwan | EX87024-Q4AC | Hardened ( -40°C - 75°C ), IEC16850 & IEEE1613, Managed Ethernet Switch, 8 100FX Fiber Ports + 4 GE Fiber Ports. Rack Mount with Internal Universal Power Supply, 100VAC - 260VAC. | Ea |  | 1 Year (Limited Lifetime) | 9000 | 8% | 8280
50565 | Etherwan | EX87024-Q4BC | Hardened ( -40°C - 75°C ), IEC16850 & IEEE1613, Managed Ethernet Switch, 8 100FX Fiber Ports + 4 GE Fiber Ports. Rack Mount with Internal Universal Power Supply, 100VAC - 260VAC. | Ea |  | 1 Year (Limited Lifetime) | 10600 | 8% | 9752
50566 | Etherwan | EX87024-Q4RC | Hardened ( -40°C - 75°C ), IEC16850 & IEEE1613, Managed Ethernet Switch, 8 100FX Fiber Ports + 4 GE Fiber Ports. Rack Mount with Internal Universal Power Supply, 100VAC - 260VAC. | Ea |  | 1 Year (Limited Lifetime) | 13400 | 8% | 12328
50567 | Etherwan | EX87024-Q4SC | Hardened ( -40°C - 75°C ), IEC16850 & IEEE1613, Managed Ethernet Switch, 8 100FX Fiber Ports + 4 GE Fiber Ports. Rack Mount with Internal Universal Power Supply, 100VAC - 260VAC. | Ea |  | 1 Year (Limited Lifetime) | 14200 | 8% | 13064
50568 | Etherwan | EX87024-R0VC | Hardened ( -40°C - 75°C ), IEC16850 & IEEE1613, Managed Ethernet Switch, 8 100FX Fiber Ports + 4 GE SFP Combo Ports. Rack Mount with Internal Universal Power Supply, 100VAC - 260VAC. | Ea |  | 1 Year (Limited Lifetime) | 9200 | 8% | 8464
50569 | Etherwan | EX87024-R43C | Hardened ( -40°C - 75°C ), IEC16850 & IEEE1613, Managed Ethernet Switch, 8 100FX Fiber Ports + 4 GE Fiber Ports. Rack Mount with Internal Universal Power Supply, 100VAC - 260VAC. | Ea |  | 1 Year (Limited Lifetime) | 9800 | 8% | 9016
50570 | Etherwan | EX87024-R4AC | Hardened ( -40°C - 75°C ), IEC16850 & IEEE1613, Managed Ethernet Switch, 8 100FX Fiber Ports + 4 GE Fiber Ports. Rack Mount with Internal Universal Power Supply, 100VAC - 260VAC. | Ea |  | 1 Year (Limited Lifetime) | 11800 | 8% | 10856
50571 | Etherwan | EX87024-R4BC | Hardened ( -40°C - 75°C ), IEC16850 & IEEE1613, Managed Ethernet Switch, 8 100FX Fiber Ports + 4 GE Fiber Ports. Rack Mount with Internal Universal Power Supply, 100VAC - 260VAC. | Ea |  | 1 Year (Limited Lifetime) | 13400 | 8% | 12328
50572 | Etherwan | EX87024-R4RC | Hardened ( -40°C - 75°C ), IEC16850 & IEEE1613, Managed Ethernet Switch, 8 100FX Fiber Ports + 4 GE Fiber Ports. Rack Mount with Internal Universal Power Supply, 100VAC - 260VAC. | Ea |  | 1 Year (Limited Lifetime) | 16200 | 8% | 14904
50573 | Etherwan | EX87024-R4SC | Hardened ( -40°C - 75°C ), IEC16850 & IEEE1613, Managed Ethernet Switch, 8 100FX Fiber Ports + 4 GE Fiber Ports. Rack Mount with Internal Universal Power Supply, 100VAC - 260VAC. | Ea |  | 1 Year (Limited Lifetime) | 17000 | 8% | 15640
50574 | Etherwan | EX87024-S0VC | Hardened ( -40°C - 75°C ), IEC16850 & IEEE1613, Managed Ethernet Switch, 8 100FX Fiber Ports + 4 GE SFP Combo Ports. Rack Mount with Internal Universal Power Supply, 100VAC - 260VAC. | Ea |  | 1 Year (Limited Lifetime) | 10000 | 8% | 9200
50575 | Etherwan | EX87024-S43C | Hardened ( -40°C - 75°C ), IEC16850 & IEEE1613, Managed Ethernet Switch, 8 100FX Fiber Ports + 4 GE Fiber Ports. Rack Mount with Internal Universal Power Supply, 100VAC - 260VAC. | Ea |  | 1 Year (Limited Lifetime) | 10600 | 8% | 9752
50576 | Etherwan | EX87024-S4AC | Hardened ( -40°C - 75°C ), IEC16850 & IEEE1613, Managed Ethernet Switch, 8 100FX Fiber Ports + 4 GE Fiber Ports. Rack Mount with Internal Universal Power Supply, 100VAC - 260VAC. | Ea |  | 1 Year (Limited Lifetime) | 12600 | 8% | 11592
50577 | Etherwan | EX87024-S4BC | Hardened ( -40°C - 75°C ), IEC16850 & IEEE1613, Managed Ethernet Switch, 8 100FX Fiber Ports + 4 GE Fiber Ports. Rack Mount with Internal Universal Power Supply, 100VAC - 260VAC. | Ea |  | 1 Year (Limited Lifetime) | 14200 | 8% | 13064
50578 | Etherwan | EX87024-S4RC | Hardened ( -40°C - 75°C ), IEC16850 & IEEE1613, Managed Ethernet Switch, 8 100FX Fiber Ports + 4 GE Fiber Ports. Rack Mount with Internal Universal Power Supply, 100VAC - 260VAC. | Ea |  | 1 Year (Limited Lifetime) | 17000 | 8% | 15640
50579 | Etherwan | EX87024-S4SC | Hardened ( -40°C - 75°C ), IEC16850 & IEEE1613, Managed Ethernet Switch, 8 100FX Fiber Ports + 4 GE Fiber Ports. Rack Mount with Internal Universal Power Supply, 100VAC - 260VAC. | Ea |  | 1 Year (Limited Lifetime) | 17800 | 8% | 16376
50580 | Etherwan | EX87030-100C | Hardened ( -40°C - 75°C ), IEC16850 & IEEE1613, Managed Ethernet Switch, 12 100FX Fiber Ports. Rack Mount with Internal Universal Power Supply, 100VAC - 260VAC. | Ea |  | 1 Year (Limited Lifetime) | 3400 | 8% | 3128
50581 | Etherwan | EX87030-A00C | Hardened ( -40°C - 75°C ), IEC16850 & IEEE1613, Managed Ethernet Switch, 12 100FX Fiber Ports. Rack Mount with Internal Universal Power Supply, 100VAC - 260VAC. | Ea |  | 1 Year (Limited Lifetime) | 5800 | 8% | 5336
50582 | Etherwan | EX87030-B00C | Hardened ( -40°C - 75°C ), IEC16850 & IEEE1613, Managed Ethernet Switch, 12 100FX Fiber Ports. Rack Mount with Internal Universal Power Supply, 100VAC - 260VAC. | Ea |  | 1 Year (Limited Lifetime) | 7600 | 8% | 6992
50583 | Etherwan | EX87030-P00C | Hardened ( -40°C - 75°C ), IEC16850 & IEEE1613, Managed Ethernet Switch, 12 100FX Fiber Ports. Rack Mount with Internal Universal Power Supply, 100VAC - 260VAC. | Ea |  | 1 Year (Limited Lifetime) | 7000 | 8% | 6440
50584 | Etherwan | EX87030-Q00C | Hardened ( -40°C - 75°C ), IEC16850 & IEEE1613, Managed Ethernet Switch, 12 100FX Fiber Ports. Rack Mount with Internal Universal Power Supply, 100VAC - 260VAC. | Ea |  | 1 Year (Limited Lifetime) | 7600 | 8% | 6992
50585 | Etherwan | EX87030-R00C | Hardened ( -40°C - 75°C ), IEC16850 & IEEE1613, Managed Ethernet Switch, 12 100FX Fiber Ports. Rack Mount with Internal Universal Power Supply, 100VAC - 260VAC. | Ea |  | 1 Year (Limited Lifetime) | 11800 | 8% | 10856
50586 | Etherwan | EX87030-S00C | Hardened ( -40°C - 75°C ), IEC16850 & IEEE1613, Managed Ethernet Switch, 12 100FX Fiber Ports. Rack Mount with Internal Universal Power Supply, 100VAC - 260VAC. | Ea |  | 1 Year (Limited Lifetime) | 13000 | 8% | 11960
50587 | Etherwan | EX87032-10VC | Hardened ( -40°C - 75°C ), IEC16850 & IEEE1613, Managed Ethernet Switch, 12 100FX Fiber Ports + 2 GE SFP Combo Ports. Rack Mount with Internal Universal Power Supply, 100VAC - 260VAC. | Ea |  | 1 Year (Limited Lifetime) | 3900 | 8% | 3588
50588 | Etherwan | EX87032-123C | Hardened ( -40°C - 75°C ), IEC16850 & IEEE1613, Managed Ethernet Switch, 12 100FX Fiber Ports + 2 GE Fiber Ports. Rack Mount with Internal Universal Power Supply, 100VAC - 260VAC. | Ea |  | 1 Year (Limited Lifetime) | 4200 | 8% | 3864
50589 | Etherwan | EX87032-12AC | Hardened ( -40°C - 75°C ), IEC16850 & IEEE1613, Managed Ethernet Switch, 12 100FX Fiber Ports + 2 GE Fiber Ports. Rack Mount with Internal Universal Power Supply, 100VAC - 260VAC. | Ea |  | 1 Year (Limited Lifetime) | 5200 | 8% | 4784
50590 | Etherwan | EX87032-12BC | Hardened ( -40°C - 75°C ), IEC16850 & IEEE1613, Managed Ethernet Switch, 12 100FX Fiber Ports + 2 GE Fiber Ports. Rack Mount with Internal Universal Power Supply, 100VAC - 260VAC. | Ea |  | 1 Year (Limited Lifetime) | 6000 | 8% | 5520
50591 | Etherwan | EX87032-12RC | Hardened ( -40°C - 75°C ), IEC16850 & IEEE1613, Managed Ethernet Switch, 12 100FX Fiber Ports + 2 GE Fiber Ports. Rack Mount with Internal Universal Power Supply, 100VAC - 260VAC. | Ea |  | 1 Year (Limited Lifetime) | 7400 | 8% | 6808
50592 | Etherwan | EX87032-12SC | Hardened ( -40°C - 75°C ), IEC16850 & IEEE1613, Managed Ethernet Switch, 12 100FX Fiber Ports + 2 GE Fiber Ports. Rack Mount with Internal Universal Power Supply, 100VAC - 260VAC. | Ea |  | 1 Year (Limited Lifetime) | 7800 | 8% | 7176
50593 | Etherwan | EX87032-A0VC | Hardened ( -40°C - 75°C ), IEC16850 & IEEE1613, Managed Ethernet Switch, 12 100FX Fiber Ports + 2 GE SFP Combo Ports. Rack Mount with Internal Universal Power Supply, 100VAC - 260VAC. | Ea |  | 1 Year (Limited Lifetime) | 6300 | 8% | 5796
50594 | Etherwan | EX87032-A23C | Hardened ( -40°C - 75°C ), IEC16850 & IEEE1613, Managed Ethernet Switch, 12 100FX Fiber Ports + 2 GE Fiber Ports. Rack Mount with Internal Universal Power Supply, 100VAC - 260VAC. | Ea |  | 1 Year (Limited Lifetime) | 6600 | 8% | 6072
50595 | Etherwan | EX87032-A2AC | Hardened ( -40°C - 75°C ), IEC16850 & IEEE1613, Managed Ethernet Switch, 12 100FX Fiber Ports + 2 GE Fiber Ports. Rack Mount with Internal Universal Power Supply, 100VAC - 260VAC. | Ea |  | 1 Year (Limited Lifetime) | 7600 | 8% | 6992
50596 | Etherwan | EX87032-A2BC | Hardened ( -40°C - 75°C ), IEC16850 & IEEE1613, Managed Ethernet Switch, 12 100FX Fiber Ports + 2 GE Fiber Ports. Rack Mount with Internal Universal Power Supply, 100VAC - 260VAC. | Ea |  | 1 Year (Limited Lifetime) | 8400 | 8% | 7728
50597 | Etherwan | EX87032-A2RC | Hardened ( -40°C - 75°C ), IEC16850 & IEEE1613, Managed Ethernet Switch, 12 100FX Fiber Ports + 2 GE Fiber Ports. Rack Mount with Internal Universal Power Supply, 100VAC - 260VAC. | Ea |  | 1 Year (Limited Lifetime) | 9800 | 8% | 9016
50598 | Etherwan | EX87032-A2SC | Hardened ( -40°C - 75°C ), IEC16850 & IEEE1613, Managed Ethernet Switch, 12 100FX Fiber Ports + 2 GE Fiber Ports. Rack Mount with Internal Universal Power Supply, 100VAC - 260VAC. | Ea |  | 1 Year (Limited Lifetime) | 10200 | 8% | 9384
50599 | Etherwan | EX87032-B0VC | Hardened ( -40°C - 75°C ), IEC16850 & IEEE1613, Managed Ethernet Switch, 12 100FX Fiber Ports + 2 GE SFP Combo Ports. Rack Mount with Internal Universal Power Supply, 100VAC - 260VAC. | Ea |  | 1 Year (Limited Lifetime) | 8100 | 8% | 7452
50600 | Etherwan | EX87032-B23C | Hardened ( -40°C - 75°C ), IEC16850 & IEEE1613, Managed Ethernet Switch, 12 100FX Fiber Ports + 2 GE Fiber Ports. Rack Mount with Internal Universal Power Supply, 100VAC - 260VAC. | Ea |  | 1 Year (Limited Lifetime) | 8400 | 8% | 7728
50601 | Etherwan | EX87032-B2AC | Hardened ( -40C - +75C ), IEC16850 & IEEE1613, Managed Ethernet Switch, 24 Port 10/100 + 4 Ports Gigabit. Rack Mount with Internal Universal Power Supply, 100VAC - 260VAC. 4 Gigabit Port Capacity | Ea |  | 1 Year (Limited Lifetime) | 9400 | 8% | 8648
50602 | Etherwan | EX87032-B2BC | Hardened ( -40°C - 75°C ), IEC16850 & IEEE1613, Managed Ethernet Switch, 12 100FX Fiber Ports + 2 GE Fiber Ports. Rack Mount with Internal Universal Power Supply, 100VAC - 260VAC. | Ea |  | 1 Year (Limited Lifetime) | 10200 | 8% | 9384
50603 | Etherwan | EX87032-B2RC | Hardened ( -40°C - 75°C ), IEC16850 & IEEE1613, Managed Ethernet Switch, 12 100FX Fiber Ports + 2 GE Fiber Ports. Rack Mount with Internal Universal Power Supply, 100VAC - 260VAC. | Ea |  | 1 Year (Limited Lifetime) | 11600 | 8% | 10672
50604 | Etherwan | EX87032-B2SC | Hardened ( -40°C - 75°C ), IEC16850 & IEEE1613, Managed Ethernet Switch, 12 100FX Fiber Ports + 2 GE Fiber Ports. Rack Mount with Internal Universal Power Supply, 100VAC - 260VAC. | Ea |  | 1 Year (Limited Lifetime) | 12000 | 8% | 11040
50605 | Etherwan | EX87032-P0VC | Hardened ( -40°C - 75°C ), IEC16850 & IEEE1613, Managed Ethernet Switch, 12 100FX Fiber Ports + 2 GE SFP Combo Ports. Rack Mount with Internal Universal Power Supply, 100VAC - 260VAC. | Ea |  | 1 Year (Limited Lifetime) | 7500 | 8% | 6900
50606 | Etherwan | EX87032-P23C | Hardened ( -40°C - 75°C ), IEC16850 & IEEE1613, Managed Ethernet Switch, 12 100FX Fiber Ports + 2 GE Fiber Ports. Rack Mount with Internal Universal Power Supply, 100VAC - 260VAC. | Ea |  | 1 Year (Limited Lifetime) | 7800 | 8% | 7176
50607 | Etherwan | EX87032-P2AC | Hardened ( -40°C - 75°C ), IEC16850 & IEEE1613, Managed Ethernet Switch, 12 100FX Fiber Ports + 2 GE Fiber Ports. Rack Mount with Internal Universal Power Supply, 100VAC - 260VAC. | Ea |  | 1 Year (Limited Lifetime) | 8800 | 8% | 8096
50608 | Etherwan | EX87032-P2BC | Hardened ( -40°C - 75°C ), IEC16850 & IEEE1613, Managed Ethernet Switch, 12 100FX Fiber Ports + 2 GE Fiber Ports. Rack Mount with Internal Universal Power Supply, 100VAC - 260VAC. | Ea |  | 1 Year (Limited Lifetime) | 9600 | 8% | 8832
50609 | Etherwan | EX87032-P2RC | Hardened ( -40°C - 75°C ), IEC16850 & IEEE1613, Managed Ethernet Switch, 12 100FX Fiber Ports + 2 GE Fiber Ports. Rack Mount with Internal Universal Power Supply, 100VAC - 260VAC. | Ea |  | 1 Year (Limited Lifetime) | 11000 | 8% | 10120
50610 | Etherwan | EX87032-P2SC | Hardened ( -40°C - 75°C ), IEC16850 & IEEE1613, Managed Ethernet Switch, 12 100FX Fiber Ports + 2 GE Fiber Ports. Rack Mount with Internal Universal Power Supply, 100VAC - 260VAC. | Ea |  | 1 Year (Limited Lifetime) | 11400 | 8% | 10488
50611 | Etherwan | EX87032-Q0VC | Hardened ( -40°C - 75°C ), IEC16850 & IEEE1613, Managed Ethernet Switch, 12 100FX Fiber Ports + 2 GE SFP Combo Ports. Rack Mount with Internal Universal Power Supply, 100VAC - 260VAC. | Ea |  | 1 Year (Limited Lifetime) | 8100 | 8% | 7452
50612 | Etherwan | EX87032-Q23C | Hardened ( -40°C - 75°C ), IEC16850 & IEEE1613, Managed Ethernet Switch, 12 100FX Fiber Ports + 2 GE Fiber Ports. Rack Mount with Internal Universal Power Supply, 100VAC - 260VAC. | Ea |  | 1 Year (Limited Lifetime) | 8400 | 8% | 7728
50613 | Etherwan | EX87032-Q2AC | Hardened ( -40°C - 75°C ), IEC16850 & IEEE1613, Managed Ethernet Switch, 12 100FX Fiber Ports + 2 GE Fiber Ports. Rack Mount with Internal Universal Power Supply, 100VAC - 260VAC. | Ea |  | 1 Year (Limited Lifetime) | 9400 | 8% | 8648
50614 | Etherwan | EX87032-Q2BC | Hardened ( -40°C - 75°C ), IEC16850 & IEEE1613, Managed Ethernet Switch, 12 100FX Fiber Ports + 2 GE Fiber Ports. Rack Mount with Internal Universal Power Supply, 100VAC - 260VAC. | Ea |  | 1 Year (Limited Lifetime) | 10200 | 8% | 9384
50615 | Etherwan | EX87032-Q2RC | Hardened ( -40°C - 75°C ), IEC16850 & IEEE1613, Managed Ethernet Switch, 12 100FX Fiber Ports + 2 GE Fiber Ports. Rack Mount with Internal Universal Power Supply, 100VAC - 260VAC. | Ea |  | 1 Year (Limited Lifetime) | 11600 | 8% | 10672
50616 | Etherwan | EX87032-Q2SC | Hardened ( -40°C - 75°C ), IEC16850 & IEEE1613, Managed Ethernet Switch, 12 100FX Fiber Ports + 2 GE Fiber Ports. Rack Mount with Internal Universal Power Supply, 100VAC - 260VAC. | Ea |  | 1 Year (Limited Lifetime) | 12000 | 8% | 11040
50617 | Etherwan | EX87032-R0VC | Hardened ( -40°C - 75°C ), IEC16850 & IEEE1613, Managed Ethernet Switch, 12 100FX Fiber Ports + 2 GE SFP Combo Ports. Rack Mount with Internal Universal Power Supply, 100VAC - 260VAC. | Ea |  | 1 Year (Limited Lifetime) | 12300 | 8% | 11316
50618 | Etherwan | EX87032-R23C | Hardened ( -40°C - 75°C ), IEC16850 & IEEE1613, Managed Ethernet Switch, 12 100FX Fiber Ports + 2 GE Fiber Ports. Rack Mount with Internal Universal Power Supply, 100VAC - 260VAC. | Ea |  | 1 Year (Limited Lifetime) | 12600 | 8% | 11592
50619 | Etherwan | EX87032-R2AC | Hardened ( -40°C - 75°C ), IEC16850 & IEEE1613, Managed Ethernet Switch, 12 100FX Fiber Ports + 2 GE Fiber Ports. Rack Mount with Internal Universal Power Supply, 100VAC - 260VAC. | Ea |  | 1 Year (Limited Lifetime) | 13600 | 8% | 12512
50620 | Etherwan | EX87032-R2BC | Hardened ( -40°C - 75°C ), IEC16850 & IEEE1613, Managed Ethernet Switch, 12 100FX Fiber Ports + 2 GE Fiber Ports. Rack Mount with Internal Universal Power Supply, 100VAC - 260VAC. | Ea |  | 1 Year (Limited Lifetime) | 14400 | 8% | 13248
50621 | Etherwan | EX87032-R2RC | Hardened ( -40°C - 75°C ), IEC16850 & IEEE1613, Managed Ethernet Switch, 12 100FX Fiber Ports + 2 GE Fiber Ports. Rack Mount with Internal Universal Power Supply, 100VAC - 260VAC. | Ea |  | 1 Year (Limited Lifetime) | 15800 | 8% | 14536
50622 | Etherwan | EX87032-R2SC | Hardened ( -40°C - 75°C ), IEC16850 & IEEE1613, Managed Ethernet Switch, 12 100FX Fiber Ports + 2 GE Fiber Ports. Rack Mount with Internal Universal Power Supply, 100VAC - 260VAC. | Ea |  | 1 Year (Limited Lifetime) | 16200 | 8% | 14904
50623 | Etherwan | EX87032-S0VC | Hardened ( -40°C - 75°C ), IEC16850 & IEEE1613, Managed Ethernet Switch, 12 100FX Fiber Ports + 2 GE SFP Combo Ports. Rack Mount with Internal Universal Power Supply, 100VAC - 260VAC. | Ea |  | 1 Year (Limited Lifetime) | 13500 | 8% | 12420
50624 | Etherwan | EX87032-S23C | Hardened ( -40°C - 75°C ), IEC16850 & IEEE1613, Managed Ethernet Switch, 12 100FX Fiber Ports + 2 GE Fiber Ports. Rack Mount with Internal Universal Power Supply, 100VAC - 260VAC. | Ea |  | 1 Year (Limited Lifetime) | 13800 | 8% | 12696
50625 | Etherwan | EX87032-S2AC | Hardened ( -40°C - 75°C ), IEC16850 & IEEE1613, Managed Ethernet Switch, 12 100FX Fiber Ports + 2 GE Fiber Ports. Rack Mount with Internal Universal Power Supply, 100VAC - 260VAC. | Ea |  | 1 Year (Limited Lifetime) | 14800 | 8% | 13616
50626 | Etherwan | EX87032-S2BC | Hardened ( -40°C - 75°C ), IEC16850 & IEEE1613, Managed Ethernet Switch, 12 100FX Fiber Ports + 2 GE Fiber Ports. Rack Mount with Internal Universal Power Supply, 100VAC - 260VAC. | Ea |  | 1 Year (Limited Lifetime) | 15600 | 8% | 14352
50627 | Etherwan | EX87032-S2RC | Hardened ( -40°C - 75°C ), IEC16850 & IEEE1613, Managed Ethernet Switch, 12 100FX Fiber Ports + 2 GE Fiber Ports. Rack Mount with Internal Universal Power Supply, 100VAC - 260VAC. | Ea |  | 1 Year (Limited Lifetime) | 17000 | 8% | 15640
50628 | Etherwan | EX87032-S2SC | Hardened ( -40°C - 75°C ), IEC16850 & IEEE1613, Managed Ethernet Switch, 12 100FX Fiber Ports + 2 GE Fiber Ports. Rack Mount with Internal Universal Power Supply, 100VAC - 260VAC. | Ea |  | 1 Year (Limited Lifetime) | 17400 | 8% | 16008
50629 | Etherwan | EX87034-10VC | Hardened ( -40°C - 75°C ), IEC16850 & IEEE1613, Managed Ethernet Switch, 12 100FX Fiber Ports + 4 GE SFP Combo Ports. Rack Mount with Internal Universal Power Supply, 100VAC - 260VAC. | Ea |  | 1 Year (Limited Lifetime) | 4400 | 8% | 4048
50630 | Etherwan | EX87034-143C | Hardened ( -40°C - 75°C ), IEC16850 & IEEE1613, Managed Ethernet Switch, 12 100FX Fiber Ports + 4 GE Fiber Ports. Rack Mount with Internal Universal Power Supply, 100VAC - 260VAC. | Ea |  | 1 Year (Limited Lifetime) | 5000 | 8% | 4600
50631 | Etherwan | EX87034-14AC | Hardened ( -40°C - 75°C ), IEC16850 & IEEE1613, Managed Ethernet Switch, 12 100FX Fiber Ports + 4 GE Fiber Ports. Rack Mount with Internal Universal Power Supply, 100VAC - 260VAC. | Ea |  | 1 Year (Limited Lifetime) | 7000 | 8% | 6440
50632 | Etherwan | EX87034-14BC | Hardened ( -40°C - 75°C ), IEC16850 & IEEE1613, Managed Ethernet Switch, 12 100FX Fiber Ports + 4 GE Fiber Ports. Rack Mount with Internal Universal Power Supply, 100VAC - 260VAC. | Ea |  | 1 Year (Limited Lifetime) | 8600 | 8% | 7912
50633 | Etherwan | EX87034-14RC | Hardened ( -40°C - 75°C ), IEC16850 & IEEE1613, Managed Ethernet Switch, 12 100FX Fiber Ports + 4 GE Fiber Ports. Rack Mount with Internal Universal Power Supply, 100VAC - 260VAC. | Ea |  | 1 Year (Limited Lifetime) | 11400 | 8% | 10488
50634 | Etherwan | EX87034-14SC | Hardened ( -40°C - 75°C ), IEC16850 & IEEE1613, Managed Ethernet Switch, 12 100FX Fiber Ports + 4 GE Fiber Ports. Rack Mount with Internal Universal Power Supply, 100VAC - 260VAC. | Ea |  | 1 Year (Limited Lifetime) | 12200 | 8% | 11224
50635 | Etherwan | EX87034-A0VC | Hardened ( -40°C - 75°C ), IEC16850 & IEEE1613, Managed Ethernet Switch, 12 100FX Fiber Ports + 4 GE SFP Combo Ports. Rack Mount with Internal Universal Power Supply, 100VAC - 260VAC. | Ea |  | 1 Year (Limited Lifetime) | 6800 | 8% | 6256
50636 | Etherwan | EX87034-A43C | Hardened ( -40°C - 75°C ), IEC16850 & IEEE1613, Managed Ethernet Switch, 12 100FX Fiber Ports + 4 GE Fiber Ports. Rack Mount with Internal Universal Power Supply, 100VAC - 260VAC. | Ea |  | 1 Year (Limited Lifetime) | 7400 | 8% | 6808
50637 | Etherwan | EX87034-A4AC | Hardened ( -40°C - 75°C ), IEC16850 & IEEE1613, Managed Ethernet Switch, 12 100FX Fiber Ports + 4 GE Fiber Ports. Rack Mount with Internal Universal Power Supply, 100VAC - 260VAC. | Ea |  | 1 Year (Limited Lifetime) | 9400 | 8% | 8648
50638 | Etherwan | EX87034-A4BC | Hardened ( -40°C - 75°C ), IEC16850 & IEEE1613, Managed Ethernet Switch, 12 100FX Fiber Ports + 4 GE Fiber Ports. Rack Mount with Internal Universal Power Supply, 100VAC - 260VAC. | Ea |  | 1 Year (Limited Lifetime) | 11000 | 8% | 10120
50639 | Etherwan | EX87034-A4RC | Hardened ( -40°C - 75°C ), IEC16850 & IEEE1613, Managed Ethernet Switch, 12 100FX Fiber Ports + 4 GE Fiber Ports. Rack Mount with Internal Universal Power Supply, 100VAC - 260VAC. | Ea |  | 1 Year (Limited Lifetime) | 13800 | 8% | 12696
50640 | Etherwan | EX87034-A4SC | Hardened ( -40°C - 75°C ), IEC16850 & IEEE1613, Managed Ethernet Switch, 12 100FX Fiber Ports + 4 GE Fiber Ports. Rack Mount with Internal Universal Power Supply, 100VAC - 260VAC. | Ea |  | 1 Year (Limited Lifetime) | 14600 | 8% | 13432
50641 | Etherwan | EX87034-B0VC | Hardened ( -40°C - 75°C ), IEC16850 & IEEE1613, Managed Ethernet Switch, 12 100FX Fiber Ports + 4 GE SFP Combo Ports. Rack Mount with Internal Universal Power Supply, 100VAC - 260VAC. | Ea |  | 1 Year (Limited Lifetime) | 8600 | 8% | 7912
50642 | Etherwan | EX87034-B43C | Hardened ( -40°C - 75°C ), IEC16850 & IEEE1613, Managed Ethernet Switch, 12 100FX Fiber Ports + 4 GE Fiber Ports. Rack Mount with Internal Universal Power Supply, 100VAC - 260VAC. | Ea |  | 1 Year (Limited Lifetime) | 9200 | 8% | 8464
50643 | Etherwan | EX87034-B4AC | Hardened ( -40°C - 75°C ), IEC16850 & IEEE1613, Managed Ethernet Switch, 12 100FX Fiber Ports + 4 GE Fiber Ports. Rack Mount with Internal Universal Power Supply, 100VAC - 260VAC. | Ea |  | 1 Year (Limited Lifetime) | 11200 | 8% | 10304
50644 | Etherwan | EX87034-B4BC | Hardened ( -40°C - 75°C ), IEC16850 & IEEE1613, Managed Ethernet Switch, 12 100FX Fiber Ports + 4 GE Fiber Ports. Rack Mount with Internal Universal Power Supply, 100VAC - 260VAC. | Ea |  | 1 Year (Limited Lifetime) | 12800 | 8% | 11776
50645 | Etherwan | EX87034-B4RC | Hardened ( -40°C - 75°C ), IEC16850 & IEEE1613, Managed Ethernet Switch, 12 100FX Fiber Ports + 4 GE Fiber Ports. Rack Mount with Internal Universal Power Supply, 100VAC - 260VAC. | Ea |  | 1 Year (Limited Lifetime) | 15600 | 8% | 14352
50646 | Etherwan | EX87034-B4SC | Hardened ( -40°C - 75°C ), IEC16850 & IEEE1613, Managed Ethernet Switch, 12 100FX Fiber Ports + 4 GE Fiber Ports. Rack Mount with Internal Universal Power Supply, 100VAC - 260VAC. | Ea |  | 1 Year (Limited Lifetime) | 16400 | 8% | 15088
50647 | Etherwan | EX87034-P0VC | Hardened ( -40°C - 75°C ), IEC16850 & IEEE1613, Managed Ethernet Switch, 12 100FX Fiber Ports + 4 GE SFP Combo Ports. Rack Mount with Internal Universal Power Supply, 100VAC - 260VAC. | Ea |  | 1 Year (Limited Lifetime) | 8000 | 8% | 7360
50648 | Etherwan | EX87034-P43C | Hardened ( -40°C - 75°C ), IEC16850 & IEEE1613, Managed Ethernet Switch, 12 100FX Fiber Ports + 4 GE Fiber Ports. Rack Mount with Internal Universal Power Supply, 100VAC - 260VAC. | Ea |  | 1 Year (Limited Lifetime) | 8600 | 8% | 7912
50649 | Etherwan | EX87034-P4AC | Hardened ( -40°C - 75°C ), IEC16850 & IEEE1613, Managed Ethernet Switch, 12 100FX Fiber Ports + 4 GE Fiber Ports. Rack Mount with Internal Universal Power Supply, 100VAC - 260VAC. | Ea |  | 1 Year (Limited Lifetime) | 10600 | 8% | 9752
50650 | Etherwan | EX87034-P4BC | Hardened ( -40°C - 75°C ), IEC16850 & IEEE1613, Managed Ethernet Switch, 12 100FX Fiber Ports + 4 GE Fiber Ports. Rack Mount with Internal Universal Power Supply, 100VAC - 260VAC. | Ea |  | 1 Year (Limited Lifetime) | 12200 | 8% | 11224
50651 | Etherwan | EX87034-P4RC | Hardened ( -40°C - 75°C ), IEC16850 & IEEE1613, Managed Ethernet Switch, 12 100FX Fiber Ports + 4 GE Fiber Ports. Rack Mount with Internal Universal Power Supply, 100VAC - 260VAC. | Ea |  | 1 Year (Limited Lifetime) | 15000 | 8% | 13800
50652 | Etherwan | EX87034-P4SC | Hardened ( -40°C - 75°C ), IEC16850 & IEEE1613, Managed Ethernet Switch, 12 100FX Fiber Ports + 4 GE Fiber Ports. Rack Mount with Internal Universal Power Supply, 100VAC - 260VAC. | Ea |  | 1 Year (Limited Lifetime) | 15800 | 8% | 14536
50653 | Etherwan | EX87034-Q0VC | Hardened ( -40°C - 75°C ), IEC16850 & IEEE1613, Managed Ethernet Switch, 12 100FX Fiber Ports + 4 GE SFP Combo Ports. Rack Mount with Internal Universal Power Supply, 100VAC - 260VAC. | Ea |  | 1 Year (Limited Lifetime) | 8600 | 8% | 7912
50654 | Etherwan | EX87034-Q43C | Hardened ( -40°C - 75°C ), IEC16850 & IEEE1613, Managed Ethernet Switch, 12 100FX Fiber Ports + 4 GE Fiber Ports. Rack Mount with Internal Universal Power Supply, 100VAC - 260VAC. | Ea |  | 1 Year (Limited Lifetime) | 9200 | 8% | 8464
50655 | Etherwan | EX87034-Q4AC | Hardened ( -40°C - 75°C ), IEC16850 & IEEE1613, Managed Ethernet Switch, 12 100FX Fiber Ports + 4 GE Fiber Ports. Rack Mount with Internal Universal Power Supply, 100VAC - 260VAC. | Ea |  | 1 Year (Limited Lifetime) | 11200 | 8% | 10304
50656 | Etherwan | EX87034-Q4BC | Hardened ( -40°C - 75°C ), IEC16850 & IEEE1613, Managed Ethernet Switch, 12 100FX Fiber Ports + 4 GE Fiber Ports. Rack Mount with Internal Universal Power Supply, 100VAC - 260VAC. | Ea |  | 1 Year (Limited Lifetime) | 12800 | 8% | 11776
50657 | Etherwan | EX87034-Q4RC | Hardened ( -40°C - 75°C ), IEC16850 & IEEE1613, Managed Ethernet Switch, 12 100FX Fiber Ports + 4 GE Fiber Ports. Rack Mount with Internal Universal Power Supply, 100VAC - 260VAC. | Ea |  | 1 Year (Limited Lifetime) | 15600 | 8% | 14352
50658 | Etherwan | EX87034-Q4SC | Hardened ( -40°C - 75°C ), IEC16850 & IEEE1613, Managed Ethernet Switch, 12 100FX Fiber Ports + 4 GE Fiber Ports. Rack Mount with Internal Universal Power Supply, 100VAC - 260VAC. | Ea |  | 1 Year (Limited Lifetime) | 16400 | 8% | 15088
50659 | Etherwan | EX87034-R0VC | Hardened ( -40°C - 75°C ), IEC16850 & IEEE1613, Managed Ethernet Switch, 12 100FX Fiber Ports + 4 GE SFP Combo Ports. Rack Mount with Internal Universal Power Supply, 100VAC - 260VAC. | Ea |  | 1 Year (Limited Lifetime) | 12800 | 8% | 11776
50660 | Etherwan | EX87034-R43C | Hardened ( -40°C - 75°C ), IEC16850 & IEEE1613, Managed Ethernet Switch, 12 100FX Fiber Ports + 4 GE Fiber Ports. Rack Mount with Internal Universal Power Supply, 100VAC - 260VAC. | Ea |  | 1 Year (Limited Lifetime) | 13400 | 8% | 12328
50661 | Etherwan | EX87034-R4AC | Hardened ( -40°C - 75°C ), IEC16850 & IEEE1613, Managed Ethernet Switch, 12 100FX Fiber Ports + 4 GE Fiber Ports. Rack Mount with Internal Universal Power Supply, 100VAC - 260VAC. | Ea |  | 1 Year (Limited Lifetime) | 15400 | 8% | 14168
50662 | Etherwan | EX87034-R4BC | Hardened ( -40°C - 75°C ), IEC16850 & IEEE1613, Managed Ethernet Switch, 12 100FX Fiber Ports + 4 GE Fiber Ports. Rack Mount with Internal Universal Power Supply, 100VAC - 260VAC. | Ea |  | 1 Year (Limited Lifetime) | 17000 | 8% | 15640
50663 | Etherwan | EX87034-R4RC | Hardened ( -40°C - 75°C ), IEC16850 & IEEE1613, Managed Ethernet Switch, 12 100FX Fiber Ports + 4 GE Fiber Ports. Rack Mount with Internal Universal Power Supply, 100VAC - 260VAC. | Ea |  | 1 Year (Limited Lifetime) | 19800 | 8% | 18216
50664 | Etherwan | EX87034-R4SC | Hardened ( -40°C - 75°C ), IEC16850 & IEEE1613, Managed Ethernet Switch, 12 100FX Fiber Ports + 4 GE Fiber Ports. Rack Mount with Internal Universal Power Supply, 100VAC - 260VAC. | Ea |  | 1 Year (Limited Lifetime) | 20600 | 8% | 18952
50665 | Etherwan | EX87034-S0VC | Hardened ( -40°C - 75°C ), IEC16850 & IEEE1613, Managed Ethernet Switch, 12 100FX Fiber Ports + 4 GE SFP Combo Ports. Rack Mount with Internal Universal Power Supply, 100VAC - 260VAC. | Ea |  | 1 Year (Limited Lifetime) | 13000 | 8% | 11960
50666 | Etherwan | EX87034-S43C | Hardened ( -40°C - 75°C ), IEC16850 & IEEE1613, Managed Ethernet Switch, 12 100FX Fiber Ports + 4 GE Fiber Ports. Rack Mount with Internal Universal Power Supply, 100VAC - 260VAC. | Ea |  | 1 Year (Limited Lifetime) | 14600 | 8% | 13432
50667 | Etherwan | EX87034-S4AC | Hardened ( -40°C - 75°C ), IEC16850 & IEEE1613, Managed Ethernet Switch, 12 100FX Fiber Ports + 4 GE Fiber Ports. Rack Mount with Internal Universal Power Supply, 100VAC - 260VAC. | Ea |  | 1 Year (Limited Lifetime) | 16600 | 8% | 15272
50668 | Etherwan | EX87034-S4BC | Hardened ( -40°C - 75°C ), IEC16850 & IEEE1613, Managed Ethernet Switch, 12 100FX Fiber Ports + 4 GE Fiber Ports. Rack Mount with Internal Universal Power Supply, 100VAC - 260VAC. | Ea |  | 1 Year (Limited Lifetime) | 18200 | 8% | 16744
50669 | Etherwan | EX87034-S4RC | Hardened ( -40°C - 75°C ), IEC16850 & IEEE1613, Managed Ethernet Switch, 12 100FX Fiber Ports + 4 GE Fiber Ports. Rack Mount with Internal Universal Power Supply, 100VAC - 260VAC. | Ea |  | 1 Year (Limited Lifetime) | 21000 | 8% | 19320
50670 | Etherwan | EX87034-S4SC | Hardened ( -40°C - 75°C ), IEC16850 & IEEE1613, Managed Ethernet Switch, 12 100FX Fiber Ports + 4 GE Fiber Ports. Rack Mount with Internal Universal Power Supply, 100VAC - 260VAC. | Ea |  | 1 Year (Limited Lifetime) | 21800 | 8% | 20056
50671 | Etherwan | EX87040-100C | Hardened ( -40°C - 75°C ), IEC16850 & IEEE1613, Managed Ethernet Switch, 16 100FX Fiber Ports. Rack Mount with Internal Universal Power Supply, 100VAC - 260VAC. | Ea |  | 1 Year (Limited Lifetime) | 4200 | 8% | 3864
50672 | Etherwan | EX87040-A00C | Hardened ( -40°C - 75°C ), IEC16850 & IEEE1613, Managed Ethernet Switch, 16 100FX Fiber Ports. Rack Mount with Internal Universal Power Supply, 100VAC - 260VAC. | Ea |  | 1 Year (Limited Lifetime) | 7400 | 8% | 6808
50673 | Etherwan | EX87040-B00C | Hardened ( -40°C - 75°C ), IEC16850 & IEEE1613, Managed Ethernet Switch, 16 100FX Fiber Ports. Rack Mount with Internal Universal Power Supply, 100VAC - 260VAC. | Ea |  | 1 Year (Limited Lifetime) | 9800 | 8% | 9016
50674 | Etherwan | EX87040-P00C | Hardened ( -40°C - 75°C ), IEC16850 & IEEE1613, Managed Ethernet Switch, 16 100FX Fiber Ports. Rack Mount with Internal Universal Power Supply, 100VAC - 260VAC. | Ea |  | 1 Year (Limited Lifetime) | 9000 | 8% | 8280
50675 | Etherwan | EX87040-Q00C | Hardened ( -40°C - 75°C ), IEC16850 & IEEE1613, Managed Ethernet Switch, 16 100FX Fiber Ports. Rack Mount with Internal Universal Power Supply, 100VAC - 260VAC. | Ea |  | 1 Year (Limited Lifetime) | 9800 | 8% | 9016
50676 | Etherwan | EX87040-R00C | Hardened ( -40°C - 75°C ), IEC16850 & IEEE1613, Managed Ethernet Switch, 16 100FX Fiber Ports. Rack Mount with Internal Universal Power Supply, 100VAC - 260VAC. | Ea |  | 1 Year (Limited Lifetime) | 15400 | 8% | 14168
50677 | Etherwan | EX87040-S00C | Hardened ( -40°C - 75°C ), IEC16850 & IEEE1613, Managed Ethernet Switch, 16 100FX Fiber Ports. Rack Mount with Internal Universal Power Supply, 100VAC - 260VAC. | Ea |  | 1 Year (Limited Lifetime) | 17000 | 8% | 15640
50678 | Etherwan | EX87042-10VC | Hardened ( -40°C - 75°C ), IEC16850 & IEEE1613, Managed Ethernet Switch, 16 100FX Fiber Ports + 2 GE SFP Combo Ports. Rack Mount with Internal Universal Power Supply, 100VAC - 260VAC. | Ea |  | 1 Year (Limited Lifetime) | 4700 | 8% | 4324
50679 | Etherwan | EX87042-123C | Hardened ( -40°C - 75°C ), IEC16850 & IEEE1613, Managed Ethernet Switch, 16 100FX Fiber Ports + 2 GE Fiber Ports. Rack Mount with Internal Universal Power Supply, 100VAC - 260VAC. | Ea |  | 1 Year (Limited Lifetime) | 5000 | 8% | 4600
50680 | Etherwan | EX87042-12AC | Hardened ( -40°C - 75°C ), IEC16850 & IEEE1613, Managed Ethernet Switch, 16 100FX Fiber Ports + 2 GE Fiber Ports. Rack Mount with Internal Universal Power Supply, 100VAC - 260VAC. | Ea |  | 1 Year (Limited Lifetime) | 6000 | 8% | 5520
50681 | Etherwan | EX87042-12BC | Hardened ( -40°C - 75°C ), IEC16850 & IEEE1613, Managed Ethernet Switch, 16 100FX Fiber Ports + 2 GE Fiber Ports. Rack Mount with Internal Universal Power Supply, 100VAC - 260VAC. | Ea |  | 1 Year (Limited Lifetime) | 6800 | 8% | 6256
50682 | Etherwan | EX87042-12RC | Hardened ( -40°C - 75°C ), IEC16850 & IEEE1613, Managed Ethernet Switch, 16 100FX Fiber Ports + 2 GE Fiber Ports. Rack Mount with Internal Universal Power Supply, 100VAC - 260VAC. | Ea |  | 1 Year (Limited Lifetime) | 8200 | 8% | 7544
50683 | Etherwan | EX87042-12SC | Hardened ( -40°C - 75°C ), IEC16850 & IEEE1613, Managed Ethernet Switch, 16 100FX Fiber Ports + 2 GE Fiber Ports. Rack Mount with Internal Universal Power Supply, 100VAC - 260VAC. | Ea |  | 1 Year (Limited Lifetime) | 8600 | 8% | 7912
50684 | Etherwan | EX87042-A0VC | Hardened ( -40°C - 75°C ), IEC16850 & IEEE1613, Managed Ethernet Switch, 16 100FX Fiber Ports + 2 GE SFP Combo Ports. Rack Mount with Internal Universal Power Supply, 100VAC - 260VAC. | Ea |  | 1 Year (Limited Lifetime) | 7900 | 8% | 7268
50685 | Etherwan | EX87042-A23C | Hardened ( -40°C - 75°C ), IEC16850 & IEEE1613, Managed Ethernet Switch, 16 100FX Fiber Ports + 2 GE Fiber Ports. Rack Mount with Internal Universal Power Supply, 100VAC - 260VAC. | Ea |  | 1 Year (Limited Lifetime) | 8200 | 8% | 7544
50686 | Etherwan | EX87042-A2AC | Hardened ( -40°C - 75°C ), IEC16850 & IEEE1613, Managed Ethernet Switch, 16 100FX Fiber Ports + 2 GE Fiber Ports. Rack Mount with Internal Universal Power Supply, 100VAC - 260VAC. | Ea |  | 1 Year (Limited Lifetime) | 9200 | 8% | 8464
50687 | Etherwan | EX87042-A2BC | Hardened ( -40°C - 75°C ), IEC16850 & IEEE1613, Managed Ethernet Switch, 16 100FX Fiber Ports + 2 GE Fiber Ports. Rack Mount with Internal Universal Power Supply, 100VAC - 260VAC. | Ea |  | 1 Year (Limited Lifetime) | 10000 | 8% | 9200
50688 | Etherwan | EX87042-A2RC | Hardened ( -40°C - 75°C ), IEC16850 & IEEE1613, Managed Ethernet Switch, 16 100FX Fiber Ports + 2 GE Fiber Ports. Rack Mount with Internal Universal Power Supply, 100VAC - 260VAC. | Ea |  | 1 Year (Limited Lifetime) | 11400 | 8% | 10488
50689 | Etherwan | EX87042-A2SC | Hardened ( -40°C - 75°C ), IEC16850 & IEEE1613, Managed Ethernet Switch, 16 100FX Fiber Ports + 2 GE Fiber Ports. Rack Mount with Internal Universal Power Supply, 100VAC - 260VAC. | Ea |  | 1 Year (Limited Lifetime) | 11800 | 8% | 10856
50690 | Etherwan | EX87042-B0VC | Hardened ( -40°C - 75°C ), IEC16850 & IEEE1613, Managed Ethernet Switch, 16 100FX Fiber Ports + 2 GE SFP Combo Ports. Rack Mount with Internal Universal Power Supply, 100VAC - 260VAC. | Ea |  | 1 Year (Limited Lifetime) | 10300 | 8% | 9476
50691 | Etherwan | EX87042-B23C | Hardened ( -40°C - 75°C ), IEC16850 & IEEE1613, Managed Ethernet Switch, 16 100FX Fiber Ports + 2 GE Fiber Ports. Rack Mount with Internal Universal Power Supply, 100VAC - 260VAC. | Ea |  | 1 Year (Limited Lifetime) | 10600 | 8% | 9752
50692 | Etherwan | EX87042-B2AC | Hardened ( -40°C - 75°C ), IEC16850 & IEEE1613, Managed Ethernet Switch, 16 100FX Fiber Ports + 2 GE Fiber Ports. Rack Mount with Internal Universal Power Supply, 100VAC - 260VAC. | Ea |  | 1 Year (Limited Lifetime) | 11600 | 8% | 10672
50693 | Etherwan | EX87042-B2BC | Hardened ( -40°C - 75°C ), IEC16850 & IEEE1613, Managed Ethernet Switch, 16 100FX Fiber Ports + 2 GE Fiber Ports. Rack Mount with Internal Universal Power Supply, 100VAC - 260VAC. | Ea |  | 1 Year (Limited Lifetime) | 12400 | 8% | 11408
50694 | Etherwan | EX87042-B2RC | Hardened ( -40°C - 75°C ), IEC16850 & IEEE1613, Managed Ethernet Switch, 16 100FX Fiber Ports + 2 GE Fiber Ports. Rack Mount with Internal Universal Power Supply, 100VAC - 260VAC. | Ea |  | 1 Year (Limited Lifetime) | 13800 | 8% | 12696
50695 | Etherwan | EX87042-B2SC | Hardened ( -40°C - 75°C ), IEC16850 & IEEE1613, Managed Ethernet Switch, 16 100FX Fiber Ports + 2 GE Fiber Ports. Rack Mount with Internal Universal Power Supply, 100VAC - 260VAC. | Ea |  | 1 Year (Limited Lifetime) | 14200 | 8% | 13064
50696 | Etherwan | EX87042-P0VC | Hardened ( -40°C - 75°C ), IEC16850 & IEEE1613, Managed Ethernet Switch, 16 100FX Fiber Ports + 2 GE SFP Combo Ports. Rack Mount with Internal Universal Power Supply, 100VAC - 260VAC. | Ea |  | 1 Year (Limited Lifetime) | 9500 | 8% | 8740
50697 | Etherwan | EX87042-P23C | Hardened ( -40°C - 75°C ), IEC16850 & IEEE1613, Managed Ethernet Switch, 16 100FX Fiber Ports + 2 GE Fiber Ports. Rack Mount with Internal Universal Power Supply, 100VAC - 260VAC. | Ea |  | 1 Year (Limited Lifetime) | 9800 | 8% | 9016
50698 | Etherwan | EX87042-P2AC | Hardened ( -40°C - 75°C ), IEC16850 & IEEE1613, Managed Ethernet Switch, 16 100FX Fiber Ports + 2 GE Fiber Ports. Rack Mount with Internal Universal Power Supply, 100VAC - 260VAC. | Ea |  | 1 Year (Limited Lifetime) | 10800 | 8% | 9936
50699 | Etherwan | EX87042-P2BC | Hardened ( -40°C - 75°C ), IEC16850 & IEEE1613, Managed Ethernet Switch, 16 100FX Fiber Ports + 2 GE Fiber Ports. Rack Mount with Internal Universal Power Supply, 100VAC - 260VAC. | Ea |  | 1 Year (Limited Lifetime) | 11600 | 8% | 10672
50700 | Etherwan | EX87042-P2RC | Hardened ( -40°C - 75°C ), IEC16850 & IEEE1613, Managed Ethernet Switch, 16 100FX Fiber Ports + 2 GE Fiber Ports. Rack Mount with Internal Universal Power Supply, 100VAC - 260VAC. | Ea |  | 1 Year (Limited Lifetime) | 13000 | 8% | 11960
50701 | Etherwan | EX87042-P2SC | Hardened ( -40°C - 75°C ), IEC16850 & IEEE1613, Managed Ethernet Switch, 16 100FX Fiber Ports + 2 GE Fiber Ports. Rack Mount with Internal Universal Power Supply, 100VAC - 260VAC. | Ea |  | 1 Year (Limited Lifetime) | 13400 | 8% | 12328
50702 | Etherwan | EX87042-Q0VC | Hardened ( -40°C - 75°C ), IEC16850 & IEEE1613, Managed Ethernet Switch, 16 100FX Fiber Ports + 2 GE SFP Combo Ports. Rack Mount with Internal Universal Power Supply, 100VAC - 260VAC. | Ea |  | 1 Year (Limited Lifetime) | 10300 | 8% | 9476
50703 | Etherwan | EX87042-Q23C | Hardened ( -40°C - 75°C ), IEC16850 & IEEE1613, Managed Ethernet Switch, 16 100FX Fiber Ports + 2 GE Fiber Ports. Rack Mount with Internal Universal Power Supply, 100VAC - 260VAC. | Ea |  | 1 Year (Limited Lifetime) | 10600 | 8% | 9752
50704 | Etherwan | EX87042-Q2AC | Hardened ( -40°C - 75°C ), IEC16850 & IEEE1613, Managed Ethernet Switch, 16 100FX Fiber Ports + 2 GE Fiber Ports. Rack Mount with Internal Universal Power Supply, 100VAC - 260VAC. | Ea |  | 1 Year (Limited Lifetime) | 11600 | 8% | 10672
50705 | Etherwan | EX87042-Q2BC | Hardened ( -40°C - 75°C ), IEC16850 & IEEE1613, Managed Ethernet Switch, 16 100FX Fiber Ports + 2 GE Fiber Ports. Rack Mount with Internal Universal Power Supply, 100VAC - 260VAC. | Ea |  | 1 Year (Limited Lifetime) | 12400 | 8% | 11408
50706 | Etherwan | EX87042-Q2RC | Hardened ( -40°C - 75°C ), IEC16850 & IEEE1613, Managed Ethernet Switch, 16 100FX Fiber Ports + 2 GE Fiber Ports. Rack Mount with Internal Universal Power Supply, 100VAC - 260VAC. | Ea |  | 1 Year (Limited Lifetime) | 13800 | 8% | 12696
50707 | Etherwan | EX87042-Q2SC | Hardened ( -40°C - 75°C ), IEC16850 & IEEE1613, Managed Ethernet Switch, 16 100FX Fiber Ports + 2 GE Fiber Ports. Rack Mount with Internal Universal Power Supply, 100VAC - 260VAC. | Ea |  | 1 Year (Limited Lifetime) | 14200 | 8% | 13064
50708 | Etherwan | EX87042-R0VC | Hardened ( -40°C - 75°C ), IEC16850 & IEEE1613, Managed Ethernet Switch, 16 100FX Fiber Ports + 2 GE SFP Combo Ports. Rack Mount with Internal Universal Power Supply, 100VAC - 260VAC. | Ea |  | 1 Year (Limited Lifetime) | 15900 | 8% | 14628
50709 | Etherwan | EX87042-R23C | Hardened ( -40°C - 75°C ), IEC16850 & IEEE1613, Managed Ethernet Switch, 16 100FX Fiber Ports + 2 GE Fiber Ports. Rack Mount with Internal Universal Power Supply, 100VAC - 260VAC. | Ea |  | 1 Year (Limited Lifetime) | 16200 | 8% | 14904
50710 | Etherwan | EX87042-R2AC | Hardened ( -40°C - 75°C ), IEC16850 & IEEE1613, Managed Ethernet Switch, 16 100FX Fiber Ports + 2 GE Fiber Ports. Rack Mount with Internal Universal Power Supply, 100VAC - 260VAC. | Ea |  | 1 Year (Limited Lifetime) | 17200 | 8% | 15824
50711 | Etherwan | EX87042-R2BC | Hardened ( -40°C - 75°C ), IEC16850 & IEEE1613, Managed Ethernet Switch, 16 100FX Fiber Ports + 2 GE Fiber Ports. Rack Mount with Internal Universal Power Supply, 100VAC - 260VAC. | Ea |  | 1 Year (Limited Lifetime) | 18000 | 8% | 16560
50712 | Etherwan | EX87042-R2RC | Hardened ( -40°C - 75°C ), IEC16850 & IEEE1613, Managed Ethernet Switch, 16 100FX Fiber Ports + 2 GE Fiber Ports. Rack Mount with Internal Universal Power Supply, 100VAC - 260VAC. | Ea |  | 1 Year (Limited Lifetime) | 19400 | 8% | 17848
50713 | Etherwan | EX87042-R2SC | Hardened ( -40°C - 75°C ), IEC16850 & IEEE1613, Managed Ethernet Switch, 16 100FX Fiber Ports + 2 GE Fiber Ports. Rack Mount with Internal Universal Power Supply, 100VAC - 260VAC. | Ea |  | 1 Year (Limited Lifetime) | 19800 | 8% | 18216
50714 | Etherwan | EX87042-S0VC | Hardened ( -40°C - 75°C ), IEC16850 & IEEE1613, Managed Ethernet Switch, 16 100FX Fiber Ports + 2 GE SFP Combo Ports. Rack Mount with Internal Universal Power Supply, 100VAC - 260VAC. | Ea |  | 1 Year (Limited Lifetime) | 17500 | 8% | 16100
50715 | Etherwan | EX87042-S23C | Hardened ( -40°C - 75°C ), IEC16850 & IEEE1613, Managed Ethernet Switch, 16 100FX Fiber Ports + 2 GE Fiber Ports. Rack Mount with Internal Universal Power Supply, 100VAC - 260VAC. | Ea |  | 1 Year (Limited Lifetime) | 17800 | 8% | 16376
50716 | Etherwan | EX87042-S2AC | Hardened ( -40°C - 75°C ), IEC16850 & IEEE1613, Managed Ethernet Switch, 16 100FX Fiber Ports + 2 GE Fiber Ports. Rack Mount with Internal Universal Power Supply, 100VAC - 260VAC. | Ea |  | 1 Year (Limited Lifetime) | 18800 | 8% | 17296
50717 | Etherwan | EX87042-S2BC | Hardened ( -40°C - 75°C ), IEC16850 & IEEE1613, Managed Ethernet Switch, 16 100FX Fiber Ports + 2 GE Fiber Ports. Rack Mount with Internal Universal Power Supply, 100VAC - 260VAC. | Ea |  | 1 Year (Limited Lifetime) | 19600 | 8% | 18032
50718 | Etherwan | EX87042-S2RC | Hardened ( -40°C - 75°C ), IEC16850 & IEEE1613, Managed Ethernet Switch, 16 100FX Fiber Ports + 2 GE Fiber Ports. Rack Mount with Internal Universal Power Supply, 100VAC - 260VAC. | Ea |  | 1 Year (Limited Lifetime) | 21000 | 8% | 19320
50719 | Etherwan | EX87042-S2SC | Hardened ( -40°C - 75°C ), IEC16850 & IEEE1613, Managed Ethernet Switch, 16 100FX Fiber Ports + 2 GE Fiber Ports. Rack Mount with Internal Universal Power Supply, 100VAC - 260VAC. | Ea |  | 1 Year (Limited Lifetime) | 21400 | 8% | 19688
50720 | Etherwan | EX87044-10VC | Hardened ( -40°C - 75°C ), IEC16850 & IEEE1613, Managed Ethernet Switch, 16 100FX Fiber Ports + 4 GE SFP Combo Ports. Rack Mount with Internal Universal Power Supply, 100VAC - 260VAC. | Ea |  | 1 Year (Limited Lifetime) | 5200 | 8% | 4784
50721 | Etherwan | EX87044-143C | Hardened ( -40°C - 75°C ), IEC16850 & IEEE1613, Managed Ethernet Switch, 16 100FX Fiber Ports + 4 GE Fiber Ports. Rack Mount with Internal Universal Power Supply, 100VAC - 260VAC. | Ea |  | 1 Year (Limited Lifetime) | 5800 | 8% | 5336
50722 | Etherwan | EX87044-14AC | Hardened ( -40°C - 75°C ), IEC16850 & IEEE1613, Managed Ethernet Switch, 16 100FX Fiber Ports + 4 GE Fiber Ports. Rack Mount with Internal Universal Power Supply, 100VAC - 260VAC. | Ea |  | 1 Year (Limited Lifetime) | 7800 | 8% | 7176
50723 | Etherwan | EX87044-14BC | Hardened ( -40°C - 75°C ), IEC16850 & IEEE1613, Managed Ethernet Switch, 16 100FX Fiber Ports + 4 GE Fiber Ports. Rack Mount with Internal Universal Power Supply, 100VAC - 260VAC. | Ea |  | 1 Year (Limited Lifetime) | 9400 | 8% | 8648
50724 | Etherwan | EX87044-14RC | Hardened ( -40°C - 75°C ), IEC16850 & IEEE1613, Managed Ethernet Switch, 16 100FX Fiber Ports + 4 GE Fiber Ports. Rack Mount with Internal Universal Power Supply, 100VAC - 260VAC. | Ea |  | 1 Year (Limited Lifetime) | 12200 | 8% | 11224
50725 | Etherwan | EX87044-14SC | Hardened ( -40°C - 75°C ), IEC16850 & IEEE1613, Managed Ethernet Switch, 16 100FX Fiber Ports + 4 GE Fiber Ports. Rack Mount with Internal Universal Power Supply, 100VAC - 260VAC. | Ea |  | 1 Year (Limited Lifetime) | 13000 | 8% | 11960
50726 | Etherwan | EX87044-A0VC | Hardened ( -40°C - 75°C ), IEC16850 & IEEE1613, Managed Ethernet Switch, 16 100FX Fiber Ports + 4 GE SFP Combo Ports. Rack Mount with Internal Universal Power Supply, 100VAC - 260VAC. | Ea |  | 1 Year (Limited Lifetime) | 8400 | 8% | 7728
50727 | Etherwan | EX87044-A43C | Hardened ( -40°C - 75°C ), IEC16850 & IEEE1613, Managed Ethernet Switch, 16 100FX Fiber Ports + 4 GE Fiber Ports. Rack Mount with Internal Universal Power Supply, 100VAC - 260VAC. | Ea |  | 1 Year (Limited Lifetime) | 9000 | 8% | 8280
50728 | Etherwan | EX87044-A4AC | Hardened ( -40°C - 75°C ), IEC16850 & IEEE1613, Managed Ethernet Switch, 16 100FX Fiber Ports + 4 GE Fiber Ports. Rack Mount with Internal Universal Power Supply, 100VAC - 260VAC. | Ea |  | 1 Year (Limited Lifetime) | 11000 | 8% | 10120
50729 | Etherwan | EX87044-A4BC | Hardened ( -40°C - 75°C ), IEC16850 & IEEE1613, Managed Ethernet Switch, 16 100FX Fiber Ports + 4 GE Fiber Ports. Rack Mount with Internal Universal Power Supply, 100VAC - 260VAC. | Ea |  | 1 Year (Limited Lifetime) | 12600 | 8% | 11592
50730 | Etherwan | EX87044-A4RC | Hardened ( -40°C - 75°C ), IEC16850 & IEEE1613, Managed Ethernet Switch, 16 100FX Fiber Ports + 4 GE Fiber Ports. Rack Mount with Internal Universal Power Supply, 100VAC - 260VAC. | Ea |  | 1 Year (Limited Lifetime) | 15400 | 8% | 14168
50731 | Etherwan | EX87044-A4SC | Hardened ( -40°C - 75°C ), IEC16850 & IEEE1613, Managed Ethernet Switch, 16 100FX Fiber Ports + 4 GE Fiber Ports. Rack Mount with Internal Universal Power Supply, 100VAC - 260VAC. | Ea |  | 1 Year (Limited Lifetime) | 16200 | 8% | 14904
50732 | Etherwan | EX87044-B0VC | Hardened ( -40°C - 75°C ), IEC16850 & IEEE1613, Managed Ethernet Switch, 16 100FX Fiber Ports + 4 GE SFP Combo Ports. Rack Mount with Internal Universal Power Supply, 100VAC - 260VAC. | Ea |  | 1 Year (Limited Lifetime) | 10800 | 8% | 9936
50733 | Etherwan | EX87044-B43C | Hardened ( -40°C - 75°C ), IEC16850 & IEEE1613, Managed Ethernet Switch, 16 100FX Fiber Ports + 4 GE Fiber Ports. Rack Mount with Internal Universal Power Supply, 100VAC - 260VAC. | Ea |  | 1 Year (Limited Lifetime) | 11400 | 8% | 10488
50734 | Etherwan | EX87044-B4AC | Hardened ( -40°C - 75°C ), IEC16850 & IEEE1613, Managed Ethernet Switch, 16 100FX Fiber Ports + 4 GE Fiber Ports. Rack Mount with Internal Universal Power Supply, 100VAC - 260VAC. | Ea |  | 1 Year (Limited Lifetime) | 13400 | 8% | 12328
50735 | Etherwan | EX87044-B4BC | Hardened ( -40°C - 75°C ), IEC16850 & IEEE1613, Managed Ethernet Switch, 16 100FX Fiber Ports + 4 GE Fiber Ports. Rack Mount with Internal Universal Power Supply, 100VAC - 260VAC. | Ea |  | 1 Year (Limited Lifetime) | 15000 | 8% | 13800
50736 | Etherwan | EX87044-B4RC | Hardened ( -40°C - 75°C ), IEC16850 & IEEE1613, Managed Ethernet Switch, 16 100FX Fiber Ports + 4 GE Fiber Ports. Rack Mount with Internal Universal Power Supply, 100VAC - 260VAC. | Ea |  | 1 Year (Limited Lifetime) | 17800 | 8% | 16376
50737 | Etherwan | EX87044-B4SC | Hardened ( -40°C - 75°C ), IEC16850 & IEEE1613, Managed Ethernet Switch, 16 100FX Fiber Ports + 4 GE Fiber Ports. Rack Mount with Internal Universal Power Supply, 100VAC - 260VAC. | Ea |  | 1 Year (Limited Lifetime) | 18600 | 8% | 17112
50738 | Etherwan | EX87044-P0VC | Hardened ( -40°C - 75°C ), IEC16850 & IEEE1613, Managed Ethernet Switch, 16 100FX Fiber Ports + 4 GE SFP Combo Ports. Rack Mount with Internal Universal Power Supply, 100VAC - 260VAC. | Ea |  | 1 Year (Limited Lifetime) | 10000 | 8% | 9200
50739 | Etherwan | EX87044-P43C | Hardened ( -40°C - 75°C ), IEC16850 & IEEE1613, Managed Ethernet Switch, 16 100FX Fiber Ports + 4 GE Fiber Ports. Rack Mount with Internal Universal Power Supply, 100VAC - 260VAC. | Ea |  | 1 Year (Limited Lifetime) | 10600 | 8% | 9752
50740 | Etherwan | EX87044-P4AC | Hardened ( -40°C - 75°C ), IEC16850 & IEEE1613, Managed Ethernet Switch, 16 100FX Fiber Ports + 4 GE Fiber Ports. Rack Mount with Internal Universal Power Supply, 100VAC - 260VAC. | Ea |  | 1 Year (Limited Lifetime) | 12600 | 8% | 11592
50741 | Etherwan | EX87044-P4BC | Hardened ( -40°C - 75°C ), IEC16850 & IEEE1613, Managed Ethernet Switch, 16 100FX Fiber Ports + 4 GE Fiber Ports. Rack Mount with Internal Universal Power Supply, 100VAC - 260VAC. | Ea |  | 1 Year (Limited Lifetime) | 14200 | 8% | 13064
50742 | Etherwan | EX87044-P4RC | Hardened ( -40°C - 75°C ), IEC16850 & IEEE1613, Managed Ethernet Switch, 16 100FX Fiber Ports + 4 GE Fiber Ports. Rack Mount with Internal Universal Power Supply, 100VAC - 260VAC. | Ea |  | 1 Year (Limited Lifetime) | 17000 | 8% | 15640
50743 | Etherwan | EX87044-P4SC | Hardened ( -40°C - 75°C ), IEC16850 & IEEE1613, Managed Ethernet Switch, 16 100FX Fiber Ports + 4 GE Fiber Ports. Rack Mount with Internal Universal Power Supply, 100VAC - 260VAC. | Ea |  | 1 Year (Limited Lifetime) | 17800 | 8% | 16376
50744 | Etherwan | EX87044-Q0VC | Hardened ( -40°C - 75°C ), IEC16850 & IEEE1613, Managed Ethernet Switch, 16 100FX Fiber Ports + 4 GE SFP Combo Ports. Rack Mount with Internal Universal Power Supply, 100VAC - 260VAC. | Ea |  | 1 Year (Limited Lifetime) | 10800 | 8% | 9936
50745 | Etherwan | EX87044-Q43C | Hardened ( -40°C - 75°C ), IEC16850 & IEEE1613, Managed Ethernet Switch, 16 100FX Fiber Ports + 4 GE Fiber Ports. Rack Mount with Internal Universal Power Supply, 100VAC - 260VAC. | Ea |  | 1 Year (Limited Lifetime) | 11400 | 8% | 10488
50746 | Etherwan | EX87044-Q4AC | Hardened ( -40°C - 75°C ), IEC16850 & IEEE1613, Managed Ethernet Switch, 16 100FX Fiber Ports + 4 GE Fiber Ports. Rack Mount with Internal Universal Power Supply, 100VAC - 260VAC. | Ea |  | 1 Year (Limited Lifetime) | 13400 | 8% | 12328
50747 | Etherwan | EX87044-Q4BC | Hardened ( -40°C - 75°C ), IEC16850 & IEEE1613, Managed Ethernet Switch, 16 100FX Fiber Ports + 4 GE Fiber Ports. Rack Mount with Internal Universal Power Supply, 100VAC - 260VAC. | Ea |  | 1 Year (Limited Lifetime) | 15000 | 8% | 13800
50748 | Etherwan | EX87044-Q4RC | Hardened ( -40°C - 75°C ), IEC16850 & IEEE1613, Managed Ethernet Switch, 16 100FX Fiber Ports + 4 GE Fiber Ports. Rack Mount with Internal Universal Power Supply, 100VAC - 260VAC. | Ea |  | 1 Year (Limited Lifetime) | 17800 | 8% | 16376
50749 | Etherwan | EX87044-Q4SC | Hardened ( -40°C - 75°C ), IEC16850 & IEEE1613, Managed Ethernet Switch, 16 100FX Fiber Ports + 4 GE Fiber Ports. Rack Mount with Internal Universal Power Supply, 100VAC - 260VAC. | Ea |  | 1 Year (Limited Lifetime) | 18600 | 8% | 17112
50750 | Etherwan | EX87044-R0VC | Hardened ( -40°C - 75°C ), IEC16850 & IEEE1613, Managed Ethernet Switch, 16 100FX Fiber Ports + 4 GE SFP Combo Ports. Rack Mount with Internal Universal Power Supply, 100VAC - 260VAC. | Ea |  | 1 Year (Limited Lifetime) | 16400 | 8% | 15088
50751 | Etherwan | EX87044-R43C | Hardened ( -40°C - 75°C ), IEC16850 & IEEE1613, Managed Ethernet Switch, 16 100FX Fiber Ports + 4 GE Fiber Ports. Rack Mount with Internal Universal Power Supply, 100VAC - 260VAC. | Ea |  | 1 Year (Limited Lifetime) | 17000 | 8% | 15640
50752 | Etherwan | EX87044-R4AC | Hardened ( -40°C - 75°C ), IEC16850 & IEEE1613, Managed Ethernet Switch, 16 100FX Fiber Ports + 4 GE Fiber Ports. Rack Mount with Internal Universal Power Supply, 100VAC - 260VAC. | Ea |  | 1 Year (Limited Lifetime) | 19000 | 8% | 17480
50753 | Etherwan | EX87044-R4BC | Hardened ( -40°C - 75°C ), IEC16850 & IEEE1613, Managed Ethernet Switch, 16 100FX Fiber Ports + 4 GE Fiber Ports. Rack Mount with Internal Universal Power Supply, 100VAC - 260VAC. | Ea |  | 1 Year (Limited Lifetime) | 20600 | 8% | 18952
50754 | Etherwan | EX87044-R4RC | Hardened ( -40°C - 75°C ), IEC16850 & IEEE1613, Managed Ethernet Switch, 16 100FX Fiber Ports + 4 GE Fiber Ports. Rack Mount with Internal Universal Power Supply, 100VAC - 260VAC. | Ea |  | 1 Year (Limited Lifetime) | 23400 | 8% | 21528
50755 | Etherwan | EX87044-R4SC | Hardened ( -40°C - 75°C ), IEC16850 & IEEE1613, Managed Ethernet Switch, 16 100FX Fiber Ports + 4 GE Fiber Ports. Rack Mount with Internal Universal Power Supply, 100VAC - 260VAC. | Ea |  | 1 Year (Limited Lifetime) | 24200 | 8% | 22264
50756 | Etherwan | EX87044-S0VC | Hardened ( -40°C - 75°C ), IEC16850 & IEEE1613, Managed Ethernet Switch, 16 100FX Fiber Ports + 4 GE SFP Combo Ports. Rack Mount with Internal Universal Power Supply, 100VAC - 260VAC. | Ea |  | 1 Year (Limited Lifetime) | 18000 | 8% | 16560
50757 | Etherwan | EX87044-S43C | Hardened ( -40°C - 75°C ), IEC16850 & IEEE1613, Managed Ethernet Switch, 16 100FX Fiber Ports + 4 GE Fiber Ports. Rack Mount with Internal Universal Power Supply, 100VAC - 260VAC. | Ea |  | 1 Year (Limited Lifetime) | 18600 | 8% | 17112
50758 | Etherwan | EX87044-S4AC | Hardened ( -40°C - 75°C ), IEC16850 & IEEE1613, Managed Ethernet Switch, 16 100FX Fiber Ports + 4 GE Fiber Ports. Rack Mount with Internal Universal Power Supply, 100VAC - 260VAC. | Ea |  | 1 Year (Limited Lifetime) | 20600 | 8% | 18952
50759 | Etherwan | EX87044-S4BC | Hardened ( -40°C - 75°C ), IEC16850 & IEEE1613, Managed Ethernet Switch, 16 100FX Fiber Ports + 4 GE Fiber Ports. Rack Mount with Internal Universal Power Supply, 100VAC - 260VAC. | Ea |  | 1 Year (Limited Lifetime) | 22200 | 8% | 20424
50760 | Etherwan | EX87044-S4RC | Hardened ( -40°C - 75°C ), IEC16850 & IEEE1613, Managed Ethernet Switch, 16 100FX Fiber Ports + 4 GE Fiber Ports. Rack Mount with Internal Universal Power Supply, 100VAC - 260VAC. | Ea |  | 1 Year (Limited Lifetime) | 25000 | 8% | 23000
50761 | Etherwan | EX87044-S4SC | Hardened ( -40°C - 75°C ), IEC16850 & IEEE1613, Managed Ethernet Switch, 16 100FX Fiber Ports + 4 GE Fiber Ports. Rack Mount with Internal Universal Power Supply, 100VAC - 260VAC. | Ea |  | 1 Year (Limited Lifetime) | 25800 | 8% | 23736
50762 | Etherwan | EX87060-100C | Hardened ( -40°C - 75°C ), IEC16850 & IEEE1613, Managed Ethernet Switch, 24 100FX Fiber Ports. Rack Mount with Internal Universal Power Supply, 100VAC - 260VAC. | Ea |  | 1 Year (Limited Lifetime) | 5800 | 8% | 5336
50763 | Etherwan | EX87060-A00C | Hardened ( -40°C - 75°C ), IEC16850 & IEEE1613, Managed Ethernet Switch, 24 100FX Fiber Ports. Rack Mount with Internal Universal Power Supply, 100VAC - 260VAC. | Ea |  | 1 Year (Limited Lifetime) | 10600 | 8% | 9752
50764 | Etherwan | EX87060-B00C | Hardened ( -40°C - 75°C ), IEC16850 & IEEE1613, Managed Ethernet Switch, 24 100FX Fiber Ports. Rack Mount with Internal Universal Power Supply, 100VAC - 260VAC. | Ea |  | 1 Year (Limited Lifetime) | 14200 | 8% | 13064
50765 | Etherwan | EX87060-P00C | Hardened ( -40°C - 75°C ), IEC16850 & IEEE1613, Managed Ethernet Switch, 24 100FX Fiber Ports. Rack Mount with Internal Universal Power Supply, 100VAC - 260VAC. | Ea |  | 1 Year (Limited Lifetime) | 13000 | 8% | 11960
50766 | Etherwan | EX87060-Q00C | Hardened ( -40°C - 75°C ), IEC16850 & IEEE1613, Managed Ethernet Switch, 24 100FX Fiber Ports. Rack Mount with Internal Universal Power Supply, 100VAC - 260VAC. | Ea |  | 1 Year (Limited Lifetime) | 14200 | 8% | 13064
50767 | Etherwan | EX87060-R00C | Hardened ( -40°C - 75°C ), IEC16850 & IEEE1613, Managed Ethernet Switch, 24 100FX Fiber Ports. Rack Mount with Internal Universal Power Supply, 100VAC - 260VAC. | Ea |  | 1 Year (Limited Lifetime) | 22600 | 8% | 20792
50768 | Etherwan | EX87060-S00C | Hardened ( -40°C - 75°C ), IEC16850 & IEEE1613, Managed Ethernet Switch, 24 100FX Fiber Ports. Rack Mount with Internal Universal Power Supply, 100VAC - 260VAC. | Ea |  | 1 Year (Limited Lifetime) | 25000 | 8% | 23000
50769 | Etherwan | EX87062-123C | Hardened ( -40°C - 75°C ), IEC16850 & IEEE1613, Managed Ethernet Switch, 24 100FX Fiber Ports + 2 GE Fiber Ports. Rack Mount with Internal Universal Power Supply, 100VAC - 260VAC. | Ea |  | 1 Year (Limited Lifetime) | 6600 | 8% | 6072
50770 | Etherwan | EX87062-12AC | Hardened ( -40°C - 75°C ), IEC16850 & IEEE1613, Managed Ethernet Switch, 24 100FX Fiber Ports + 2 GE Fiber Ports. Rack Mount with Internal Universal Power Supply, 100VAC - 260VAC. | Ea |  | 1 Year (Limited Lifetime) | 7600 | 8% | 6992
50771 | Etherwan | EX87062-12BC | Hardened ( -40°C - 75°C ), IEC16850 & IEEE1613, Managed Ethernet Switch, 24 100FX Fiber Ports + 2 GE Fiber Ports. Rack Mount with Internal Universal Power Supply, 100VAC - 260VAC. | Ea |  | 1 Year (Limited Lifetime) | 8400 | 8% | 7728
50772 | Etherwan | EX87062-12RC | Hardened ( -40°C - 75°C ), IEC16850 & IEEE1613, Managed Ethernet Switch, 24 100FX Fiber Ports + 2 GE Fiber Ports. Rack Mount with Internal Universal Power Supply, 100VAC - 260VAC. | Ea |  | 1 Year (Limited Lifetime) | 9800 | 8% | 9016
50773 | Etherwan | EX87062-12SC | Hardened ( -40°C - 75°C ), IEC16850 & IEEE1613, Managed Ethernet Switch, 24 100FX Fiber Ports + 2 GE Fiber Ports. Rack Mount with Internal Universal Power Supply, 100VAC - 260VAC. | Ea |  | 1 Year (Limited Lifetime) | 10200 | 8% | 9384
50774 | Etherwan | EX87062-A23C | Hardened ( -40°C - 75°C ), IEC16850 & IEEE1613, Managed Ethernet Switch, 24 100FX Fiber Ports + 2 GE Fiber Ports. Rack Mount with Internal Universal Power Supply, 100VAC - 260VAC. | Ea |  | 1 Year (Limited Lifetime) | 11400 | 8% | 10488
50775 | Etherwan | EX87062-A2AC | Hardened ( -40°C - 75°C ), IEC16850 & IEEE1613, Managed Ethernet Switch, 24 100FX Fiber Ports + 2 GE Fiber Ports. Rack Mount with Internal Universal Power Supply, 100VAC - 260VAC. | Ea |  | 1 Year (Limited Lifetime) | 12400 | 8% | 11408
50776 | Etherwan | EX87062-A2BC | Hardened ( -40°C - 75°C ), IEC16850 & IEEE1613, Managed Ethernet Switch, 24 100FX Fiber Ports + 2 GE Fiber Ports. Rack Mount with Internal Universal Power Supply, 100VAC - 260VAC. | Ea |  | 1 Year (Limited Lifetime) | 13200 | 8% | 12144
50777 | Etherwan | EX87062-A2RC | Hardened ( -40°C - 75°C ), IEC16850 & IEEE1613, Managed Ethernet Switch, 24 100FX Fiber Ports + 2 GE Fiber Ports. Rack Mount with Internal Universal Power Supply, 100VAC - 260VAC. | Ea |  | 1 Year (Limited Lifetime) | 14600 | 8% | 13432
50778 | Etherwan | EX87062-A2SC | Hardened ( -40°C - 75°C ), IEC16850 & IEEE1613, Managed Ethernet Switch, 24 100FX Fiber Ports + 2 GE Fiber Ports. Rack Mount with Internal Universal Power Supply, 100VAC - 260VAC. | Ea |  | 1 Year (Limited Lifetime) | 15000 | 8% | 13800
50779 | Etherwan | EX87062-B23C | Hardened ( -40°C - 75°C ), IEC16850 & IEEE1613, Managed Ethernet Switch, 24 100FX Fiber Ports + 2 GE Fiber Ports. Rack Mount with Internal Universal Power Supply, 100VAC - 260VAC. | Ea |  | 1 Year (Limited Lifetime) | 15000 | 8% | 13800
50780 | Etherwan | EX87062-B2AC | Hardened ( -40°C - 75°C ), IEC16850 & IEEE1613, Managed Ethernet Switch, 24 100FX Fiber Ports + 2 GE Fiber Ports. Rack Mount with Internal Universal Power Supply, 100VAC - 260VAC. | Ea |  | 1 Year (Limited Lifetime) | 16000 | 8% | 14720
50781 | Etherwan | EX87062-B2BC | Hardened ( -40°C - 75°C ), IEC16850 & IEEE1613, Managed Ethernet Switch, 24 100FX Fiber Ports + 2 GE Fiber Ports. Rack Mount with Internal Universal Power Supply, 100VAC - 260VAC. | Ea |  | 1 Year (Limited Lifetime) | 16800 | 8% | 15456
50782 | Etherwan | EX87062-B2RC | Hardened ( -40°C - 75°C ), IEC16850 & IEEE1613, Managed Ethernet Switch, 24 100FX Fiber Ports + 2 GE Fiber Ports. Rack Mount with Internal Universal Power Supply, 100VAC - 260VAC. | Ea |  | 1 Year (Limited Lifetime) | 18200 | 8% | 16744
50783 | Etherwan | EX87062-B2SC | Hardened ( -40°C - 75°C ), IEC16850 & IEEE1613, Managed Ethernet Switch, 24 100FX Fiber Ports + 2 GE Fiber Ports. Rack Mount with Internal Universal Power Supply, 100VAC - 260VAC. | Ea |  | 1 Year (Limited Lifetime) | 18600 | 8% | 17112
50784 | Etherwan | EX87062-P23C | Hardened ( -40°C - 75°C ), IEC16850 & IEEE1613, Managed Ethernet Switch, 24 100FX Fiber Ports + 2 GE Fiber Ports. Rack Mount with Internal Universal Power Supply, 100VAC - 260VAC. | Ea |  | 1 Year (Limited Lifetime) | 13800 | 8% | 12696
50785 | Etherwan | EX87062-P2AC | Hardened ( -40°C - 75°C ), IEC16850 & IEEE1613, Managed Ethernet Switch, 24 100FX Fiber Ports + 2 GE Fiber Ports. Rack Mount with Internal Universal Power Supply, 100VAC - 260VAC. | Ea |  | 1 Year (Limited Lifetime) | 14800 | 8% | 13616
50786 | Etherwan | EX87062-P2BC | Hardened ( -40°C - 75°C ), IEC16850 & IEEE1613, Managed Ethernet Switch, 24 100FX Fiber Ports + 2 GE Fiber Ports. Rack Mount with Internal Universal Power Supply, 100VAC - 260VAC. | Ea |  | 1 Year (Limited Lifetime) | 15600 | 8% | 14352
50787 | Etherwan | EX87062-P2RC | Hardened ( -40°C - 75°C ), IEC16850 & IEEE1613, Managed Ethernet Switch, 24 100FX Fiber Ports + 2 GE Fiber Ports. Rack Mount with Internal Universal Power Supply, 100VAC - 260VAC. | Ea |  | 1 Year (Limited Lifetime) | 17000 | 8% | 15640
50788 | Etherwan | EX87062-P2SC | Hardened ( -40°C - 75°C ), IEC16850 & IEEE1613, Managed Ethernet Switch, 24 100FX Fiber Ports + 2 GE Fiber Ports. Rack Mount with Internal Universal Power Supply, 100VAC - 260VAC. | Ea |  | 1 Year (Limited Lifetime) | 17400 | 8% | 16008
50789 | Etherwan | EX87062-Q23C | Hardened ( -40°C - 75°C ), IEC16850 & IEEE1613, Managed Ethernet Switch, 24 100FX Fiber Ports + 2 GE Fiber Ports. Rack Mount with Internal Universal Power Supply, 100VAC - 260VAC. | Ea |  | 1 Year (Limited Lifetime) | 15000 | 8% | 13800
50790 | Etherwan | EX87062-Q2AC | Hardened ( -40°C - 75°C ), IEC16850 & IEEE1613, Managed Ethernet Switch, 24 100FX Fiber Ports + 2 GE Fiber Ports. Rack Mount with Internal Universal Power Supply, 100VAC - 260VAC. | Ea |  | 1 Year (Limited Lifetime) | 16000 | 8% | 14720
50791 | Etherwan | EX87062-Q2BC | Hardened ( -40°C - 75°C ), IEC16850 & IEEE1613, Managed Ethernet Switch, 24 100FX Fiber Ports + 2 GE Fiber Ports. Rack Mount with Internal Universal Power Supply, 100VAC - 260VAC. | Ea |  | 1 Year (Limited Lifetime) | 16800 | 8% | 15456
50792 | Etherwan | EX87062-Q2RC | Hardened ( -40°C - 75°C ), IEC16850 & IEEE1613, Managed Ethernet Switch, 24 100FX Fiber Ports + 2 GE Fiber Ports. Rack Mount with Internal Universal Power Supply, 100VAC - 260VAC. | Ea |  | 1 Year (Limited Lifetime) | 18200 | 8% | 16744
50793 | Etherwan | EX87062-Q2SC | Hardened ( -40°C - 75°C ), IEC16850 & IEEE1613, Managed Ethernet Switch, 24 100FX Fiber Ports + 2 GE Fiber Ports. Rack Mount with Internal Universal Power Supply, 100VAC - 260VAC. | Ea |  | 1 Year (Limited Lifetime) | 18600 | 8% | 17112
50794 | Etherwan | EX87062-R23C | Hardened ( -40°C - 75°C ), IEC16850 & IEEE1613, Managed Ethernet Switch, 24 100FX Fiber Ports + 2 GE Fiber Ports. Rack Mount with Internal Universal Power Supply, 100VAC - 260VAC. | Ea |  | 1 Year (Limited Lifetime) | 23400 | 8% | 21528
50795 | Etherwan | EX87062-R2AC | Hardened ( -40°C - 75°C ), IEC16850 & IEEE1613, Managed Ethernet Switch, 24 100FX Fiber Ports + 2 GE Fiber Ports. Rack Mount with Internal Universal Power Supply, 100VAC - 260VAC. | Ea |  | 1 Year (Limited Lifetime) | 24400 | 8% | 22448
50796 | Etherwan | EX87062-R2BC | Hardened ( -40°C - 75°C ), IEC16850 & IEEE1613, Managed Ethernet Switch, 24 100FX Fiber Ports + 2 GE Fiber Ports. Rack Mount with Internal Universal Power Supply, 100VAC - 260VAC. | Ea |  | 1 Year (Limited Lifetime) | 25200 | 8% | 23184
50797 | Etherwan | EX87062-R2RC | Hardened ( -40°C - 75°C ), IEC16850 & IEEE1613, Managed Ethernet Switch, 24 100FX Fiber Ports + 2 GE Fiber Ports. Rack Mount with Internal Universal Power Supply, 100VAC - 260VAC. | Ea |  | 1 Year (Limited Lifetime) | 26600 | 8% | 24472
50798 | Etherwan | EX87062-R2SC | Hardened ( -40°C - 75°C ), IEC16850 & IEEE1613, Managed Ethernet Switch, 24 100FX Fiber Ports + 2 GE Fiber Ports. Rack Mount with Internal Universal Power Supply, 100VAC - 260VAC. | Ea |  | 1 Year (Limited Lifetime) | 27000 | 8% | 24840
50799 | Etherwan | EX87062-S23C | Hardened ( -40°C - 75°C ), IEC16850 & IEEE1613, Managed Ethernet Switch, 24 100FX Fiber Ports + 2 GE Fiber Ports. Rack Mount with Internal Universal Power Supply, 100VAC - 260VAC. | Ea |  | 1 Year (Limited Lifetime) | 25800 | 8% | 23736
50800 | Etherwan | EX87062-S2AC | Hardened ( -40°C - 75°C ), IEC16850 & IEEE1613, Managed Ethernet Switch, 24 100FX Fiber Ports + 2 GE Fiber Ports. Rack Mount with Internal Universal Power Supply, 100VAC - 260VAC. | Ea |  | 1 Year (Limited Lifetime) | 26800 | 8% | 24656
50801 | Etherwan | EX87062-S2BC | Hardened ( -40°C - 75°C ), IEC16850 & IEEE1613, Managed Ethernet Switch, 24 100FX Fiber Ports + 2 GE Fiber Ports. Rack Mount with Internal Universal Power Supply, 100VAC - 260VAC. | Ea |  | 1 Year (Limited Lifetime) | 27600 | 8% | 25392
50802 | Etherwan | EX87062-S2RC | Hardened ( -40°C - 75°C ), IEC16850 & IEEE1613, Managed Ethernet Switch, 24 100FX Fiber Ports + 2 GE Fiber Ports. Rack Mount with Internal Universal Power Supply, 100VAC - 260VAC. | Ea |  | 1 Year (Limited Lifetime) | 29000 | 8% | 26680
50803 | Etherwan | EX87062-S2SC | Hardened ( -40°C - 75°C ), IEC16850 & IEEE1613, Managed Ethernet Switch, 24 100FX Fiber Ports + 2 GE Fiber Ports. Rack Mount with Internal Universal Power Supply, 100VAC - 260VAC. | Ea |  | 1 Year (Limited Lifetime) | 29400 | 8% | 27048
50804 | Etherwan | EX87064-10VC | Hardened ( -40°C - 75°C ), IEC16850 & IEEE1613, Managed Ethernet Switch, 24 100FX Fiber Ports + 4 GE SFP Combo Ports. Rack Mount with Internal Universal Power Supply, 100VAC - 260VAC. | Ea |  | 1 Year (Limited Lifetime) | 6800 | 8% | 6256
50805 | Etherwan | EX87064-143C | Hardened ( -40°C - 75°C ), IEC16850 & IEEE1613, Managed Ethernet Switch, 24 100FX Fiber Ports + 4 GE Fiber Ports. Rack Mount with Internal Universal Power Supply, 100VAC - 260VAC. | Ea |  | 1 Year (Limited Lifetime) | 7400 | 8% | 6808
50806 | Etherwan | EX87064-14AC | Hardened ( -40°C - 75°C ), IEC16850 & IEEE1613, Managed Ethernet Switch, 24 100FX Fiber Ports + 4 GE Fiber Ports. Rack Mount with Internal Universal Power Supply, 100VAC - 260VAC. | Ea |  | 1 Year (Limited Lifetime) | 9400 | 8% | 8648
50807 | Etherwan | EX87064-14BC | Hardened ( -40°C - 75°C ), IEC16850 & IEEE1613, Managed Ethernet Switch, 24 100FX Fiber Ports + 4 GE Fiber Ports. Rack Mount with Internal Universal Power Supply, 100VAC - 260VAC. | Ea |  | 1 Year (Limited Lifetime) | 11000 | 8% | 10120
50808 | Etherwan | EX87064-14RC | Hardened ( -40°C - 75°C ), IEC16850 & IEEE1613, Managed Ethernet Switch, 24 100FX Fiber Ports + 4 GE Fiber Ports. Rack Mount with Internal Universal Power Supply, 100VAC - 260VAC. | Ea |  | 1 Year (Limited Lifetime) | 13800 | 8% | 12696
50809 | Etherwan | EX87064-14SC | Hardened ( -40°C - 75°C ), IEC16850 & IEEE1613, Managed Ethernet Switch, 24 100FX Fiber Ports + 4 GE Fiber Ports. Rack Mount with Internal Universal Power Supply, 100VAC - 260VAC. | Ea |  | 1 Year (Limited Lifetime) | 14600 | 8% | 13432
50810 | Etherwan | EX87064-201W | Hardened ( -40°C - 75°C ), IEC16850 & IEEE1613, Managed Ethernet Switch, 24 100FX Fiber Ports + 4 Gigabit RJ45 Ports. Rack Mount with Internal Universal Power Supply, 90VAC - 260VAC and 88 - 370VDC Terminal Block. | Ea |  | 1 Year (Limited Lifetime) | 6720 | 8% | 6182.4
50811 | Etherwan | EX87064-20VW | Hardened ( -40°C - 75°C ), IEC16850 & IEEE1613, Managed Ethernet Switch, 24 100FX Fiber Ports + 4 GE SFP Combo Ports. Rack Mount with Internal Universal Power Supply, 88 - 370VDC and 90 - 264VAC (Terminal Block). | Ea |  | 1 Year (Limited Lifetime) | 6880 | 8% | 6329.6
50812 | Etherwan | EX87064-20VWR | Hardened ( -40°C - 75°C ), IEC16850 & IEEE1613, Managed Ethernet Switch, 24 100FX Fiber Ports + 4 GE SFP Combo Ports. Rack Mount with Redundant Internal Universal Power Supply, 88 - 370VDC and 90 - 264VAC Redundant (Terminal Block). | Ea |  | 1 Year (Limited Lifetime) | 7105 | 8% | 6536.6
50813 | Etherwan | EX87064-A0VC | Hardened ( -40°C - 75°C ), IEC16850 & IEEE1613, Managed Ethernet Switch, 24 100FX Fiber Ports + 4 GE SFP Combo Ports. Rack Mount with Internal Universal Power Supply, 100VAC - 260VAC. | Ea |  | 1 Year (Limited Lifetime) | 11600 | 8% | 10672
50814 | Etherwan | EX87064-A43C | Hardened ( -40°C - 75°C ), IEC16850 & IEEE1613, Managed Ethernet Switch, 24 100FX Fiber Ports + 4 GE Fiber Ports. Rack Mount with Internal Universal Power Supply, 100VAC - 260VAC. | Ea |  | 1 Year (Limited Lifetime) | 12200 | 8% | 11224
50815 | Etherwan | EX87064-A4AC | Hardened ( -40°C - 75°C ), IEC16850 & IEEE1613, Managed Ethernet Switch, 24 100FX Fiber Ports + 4 GE Fiber Ports. Rack Mount with Internal Universal Power Supply, 100VAC - 260VAC. | Ea |  | 1 Year (Limited Lifetime) | 14200 | 8% | 13064
50816 | Etherwan | EX87064-A4BC | Hardened ( -40°C - 75°C ), IEC16850 & IEEE1613, Managed Ethernet Switch, 24 100FX Fiber Ports + 4 GE Fiber Ports. Rack Mount with Internal Universal Power Supply, 100VAC - 260VAC. | Ea |  | 1 Year (Limited Lifetime) | 15800 | 8% | 14536
50817 | Etherwan | EX87064-A4RC | Hardened ( -40°C - 75°C ), IEC16850 & IEEE1613, Managed Ethernet Switch, 24 100FX Fiber Ports + 4 GE Fiber Ports. Rack Mount with Internal Universal Power Supply, 100VAC - 260VAC. | Ea |  | 1 Year (Limited Lifetime) | 18600 | 8% | 17112
50818 | Etherwan | EX87064-A4SC | Hardened ( -40°C - 75°C ), IEC16850 & IEEE1613, Managed Ethernet Switch, 24 100FX Fiber Ports + 4 GE Fiber Ports. Rack Mount with Internal Universal Power Supply, 100VAC - 260VAC. | Ea |  | 1 Year (Limited Lifetime) | 19400 | 8% | 17848
50819 | Etherwan | EX87064-B0VC | Hardened ( -40°C - 75°C ), IEC16850 & IEEE1613, Managed Ethernet Switch, 24 100FX Fiber Ports + 4 GE SFP Combo Ports. Rack Mount with Internal Universal Power Supply, 100VAC - 260VAC. | Ea |  | 1 Year (Limited Lifetime) | 15200 | 8% | 13984
50820 | Etherwan | EX87064-B43C | Hardened ( -40°C - 75°C ), IEC16850 & IEEE1613, Managed Ethernet Switch, 24 100FX Fiber Ports + 4 GE Fiber Ports. Rack Mount with Internal Universal Power Supply, 100VAC - 260VAC. | Ea |  | 1 Year (Limited Lifetime) | 15800 | 8% | 14536
50821 | Etherwan | EX87064-B4AC | Hardened ( -40°C - 75°C ), IEC16850 & IEEE1613, Managed Ethernet Switch, 24 100FX Fiber Ports + 4 GE Fiber Ports. Rack Mount with Internal Universal Power Supply, 100VAC - 260VAC. | Ea |  | 1 Year (Limited Lifetime) | 17800 | 8% | 16376
50822 | Etherwan | EX87064-B4BC | Hardened ( -40°C - 75°C ), IEC16850 & IEEE1613, Managed Ethernet Switch, 24 100FX Fiber Ports + 4 GE Fiber Ports. Rack Mount with Internal Universal Power Supply, 100VAC - 260VAC. | Ea |  | 1 Year (Limited Lifetime) | 19400 | 8% | 17848
50823 | Etherwan | EX87064-B4RC | Hardened ( -40°C - 75°C ), IEC16850 & IEEE1613, Managed Ethernet Switch, 24 100FX Fiber Ports + 4 GE Fiber Ports. Rack Mount with Internal Universal Power Supply, 100VAC - 260VAC. | Ea |  | 1 Year (Limited Lifetime) | 22200 | 8% | 20424
50824 | Etherwan | EX87064-B4SC | Hardened ( -40°C - 75°C ), IEC16850 & IEEE1613, Managed Ethernet Switch, 24 100FX Fiber Ports + 4 GE Fiber Ports. Rack Mount with Internal Universal Power Supply, 100VAC - 260VAC. | Ea |  | 1 Year (Limited Lifetime) | 23000 | 8% | 21160
50825 | Etherwan | EX87064-P0VC | Hardened ( -40°C - 75°C ), IEC16850 & IEEE1613, Managed Ethernet Switch, 24 100FX Fiber Ports + 4 GE SFP Combo Ports. Rack Mount with Internal Universal Power Supply, 100VAC - 260VAC. | Ea |  | 1 Year (Limited Lifetime) | 14000 | 8% | 12880
50826 | Etherwan | EX87064-P43C | Hardened ( -40°C - 75°C ), IEC16850 & IEEE1613, Managed Ethernet Switch, 24 100FX Fiber Ports + 4 GE Fiber Ports. Rack Mount with Internal Universal Power Supply, 100VAC - 260VAC. | Ea |  | 1 Year (Limited Lifetime) | 14600 | 8% | 13432
50827 | Etherwan | EX87064-P4AC | Hardened ( -40°C - 75°C ), IEC16850 & IEEE1613, Managed Ethernet Switch, 24 100FX Fiber Ports + 4 GE Fiber Ports. Rack Mount with Internal Universal Power Supply, 100VAC - 260VAC. | Ea |  | 1 Year (Limited Lifetime) | 16600 | 8% | 15272
50828 | Etherwan | EX87064-P4BC | Hardened ( -40°C - 75°C ), IEC16850 & IEEE1613, Managed Ethernet Switch, 24 100FX Fiber Ports + 4 GE Fiber Ports. Rack Mount with Internal Universal Power Supply, 100VAC - 260VAC. | Ea |  | 1 Year (Limited Lifetime) | 18200 | 8% | 16744
50829 | Etherwan | EX87064-P4RC | Hardened ( -40°C - 75°C ), IEC16850 & IEEE1613, Managed Ethernet Switch, 24 100FX Fiber Ports + 4 GE Fiber Ports. Rack Mount with Internal Universal Power Supply, 100VAC - 260VAC. | Ea |  | 1 Year (Limited Lifetime) | 21000 | 8% | 19320
50830 | Etherwan | EX87064-P4SC | Hardened ( -40°C - 75°C ), IEC16850 & IEEE1613, Managed Ethernet Switch, 24 100FX Fiber Ports + 4 GE Fiber Ports. Rack Mount with Internal Universal Power Supply, 100VAC - 260VAC. | Ea |  | 1 Year (Limited Lifetime) | 21800 | 8% | 20056
50831 | Etherwan | EX87064-Q0VC | Hardened ( -40°C - 75°C ), IEC16850 & IEEE1613, Managed Ethernet Switch, 24 100FX Fiber Ports + 4 GE SFP Combo Ports. Rack Mount with Internal Universal Power Supply, 100VAC - 260VAC. | Ea |  | 1 Year (Limited Lifetime) | 15200 | 8% | 13984
50832 | Etherwan | EX87064-Q43C | Hardened ( -40°C - 75°C ), IEC16850 & IEEE1613, Managed Ethernet Switch, 24 100FX Fiber Ports + 4 GE Fiber Ports. Rack Mount with Internal Universal Power Supply, 100VAC - 260VAC. | Ea |  | 1 Year (Limited Lifetime) | 15800 | 8% | 14536
50833 | Etherwan | EX87064-Q4AC | Hardened ( -40°C - 75°C ), IEC16850 & IEEE1613, Managed Ethernet Switch, 24 100FX Fiber Ports + 4 GE Fiber Ports. Rack Mount with Internal Universal Power Supply, 100VAC - 260VAC. | Ea |  | 1 Year (Limited Lifetime) | 17800 | 8% | 16376
50834 | Etherwan | EX87064-Q4BC | Hardened ( -40°C - 75°C ), IEC16850 & IEEE1613, Managed Ethernet Switch, 24 100FX Fiber Ports + 4 GE Fiber Ports. Rack Mount with Internal Universal Power Supply, 100VAC - 260VAC. | Ea |  | 1 Year (Limited Lifetime) | 19400 | 8% | 17848
50835 | Etherwan | EX87064-Q4RC | Hardened ( -40°C - 75°C ), IEC16850 & IEEE1613, Managed Ethernet Switch, 24 100FX Fiber Ports + 4 GE Fiber Ports. Rack Mount with Internal Universal Power Supply, 100VAC - 260VAC. | Ea |  | 1 Year (Limited Lifetime) | 22200 | 8% | 20424
50836 | Etherwan | EX87064-Q4SC | Hardened ( -40°C - 75°C ), IEC16850 & IEEE1613, Managed Ethernet Switch, 24 100FX Fiber Ports + 4 GE Fiber Ports. Rack Mount with Internal Universal Power Supply, 100VAC - 260VAC. | Ea |  | 1 Year (Limited Lifetime) | 23000 | 8% | 21160
50837 | Etherwan | EX87064-R0VC | Hardened ( -40°C - 75°C ), IEC16850 & IEEE1613, Managed Ethernet Switch, 24 100FX Fiber Ports + 4 GE SFP Combo Ports. Rack Mount with Internal Universal Power Supply, 100VAC - 260VAC. | Ea |  | 1 Year (Limited Lifetime) | 23600 | 8% | 21712
50838 | Etherwan | EX87064-R43C | Hardened ( -40°C - 75°C ), IEC16850 & IEEE1613, Managed Ethernet Switch, 24 100FX Fiber Ports + 4 GE Fiber Ports. Rack Mount with Internal Universal Power Supply, 100VAC - 260VAC. | Ea |  | 1 Year (Limited Lifetime) | 24200 | 8% | 22264
50839 | Etherwan | EX87064-R4AC | Hardened ( -40°C - 75°C ), IEC16850 & IEEE1613, Managed Ethernet Switch, 24 100FX Fiber Ports + 4 GE Fiber Ports. Rack Mount with Internal Universal Power Supply, 100VAC - 260VAC. | Ea |  | 1 Year (Limited Lifetime) | 26200 | 8% | 24104
50840 | Etherwan | EX87064-R4BC | Hardened ( -40°C - 75°C ), IEC16850 & IEEE1613, Managed Ethernet Switch, 24 100FX Fiber Ports + 4 GE Fiber Ports. Rack Mount with Internal Universal Power Supply, 100VAC - 260VAC. | Ea |  | 1 Year (Limited Lifetime) | 27800 | 8% | 25576
50841 | Etherwan | EX87064-R4RC | Hardened ( -40°C - 75°C ), IEC16850 & IEEE1613, Managed Ethernet Switch, 24 100FX Fiber Ports + 4 GE Fiber Ports. Rack Mount with Internal Universal Power Supply, 100VAC - 260VAC. | Ea |  | 1 Year (Limited Lifetime) | 30600 | 8% | 28152
50842 | Etherwan | EX87064-R4SC | Hardened ( -40°C - 75°C ), IEC16850 & IEEE1613, Managed Ethernet Switch, 24 100FX Fiber Ports + 4 GE Fiber Ports. Rack Mount with Internal Universal Power Supply, 100VAC - 260VAC. | Ea |  | 1 Year (Limited Lifetime) | 31400 | 8% | 28888
50843 | Etherwan | EX87064-S0VC | Hardened ( -40°C - 75°C ), IEC16850 & IEEE1613, Managed Ethernet Switch, 24 100FX Fiber Ports + 4 GE Fiber Ports. Rack Mount with Internal Universal Power Supply, 100VAC - 260VAC. | Ea |  | 1 Year (Limited Lifetime) | 26000 | 8% | 23920
50844 | Etherwan | EX87064-S43C | Hardened ( -40°C - 75°C ), IEC16850 & IEEE1613, Managed Ethernet Switch, 24 100FX Fiber Ports + 4 GE Fiber Ports. Rack Mount with Internal Universal Power Supply, 100VAC - 260VAC. | Ea |  | 1 Year (Limited Lifetime) | 26600 | 8% | 24472
50845 | Etherwan | EX87064-S4AC | Hardened ( -40°C - 75°C ), IEC16850 & IEEE1613, Managed Ethernet Switch, 24 100FX Fiber Ports + 4 GE Fiber Ports. Rack Mount with Internal Universal Power Supply, 100VAC - 260VAC. | Ea |  | 1 Year (Limited Lifetime) | 28600 | 8% | 26312
50846 | Etherwan | EX87064-S4BC | Hardened ( -40°C - 75°C ), IEC16850 & IEEE1613, Managed Ethernet Switch, 24 100FX Fiber Ports + 4 GE Fiber Ports. Rack Mount with Internal Universal Power Supply, 100VAC - 260VAC. | Ea |  | 1 Year (Limited Lifetime) | 30200 | 8% | 27784
50847 | Etherwan | EX87064-S4RC | Hardened ( -40°C - 75°C ), IEC16850 & IEEE1613, Managed Ethernet Switch, 24 100FX Fiber Ports + 4 GE Fiber Ports. Rack Mount with Internal Universal Power Supply, 100VAC - 260VAC. | Ea |  | 1 Year (Limited Lifetime) | 33000 | 8% | 30360
50848 | Etherwan | EX87064-S4SC | Hardened ( -40°C - 75°C ), IEC16850 & IEEE1613, Managed Ethernet Switch, 24 100FX Fiber Ports + 4 GE Fiber Ports. Rack Mount with Internal Universal Power Supply, 100VAC - 260VAC. | Ea |  | 1 Year (Limited Lifetime) | 33800 | 8% | 31096
50849 | Etherwan | EX87202-023C | Hardened ( -40°C - 75°C ), IEC16850 & IEEE1613, Managed Ethernet Switch, 8 10/100 Ports + 2 GE Fiber Ports. Rack Mount with Internal Universal Power Supply, 100VAC - 260VAC. | Ea |  | 1 Year (Limited Lifetime) | 2040 | 8% | 1876.8
50850 | Etherwan | EX87202-02AC | Hardened ( -40°C - 75°C ), IEC16850 & IEEE1613, Managed Ethernet Switch, 8 10/100 Ports + 2 GE Fiber Ports. Rack Mount with Internal Universal Power Supply, 100VAC - 260VAC. | Ea |  | 1 Year (Limited Lifetime) | 3040 | 8% | 2796.8
50851 | Etherwan | EX87202-02BC | Hardened ( -40°C - 75°C ), IEC16850 & IEEE1613, Managed Ethernet Switch, 8 10/100 Ports + 2 GE Fiber Ports. Rack Mount with Internal Universal Power Supply, 100VAC - 260VAC. | Ea |  | 1 Year (Limited Lifetime) | 3840 | 8% | 3532.8
50852 | Etherwan | EX87202-02RC | Hardened ( -40°C - 75°C ), IEC16850 & IEEE1613, Managed Ethernet Switch, 8 10/100 Ports + 2 GE Fiber Ports. Rack Mount with Internal Universal Power Supply, 100VAC - 260VAC. | Ea |  | 1 Year (Limited Lifetime) | 5240 | 8% | 4820.8
50853 | Etherwan | EX87202-02SC | Hardened ( -40°C - 75°C ), IEC16850 & IEEE1613, Managed Ethernet Switch, 8 10/100 Ports + 2 GE Fiber Ports. Rack Mount with Internal Universal Power Supply, 100VAC - 260VAC. | Ea |  | 1 Year (Limited Lifetime) | 5640 | 8% | 5188.8
50854 | Etherwan | EX87204-00VC | Hardened ( -40°C - 75°C ), IEC16850 & IEEE1613, Managed Ethernet Switch, 8 10/100 Ports + 4 GE SFP Combo Ports. Rack Mount with Internal Universal Power Supply, 100VAC - 260VAC. | Ea |  | 1 Year (Limited Lifetime) | 2240 | 8% | 2060.8
50855 | Etherwan | EX87204-043C | Hardened ( -40°C - 75°C ), IEC16850 & IEEE1613, Managed Ethernet Switch, 8 10/100 Ports + 4 GE Fiber Ports. Rack Mount with Internal Universal Power Supply, 100VAC - 260VAC. | Ea |  | 1 Year (Limited Lifetime) | 2840 | 8% | 2612.8
50856 | Etherwan | EX87204-04AC | Hardened ( -40°C - 75°C ), IEC16850 & IEEE1613, Managed Ethernet Switch, 8 10/100 Ports + 4 GE Fiber Ports. Rack Mount with Internal Universal Power Supply, 100VAC - 260VAC. | Ea |  | 1 Year (Limited Lifetime) | 4840 | 8% | 4452.8
50857 | Etherwan | EX87204-04BC | Hardened ( -40°C - 75°C ), IEC16850 & IEEE1613, Managed Ethernet Switch, 8 10/100 Ports + 4 GE Fiber Ports. Rack Mount with Internal Universal Power Supply, 100VAC - 260VAC. | Ea |  | 1 Year (Limited Lifetime) | 6440 | 8% | 5924.8
50858 | Etherwan | EX87204-04RC | Hardened ( -40°C - 75°C ), IEC16850 & IEEE1613, Managed Ethernet Switch, 8 10/100 Ports + 4 GE Fiber Ports. Rack Mount with Internal Universal Power Supply, 100VAC - 260VAC. | Ea |  | 1 Year (Limited Lifetime) | 9240 | 8% | 8500.8
50859 | Etherwan | EX87204-04SC | Hardened ( -40°C - 75°C ), IEC16850 & IEEE1613, Managed Ethernet Switch, 8 10/100 Ports + 4 GE Fiber Ports. Rack Mount with Internal Universal Power Supply, 100VAC - 260VAC. | Ea |  | 1 Year (Limited Lifetime) | 10040 | 8% | 9236.8
50860 | Etherwan | EX87210-100C | Hardened ( -40°C - 75°C ), IEC16850 & IEEE1613, Managed Ethernet Switch, 8 10/100 Ports + 4 100FX Fiber Ports. Rack Mount with Internal Universal Power Supply, 100VAC - 260VAC. | Ea |  | 1 Year (Limited Lifetime) | 2040 | 8% | 1876.8
50861 | Etherwan | EX87210-A00C | Hardened ( -40°C - 75°C ), IEC16850 & IEEE1613, Managed Ethernet Switch, 8 10/100 Ports + 4 100FX Fiber Ports. Rack Mount with Internal Universal Power Supply, 100VAC - 260VAC. | Ea |  | 1 Year (Limited Lifetime) | 2840 | 8% | 2612.8
50862 | Etherwan | EX87210-B00C | Hardened ( -40°C - 75°C ), IEC16850 & IEEE1613, Managed Ethernet Switch, 8 10/100 Ports + 4 100FX Fiber Ports. Rack Mount with Internal Universal Power Supply, 100VAC - 260VAC. | Ea |  | 1 Year (Limited Lifetime) | 3440 | 8% | 3164.8
50863 | Etherwan | EX87210-P00C | Hardened ( -40°C - 75°C ), IEC16850 & IEEE1613, Managed Ethernet Switch, 8 10/100 Ports + 4 100FX Fiber Ports. Rack Mount with Internal Universal Power Supply, 100VAC - 260VAC. | Ea |  | 1 Year (Limited Lifetime) | 3240 | 8% | 2980.8
50864 | Etherwan | EX87210-Q00C | Hardened ( -40°C - 75°C ), IEC16850 & IEEE1613, Managed Ethernet Switch, 8 10/100 Ports + 4 100FX Fiber Ports. Rack Mount with Internal Universal Power Supply, 100VAC - 260VAC. | Ea |  | 1 Year (Limited Lifetime) | 3440 | 8% | 3164.8
50865 | Etherwan | EX87210-R00C | Hardened ( -40°C - 75°C ), IEC16850 & IEEE1613, Managed Ethernet Switch, 8 10/100 Ports + 4 100FX Fiber Ports. Rack Mount with Internal Universal Power Supply, 100VAC - 260VAC. | Ea |  | 1 Year (Limited Lifetime) | 4840 | 8% | 4452.8
50866 | Etherwan | EX87210-S00C | Hardened ( -40°C - 75°C ), IEC16850 & IEEE1613, Managed Ethernet Switch, 8 10/100 Ports + 4 100FX Fiber Ports. Rack Mount with Internal Universal Power Supply, 100VAC - 260VAC. | Ea |  | 1 Year (Limited Lifetime) | 5240 | 8% | 4820.8
50867 | Etherwan | EX87210-V00C | Hardened ( -40°C - 75°C ), IEC16850 & IEEE1613, Managed Ethernet Switch, 8 10/100 Ports + 4 100M SFP Ports. Rack Mount with Internal Universal Power Supply, 100VAC - 260VAC. | Ea |  | 1 Year (Limited Lifetime) | 1423.4 | 8% | 1309.528
50868 | Etherwan | EX87212-10VC | Hardened ( -40°C - 75°C ), IEC16850 & IEEE1613, Managed Ethernet Switch, 8 10/100 Ports + 4 100FX Fiber Ports + 2 SFP Combo Ports. Rack Mount with Internal Universal Power Supply, 100VAC - 260VAC. | Ea |  | 1 Year (Limited Lifetime) | 2540 | 8% | 2336.8
50869 | Etherwan | EX87212-123C | Hardened ( -40°C - 75°C ), IEC16850 & IEEE1613, Managed Ethernet Switch, 8 10/100 Ports + 4 100FX Fiber Ports + 2 GE Fiber Ports. Rack Mount with Internal Universal Power Supply, 100VAC - 260VAC. | Ea |  | 1 Year (Limited Lifetime) | 2840 | 8% | 2612.8
50870 | Etherwan | EX87212-12AC | Hardened ( -40°C - 75°C ), IEC16850 & IEEE1613, Managed Ethernet Switch, 8 10/100 Ports + 4 100FX Fiber Ports + 2 GE Fiber Ports. Rack Mount with Internal Universal Power Supply, 100VAC - 260VAC. | Ea |  | 1 Year (Limited Lifetime) | 3840 | 8% | 3532.8
50871 | Etherwan | EX87212-12BC | Hardened ( -40°C - 75°C ), IEC16850 & IEEE1613, Managed Ethernet Switch, 8 10/100 Ports + 4 100FX Fiber Ports + 2 GE Fiber Ports. Rack Mount with Internal Universal Power Supply, 100VAC - 260VAC. | Ea |  | 1 Year (Limited Lifetime) | 4640 | 8% | 4268.8
50872 | Etherwan | EX87212-12RC | Hardened ( -40°C - 75°C ), IEC16850 & IEEE1613, Managed Ethernet Switch, 8 10/100 Ports + 4 100FX Fiber Ports + 2 GE Fiber Ports. Rack Mount with Internal Universal Power Supply, 100VAC - 260VAC. | Ea |  | 1 Year (Limited Lifetime) | 6040 | 8% | 5556.8
50873 | Etherwan | EX87212-12SC | Hardened ( -40°C - 75°C ), IEC16850 & IEEE1613, Managed Ethernet Switch, 8 10/100 Ports + 4 100FX Fiber Ports + 2 GE Fiber Ports. Rack Mount with Internal Universal Power Supply, 100VAC - 260VAC. | Ea |  | 1 Year (Limited Lifetime) | 6440 | 8% | 5924.8
50874 | Etherwan | EX87212-A0VC | Hardened ( -40°C - 75°C ), IEC16850 & IEEE1613, Managed Ethernet Switch, 8 10/100 Ports + 4 100FX Fiber Ports + 2 SFP Combo Ports. Rack Mount with Internal Universal Power Supply, 100VAC - 260VAC. | Ea |  | 1 Year (Limited Lifetime) | 3340 | 8% | 3072.8
50875 | Etherwan | EX87212-A23C | Hardened ( -40°C - 75°C ), IEC16850 & IEEE1613, Managed Ethernet Switch, 8 10/100 Ports + 4 100FX Fiber Ports + 2 GE Fiber Ports. Rack Mount with Internal Universal Power Supply, 100VAC - 260VAC. | Ea |  | 1 Year (Limited Lifetime) | 3640 | 8% | 3348.8
50876 | Etherwan | EX87212-A2AC | Hardened ( -40°C - 75°C ), IEC16850 & IEEE1613, Managed Ethernet Switch, 8 10/100 Ports + 4 100FX Fiber Ports + 2 GE Fiber Ports. Rack Mount with Internal Universal Power Supply, 100VAC - 260VAC. | Ea |  | 1 Year (Limited Lifetime) | 4640 | 8% | 4268.8
50877 | Etherwan | EX87212-A2BC | Hardened ( -40°C - 75°C ), IEC16850 & IEEE1613, Managed Ethernet Switch, 8 10/100 Ports + 4 100FX Fiber Ports + 2 GE Fiber Ports. Rack Mount with Internal Universal Power Supply, 100VAC - 260VAC. | Ea |  | 1 Year (Limited Lifetime) | 5440 | 8% | 5004.8
50878 | Etherwan | EX87212-A2RC | Hardened ( -40°C - 75°C ), IEC16850 & IEEE1613, Managed Ethernet Switch, 8 10/100 Ports + 4 100FX Fiber Ports + 2 GE Fiber Ports. Rack Mount with Internal Universal Power Supply, 100VAC - 260VAC. | Ea |  | 1 Year (Limited Lifetime) | 6840 | 8% | 6292.8
50879 | Etherwan | EX87212-A2SC | Hardened ( -40°C - 75°C ), IEC16850 & IEEE1613, Managed Ethernet Switch, 8 10/100 Ports + 4 100FX Fiber Ports + 2 GE Fiber Ports. Rack Mount with Internal Universal Power Supply, 100VAC - 260VAC. | Ea |  | 1 Year (Limited Lifetime) | 7240 | 8% | 6660.8
50880 | Etherwan | EX87212-B0VC | Hardened ( -40°C - 75°C ), IEC16850 & IEEE1613, Managed Ethernet Switch, 8 10/100 Ports + 4 100FX Fiber Ports + 2 SFP Combo Ports. Rack Mount with Internal Universal Power Supply, 100VAC - 260VAC. | Ea |  | 1 Year (Limited Lifetime) | 3940 | 8% | 3624.8
50881 | Etherwan | EX87212-B23C | Hardened ( -40°C - 75°C ), IEC16850 & IEEE1613, Managed Ethernet Switch, 8 10/100 Ports + 4 100FX Fiber Ports + 2 GE Fiber Ports. Rack Mount with Internal Universal Power Supply, 100VAC - 260VAC. | Ea |  | 1 Year (Limited Lifetime) | 4240 | 8% | 3900.8
50882 | Etherwan | EX87212-B2AC | Hardened ( -40°C - 75°C ), IEC16850 & IEEE1613, Managed Ethernet Switch, 8 10/100 Ports + 4 100FX Fiber Ports + 2 GE Fiber Ports. Rack Mount with Internal Universal Power Supply, 100VAC - 260VAC. | Ea |  | 1 Year (Limited Lifetime) | 5240 | 8% | 4820.8
50883 | Etherwan | EX87212-B2BC | Hardened ( -40°C - 75°C ), IEC16850 & IEEE1613, Managed Ethernet Switch, 8 10/100 Ports + 4 100FX Fiber Ports + 2 GE Fiber Ports. Rack Mount with Internal Universal Power Supply, 100VAC - 260VAC. | Ea |  | 1 Year (Limited Lifetime) | 6040 | 8% | 5556.8
50884 | Etherwan | EX87212-B2RC | Hardened ( -40°C - 75°C ), IEC16850 & IEEE1613, Managed Ethernet Switch, 8 10/100 Ports + 4 100FX Fiber Ports + 2 GE Fiber Ports. Rack Mount with Internal Universal Power Supply, 100VAC - 260VAC. | Ea |  | 1 Year (Limited Lifetime) | 7440 | 8% | 6844.8
50885 | Etherwan | EX87212-B2SC | Hardened ( -40°C - 75°C ), IEC16850 & IEEE1613, Managed Ethernet Switch, 8 10/100 Ports + 4 100FX Fiber Ports + 2 GE Fiber Ports. Rack Mount with Internal Universal Power Supply, 100VAC - 260VAC. | Ea |  | 1 Year (Limited Lifetime) | 7840 | 8% | 7212.8
50886 | Etherwan | EX87212-P0VC | Hardened ( -40°C - 75°C ), IEC16850 & IEEE1613, Managed Ethernet Switch, 8 10/100 Ports + 4 100FX Fiber Ports + 2 SFP Combo Ports. Rack Mount with Internal Universal Power Supply, 100VAC - 260VAC. | Ea |  | 1 Year (Limited Lifetime) | 3740 | 8% | 3440.8
50887 | Etherwan | EX87212-P23C | Hardened ( -40°C - 75°C ), IEC16850 & IEEE1613, Managed Ethernet Switch, 8 10/100 Ports + 4 100FX Fiber Ports + 2 GE Fiber Ports. Rack Mount with Internal Universal Power Supply, 100VAC - 260VAC. | Ea |  | 1 Year (Limited Lifetime) | 4040 | 8% | 3716.8
50888 | Etherwan | EX87212-P2AC | Hardened ( -40°C - 75°C ), IEC16850 & IEEE1613, Managed Ethernet Switch, 8 10/100 Ports + 4 100FX Fiber Ports + 2 GE Fiber Ports. Rack Mount with Internal Universal Power Supply, 100VAC - 260VAC. | Ea |  | 1 Year (Limited Lifetime) | 5040 | 8% | 4636.8
50889 | Etherwan | EX87212-P2BC | Hardened ( -40°C - 75°C ), IEC16850 & IEEE1613, Managed Ethernet Switch, 8 10/100 Ports + 4 100FX Fiber Ports + 2 GE Fiber Ports. Rack Mount with Internal Universal Power Supply, 100VAC - 260VAC. | Ea |  | 1 Year (Limited Lifetime) | 5840 | 8% | 5372.8
50890 | Etherwan | EX87212-P2RC | Hardened ( -40°C - 75°C ), IEC16850 & IEEE1613, Managed Ethernet Switch, 8 10/100 Ports + 4 100FX Fiber Ports + 2 GE Fiber Ports. Rack Mount with Internal Universal Power Supply, 100VAC - 260VAC. | Ea |  | 1 Year (Limited Lifetime) | 7240 | 8% | 6660.8
50891 | Etherwan | EX87212-P2SC | Hardened ( -40°C - 75°C ), IEC16850 & IEEE1613, Managed Ethernet Switch, 8 10/100 Ports + 4 100FX Fiber Ports + 2 GE Fiber Ports. Rack Mount with Internal Universal Power Supply, 100VAC - 260VAC. | Ea |  | 1 Year (Limited Lifetime) | 7640 | 8% | 7028.8
50892 | Etherwan | EX87212-Q0VC | Hardened ( -40°C - 75°C ), IEC16850 & IEEE1613, Managed Ethernet Switch, 8 10/100 Ports + 4 100FX Fiber Ports + 2 SFP Combo Ports. Rack Mount with Internal Universal Power Supply, 100VAC - 260VAC. | Ea |  | 1 Year (Limited Lifetime) | 3940 | 8% | 3624.8
50893 | Etherwan | EX87212-Q23C | Hardened ( -40°C - 75°C ), IEC16850 & IEEE1613, Managed Ethernet Switch, 8 10/100 Ports + 4 100FX Fiber Ports + 2 GE Fiber Ports. Rack Mount with Internal Universal Power Supply, 100VAC - 260VAC. | Ea |  | 1 Year (Limited Lifetime) | 4240 | 8% | 3900.8
50894 | Etherwan | EX87212-Q2AC | Hardened ( -40°C - 75°C ), IEC16850 & IEEE1613, Managed Ethernet Switch, 8 10/100 Ports + 4 100FX Fiber Ports + 2 GE Fiber Ports. Rack Mount with Internal Universal Power Supply, 100VAC - 260VAC. | Ea |  | 1 Year (Limited Lifetime) | 5240 | 8% | 4820.8
50895 | Etherwan | EX87212-Q2BC | Hardened ( -40°C - 75°C ), IEC16850 & IEEE1613, Managed Ethernet Switch, 8 10/100 Ports + 4 100FX Fiber Ports + 2 GE Fiber Ports. Rack Mount with Internal Universal Power Supply, 100VAC - 260VAC. | Ea |  | 1 Year (Limited Lifetime) | 6040 | 8% | 5556.8
50896 | Etherwan | EX87212-Q2RC | Hardened ( -40°C - 75°C ), IEC16850 & IEEE1613, Managed Ethernet Switch, 8 10/100 Ports + 4 100FX Fiber Ports + 2 GE Fiber Ports. Rack Mount with Internal Universal Power Supply, 100VAC - 260VAC. | Ea |  | 1 Year (Limited Lifetime) | 7440 | 8% | 6844.8
50897 | Etherwan | EX87212-Q2SC | Hardened ( -40°C - 75°C ), IEC16850 & IEEE1613, Managed Ethernet Switch, 8 10/100 Ports + 4 100FX Fiber Ports + 2 GE Fiber Ports. Rack Mount with Internal Universal Power Supply, 100VAC - 260VAC. | Ea |  | 1 Year (Limited Lifetime) | 7840 | 8% | 7212.8
50898 | Etherwan | EX87212-R0VC | Hardened ( -40°C - 75°C ), IEC16850 & IEEE1613, Managed Ethernet Switch, 8 10/100 Ports + 4 100FX Fiber Ports + 2 SFP Combo Ports. Rack Mount with Internal Universal Power Supply, 100VAC - 260VAC. | Ea |  | 1 Year (Limited Lifetime) | 5340 | 8% | 4912.8
50899 | Etherwan | EX87212-R23C | Hardened ( -40°C - 75°C ), IEC16850 & IEEE1613, Managed Ethernet Switch, 8 10/100 Ports + 4 100FX Fiber Ports + 2 GE Fiber Ports. Rack Mount with Internal Universal Power Supply, 100VAC - 260VAC. | Ea |  | 1 Year (Limited Lifetime) | 5640 | 8% | 5188.8
50900 | Etherwan | EX87212-R2AC | Hardened ( -40°C - 75°C ), IEC16850 & IEEE1613, Managed Ethernet Switch, 8 10/100 Ports + 4 100FX Fiber Ports + 2 GE Fiber Ports. Rack Mount with Internal Universal Power Supply, 100VAC - 260VAC. | Ea |  | 1 Year (Limited Lifetime) | 6640 | 8% | 6108.8
50901 | Etherwan | EX87212-R2BC | Hardened ( -40°C - 75°C ), IEC16850 & IEEE1613, Managed Ethernet Switch, 8 10/100 Ports + 4 100FX Fiber Ports + 2 GE Fiber Ports. Rack Mount with Internal Universal Power Supply, 100VAC - 260VAC. | Ea |  | 1 Year (Limited Lifetime) | 7440 | 8% | 6844.8
50902 | Etherwan | EX87212-R2RC | Hardened ( -40°C - 75°C ), IEC16850 & IEEE1613, Managed Ethernet Switch, 8 10/100 Ports + 4 100FX Fiber Ports + 2 GE Fiber Ports. Rack Mount with Internal Universal Power Supply, 100VAC - 260VAC. | Ea |  | 1 Year (Limited Lifetime) | 8840 | 8% | 8132.8
50903 | Etherwan | EX87212-R2SC | Hardened ( -40°C - 75°C ), IEC16850 & IEEE1613, Managed Ethernet Switch, 8 10/100 Ports + 4 100FX Fiber Ports + 2 GE Fiber Ports. Rack Mount with Internal Universal Power Supply, 100VAC - 260VAC. | Ea |  | 1 Year (Limited Lifetime) | 9240 | 8% | 8500.8
50904 | Etherwan | EX87212-S0VC | Hardened ( -40°C - 75°C ), IEC16850 & IEEE1613, Managed Ethernet Switch, 8 10/100 Ports + 4 100FX Fiber Ports + 2 SFP Combo Ports. Rack Mount with Internal Universal Power Supply, 100VAC - 260VAC. | Ea |  | 1 Year (Limited Lifetime) | 5740 | 8% | 5280.8
50905 | Etherwan | EX87212-S23C | Hardened ( -40°C - 75°C ), IEC16850 & IEEE1613, Managed Ethernet Switch, 8 10/100 Ports + 4 100FX Fiber Ports + 2 GE Fiber Ports. Rack Mount with Internal Universal Power Supply, 100VAC - 260VAC. | Ea |  | 1 Year (Limited Lifetime) | 6040 | 8% | 5556.8
50906 | Etherwan | EX87212-S2AC | Hardened ( -40°C - 75°C ), IEC16850 & IEEE1613, Managed Ethernet Switch, 8 10/100 Ports + 4 100FX Fiber Ports + 2 GE Fiber Ports. Rack Mount with Internal Universal Power Supply, 100VAC - 260VAC. | Ea |  | 1 Year (Limited Lifetime) | 7040 | 8% | 6476.8
50907 | Etherwan | EX87212-S2BC | Hardened ( -40°C - 75°C ), IEC16850 & IEEE1613, Managed Ethernet Switch, 8 10/100 Ports + 4 100FX Fiber Ports + 2 GE Fiber Ports. Rack Mount with Internal Universal Power Supply, 100VAC - 260VAC. | Ea |  | 1 Year (Limited Lifetime) | 7840 | 8% | 7212.8
50908 | Etherwan | EX87212-S2RC | Hardened ( -40°C - 75°C ), IEC16850 & IEEE1613, Managed Ethernet Switch, 8 10/100 Ports + 4 100FX Fiber Ports + 2 GE Fiber Ports. Rack Mount with Internal Universal Power Supply, 100VAC - 260VAC. | Ea |  | 1 Year (Limited Lifetime) | 9240 | 8% | 8500.8
50909 | Etherwan | EX87212-S2SC | Hardened ( -40°C - 75°C ), IEC16850 & IEEE1613, Managed Ethernet Switch, 8 10/100 Ports + 4 100FX Fiber Ports + 2 GE Fiber Ports. Rack Mount with Internal Universal Power Supply, 100VAC - 260VAC. | Ea |  | 1 Year (Limited Lifetime) | 9640 | 8% | 8868.8
50910 | Etherwan | EX87214-10VC | Hardened ( -40°C - 75°C ), IEC16850 & IEEE1613, Managed Ethernet Switch, 8 10/100 Ports + 4 100FX Fiber Ports + 4 SFP Combo Ports. Rack Mount with Internal Universal Power Supply, 100VAC - 260VAC. | Ea |  | 1 Year (Limited Lifetime) | 3040 | 8% | 2796.8
50911 | Etherwan | EX87214-143C | Hardened ( -40°C - 75°C ), IEC16850 & IEEE1613, Managed Ethernet Switch, 8 10/100 Ports + 4 100FX Fiber Ports + 4 GE Fiber Ports. Rack Mount with Internal Universal Power Supply, 100VAC - 260VAC. | Ea |  | 1 Year (Limited Lifetime) | 3640 | 8% | 3348.8
50912 | Etherwan | EX87214-14AC | Hardened ( -40°C - 75°C ), IEC16850 & IEEE1613, Managed Ethernet Switch, 8 10/100 Ports + 4 100FX Fiber Ports + 4 GE Fiber Ports. Rack Mount with Internal Universal Power Supply, 100VAC - 260VAC. | Ea |  | 1 Year (Limited Lifetime) | 5640 | 8% | 5188.8
50913 | Etherwan | EX87214-14BC | Hardened ( -40°C - 75°C ), IEC16850 & IEEE1613, Managed Ethernet Switch, 8 10/100 Ports + 4 100FX Fiber Ports + 4 GE Fiber Ports. Rack Mount with Internal Universal Power Supply, 100VAC - 260VAC. | Ea |  | 1 Year (Limited Lifetime) | 7240 | 8% | 6660.8
50914 | Etherwan | EX87214-14RC | Hardened ( -40°C - 75°C ), IEC16850 & IEEE1613, Managed Ethernet Switch, 8 10/100 Ports + 4 100FX Fiber Ports + 4 GE Fiber Ports. Rack Mount with Internal Universal Power Supply, 100VAC - 260VAC. | Ea |  | 1 Year (Limited Lifetime) | 10040 | 8% | 9236.8
50915 | Etherwan | EX87214-14SC | Hardened ( -40°C - 75°C ), IEC16850 & IEEE1613, Managed Ethernet Switch, 8 10/100 Ports + 4 100FX Fiber Ports + 4 GE Fiber Ports. Rack Mount with Internal Universal Power Supply, 100VAC - 260VAC. | Ea |  | 1 Year (Limited Lifetime) | 10840 | 8% | 9972.8
50916 | Etherwan | EX87214-A0VC | Hardened ( -40°C - 75°C ), IEC16850 & IEEE1613, Managed Ethernet Switch, 8 10/100 Ports + 4 100FX Fiber Ports + 4 SFP Combo Ports. Rack Mount with Internal Universal Power Supply, 100VAC - 260VAC. | Ea |  | 1 Year (Limited Lifetime) | 3840 | 8% | 3532.8
50917 | Etherwan | EX87214-A43C | Hardened ( -40°C - 75°C ), IEC16850 & IEEE1613, Managed Ethernet Switch, 8 10/100 Ports + 4 100FX Fiber Ports + 4 GE Fiber Ports. Rack Mount with Internal Universal Power Supply, 100VAC - 260VAC. | Ea |  | 1 Year (Limited Lifetime) | 4440 | 8% | 4084.8
50918 | Etherwan | EX87214-A4AC | Hardened ( -40°C - 75°C ), IEC16850 & IEEE1613, Managed Ethernet Switch, 8 10/100 Ports + 4 100FX Fiber Ports + 4 GE Fiber Ports. Rack Mount with Internal Universal Power Supply, 100VAC - 260VAC. | Ea |  | 1 Year (Limited Lifetime) | 6440 | 8% | 5924.8
50919 | Etherwan | EX87214-A4BC | Hardened ( -40°C - 75°C ), IEC16850 & IEEE1613, Managed Ethernet Switch, 8 10/100 Ports + 4 100FX Fiber Ports + 4 GE Fiber Ports. Rack Mount with Internal Universal Power Supply, 100VAC - 260VAC. | Ea |  | 1 Year (Limited Lifetime) | 8040 | 8% | 7396.8
50920 | Etherwan | EX87214-A4RC | Hardened ( -40°C - 75°C ), IEC16850 & IEEE1613, Managed Ethernet Switch, 8 10/100 Ports + 4 100FX Fiber Ports + 4 GE Fiber Ports. Rack Mount with Internal Universal Power Supply, 100VAC - 260VAC. | Ea |  | 1 Year (Limited Lifetime) | 10840 | 8% | 9972.8
50921 | Etherwan | EX87214-A4SC | Hardened ( -40°C - 75°C ), IEC16850 & IEEE1613, Managed Ethernet Switch, 8 10/100 Ports + 4 100FX Fiber Ports + 4 GE Fiber Ports. Rack Mount with Internal Universal Power Supply, 100VAC - 260VAC. | Ea |  | 1 Year (Limited Lifetime) | 11640 | 8% | 10708.8
50922 | Etherwan | EX87214-B0VC | Hardened ( -40°C - 75°C ), IEC16850 & IEEE1613, Managed Ethernet Switch, 8 10/100 Ports + 4 100FX Fiber Ports + 4 SFP Combo Ports. Rack Mount with Internal Universal Power Supply, 100VAC - 260VAC. | Ea |  | 1 Year (Limited Lifetime) | 4440 | 8% | 4084.8
50923 | Etherwan | EX87214-B43C | Hardened ( -40°C - 75°C ), IEC16850 & IEEE1613, Managed Ethernet Switch, 8 10/100 Ports + 4 100FX Fiber Ports + 4 GE Fiber Ports. Rack Mount with Internal Universal Power Supply, 100VAC - 260VAC. | Ea |  | 1 Year (Limited Lifetime) | 5040 | 8% | 4636.8
50924 | Etherwan | EX87214-B4AC | Hardened ( -40°C - 75°C ), IEC16850 & IEEE1613, Managed Ethernet Switch, 8 10/100 Ports + 4 100FX Fiber Ports + 4 GE Fiber Ports. Rack Mount with Internal Universal Power Supply, 100VAC - 260VAC. | Ea |  | 1 Year (Limited Lifetime) | 7040 | 8% | 6476.8
50925 | Etherwan | EX87214-B4BC | Hardened ( -40°C - 75°C ), IEC16850 & IEEE1613, Managed Ethernet Switch, 8 10/100 Ports + 4 100FX Fiber Ports + 4 GE Fiber Ports. Rack Mount with Internal Universal Power Supply, 100VAC - 260VAC. | Ea |  | 1 Year (Limited Lifetime) | 8640 | 8% | 7948.8
50926 | Etherwan | EX87214-B4RC | Hardened ( -40°C - 75°C ), IEC16850 & IEEE1613, Managed Ethernet Switch, 8 10/100 Ports + 4 100FX Fiber Ports + 4 GE Fiber Ports. Rack Mount with Internal Universal Power Supply, 100VAC - 260VAC. | Ea |  | 1 Year (Limited Lifetime) | 11440 | 8% | 10524.8
50927 | Etherwan | EX87214-B4SC | Hardened ( -40°C - 75°C ), IEC16850 & IEEE1613, Managed Ethernet Switch, 8 10/100 Ports + 4 100FX Fiber Ports + 4 GE Fiber Ports. Rack Mount with Internal Universal Power Supply, 100VAC - 260VAC. | Ea |  | 1 Year (Limited Lifetime) | 12240 | 8% | 11260.8
50928 | Etherwan | EX87214-P0VC | Hardened ( -40°C - 75°C ), IEC16850 & IEEE1613, Managed Ethernet Switch, 8 10/100 Ports + 4 100FX Fiber Ports + 4 SFP Combo Ports. Rack Mount with Internal Universal Power Supply, 100VAC - 260VAC. | Ea |  | 1 Year (Limited Lifetime) | 4240 | 8% | 3900.8
50929 | Etherwan | EX87214-P43C | Hardened ( -40°C - 75°C ), IEC16850 & IEEE1613, Managed Ethernet Switch, 8 10/100 Ports + 4 100FX Fiber Ports + 4 GE Fiber Ports. Rack Mount with Internal Universal Power Supply, 100VAC - 260VAC. | Ea |  | 1 Year (Limited Lifetime) | 4840 | 8% | 4452.8
50930 | Etherwan | EX87214-P4AC | Hardened ( -40°C - 75°C ), IEC16850 & IEEE1613, Managed Ethernet Switch, 8 10/100 Ports + 4 100FX Fiber Ports + 4 GE Fiber Ports. Rack Mount with Internal Universal Power Supply, 100VAC - 260VAC. | Ea |  | 1 Year (Limited Lifetime) | 6840 | 8% | 6292.8
50931 | Etherwan | EX87214-P4BC | Hardened ( -40°C - 75°C ), IEC16850 & IEEE1613, Managed Ethernet Switch, 8 10/100 Ports + 4 100FX Fiber Ports + 4 GE Fiber Ports. Rack Mount with Internal Universal Power Supply, 100VAC - 260VAC. | Ea |  | 1 Year (Limited Lifetime) | 8440 | 8% | 7764.8
50932 | Etherwan | EX87214-P4RC | Hardened ( -40°C - 75°C ), IEC16850 & IEEE1613, Managed Ethernet Switch, 8 10/100 Ports + 4 100FX Fiber Ports + 4 GE Fiber Ports. Rack Mount with Internal Universal Power Supply, 100VAC - 260VAC. | Ea |  | 1 Year (Limited Lifetime) | 11240 | 8% | 10340.8
50933 | Etherwan | EX87214-P4SC | Hardened ( -40°C - 75°C ), IEC16850 & IEEE1613, Managed Ethernet Switch, 8 10/100 Ports + 4 100FX Fiber Ports + 4 GE Fiber Ports. Rack Mount with Internal Universal Power Supply, 100VAC - 260VAC. | Ea |  | 1 Year (Limited Lifetime) | 12040 | 8% | 11076.8
50934 | Etherwan | EX87214-Q0VC | Hardened ( -40°C - 75°C ), IEC16850 & IEEE1613, Managed Ethernet Switch, 8 10/100 Ports + 4 100FX Fiber Ports + 4 SFP Combo Ports. Rack Mount with Internal Universal Power Supply, 100VAC - 260VAC. | Ea |  | 1 Year (Limited Lifetime) | 4440 | 8% | 4084.8
50935 | Etherwan | EX87214-Q43C | Hardened ( -40°C - 75°C ), IEC16850 & IEEE1613, Managed Ethernet Switch, 8 10/100 Ports + 4 100FX Fiber Ports + 4 GE Fiber Ports. Rack Mount with Internal Universal Power Supply, 100VAC - 260VAC. | Ea |  | 1 Year (Limited Lifetime) | 5040 | 8% | 4636.8
50936 | Etherwan | EX87214-Q4AC | Hardened ( -40°C - 75°C ), IEC16850 & IEEE1613, Managed Ethernet Switch, 8 10/100 Ports + 4 100FX Fiber Ports + 4 GE Fiber Ports. Rack Mount with Internal Universal Power Supply, 100VAC - 260VAC. | Ea |  | 1 Year (Limited Lifetime) | 7040 | 8% | 6476.8
50937 | Etherwan | EX87214-Q4BC | Hardened ( -40°C - 75°C ), IEC16850 & IEEE1613, Managed Ethernet Switch, 8 10/100 Ports + 4 100FX Fiber Ports + 4 GE Fiber Ports. Rack Mount with Internal Universal Power Supply, 100VAC - 260VAC. | Ea |  | 1 Year (Limited Lifetime) | 8640 | 8% | 7948.8
50938 | Etherwan | EX87214-Q4RC | Hardened ( -40°C - 75°C ), IEC16850 & IEEE1613, Managed Ethernet Switch, 8 10/100 Ports + 4 100FX Fiber Ports + 4 GE Fiber Ports. Rack Mount with Internal Universal Power Supply, 100VAC - 260VAC. | Ea |  | 1 Year (Limited Lifetime) | 11440 | 8% | 10524.8
50939 | Etherwan | EX87214-Q4SC | Hardened ( -40°C - 75°C ), IEC16850 & IEEE1613, Managed Ethernet Switch, 8 10/100 Ports + 4 100FX Fiber Ports + 4 GE Fiber Ports. Rack Mount with Internal Universal Power Supply, 100VAC - 260VAC. | Ea |  | 1 Year (Limited Lifetime) | 12240 | 8% | 11260.8
50940 | Etherwan | EX87214-R0VC | Hardened ( -40°C - 75°C ), IEC16850 & IEEE1613, Managed Ethernet Switch, 8 10/100 Ports + 4 100FX Fiber Ports + 4 SFP Combo Ports. Rack Mount with Internal Universal Power Supply, 100VAC - 260VAC. | Ea |  | 1 Year (Limited Lifetime) | 5840 | 8% | 5372.8
50941 | Etherwan | EX87214-R43C | Hardened ( -40°C - 75°C ), IEC16850 & IEEE1613, Managed Ethernet Switch, 8 10/100 Ports + 4 100FX Fiber Ports + 4 GE Fiber Ports. Rack Mount with Internal Universal Power Supply, 100VAC - 260VAC. | Ea |  | 1 Year (Limited Lifetime) | 6440 | 8% | 5924.8
50942 | Etherwan | EX87214-R4AC | Hardened ( -40°C - 75°C ), IEC16850 & IEEE1613, Managed Ethernet Switch, 8 10/100 Ports + 4 100FX Fiber Ports + 4 GE Fiber Ports. Rack Mount with Internal Universal Power Supply, 100VAC - 260VAC. | Ea |  | 1 Year (Limited Lifetime) | 8440 | 8% | 7764.8
50943 | Etherwan | EX87214-R4BC | Hardened ( -40°C - 75°C ), IEC16850 & IEEE1613, Managed Ethernet Switch, 8 10/100 Ports + 4 100FX Fiber Ports + 4 GE Fiber Ports. Rack Mount with Internal Universal Power Supply, 100VAC - 260VAC. | Ea |  | 1 Year (Limited Lifetime) | 10040 | 8% | 9236.8
50944 | Etherwan | EX87214-R4RC | Hardened ( -40°C - 75°C ), IEC16850 & IEEE1613, Managed Ethernet Switch, 8 10/100 Ports + 4 100FX Fiber Ports + 4 GE Fiber Ports. Rack Mount with Internal Universal Power Supply, 100VAC - 260VAC. | Ea |  | 1 Year (Limited Lifetime) | 12840 | 8% | 11812.8
50945 | Etherwan | EX87214-R4SC | Hardened ( -40°C - 75°C ), IEC16850 & IEEE1613, Managed Ethernet Switch, 8 10/100 Ports + 4 100FX Fiber Ports + 4 GE Fiber Ports. Rack Mount with Internal Universal Power Supply, 100VAC - 260VAC. | Ea |  | 1 Year (Limited Lifetime) | 13640 | 8% | 12548.8
50946 | Etherwan | EX87214-S0VC | Hardened ( -40°C - 75°C ), IEC16850 & IEEE1613, Managed Ethernet Switch, 8 10/100 Ports + 4 100FX Fiber Ports + 4 SFP Combo Ports. Rack Mount with Internal Universal Power Supply, 100VAC - 260VAC. | Ea |  | 1 Year (Limited Lifetime) | 6240 | 8% | 5740.8
50947 | Etherwan | EX87214-S43C | Hardened ( -40°C - 75°C ), IEC16850 & IEEE1613, Managed Ethernet Switch, 8 10/100 Ports + 4 100FX Fiber Ports + 4 GE Fiber Ports. Rack Mount with Internal Universal Power Supply, 100VAC - 260VAC. | Ea |  | 1 Year (Limited Lifetime) | 6840 | 8% | 6292.8
50948 | Etherwan | EX87214-S4AC | Hardened ( -40°C - 75°C ), IEC16850 & IEEE1613, Managed Ethernet Switch, 8 10/100 Ports + 4 100FX Fiber Ports + 4 GE Fiber Ports. Rack Mount with Internal Universal Power Supply, 100VAC - 260VAC. | Ea |  | 1 Year (Limited Lifetime) | 8840 | 8% | 8132.8
50949 | Etherwan | EX87214-S4BC | Hardened ( -40°C - 75°C ), IEC16850 & IEEE1613, Managed Ethernet Switch, 8 10/100 Ports + 4 100FX Fiber Ports + 4 GE Fiber Ports. Rack Mount with Internal Universal Power Supply, 100VAC - 260VAC. | Ea |  | 1 Year (Limited Lifetime) | 10440 | 8% | 9604.8
50950 | Etherwan | EX87214-S4RC | Hardened ( -40°C - 75°C ), IEC16850 & IEEE1613, Managed Ethernet Switch, 8 10/100 Ports + 4 100FX Fiber Ports + 4 GE Fiber Ports. Rack Mount with Internal Universal Power Supply, 100VAC - 260VAC. | Ea |  | 1 Year (Limited Lifetime) | 13240 | 8% | 12180.8
50951 | Etherwan | EX87214-S4SC | Hardened ( -40°C - 75°C ), IEC16850 & IEEE1613, Managed Ethernet Switch, 8 10/100 Ports + 4 100FX Fiber Ports + 4 GE Fiber Ports. Rack Mount with Internal Universal Power Supply, 100VAC - 260VAC. | Ea |  | 1 Year (Limited Lifetime) | 14040 | 8% | 12916.8
50952 | Etherwan | EX87220-100C | Hardened ( -40°C - 75°C ), IEC16850 & IEEE1613, Managed Ethernet Switch, 8 10/100 Ports + 8 100FX Fiber Ports. Rack Mount with Internal Universal Power Supply, 100VAC - 260VAC. | Ea |  | 1 Year (Limited Lifetime) | 2840 | 8% | 2612.8
50953 | Etherwan | EX87220-200WR | Hardened ( -40°C - 75°C ), IEC16850 & IEEE1613, Managed Ethernet Switch, 8 10/100 Ports + 8 100FX Fiber Ports. Rack Mount with Redundant Internal Power Supply, 88VDC to 370VDC and 90VAC to 264VAC. | Ea |  | 1 Year (Limited Lifetime) | 3145 | 8% | 2893.4
50954 | Etherwan | EX87220-A00C | Hardened ( -40°C - 75°C ), IEC16850 & IEEE1613, Managed Ethernet Switch, 8 10/100 Ports + 8 100FX Fiber Ports. Rack Mount with Internal Universal Power Supply, 100VAC - 260VAC. | Ea |  | 1 Year (Limited Lifetime) | 4440 | 8% | 4084.8
50955 | Etherwan | EX87220-B00C | Hardened ( -40°C - 75°C ), IEC16850 & IEEE1613, Managed Ethernet Switch, 8 10/100 Ports + 8 100FX Fiber Ports. Rack Mount with Internal Universal Power Supply, 100VAC - 260VAC. | Ea |  | 1 Year (Limited Lifetime) | 5640 | 8% | 5188.8
50956 | Etherwan | EX87220-P00C | Hardened ( -40°C - 75°C ), IEC16850 & IEEE1613, Managed Ethernet Switch, 8 10/100 Ports + 8 100FX Fiber Ports. Rack Mount with Internal Universal Power Supply, 100VAC - 260VAC. | Ea |  | 1 Year (Limited Lifetime) | 5240 | 8% | 4820.8
50957 | Etherwan | EX87220-Q00C | Hardened ( -40°C - 75°C ), IEC16850 & IEEE1613, Managed Ethernet Switch, 8 10/100 Ports + 8 100FX Fiber Ports. Rack Mount with Internal Universal Power Supply, 100VAC - 260VAC. | Ea |  | 1 Year (Limited Lifetime) | 5640 | 8% | 5188.8
50958 | Etherwan | EX87220-R00C | Hardened ( -40°C - 75°C ), IEC16850 & IEEE1613, Managed Ethernet Switch, 8 10/100 Ports + 8 100FX Fiber Ports. Rack Mount with Internal Universal Power Supply, 100VAC - 260VAC. | Ea |  | 1 Year (Limited Lifetime) | 8440 | 8% | 7764.8
50959 | Etherwan | EX87220-S00C | Hardened ( -40°C - 75°C ), IEC16850 & IEEE1613, Managed Ethernet Switch, 8 10/100 Ports + 8 100FX Fiber Ports. Rack Mount with Internal Universal Power Supply, 100VAC - 260VAC. | Ea |  | 1 Year (Limited Lifetime) | 9240 | 8% | 8500.8
50960 | Etherwan | EX87222-10VC | Hardened ( -40°C - 75°C ), IEC16850 & IEEE1613, Managed Ethernet Switch, 8 10/100 Ports + 8 100FX Fiber Ports + 2 GE SFP Combo Ports. Rack Mount with Internal Universal Power Supply, 100VAC - 260VAC. | Ea |  | 1 Year (Limited Lifetime) | 3340 | 8% | 3072.8
50961 | Etherwan | EX87222-123C | Hardened ( -40°C - 75°C ), IEC16850 & IEEE1613, Managed Ethernet Switch, 8 10/100 Ports + 8 100FX Fiber Ports + 2 GE Fiber Ports. Rack Mount with Internal Universal Power Supply, 100VAC - 260VAC. | Ea |  | 1 Year (Limited Lifetime) | 3640 | 8% | 3348.8
50962 | Etherwan | EX87222-12AC | Hardened ( -40°C - 75°C ), IEC16850 & IEEE1613, Managed Ethernet Switch, 8 10/100 Ports + 8 100FX Fiber Ports + 2 GE Fiber Ports. Rack Mount with Internal Universal Power Supply, 100VAC - 260VAC. | Ea |  | 1 Year (Limited Lifetime) | 4640 | 8% | 4268.8
50963 | Etherwan | EX87222-12BC | Hardened ( -40°C - 75°C ), IEC16850 & IEEE1613, Managed Ethernet Switch, 8 10/100 Ports + 8 100FX Fiber Ports + 2 GE Fiber Ports. Rack Mount with Internal Universal Power Supply, 100VAC - 260VAC. | Ea |  | 1 Year (Limited Lifetime) | 5440 | 8% | 5004.8
50964 | Etherwan | EX87222-12RC | Hardened ( -40°C - 75°C ), IEC16850 & IEEE1613, Managed Ethernet Switch, 8 10/100 Ports + 8 100FX Fiber Ports + 2 GE Fiber Ports. Rack Mount with Internal Universal Power Supply, 100VAC - 260VAC. | Ea |  | 1 Year (Limited Lifetime) | 6840 | 8% | 6292.8
50965 | Etherwan | EX87222-12SC | Hardened ( -40°C - 75°C ), IEC16850 & IEEE1613, Managed Ethernet Switch, 8 10/100 Ports + 8 100FX Fiber Ports + 2 GE Fiber Ports. Rack Mount with Internal Universal Power Supply, 100VAC - 260VAC. | Ea |  | 1 Year (Limited Lifetime) | 7240 | 8% | 6660.8
50966 | Etherwan | EX87222-22AC | Hardened ( -40°C - 75°C ), IEC16850 & IEEE1613, Managed Ethernet Switch, 8 10/100 Ports + 8 100FX Fiber Ports + 2 GE Fiber Ports. Rack Mount with Internal Universal Power Supply, 100VAC - 260VAC. | Ea |  | 1 Year (Limited Lifetime) | 4640 | 8% | 4268.8
50967 | Etherwan | EX87222-A0VC | Hardened ( -40°C - 75°C ), IEC16850 & IEEE1613, Managed Ethernet Switch, 8 10/100 Ports + 8 100FX Fiber Ports + 2 GE SFP Combo Ports. Rack Mount with Internal Universal Power Supply, 100VAC - 260VAC. | Ea |  | 1 Year (Limited Lifetime) | 4940 | 8% | 4544.8
50968 | Etherwan | EX87222-A23C | Hardened ( -40°C - 75°C ), IEC16850 & IEEE1613, Managed Ethernet Switch, 8 10/100 Ports + 8 100FX Fiber Ports + 2 GE Fiber Ports. Rack Mount with Internal Universal Power Supply, 100VAC - 260VAC. | Ea |  | 1 Year (Limited Lifetime) | 5240 | 8% | 4820.8
50969 | Etherwan | EX87222-A2AC | Hardened ( -40°C - 75°C ), IEC16850 & IEEE1613, Managed Ethernet Switch, 8 10/100 Ports + 8 100FX Fiber Ports + 2 GE Fiber Ports. Rack Mount with Internal Universal Power Supply, 100VAC - 260VAC. | Ea |  | 1 Year (Limited Lifetime) | 6240 | 8% | 5740.8
50970 | Etherwan | EX87222-A2BC | Hardened ( -40°C - 75°C ), IEC16850 & IEEE1613, Managed Ethernet Switch, 8 10/100 Ports + 8 100FX Fiber Ports + 2 GE Fiber Ports. Rack Mount with Internal Universal Power Supply, 100VAC - 260VAC. | Ea |  | 1 Year (Limited Lifetime) | 7040 | 8% | 6476.8
50971 | Etherwan | EX87222-A2RC | Hardened ( -40°C - 75°C ), IEC16850 & IEEE1613, Managed Ethernet Switch, 8 10/100 Ports + 8 100FX Fiber Ports + 2 GE Fiber Ports. Rack Mount with Internal Universal Power Supply, 100VAC - 260VAC. | Ea |  | 1 Year (Limited Lifetime) | 8440 | 8% | 7764.8
50972 | Etherwan | EX87222-A2SC | Hardened ( -40°C - 75°C ), IEC16850 & IEEE1613, Managed Ethernet Switch, 8 10/100 Ports + 8 100FX Fiber Ports + 2 GE Fiber Ports. Rack Mount with Internal Universal Power Supply, 100VAC - 260VAC. | Ea |  | 1 Year (Limited Lifetime) | 8840 | 8% | 8132.8
50973 | Etherwan | EX87222-B0VC | Hardened ( -40°C - 75°C ), IEC16850 & IEEE1613, Managed Ethernet Switch, 8 10/100 Ports + 8 100FX Fiber Ports + 2 GE SFP Combo Ports. Rack Mount with Internal Universal Power Supply, 100VAC - 260VAC. | Ea |  | 1 Year (Limited Lifetime) | 6140 | 8% | 5648.8
50974 | Etherwan | EX87222-B23C | Hardened ( -40°C - 75°C ), IEC16850 & IEEE1613, Managed Ethernet Switch, 8 10/100 Ports + 8 100FX Fiber Ports + 2 GE Fiber Ports. Rack Mount with Internal Universal Power Supply, 100VAC - 260VAC. | Ea |  | 1 Year (Limited Lifetime) | 6440 | 8% | 5924.8
50975 | Etherwan | EX87222-B2AC | Hardened ( -40°C - 75°C ), IEC16850 & IEEE1613, Managed Ethernet Switch, 8 10/100 Ports + 8 100FX Fiber Ports + 2 GE Fiber Ports. Rack Mount with Internal Universal Power Supply, 100VAC - 260VAC. | Ea |  | 1 Year (Limited Lifetime) | 7440 | 8% | 6844.8
50976 | Etherwan | EX87222-B2BC | Hardened ( -40°C - 75°C ), IEC16850 & IEEE1613, Managed Ethernet Switch, 8 10/100 Ports + 8 100FX Fiber Ports + 2 GE Fiber Ports. Rack Mount with Internal Universal Power Supply, 100VAC - 260VAC. | Ea |  | 1 Year (Limited Lifetime) | 8240 | 8% | 7580.8
50977 | Etherwan | EX87222-B2RC | Hardened ( -40°C - 75°C ), IEC16850 & IEEE1613, Managed Ethernet Switch, 8 10/100 Ports + 8 100FX Fiber Ports + 2 GE Fiber Ports. Rack Mount with Internal Universal Power Supply, 100VAC - 260VAC. | Ea |  | 1 Year (Limited Lifetime) | 9640 | 8% | 8868.8
50978 | Etherwan | EX87222-B2SC | Hardened ( -40°C - 75°C ), IEC16850 & IEEE1613, Managed Ethernet Switch, 8 10/100 Ports + 8 100FX Fiber Ports + 2 GE Fiber Ports. Rack Mount with Internal Universal Power Supply, 100VAC - 260VAC. | Ea |  | 1 Year (Limited Lifetime) | 10040 | 8% | 9236.8
50979 | Etherwan | EX87222-P0VC | Hardened ( -40°C - 75°C ), IEC16850 & IEEE1613, Managed Ethernet Switch, 8 10/100 Ports + 8 100FX Fiber Ports + 2 GE SFP Combo Ports. Rack Mount with Internal Universal Power Supply, 100VAC - 260VAC. | Ea |  | 1 Year (Limited Lifetime) | 5740 | 8% | 5280.8
50980 | Etherwan | EX87222-P23C | Hardened ( -40°C - 75°C ), IEC16850 & IEEE1613, Managed Ethernet Switch, 8 10/100 Ports + 8 100FX Fiber Ports + 2 GE Fiber Ports. Rack Mount with Internal Universal Power Supply, 100VAC - 260VAC. | Ea |  | 1 Year (Limited Lifetime) | 6040 | 8% | 5556.8
50981 | Etherwan | EX87222-P2AC | Hardened ( -40°C - 75°C ), IEC16850 & IEEE1613, Managed Ethernet Switch, 8 10/100 Ports + 8 100FX Fiber Ports + 2 GE Fiber Ports. Rack Mount with Internal Universal Power Supply, 100VAC - 260VAC. | Ea |  | 1 Year (Limited Lifetime) | 7040 | 8% | 6476.8
50982 | Etherwan | EX87222-P2BC | Hardened ( -40°C - 75°C ), IEC16850 & IEEE1613, Managed Ethernet Switch, 8 10/100 Ports + 8 100FX Fiber Ports + 2 GE Fiber Ports. Rack Mount with Internal Universal Power Supply, 100VAC - 260VAC. | Ea |  | 1 Year (Limited Lifetime) | 7840 | 8% | 7212.8
50983 | Etherwan | EX87222-P2RC | Hardened ( -40°C - 75°C ), IEC16850 & IEEE1613, Managed Ethernet Switch, 8 10/100 Ports + 8 100FX Fiber Ports + 2 GE Fiber Ports. Rack Mount with Internal Universal Power Supply, 100VAC - 260VAC. | Ea |  | 1 Year (Limited Lifetime) | 9240 | 8% | 8500.8
50984 | Etherwan | EX87222-P2SC | Hardened ( -40°C - 75°C ), IEC16850 & IEEE1613, Managed Ethernet Switch, 8 10/100 Ports + 8 100FX Fiber Ports + 2 GE Fiber Ports. Rack Mount with Internal Universal Power Supply, 100VAC - 260VAC. | Ea |  | 1 Year (Limited Lifetime) | 9640 | 8% | 8868.8
50985 | Etherwan | EX87222-Q0VC | Hardened ( -40°C - 75°C ), IEC16850 & IEEE1613, Managed Ethernet Switch, 8 10/100 Ports + 8 100FX Fiber Ports + 2 GE SFP Combo Ports. Rack Mount with Internal Universal Power Supply, 100VAC - 260VAC. | Ea |  | 1 Year (Limited Lifetime) | 6140 | 8% | 5648.8
50986 | Etherwan | EX87222-Q23C | Hardened ( -40°C - 75°C ), IEC16850 & IEEE1613, Managed Ethernet Switch, 8 10/100 Ports + 8 100FX Fiber Ports + 2 GE Fiber Ports. Rack Mount with Internal Universal Power Supply, 100VAC - 260VAC. | Ea |  | 1 Year (Limited Lifetime) | 6440 | 8% | 5924.8
50987 | Etherwan | EX87222-Q2AC | Hardened ( -40°C - 75°C ), IEC16850 & IEEE1613, Managed Ethernet Switch, 8 10/100 Ports + 8 100FX Fiber Ports + 2 GE Fiber Ports. Rack Mount with Internal Universal Power Supply, 100VAC - 260VAC. | Ea |  | 1 Year (Limited Lifetime) | 7440 | 8% | 6844.8
50988 | Etherwan | EX87222-Q2BC | Hardened ( -40°C - 75°C ), IEC16850 & IEEE1613, Managed Ethernet Switch, 8 10/100 Ports + 8 100FX Fiber Ports + 2 GE Fiber Ports. Rack Mount with Internal Universal Power Supply, 100VAC - 260VAC. | Ea |  | 1 Year (Limited Lifetime) | 8240 | 8% | 7580.8
50989 | Etherwan | EX87222-Q2RC | Hardened ( -40°C - 75°C ), IEC16850 & IEEE1613, Managed Ethernet Switch, 8 10/100 Ports + 8 100FX Fiber Ports + 2 GE Fiber Ports. Rack Mount with Internal Universal Power Supply, 100VAC - 260VAC. | Ea |  | 1 Year (Limited Lifetime) | 9640 | 8% | 8868.8
50990 | Etherwan | EX87222-Q2SC | Hardened ( -40°C - 75°C ), IEC16850 & IEEE1613, Managed Ethernet Switch, 8 10/100 Ports + 8 100FX Fiber Ports + 2 GE Fiber Ports. Rack Mount with Internal Universal Power Supply, 100VAC - 260VAC. | Ea |  | 1 Year (Limited Lifetime) | 10040 | 8% | 9236.8
50991 | Etherwan | EX87222-R0VC | Hardened ( -40°C - 75°C ), IEC16850 & IEEE1613, Managed Ethernet Switch, 8 10/100 Ports + 8 100FX Fiber Ports + 2 GE SFP Combo Ports. Rack Mount with Internal Universal Power Supply, 100VAC - 260VAC. | Ea |  | 1 Year (Limited Lifetime) | 8940 | 8% | 8224.8
50992 | Etherwan | EX87222-R23C | Hardened ( -40°C - 75°C ), IEC16850 & IEEE1613, Managed Ethernet Switch, 8 10/100 Ports + 8 100FX Fiber Ports + 2 GE Fiber Ports. Rack Mount with Internal Universal Power Supply, 100VAC - 260VAC. | Ea |  | 1 Year (Limited Lifetime) | 9240 | 8% | 8500.8
50993 | Etherwan | EX87222-R2AC | Hardened ( -40°C - 75°C ), IEC16850 & IEEE1613, Managed Ethernet Switch, 8 10/100 Ports + 8 100FX Fiber Ports + 2 GE Fiber Ports. Rack Mount with Internal Universal Power Supply, 100VAC - 260VAC. | Ea |  | 1 Year (Limited Lifetime) | 10240 | 8% | 9420.8
50994 | Etherwan | EX87222-R2BC | Hardened ( -40°C - 75°C ), IEC16850 & IEEE1613, Managed Ethernet Switch, 8 10/100 Ports + 8 100FX Fiber Ports + 2 GE Fiber Ports. Rack Mount with Internal Universal Power Supply, 100VAC - 260VAC. | Ea |  | 1 Year (Limited Lifetime) | 11040 | 8% | 10156.8
50995 | Etherwan | EX87222-R2RC | Hardened ( -40°C - 75°C ), IEC16850 & IEEE1613, Managed Ethernet Switch, 8 10/100 Ports + 8 100FX Fiber Ports + 2 GE Fiber Ports. Rack Mount with Internal Universal Power Supply, 100VAC - 260VAC. | Ea |  | 1 Year (Limited Lifetime) | 12440 | 8% | 11444.8
50996 | Etherwan | EX87222-R2SC | Hardened ( -40°C - 75°C ), IEC16850 & IEEE1613, Managed Ethernet Switch, 8 10/100 Ports + 8 100FX Fiber Ports + 2 GE Fiber Ports. Rack Mount with Internal Universal Power Supply, 100VAC - 260VAC. | Ea |  | 1 Year (Limited Lifetime) | 12840 | 8% | 11812.8
50997 | Etherwan | EX87222-S0VC | Hardened ( -40°C - 75°C ), IEC16850 & IEEE1613, Managed Ethernet Switch, 8 10/100 Ports + 8 100FX Fiber Ports + 2 GE SFP Combo Ports. Rack Mount with Internal Universal Power Supply, 100VAC - 260VAC. | Ea |  | 1 Year (Limited Lifetime) | 9740 | 8% | 8960.8
50998 | Etherwan | EX87222-S23C | Hardened ( -40°C - 75°C ), IEC16850 & IEEE1613, Managed Ethernet Switch, 8 10/100 Ports + 8 100FX Fiber Ports + 2 GE Fiber Ports. Rack Mount with Internal Universal Power Supply, 100VAC - 260VAC. | Ea |  | 1 Year (Limited Lifetime) | 10040 | 8% | 9236.8
50999 | Etherwan | EX87222-S2AC | Hardened ( -40°C - 75°C ), IEC16850 & IEEE1613, Managed Ethernet Switch, 8 10/100 Ports + 8 100FX Fiber Ports + 2 GE Fiber Ports. Rack Mount with Internal Universal Power Supply, 100VAC - 260VAC. | Ea |  | 1 Year (Limited Lifetime) | 11040 | 8% | 10156.8
51000 | Etherwan | EX87222-S2BC | Hardened ( -40°C - 75°C ), IEC16850 & IEEE1613, Managed Ethernet Switch, 8 10/100 Ports + 8 100FX Fiber Ports + 2 GE Fiber Ports. Rack Mount with Internal Universal Power Supply, 100VAC - 260VAC. | Ea |  | 1 Year (Limited Lifetime) | 11840 | 8% | 10892.8
51001 | Etherwan | EX87222-S2RC | Hardened ( -40°C - 75°C ), IEC16850 & IEEE1613, Managed Ethernet Switch, 8 10/100 Ports + 8 100FX Fiber Ports + 2 GE Fiber Ports. Rack Mount with Internal Universal Power Supply, 100VAC - 260VAC. | Ea |  | 1 Year (Limited Lifetime) | 13240 | 8% | 12180.8
51002 | Etherwan | EX87222-S2SC | Hardened ( -40°C - 75°C ), IEC16850 & IEEE1613, Managed Ethernet Switch, 8 10/100 Ports + 8 100FX Fiber Ports + 2 GE Fiber Ports. Rack Mount with Internal Universal Power Supply, 100VAC - 260VAC. | Ea |  | 1 Year (Limited Lifetime) | 13640 | 8% | 12548.8
51003 | Etherwan | EX87224-10VC | Hardened ( -40°C - 75°C ), IEC16850 & IEEE1613, Managed Ethernet Switch, 8 10/100 Ports + 8 100FX Fiber Ports + 4 GE Fiber Ports. Rack Mount with Internal Universal Power Supply, 100VAC - 260VAC. | Ea |  | 1 Year (Limited Lifetime) | 3840 | 8% | 3532.8
51004 | Etherwan | EX87224-143C | Hardened ( -40°C - 75°C ), IEC16850 & IEEE1613, Managed Ethernet Switch, 8 10/100 Ports + 8 100FX Fiber Ports + 4 GE Fiber Ports. Rack Mount with Internal Universal Power Supply, 100VAC - 260VAC. | Ea |  | 1 Year (Limited Lifetime) | 4440 | 8% | 4084.8
51005 | Etherwan | EX87224-14AC | Hardened ( -40°C - 75°C ), IEC16850 & IEEE1613, Managed Ethernet Switch, 8 10/100 Ports + 8 100FX Fiber Ports + 4 GE Fiber Ports. Rack Mount with Internal Universal Power Supply, 100VAC - 260VAC. | Ea |  | 1 Year (Limited Lifetime) | 6440 | 8% | 5924.8
51006 | Etherwan | EX87224-14BC | Hardened ( -40°C - 75°C ), IEC16850 & IEEE1613, Managed Ethernet Switch, 8 10/100 Ports + 8 100FX Fiber Ports + 4 GE Fiber Ports. Rack Mount with Internal Universal Power Supply, 100VAC - 260VAC. | Ea |  | 1 Year (Limited Lifetime) | 8040 | 8% | 7396.8
51007 | Etherwan | EX87224-14RC | Hardened ( -40°C - 75°C ), IEC16850 & IEEE1613, Managed Ethernet Switch, 8 10/100 Ports + 8 100FX Fiber Ports + 4 GE Fiber Ports. Rack Mount with Internal Universal Power Supply, 100VAC - 260VAC. | Ea |  | 1 Year (Limited Lifetime) | 10840 | 8% | 9972.8
51008 | Etherwan | EX87224-14SC | Hardened ( -40°C - 75°C ), IEC16850 & IEEE1613, Managed Ethernet Switch, 8 10/100 Ports + 8 100FX Fiber Ports + 4 GE Fiber Ports. Rack Mount with Internal Universal Power Supply, 100VAC - 260VAC. | Ea |  | 1 Year (Limited Lifetime) | 11640 | 8% | 10708.8
51009 | Etherwan | EX87224-A0VC | Hardened ( -40°C - 75°C ), IEC16850 & IEEE1613, Managed Ethernet Switch, 8 10/100 Ports + 8 100FX Fiber Ports + 4 GE Fiber Ports. Rack Mount with Internal Universal Power Supply, 100VAC - 260VAC. | Ea |  | 1 Year (Limited Lifetime) | 5440 | 8% | 5004.8
51010 | Etherwan | EX87224-A43C | Hardened ( -40°C - 75°C ), IEC16850 & IEEE1613, Managed Ethernet Switch, 8 10/100 Ports + 8 100FX Fiber Ports + 4 GE Fiber Ports. Rack Mount with Internal Universal Power Supply, 100VAC - 260VAC. | Ea |  | 1 Year (Limited Lifetime) | 6040 | 8% | 5556.8
51011 | Etherwan | EX87224-A4AC | Hardened ( -40°C - 75°C ), IEC16850 & IEEE1613, Managed Ethernet Switch, 8 10/100 Ports + 8 100FX Fiber Ports + 4 GE Fiber Ports. Rack Mount with Internal Universal Power Supply, 100VAC - 260VAC. | Ea |  | 1 Year (Limited Lifetime) | 8040 | 8% | 7396.8
51012 | Etherwan | EX87224-A4BC | Hardened ( -40°C - 75°C ), IEC16850 & IEEE1613, Managed Ethernet Switch, 8 10/100 Ports + 8 100FX Fiber Ports + 4 GE Fiber Ports. Rack Mount with Internal Universal Power Supply, 100VAC - 260VAC. | Ea |  | 1 Year (Limited Lifetime) | 9640 | 8% | 8868.8
51013 | Etherwan | EX87224-A4RC | Hardened ( -40°C - 75°C ), IEC16850 & IEEE1613, Managed Ethernet Switch, 8 10/100 Ports + 8 100FX Fiber Ports + 4 GE Fiber Ports. Rack Mount with Internal Universal Power Supply, 100VAC - 260VAC. | Ea |  | 1 Year (Limited Lifetime) | 12440 | 8% | 11444.8
51014 | Etherwan | EX87224-A4SC | Hardened ( -40°C - 75°C ), IEC16850 & IEEE1613, Managed Ethernet Switch, 8 10/100 Ports + 8 100FX Fiber Ports + 4 GE Fiber Ports. Rack Mount with Internal Universal Power Supply, 100VAC - 260VAC. | Ea |  | 1 Year (Limited Lifetime) | 13240 | 8% | 12180.8
51015 | Etherwan | EX87224-B0VC | Hardened ( -40°C - 75°C ), IEC16850 & IEEE1613, Managed Ethernet Switch, 8 10/100 Ports + 8 100FX Fiber Ports + 4 GE Fiber Ports. Rack Mount with Internal Universal Power Supply, 100VAC - 260VAC. | Ea |  | 1 Year (Limited Lifetime) | 6640 | 8% | 6108.8
51016 | Etherwan | EX87224-B43C | Hardened ( -40°C - 75°C ), IEC16850 & IEEE1613, Managed Ethernet Switch, 8 10/100 Ports + 8 100FX Fiber Ports + 4 GE Fiber Ports. Rack Mount with Internal Universal Power Supply, 100VAC - 260VAC. | Ea |  | 1 Year (Limited Lifetime) | 7240 | 8% | 6660.8
51017 | Etherwan | EX87224-B4AC | Hardened ( -40°C - 75°C ), IEC16850 & IEEE1613, Managed Ethernet Switch, 8 10/100 Ports + 8 100FX Fiber Ports + 4 GE Fiber Ports. Rack Mount with Internal Universal Power Supply, 100VAC - 260VAC. | Ea |  | 1 Year (Limited Lifetime) | 9240 | 8% | 8500.8
51018 | Etherwan | EX87224-B4BC | Hardened ( -40°C - 75°C ), IEC16850 & IEEE1613, Managed Ethernet Switch, 8 10/100 Ports + 8 100FX Fiber Ports + 4 GE Fiber Ports. Rack Mount with Internal Universal Power Supply, 100VAC - 260VAC. | Ea |  | 1 Year (Limited Lifetime) | 10840 | 8% | 9972.8
51019 | Etherwan | EX87224-B4RC | Hardened ( -40°C - 75°C ), IEC16850 & IEEE1613, Managed Ethernet Switch, 8 10/100 Ports + 8 100FX Fiber Ports + 4 GE Fiber Ports. Rack Mount with Internal Universal Power Supply, 100VAC - 260VAC. | Ea |  | 1 Year (Limited Lifetime) | 13640 | 8% | 12548.8
51020 | Etherwan | EX87224-B4SC | Hardened ( -40°C - 75°C ), IEC16850 & IEEE1613, Managed Ethernet Switch, 8 10/100 Ports + 8 100FX Fiber Ports + 4 GE Fiber Ports. Rack Mount with Internal Universal Power Supply, 100VAC - 260VAC. | Ea |  | 1 Year (Limited Lifetime) | 14440 | 8% | 13284.8
51021 | Etherwan | EX87224-P0VC | Hardened ( -40°C - 75°C ), IEC16850 & IEEE1613, Managed Ethernet Switch, 8 10/100 Ports + 8 100FX Fiber Ports + 4 GE Fiber Ports. Rack Mount with Internal Universal Power Supply, 100VAC - 260VAC. | Ea |  | 1 Year (Limited Lifetime) | 6240 | 8% | 5740.8
51022 | Etherwan | EX87224-P43C | Hardened ( -40°C - 75°C ), IEC16850 & IEEE1613, Managed Ethernet Switch, 8 10/100 Ports + 8 100FX Fiber Ports + 4 GE Fiber Ports. Rack Mount with Internal Universal Power Supply, 100VAC - 260VAC. | Ea |  | 1 Year (Limited Lifetime) | 6840 | 8% | 6292.8
51023 | Etherwan | EX87224-P4AC | Hardened ( -40°C - 75°C ), IEC16850 & IEEE1613, Managed Ethernet Switch, 8 10/100 Ports + 8 100FX Fiber Ports + 4 GE Fiber Ports. Rack Mount with Internal Universal Power Supply, 100VAC - 260VAC. | Ea |  | 1 Year (Limited Lifetime) | 8840 | 8% | 8132.8
51024 | Etherwan | EX87224-P4BC | Hardened ( -40°C - 75°C ), IEC16850 & IEEE1613, Managed Ethernet Switch, 8 10/100 Ports + 8 100FX Fiber Ports + 4 GE Fiber Ports. Rack Mount with Internal Universal Power Supply, 100VAC - 260VAC. | Ea |  | 1 Year (Limited Lifetime) | 10440 | 8% | 9604.8
51025 | Etherwan | EX87224-P4RC | Hardened ( -40°C - 75°C ), IEC16850 & IEEE1613, Managed Ethernet Switch, 8 10/100 Ports + 8 100FX Fiber Ports + 4 GE Fiber Ports. Rack Mount with Internal Universal Power Supply, 100VAC - 260VAC. | Ea |  | 1 Year (Limited Lifetime) | 13240 | 8% | 12180.8
51026 | Etherwan | EX87224-P4SC | Hardened ( -40°C - 75°C ), IEC16850 & IEEE1613, Managed Ethernet Switch, 8 10/100 Ports + 8 100FX Fiber Ports + 4 GE Fiber Ports. Rack Mount with Internal Universal Power Supply, 100VAC - 260VAC. | Ea |  | 1 Year (Limited Lifetime) | 14040 | 8% | 12916.8
51027 | Etherwan | EX87224-Q0VC | Hardened ( -40°C - 75°C ), IEC16850 & IEEE1613, Managed Ethernet Switch, 8 10/100 Ports + 8 100FX Fiber Ports + 4 GE Fiber Ports. Rack Mount with Internal Universal Power Supply, 100VAC - 260VAC. | Ea |  | 1 Year (Limited Lifetime) | 6640 | 8% | 6108.8
51028 | Etherwan | EX87224-Q43C | Hardened ( -40°C - 75°C ), IEC16850 & IEEE1613, Managed Ethernet Switch, 8 10/100 Ports + 8 100FX Fiber Ports + 4 GE Fiber Ports. Rack Mount with Internal Universal Power Supply, 100VAC - 260VAC. | Ea |  | 1 Year (Limited Lifetime) | 7240 | 8% | 6660.8
51029 | Etherwan | EX87224-Q4AC | Hardened ( -40°C - 75°C ), IEC16850 & IEEE1613, Managed Ethernet Switch, 8 10/100 Ports + 8 100FX Fiber Ports + 4 GE Fiber Ports. Rack Mount with Internal Universal Power Supply, 100VAC - 260VAC. | Ea |  | 1 Year (Limited Lifetime) | 9240 | 8% | 8500.8
51030 | Etherwan | EX87224-Q4BC | Hardened ( -40°C - 75°C ), IEC16850 & IEEE1613, Managed Ethernet Switch, 8 10/100 Ports + 8 100FX Fiber Ports + 4 GE Fiber Ports. Rack Mount with Internal Universal Power Supply, 100VAC - 260VAC. | Ea |  | 1 Year (Limited Lifetime) | 10840 | 8% | 9972.8
51031 | Etherwan | EX87224-Q4RC | Hardened ( -40°C - 75°C ), IEC16850 & IEEE1613, Managed Ethernet Switch, 8 10/100 Ports + 8 100FX Fiber Ports + 4 GE Fiber Ports. Rack Mount with Internal Universal Power Supply, 100VAC - 260VAC. | Ea |  | 1 Year (Limited Lifetime) | 13640 | 8% | 12548.8
51032 | Etherwan | EX87224-Q4SC | Hardened ( -40°C - 75°C ), IEC16850 & IEEE1613, Managed Ethernet Switch, 8 10/100 Ports + 8 100FX Fiber Ports + 4 GE Fiber Ports. Rack Mount with Internal Universal Power Supply, 100VAC - 260VAC. | Ea |  | 1 Year (Limited Lifetime) | 14440 | 8% | 13284.8
51033 | Etherwan | EX87224-R0VC | Hardened ( -40°C - 75°C ), IEC16850 & IEEE1613, Managed Ethernet Switch, 8 10/100 Ports + 8 100FX Fiber Ports + 4 GE Fiber Ports. Rack Mount with Internal Universal Power Supply, 100VAC - 260VAC. | Ea |  | 1 Year (Limited Lifetime) | 9440 | 8% | 8684.8
51034 | Etherwan | EX87224-R43C | Hardened ( -40°C - 75°C ), IEC16850 & IEEE1613, Managed Ethernet Switch, 8 10/100 Ports + 8 100FX Fiber Ports + 4 GE Fiber Ports. Rack Mount with Internal Universal Power Supply, 100VAC - 260VAC. | Ea |  | 1 Year (Limited Lifetime) | 10040 | 8% | 9236.8
51035 | Etherwan | EX87224-R4AC | Hardened ( -40°C - 75°C ), IEC16850 & IEEE1613, Managed Ethernet Switch, 8 10/100 Ports + 8 100FX Fiber Ports + 4 GE Fiber Ports. Rack Mount with Internal Universal Power Supply, 100VAC - 260VAC. | Ea |  | 1 Year (Limited Lifetime) | 12040 | 8% | 11076.8
51036 | Etherwan | EX87224-R4BC | Hardened ( -40°C - 75°C ), IEC16850 & IEEE1613, Managed Ethernet Switch, 8 10/100 Ports + 8 100FX Fiber Ports + 4 GE Fiber Ports. Rack Mount with Internal Universal Power Supply, 100VAC - 260VAC. | Ea |  | 1 Year (Limited Lifetime) | 13640 | 8% | 12548.8
51037 | Etherwan | EX87224-R4RC | Hardened ( -40°C - 75°C ), IEC16850 & IEEE1613, Managed Ethernet Switch, 8 10/100 Ports + 8 100FX Fiber Ports + 4 GE Fiber Ports. Rack Mount with Internal Universal Power Supply, 100VAC - 260VAC. | Ea |  | 1 Year (Limited Lifetime) | 16440 | 8% | 15124.8
51038 | Etherwan | EX87224-R4SC | Hardened ( -40°C - 75°C ), IEC16850 & IEEE1613, Managed Ethernet Switch, 8 10/100 Ports + 8 100FX Fiber Ports + 4 GE Fiber Ports. Rack Mount with Internal Universal Power Supply, 100VAC - 260VAC. | Ea |  | 1 Year (Limited Lifetime) | 17240 | 8% | 15860.8
51039 | Etherwan | EX87224-S0VC | Hardened ( -40°C - 75°C ), IEC16850 & IEEE1613, Managed Ethernet Switch, 8 10/100 Ports + 8 100FX Fiber Ports + 4 GE Fiber Ports. Rack Mount with Internal Universal Power Supply, 100VAC - 260VAC. | Ea |  | 1 Year (Limited Lifetime) | 10240 | 8% | 9420.8
51040 | Etherwan | EX87224-S43C | Hardened ( -40°C - 75°C ), IEC16850 & IEEE1613, Managed Ethernet Switch, 8 10/100 Ports + 8 100FX Fiber Ports + 4 GE Fiber Ports. Rack Mount with Internal Universal Power Supply, 100VAC - 260VAC. | Ea |  | 1 Year (Limited Lifetime) | 10840 | 8% | 9972.8
51041 | Etherwan | EX87224-S4AC | Hardened ( -40°C - 75°C ), IEC16850 & IEEE1613, Managed Ethernet Switch, 8 10/100 Ports + 8 100FX Fiber Ports + 4 GE Fiber Ports. Rack Mount with Internal Universal Power Supply, 100VAC - 260VAC. | Ea |  | 1 Year (Limited Lifetime) | 12840 | 8% | 11812.8
51042 | Etherwan | EX87224-S4BC | Hardened ( -40°C - 75°C ), IEC16850 & IEEE1613, Managed Ethernet Switch, 8 10/100 Ports + 8 100FX Fiber Ports + 4 GE Fiber Ports. Rack Mount with Internal Universal Power Supply, 100VAC - 260VAC. | Ea |  | 1 Year (Limited Lifetime) | 14440 | 8% | 13284.8
51043 | Etherwan | EX87224-S4RC | Hardened ( -40°C - 75°C ), IEC16850 & IEEE1613, Managed Ethernet Switch, 8 10/100 Ports + 8 100FX Fiber Ports + 4 GE Fiber Ports. Rack Mount with Internal Universal Power Supply, 100VAC - 260VAC. | Ea |  | 1 Year (Limited Lifetime) | 17240 | 8% | 15860.8
51044 | Etherwan | EX87224-S4SC | Hardened ( -40°C - 75°C ), IEC16850 & IEEE1613, Managed Ethernet Switch, 8 10/100 Ports + 8 100FX Fiber Ports + 4 GE Fiber Ports. Rack Mount with Internal Universal Power Supply, 100VAC - 260VAC. | Ea |  | 1 Year (Limited Lifetime) | 18040 | 8% | 16596.8
51045 | Etherwan | EX87230-100C | Hardened ( -40°C - 75°C ), IEC16850 & IEEE1613, Managed Ethernet Switch, 8 10/100 Ports + 12 100FX Fiber Ports. Rack Mount with Internal Universal Power Supply, 100VAC - 260VAC. | Ea |  | 1 Year (Limited Lifetime) | 3640 | 8% | 3348.8
51046 | Etherwan | EX87230-200W | Hardened ( -40°C - 75°C ), IEC16850 & IEEE1613, Managed Ethernet Switch, 8 10/100 Ports + 12 100FX Fiber Ports. Rack Mount with Internal, 88VDC to 370VDC and 90VAC to 264VAC. | Ea |  | 1 Year (Limited Lifetime) | 3720 | 8% | 3422.4
51047 | Etherwan | EX87230-A00C | Hardened ( -40°C - 75°C ), IEC16850 & IEEE1613, Managed Ethernet Switch, 8 10/100 Ports + 12 100FX Fiber Ports. Rack Mount with Internal Universal Power Supply, 100VAC - 260VAC. | Ea |  | 1 Year (Limited Lifetime) | 6040 | 8% | 5556.8
51048 | Etherwan | EX87230-B00C | Hardened ( -40°C - 75°C ), IEC16850 & IEEE1613, Managed Ethernet Switch, 8 10/100 Ports + 12 100FX Fiber Ports. Rack Mount with Internal Universal Power Supply, 100VAC - 260VAC. | Ea |  | 1 Year (Limited Lifetime) | 7840 | 8% | 7212.8
51049 | Etherwan | EX87230-P00C | Hardened ( -40°C - 75°C ), IEC16850 & IEEE1613, Managed Ethernet Switch, 8 10/100 Ports + 12 100FX Fiber Ports. Rack Mount with Internal Universal Power Supply, 100VAC - 260VAC. | Ea |  | 1 Year (Limited Lifetime) | 7240 | 8% | 6660.8
51050 | Etherwan | EX87230-Q00C | Hardened ( -40°C - 75°C ), IEC16850 & IEEE1613, Managed Ethernet Switch, 8 10/100 Ports + 12 100FX Fiber Ports. Rack Mount with Internal Universal Power Supply, 100VAC - 260VAC. | Ea |  | 1 Year (Limited Lifetime) | 7840 | 8% | 7212.8
51051 | Etherwan | EX87230-R00C | Hardened ( -40°C - 75°C ), IEC16850 & IEEE1613, Managed Ethernet Switch, 8 10/100 Ports + 12 100FX Fiber Ports. Rack Mount with Internal Universal Power Supply, 100VAC - 260VAC. | Ea |  | 1 Year (Limited Lifetime) | 12040 | 8% | 11076.8
51052 | Etherwan | EX87230-S00C | Hardened ( -40°C - 75°C ), IEC16850 & IEEE1613, Managed Ethernet Switch, 8 10/100 Ports + 12 100FX Fiber Ports. Rack Mount with Internal Universal Power Supply, 100VAC - 260VAC. | Ea |  | 1 Year (Limited Lifetime) | 13240 | 8% | 12180.8
51053 | Etherwan | EX87232-10VC | Hardened ( -40°C - 75°C ), IEC16850 & IEEE1613, Managed Ethernet Switch, 8 10/100 Ports + 12 100FX Fiber Ports + 2 GE SFP Combo Ports. Rack Mount with Internal Universal Power Supply, 100VAC - 260VAC. | Ea |  | 1 Year (Limited Lifetime) | 4140 | 8% | 3808.8
51054 | Etherwan | EX87232-123C | Hardened ( -40°C - 75°C ), IEC16850 & IEEE1613, Managed Ethernet Switch, 8 10/100 Ports + 12 100FX Fiber Ports + 2 GE Fiber Ports. Rack Mount with Internal Universal Power Supply, 100VAC - 260VAC. | Ea |  | 1 Year (Limited Lifetime) | 4440 | 8% | 4084.8
51055 | Etherwan | EX87232-12AC | Hardened ( -40°C - 75°C ), IEC16850 & IEEE1613, Managed Ethernet Switch, 8 10/100 Ports + 12 100FX Fiber Ports + 2 GE Fiber Ports. Rack Mount with Internal Universal Power Supply, 100VAC - 260VAC. | Ea |  | 1 Year (Limited Lifetime) | 5440 | 8% | 5004.8
51056 | Etherwan | EX87232-12BC | Hardened ( -40°C - 75°C ), IEC16850 & IEEE1613, Managed Ethernet Switch, 8 10/100 Ports + 12 100FX Fiber Ports + 2 GE Fiber Ports. Rack Mount with Internal Universal Power Supply, 100VAC - 260VAC. | Ea |  | 1 Year (Limited Lifetime) | 6240 | 8% | 5740.8
51057 | Etherwan | EX87232-12RC | Hardened ( -40°C - 75°C ), IEC16850 & IEEE1613, Managed Ethernet Switch, 8 10/100 Ports + 12 100FX Fiber Ports + 2 GE Fiber Ports. Rack Mount with Internal Universal Power Supply, 100VAC - 260VAC. | Ea |  | 1 Year (Limited Lifetime) | 7640 | 8% | 7028.8
51058 | Etherwan | EX87232-12SC | Hardened ( -40°C - 75°C ), IEC16850 & IEEE1613, Managed Ethernet Switch, 8 10/100 Ports + 12 100FX Fiber Ports + 2 GE Fiber Ports. Rack Mount with Internal Universal Power Supply, 100VAC - 260VAC. | Ea |  | 1 Year (Limited Lifetime) | 8040 | 8% | 7396.8
51059 | Etherwan | EX87232-A0VC | Hardened ( -40°C - 75°C ), IEC16850 & IEEE1613, Managed Ethernet Switch, 8 10/100 Ports + 12 100FX Fiber Ports + 2 GE SFP Combo Ports. Rack Mount with Internal Universal Power Supply, 100VAC - 260VAC. | Ea |  | 1 Year (Limited Lifetime) | 6540 | 8% | 6016.8
51060 | Etherwan | EX87232-A23C | Hardened ( -40°C - 75°C ), IEC16850 & IEEE1613, Managed Ethernet Switch, 8 10/100 Ports + 12 100FX Fiber Ports + 2 GE Fiber Ports. Rack Mount with Internal Universal Power Supply, 100VAC - 260VAC. | Ea |  | 1 Year (Limited Lifetime) | 6840 | 8% | 6292.8
51061 | Etherwan | EX87232-A2AC | Hardened ( -40°C - 75°C ), IEC16850 & IEEE1613, Managed Ethernet Switch, 8 10/100 Ports + 12 100FX Fiber Ports + 2 GE Fiber Ports. Rack Mount with Internal Universal Power Supply, 100VAC - 260VAC. | Ea |  | 1 Year (Limited Lifetime) | 7840 | 8% | 7212.8
51062 | Etherwan | EX87232-A2BC | Hardened ( -40°C - 75°C ), IEC16850 & IEEE1613, Managed Ethernet Switch, 8 10/100 Ports + 12 100FX Fiber Ports + 2 GE Fiber Ports. Rack Mount with Internal Universal Power Supply, 100VAC - 260VAC. | Ea |  | 1 Year (Limited Lifetime) | 8640 | 8% | 7948.8
51063 | Etherwan | EX87232-A2RC | Hardened ( -40°C - 75°C ), IEC16850 & IEEE1613, Managed Ethernet Switch, 8 10/100 Ports + 12 100FX Fiber Ports + 2 GE Fiber Ports. Rack Mount with Internal Universal Power Supply, 100VAC - 260VAC. | Ea |  | 1 Year (Limited Lifetime) | 10040 | 8% | 9236.8
51064 | Etherwan | EX87232-A2SC | Hardened ( -40°C - 75°C ), IEC16850 & IEEE1613, Managed Ethernet Switch, 8 10/100 Ports + 12 100FX Fiber Ports + 2 GE Fiber Ports. Rack Mount with Internal Universal Power Supply, 100VAC - 260VAC. | Ea |  | 1 Year (Limited Lifetime) | 10440 | 8% | 9604.8
51065 | Etherwan | EX87232-B0VC | Hardened ( -40°C - 75°C ), IEC16850 & IEEE1613, Managed Ethernet Switch, 8 10/100 Ports + 12 100FX Fiber Ports + 2 GE SFP Combo Ports. Rack Mount with Internal Universal Power Supply, 100VAC - 260VAC. | Ea |  | 1 Year (Limited Lifetime) | 8340 | 8% | 7672.8
51066 | Etherwan | EX87232-B23C | Hardened ( -40°C - 75°C ), IEC16850 & IEEE1613, Managed Ethernet Switch, 8 10/100 Ports + 12 100FX Fiber Ports + 2 GE Fiber Ports. Rack Mount with Internal Universal Power Supply, 100VAC - 260VAC. | Ea |  | 1 Year (Limited Lifetime) | 8640 | 8% | 7948.8
51067 | Etherwan | EX87232-B2AC | Hardened ( -40°C - 75°C ), IEC16850 & IEEE1613, Managed Ethernet Switch, 8 10/100 Ports + 12 100FX Fiber Ports + 2 GE Fiber Ports. Rack Mount with Internal Universal Power Supply, 100VAC - 260VAC. | Ea |  | 1 Year (Limited Lifetime) | 9640 | 8% | 8868.8
51068 | Etherwan | EX87232-B2BC | Hardened ( -40°C - 75°C ), IEC16850 & IEEE1613, Managed Ethernet Switch, 8 10/100 Ports + 12 100FX Fiber Ports + 2 GE Fiber Ports. Rack Mount with Internal Universal Power Supply, 100VAC - 260VAC. | Ea |  | 1 Year (Limited Lifetime) | 10440 | 8% | 9604.8
51069 | Etherwan | EX87232-B2RC | Hardened ( -40°C - 75°C ), IEC16850 & IEEE1613, Managed Ethernet Switch, 8 10/100 Ports + 12 100FX Fiber Ports + 2 GE Fiber Ports. Rack Mount with Internal Universal Power Supply, 100VAC - 260VAC. | Ea |  | 1 Year (Limited Lifetime) | 11840 | 8% | 10892.8
51070 | Etherwan | EX87232-B2SC | Hardened ( -40°C - 75°C ), IEC16850 & IEEE1613, Managed Ethernet Switch, 8 10/100 Ports + 12 100FX Fiber Ports + 2 GE Fiber Ports. Rack Mount with Internal Universal Power Supply, 100VAC - 260VAC. | Ea |  | 1 Year (Limited Lifetime) | 12240 | 8% | 11260.8
51071 | Etherwan | EX87232-P0VC | Hardened ( -40°C - 75°C ), IEC16850 & IEEE1613, Managed Ethernet Switch, 8 10/100 Ports + 12 100FX Fiber Ports + 2 GE SFP Combo Ports. Rack Mount with Internal Universal Power Supply, 100VAC - 260VAC. | Ea |  | 1 Year (Limited Lifetime) | 7740 | 8% | 7120.8
51072 | Etherwan | EX87232-P23C | Hardened ( -40°C - 75°C ), IEC16850 & IEEE1613, Managed Ethernet Switch, 8 10/100 Ports + 12 100FX Fiber Ports + 2 GE Fiber Ports. Rack Mount with Internal Universal Power Supply, 100VAC - 260VAC. | Ea |  | 1 Year (Limited Lifetime) | 8040 | 8% | 7396.8
51073 | Etherwan | EX87232-P2AC | Hardened ( -40°C - 75°C ), IEC16850 & IEEE1613, Managed Ethernet Switch, 8 10/100 Ports + 12 100FX Fiber Ports + 2 GE Fiber Ports. Rack Mount with Internal Universal Power Supply, 100VAC - 260VAC. | Ea |  | 1 Year (Limited Lifetime) | 9040 | 8% | 8316.8
51074 | Etherwan | EX87232-P2BC | Hardened ( -40°C - 75°C ), IEC16850 & IEEE1613, Managed Ethernet Switch, 8 10/100 Ports + 12 100FX Fiber Ports + 2 GE Fiber Ports. Rack Mount with Internal Universal Power Supply, 100VAC - 260VAC. | Ea |  | 1 Year (Limited Lifetime) | 9840 | 8% | 9052.8
51075 | Etherwan | EX87232-P2RC | Hardened ( -40°C - 75°C ), IEC16850 & IEEE1613, Managed Ethernet Switch, 8 10/100 Ports + 12 100FX Fiber Ports + 2 GE Fiber Ports. Rack Mount with Internal Universal Power Supply, 100VAC - 260VAC. | Ea |  | 1 Year (Limited Lifetime) | 11240 | 8% | 10340.8
51076 | Etherwan | EX87232-P2SC | Hardened ( -40°C - 75°C ), IEC16850 & IEEE1613, Managed Ethernet Switch, 8 10/100 Ports + 12 100FX Fiber Ports + 2 GE Fiber Ports. Rack Mount with Internal Universal Power Supply, 100VAC - 260VAC. | Ea |  | 1 Year (Limited Lifetime) | 11640 | 8% | 10708.8
51077 | Etherwan | EX87232-Q0VC | Hardened ( -40°C - 75°C ), IEC16850 & IEEE1613, Managed Ethernet Switch, 8 10/100 Ports + 12 100FX Fiber Ports + 2 GE SFP Combo Ports. Rack Mount with Internal Universal Power Supply, 100VAC - 260VAC. | Ea |  | 1 Year (Limited Lifetime) | 8340 | 8% | 7672.8
51078 | Etherwan | EX87232-Q23C | Hardened ( -40°C - 75°C ), IEC16850 & IEEE1613, Managed Ethernet Switch, 8 10/100 Ports + 12 100FX Fiber Ports + 2 GE Fiber Ports. Rack Mount with Internal Universal Power Supply, 100VAC - 260VAC. | Ea |  | 1 Year (Limited Lifetime) | 8640 | 8% | 7948.8
51079 | Etherwan | EX87232-Q2AC | Hardened ( -40°C - 75°C ), IEC16850 & IEEE1613, Managed Ethernet Switch, 8 10/100 Ports + 12 100FX Fiber Ports + 2 GE Fiber Ports. Rack Mount with Internal Universal Power Supply, 100VAC - 260VAC. | Ea |  | 1 Year (Limited Lifetime) | 9640 | 8% | 8868.8
51080 | Etherwan | EX87232-Q2BC | Hardened ( -40°C - 75°C ), IEC16850 & IEEE1613, Managed Ethernet Switch, 8 10/100 Ports + 12 100FX Fiber Ports + 2 GE Fiber Ports. Rack Mount with Internal Universal Power Supply, 100VAC - 260VAC. | Ea |  | 1 Year (Limited Lifetime) | 10440 | 8% | 9604.8
51081 | Etherwan | EX87232-Q2RC | Hardened ( -40°C - 75°C ), IEC16850 & IEEE1613, Managed Ethernet Switch, 8 10/100 Ports + 12 100FX Fiber Ports + 2 GE Fiber Ports. Rack Mount with Internal Universal Power Supply, 100VAC - 260VAC. | Ea |  | 1 Year (Limited Lifetime) | 11840 | 8% | 10892.8
51082 | Etherwan | EX87232-Q2SC | Hardened ( -40°C - 75°C ), IEC16850 & IEEE1613, Managed Ethernet Switch, 8 10/100 Ports + 12 100FX Fiber Ports + 2 GE Fiber Ports. Rack Mount with Internal Universal Power Supply, 100VAC - 260VAC. | Ea |  | 1 Year (Limited Lifetime) | 12240 | 8% | 11260.8
51083 | Etherwan | EX87232-R0VC | Hardened ( -40°C - 75°C ), IEC16850 & IEEE1613, Managed Ethernet Switch, 8 10/100 Ports + 12 100FX Fiber Ports + 2 GE SFP Combo Ports. Rack Mount with Internal Universal Power Supply, 100VAC - 260VAC. | Ea |  | 1 Year (Limited Lifetime) | 12540 | 8% | 11536.8
51084 | Etherwan | EX87232-R23C | Hardened ( -40°C - 75°C ), IEC16850 & IEEE1613, Managed Ethernet Switch, 8 10/100 Ports + 12 100FX Fiber Ports + 2 GE Fiber Ports. Rack Mount with Internal Universal Power Supply, 100VAC - 260VAC. | Ea |  | 1 Year (Limited Lifetime) | 12840 | 8% | 11812.8
51085 | Etherwan | EX87232-R2AC | Hardened ( -40°C - 75°C ), IEC16850 & IEEE1613, Managed Ethernet Switch, 8 10/100 Ports + 12 100FX Fiber Ports + 2 GE Fiber Ports. Rack Mount with Internal Universal Power Supply, 100VAC - 260VAC. | Ea |  | 1 Year (Limited Lifetime) | 13840 | 8% | 12732.8
51086 | Etherwan | EX87232-R2BC | Hardened ( -40°C - 75°C ), IEC16850 & IEEE1613, Managed Ethernet Switch, 8 10/100 Ports + 12 100FX Fiber Ports + 2 GE Fiber Ports. Rack Mount with Internal Universal Power Supply, 100VAC - 260VAC. | Ea |  | 1 Year (Limited Lifetime) | 14640 | 8% | 13468.8
51087 | Etherwan | EX87232-R2RC | Hardened ( -40°C - 75°C ), IEC16850 & IEEE1613, Managed Ethernet Switch, 8 10/100 Ports + 12 100FX Fiber Ports + 2 GE Fiber Ports. Rack Mount with Internal Universal Power Supply, 100VAC - 260VAC. | Ea |  | 1 Year (Limited Lifetime) | 16040 | 8% | 14756.8
51088 | Etherwan | EX87232-R2SC | Hardened ( -40°C - 75°C ), IEC16850 & IEEE1613, Managed Ethernet Switch, 8 10/100 Ports + 12 100FX Fiber Ports + 2 GE Fiber Ports. Rack Mount with Internal Universal Power Supply, 100VAC - 260VAC. | Ea |  | 1 Year (Limited Lifetime) | 16440 | 8% | 15124.8
51089 | Etherwan | EX87232-S0VC | Hardened ( -40°C - 75°C ), IEC16850 & IEEE1613, Managed Ethernet Switch, 8 10/100 Ports + 12 100FX Fiber Ports + 2 GE SFP Combo Ports. Rack Mount with Internal Universal Power Supply, 100VAC - 260VAC. | Ea |  | 1 Year (Limited Lifetime) | 13740 | 8% | 12640.8
51090 | Etherwan | EX87232-S23C | Hardened ( -40°C - 75°C ), IEC16850 & IEEE1613, Managed Ethernet Switch, 8 10/100 Ports + 12 100FX Fiber Ports + 2 GE Fiber Ports. Rack Mount with Internal Universal Power Supply, 100VAC - 260VAC. | Ea |  | 1 Year (Limited Lifetime) | 14040 | 8% | 12916.8
51091 | Etherwan | EX87232-S2AC | Hardened ( -40°C - 75°C ), IEC16850 & IEEE1613, Managed Ethernet Switch, 8 10/100 Ports + 12 100FX Fiber Ports + 2 GE Fiber Ports. Rack Mount with Internal Universal Power Supply, 100VAC - 260VAC. | Ea |  | 1 Year (Limited Lifetime) | 15040 | 8% | 13836.8
51092 | Etherwan | EX87232-S2BC | Hardened ( -40°C - 75°C ), IEC16850 & IEEE1613, Managed Ethernet Switch, 8 10/100 Ports + 12 100FX Fiber Ports + 2 GE Fiber Ports. Rack Mount with Internal Universal Power Supply, 100VAC - 260VAC. | Ea |  | 1 Year (Limited Lifetime) | 15840 | 8% | 14572.8
51093 | Etherwan | EX87232-S2RC | Hardened ( -40°C - 75°C ), IEC16850 & IEEE1613, Managed Ethernet Switch, 8 10/100 Ports + 12 100FX Fiber Ports + 2 GE Fiber Ports. Rack Mount with Internal Universal Power Supply, 100VAC - 260VAC. | Ea |  | 1 Year (Limited Lifetime) | 17240 | 8% | 15860.8
51094 | Etherwan | EX87232-S2SC | Hardened ( -40°C - 75°C ), IEC16850 & IEEE1613, Managed Ethernet Switch, 8 10/100 Ports + 12 100FX Fiber Ports + 2 GE Fiber Ports. Rack Mount with Internal Universal Power Supply, 100VAC - 260VAC. | Ea |  | 1 Year (Limited Lifetime) | 17640 | 8% | 16228.8
51095 | Etherwan | EX87234-10VC | Hardened ( -40°C - 75°C ), IEC16850 & IEEE1613, Managed Ethernet Switch, 8 10/100 Ports + 12 100FX Fiber Ports + 4 GE SFP Combo Ports. Rack Mount with Internal Universal Power Supply, 100VAC - 260VAC. | Ea |  | 1 Year (Limited Lifetime) | 4640 | 8% | 4268.8
51096 | Etherwan | EX87234-143C | Hardened ( -40°C - 75°C ), IEC16850 & IEEE1613, Managed Ethernet Switch, 8 10/100 Ports + 12 100FX Fiber Ports + 4 GE Fiber Ports. Rack Mount with Internal Universal Power Supply, 100VAC - 260VAC. | Ea |  | 1 Year (Limited Lifetime) | 5240 | 8% | 4820.8
51097 | Etherwan | EX87234-14AC | Hardened ( -40°C - 75°C ), IEC16850 & IEEE1613, Managed Ethernet Switch, 8 10/100 Ports + 12 100FX Fiber Ports + 4 GE Fiber Ports. Rack Mount with Internal Universal Power Supply, 100VAC - 260VAC. | Ea |  | 1 Year (Limited Lifetime) | 7240 | 8% | 6660.8
51098 | Etherwan | EX87234-14BC | Hardened ( -40°C - 75°C ), IEC16850 & IEEE1613, Managed Ethernet Switch, 8 10/100 Ports + 12 100FX Fiber Ports + 4 GE Fiber Ports. Rack Mount with Internal Universal Power Supply, 100VAC - 260VAC. | Ea |  | 1 Year (Limited Lifetime) | 8840 | 8% | 8132.8
51099 | Etherwan | EX87234-14RC | Hardened ( -40°C - 75°C ), IEC16850 & IEEE1613, Managed Ethernet Switch, 8 10/100 Ports + 12 100FX Fiber Ports + 4 GE Fiber Ports. Rack Mount with Internal Universal Power Supply, 100VAC - 260VAC. | Ea |  | 1 Year (Limited Lifetime) | 11640 | 8% | 10708.8
51100 | Etherwan | EX87234-14SC | Hardened ( -40°C - 75°C ), IEC16850 & IEEE1613, Managed Ethernet Switch, 8 10/100 Ports + 12 100FX Fiber Ports + 4 GE Fiber Ports. Rack Mount with Internal Universal Power Supply, 100VAC - 260VAC. | Ea |  | 1 Year (Limited Lifetime) | 12440 | 8% | 11444.8
51101 | Etherwan | EX87234-A0VC | Hardened ( -40°C - 75°C ), IEC16850 & IEEE1613, Managed Ethernet Switch, 8 10/100 Ports + 12 100FX Fiber Ports + 4 GE SFP Combo Ports. Rack Mount with Internal Universal Power Supply, 100VAC - 260VAC. | Ea |  | 1 Year (Limited Lifetime) | 7040 | 8% | 6476.8
51102 | Etherwan | EX87234-A43C | Hardened ( -40°C - 75°C ), IEC16850 & IEEE1613, Managed Ethernet Switch, 8 10/100 Ports + 12 100FX Fiber Ports + 4 GE Fiber Ports. Rack Mount with Internal Universal Power Supply, 100VAC - 260VAC. | Ea |  | 1 Year (Limited Lifetime) | 7640 | 8% | 7028.8
51103 | Etherwan | EX87234-A4AC | Hardened ( -40°C - 75°C ), IEC16850 & IEEE1613, Managed Ethernet Switch, 8 10/100 Ports + 12 100FX Fiber Ports + 4 GE Fiber Ports. Rack Mount with Internal Universal Power Supply, 100VAC - 260VAC. | Ea |  | 1 Year (Limited Lifetime) | 9640 | 8% | 8868.8
51104 | Etherwan | EX87234-A4BC | Hardened ( -40°C - 75°C ), IEC16850 & IEEE1613, Managed Ethernet Switch, 8 10/100 Ports + 12 100FX Fiber Ports + 4 GE Fiber Ports. Rack Mount with Internal Universal Power Supply, 100VAC - 260VAC. | Ea |  | 1 Year (Limited Lifetime) | 11240 | 8% | 10340.8
51105 | Etherwan | EX87234-A4RC | Hardened ( -40°C - 75°C ), IEC16850 & IEEE1613, Managed Ethernet Switch, 8 10/100 Ports + 12 100FX Fiber Ports + 4 GE Fiber Ports. Rack Mount with Internal Universal Power Supply, 100VAC - 260VAC. | Ea |  | 1 Year (Limited Lifetime) | 14040 | 8% | 12916.8
51106 | Etherwan | EX87234-A4SC | Hardened ( -40°C - 75°C ), IEC16850 & IEEE1613, Managed Ethernet Switch, 8 10/100 Ports + 12 100FX Fiber Ports + 4 GE Fiber Ports. Rack Mount with Internal Universal Power Supply, 100VAC - 260VAC. | Ea |  | 1 Year (Limited Lifetime) | 14840 | 8% | 13652.8
51107 | Etherwan | EX87234-B0VC | Hardened ( -40°C - 75°C ), IEC16850 & IEEE1613, Managed Ethernet Switch, 8 10/100 Ports + 12 100FX Fiber Ports + 4 GE SFP Combo Ports. Rack Mount with Internal Universal Power Supply, 100VAC - 260VAC. | Ea |  | 1 Year (Limited Lifetime) | 8840 | 8% | 8132.8
51108 | Etherwan | EX87234-B43C | Hardened ( -40°C - 75°C ), IEC16850 & IEEE1613, Managed Ethernet Switch, 8 10/100 Ports + 12 100FX Fiber Ports + 4 GE Fiber Ports. Rack Mount with Internal Universal Power Supply, 100VAC - 260VAC. | Ea |  | 1 Year (Limited Lifetime) | 9440 | 8% | 8684.8
51109 | Etherwan | EX87234-B4AC | Hardened ( -40°C - 75°C ), IEC16850 & IEEE1613, Managed Ethernet Switch, 8 10/100 Ports + 12 100FX Fiber Ports + 4 GE Fiber Ports. Rack Mount with Internal Universal Power Supply, 100VAC - 260VAC. | Ea |  | 1 Year (Limited Lifetime) | 11440 | 8% | 10524.8
51110 | Etherwan | EX87234-B4BC | Hardened ( -40°C - 75°C ), IEC16850 & IEEE1613, Managed Ethernet Switch, 8 10/100 Ports + 12 100FX Fiber Ports + 4 GE Fiber Ports. Rack Mount with Internal Universal Power Supply, 100VAC - 260VAC. | Ea |  | 1 Year (Limited Lifetime) | 13040 | 8% | 11996.8
51111 | Etherwan | EX87234-B4RC | Hardened ( -40°C - 75°C ), IEC16850 & IEEE1613, Managed Ethernet Switch, 8 10/100 Ports + 12 100FX Fiber Ports + 4 GE Fiber Ports. Rack Mount with Internal Universal Power Supply, 100VAC - 260VAC. | Ea |  | 1 Year (Limited Lifetime) | 15840 | 8% | 14572.8
51112 | Etherwan | EX87234-B4SC | Hardened ( -40°C - 75°C ), IEC16850 & IEEE1613, Managed Ethernet Switch, 8 10/100 Ports + 12 100FX Fiber Ports + 4 GE Fiber Ports. Rack Mount with Internal Universal Power Supply, 100VAC - 260VAC. | Ea |  | 1 Year (Limited Lifetime) | 16640 | 8% | 15308.8
51113 | Etherwan | EX87234-P0VC | Hardened ( -40°C - 75°C ), IEC16850 & IEEE1613, Managed Ethernet Switch, 8 10/100 Ports + 12 100FX Fiber Ports + 4 GE Fiber Ports. Rack Mount with Internal Universal Power Supply, 100VAC - 260VAC. | Ea |  | 1 Year (Limited Lifetime) | 8240 | 8% | 7580.8
51114 | Etherwan | EX87234-P43C | Hardened ( -40°C - 75°C ), IEC16850 & IEEE1613, Managed Ethernet Switch, 8 10/100 Ports + 12 100FX Fiber Ports + 4 GE Fiber Ports. Rack Mount with Internal Universal Power Supply, 100VAC - 260VAC. | Ea |  | 1 Year (Limited Lifetime) | 8840 | 8% | 8132.8
51115 | Etherwan | EX87234-P4AC | Hardened ( -40°C - 75°C ), IEC16850 & IEEE1613, Managed Ethernet Switch, 8 10/100 Ports + 12 100FX Fiber Ports + 4 GE Fiber Ports. Rack Mount with Internal Universal Power Supply, 100VAC - 260VAC. | Ea |  | 1 Year (Limited Lifetime) | 10840 | 8% | 9972.8
51116 | Etherwan | EX87234-P4BC | Hardened ( -40°C - 75°C ), IEC16850 & IEEE1613, Managed Ethernet Switch, 8 10/100 Ports + 12 100FX Fiber Ports + 4 GE Fiber Ports. Rack Mount with Internal Universal Power Supply, 100VAC - 260VAC. | Ea |  | 1 Year (Limited Lifetime) | 12440 | 8% | 11444.8
51117 | Etherwan | EX87234-P4RC | Hardened ( -40°C - 75°C ), IEC16850 & IEEE1613, Managed Ethernet Switch, 8 10/100 Ports + 12 100FX Fiber Ports + 4 GE Fiber Ports. Rack Mount with Internal Universal Power Supply, 100VAC - 260VAC. | Ea |  | 1 Year (Limited Lifetime) | 15240 | 8% | 14020.8
51118 | Etherwan | EX87234-P4SC | Hardened ( -40°C - 75°C ), IEC16850 & IEEE1613, Managed Ethernet Switch, 8 10/100 Ports + 12 100FX Fiber Ports + 4 GE Fiber Ports. Rack Mount with Internal Universal Power Supply, 100VAC - 260VAC. | Ea |  | 1 Year (Limited Lifetime) | 16040 | 8% | 14756.8
51119 | Etherwan | EX87234-Q0VC | Hardened ( -40°C - 75°C ), IEC16850 & IEEE1613, Managed Ethernet Switch, 8 10/100 Ports + 12 100FX Fiber Ports + 4 GE SFP Combo Ports. Rack Mount with Internal Universal Power Supply, 100VAC - 260VAC. | Ea |  | 1 Year (Limited Lifetime) | 8840 | 8% | 8132.8
51120 | Etherwan | EX87234-Q43C | Hardened ( -40°C - 75°C ), IEC16850 & IEEE1613, Managed Ethernet Switch, 8 10/100 Ports + 12 100FX Fiber Ports + 4 GE Fiber Ports. Rack Mount with Internal Universal Power Supply, 100VAC - 260VAC. | Ea |  | 1 Year (Limited Lifetime) | 9440 | 8% | 8684.8
51121 | Etherwan | EX87234-Q4AC | Hardened ( -40°C - 75°C ), IEC16850 & IEEE1613, Managed Ethernet Switch, 8 10/100 Ports + 12 100FX Fiber Ports + 4 GE Fiber Ports. Rack Mount with Internal Universal Power Supply, 100VAC - 260VAC. | Ea |  | 1 Year (Limited Lifetime) | 11440 | 8% | 10524.8
51122 | Etherwan | EX87234-Q4BC | Hardened ( -40°C - 75°C ), IEC16850 & IEEE1613, Managed Ethernet Switch, 8 10/100 Ports + 12 100FX Fiber Ports + 4 GE Fiber Ports. Rack Mount with Internal Universal Power Supply, 100VAC - 260VAC. | Ea |  | 1 Year (Limited Lifetime) | 13040 | 8% | 11996.8
51123 | Etherwan | EX87234-Q4RC | Hardened ( -40°C - 75°C ), IEC16850 & IEEE1613, Managed Ethernet Switch, 8 10/100 Ports + 12 100FX Fiber Ports + 4 GE Fiber Ports. Rack Mount with Internal Universal Power Supply, 100VAC - 260VAC. | Ea |  | 1 Year (Limited Lifetime) | 15840 | 8% | 14572.8
51124 | Etherwan | EX87234-Q4SC | Hardened ( -40°C - 75°C ), IEC16850 & IEEE1613, Managed Ethernet Switch, 8 10/100 Ports + 12 100FX Fiber Ports + 4 GE Fiber Ports. Rack Mount with Internal Universal Power Supply, 100VAC - 260VAC. | Ea |  | 1 Year (Limited Lifetime) | 16640 | 8% | 15308.8
51125 | Etherwan | EX87234-R0VC | Hardened ( -40°C - 75°C ), IEC16850 & IEEE1613, Managed Ethernet Switch, 8 10/100 Ports + 12 100FX Fiber Ports + 4 GE SFP Combo Ports. Rack Mount with Internal Universal Power Supply, 100VAC - 260VAC. | Ea |  | 1 Year (Limited Lifetime) | 13040 | 8% | 11996.8
51126 | Etherwan | EX87234-R43C | Hardened ( -40°C - 75°C ), IEC16850 & IEEE1613, Managed Ethernet Switch, 8 10/100 Ports + 12 100FX Fiber Ports + 4 GE Fiber Ports. Rack Mount with Internal Universal Power Supply, 100VAC - 260VAC. | Ea |  | 1 Year (Limited Lifetime) | 13640 | 8% | 12548.8
51127 | Etherwan | EX87234-R4AC | Hardened ( -40°C - 75°C ), IEC16850 & IEEE1613, Managed Ethernet Switch, 8 10/100 Ports + 12 100FX Fiber Ports + 4 GE Fiber Ports. Rack Mount with Internal Universal Power Supply, 100VAC - 260VAC. | Ea |  | 1 Year (Limited Lifetime) | 15640 | 8% | 14388.8
51128 | Etherwan | EX87234-R4BC | Hardened ( -40°C - 75°C ), IEC16850 & IEEE1613, Managed Ethernet Switch, 8 10/100 Ports + 12 100FX Fiber Ports + 4 GE Fiber Ports. Rack Mount with Internal Universal Power Supply, 100VAC - 260VAC. | Ea |  | 1 Year (Limited Lifetime) | 17240 | 8% | 15860.8
51129 | Etherwan | EX87234-R4RC | Hardened ( -40°C - 75°C ), IEC16850 & IEEE1613, Managed Ethernet Switch, 8 10/100 Ports + 12 100FX Fiber Ports + 4 GE Fiber Ports. Rack Mount with Internal Universal Power Supply, 100VAC - 260VAC. | Ea |  | 1 Year (Limited Lifetime) | 20040 | 8% | 18436.8
51130 | Etherwan | EX87234-R4SC | Hardened ( -40°C - 75°C ), IEC16850 & IEEE1613, Managed Ethernet Switch, 8 10/100 Ports + 12 100FX Fiber Ports + 4 GE Fiber Ports. Rack Mount with Internal Universal Power Supply, 100VAC - 260VAC. | Ea |  | 1 Year (Limited Lifetime) | 20840 | 8% | 19172.8
51131 | Etherwan | EX87234-S0VC | Hardened ( -40°C - 75°C ), IEC16850 & IEEE1613, Managed Ethernet Switch, 8 10/100 Ports + 12 100FX Fiber Ports + 4 GE SFP Combo Ports. Rack Mount with Internal Universal Power Supply, 100VAC - 260VAC. | Ea |  | 1 Year (Limited Lifetime) | 14080 | 8% | 12953.6
51132 | Etherwan | EX87234-S43C | Hardened ( -40°C - 75°C ), IEC16850 & IEEE1613, Managed Ethernet Switch, 8 10/100 Ports + 12 100FX Fiber Ports + 4 GE Fiber Ports. Rack Mount with Internal Universal Power Supply, 100VAC - 260VAC. | Ea |  | 1 Year (Limited Lifetime) | 14840 | 8% | 13652.8
51133 | Etherwan | EX87234-S4AC | Hardened ( -40°C - 75°C ), IEC16850 & IEEE1613, Managed Ethernet Switch, 8 10/100 Ports + 12 100FX Fiber Ports + 4 GE Fiber Ports. Rack Mount with Internal Universal Power Supply, 100VAC - 260VAC. | Ea |  | 1 Year (Limited Lifetime) | 16840 | 8% | 15492.8
51134 | Etherwan | EX87234-S4BC | Hardened ( -40°C - 75°C ), IEC16850 & IEEE1613, Managed Ethernet Switch, 8 10/100 Ports + 12 100FX Fiber Ports + 4 GE Fiber Ports. Rack Mount with Internal Universal Power Supply, 100VAC - 260VAC. | Ea |  | 1 Year (Limited Lifetime) | 18440 | 8% | 16964.8
51135 | Etherwan | EX87234-S4RC | Hardened ( -40°C - 75°C ), IEC16850 & IEEE1613, Managed Ethernet Switch, 8 10/100 Ports + 12 100FX Fiber Ports + 4 GE Fiber Ports. Rack Mount with Internal Universal Power Supply, 100VAC - 260VAC. | Ea |  | 1 Year (Limited Lifetime) | 21240 | 8% | 19540.8
51136 | Etherwan | EX87234-S4SC | Hardened ( -40°C - 75°C ), IEC16850 & IEEE1613, Managed Ethernet Switch, 8 10/100 Ports + 12 100FX Fiber Ports + 4 GE Fiber Ports. Rack Mount with Internal Universal Power Supply, 100VAC - 260VAC. | Ea |  | 1 Year (Limited Lifetime) | 22040 | 8% | 20276.8
51137 | Etherwan | EX87240-100C | Hardened ( -40°C - 75°C ), IEC16850 & IEEE1613, Managed Ethernet Switch, 8 10/100 Ports + 16 100FX Fiber Ports. Rack Mount with Internal Universal Power Supply, 100VAC - 260VAC. | Ea |  | 1 Year (Limited Lifetime) | 4440 | 8% | 4084.8
51138 | Etherwan | EX87240-200C | Hardened ( -40°C - 75°C ), IEC16850 & IEEE1613, Managed Ethernet Switch, 8 10/100 Ports + 16 100FX Fiber Ports. Rack Mount with Internal Universal Power Supply, 100VAC - 260VAC. | Ea |  | 1 Year (Limited Lifetime) | 4440 | 8% | 4084.8
51139 | Etherwan | EX87240-200WR | Hardened ( -40°C - 75°C ), IEC16850 & IEEE1613, Managed Ethernet Switch, 8 10/100 Ports + 16 100FX Fiber Ports. Rack Mount with Redundant Power Supply, 88VDC to 370VDC and 90VAC to 264VAC. | Ea |  | 1 Year (Limited Lifetime) | 4745 | 8% | 4365.4
51140 | Etherwan | EX87240-A00C | Hardened ( -40°C - 75°C ), IEC16850 & IEEE1613, Managed Ethernet Switch, 8 10/100 Ports + 16 100FX Fiber Ports. Rack Mount with Internal Universal Power Supply, 100VAC - 260VAC. | Ea |  | 1 Year (Limited Lifetime) | 7640 | 8% | 7028.8
51141 | Etherwan | EX87240-A0VC | Hardened ( -40°C - 75°C ), IEC16850 & IEEE1613, Managed Ethernet Switch, 8 10/100 Ports + 16 100FX Fiber Ports + 2 GE SFP Combo Ports. Rack Mount with Internal Universal Power Supply, 100VAC - 260VAC. | Ea |  | 1 Year (Limited Lifetime) | 8140 | 8% | 7488.8
51142 | Etherwan | EX87240-B00C | Hardened ( -40°C - 75°C ), IEC16850 & IEEE1613, Managed Ethernet Switch, 8 10/100 Ports + 16 100FX Fiber Ports. Rack Mount with Internal Universal Power Supply, 100VAC - 260VAC. | Ea |  | 1 Year (Limited Lifetime) | 10040 | 8% | 9236.8
51143 | Etherwan | EX87240-H00C | Hardened ( -40°C - 75°C ), IEC16850 & IEEE1613, Managed Ethernet Switch, 8 10/100 Ports + 16 100FX Fiber Ports. Rack Mount with Internal Universal Power Supply, 100VAC - 260VAC. | Ea |  | 1 Year (Limited Lifetime) | 7640 | 8% | 7028.8
51144 | Etherwan | EX87240-P00C | Hardened ( -40°C - 75°C ), IEC16850 & IEEE1613, Managed Ethernet Switch, 8 10/100 Ports + 16 100FX Fiber Ports. Rack Mount with Internal Universal Power Supply, 100VAC - 260VAC. | Ea |  | 1 Year (Limited Lifetime) | 9240 | 8% | 8500.8
51145 | Etherwan | EX87240-Q00C | Hardened ( -40°C - 75°C ), IEC16850 & IEEE1613, Managed Ethernet Switch, 8 10/100 Ports + 16 100FX Fiber Ports. Rack Mount with Internal Universal Power Supply, 100VAC - 260VAC. | Ea |  | 1 Year (Limited Lifetime) | 10040 | 8% | 9236.8
51146 | Etherwan | EX87240-R00C | Hardened ( -40°C - 75°C ), IEC16850 & IEEE1613, Managed Ethernet Switch, 8 10/100 Ports + 16 100FX Fiber Ports. Rack Mount with Internal Universal Power Supply, 100VAC - 260VAC. | Ea |  | 1 Year (Limited Lifetime) | 15640 | 8% | 14388.8
51147 | Etherwan | EX87240-S00C | Hardened ( -40°C - 75°C ), IEC16850 & IEEE1613, Managed Ethernet Switch, 8 10/100 Ports + 16 100FX Fiber Ports. Rack Mount with Internal Universal Power Supply, 100VAC - 260VAC. | Ea |  | 1 Year (Limited Lifetime) | 20200 | 8% | 18584
51148 | Etherwan | EX87242-10VC | Hardened ( -40°C - 75°C ), IEC16850 & IEEE1613, Managed Ethernet Switch, 8 10/100 Ports + 16 100FX Fiber Ports + 2 GE SFP Combo Ports. Rack Mount with Internal Universal Power Supply, 100VAC - 260VAC. | Ea |  | 1 Year (Limited Lifetime) | 4440 | 8% | 4084.8
51149 | Etherwan | EX87242-121W | Hardened ( -40°C - 75°C ), IEC16850 & IEEE1613, Managed Ethernet Switch, 8 10/100 Ports + 16 100FX Fiber Ports + 2 GE Ports. Rack Mount with Internal Power Supply, 88VDC to 370VDC and 90VAC to 264VAC. | Ea |  | 1 Year (Limited Lifetime) | 4940 | 8% | 4544.8
51150 | Etherwan | EX87242-123C | Hardened ( -40°C - 75°C ), IEC16850 & IEEE1613, Managed Ethernet Switch, 8 10/100 Ports + 16 100FX Fiber Ports + 2 GE Fiber Ports. Rack Mount with Internal Universal Power Supply, 100VAC - 260VAC. | Ea |  | 1 Year (Limited Lifetime) | 5240 | 8% | 4820.8
51151 | Etherwan | EX87242-12AC | Hardened ( -40°C - 75°C ), IEC16850 & IEEE1613, Managed Ethernet Switch, 8 10/100 Ports + 16 100FX Fiber Ports + 2 GE Fiber Ports. Rack Mount with Internal Universal Power Supply, 100VAC - 260VAC. | Ea |  | 1 Year (Limited Lifetime) | 6240 | 8% | 5740.8
51152 | Etherwan | EX87242-12BC | Hardened ( -40°C - 75°C ), IEC16850 & IEEE1613, Managed Ethernet Switch, 8 10/100 Ports + 16 100FX Fiber Ports + 2 GE Fiber Ports. Rack Mount with Internal Universal Power Supply, 100VAC - 260VAC. | Ea |  | 1 Year (Limited Lifetime) | 7040 | 8% | 6476.8
51153 | Etherwan | EX87242-12RC | Hardened ( -40°C - 75°C ), IEC16850 & IEEE1613, Managed Ethernet Switch, 8 10/100 Ports + 16 100FX Fiber Ports + 2 GE Fiber Ports. Rack Mount with Internal Universal Power Supply, 100VAC - 260VAC. | Ea |  | 1 Year (Limited Lifetime) | 8440 | 8% | 7764.8
51154 | Etherwan | EX87242-12SC | Hardened ( -40°C - 75°C ), IEC16850 & IEEE1613, Managed Ethernet Switch, 8 10/100 Ports + 16 100FX Fiber Ports + 2 GE Fiber Ports. Rack Mount with Internal Universal Power Supply, 100VAC - 260VAC. | Ea |  | 1 Year (Limited Lifetime) | 8840 | 8% | 8132.8
51155 | Etherwan | EX87242-A0VC | Hardened ( -40°C - 75°C ), IEC16850 & IEEE1613, Managed Ethernet Switch, 8 10/100 Ports + 16 100FX Fiber Ports + 2 GE SFP Combo Ports. Rack Mount with Internal Universal Power Supply, 100VAC - 260VAC. | Ea |  | 1 Year (Limited Lifetime) | 7640 | 8% | 7028.8
51156 | Etherwan | EX87242-A23C | Hardened ( -40°C - 75°C ), IEC16850 & IEEE1613, Managed Ethernet Switch, 8 10/100 Ports + 16 100FX Fiber Ports + 2 GE Fiber Ports. Rack Mount with Internal Universal Power Supply, 100VAC - 260VAC. | Ea |  | 1 Year (Limited Lifetime) | 8440 | 8% | 7764.8
51157 | Etherwan | EX87242-A2AC | Hardened ( -40°C - 75°C ), IEC16850 & IEEE1613, Managed Ethernet Switch, 8 10/100 Ports + 16 100FX Fiber Ports + 2 GE Fiber Ports. Rack Mount with Internal Universal Power Supply, 100VAC - 260VAC. | Ea |  | 1 Year (Limited Lifetime) | 9440 | 8% | 8684.8
51158 | Etherwan | EX87242-A2BC | Hardened ( -40°C - 75°C ), IEC16850 & IEEE1613, Managed Ethernet Switch, 8 10/100 Ports + 16 100FX Fiber Ports + 2 GE Fiber Ports. Rack Mount with Internal Universal Power Supply, 100VAC - 260VAC. | Ea |  | 1 Year (Limited Lifetime) | 10240 | 8% | 9420.8
51159 | Etherwan | EX87242-A2RC | Hardened ( -40°C - 75°C ), IEC16850 & IEEE1613, Managed Ethernet Switch, 8 10/100 Ports + 16 100FX Fiber Ports + 2 GE Fiber Ports. Rack Mount with Internal Universal Power Supply, 100VAC - 260VAC. | Ea |  | 1 Year (Limited Lifetime) | 11640 | 8% | 10708.8
51160 | Etherwan | EX87242-A2SC | Hardened ( -40°C - 75°C ), IEC16850 & IEEE1613, Managed Ethernet Switch, 8 10/100 Ports + 16 100FX Fiber Ports + 2 GE Fiber Ports. Rack Mount with Internal Universal Power Supply, 100VAC - 260VAC. | Ea |  | 1 Year (Limited Lifetime) | 12040 | 8% | 11076.8
51161 | Etherwan | EX87242-B0VC | Hardened ( -40°C - 75°C ), IEC16850 & IEEE1613, Managed Ethernet Switch, 8 10/100 Ports + 16 100FX Fiber Ports + 2 GE SFP Combo Ports. Rack Mount with Internal Universal Power Supply, 100VAC - 260VAC. | Ea |  | 1 Year (Limited Lifetime) | 10540 | 8% | 9696.8
51162 | Etherwan | EX87242-B23C | Hardened ( -40°C - 75°C ), IEC16850 & IEEE1613, Managed Ethernet Switch, 8 10/100 Ports + 16 100FX Fiber Ports + 2 GE Fiber Ports. Rack Mount with Internal Universal Power Supply, 100VAC - 260VAC. | Ea |  | 1 Year (Limited Lifetime) | 10840 | 8% | 9972.8
51163 | Etherwan | EX87242-B2BC | Hardened ( -40°C - 75°C ), IEC16850 & IEEE1613, Managed Ethernet Switch, 8 10/100 Ports + 16 100FX Fiber Ports + 2 GE Fiber Ports. Rack Mount with Internal Universal Power Supply, 100VAC - 260VAC. | Ea |  | 1 Year (Limited Lifetime) | 12640 | 8% | 11628.8
51164 | Etherwan | EX87242-B2RC | Hardened ( -40°C - 75°C ), IEC16850 & IEEE1613, Managed Ethernet Switch, 8 10/100 Ports + 16 100FX Fiber Ports + 2 GE Fiber Ports. Rack Mount with Internal Universal Power Supply, 100VAC - 260VAC. | Ea |  | 1 Year (Limited Lifetime) | 14040 | 8% | 12916.8
51165 | Etherwan | EX87242-B2SC | Hardened ( -40°C - 75°C ), IEC16850 & IEEE1613, Managed Ethernet Switch, 8 10/100 Ports + 16 100FX Fiber Ports + 2 GE Fiber Ports. Rack Mount with Internal Universal Power Supply, 100VAC - 260VAC. | Ea |  | 1 Year (Limited Lifetime) | 14440 | 8% | 13284.8
51166 | Etherwan | EX87242-H2VC | Hardened ( -40°C - 75°C ), IEC16850 & IEEE1613, Managed Ethernet Switch, 8 10/100 Ports + 16 100FX Fiber Ports + 2 GE SFP Combo Ports. Rack Mount with Internal Universal Power Supply, 100VAC - 260VAC. | Ea |  | 1 Year (Limited Lifetime) | 8140 | 8% | 7488.8
51167 | Etherwan | EX87242-P0VC | Hardened ( -40C - +75C ), IEC16850 & IEEE1613, Managed Ethernet Switch, 24 Port 10/100 + 4 Ports Gigabit. Rack Mount with Internal Universal Power Supply, 100VAC - 260VAC. 4 Gigabit Port Capacity | Ea |  | 1 Year (Limited Lifetime) | 9740 | 8% | 8960.8
51168 | Etherwan | EX87242-P23C | Hardened ( -40°C - 75°C ), IEC16850 & IEEE1613, Managed Ethernet Switch, 8 10/100 Ports + 16 100FX Fiber Ports + 2 GE Fiber Ports. Rack Mount with Internal Universal Power Supply, 100VAC - 260VAC. | Ea |  | 1 Year (Limited Lifetime) | 10040 | 8% | 9236.8
51169 | Etherwan | EX87242-P2BC | Hardened ( -40°C - 75°C ), IEC16850 & IEEE1613, Managed Ethernet Switch, 8 10/100 Ports + 16 100FX Fiber Ports + 2 GE Fiber Ports. Rack Mount with Internal Universal Power Supply, 100VAC - 260VAC. | Ea |  | 1 Year (Limited Lifetime) | 11840 | 8% | 10892.8
51170 | Etherwan | EX87242-P2RC | Hardened ( -40°C - 75°C ), IEC16850 & IEEE1613, Managed Ethernet Switch, 8 10/100 Ports + 16 100FX Fiber Ports + 2 GE Fiber Ports. Rack Mount with Internal Universal Power Supply, 100VAC - 260VAC. | Ea |  | 1 Year (Limited Lifetime) | 13240 | 8% | 12180.8
51171 | Etherwan | EX87242-P2SC | Hardened ( -40°C - 75°C ), IEC16850 & IEEE1613, Managed Ethernet Switch, 8 10/100 Ports + 16 100FX Fiber Ports + 2 GE Fiber Ports. Rack Mount with Internal Universal Power Supply, 100VAC - 260VAC. | Ea |  | 1 Year (Limited Lifetime) | 13640 | 8% | 12548.8
51172 | Etherwan | EX87242-Q0VC | Hardened ( -40°C - 75°C ), IEC16850 & IEEE1613, Managed Ethernet Switch, 8 10/100 Ports + 16 100FX Fiber Ports + 2 GE SFP Combo Ports. Rack Mount with Internal Universal Power Supply, 100VAC - 260VAC. | Ea |  | 1 Year (Limited Lifetime) | 10540 | 8% | 9696.8
51173 | Etherwan | EX87242-Q23C | Hardened ( -40°C - 75°C ), IEC16850 & IEEE1613, Managed Ethernet Switch, 8 10/100 Ports + 16 100FX Fiber Ports + 2 GE Fiber Ports. Rack Mount with Internal Universal Power Supply, 100VAC - 260VAC. | Ea |  | 1 Year (Limited Lifetime) | 10840 | 8% | 9972.8
51174 | Etherwan | EX87242-Q2AC | Hardened ( -40°C - 75°C ), IEC16850 & IEEE1613, Managed Ethernet Switch, 8 10/100 Ports + 16 100FX Fiber Ports + 2 GE Fiber Ports. Rack Mount with Internal Universal Power Supply, 100VAC - 260VAC. | Ea |  | 1 Year (Limited Lifetime) | 11840 | 8% | 10892.8
51175 | Etherwan | EX87242-Q2BC | Hardened ( -40°C - 75°C ), IEC16850 & IEEE1613, Managed Ethernet Switch, 8 10/100 Ports + 16 100FX Fiber Ports + 2 GE Fiber Ports. Rack Mount with Internal Universal Power Supply, 100VAC - 260VAC. | Ea |  | 1 Year (Limited Lifetime) | 12640 | 8% | 11628.8
51176 | Etherwan | EX87242-Q2RC | Hardened ( -40°C - 75°C ), IEC16850 & IEEE1613, Managed Ethernet Switch, 8 10/100 Ports + 16 100FX Fiber Ports + 2 GE Fiber Ports. Rack Mount with Internal Universal Power Supply, 100VAC - 260VAC. | Ea |  | 1 Year (Limited Lifetime) | 14040 | 8% | 12916.8
51177 | Etherwan | EX87242-Q2SC | Hardened ( -40°C - 75°C ), IEC16850 & IEEE1613, Managed Ethernet Switch, 8 10/100 Ports + 16 100FX Fiber Ports + 2 GE Fiber Ports. Rack Mount with Internal Universal Power Supply, 100VAC - 260VAC. | Ea |  | 1 Year (Limited Lifetime) | 14440 | 8% | 13284.8
51178 | Etherwan | EX87242-R0VC | Hardened ( -40°C - 75°C ), IEC16850 & IEEE1613, Managed Ethernet Switch, 8 10/100 Ports + 16 100FX Fiber Ports + 2 GE SFP Combo Ports. Rack Mount with Internal Universal Power Supply, 100VAC - 260VAC. | Ea |  | 1 Year (Limited Lifetime) | 16140 | 8% | 14848.8
51179 | Etherwan | EX87242-R23C | Hardened ( -40°C - 75°C ), IEC16850 & IEEE1613, Managed Ethernet Switch, 8 10/100 Ports + 16 100FX Fiber Ports + 2 GE Fiber Ports. Rack Mount with Internal Universal Power Supply, 100VAC - 260VAC. | Ea |  | 1 Year (Limited Lifetime) | 16440 | 8% | 15124.8
51180 | Etherwan | EX87242-R2AC | Hardened ( -40°C - 75°C ), IEC16850 & IEEE1613, Managed Ethernet Switch, 8 10/100 Ports + 16 100FX Fiber Ports + 2 GE Fiber Ports. Rack Mount with Internal Universal Power Supply, 100VAC - 260VAC. | Ea |  | 1 Year (Limited Lifetime) | 17440 | 8% | 16044.8
51181 | Etherwan | EX87242-R2BC | Hardened ( -40°C - 75°C ), IEC16850 & IEEE1613, Managed Ethernet Switch, 8 10/100 Ports + 16 100FX Fiber Ports + 2 GE Fiber Ports. Rack Mount with Internal Universal Power Supply, 100VAC - 260VAC. | Ea |  | 1 Year (Limited Lifetime) | 18240 | 8% | 16780.8
51182 | Etherwan | EX87242-R2RC | Hardened ( -40°C - 75°C ), IEC16850 & IEEE1613, Managed Ethernet Switch, 8 10/100 Ports + 16 100FX Fiber Ports + 2 GE Fiber Ports. Rack Mount with Internal Universal Power Supply, 100VAC - 260VAC. | Ea |  | 1 Year (Limited Lifetime) | 19640 | 8% | 18068.8
51183 | Etherwan | EX87242-R2SC | Hardened ( -40°C - 75°C ), IEC16850 & IEEE1613, Managed Ethernet Switch, 8 10/100 Ports + 16 100FX Fiber Ports + 2 GE Fiber Ports. Rack Mount with Internal Universal Power Supply, 100VAC - 260VAC. | Ea |  | 1 Year (Limited Lifetime) | 20040 | 8% | 18436.8
51184 | Etherwan | EX87242-S0VC | Hardened ( -40°C - 75°C ), IEC16850 & IEEE1613, Managed Ethernet Switch, 8 10/100 Ports + 16 100FX Fiber Ports + 2 GE SFP Combo Ports. Rack Mount with Internal Universal Power Supply, 100VAC - 260VAC. | Ea |  | 1 Year (Limited Lifetime) | 17740 | 8% | 16320.8
51185 | Etherwan | EX87242-S23C | Hardened ( -40°C - 75°C ), IEC16850 & IEEE1613, Managed Ethernet Switch, 8 10/100 Ports + 16 100FX Fiber Ports + 2 GE Fiber Ports. Rack Mount with Internal Universal Power Supply, 100VAC - 260VAC. | Ea |  | 1 Year (Limited Lifetime) | 18040 | 8% | 16596.8
51186 | Etherwan | EX87242-S2AC | Hardened ( -40°C - 75°C ), IEC16850 & IEEE1613, Managed Ethernet Switch, 8 10/100 Ports + 16 100FX Fiber Ports + 2 GE Fiber Ports. Rack Mount with Internal Universal Power Supply, 100VAC - 260VAC. | Ea |  | 1 Year (Limited Lifetime) | 19040 | 8% | 17516.8
51187 | Etherwan | EX87242-S2BC | Hardened ( -40°C - 75°C ), IEC16850 & IEEE1613, Managed Ethernet Switch, 8 10/100 Ports + 16 100FX Fiber Ports + 2 GE Fiber Ports. Rack Mount with Internal Universal Power Supply, 100VAC - 260VAC. | Ea |  | 1 Year (Limited Lifetime) | 19840 | 8% | 18252.8
51188 | Etherwan | EX87242-S2RC | Hardened ( -40°C - 75°C ), IEC16850 & IEEE1613, Managed Ethernet Switch, 8 10/100 Ports + 16 100FX Fiber Ports + 2 GE Fiber Ports. Rack Mount with Internal Universal Power Supply, 100VAC - 260VAC. | Ea |  | 1 Year (Limited Lifetime) | 21240 | 8% | 19540.8
51189 | Etherwan | EX87242-S2SC | Hardened ( -40°C - 75°C ), IEC16850 & IEEE1613, Managed Ethernet Switch, 8 10/100 Ports + 16 100FX Fiber Ports + 2 GE Fiber Ports. Rack Mount with Internal Universal Power Supply, 100VAC - 260VAC. | Ea |  | 1 Year (Limited Lifetime) | 21640 | 8% | 19908.8
51190 | Etherwan | EX87244-101W | Hardened ( -40°C - 75°C ), IEC16850 & IEEE1613, Managed Ethernet Switch, 8 10/100TX + 16 100FX + 4 GE Ports. Rack Mount with Internal Universal Power Supply, 88 - 370VDC and 90 - 264VAC (Terminal Block) | Ea |  | 1 Year (Limited Lifetime) | 5360 | 8% | 4931.2
51191 | Etherwan | EX87244-10VC | Hardened ( -40°C - 75°C ), IEC16850 & IEEE1613, Managed Ethernet Switch, 8 10/100 Ports + 16 100FX Fiber Ports + 4 GE SFP Combo Ports. Rack Mount with Internal Universal Power Supply, 100VAC - 260VAC. | Ea |  | 1 Year (Limited Lifetime) | 5440 | 8% | 5004.8
51192 | Etherwan | EX87244-123C | Hardened ( -40°C - 75°C ), IEC16850 & IEEE1613, Managed Ethernet Switch, 8 10/100 Ports + 16 100FX Fiber Ports + 4 GE Fiber Ports. Rack Mount with Internal Universal Power Supply, 90 - 264VAC (AC Inlet). | Ea |  | 1 Year (Limited Lifetime) | 5740 | 8% | 5280.8
51193 | Etherwan | EX87244-143C | Hardened ( -40°C - 75°C ), IEC16850 & IEEE1613, Managed Ethernet Switch, 8 10/100 Ports + 16 100FX Fiber Ports + 4 GE Fiber Ports. Rack Mount with Internal Universal Power Supply, 100VAC - 260VAC. | Ea |  | 1 Year (Limited Lifetime) | 6040 | 8% | 5556.8
51194 | Etherwan | EX87244-14AC | Hardened ( -40°C - 75°C ), IEC16850 & IEEE1613, Managed Ethernet Switch, 8 10/100 Ports + 16 100FX Fiber Ports + 4 GE Fiber Ports. Rack Mount with Internal Universal Power Supply, 100VAC - 260VAC. | Ea |  | 1 Year (Limited Lifetime) | 8040 | 8% | 7396.8
51195 | Etherwan | EX87244-14BC | Hardened ( -40°C - 75°C ), IEC16850 & IEEE1613, Managed Ethernet Switch, 8 10/100 Ports + 16 100FX Fiber Ports + 4 GE Fiber Ports. Rack Mount with Internal Universal Power Supply, 100VAC - 260VAC. | Ea |  | 1 Year (Limited Lifetime) | 9640 | 8% | 8868.8
51196 | Etherwan | EX87244-14RC | Hardened ( -40°C - 75°C ), IEC16850 & IEEE1613, Managed Ethernet Switch, 8 10/100 Ports + 16 100FX Fiber Ports + 4 GE Fiber Ports. Rack Mount with Internal Universal Power Supply, 100VAC - 260VAC. | Ea |  | 1 Year (Limited Lifetime) | 12440 | 8% | 11444.8
51197 | Etherwan | EX87244-14SC | Hardened ( -40°C - 75°C ), IEC16850 & IEEE1613, Managed Ethernet Switch, 8 10/100 Ports + 16 100FX Fiber Ports + 4 GE Fiber Ports. Rack Mount with Internal Universal Power Supply, 100VAC - 260VAC. | Ea |  | 1 Year (Limited Lifetime) | 13240 | 8% | 12180.8
51198 | Etherwan | EX87244-201C | Hardened ( -40°C - 75°C ), IEC16850 & IEEE1613, Managed Ethernet Switch, 8 10/100 Ports + 16 100FX Fiber Ports + 4 GE Fiber Ports. Rack Mount with Internal Universal Power Supply, 100VAC - 260VAC. | Ea |  | 1 Year (Limited Lifetime) | 5280 | 8% | 4857.6
51199 | Etherwan | EX87244-A0VC | Hardened ( -40°C - 75°C ), IEC16850 & IEEE1613, Managed Ethernet Switch, 8 10/100 Ports + 16 100FX Fiber Ports + 4 GE SFP Combo Ports. Rack Mount with Internal Universal Power Supply, 100VAC - 260VAC. | Ea |  | 1 Year (Limited Lifetime) | 8640 | 8% | 7948.8
51200 | Etherwan | EX87244-A43C | Hardened ( -40°C - 75°C ), IEC16850 & IEEE1613, Managed Ethernet Switch, 8 10/100 Ports + 16 100FX Fiber Ports + 4 GE Fiber Ports. Rack Mount with Internal Universal Power Supply, 100VAC - 260VAC. | Ea |  | 1 Year (Limited Lifetime) | 9240 | 8% | 8500.8
51201 | Etherwan | EX87244-A4AC | Hardened ( -40°C - 75°C ), IEC16850 & IEEE1613, Managed Ethernet Switch, 8 10/100 Ports + 16 100FX Fiber Ports + 4 GE Fiber Ports. Rack Mount with Internal Universal Power Supply, 100VAC - 260VAC. | Ea |  | 1 Year (Limited Lifetime) | 11240 | 8% | 10340.8
51202 | Etherwan | EX87244-A4BC | Hardened ( -40°C - 75°C ), IEC16850 & IEEE1613, Managed Ethernet Switch, 8 10/100 Ports + 16 100FX Fiber Ports + 4 GE Fiber Ports. Rack Mount with Internal Universal Power Supply, 100VAC - 260VAC. | Ea |  | 1 Year (Limited Lifetime) | 12840 | 8% | 11812.8
51203 | Etherwan | EX87244-A4RC | Hardened ( -40°C - 75°C ), IEC16850 & IEEE1613, Managed Ethernet Switch, 8 10/100 Ports + 16 100FX Fiber Ports + 4 GE Fiber Ports. Rack Mount with Internal Universal Power Supply, 100VAC - 260VAC. | Ea |  | 1 Year (Limited Lifetime) | 15640 | 8% | 14388.8
51204 | Etherwan | EX87244-A4SC | Hardened ( -40°C - 75°C ), IEC16850 & IEEE1613, Managed Ethernet Switch, 8 10/100 Ports + 16 100FX Fiber Ports + 4 GE Fiber Ports. Rack Mount with Internal Universal Power Supply, 100VAC - 260VAC. | Ea |  | 1 Year (Limited Lifetime) | 16440 | 8% | 15124.8
51205 | Etherwan | EX87244-B0VC | Hardened ( -40°C - 75°C ), IEC16850 & IEEE1613, Managed Ethernet Switch, 8 10/100 Ports + 16 100FX Fiber Ports + 4 GE SFP Combo Ports. Rack Mount with Internal Universal Power Supply, 100VAC - 260VAC. | Ea |  | 1 Year (Limited Lifetime) | 11040 | 8% | 10156.8
51206 | Etherwan | EX87244-B43C | Hardened ( -40°C - 75°C ), IEC16850 & IEEE1613, Managed Ethernet Switch, 8 10/100 Ports + 16 100FX Fiber Ports + 4 GE Fiber Ports. Rack Mount with Internal Universal Power Supply, 100VAC - 260VAC. | Ea |  | 1 Year (Limited Lifetime) | 11640 | 8% | 10708.8
51207 | Etherwan | EX87244-B4AC | Hardened ( -40°C - 75°C ), IEC16850 & IEEE1613, Managed Ethernet Switch, 8 10/100 Ports + 16 100FX Fiber Ports + 4 GE Fiber Ports. Rack Mount with Internal Universal Power Supply, 100VAC - 260VAC. | Ea |  | 1 Year (Limited Lifetime) | 13640 | 8% | 12548.8
51208 | Etherwan | EX87244-B4BC | Hardened ( -40°C - 75°C ), IEC16850 & IEEE1613, Managed Ethernet Switch, 8 10/100 Ports + 16 100FX Fiber Ports + 4 GE Fiber Ports. Rack Mount with Internal Universal Power Supply, 100VAC - 260VAC. | Ea |  | 1 Year (Limited Lifetime) | 15240 | 8% | 14020.8
51209 | Etherwan | EX87244-B4RC | Hardened ( -40°C - 75°C ), IEC16850 & IEEE1613, Managed Ethernet Switch, 8 10/100 Ports + 16 100FX Fiber Ports + 4 GE Fiber Ports. Rack Mount with Internal Universal Power Supply, 100VAC - 260VAC. | Ea |  | 1 Year (Limited Lifetime) | 18040 | 8% | 16596.8
51210 | Etherwan | EX87244-B4SC | Hardened ( -40°C - 75°C ), IEC16850 & IEEE1613, Managed Ethernet Switch, 8 10/100 Ports + 16 100FX Fiber Ports + 4 GE Fiber Ports. Rack Mount with Internal Universal Power Supply, 100VAC - 260VAC. | Ea |  | 1 Year (Limited Lifetime) | 18840 | 8% | 17332.8
51211 | Etherwan | EX87244-P0VC | Hardened ( -40°C - 75°C ), IEC16850 & IEEE1613, Managed Ethernet Switch, 8 10/100 Ports + 16 100FX Fiber Ports + 4 GE SFP Combo Ports. Rack Mount with Internal Universal Power Supply, 100VAC - 260VAC. | Ea |  | 1 Year (Limited Lifetime) | 10240 | 8% | 9420.8
51212 | Etherwan | EX87244-P43C | Hardened ( -40°C - 75°C ), IEC16850 & IEEE1613, Managed Ethernet Switch, 8 10/100 Ports + 16 100FX Fiber Ports + 4 GE Fiber Ports. Rack Mount with Internal Universal Power Supply, 100VAC - 260VAC. | Ea |  | 1 Year (Limited Lifetime) | 10840 | 8% | 9972.8
51213 | Etherwan | EX87244-P4AC | Hardened ( -40°C - 75°C ), IEC16850 & IEEE1613, Managed Ethernet Switch, 8 10/100 Ports + 16 100FX Fiber Ports + 4 GE Fiber Ports. Rack Mount with Internal Universal Power Supply, 100VAC - 260VAC. | Ea |  | 1 Year (Limited Lifetime) | 12840 | 8% | 11812.8
51214 | Etherwan | EX87244-P4BC | Hardened ( -40°C - 75°C ), IEC16850 & IEEE1613, Managed Ethernet Switch, 8 10/100 Ports + 16 100FX Fiber Ports + 4 GE Fiber Ports. Rack Mount with Internal Universal Power Supply, 100VAC - 260VAC. | Ea |  | 1 Year (Limited Lifetime) | 14440 | 8% | 13284.8
51215 | Etherwan | EX87244-P4RC | Hardened ( -40°C - 75°C ), IEC16850 & IEEE1613, Managed Ethernet Switch, 8 10/100 Ports + 16 100FX Fiber Ports + 4 GE Fiber Ports. Rack Mount with Internal Universal Power Supply, 100VAC - 260VAC. | Ea |  | 1 Year (Limited Lifetime) | 17240 | 8% | 15860.8
51216 | Etherwan | EX87244-P4SC | Hardened ( -40°C - 75°C ), IEC16850 & IEEE1613, Managed Ethernet Switch, 8 10/100 Ports + 16 100FX Fiber Ports + 4 GE Fiber Ports. Rack Mount with Internal Universal Power Supply, 100VAC - 260VAC. | Ea |  | 1 Year (Limited Lifetime) | 18040 | 8% | 16596.8
51217 | Etherwan | EX87244-Q0VC | Hardened ( -40°C - 75°C ), IEC16850 & IEEE1613, Managed Ethernet Switch, 8 10/100 Ports + 16 100FX Fiber Ports + 4 GE SFP Combo Ports. Rack Mount with Internal Universal Power Supply, 100VAC - 260VAC. | Ea |  | 1 Year (Limited Lifetime) | 11040 | 8% | 10156.8
51218 | Etherwan | EX87244-Q43C | Hardened ( -40°C - 75°C ), IEC16850 & IEEE1613, Managed Ethernet Switch, 8 10/100 Ports + 16 100FX Fiber Ports + 4 GE Fiber Ports. Rack Mount with Internal Universal Power Supply, 100VAC - 260VAC. | Ea |  | 1 Year (Limited Lifetime) | 11640 | 8% | 10708.8
51219 | Etherwan | EX87244-Q4AC | Hardened ( -40°C - 75°C ), IEC16850 & IEEE1613, Managed Ethernet Switch, 8 10/100 Ports + 16 100FX Fiber Ports + 4 GE Fiber Ports. Rack Mount with Internal Universal Power Supply, 100VAC - 260VAC. | Ea |  | 1 Year (Limited Lifetime) | 13640 | 8% | 12548.8
51220 | Etherwan | EX87244-Q4BC | Hardened ( -40°C - 75°C ), IEC16850 & IEEE1613, Managed Ethernet Switch, 8 10/100 Ports + 16 100FX Fiber Ports + 4 GE Fiber Ports. Rack Mount with Internal Universal Power Supply, 100VAC - 260VAC. | Ea |  | 1 Year (Limited Lifetime) | 15240 | 8% | 14020.8
51221 | Etherwan | EX87244-Q4RC | Hardened ( -40°C - 75°C ), IEC16850 & IEEE1613, Managed Ethernet Switch, 8 10/100 Ports + 16 100FX Fiber Ports + 4 GE Fiber Ports. Rack Mount with Internal Universal Power Supply, 100VAC - 260VAC. | Ea |  | 1 Year (Limited Lifetime) | 18040 | 8% | 16596.8
51222 | Etherwan | EX87244-Q4SC | Hardened ( -40°C - 75°C ), IEC16850 & IEEE1613, Managed Ethernet Switch, 8 10/100 Ports + 16 100FX Fiber Ports + 4 GE Fiber Ports. Rack Mount with Internal Universal Power Supply, 100VAC - 260VAC. | Ea |  | 1 Year (Limited Lifetime) | 18840 | 8% | 17332.8
51223 | Etherwan | EX87244-R0VC | Hardened ( -40°C - 75°C ), IEC16850 & IEEE1613, Managed Ethernet Switch, 8 10/100 Ports + 16 100FX Fiber Ports + 4 GE SFP Combo Ports. Rack Mount with Internal Universal Power Supply, 100VAC - 260VAC. | Ea |  | 1 Year (Limited Lifetime) | 16640 | 8% | 15308.8
51224 | Etherwan | EX87244-R43C | Hardened ( -40°C - 75°C ), IEC16850 & IEEE1613, Managed Ethernet Switch, 8 10/100 Ports + 16 100FX Fiber Ports + 4 GE Fiber Ports. Rack Mount with Internal Universal Power Supply, 100VAC - 260VAC. | Ea |  | 1 Year (Limited Lifetime) | 17240 | 8% | 15860.8
51225 | Etherwan | EX87244-R4AC | Hardened ( -40°C - 75°C ), IEC16850 & IEEE1613, Managed Ethernet Switch, 8 10/100 Ports + 16 100FX Fiber Ports + 4 GE Fiber Ports. Rack Mount with Internal Universal Power Supply, 100VAC - 260VAC. | Ea |  | 1 Year (Limited Lifetime) | 19240 | 8% | 17700.8
51226 | Etherwan | EX87244-R4BC | Hardened ( -40°C - 75°C ), IEC16850 & IEEE1613, Managed Ethernet Switch, 8 10/100 Ports + 16 100FX Fiber Ports + 4 GE Fiber Ports. Rack Mount with Internal Universal Power Supply, 100VAC - 260VAC. | Ea |  | 1 Year (Limited Lifetime) | 20840 | 8% | 19172.8
51227 | Etherwan | EX87244-R4RC | Hardened ( -40°C - 75°C ), IEC16850 & IEEE1613, Managed Ethernet Switch, 8 10/100 Ports + 16 100FX Fiber Ports + 4 GE Fiber Ports. Rack Mount with Internal Universal Power Supply, 100VAC - 260VAC. | Ea |  | 1 Year (Limited Lifetime) | 23640 | 8% | 21748.8
51228 | Etherwan | EX87244-R4SC | Hardened ( -40°C - 75°C ), IEC16850 & IEEE1613, Managed Ethernet Switch, 8 10/100 Ports + 16 100FX Fiber Ports + 4 GE Fiber Ports. Rack Mount with Internal Universal Power Supply, 100VAC - 260VAC. | Ea |  | 1 Year (Limited Lifetime) | 24440 | 8% | 22484.8
51229 | Etherwan | EX87244-S0VC | Hardened ( -40°C - 75°C ), IEC16850 & IEEE1613, Managed Ethernet Switch, 8 10/100 Ports + 16 100FX Fiber Ports + 4 GE SFP Combo Ports. Rack Mount with Internal Universal Power Supply, 100VAC - 260VAC. | Ea |  | 1 Year (Limited Lifetime) | 18240 | 8% | 16780.8
51230 | Etherwan | EX87244-S43C | Hardened ( -40°C - 75°C ), IEC16850 & IEEE1613, Managed Ethernet Switch, 8 10/100 Ports + 16 100FX Fiber Ports + 4 GE Fiber Ports. Rack Mount with Internal Universal Power Supply, 100VAC - 260VAC. | Ea |  | 1 Year (Limited Lifetime) | 18840 | 8% | 17332.8
51231 | Etherwan | EX87244-S4AC | Hardened ( -40°C - 75°C ), IEC16850 & IEEE1613, Managed Ethernet Switch, 8 10/100 Ports + 16 100FX Fiber Ports + 4 GE Fiber Ports. Rack Mount with Internal Universal Power Supply, 100VAC - 260VAC. | Ea |  | 1 Year (Limited Lifetime) | 20840 | 8% | 19172.8
51232 | Etherwan | EX87244-S4BC | Hardened ( -40°C - 75°C ), IEC16850 & IEEE1613, Managed Ethernet Switch, 8 10/100 Ports + 16 100FX Fiber Ports + 4 GE Fiber Ports. Rack Mount with Internal Universal Power Supply, 100VAC - 260VAC. | Ea |  | 1 Year (Limited Lifetime) | 22440 | 8% | 20644.8
51233 | Etherwan | EX87244-S4RC | Hardened ( -40°C - 75°C ), IEC16850 & IEEE1613, Managed Ethernet Switch, 8 10/100 Ports + 16 100FX Fiber Ports + 4 GE Fiber Ports. Rack Mount with Internal Universal Power Supply, 100VAC - 260VAC. | Ea |  | 1 Year (Limited Lifetime) | 25240 | 8% | 23220.8
51234 | Etherwan | EX87244-S4SC | Hardened ( -40°C - 75°C ), IEC16850 & IEEE1613, Managed Ethernet Switch, 8 10/100 Ports + 16 100FX Fiber Ports + 4 GE Fiber Ports. Rack Mount with Internal Universal Power Supply, 100VAC - 260VAC. | Ea |  | 1 Year (Limited Lifetime) | 26040 | 8% | 23956.8
51235 | Etherwan | EX87244-V0VC | Hardened ( -40°C - 75°C ), IEC16850 & IEEE1613, Managed Ethernet Switch, 8 10/100 Ports + 16 100FX Fiber Ports + 4 GE SFP Combo Ports. Rack Mount with Internal Universal Power Supply, 100VAC - 260VAC. | Ea |  | 1 Year (Limited Lifetime) | 2973.6 | 8% | 2735.712
51236 | Etherwan | EX872A0-100C | Hardened ( -40°C - 75°C ), IEC16850 & IEEE1613, Managed Ethernet Switch, 8 10/100 Ports + 2 100FX Fiber Ports. Rack Mount with Internal Universal Power Supply, 100VAC - 260VAC. | Ea |  | 1 Year (Limited Lifetime) | 1640 | 8% | 1508.8
51237 | Etherwan | EX87400-000C | Hardened ( -40°C - 75°C ), IEC16850 & IEEE1613, Managed Ethernet Switch, 16 10/100 Ports. Rack Mount with Internal Universal Power Supply, 100VAC - 260VAC. | Ea |  | 1 Year (Limited Lifetime) | 1480 | 8% | 1361.6
51238 | Etherwan | EX87402-00VC | Hardened ( -40°C - 75°C ), IEC16850 & IEEE1613, Managed Ethernet Switch, 16 10/100 Ports + 2 GE SFP Combo Ports. Rack Mount with Internal Universal Power Supply, 100VAC - 260VAC. | Ea |  | 1 Year (Limited Lifetime) | 1980 | 8% | 1821.6
51239 | Etherwan | EX87402-023C | Hardened ( -40°C - 75°C ), IEC16850 & IEEE1613, Managed Ethernet Switch, 16 10/100 Ports + 2 GE Fiber Ports. Rack Mount with Internal Universal Power Supply, 100VAC - 260VAC. | Ea |  | 1 Year (Limited Lifetime) | 2280 | 8% | 2097.6
51240 | Etherwan | EX87402-02AC | Hardened ( -40°C - 75°C ), IEC16850 & IEEE1613, Managed Ethernet Switch, 16 10/100 Ports + 2 GE Fiber Ports. Rack Mount with Internal Universal Power Supply, 100VAC - 260VAC. | Ea |  | 1 Year (Limited Lifetime) | 3280 | 8% | 3017.6
51241 | Etherwan | EX87402-02BC | Hardened ( -40°C - 75°C ), IEC16850 & IEEE1613, Managed Ethernet Switch, 16 10/100 Ports + 2 GE Fiber Ports. Rack Mount with Internal Universal Power Supply, 100VAC - 260VAC. | Ea |  | 1 Year (Limited Lifetime) | 4080 | 8% | 3753.6
51242 | Etherwan | EX87402-02RC | Hardened ( -40°C - 75°C ), IEC16850 & IEEE1613, Managed Ethernet Switch, 16 10/100 Ports + 2 GE Fiber Ports. Rack Mount with Internal Universal Power Supply, 100VAC - 260VAC. | Ea |  | 1 Year (Limited Lifetime) | 5480 | 8% | 5041.6
51243 | Etherwan | EX87402-02SC | Hardened ( -40°C - 75°C ), IEC16850 & IEEE1613, Managed Ethernet Switch, 16 10/100 Ports + 2 GE Fiber Ports. Rack Mount with Internal Universal Power Supply, 100VAC - 260VAC. | Ea |  | 1 Year (Limited Lifetime) | 5880 | 8% | 5409.6
51244 | Etherwan | EX87404-00VC | Hardened ( -40°C - 75°C ), IEC16850 & IEEE1613, Managed Ethernet Switch, 16 10/100 Ports + 4 GE SFP Combo Ports. Rack Mount with Internal Universal Power Supply, 100VAC - 260VAC. | Ea |  | 1 Year (Limited Lifetime) | 2480 | 8% | 2281.6
51245 | Etherwan | EX87404-043C | Hardened ( -40°C - 75°C ), IEC16850 & IEEE1613, Managed Ethernet Switch, 16 10/100 Ports + 4 GE Fiber Ports. Rack Mount with Internal Universal Power Supply, 100VAC - 260VAC. | Ea |  | 1 Year (Limited Lifetime) | 3080 | 8% | 2833.6
51246 | Etherwan | EX87404-04AC | Hardened ( -40°C - 75°C ), IEC16850 & IEEE1613, Managed Ethernet Switch, 16 10/100 Ports + 4 GE Fiber Ports. Rack Mount with Internal Universal Power Supply, 100VAC - 260VAC. | Ea |  | 1 Year (Limited Lifetime) | 5080 | 8% | 4673.6
51247 | Etherwan | EX87404-04BC | Hardened ( -40°C - 75°C ), IEC16850 & IEEE1613, Managed Ethernet Switch, 16 10/100 Ports + 4 GE Fiber Ports. Rack Mount with Internal Universal Power Supply, 100VAC - 260VAC. | Ea |  | 1 Year (Limited Lifetime) | 6680 | 8% | 6145.6
51248 | Etherwan | EX87404-04RC | Hardened ( -40°C - 75°C ), IEC16850 & IEEE1613, Managed Ethernet Switch, 16 10/100 Ports + 4 GE Fiber Ports. Rack Mount with Internal Universal Power Supply, 100VAC - 260VAC. | Ea |  | 1 Year (Limited Lifetime) | 9480 | 8% | 8721.6
51249 | Etherwan | EX87404-04SC | Hardened ( -40°C - 75°C ), IEC16850 & IEEE1613, Managed Ethernet Switch, 16 10/100 Ports + 4 GE Fiber Ports. Rack Mount with Internal Universal Power Supply, 100VAC - 260VAC. | Ea |  | 1 Year (Limited Lifetime) | 10280 | 8% | 9457.6
51250 | Etherwan | EX87410-100C | Hardened ( -40°C - 75°C ), IEC16850 & IEEE1613, Managed Ethernet Switch, 16 10/100 Ports + 4 100FX Fiber Ports. Rack Mount with Internal Universal Power Supply, 100VAC - 260VAC. | Ea |  | 1 Year (Limited Lifetime) | 2280 | 8% | 2097.6
51251 | Etherwan | EX87410-A00C | Hardened ( -40°C - 75°C ), IEC16850 & IEEE1613, Managed Ethernet Switch, 16 10/100 Ports + 4 100FX Fiber Ports. Rack Mount with Internal Universal Power Supply, 100VAC - 260VAC. | Ea |  | 1 Year (Limited Lifetime) | 3080 | 8% | 2833.6
51252 | Etherwan | EX87410-B00C | Hardened ( -40°C - 75°C ), IEC16850 & IEEE1613, Managed Ethernet Switch, 16 10/100 Ports + 4 100FX Fiber Ports. Rack Mount with Internal Universal Power Supply, 100VAC - 260VAC. | Ea |  | 1 Year (Limited Lifetime) | 3680 | 8% | 3385.6
51253 | Etherwan | EX87410-P00C | Hardened ( -40°C - 75°C ), IEC16850 & IEEE1613, Managed Ethernet Switch, 16 10/100 Ports + 4 100FX Fiber Ports. Rack Mount with Internal Universal Power Supply, 100VAC - 260VAC. | Ea |  | 1 Year (Limited Lifetime) | 3480 | 8% | 3201.6
51254 | Etherwan | EX87410-Q00C | Hardened ( -40°C - 75°C ), IEC16850 & IEEE1613, Managed Ethernet Switch, 16 10/100 Ports + 4 100FX Fiber Ports. Rack Mount with Internal Universal Power Supply, 100VAC - 260VAC. | Ea |  | 1 Year (Limited Lifetime) | 3680 | 8% | 3385.6
51255 | Etherwan | EX87410-R00C | Hardened ( -40°C - 75°C ), IEC16850 & IEEE1613, Managed Ethernet Switch, 16 10/100 Ports + 4 100FX Fiber Ports. Rack Mount with Internal Universal Power Supply, 100VAC - 260VAC. | Ea |  | 1 Year (Limited Lifetime) | 5080 | 8% | 4673.6
51256 | Etherwan | EX87410-S00C | Hardened ( -40°C - 75°C ), IEC16850 & IEEE1613, Managed Ethernet Switch, 16 10/100 Ports + 4 100FX Fiber Ports. Rack Mount with Internal Universal Power Supply, 100VAC - 260VAC. | Ea |  | 1 Year (Limited Lifetime) | 5480 | 8% | 5041.6
51257 | Etherwan | EX87412-10VC | Hardened ( -40°C - 75°C ), IEC16850 & IEEE1613, Managed Ethernet Switch, 16 10/100 Ports + 4 100FX Fiber Ports + 2 GE SFP Combo Ports. Rack Mount with Internal Universal Power Supply, 100VAC - 260VAC. | Ea |  | 1 Year (Limited Lifetime) | 2780 | 8% | 2557.6
51258 | Etherwan | EX87412-123C | Hardened ( -40°C - 75°C ), IEC16850 & IEEE1613, Managed Ethernet Switch, 16 10/100 Ports + 4 100FX Fiber Ports + 2 GE Fiber Ports. Rack Mount with Internal Universal Power Supply, 100VAC - 260VAC. | Ea |  | 1 Year (Limited Lifetime) | 3080 | 8% | 2833.6
51259 | Etherwan | EX87412-12AC | Hardened ( -40°C - 75°C ), IEC16850 & IEEE1613, Managed Ethernet Switch, 16 10/100 Ports + 4 100FX Fiber Ports + 2 GE Fiber Ports. Rack Mount with Internal Universal Power Supply, 100VAC - 260VAC. | Ea |  | 1 Year (Limited Lifetime) | 4080 | 8% | 3753.6
51260 | Etherwan | EX87412-12BC | Hardened ( -40°C - 75°C ), IEC16850 & IEEE1613, Managed Ethernet Switch, 16 10/100 Ports + 4 100FX Fiber Ports + 2 GE Fiber Ports. Rack Mount with Internal Universal Power Supply, 100VAC - 260VAC. | Ea |  | 1 Year (Limited Lifetime) | 4880 | 8% | 4489.6
51261 | Etherwan | EX87412-12RC | Hardened ( -40°C - 75°C ), IEC16850 & IEEE1613, Managed Ethernet Switch, 16 10/100 Ports + 4 100FX Fiber Ports + 2 GE Fiber Ports. Rack Mount with Internal Universal Power Supply, 100VAC - 260VAC. | Ea |  | 1 Year (Limited Lifetime) | 6280 | 8% | 5777.6
51262 | Etherwan | EX87412-12SC | Hardened ( -40°C - 75°C ), IEC16850 & IEEE1613, Managed Ethernet Switch, 16 10/100 Ports + 4 100FX Fiber Ports + 2 GE Fiber Ports. Rack Mount with Internal Universal Power Supply, 100VAC - 260VAC. | Ea |  | 1 Year (Limited Lifetime) | 6680 | 8% | 6145.6
51263 | Etherwan | EX87412-A0VC | Hardened ( -40°C - 75°C ), IEC16850 & IEEE1613, Managed Ethernet Switch, 16 10/100 Ports + 4 100FX Fiber Ports + 2 GE SFP Combo Ports. Rack Mount with Internal Universal Power Supply, 100VAC - 260VAC. | Ea |  | 1 Year (Limited Lifetime) | 3580 | 8% | 3293.6
51264 | Etherwan | EX87412-A23C | Hardened ( -40°C - 75°C ), IEC16850 & IEEE1613, Managed Ethernet Switch, 16 10/100 Ports + 4 100FX Fiber Ports + 2 GE Fiber Ports. Rack Mount with Internal Universal Power Supply, 100VAC - 260VAC. | Ea |  | 1 Year (Limited Lifetime) | 3880 | 8% | 3569.6
51265 | Etherwan | EX87412-A2AC | Hardened ( -40°C - 75°C ), IEC16850 & IEEE1613, Managed Ethernet Switch, 16 10/100 Ports + 4 100FX Fiber Ports + 2 GE Fiber Ports. Rack Mount with Internal Universal Power Supply, 100VAC - 260VAC. | Ea |  | 1 Year (Limited Lifetime) | 4880 | 8% | 4489.6
51266 | Etherwan | EX87412-A2BC | Hardened ( -40°C - 75°C ), IEC16850 & IEEE1613, Managed Ethernet Switch, 16 10/100 Ports + 4 100FX Fiber Ports + 2 GE Fiber Ports. Rack Mount with Internal Universal Power Supply, 100VAC - 260VAC. | Ea |  | 1 Year (Limited Lifetime) | 5680 | 8% | 5225.6
51267 | Etherwan | EX87412-A2RC | Hardened ( -40°C - 75°C ), IEC16850 & IEEE1613, Managed Ethernet Switch, 16 10/100 Ports + 4 100FX Fiber Ports + 2 GE Fiber Ports. Rack Mount with Internal Universal Power Supply, 100VAC - 260VAC. | Ea |  | 1 Year (Limited Lifetime) | 7080 | 8% | 6513.6
51268 | Etherwan | EX87412-A2SC | Hardened ( -40°C - 75°C ), IEC16850 & IEEE1613, Managed Ethernet Switch, 16 10/100 Ports + 4 100FX Fiber Ports + 2 GE Fiber Ports. Rack Mount with Internal Universal Power Supply, 100VAC - 260VAC. | Ea |  | 1 Year (Limited Lifetime) | 7480 | 8% | 6881.6
51269 | Etherwan | EX87412-B0VC | Hardened ( -40°C - 75°C ), IEC16850 & IEEE1613, Managed Ethernet Switch, 16 10/100 Ports + 4 100FX Fiber Ports + 2 GE SFP Combo Ports. Rack Mount with Internal Universal Power Supply, 100VAC - 260VAC. | Ea |  | 1 Year (Limited Lifetime) | 4180 | 8% | 3845.6
51270 | Etherwan | EX87412-B23C | Hardened ( -40°C - 75°C ), IEC16850 & IEEE1613, Managed Ethernet Switch, 16 10/100 Ports + 4 100FX Fiber Ports + 2 GE Fiber Ports. Rack Mount with Internal Universal Power Supply, 100VAC - 260VAC. | Ea |  | 1 Year (Limited Lifetime) | 4480 | 8% | 4121.6
51271 | Etherwan | EX87412-B2AC | Hardened ( -40°C - 75°C ), IEC16850 & IEEE1613, Managed Ethernet Switch, 16 10/100 Ports + 4 100FX Fiber Ports + 2 GE Fiber Ports. Rack Mount with Internal Universal Power Supply, 100VAC - 260VAC. | Ea |  | 1 Year (Limited Lifetime) | 5480 | 8% | 5041.6
51272 | Etherwan | EX87412-B2BC | Hardened ( -40°C - 75°C ), IEC16850 & IEEE1613, Managed Ethernet Switch, 16 10/100 Ports + 4 100FX Fiber Ports + 2 GE Fiber Ports. Rack Mount with Internal Universal Power Supply, 100VAC - 260VAC. | Ea |  | 1 Year (Limited Lifetime) | 6280 | 8% | 5777.6
51273 | Etherwan | EX87412-B2RC | Hardened ( -40°C - 75°C ), IEC16850 & IEEE1613, Managed Ethernet Switch, 16 10/100 Ports + 4 100FX Fiber Ports + 2 GE Fiber Ports. Rack Mount with Internal Universal Power Supply, 100VAC - 260VAC. | Ea |  | 1 Year (Limited Lifetime) | 7680 | 8% | 7065.6
51274 | Etherwan | EX87412-B2SC | Hardened ( -40°C - 75°C ), IEC16850 & IEEE1613, Managed Ethernet Switch, 16 10/100 Ports + 4 100FX Fiber Ports + 2 GE Fiber Ports. Rack Mount with Internal Universal Power Supply, 100VAC - 260VAC. | Ea |  | 1 Year (Limited Lifetime) | 8080 | 8% | 7433.6
51275 | Etherwan | EX87412-P0VC | Hardened ( -40°C - 75°C ), IEC16850 & IEEE1613, Managed Ethernet Switch, 16 10/100 Ports + 4 100FX Fiber Ports + 2 GE SFP Combo Ports. Rack Mount with Internal Universal Power Supply, 100VAC - 260VAC. | Ea |  | 1 Year (Limited Lifetime) | 3980 | 8% | 3661.6
51276 | Etherwan | EX87412-P23C | Hardened ( -40°C - 75°C ), IEC16850 & IEEE1613, Managed Ethernet Switch, 16 10/100 Ports + 4 100FX Fiber Ports + 2 GE Fiber Ports. Rack Mount with Internal Universal Power Supply, 100VAC - 260VAC. | Ea |  | 1 Year (Limited Lifetime) | 4280 | 8% | 3937.6
51277 | Etherwan | EX87412-P2AC | Hardened ( -40°C - 75°C ), IEC16850 & IEEE1613, Managed Ethernet Switch, 16 10/100 Ports + 4 100FX Fiber Ports + 2 GE Fiber Ports. Rack Mount with Internal Universal Power Supply, 100VAC - 260VAC. | Ea |  | 1 Year (Limited Lifetime) | 5280 | 8% | 4857.6
51278 | Etherwan | EX87412-P2BC | Hardened ( -40°C - 75°C ), IEC16850 & IEEE1613, Managed Ethernet Switch, 16 10/100 Ports + 4 100FX Fiber Ports + 2 GE Fiber Ports. Rack Mount with Internal Universal Power Supply, 100VAC - 260VAC. | Ea |  | 1 Year (Limited Lifetime) | 6080 | 8% | 5593.6
51279 | Etherwan | EX87412-P2RC | Hardened ( -40°C - 75°C ), IEC16850 & IEEE1613, Managed Ethernet Switch, 16 10/100 Ports + 4 100FX Fiber Ports + 2 GE Fiber Ports. Rack Mount with Internal Universal Power Supply, 100VAC - 260VAC. | Ea |  | 1 Year (Limited Lifetime) | 7480 | 8% | 6881.6
51280 | Etherwan | EX87412-P2SC | Hardened ( -40°C - 75°C ), IEC16850 & IEEE1613, Managed Ethernet Switch, 16 10/100 Ports + 4 100FX Fiber Ports + 2 GE Fiber Ports. Rack Mount with Internal Universal Power Supply, 100VAC - 260VAC. | Ea |  | 1 Year (Limited Lifetime) | 7880 | 8% | 7249.6
51281 | Etherwan | EX87412-Q0VC | Hardened ( -40°C - 75°C ), IEC16850 & IEEE1613, Managed Ethernet Switch, 16 10/100 Ports + 4 100FX Fiber Ports + 2 GE SFP Combo Ports. Rack Mount with Internal Universal Power Supply, 100VAC - 260VAC. | Ea |  | 1 Year (Limited Lifetime) | 4180 | 8% | 3845.6
51282 | Etherwan | EX87412-Q23C | Hardened ( -40°C - 75°C ), IEC16850 & IEEE1613, Managed Ethernet Switch, 16 10/100 Ports + 4 100FX Fiber Ports + 2 GE Fiber Ports. Rack Mount with Internal Universal Power Supply, 100VAC - 260VAC. | Ea |  | 1 Year (Limited Lifetime) | 4480 | 8% | 4121.6
51283 | Etherwan | EX87412-Q2AC | Hardened ( -40°C - 75°C ), IEC16850 & IEEE1613, Managed Ethernet Switch, 16 10/100 Ports + 4 100FX Fiber Ports + 2 GE Fiber Ports. Rack Mount with Internal Universal Power Supply, 100VAC - 260VAC. | Ea |  | 1 Year (Limited Lifetime) | 5480 | 8% | 5041.6
51284 | Etherwan | EX87412-Q2BC | Hardened ( -40°C - 75°C ), IEC16850 & IEEE1613, Managed Ethernet Switch, 16 10/100 Ports + 4 100FX Fiber Ports + 2 GE Fiber Ports. Rack Mount with Internal Universal Power Supply, 100VAC - 260VAC. | Ea |  | 1 Year (Limited Lifetime) | 6280 | 8% | 5777.6
51285 | Etherwan | EX87412-Q2RC | Hardened ( -40°C - 75°C ), IEC16850 & IEEE1613, Managed Ethernet Switch, 16 10/100 Ports + 4 100FX Fiber Ports + 2 GE Fiber Ports. Rack Mount with Internal Universal Power Supply, 100VAC - 260VAC. | Ea |  | 1 Year (Limited Lifetime) | 7680 | 8% | 7065.6
51286 | Etherwan | EX87412-Q2SC | Hardened ( -40°C - 75°C ), IEC16850 & IEEE1613, Managed Ethernet Switch, 16 10/100 Ports + 4 100FX Fiber Ports + 2 GE Fiber Ports. Rack Mount with Internal Universal Power Supply, 100VAC - 260VAC. | Ea |  | 1 Year (Limited Lifetime) | 8080 | 8% | 7433.6
51287 | Etherwan | EX87412-R0VC | Hardened ( -40°C - 75°C ), IEC16850 & IEEE1613, Managed Ethernet Switch, 16 10/100 Ports + 4 100FX Fiber Ports + 2 GE SFP Combo Ports. Rack Mount with Internal Universal Power Supply, 100VAC - 260VAC. | Ea |  | 1 Year (Limited Lifetime) | 5580 | 8% | 5133.6
51288 | Etherwan | EX87412-R23C | Hardened ( -40°C - 75°C ), IEC16850 & IEEE1613, Managed Ethernet Switch, 16 10/100 Ports + 4 100FX Fiber Ports + 2 GE Fiber Ports. Rack Mount with Internal Universal Power Supply, 100VAC - 260VAC. | Ea |  | 1 Year (Limited Lifetime) | 5880 | 8% | 5409.6
51289 | Etherwan | EX87412-R2AC | Hardened ( -40°C - 75°C ), IEC16850 & IEEE1613, Managed Ethernet Switch, 16 10/100 Ports + 4 100FX Fiber Ports + 2 GE Fiber Ports. Rack Mount with Internal Universal Power Supply, 100VAC - 260VAC. | Ea |  | 1 Year (Limited Lifetime) | 6880 | 8% | 6329.6
51290 | Etherwan | EX87412-R2BC | Hardened ( -40°C - 75°C ), IEC16850 & IEEE1613, Managed Ethernet Switch, 16 10/100 Ports + 4 100FX Fiber Ports + 2 GE Fiber Ports. Rack Mount with Internal Universal Power Supply, 100VAC - 260VAC. | Ea |  | 1 Year (Limited Lifetime) | 7680 | 8% | 7065.6
51291 | Etherwan | EX87412-R2RC | Hardened ( -40°C - 75°C ), IEC16850 & IEEE1613, Managed Ethernet Switch, 16 10/100 Ports + 4 100FX Fiber Ports + 2 GE Fiber Ports. Rack Mount with Internal Universal Power Supply, 100VAC - 260VAC. | Ea |  | 1 Year (Limited Lifetime) | 9080 | 8% | 8353.6
51292 | Etherwan | EX87412-R2SC | Hardened ( -40°C - 75°C ), IEC16850 & IEEE1613, Managed Ethernet Switch, 16 10/100 Ports + 4 100FX Fiber Ports + 2 GE Fiber Ports. Rack Mount with Internal Universal Power Supply, 100VAC - 260VAC. | Ea |  | 1 Year (Limited Lifetime) | 9480 | 8% | 8721.6
51293 | Etherwan | EX87412-S0VC | Hardened ( -40°C - 75°C ), IEC16850 & IEEE1613, Managed Ethernet Switch, 16 10/100 Ports + 4 100FX Fiber Ports + 2 GE SFP Combo Ports. Rack Mount with Internal Universal Power Supply, 100VAC - 260VAC. | Ea |  | 1 Year (Limited Lifetime) | 5980 | 8% | 5501.6
51294 | Etherwan | EX87412-S23C | Hardened ( -40°C - 75°C ), IEC16850 & IEEE1613, Managed Ethernet Switch, 16 10/100 Ports + 4 100FX Fiber Ports + 2 GE Fiber Ports. Rack Mount with Internal Universal Power Supply, 100VAC - 260VAC. | Ea |  | 1 Year (Limited Lifetime) | 6280 | 8% | 5777.6
51295 | Etherwan | EX87412-S2AC | Hardened ( -40°C - 75°C ), IEC16850 & IEEE1613, Managed Ethernet Switch, 16 10/100 Ports + 4 100FX Fiber Ports + 2 GE Fiber Ports. Rack Mount with Internal Universal Power Supply, 100VAC - 260VAC. | Ea |  | 1 Year (Limited Lifetime) | 7280 | 8% | 6697.6
51296 | Etherwan | EX87412-S2BC | Hardened ( -40°C - 75°C ), IEC16850 & IEEE1613, Managed Ethernet Switch, 16 10/100 Ports + 4 100FX Fiber Ports + 2 GE Fiber Ports. Rack Mount with Internal Universal Power Supply, 100VAC - 260VAC. | Ea |  | 1 Year (Limited Lifetime) | 8080 | 8% | 7433.6
51297 | Etherwan | EX87412-S2RC | Hardened ( -40°C - 75°C ), IEC16850 & IEEE1613, Managed Ethernet Switch, 16 10/100 Ports + 4 100FX Fiber Ports + 2 GE Fiber Ports. Rack Mount with Internal Universal Power Supply, 100VAC - 260VAC. | Ea |  | 1 Year (Limited Lifetime) | 9480 | 8% | 8721.6
51298 | Etherwan | EX87412-S2SC | Hardened ( -40°C - 75°C ), IEC16850 & IEEE1613, Managed Ethernet Switch, 16 10/100 Ports + 4 100FX Fiber Ports + 2 GE Fiber Ports. Rack Mount with Internal Universal Power Supply, 100VAC - 260VAC. | Ea |  | 1 Year (Limited Lifetime) | 9880 | 8% | 9089.6
51299 | Etherwan | EX87414-10VC | Hardened ( -40°C - 75°C ), IEC16850 & IEEE1613, Managed Ethernet Switch, 16 10/100 Ports + 4 100FX Fiber Ports + 4 GE SFP Combo Ports. Rack Mount with Internal Universal Power Supply, 100VAC - 260VAC. | Ea |  | 1 Year (Limited Lifetime) | 3280 | 8% | 3017.6
51300 | Etherwan | EX87414-143C | Hardened ( -40°C - 75°C ), IEC16850 & IEEE1613, Managed Ethernet Switch, 16 10/100 Ports + 4 100FX Fiber Ports + 4 GE Fiber Ports. Rack Mount with Internal Universal Power Supply, 100VAC - 260VAC. | Ea |  | 1 Year (Limited Lifetime) | 3880 | 8% | 3569.6
51301 | Etherwan | EX87414-14AC | Hardened ( -40°C - 75°C ), IEC16850 & IEEE1613, Managed Ethernet Switch, 16 10/100 Ports + 4 100FX Fiber Ports + 4 GE Fiber Ports. Rack Mount with Internal Universal Power Supply, 100VAC - 260VAC. | Ea |  | 1 Year (Limited Lifetime) | 5880 | 8% | 5409.6
51302 | Etherwan | EX87414-14BC | Hardened ( -40°C - 75°C ), IEC16850 & IEEE1613, Managed Ethernet Switch, 16 10/100 Ports + 4 100FX Fiber Ports + 4 GE Fiber Ports. Rack Mount with Internal Universal Power Supply, 100VAC - 260VAC. | Ea |  | 1 Year (Limited Lifetime) | 7480 | 8% | 6881.6
51303 | Etherwan | EX87414-14RC | Hardened ( -40°C - 75°C ), IEC16850 & IEEE1613, Managed Ethernet Switch, 16 10/100 Ports + 4 100FX Fiber Ports + 4 GE Fiber Ports. Rack Mount with Internal Universal Power Supply, 100VAC - 260VAC. | Ea |  | 1 Year (Limited Lifetime) | 10280 | 8% | 9457.6
51304 | Etherwan | EX87414-14SC | Hardened ( -40°C - 75°C ), IEC16850 & IEEE1613, Managed Ethernet Switch, 16 10/100 Ports + 4 100FX Fiber Ports + 4 GE Fiber Ports. Rack Mount with Internal Universal Power Supply, 100VAC - 260VAC. | Ea |  | 1 Year (Limited Lifetime) | 11080 | 8% | 10193.6
51305 | Etherwan | EX87414-A0VC | Hardened ( -40°C - 75°C ), IEC16850 & IEEE1613, Managed Ethernet Switch, 16 10/100 Ports + 4 100FX Fiber Ports + 4 GE SFP Combo Ports. Rack Mount with Internal Universal Power Supply, 100VAC - 260VAC. | Ea |  | 1 Year (Limited Lifetime) | 4080 | 8% | 3753.6
51306 | Etherwan | EX87414-A43C | Hardened ( -40°C - 75°C ), IEC16850 & IEEE1613, Managed Ethernet Switch, 16 10/100 Ports + 4 100FX Fiber Ports + 4 GE Fiber Ports. Rack Mount with Internal Universal Power Supply, 100VAC - 260VAC. | Ea |  | 1 Year (Limited Lifetime) | 4680 | 8% | 4305.6
51307 | Etherwan | EX87414-A4AC | Hardened ( -40°C - 75°C ), IEC16850 & IEEE1613, Managed Ethernet Switch, 16 10/100 Ports + 4 100FX Fiber Ports + 4 GE Fiber Ports. Rack Mount with Internal Universal Power Supply, 100VAC - 260VAC. | Ea |  | 1 Year (Limited Lifetime) | 6680 | 8% | 6145.6
51308 | Etherwan | EX87414-A4BC | Hardened ( -40°C - 75°C ), IEC16850 & IEEE1613, Managed Ethernet Switch, 16 10/100 Ports + 4 100FX Fiber Ports + 4 GE Fiber Ports. Rack Mount with Internal Universal Power Supply, 100VAC - 260VAC. | Ea |  | 1 Year (Limited Lifetime) | 8280 | 8% | 7617.6
51309 | Etherwan | EX87414-A4RC | Hardened ( -40°C - 75°C ), IEC16850 & IEEE1613, Managed Ethernet Switch, 16 10/100 Ports + 4 100FX Fiber Ports + 4 GE Fiber Ports. Rack Mount with Internal Universal Power Supply, 100VAC - 260VAC. | Ea |  | 1 Year (Limited Lifetime) | 11080 | 8% | 10193.6
51310 | Etherwan | EX87414-A4SC | Hardened ( -40°C - 75°C ), IEC16850 & IEEE1613, Managed Ethernet Switch, 16 10/100 Ports + 4 100FX Fiber Ports + 4 GE Fiber Ports. Rack Mount with Internal Universal Power Supply, 100VAC - 260VAC. | Ea |  | 1 Year (Limited Lifetime) | 11880 | 8% | 10929.6
51311 | Etherwan | EX87414-B0VC | Hardened ( -40°C - 75°C ), IEC16850 & IEEE1613, Managed Ethernet Switch, 16 10/100 Ports + 4 100FX Fiber Ports + 4 GE SFP Combo Ports. Rack Mount with Internal Universal Power Supply, 100VAC - 260VAC. | Ea |  | 1 Year (Limited Lifetime) | 4680 | 8% | 4305.6
51312 | Etherwan | EX87414-B43C | Hardened ( -40°C - 75°C ), IEC16850 & IEEE1613, Managed Ethernet Switch, 16 10/100 Ports + 4 100FX Fiber Ports + 4 GE Fiber Ports. Rack Mount with Internal Universal Power Supply, 100VAC - 260VAC. | Ea |  | 1 Year (Limited Lifetime) | 5280 | 8% | 4857.6
51313 | Etherwan | EX87414-B4AC | Hardened ( -40°C - 75°C ), IEC16850 & IEEE1613, Managed Ethernet Switch, 16 10/100 Ports + 4 100FX Fiber Ports + 4 GE Fiber Ports. Rack Mount with Internal Universal Power Supply, 100VAC - 260VAC. | Ea |  | 1 Year (Limited Lifetime) | 7280 | 8% | 6697.6
51314 | Etherwan | EX87414-B4BC | Hardened ( -40°C - 75°C ), IEC16850 & IEEE1613, Managed Ethernet Switch, 16 10/100 Ports + 4 100FX Fiber Ports + 4 GE Fiber Ports. Rack Mount with Internal Universal Power Supply, 100VAC - 260VAC. | Ea |  | 1 Year (Limited Lifetime) | 8880 | 8% | 8169.6
51315 | Etherwan | EX87414-B4RC | Hardened ( -40°C - 75°C ), IEC16850 & IEEE1613, Managed Ethernet Switch, 16 10/100 Ports + 4 100FX Fiber Ports + 4 GE Fiber Ports. Rack Mount with Internal Universal Power Supply, 100VAC - 260VAC. | Ea |  | 1 Year (Limited Lifetime) | 11680 | 8% | 10745.6
51316 | Etherwan | EX87414-B4SC | Hardened ( -40°C - 75°C ), IEC16850 & IEEE1613, Managed Ethernet Switch, 16 10/100 Ports + 4 100FX Fiber Ports + 4 GE Fiber Ports. Rack Mount with Internal Universal Power Supply, 100VAC - 260VAC. | Ea |  | 1 Year (Limited Lifetime) | 12480 | 8% | 11481.6
51317 | Etherwan | EX87414-P0VC | Hardened ( -40°C - 75°C ), IEC16850 & IEEE1613, Managed Ethernet Switch, 16 10/100 Ports + 4 100FX Fiber Ports + 4 GE SFP Combo Ports. Rack Mount with Internal Universal Power Supply, 100VAC - 260VAC. | Ea |  | 1 Year (Limited Lifetime) | 4480 | 8% | 4121.6
51318 | Etherwan | EX87414-P43C | Hardened ( -40°C - 75°C ), IEC16850 & IEEE1613, Managed Ethernet Switch, 16 10/100 Ports + 4 100FX Fiber Ports + 4 GE Fiber Ports. Rack Mount with Internal Universal Power Supply, 100VAC - 260VAC. | Ea |  | 1 Year (Limited Lifetime) | 5080 | 8% | 4673.6
51319 | Etherwan | EX87414-P4AC | Hardened ( -40°C - 75°C ), IEC16850 & IEEE1613, Managed Ethernet Switch, 16 10/100 Ports + 4 100FX Fiber Ports + 4 GE Fiber Ports. Rack Mount with Internal Universal Power Supply, 100VAC - 260VAC. | Ea |  | 1 Year (Limited Lifetime) | 7080 | 8% | 6513.6
51320 | Etherwan | EX87414-P4BC | Hardened ( -40°C - 75°C ), IEC16850 & IEEE1613, Managed Ethernet Switch, 16 10/100 Ports + 4 100FX Fiber Ports + 4 GE Fiber Ports. Rack Mount with Internal Universal Power Supply, 100VAC - 260VAC. | Ea |  | 1 Year (Limited Lifetime) | 8680 | 8% | 7985.6
51321 | Etherwan | EX87414-P4RC | Hardened ( -40°C - 75°C ), IEC16850 & IEEE1613, Managed Ethernet Switch, 16 10/100 Ports + 4 100FX Fiber Ports + 4 GE Fiber Ports. Rack Mount with Internal Universal Power Supply, 100VAC - 260VAC. | Ea |  | 1 Year (Limited Lifetime) | 11480 | 8% | 10561.6
51322 | Etherwan | EX87414-P4SC | Hardened ( -40°C - 75°C ), IEC16850 & IEEE1613, Managed Ethernet Switch, 16 10/100 Ports + 4 100FX Fiber Ports + 4 GE Fiber Ports. Rack Mount with Internal Universal Power Supply, 100VAC - 260VAC. | Ea |  | 1 Year (Limited Lifetime) | 12280 | 8% | 11297.6
51323 | Etherwan | EX87414-Q0VC | Hardened ( -40°C - 75°C ), IEC16850 & IEEE1613, Managed Ethernet Switch, 16 10/100 Ports + 4 100FX Fiber Ports + 4 GE SFP Combo Ports. Rack Mount with Internal Universal Power Supply, 100VAC - 260VAC. | Ea |  | 1 Year (Limited Lifetime) | 4680 | 8% | 4305.6
51324 | Etherwan | EX87414-Q43C | Hardened ( -40°C - 75°C ), IEC16850 & IEEE1613, Managed Ethernet Switch, 16 10/100 Ports + 4 100FX Fiber Ports + 4 GE Fiber Ports. Rack Mount with Internal Universal Power Supply, 100VAC - 260VAC. | Ea |  | 1 Year (Limited Lifetime) | 5280 | 8% | 4857.6
51325 | Etherwan | EX87414-Q4AC | Hardened ( -40°C - 75°C ), IEC16850 & IEEE1613, Managed Ethernet Switch, 16 10/100 Ports + 4 100FX Fiber Ports + 4 GE Fiber Ports. Rack Mount with Internal Universal Power Supply, 100VAC - 260VAC. | Ea |  | 1 Year (Limited Lifetime) | 7280 | 8% | 6697.6
51326 | Etherwan | EX87414-Q4BC | Hardened ( -40°C - 75°C ), IEC16850 & IEEE1613, Managed Ethernet Switch, 16 10/100 Ports + 4 100FX Fiber Ports + 4 GE Fiber Ports. Rack Mount with Internal Universal Power Supply, 100VAC - 260VAC. | Ea |  | 1 Year (Limited Lifetime) | 8880 | 8% | 8169.6
51327 | Etherwan | EX87414-Q4RC | Hardened ( -40°C - 75°C ), IEC16850 & IEEE1613, Managed Ethernet Switch, 16 10/100 Ports + 4 100FX Fiber Ports + 4 GE Fiber Ports. Rack Mount with Internal Universal Power Supply, 100VAC - 260VAC. | Ea |  | 1 Year (Limited Lifetime) | 11680 | 8% | 10745.6
51328 | Etherwan | EX87414-Q4SC | Hardened ( -40°C - 75°C ), IEC16850 & IEEE1613, Managed Ethernet Switch, 16 10/100 Ports + 4 100FX Fiber Ports + 4 GE Fiber Ports. Rack Mount with Internal Universal Power Supply, 100VAC - 260VAC. | Ea |  | 1 Year (Limited Lifetime) | 12480 | 8% | 11481.6
51329 | Etherwan | EX87414-R0VC | Hardened ( -40°C - 75°C ), IEC16850 & IEEE1613, Managed Ethernet Switch, 16 10/100 Ports + 4 100FX Fiber Ports + 4 GE SFP Combo Ports. Rack Mount with Internal Universal Power Supply, 100VAC - 260VAC. | Ea |  | 1 Year (Limited Lifetime) | 6080 | 8% | 5593.6
51330 | Etherwan | EX87414-R43C | Hardened ( -40°C - 75°C ), IEC16850 & IEEE1613, Managed Ethernet Switch, 16 10/100 Ports + 4 100FX Fiber Ports + 4 GE Fiber Ports. Rack Mount with Internal Universal Power Supply, 100VAC - 260VAC. | Ea |  | 1 Year (Limited Lifetime) | 6680 | 8% | 6145.6
51331 | Etherwan | EX87414-R4AC | Hardened ( -40°C - 75°C ), IEC16850 & IEEE1613, Managed Ethernet Switch, 16 10/100 Ports + 4 100FX Fiber Ports + 4 GE Fiber Ports. Rack Mount with Internal Universal Power Supply, 100VAC - 260VAC. | Ea |  | 1 Year (Limited Lifetime) | 8680 | 8% | 7985.6
51332 | Etherwan | EX87414-R4BC | Hardened ( -40°C - 75°C ), IEC16850 & IEEE1613, Managed Ethernet Switch, 16 10/100 Ports + 4 100FX Fiber Ports + 4 GE Fiber Ports. Rack Mount with Internal Universal Power Supply, 100VAC - 260VAC. | Ea |  | 1 Year (Limited Lifetime) | 10280 | 8% | 9457.6
51333 | Etherwan | EX87414-R4RC | Hardened ( -40°C - 75°C ), IEC16850 & IEEE1613, Managed Ethernet Switch, 16 10/100 Ports + 4 100FX Fiber Ports + 4 GE Fiber Ports. Rack Mount with Internal Universal Power Supply, 100VAC - 260VAC. | Ea |  | 1 Year (Limited Lifetime) | 13080 | 8% | 12033.6
51334 | Etherwan | EX87414-R4SC | Hardened ( -40°C - 75°C ), IEC16850 & IEEE1613, Managed Ethernet Switch, 16 10/100 Ports + 4 100FX Fiber Ports + 4 GE Fiber Ports. Rack Mount with Internal Universal Power Supply, 100VAC - 260VAC. | Ea |  | 1 Year (Limited Lifetime) | 13880 | 8% | 12769.6
51335 | Etherwan | EX87414-S0VC | Hardened ( -40°C - 75°C ), IEC16850 & IEEE1613, Managed Ethernet Switch, 16 10/100 Ports + 4 100FX Fiber Ports + 4 GE SFP Combo Ports. Rack Mount with Internal Universal Power Supply, 100VAC - 260VAC. | Ea |  | 1 Year (Limited Lifetime) | 6480 | 8% | 5961.6
51336 | Etherwan | EX87414-S43C | Hardened ( -40°C - 75°C ), IEC16850 & IEEE1613, Managed Ethernet Switch, 16 10/100 Ports + 4 100FX Fiber Ports + 4 GE Fiber Ports. Rack Mount with Internal Universal Power Supply, 100VAC - 260VAC. | Ea |  | 1 Year (Limited Lifetime) | 7080 | 8% | 6513.6
51337 | Etherwan | EX87414-S4AC | Hardened ( -40°C - 75°C ), IEC16850 & IEEE1613, Managed Ethernet Switch, 16 10/100 Ports + 4 100FX Fiber Ports + 4 GE Fiber Ports. Rack Mount with Internal Universal Power Supply, 100VAC - 260VAC. | Ea |  | 1 Year (Limited Lifetime) | 9080 | 8% | 8353.6
51338 | Etherwan | EX87414-S4BC | Hardened ( -40°C - 75°C ), IEC16850 & IEEE1613, Managed Ethernet Switch, 16 10/100 Ports + 4 100FX Fiber Ports + 4 GE Fiber Ports. Rack Mount with Internal Universal Power Supply, 100VAC - 260VAC. | Ea |  | 1 Year (Limited Lifetime) | 10680 | 8% | 9825.6
51339 | Etherwan | EX87414-S4RC | Hardened ( -40°C - 75°C ), IEC16850 & IEEE1613, Managed Ethernet Switch, 16 10/100 Ports + 4 100FX Fiber Ports + 4 GE Fiber Ports. Rack Mount with Internal Universal Power Supply, 100VAC - 260VAC. | Ea |  | 1 Year (Limited Lifetime) | 13480 | 8% | 12401.6
51340 | Etherwan | EX87414-S4SC | Hardened ( -40°C - 75°C ), IEC16850 & IEEE1613, Managed Ethernet Switch, 16 10/100 Ports + 4 100FX Fiber Ports + 4 GE Fiber Ports. Rack Mount with Internal Universal Power Supply, 100VAC - 260VAC. | Ea |  | 1 Year (Limited Lifetime) | 14280 | 8% | 13137.6
51341 | Etherwan | EX87420-100C | Hardened ( -40°C - 75°C ), IEC16850 & IEEE1613, Managed Ethernet Switch, 16 10/100 Ports + 8 100FX Fiber Ports. Rack Mount with Internal Universal Power Supply, 100VAC - 260VAC. | Ea |  | 1 Year (Limited Lifetime) | 3080 | 8% | 2833.6
51342 | Etherwan | EX87420-200C | Hardened ( -40°C - 75°C ), IEC16850 & IEEE1613, Managed Ethernet Switch, 16 10/100 Ports + 8 100FX Fiber Ports. Rack Mount with Internal Universal Power Supply, 100VAC - 260VAC. | Ea |  | 1 Year (Limited Lifetime) | 3080 | 8% | 2833.6
51343 | Etherwan | EX87420-A00C | Hardened ( -40°C - 75°C ), IEC16850 & IEEE1613, Managed Ethernet Switch, 16 10/100 Ports + 8 100FX Fiber Ports. Rack Mount with Internal Universal Power Supply, 100VAC - 260VAC. | Ea |  | 1 Year (Limited Lifetime) | 4680 | 8% | 4305.6
51344 | Etherwan | EX87420-B00C | Hardened ( -40°C - 75°C ), IEC16850 & IEEE1613, Managed Ethernet Switch, 16 10/100 Ports + 8 100FX Fiber Ports. Rack Mount with Internal Universal Power Supply, 100VAC - 260VAC. | Ea |  | 1 Year (Limited Lifetime) | 5880 | 8% | 5409.6
51345 | Etherwan | EX87420-H00C | Hardened ( -40°C - 75°C ), IEC16850 & IEEE1613, Managed Ethernet Switch, 16 10/100 Ports + 8 100FX Fiber Ports. Rack Mount with Internal Universal Power Supply, 100VAC - 260VAC. | Ea |  | 1 Year (Limited Lifetime) | 4680 | 8% | 4305.6
51346 | Etherwan | EX87420-P00C | Hardened ( -40°C - 75°C ), IEC16850 & IEEE1613, Managed Ethernet Switch, 16 10/100 Ports + 8 100FX Fiber Ports. Rack Mount with Internal Universal Power Supply, 100VAC - 260VAC. | Ea |  | 1 Year (Limited Lifetime) | 5480 | 8% | 5041.6
51347 | Etherwan | EX87420-Q00C | Hardened ( -40°C - 75°C ), IEC16850 & IEEE1613, Managed Ethernet Switch, 16 10/100 Ports + 8 100FX Fiber Ports. Rack Mount with Internal Universal Power Supply, 100VAC - 260VAC. | Ea |  | 1 Year (Limited Lifetime) | 5880 | 8% | 5409.6
51348 | Etherwan | EX87420-R00C | Hardened ( -40°C - 75°C ), IEC16850 & IEEE1613, Managed Ethernet Switch, 16 10/100 Ports + 8 100FX Fiber Ports. Rack Mount with Internal Universal Power Supply, 100VAC - 260VAC. | Ea |  | 1 Year (Limited Lifetime) | 8680 | 8% | 7985.6
51349 | Etherwan | EX87420-S00C | Hardened ( -40°C - 75°C ), IEC16850 & IEEE1613, Managed Ethernet Switch, 16 10/100 Ports + 8 100FX Fiber Ports. Rack Mount with Internal Universal Power Supply, 100VAC - 260VAC. | Ea |  | 1 Year (Limited Lifetime) | 9480 | 8% | 8721.6
51350 | Etherwan | EX87422-10VC | Hardened ( -40°C - 75°C ), IEC16850 & IEEE1613, Managed Ethernet Switch, 16 10/100 Ports + 8 100FX Fiber Ports + 2 GE SFP Combo Ports. Rack Mount with Internal Universal Power Supply, 100VAC - 260VAC. | Ea |  | 1 Year (Limited Lifetime) | 3580 | 8% | 3293.6
51351 | Etherwan | EX87422-123C | Hardened ( -40°C - 75°C ), IEC16850 & IEEE1613, Managed Ethernet Switch, 16 10/100 Ports + 8 100FX Fiber Ports + 2 GE Fiber Ports. Rack Mount with Internal Universal Power Supply, 100VAC - 260VAC. | Ea |  | 1 Year (Limited Lifetime) | 3880 | 8% | 3569.6
51352 | Etherwan | EX87422-12AC | Hardened ( -40°C - 75°C ), IEC16850 & IEEE1613, Managed Ethernet Switch, 16 10/100 Ports + 8 100FX Fiber Ports + 2 GE Fiber Ports. Rack Mount with Internal Universal Power Supply, 100VAC - 260VAC. | Ea |  | 1 Year (Limited Lifetime) | 4880 | 8% | 4489.6
51353 | Etherwan | EX87422-12BC | Hardened ( -40°C - 75°C ), IEC16850 & IEEE1613, Managed Ethernet Switch, 16 10/100 Ports + 8 100FX Fiber Ports + 2 GE Fiber Ports. Rack Mount with Internal Universal Power Supply, 100VAC - 260VAC. | Ea |  | 1 Year (Limited Lifetime) | 5680 | 8% | 5225.6
51354 | Etherwan | EX87422-12RC | Hardened ( -40°C - 75°C ), IEC16850 & IEEE1613, Managed Ethernet Switch, 16 10/100 Ports + 8 100FX Fiber Ports + 2 GE Fiber Ports. Rack Mount with Internal Universal Power Supply, 100VAC - 260VAC. | Ea |  | 1 Year (Limited Lifetime) | 7080 | 8% | 6513.6
51355 | Etherwan | EX87422-12SC | Hardened ( -40°C - 75°C ), IEC16850 & IEEE1613, Managed Ethernet Switch, 16 10/100 Ports + 8 100FX Fiber Ports + 2 GE Fiber Ports. Rack Mount with Internal Universal Power Supply, 100VAC - 260VAC. | Ea |  | 1 Year (Limited Lifetime) | 7480 | 8% | 6881.6
51356 | Etherwan | EX87422-A0VC | Hardened ( -40°C - 75°C ), IEC16850 & IEEE1613, Managed Ethernet Switch, 16 10/100 Ports + 8 100FX Fiber Ports + 2 GE SFP Combo Ports. Rack Mount with Internal Universal Power Supply, 100VAC - 260VAC. | Ea |  | 1 Year (Limited Lifetime) | 5180 | 8% | 4765.6
51357 | Etherwan | EX87422-A23C | Hardened ( -40°C - 75°C ), IEC16850 & IEEE1613, Managed Ethernet Switch, 16 10/100 Ports + 8 100FX Fiber Ports + 2 GE Fiber Ports. Rack Mount with Internal Universal Power Supply, 100VAC - 260VAC. | Ea |  | 1 Year (Limited Lifetime) | 5480 | 8% | 5041.6
51358 | Etherwan | EX87422-A2AC | Hardened ( -40°C - 75°C ), IEC16850 & IEEE1613, Managed Ethernet Switch, 16 10/100 Ports + 8 100FX Fiber Ports + 2 GE Fiber Ports. Rack Mount with Internal Universal Power Supply, 100VAC - 260VAC. | Ea |  | 1 Year (Limited Lifetime) | 6480 | 8% | 5961.6
51359 | Etherwan | EX87422-A2BC | Hardened ( -40°C - 75°C ), IEC16850 & IEEE1613, Managed Ethernet Switch, 16 10/100 Ports + 8 100FX Fiber Ports + 2 GE Fiber Ports. Rack Mount with Internal Universal Power Supply, 100VAC - 260VAC. | Ea |  | 1 Year (Limited Lifetime) | 7280 | 8% | 6697.6
51360 | Etherwan | EX87422-A2RC | Hardened ( -40°C - 75°C ), IEC16850 & IEEE1613, Managed Ethernet Switch, 16 10/100 Ports + 8 100FX Fiber Ports + 2 GE Fiber Ports. Rack Mount with Internal Universal Power Supply, 100VAC - 260VAC. | Ea |  | 1 Year (Limited Lifetime) | 8680 | 8% | 7985.6
51361 | Etherwan | EX87422-A2SC | Hardened ( -40°C - 75°C ), IEC16850 & IEEE1613, Managed Ethernet Switch, 16 10/100 Ports + 8 100FX Fiber Ports + 2 GE Fiber Ports. Rack Mount with Internal Universal Power Supply, 100VAC - 260VAC. | Ea |  | 1 Year (Limited Lifetime) | 9080 | 8% | 8353.6
51362 | Etherwan | EX87422-B0VC | Hardened ( -40°C - 75°C ), IEC16850 & IEEE1613, Managed Ethernet Switch, 16 10/100 Ports + 8 100FX Fiber Ports + 2 GE SFP Combo Ports. Rack Mount with Internal Universal Power Supply, 100VAC - 260VAC. | Ea |  | 1 Year (Limited Lifetime) | 6380 | 8% | 5869.6
51363 | Etherwan | EX87422-B23C | Hardened ( -40°C - 75°C ), IEC16850 & IEEE1613, Managed Ethernet Switch, 16 10/100 Ports + 8 100FX Fiber Ports + 2 GE Fiber Ports. Rack Mount with Internal Universal Power Supply, 100VAC - 260VAC. | Ea |  | 1 Year (Limited Lifetime) | 6680 | 8% | 6145.6
51364 | Etherwan | EX87422-B2AC | Hardened ( -40°C - 75°C ), IEC16850 & IEEE1613, Managed Ethernet Switch, 16 10/100 Ports + 8 100FX Fiber Ports + 2 GE Fiber Ports. Rack Mount with Internal Universal Power Supply, 100VAC - 260VAC. | Ea |  | 1 Year (Limited Lifetime) | 7680 | 8% | 7065.6
51365 | Etherwan | EX87422-B2BC | Hardened ( -40°C - 75°C ), IEC16850 & IEEE1613, Managed Ethernet Switch, 16 10/100 Ports + 8 100FX Fiber Ports + 2 GE Fiber Ports. Rack Mount with Internal Universal Power Supply, 100VAC - 260VAC. | Ea |  | 1 Year (Limited Lifetime) | 8480 | 8% | 7801.6
51366 | Etherwan | EX87422-B2RC | Hardened ( -40°C - 75°C ), IEC16850 & IEEE1613, Managed Ethernet Switch, 16 10/100 Ports + 8 100FX Fiber Ports + 2 GE Fiber Ports. Rack Mount with Internal Universal Power Supply, 100VAC - 260VAC. | Ea |  | 1 Year (Limited Lifetime) | 9880 | 8% | 9089.6
51367 | Etherwan | EX87422-B2SC | Hardened ( -40°C - 75°C ), IEC16850 & IEEE1613, Managed Ethernet Switch, 16 10/100 Ports + 8 100FX Fiber Ports + 2 GE Fiber Ports. Rack Mount with Internal Universal Power Supply, 100VAC - 260VAC. | Ea |  | 1 Year (Limited Lifetime) | 10280 | 8% | 9457.6
51368 | Etherwan | EX87422-P0VC | Hardened ( -40°C - 75°C ), IEC16850 & IEEE1613, Managed Ethernet Switch, 16 10/100 Ports + 8 100FX Fiber Ports + 2 GE SFP Combo Ports. Rack Mount with Internal Universal Power Supply, 100VAC - 260VAC. | Ea |  | 1 Year (Limited Lifetime) | 5980 | 8% | 5501.6
51369 | Etherwan | EX87422-P23C | Hardened ( -40°C - 75°C ), IEC16850 & IEEE1613, Managed Ethernet Switch, 16 10/100 Ports + 8 100FX Fiber Ports + 2 GE Fiber Ports. Rack Mount with Internal Universal Power Supply, 100VAC - 260VAC. | Ea |  | 1 Year (Limited Lifetime) | 6280 | 8% | 5777.6
51370 | Etherwan | EX87422-P2AC | Hardened ( -40°C - 75°C ), IEC16850 & IEEE1613, Managed Ethernet Switch, 16 10/100 Ports + 8 100FX Fiber Ports + 2 GE Fiber Ports. Rack Mount with Internal Universal Power Supply, 100VAC - 260VAC. | Ea |  | 1 Year (Limited Lifetime) | 7280 | 8% | 6697.6
51371 | Etherwan | EX87422-P2BC | Hardened ( -40°C - 75°C ), IEC16850 & IEEE1613, Managed Ethernet Switch, 16 10/100 Ports + 8 100FX Fiber Ports + 2 GE Fiber Ports. Rack Mount with Internal Universal Power Supply, 100VAC - 260VAC. | Ea |  | 1 Year (Limited Lifetime) | 8080 | 8% | 7433.6
51372 | Etherwan | EX87422-P2RC | Hardened ( -40°C - 75°C ), IEC16850 & IEEE1613, Managed Ethernet Switch, 16 10/100 Ports + 8 100FX Fiber Ports + 2 GE Fiber Ports. Rack Mount with Internal Universal Power Supply, 100VAC - 260VAC. | Ea |  | 1 Year (Limited Lifetime) | 9480 | 8% | 8721.6
51373 | Etherwan | EX87422-P2SC | Hardened ( -40°C - 75°C ), IEC16850 & IEEE1613, Managed Ethernet Switch, 16 10/100 Ports + 8 100FX Fiber Ports + 2 GE Fiber Ports. Rack Mount with Internal Universal Power Supply, 100VAC - 260VAC. | Ea |  | 1 Year (Limited Lifetime) | 9880 | 8% | 9089.6
51374 | Etherwan | EX87422-Q0VC | Hardened ( -40°C - 75°C ), IEC16850 & IEEE1613, Managed Ethernet Switch, 16 10/100 Ports + 8 100FX Fiber Ports + 2 GE SFP Combo Ports. Rack Mount with Internal Universal Power Supply, 100VAC - 260VAC. | Ea |  | 1 Year (Limited Lifetime) | 6380 | 8% | 5869.6
51375 | Etherwan | EX87422-Q23C | Hardened ( -40°C - 75°C ), IEC16850 & IEEE1613, Managed Ethernet Switch, 16 10/100 Ports + 8 100FX Fiber Ports + 2 GE Fiber Ports. Rack Mount with Internal Universal Power Supply, 100VAC - 260VAC. | Ea |  | 1 Year (Limited Lifetime) | 6680 | 8% | 6145.6
51376 | Etherwan | EX87422-Q2AC | Hardened ( -40°C - 75°C ), IEC16850 & IEEE1613, Managed Ethernet Switch, 16 10/100 Ports + 8 100FX Fiber Ports + 2 GE Fiber Ports. Rack Mount with Internal Universal Power Supply, 100VAC - 260VAC. | Ea |  | 1 Year (Limited Lifetime) | 7680 | 8% | 7065.6
51377 | Etherwan | EX87422-Q2BC | Hardened ( -40°C - 75°C ), IEC16850 & IEEE1613, Managed Ethernet Switch, 16 10/100 Ports + 8 100FX Fiber Ports + 2 GE Fiber Ports. Rack Mount with Internal Universal Power Supply, 100VAC - 260VAC. | Ea |  | 1 Year (Limited Lifetime) | 8480 | 8% | 7801.6
51378 | Etherwan | EX87422-Q2RC | Hardened ( -40°C - 75°C ), IEC16850 & IEEE1613, Managed Ethernet Switch, 16 10/100 Ports + 8 100FX Fiber Ports + 2 GE Fiber Ports. Rack Mount with Internal Universal Power Supply, 100VAC - 260VAC. | Ea |  | 1 Year (Limited Lifetime) | 9880 | 8% | 9089.6
51379 | Etherwan | EX87422-Q2SC | Hardened ( -40°C - 75°C ), IEC16850 & IEEE1613, Managed Ethernet Switch, 16 10/100 Ports + 8 100FX Fiber Ports + 2 GE Fiber Ports. Rack Mount with Internal Universal Power Supply, 100VAC - 260VAC. | Ea |  | 1 Year (Limited Lifetime) | 10280 | 8% | 9457.6
51380 | Etherwan | EX87422-R0VC | Hardened ( -40°C - 75°C ), IEC16850 & IEEE1613, Managed Ethernet Switch, 16 10/100 Ports + 8 100FX Fiber Ports + 2 GE SFP Combo Ports. Rack Mount with Internal Universal Power Supply, 100VAC - 260VAC. | Ea |  | 1 Year (Limited Lifetime) | 9180 | 8% | 8445.6
51381 | Etherwan | EX87422-R23C | Hardened ( -40°C - 75°C ), IEC16850 & IEEE1613, Managed Ethernet Switch, 16 10/100 Ports + 8 100FX Fiber Ports + 2 GE Fiber Ports. Rack Mount with Internal Universal Power Supply, 100VAC - 260VAC. | Ea |  | 1 Year (Limited Lifetime) | 9480 | 8% | 8721.6
51382 | Etherwan | EX87422-R2AC | Hardened ( -40°C - 75°C ), IEC16850 & IEEE1613, Managed Ethernet Switch, 16 10/100 Ports + 8 100FX Fiber Ports + 2 GE Fiber Ports. Rack Mount with Internal Universal Power Supply, 100VAC - 260VAC. | Ea |  | 1 Year (Limited Lifetime) | 10480 | 8% | 9641.6
51383 | Etherwan | EX87422-R2BC | Hardened ( -40°C - 75°C ), IEC16850 & IEEE1613, Managed Ethernet Switch, 16 10/100 Ports + 8 100FX Fiber Ports + 2 GE Fiber Ports. Rack Mount with Internal Universal Power Supply, 100VAC - 260VAC. | Ea |  | 1 Year (Limited Lifetime) | 11280 | 8% | 10377.6
51384 | Etherwan | EX87422-R2RC | Hardened ( -40°C - 75°C ), IEC16850 & IEEE1613, Managed Ethernet Switch, 16 10/100 Ports + 8 100FX Fiber Ports + 2 GE Fiber Ports. Rack Mount with Internal Universal Power Supply, 100VAC - 260VAC. | Ea |  | 1 Year (Limited Lifetime) | 12680 | 8% | 11665.6
51385 | Etherwan | EX87422-R2SC | Hardened ( -40°C - 75°C ), IEC16850 & IEEE1613, Managed Ethernet Switch, 16 10/100 Ports + 8 100FX Fiber Ports + 2 GE Fiber Ports. Rack Mount with Internal Universal Power Supply, 100VAC - 260VAC. | Ea |  | 1 Year (Limited Lifetime) | 13080 | 8% | 12033.6
51386 | Etherwan | EX87422-S0VC | Hardened ( -40°C - 75°C ), IEC16850 & IEEE1613, Managed Ethernet Switch, 16 10/100 Ports + 8 100FX Fiber Ports + 2 GE SFP Combo Ports. Rack Mount with Internal Universal Power Supply, 100VAC - 260VAC. | Ea |  | 1 Year (Limited Lifetime) | 9980 | 8% | 9181.6
51387 | Etherwan | EX87422-S23C | Hardened ( -40°C - 75°C ), IEC16850 & IEEE1613, Managed Ethernet Switch, 16 10/100 Ports + 8 100FX Fiber Ports + 2 GE Fiber Ports. Rack Mount with Internal Universal Power Supply, 100VAC - 260VAC. | Ea |  | 1 Year (Limited Lifetime) | 10280 | 8% | 9457.6
51388 | Etherwan | EX87422-S2AC | Hardened ( -40°C - 75°C ), IEC16850 & IEEE1613, Managed Ethernet Switch, 16 10/100 Ports + 8 100FX Fiber Ports + 2 GE Fiber Ports. Rack Mount with Internal Universal Power Supply, 100VAC - 260VAC. | Ea |  | 1 Year (Limited Lifetime) | 11280 | 8% | 10377.6
51389 | Etherwan | EX87422-S2BC | Hardened ( -40°C - 75°C ), IEC16850 & IEEE1613, Managed Ethernet Switch, 16 10/100 Ports + 8 100FX Fiber Ports + 2 GE Fiber Ports. Rack Mount with Internal Universal Power Supply, 100VAC - 260VAC. | Ea |  | 1 Year (Limited Lifetime) | 12080 | 8% | 11113.6
51390 | Etherwan | EX87422-S2RC | Hardened ( -40°C - 75°C ), IEC16850 & IEEE1613, Managed Ethernet Switch, 16 10/100 Ports + 8 100FX Fiber Ports + 2 GE Fiber Ports. Rack Mount with Internal Universal Power Supply, 100VAC - 260VAC. | Ea |  | 1 Year (Limited Lifetime) | 13480 | 8% | 12401.6
51391 | Etherwan | EX87422-S2SC | Hardened ( -40°C - 75°C ), IEC16850 & IEEE1613, Managed Ethernet Switch, 16 10/100 Ports + 8 100FX Fiber Ports + 2 GE Fiber Ports. Rack Mount with Internal Universal Power Supply, 100VAC - 260VAC. | Ea |  | 1 Year (Limited Lifetime) | 13880 | 8% | 12769.6
51392 | Etherwan | EX87424-10VC | Hardened ( -40°C - 75°C ), IEC16850 & IEEE1613, Managed Ethernet Switch, 16 10/100 Ports + 8 100FX Fiber Ports + 4 GE SFP Combo Ports. Rack Mount with Internal Universal Power Supply, 100VAC - 260VAC. | Ea |  | 1 Year (Limited Lifetime) | 4080 | 8% | 3753.6
51393 | Etherwan | EX87424-114W | Hardened ( -40°C - 75°C ), IEC16850 & IEEE1613, Managed Ethernet Switch, 16 10/100 Ports + 8 100FX Fiber Ports + 3 GE Ports + 1 GE Fiber Port. Rack Mount with Internal Universal Power Supply, 88VDC to 370VDC and 90VAC to 264VAC. | Ea |  | 1 Year (Limited Lifetime) | 5090 | 8% | 4682.8
51394 | Etherwan | EX87424-143C | Hardened ( -40°C - 75°C ), IEC16850 & IEEE1613, Managed Ethernet Switch, 16 10/100 Ports + 8 100FX Fiber Ports + 4 GE Fiber Ports. Rack Mount with Internal Universal Power Supply, 100VAC - 260VAC. | Ea |  | 1 Year (Limited Lifetime) | 4680 | 8% | 4305.6
51395 | Etherwan | EX87424-14AC | Hardened ( -40°C - 75°C ), IEC16850 & IEEE1613, Managed Ethernet Switch, 16 10/100 Ports + 8 100FX Fiber Ports + 4 GE Fiber Ports. Rack Mount with Internal Universal Power Supply, 100VAC - 260VAC. | Ea |  | 1 Year (Limited Lifetime) | 6680 | 8% | 6145.6
51396 | Etherwan | EX87424-14BC | Hardened ( -40°C - 75°C ), IEC16850 & IEEE1613, Managed Ethernet Switch, 16 10/100 Ports + 8 100FX Fiber Ports + 4 GE Fiber Ports. Rack Mount with Internal Universal Power Supply, 100VAC - 260VAC. | Ea |  | 1 Year (Limited Lifetime) | 8280 | 8% | 7617.6
51397 | Etherwan | EX87424-14RC | Hardened ( -40°C - 75°C ), IEC16850 & IEEE1613, Managed Ethernet Switch, 16 10/100 Ports + 8 100FX Fiber Ports + 4 GE Fiber Ports. Rack Mount with Internal Universal Power Supply, 100VAC - 260VAC. | Ea |  | 1 Year (Limited Lifetime) | 11080 | 8% | 10193.6
51398 | Etherwan | EX87424-14SC | Hardened ( -40°C - 75°C ), IEC16850 & IEEE1613, Managed Ethernet Switch, 16 10/100 Ports + 8 100FX Fiber Ports + 4 GE Fiber Ports. Rack Mount with Internal Universal Power Supply, 100VAC - 260VAC. | Ea |  | 1 Year (Limited Lifetime) | 11880 | 8% | 10929.6
51399 | Etherwan | EX87424-A0VC | Hardened ( -40°C - 75°C ), IEC16850 & IEEE1613, Managed Ethernet Switch, 16 10/100 Ports + 8 100FX Fiber Ports + 4 GE SFP Combo Ports. Rack Mount with Internal Universal Power Supply, 100VAC - 260VAC. | Ea |  | 1 Year (Limited Lifetime) | 5680 | 8% | 5225.6
51400 | Etherwan | EX87424-A43C | Hardened ( -40°C - 75°C ), IEC16850 & IEEE1613, Managed Ethernet Switch, 16 10/100 Ports + 8 100FX Fiber Ports + 4 GE Fiber Ports. Rack Mount with Internal Universal Power Supply, 100VAC - 260VAC. | Ea |  | 1 Year (Limited Lifetime) | 6280 | 8% | 5777.6
51401 | Etherwan | EX87424-A4AC | Hardened ( -40°C - 75°C ), IEC16850 & IEEE1613, Managed Ethernet Switch, 16 10/100 Ports + 8 100FX Fiber Ports + 4 GE Fiber Ports. Rack Mount with Internal Universal Power Supply, 100VAC - 260VAC. | Ea |  | 1 Year (Limited Lifetime) | 8280 | 8% | 7617.6
51402 | Etherwan | EX87424-A4BC | Hardened ( -40°C - 75°C ), IEC16850 & IEEE1613, Managed Ethernet Switch, 16 10/100 Ports + 8 100FX Fiber Ports + 4 GE Fiber Ports. Rack Mount with Internal Universal Power Supply, 100VAC - 260VAC. | Ea |  | 1 Year (Limited Lifetime) | 9880 | 8% | 9089.6
51403 | Etherwan | EX87424-A4RC | Hardened ( -40°C - 75°C ), IEC16850 & IEEE1613, Managed Ethernet Switch, 16 10/100 Ports + 8 100FX Fiber Ports + 4 GE Fiber Ports. Rack Mount with Internal Universal Power Supply, 100VAC - 260VAC. | Ea |  | 1 Year (Limited Lifetime) | 12680 | 8% | 11665.6
51404 | Etherwan | EX87424-A4SC | Hardened ( -40°C - 75°C ), IEC16850 & IEEE1613, Managed Ethernet Switch, 16 10/100 Ports + 8 100FX Fiber Ports + 4 GE Fiber Ports. Rack Mount with Internal Universal Power Supply, 100VAC - 260VAC. | Ea |  | 1 Year (Limited Lifetime) | 13480 | 8% | 12401.6
51405 | Etherwan | EX87424-B0VC | Hardened ( -40°C - 75°C ), IEC16850 & IEEE1613, Managed Ethernet Switch, 16 10/100 Ports + 8 100FX Fiber Ports + 4 GE SFP Combo Ports. Rack Mount with Internal Universal Power Supply, 100VAC - 260VAC. | Ea |  | 1 Year (Limited Lifetime) | 6880 | 8% | 6329.6
51406 | Etherwan | EX87424-B43C | Hardened ( -40°C - 75°C ), IEC16850 & IEEE1613, Managed Ethernet Switch, 16 10/100 Ports + 8 100FX Fiber Ports + 4 GE Fiber Ports. Rack Mount with Internal Universal Power Supply, 100VAC - 260VAC. | Ea |  | 1 Year (Limited Lifetime) | 7480 | 8% | 6881.6
51407 | Etherwan | EX87424-B4AC | Hardened ( -40°C - 75°C ), IEC16850 & IEEE1613, Managed Ethernet Switch, 16 10/100 Ports + 8 100FX Fiber Ports + 4 GE Fiber Ports. Rack Mount with Internal Universal Power Supply, 100VAC - 260VAC. | Ea |  | 1 Year (Limited Lifetime) | 9480 | 8% | 8721.6
51408 | Etherwan | EX87424-B4BC | Hardened ( -40°C - 75°C ), IEC16850 & IEEE1613, Managed Ethernet Switch, 16 10/100 Ports + 8 100FX Fiber Ports + 4 GE Fiber Ports. Rack Mount with Internal Universal Power Supply, 100VAC - 260VAC. | Ea |  | 1 Year (Limited Lifetime) | 11080 | 8% | 10193.6
51409 | Etherwan | EX87424-B4RC | Hardened ( -40°C - 75°C ), IEC16850 & IEEE1613, Managed Ethernet Switch, 16 10/100 Ports + 8 100FX Fiber Ports + 4 GE Fiber Ports. Rack Mount with Internal Universal Power Supply, 100VAC - 260VAC. | Ea |  | 1 Year (Limited Lifetime) | 13880 | 8% | 12769.6
51410 | Etherwan | EX87424-B4SC | Hardened ( -40°C - 75°C ), IEC16850 & IEEE1613, Managed Ethernet Switch, 16 10/100 Ports + 8 100FX Fiber Ports + 4 GE Fiber Ports. Rack Mount with Internal Universal Power Supply, 100VAC - 260VAC. | Ea |  | 1 Year (Limited Lifetime) | 14680 | 8% | 13505.6
51411 | Etherwan | EX87424-P0VC | Hardened ( -40°C - 75°C ), IEC16850 & IEEE1613, Managed Ethernet Switch, 16 10/100 Ports + 8 100FX Fiber Ports + 4 GE SFP Combo Ports. Rack Mount with Internal Universal Power Supply, 100VAC - 260VAC. | Ea |  | 1 Year (Limited Lifetime) | 6480 | 8% | 5961.6
51412 | Etherwan | EX87424-P43C | Hardened ( -40°C - 75°C ), IEC16850 & IEEE1613, Managed Ethernet Switch, 16 10/100 Ports + 8 100FX Fiber Ports + 4 GE Fiber Ports. Rack Mount with Internal Universal Power Supply, 100VAC - 260VAC. | Ea |  | 1 Year (Limited Lifetime) | 7080 | 8% | 6513.6
51413 | Etherwan | EX87424-P4AC | Hardened ( -40°C - 75°C ), IEC16850 & IEEE1613, Managed Ethernet Switch, 16 10/100 Ports + 8 100FX Fiber Ports + 4 GE Fiber Ports. Rack Mount with Internal Universal Power Supply, 100VAC - 260VAC. | Ea |  | 1 Year (Limited Lifetime) | 9080 | 8% | 8353.6
51414 | Etherwan | EX87424-P4BC | Hardened ( -40°C - 75°C ), IEC16850 & IEEE1613, Managed Ethernet Switch, 16 10/100 Ports + 8 100FX Fiber Ports + 4 GE Fiber Ports. Rack Mount with Internal Universal Power Supply, 100VAC - 260VAC. | Ea |  | 1 Year (Limited Lifetime) | 10680 | 8% | 9825.6
51415 | Etherwan | EX87424-P4RC | Hardened ( -40°C - 75°C ), IEC16850 & IEEE1613, Managed Ethernet Switch, 16 10/100 Ports + 8 100FX Fiber Ports + 4 GE Fiber Ports. Rack Mount with Internal Universal Power Supply, 100VAC - 260VAC. | Ea |  | 1 Year (Limited Lifetime) | 13480 | 8% | 12401.6
51416 | Etherwan | EX87424-P4SC | Hardened ( -40°C - 75°C ), IEC16850 & IEEE1613, Managed Ethernet Switch, 16 10/100 Ports + 8 100FX Fiber Ports + 4 GE Fiber Ports. Rack Mount with Internal Universal Power Supply, 100VAC - 260VAC. | Ea |  | 1 Year (Limited Lifetime) | 14280 | 8% | 13137.6
51417 | Etherwan | EX87424-Q0VC | Hardened ( -40°C - 75°C ), IEC16850 & IEEE1613, Managed Ethernet Switch, 16 10/100 Ports + 8 100FX Fiber Ports + 4 GE SFP Combo Ports. Rack Mount with Internal Universal Power Supply, 100VAC - 260VAC. | Ea |  | 1 Year (Limited Lifetime) | 6880 | 8% | 6329.6
51418 | Etherwan | EX87424-Q43C | Hardened ( -40°C - 75°C ), IEC16850 & IEEE1613, Managed Ethernet Switch, 16 10/100 Ports + 8 100FX Fiber Ports + 4 GE Fiber Ports. Rack Mount with Internal Universal Power Supply, 100VAC - 260VAC. | Ea |  | 1 Year (Limited Lifetime) | 7480 | 8% | 6881.6
51419 | Etherwan | EX87424-Q4AC | Hardened ( -40°C - 75°C ), IEC16850 & IEEE1613, Managed Ethernet Switch, 16 10/100 Ports + 8 100FX Fiber Ports + 4 GE Fiber Ports. Rack Mount with Internal Universal Power Supply, 100VAC - 260VAC. | Ea |  | 1 Year (Limited Lifetime) | 9480 | 8% | 8721.6
51420 | Etherwan | EX87424-Q4BC | Hardened ( -40°C - 75°C ), IEC16850 & IEEE1613, Managed Ethernet Switch, 16 10/100 Ports + 8 100FX Fiber Ports + 4 GE Fiber Ports. Rack Mount with Internal Universal Power Supply, 100VAC - 260VAC. | Ea |  | 1 Year (Limited Lifetime) | 11080 | 8% | 10193.6
51421 | Etherwan | EX87424-Q4RC | Hardened ( -40°C - 75°C ), IEC16850 & IEEE1613, Managed Ethernet Switch, 16 10/100 Ports + 8 100FX Fiber Ports + 4 GE Fiber Ports. Rack Mount with Internal Universal Power Supply, 100VAC - 260VAC. | Ea |  | 1 Year (Limited Lifetime) | 13880 | 8% | 12769.6
51422 | Etherwan | EX87424-Q4SC | Hardened ( -40°C - 75°C ), IEC16850 & IEEE1613, Managed Ethernet Switch, 16 10/100 Ports + 8 100FX Fiber Ports + 4 GE Fiber Ports. Rack Mount with Internal Universal Power Supply, 100VAC - 260VAC. | Ea |  | 1 Year (Limited Lifetime) | 14680 | 8% | 13505.6
51423 | Etherwan | EX87424-R0VC | Hardened ( -40°C - 75°C ), IEC16850 & IEEE1613, Managed Ethernet Switch, 16 10/100 Ports + 8 100FX Fiber Ports + 4 GE SFP Combo Ports. Rack Mount with Internal Universal Power Supply, 100VAC - 260VAC. | Ea |  | 1 Year (Limited Lifetime) | 9680 | 8% | 8905.6
51424 | Etherwan | EX87424-R43C | Hardened ( -40°C - 75°C ), IEC16850 & IEEE1613, Managed Ethernet Switch, 16 10/100 Ports + 8 100FX Fiber Ports + 4 GE Fiber Ports. Rack Mount with Internal Universal Power Supply, 100VAC - 260VAC. | Ea |  | 1 Year (Limited Lifetime) | 10280 | 8% | 9457.6
51425 | Etherwan | EX87424-R4AC | Hardened ( -40°C - 75°C ), IEC16850 & IEEE1613, Managed Ethernet Switch, 16 10/100 Ports + 8 100FX Fiber Ports + 4 GE Fiber Ports. Rack Mount with Internal Universal Power Supply, 100VAC - 260VAC. | Ea |  | 1 Year (Limited Lifetime) | 12280 | 8% | 11297.6
51426 | Etherwan | EX87424-R4BC | Hardened ( -40°C - 75°C ), IEC16850 & IEEE1613, Managed Ethernet Switch, 16 10/100 Ports + 8 100FX Fiber Ports + 4 GE Fiber Ports. Rack Mount with Internal Universal Power Supply, 100VAC - 260VAC. | Ea |  | 1 Year (Limited Lifetime) | 13880 | 8% | 12769.6
51427 | Etherwan | EX87424-R4RC | Hardened ( -40°C - 75°C ), IEC16850 & IEEE1613, Managed Ethernet Switch, 16 10/100 Ports + 8 100FX Fiber Ports + 4 GE Fiber Ports. Rack Mount with Internal Universal Power Supply, 100VAC - 260VAC. | Ea |  | 1 Year (Limited Lifetime) | 16680 | 8% | 15345.6
51428 | Etherwan | EX87424-R4SC | Hardened ( -40°C - 75°C ), IEC16850 & IEEE1613, Managed Ethernet Switch, 16 10/100 Ports + 8 100FX Fiber Ports + 4 GE Fiber Ports. Rack Mount with Internal Universal Power Supply, 100VAC - 260VAC. | Ea |  | 1 Year (Limited Lifetime) | 17480 | 8% | 16081.6
51429 | Etherwan | EX87424-S0VC | Hardened ( -40°C - 75°C ), IEC16850 & IEEE1613, Managed Ethernet Switch, 16 10/100 Ports + 8 100FX Fiber Ports + 4 GE SFP Combo Ports. Rack Mount with Internal Universal Power Supply, 100VAC - 260VAC. | Ea |  | 1 Year (Limited Lifetime) | 10480 | 8% | 9641.6
51430 | Etherwan | EX87424-S43C | Hardened ( -40°C - 75°C ), IEC16850 & IEEE1613, Managed Ethernet Switch, 16 10/100 Ports + 8 100FX Fiber Ports + 4 GE Fiber Ports. Rack Mount with Internal Universal Power Supply, 100VAC - 260VAC. | Ea |  | 1 Year (Limited Lifetime) | 11080 | 8% | 10193.6
51431 | Etherwan | EX87424-S4AC | Hardened ( -40°C - 75°C ), IEC16850 & IEEE1613, Managed Ethernet Switch, 16 10/100 Ports + 8 100FX Fiber Ports + 4 GE Fiber Ports. Rack Mount with Internal Universal Power Supply, 100VAC - 260VAC. | Ea |  | 1 Year (Limited Lifetime) | 13080 | 8% | 12033.6
51432 | Etherwan | EX87424-S4BC | Hardened ( -40°C - 75°C ), IEC16850 & IEEE1613, Managed Ethernet Switch, 16 10/100 Ports + 8 100FX Fiber Ports + 4 GE Fiber Ports. Rack Mount with Internal Universal Power Supply, 100VAC - 260VAC. | Ea |  | 1 Year (Limited Lifetime) | 14680 | 8% | 13505.6
51433 | Etherwan | EX87424-S4RC | Hardened ( -40°C - 75°C ), IEC16850 & IEEE1613, Managed Ethernet Switch, 16 10/100 Ports + 8 100FX Fiber Ports + 4 GE Fiber Ports. Rack Mount with Internal Universal Power Supply, 100VAC - 260VAC. | Ea |  | 1 Year (Limited Lifetime) | 17480 | 8% | 16081.6
51434 | Etherwan | EX87424-S4SC | Hardened ( -40°C - 75°C ), IEC16850 & IEEE1613, Managed Ethernet Switch, 16 10/100 Ports + 8 100FX Fiber Ports + 4 GE Fiber Ports. Rack Mount with Internal Universal Power Supply, 100VAC - 260VAC. | Ea |  | 1 Year (Limited Lifetime) | 18280 | 8% | 16817.6
51435 | Etherwan | EX87424-V0VC | Hardened ( -40°C - 75°C ), IEC16850 & IEEE1613, Managed Ethernet Switch, 16 10/100 Ports + 8 100FX Fiber Ports + 4 GE SFP Combo Ports. Rack Mount with Internal Universal Power Supply, 100VAC - 260VAC. | Ea |  | 1 Year (Limited Lifetime) | 2847 | 8% | 2619.24
51436 | Etherwan | EX874A0-100C | Hardened ( -40°C - 75°C ), IEC16850 & IEEE1613, Managed Ethernet Switch, 16 10/100 Ports + 2 100FX Fiber Ports. Rack Mount with Internal Universal Power Supply, 100VAC - 260VAC. | Ea |  | 1 Year (Limited Lifetime) | 1880 | 8% | 1729.6
51437 | Etherwan | EX874A4-223W | Hardened ( -40°C - 75°C ), IEC16850 & IEEE1613, Managed Ethernet Switch, 16 10/100 Ports + 2 100FX Fiber Ports + 2 GE Ports + 2 GE Fiber Ports. Rack Mount with Internal Universal Power Supply, 88VDC to 370VDC and 90VAC to 264VAC. | Ea |  | 1 Year (Limited Lifetime) | 3180 | 8% | 2925.6
51438 | Etherwan | EX87600-000C | Hardened ( -40°C - 75°C ), IEC16850 & IEEE1613, Managed Ethernet Switch, 24 Port 10/100 Ports. Rack Mount with Internal Universal Power Supply, 100VAC - 260VAC. | Ea |  | 1 Year (Limited Lifetime) | 1720 | 8% | 1582.4
51439 | Etherwan | EX87602-00VT | Hardened ( -40°C - 75°C ), IEC16850 & IEEE1613, Managed Ethernet Switch, 24 Port 10/100 + 2 GE SFP Combo Ports. Rack Mount with Internal Power Supply, 48VDC. | Ea |  | 1 Year (Limited Lifetime) | 2220 | 8% | 2042.4
51440 | Etherwan | EX87602-00VTR | Hardened ( -40°C - 75°C ), IEC16850 & IEEE1613, Managed Ethernet Switch, 24 Port 10/100 + 2 GE SFP Combo Ports. Rack Mount with Internal Power Supply, 48VDC. | Ea |  | 1 Year (Limited Lifetime) | 2220 | 8% | 2042.4
51441 | Etherwan | EX87602-023C | Hardened ( -40°C - 75°C ), IEC16850 & IEEE1613, Managed Ethernet Switch, 24 Port 10/100 + 2 GE Fiber Ports. Rack Mount with Internal Universal Power Supply, 100VAC - 260VAC. | Ea |  | 1 Year (Limited Lifetime) | 2520 | 8% | 2318.4
51442 | Etherwan | EX87602-02AC | Hardened ( -40°C - 75°C ), IEC16850 & IEEE1613, Managed Ethernet Switch, 24 Port 10/100 + 2 GE Fiber Ports. Rack Mount with Internal Universal Power Supply, 100VAC - 260VAC. | Ea |  | 1 Year (Limited Lifetime) | 3520 | 8% | 3238.4
51443 | Etherwan | EX87602-02BC | Hardened ( -40°C - 75°C ), IEC16850 & IEEE1613, Managed Ethernet Switch, 24 Port 10/100 + 2 GE Fiber Ports. Rack Mount with Internal Universal Power Supply, 100VAC - 260VAC. | Ea |  | 1 Year (Limited Lifetime) | 4320 | 8% | 3974.4
51444 | Etherwan | EX87602-02RC | Hardened ( -40°C - 75°C ), IEC16850 & IEEE1613, Managed Ethernet Switch, 24 Port 10/100 + 2 GE Fiber Ports. Rack Mount with Internal Universal Power Supply, 100VAC - 260VAC. | Ea |  | 1 Year (Limited Lifetime) | 5720 | 8% | 5262.4
51445 | Etherwan | EX87602-02SC | Hardened ( -40°C - 75°C ), IEC16850 & IEEE1613, Managed Ethernet Switch, 24 Port 10/100 + 2 GE Fiber Ports. Rack Mount with Internal Universal Power Supply, 100VAC - 260VAC. | Ea |  | 1 Year (Limited Lifetime) | 6120 | 8% | 5630.4
51446 | Etherwan | EX87602-02VC | Hardened ( -40°C - 75°C ), IEC16850 & IEEE1613, Managed Ethernet Switch, 24 Port 10/100 + 2 GE SFP Combo Ports. Rack Mount with Internal Universal Power Supply, 100VAC - 260VAC. | Ea |  | 1 Year (Limited Lifetime) | 2220 | 8% | 2042.4
51447 | Etherwan | EX87602-04BC | Hardened ( -40°C - 75°C ), IEC16850 & IEEE1613, Managed Ethernet Switch, 24 Port 10/100 + 2 GE Fiber Ports. Rack Mount with Internal Universal Power Supply, 100VAC - 260VAC. | Ea |  | 1 Year (Limited Lifetime) | 6920 | 8% | 6366.4
51448 | Etherwan | EX87604-00VC | Hardened ( -40°C - 75°C ), IEC16850 & IEEE1613, Managed Ethernet Switch, 24 Port 10/100 + 4 GE SFP Combo Ports. Rack Mount with Internal Universal Power Supply, 100VAC - 260VAC. | Ea |  | 1 Year (Limited Lifetime) | 2720 | 8% | 2502.4
51449 | Etherwan | EX87604-00VT | Hardened ( -40°C - 75°C ), IEC16850 & IEEE1613, Managed Ethernet Switch, 24 Port 10/100 + 2 GE SFP Combo Ports. Rack Mount with Internal Power Supply, 48VDC. | Ea |  | 1 Year (Limited Lifetime) | 2720 | 8% | 2502.4
51450 | Etherwan | EX87604-00VTR | Hardened ( -40°C - 75°C ), IEC16850 & IEEE1613, Managed Ethernet Switch, 24 Port 10/100 + 2 GE SFP Combo Ports. Rack Mount with Internal Power Supply, 48VDC. | Ea |  | 1 Year (Limited Lifetime) | 2720 | 8% | 2502.4
51451 | Etherwan | EX87604-043C | Hardened ( -40°C - 75°C ), IEC16850 & IEEE1613, Managed Ethernet Switch, 24 Port 10/100 + 4 GE Fiber Ports. Rack Mount with Internal Universal Power Supply, 100VAC - 260VAC. | Ea |  | 1 Year (Limited Lifetime) | 3320 | 8% | 3054.4
51452 | Etherwan | EX87604-04AC | Hardened ( -40°C - 75°C ), IEC16850 & IEEE1613, Managed Ethernet Switch, 24 Port 10/100 + 4 GE Fiber Ports. Rack Mount with Internal Universal Power Supply, 100VAC - 260VAC. | Ea |  | 1 Year (Limited Lifetime) | 5320 | 8% | 4894.4
51453 | Etherwan | EX87604-04RC | Hardened ( -40°C - 75°C ), IEC16850 & IEEE1613, Managed Ethernet Switch, 24 Port 10/100 + 4 GE Fiber Ports. Rack Mount with Internal Universal Power Supply, 100VAC - 260VAC. | Ea |  | 1 Year (Limited Lifetime) | 9720 | 8% | 8942.4
51454 | Etherwan | EX87604-04SC | Hardened ( -40°C - 75°C ), IEC16850 & IEEE1613, Managed Ethernet Switch, 24 Port 10/100 + 4 GE Fiber Ports. Rack Mount with Internal Universal Power Supply, 100VAC - 260VAC. | Ea |  | 1 Year (Limited Lifetime) | 10520 | 8% | 9678.4
51455 | Etherwan | EX89000 R Option | R Added after power supply type for Redundant Power Supply add price to MSRP of base part number | Ea |  | 1 Year (Limited Lifetime) | 225 | 8% | 207
51456 | Etherwan | EX89000-00C | Hardened ( -40C - +75C ), IEC16850 & IEEE1613, Managed Ethernet Switch, Modular Chassis capable of 24 ports 100Mbps + 4 Ports 1000 Mbps with various Interfaces. Rack Mount with Internal Universal Power Supply, 100VAC - 260VAC, standard AC Cord. | Ea |  | 1 Year (Limited Lifetime) | 1200 | 8% | 1104
51457 | Etherwan | EX89000-00T | Hardened ( -40C - +75C ), IEC16850 & IEEE1613, Managed Ethernet Switch, Modular Chassis capable of 24 ports 100Mbps + 4 Ports 1000 Mbps with various Interfaces. Rack Mount with Internal Universal Power Supply, 48VDC Terminal Block. | Ea |  | 1 Year (Limited Lifetime) | 1280 | 8% | 1177.6
51458 | Etherwan | EX89000-00W | Hardened ( -40C - +75C ), IEC16850 & IEEE1613, Managed Ethernet Switch, Modular Chassis capable of 24 ports 100Mbps + 4 Ports 1000 Mbps with various Interfaces. Rack Mount with Internal Universal Power Supply, 88VDC - 370VDC and 90VAC - 264VAC, Terminal Block. | Ea |  | 1 Year (Limited Lifetime) | 1280 | 8% | 1177.6
51459 | Etherwan | EX94006-00-1-AA | Hardened (-40°C ~ 75°C) Unmanaged 6-port 10/100BASE-TX Ethernet Switch. DIN Rail Mount, Terminal Block with Alarm Relay (12~48VDC) Power Input, Power Supply sold Separately. | Ea |  | 1 Year (Limited Lifetime) | 237 | 8% | 218.04
51460 | Etherwan | EX94008-00-1-AA | Hardened (-40°C ~ 75°C) Unmanaged 8-port 10/100BASE-TX Ethernet Switch. DIN Rail Mount, Terminal Block with Alarm Relay (12~48VDC) Power Input, Power Supply sold Separately. | Ea |  | 1 Year (Limited Lifetime) | 270 | 8% | 248.4
51461 | Etherwan | EX94014-1A-1-AA | Hardened ( -40°C ~ 75°C ) Unmanaged Ethernet Switch with 4 10/100BASE-TX Ports + 1 100FX (SC MM 2km) Fiber Port. Terminal Block Power Input (12VDC - 48VDC) with Alarm Relay. Power supply sold separately. | Ea |  | 1 Year (Limited Lifetime) | 345 | 8% | 317.4
51462 | Etherwan | EX94014-1B-1-AA | Hardened ( -40°C ~ 75°C ) Unmanaged Ethernet Switch with 4 10/100BASE-TX Ports + 1 100FX (ST MM 2km) Fiber Port. Terminal Block Power Input (12VDC - 48VDC) with Alarm Relay. Power supply sold separately. | Ea |  | 1 Year (Limited Lifetime) | 345 | 8% | 317.4
51463 | Etherwan | EX94026-1A-1-AA | Hardened (-40°C ~ 75°C) Unmanaged 6-port 10/100BASE-TX + 2-port 100FX MM (SC) Ethernet Switch. DIN Rail Mount, Terminal Block with Alarm Relay (12~48VDC) Power Input, Power supply sold seperately | Ea |  | 1 Year (Limited Lifetime) | 490 | 8% | 450.8
51464 | Etherwan | EX94026-1B-1-AA | Hardened ( -40°C ~ 75°C ) Unmanaged 6-port 10/100BASE-TX + 2-port 100 MM(ST) Ethernet Switch. DIN Rail Mount, Terminal Block with Alarm Relay (12~48VDC), Power supply sold separately. | Ea |  | 1 Year (Limited Lifetime) | 490 | 8% | 450.8
51465 | Etherwan | EX94026-2A-1-AA | Hardened ( -40°C ~ 75°C ) Unmanaged 6-port 10/100BASE-TX + 2-port 100 SM(SC) 20Km Ethernet Switch. DIN Rail Mount, Terminal Block with Alarm Relay (12~48VDC), Power Supply sold separately. | Ea |  | 1 Year (Limited Lifetime) | 710 | 8% | 653.2
51466 | Etherwan | EX94026-2D-1-AA | Hardened ( -40°C ~ 75°C ) Unmanaged 6-port 10/100BASE-TX + 2-port 100 SM(ST) 20Km Ethernet Switch. DIN Rail Mount, Terminal Block with Alarm Relay (12~48VDC), Power Supply sold separately. | Ea |  | 1 Year (Limited Lifetime) | 710 | 8% | 653.2
51467 | Etherwan | EX94026-2E-1-AA | Hardened ( -40°C ~ 75°C ) Unmanaged 6-port 10/100BASE-TX + 2-port 100 SM(SC)WDM-TX:1310nm/RX:1550nm 20Km Ethernet Switch. DIN Rail Mount, Terminal Block with Alarm Relay (12~48VDC) | Ea |  | 1 Year (Limited Lifetime) | 990 | 8% | 910.8
51468 | Etherwan | EX94026-2G-1-AA | Hardened ( -40°C ~ 75°C ) Unmanaged 6-port 10/100BASE-TX + 2-port 100 SM(SC) WDM-TX-1550nm/RX:1310nm 20Km Ethernet Switch. DIN Rail Mount, Terminal Block with Alarm Relay (12~48VDC) | Ea |  | 1 Year (Limited Lifetime) | 1090 | 8% | 1002.8
51469 | Etherwan | EX94026-V-1-AA | Hardened ( -40°C ~ 75°C ) Unmanaged 6-port 10/100BASE-TX + 2-port 100 SFP Ethernet Switch. DIN Rail Mount, Terminal Block with Alarm Relay (12~48VDC) | Ea |  | 1 Year (Limited Lifetime) | 390 | 8% | 358.8
51470 | Etherwan | EX95142-10B | Hardened ( -40°C - 75°C ) Unmanaged Ethernet Switch with 14 10/100TX Ports + 2 100FX Fiber Ports. DIN Rail Mount Terminal Block and DC Jack Power Connector (12VDC - 32VDC). | Ea |  | 1 Year (Limited Lifetime) | 680 | 8% | 625.6
51471 | Etherwan | EX95142-20B | Hardened ( -40°C - 75°C ) Unmanaged Ethernet Switch with 14 10/100TX Ports + 2 100FX Fiber Ports. DIN Rail Mount Terminal Block and DC Jack Power Connector (12VDC - 32VDC). | Ea |  | 1 Year (Limited Lifetime) | 680 | 8% | 625.6
51472 | Etherwan | EX95142-A0B | Hardened ( -40°C - 75°C ) Unmanaged Ethernet Switch with 14 10/100TX Ports + 2 100FX Fiber Ports. DIN Rail Mount Terminal Block and DC Jack Power Connector (12VDC - 32VDC). | Ea |  | 1 Year (Limited Lifetime) | 900 | 8% | 828
51473 | Etherwan | EX95142-B0B | Hardened ( -40°C - 75°C ) Unmanaged Ethernet Switch with 14 10/100TX Ports + 2 100FX Fiber Ports. DIN Rail Mount Terminal Block and DC Jack Power Connector (12VDC - 32VDC). | Ea |  | 1 Year (Limited Lifetime) | 1070 | 8% | 984.4
51474 | Etherwan | EX95142-H0B | Hardened ( -40°C - 75°C ) Unmanaged Ethernet Switch with 14 10/100TX Ports + 2 100FX Fiber Ports. DIN Rail Mount Terminal Block and DC Jack Power Connector (12VDC - 32VDC). | Ea |  | 1 Year (Limited Lifetime) | 900 | 8% | 828
51475 | Etherwan | EX95142-P0B | Hardened ( -40°C - 75°C ) Unmanaged Ethernet Switch with 14 10/100TX Ports + 2 100FX Fiber Ports. DIN Rail Mount Terminal Block and DC Jack Power Connector (12VDC - 32VDC). | Ea |  | 1 Year (Limited Lifetime) | 1180 | 8% | 1085.6
51476 | Etherwan | EX95142-Q0B | Hardened ( -40°C - 75°C ) Unmanaged Ethernet Switch with 14 10/100TX Ports + 2 100FX Fiber Ports. DIN Rail Mount Terminal Block and DC Jack Power Connector (12VDC - 32VDC). | Ea |  | 1 Year (Limited Lifetime) | 1280 | 8% | 1177.6
51477 | Etherwan | EX95142-R0B | Hardened ( -40°C - 75°C ) Unmanaged Ethernet Switch with 14 10/100TX Ports + 2 100FX Fiber Ports. DIN Rail Mount Terminal Block and DC Jack Power Connector (12VDC - 32VDC). | Ea |  | 1 Year (Limited Lifetime) | 1780 | 8% | 1637.6
51478 | Etherwan | EX95142-S0B | Hardened ( -40°C - 75°C ) Unmanaged Ethernet Switch with 14 10/100TX Ports + 2 100FX Fiber Ports. DIN Rail Mount Terminal Block and DC Jack Power Connector (12VDC - 32VDC). | Ea |  | 1 Year (Limited Lifetime) | 1900 | 8% | 1748
51479 | Etherwan | EX95151-10B | Hardened ( -40°C - 75°C ) Unmanaged Ethernet Switch with 15 10/100TX Ports + 1 100FX Fiber Port. DIN Rail Mount Terminal Block and DC Jack Power Connector (12VDC - 32VDC). | Ea |  | 1 Year (Limited Lifetime) | 570 | 8% | 524.4
51480 | Etherwan | EX95151-20B | Hardened ( -40°C - 75°C ) Unmanaged Ethernet Switch with 15 10/100TX Ports + 1 100FX Fiber Port. DIN Rail Mount Terminal Block and DC Jack Power Connector (12VDC - 32VDC). | Ea |  | 1 Year (Limited Lifetime) | 570 | 8% | 524.4
51481 | Etherwan | EX95151-A0B | Hardened ( -40°C - 75°C ) Unmanaged Ethernet Switch with 15 10/100TX Ports + 1 100FX Fiber Port. DIN Rail Mount Terminal Block and DC Jack Power Connector (12VDC - 32VDC). | Ea |  | 1 Year (Limited Lifetime) | 680 | 8% | 625.6
51482 | Etherwan | EX95151-B0B | Hardened ( -40°C - 75°C ) Unmanaged Ethernet Switch with 15 10/100TX Ports + 1 100FX Fiber Port. DIN Rail Mount Terminal Block and DC Jack Power Connector (12VDC - 32VDC). | Ea |  | 1 Year (Limited Lifetime) | 765 | 8% | 703.8
51483 | Etherwan | EX95151-H0B | Hardened ( -40°C - 75°C ) Unmanaged Ethernet Switch with 15 10/100TX Ports + 1 100FX Fiber Port. DIN Rail Mount Terminal Block and DC Jack Power Connector (12VDC - 32VDC). | Ea |  | 1 Year (Limited Lifetime) | 680 | 8% | 625.6
51484 | Etherwan | EX95151-P0B | Hardened ( -40°C - 75°C ) Unmanaged Ethernet Switch with 15 10/100TX Ports + 1 100FX Fiber Port. DIN Rail Mount Terminal Block and DC Jack Power Connector (12VDC - 32VDC). | Ea |  | 1 Year (Limited Lifetime) | 820 | 8% | 754.4
51485 | Etherwan | EX95151-Q0B | Hardened ( -40°C - 75°C ) Unmanaged Ethernet Switch with 15 10/100TX Ports + 1 100FX Fiber Port. DIN Rail Mount Terminal Block and DC Jack Power Connector (12VDC - 32VDC). | Ea |  | 1 Year (Limited Lifetime) | 870 | 8% | 800.4
51486 | Etherwan | EX95151-R0B | Hardened ( -40°C - 75°C ) Unmanaged Ethernet Switch with 15 10/100TX Ports + 1 100FX Fiber Port. DIN Rail Mount Terminal Block and DC Jack Power Connector (12VDC - 32VDC). | Ea |  | 1 Year (Limited Lifetime) | 1120 | 8% | 1030.4
51487 | Etherwan | EX95151-S0B | Hardened ( -40°C - 75°C ) Unmanaged Ethernet Switch with 15 10/100TX Ports + 1 100FX Fiber Port. DIN Rail Mount Terminal Block and DC Jack Power Connector (12VDC - 32VDC). | Ea |  | 1 Year (Limited Lifetime) | 1180 | 8% | 1085.6
51488 | Etherwan | EX95160-00B | Hardened ( -40°C - 75°C ) Unmanaged Ethernet Switch with 16 10/100TX Ports. DIN Rail Mount Terminal Block and DC Jack Power Connector (12VDC - 32VDC). | Ea |  | 1 Year (Limited Lifetime) | 460 | 8% | 423.2
51489 | Etherwan | EX-FE-R1S4-05H1 | SFP Module, Commercial ( 0C - 45C ) 10/100TX, RJ45 | Ea |  | 1 Year (3 Years) | 160 | 8% | 147.2
51490 | Etherwan | EXGT-R154-05H3 | SFP Module, Hardened ( -40 | Ea |  | 1 Year (Limited Lifetime) | 290 | 8% | 266.8
51491 | Etherwan | EX-LM38-A3S-TC-N-B3 | SFP Module, Commercial ( 0C - 45C ) 100FX SFP MM WDM 2km Type-A | Ea |  | 1 Year (3 Years) | 85 | 8% | 78.2
51492 | Etherwan | EX-LM38-A3S-TI-N-B3 | SFP Module, Hardened ( -40C - +75C ) 100FX WDM Type-A MM 2KM | Ea |  | 1 Year (Limited Lifetime) | 375 | 8% | 345
51493 | Etherwan | EX-LM38-C3S-TI-N-CE | SFP Module, Hardened (-40 | Ea |  | 1 Year (Limited Lifetime) | 253 | 8% | 232.76
51494 | Etherwan | EX-LM48-A3S-TC-N-B5 | SFP Module, Commercial ( 0C - +45C ) 100FX SFP MM WDM 2km Type-B | Ea |  | 1 Year (3 Years) | 90 | 8% | 82.8
51495 | Etherwan | EX-LM48-A3S-TI-N-B5 | SFP Module, Hardened ( -40C - +75C ) 100FX WDM Type-B MM 2KM | Ea |  | 1 Year (Limited Lifetime) | 385 | 8% | 354.2
51496 | Etherwan | EX-LM48-C3S-TI-N-CE | SFP Module, Hardened (-40 | Ea |  | 1 Year (Limited Lifetime) | 304 | 8% | 279.68
51497 | Etherwan | EX-LS38-C3L-TC-N-CE | SFP Module, Commercial (0 | Ea |  | 1 Year (3 Years) | 395 | 8% | 363.4
51498 | Etherwan | EX-LS38-C3L-TC-N-EB | SFP Module, Commercial (0 | Ea |  | 1 Year (3 Years) | 442 | 8% | 406.64
51499 | Etherwan | EX-LS38-C3L-TI-N-CE | SFP Module, Hardened (-40 | Ea |  | 1 Year (Limited Lifetime) | 615 | 8% | 565.8
51500 | Etherwan | EX-LS38-C3L-TI-N-EB | SFP Module, Hardened (-40 to 85°C/-40 to 185°F), Gigabit DDM 40Km 9/125μm, SM, Duplex LC, 1310nm | Ea |  | 1 Year (Limited Lifetime) | 515 | 8% | 473.8
51501 | Etherwan | EX-LS38-C3U-TC-N-CE | SFP Module, Commercial (0 | Ea |  | 1 Year (3 Years) | 545 | 8% | 501.4
51502 | Etherwan | EX-LS38-C3U-TI-N-CE | SFP Module, Hardened (-40 | Ea |  | 1 Year (Limited Lifetime) | 685 | 8% | 630.2
51503 | Etherwan | EX-LS38-H3S-TC-N | SFP Module, Commercial (0 | Ea |  | 1 Year (3 Years) | 450 | 8% | 414
51504 | Etherwan | EX-LS48-C3L-TC-N-CE | SFP Module, Commercial (0 | Ea |  | 1 Year (3 Years) | 445 | 8% | 409.4
51505 | Etherwan | EX-LS48-C3L-TI-N-CE | SFP Module, Hardened (-40 | Ea |  | 1 Year (Limited Lifetime) | 625 | 8% | 575
51506 | Etherwan | EX-LS48-C3U-TC-N51-CE | SFP Module, Commercial (0 | Ea |  | 1 Year (3 Years) | 900 | 8% | 828
51507 | Etherwan | EX-LS48-C3U-TC-N57-CE | SFP Module, Commercial (0 | Ea |  | 1 Year (3 Years) | 960 | 8% | 883.2
51508 | Etherwan | EX-LS48-C3U-TC-N-CE | SFP Module, Commercial (0 | Ea |  | 1 Year (3 Years) | 585 | 8% | 538.2
51509 | Etherwan | EX-LS48-C3U-TC-N-EB | SFP Module, Commercial (0 | Ea |  | 1 Year (3 Years) | 536 | 8% | 493.12
51510 | Etherwan | EX-LS48-C3U-TI-N-CE | SFP Module, Hardened (-40 | Ea |  | 1 Year (Limited Lifetime) | 575 | 8% | 529
51511 | Etherwan | EX-LS48-C3U-TI-N-EB | SFP Module, Hardened (-40 | Ea |  | 1 Year (Limited Lifetime) | 706 | 8% | 649.52
51512 | Etherwan | GS1148 | Gridsmart OEM Media Converter | Ea |  | 1 Year (3 Years) | 200 | 8% | 184
51513 | Etherwan | GS-120A-48 | Commercial grade (0C - 50C) Power Supply, Input: 90VAC - 260VAC, Output: 48VDC @ 2.5 A, Desktop DC jack | Ea |  | 1 Year (3 Years) | 105 | 8% | 96.6
51514 | Etherwan | HDR-30-12 | Power Supply, ( -30C - +60C ) 30 Watts 12VDC Output Industrial DIN-Rail Power Supply | Ea |  | 1 Year (5 Years) | 60 | 8% | 55.2
51515 | Etherwan | HDR-30-24 | Power Supply, ( -30C - +60C ) 30 Watts 24VDC Output Industrial DIN-Rail Power Supply | Ea |  | 1 Year (5 Years) | 40 | 8% | 36.8
51516 | Etherwan | HDR-60-24 | Power Supply, ( -30C - +60C ) 60 Watts 24VDC Output Industrial DIN-Rail Power Supply | Ea |  | 1 Year (5 Years) | 60 | 8% | 55.2
51517 | Etherwan | KCB-BK779 | Cabinet mounting bracket for EX77964, black, set of 1 | Ea |  | 1 Year (3 Years) | 65 | 8% | 59.8
51518 | Etherwan | KD-31003 | DIN Rail Mount Kit for ED3101 hardware version 3 and above. | Ea |  | 1 Year (3 Years) | 10 | 8% | 9.2
51519 | Etherwan | KD-AA5100 | DIN-Rail mounting kit for EL1032T and EX42900 series. | Ea |  | 1 Year (3 Years) | 15 | 8% | 13.8
51520 | Etherwan | KD-AA78000 | DIN Rail Mount Kit for EX73900, EX78000, EX78602, EX78900, EX48000A, EX48000, EX38000 and DD-85-48 | Ea |  | 1 Year (3 Years) | 15 | 8% | 13.8
51521 | Etherwan | KD-AA96000 | DIN-Rail mounting kit for EX33000, EX34000, EX35000, EX45000, EX46100, EX47000, EX63000, EX70900, EX71000, EX73000, EX83000, EX94000, EX95000, EL1141, ED3145, ED3146, ED3171, ED3175, ED3538, ED3638, ED3575, EL900, EL9000 and EL9100 series. | Ea |  | 1 Year (3 Years) | 15 | 8% | 13.8
51522 | Etherwan | KD-AAEL950 | DIN Rail Mount Kit for EL910, EL950 | Ea |  | 1 Year (3 Years) | 13 | 8% | 11.96
51523 | Etherwan | KD-BK1360XX | DIN-Rail mounting kit for 41-136043, 41-136044 and 41-136046 series. | Ea |  | 1 Year (3 Years) | 20 | 8% | 18.4
51524 | Etherwan | KD-EX41DIN | DIN Rail Mount Kit for EX41 type power supplies | Ea |  | 1 Year (3 Years) | 12 | 8% | 11.04
51525 | Etherwan | KP-3101MK | Panel Mount Kit for ED3101, ED3501, EL100 series | Ea |  | 1 Year (3 Years) | 17 | 8% | 15.64
51526 | Etherwan | KP-AA3541X40 | Panel Mount kit for ED3541 | Ea |  | 1 Year (3 Years) | 18 | 8% | 16.56
51527 | Etherwan | KP-AA51 | Panel Mount kit for SE5100;SE5300 series and SE6100, SE6300 Series | Ea |  | 1 Year (3 Years) | 10 | 8% | 9.2
51528 | Etherwan | KP-AA54 | Panel Mount kit for SW5400 series | Ea |  | 1 Year (3 Years) | 15 | 8% | 13.8
51529 | Etherwan | KP-AA96-480 | Panel Mount Kit for 43000; 93000; 94000; 96000; EL900; EL9000; ED3141;ED3171;EX45000;ex46000;ex95000;ex65000;ex61000;ex63000 Series | Ea |  | 1 Year (3 Years) | 10 | 8% | 9.2
51530 | Etherwan | KP-BK6212 | Panel Mount Kit (Black) for EX72000, EX62000 Series | Ea |  | 1 Year (3 Years) | 25 | 8% | 23
51531 | Etherwan | KR-AE612-400 | Rack Mount Kit for 1616WG; 1624W; 9224SF; EX9224S; EX9200; EX3224SF; EX2224S; EX3800W; EX3017M Series | Ea |  | 1 Year (3 Years) | 10 | 8% | 9.2
51532 | Etherwan | KR-BK1600R-410 | Rack Mount Kit for EMC1600 | Ea |  | 1 Year (3 Years) | 20 | 8% | 18.4
51533 | Etherwan | KR-BK1600R-420 | Rack Mount Kit for EMC1600 2 long" | Ea |  | 1 Year (3 Years) | 25 | 8% | 23
51534 | Etherwan | KR-BK1600R-506 | EMC1600 bracket for EL series MC+screw | Ea |  | 1 Year (3 Years) | 15 | 8% | 13.8
51535 | Etherwan | KR-BK17 | Rack Mount kit for EX17008 Series Switches | Ea |  | 1 Year (3 Years) | 20 | 8% | 18.4
51536 | Etherwan | KR-BK43-400 | Rack Mount Kit for 43000; 93000; 94000; 96000; EL900; EL9000 Series | Ea |  | 1 Year (3 Years) | 25 | 8% | 23
51537 | Etherwan | KR-BK71000X | Rack Mount Kit for EX71000 Switch | Ea |  | 1 Year (3 Years) | 25 | 8% | 23
51538 | Etherwan | KR-BK72-400 | Rack Mount kit for EX72000;EX62000 series | Ea |  | 1 Year (3 Years) | 30 | 8% | 27.6
51539 | Etherwan | KR-BK779 | 19" rack offset mounting brackets for EX77964, black, set of 2 | Ea |  | 1 Year (3 Years) | 21 | 8% | 19.32
51540 | Etherwan | KR-BKEL900 | Rack Mount kit for EL900;EL9010;EL9000;ED3141;ED3171 | Ea |  | 1 Year (3 Years) | 25 | 8% | 23
51541 | Etherwan | KR-BKZDIN | Z-shaped rack mounting bracket for DIN-rail switches (EX78900/78000/73900), black, set of 1 | Ea |  | 1 Year (3 Years) | 20 | 8% | 18.4
51542 | Etherwan | KR-DINRAILB | TransRack 19 rack mount adjustable DIN rail bracket" | Ea |  | 1 Year (3 Years) | 129 | 8% | 118.68
51543 | Etherwan | M29004-001 | Industrial ( -10°C - 60°C ), IEC16850 & IEEE1613, 4 Port 10/100/1000TX Module for use with EX29000 series Hardened Managed Switch. May be inserted in Slot 1, 2 or 3. | Ea |  | 1 Year (5 Years) | 672 | 8% | 618.24
51544 | Etherwan | M29004-00V | Industrial ( -10°C - 60°C ), IEC16850 & IEEE1613, 4 Port Gigabit SFP Como Port Module for use with EX29000 series Hardened Managed Switch. May be inserted in Slot 1, 2 or 3. | Ea |  | 1 Year (5 Years) | 800 | 8% | 736
51545 | Etherwan | M29004-013 | Industrial ( -10°C - 60°C ), IEC16850 & IEEE1613, 1 Port Gigabit FX Fiber Port Module for use with EX29000 series Hardened Managed Switch. May be inserted in Slot 1, 2 or 3. | Ea |  | 1 Year (5 Years) | 320 | 8% | 294.4
51546 | Etherwan | M29004-014 | Industrial ( -10°C - 60°C ), IEC16850 & IEEE1613, 1 Port Gigabit FX Fiber Port Module for use with EX29000 series Hardened Managed Switch. May be inserted in Slot 1, 2 or 3. | Ea |  | 1 Year (5 Years) | 1040 | 8% | 956.8
51547 | Etherwan | M29004-015 | Industrial ( -10°C - 60°C ), IEC16850 & IEEE1613, 1 Port Gigabit FX Fiber Port Module for use with EX29000 series Hardened Managed Switch. May be inserted in Slot 1, 2 or 3. | Ea |  | 1 Year (5 Years) | 320 | 8% | 294.4
51548 | Etherwan | M29004-01A | Industrial ( -10°C - 60°C ), IEC16850 & IEEE1613, 1 Port Gigabit FX Fiber Port Module for use with EX29000 series Hardened Managed Switch. May be inserted in Slot 1, 2 or 3. | Ea |  | 1 Year (5 Years) | 720 | 8% | 662.4
51549 | Etherwan | M29004-01B | Industrial ( -10°C - 60°C ), IEC16850 & IEEE1613, 1 Port Gigabit FX Fiber Port Module for use with EX29000 series Hardened Managed Switch. May be inserted in Slot 1, 2 or 3. | Ea |  | 1 Year (5 Years) | 1040 | 8% | 956.8
51550 | Etherwan | M29004-01R | Industrial ( -10°C - 60°C ), IEC16850 & IEEE1613, 1 Port Gigabit FX Fiber Port Module for use with EX29000 series Hardened Managed Switch. May be inserted in Slot 1, 2 or 3. | Ea |  | 1 Year (5 Years) | 1600 | 8% | 1472
51551 | Etherwan | M29004-01S | Industrial ( -10°C - 60°C ), IEC16850 & IEEE1613, 1 Port Gigabit FX Fiber Port Module for use with EX29000 series Hardened Managed Switch. May be inserted in Slot 1, 2 or 3. | Ea |  | 1 Year (5 Years) | 1760 | 8% | 1619.2
51552 | Etherwan | M29004-023 | Industrial ( -10°C - 60°C ), IEC16850 & IEEE1613, 2 Port Gigabit FX Fiber Port Module for use with EX29000 series Hardened Managed Switch. May be inserted in Slot 1, 2 or 3. | Ea |  | 1 Year (5 Years) | 640 | 8% | 588.8
51553 | Etherwan | M29004-024 | Industrial ( -10°C - 60°C ), IEC16850 & IEEE1613, 2 Port Gigabit FX Fiber Port Module for use with EX29000 series Hardened Managed Switch. May be inserted in Slot 1, 2 or 3. | Ea |  | 1 Year (5 Years) | 2080 | 8% | 1913.6
51554 | Etherwan | M29004-025 | Industrial ( -10°C - 60°C ), IEC16850 & IEEE1613, 2 Port Gigabit FX Fiber Port Module for use with EX29000 series Hardened Managed Switch. May be inserted in Slot 1, 2 or 3. | Ea |  | 1 Year (5 Years) | 640 | 8% | 588.8
51555 | Etherwan | M29004-02A | Industrial ( -10°C - 60°C ), IEC16850 & IEEE1613, 2 Port Gigabit FX Fiber Port Module for use with EX29000 series Hardened Managed Switch. May be inserted in Slot 1, 2 or 3. | Ea |  | 1 Year (5 Years) | 1440 | 8% | 1324.8
51556 | Etherwan | M29004-02B | Industrial ( -10°C - 60°C ), IEC16850 & IEEE1613, 2 Port Gigabit FX Fiber Port Module for use with EX29000 series Hardened Managed Switch. May be inserted in Slot 1, 2 or 3. | Ea |  | 1 Year (5 Years) | 2080 | 8% | 1913.6
51557 | Etherwan | M29004-02R | Industrial ( -10°C - 60°C ), IEC16850 & IEEE1613, 2 Port Gigabit FX Fiber Port Module for use with EX29000 series Hardened Managed Switch. May be inserted in Slot 1, 2 or 3. | Ea |  | 1 Year (5 Years) | 3200 | 8% | 2944
51558 | Etherwan | M29004-02S | Industrial ( -10°C - 60°C ), IEC16850 & IEEE1613, 2 Port Gigabit FX Fiber Port Module for use with EX29000 series Hardened Managed Switch. May be inserted in Slot 1, 2 or 3. | Ea |  | 1 Year (5 Years) | 3520 | 8% | 3238.4
51559 | Etherwan | M29004-033 | Industrial (-10 to +60), 4-Port Gigabit Fiber 1000BASE-SX (SC) - 550m | Ea |  | 1 Year (5 Years) | 960 | 8% | 883.2
51560 | Etherwan | M29004-034 | Industrial ( -10°C - 60°C ), IEC16850 & IEEE1613, 3 Port Gigabit FX Fiber Port Module for use with EX29000 series Hardened Managed Switch. May be inserted in Slot 1, 2 or 3. | Ea |  | 1 Year (5 Years) | 3120 | 8% | 2870.4
51561 | Etherwan | M29004-035 | Industrial ( -10°C - 60°C ), IEC16850 & IEEE1613, 3 Port Gigabit FX Fiber Port Module for use with EX29000 series Hardened Managed Switch. May be inserted in Slot 1, 2 or 3. | Ea |  | 1 Year (5 Years) | 960 | 8% | 883.2
51562 | Etherwan | M29004-03A | Industrial ( -10°C - 60°C ), IEC16850 & IEEE1613, 3 Port Gigabit FX Fiber Port Module for use with EX29000 series Hardened Managed Switch. May be inserted in Slot 1, 2 or 3. | Ea |  | 1 Year (5 Years) | 2160 | 8% | 1987.2
51563 | Etherwan | M29004-03B | Industrial ( -10°C - 60°C ), IEC16850 & IEEE1613, 3 Port Gigabit FX Fiber Port Module for use with EX29000 series Hardened Managed Switch. May be inserted in Slot 1, 2 or 3. | Ea |  | 1 Year (5 Years) | 3120 | 8% | 2870.4
51564 | Etherwan | M29004-03R | Industrial ( -10°C - 60°C ), IEC16850 & IEEE1613, 3 Port Gigabit FX Fiber Port Module for use with EX29000 series Hardened Managed Switch. May be inserted in Slot 1, 2 or 3. | Ea |  | 1 Year (5 Years) | 4800 | 8% | 4416
51565 | Etherwan | M29004-03S | Industrial ( -10°C - 60°C ), IEC16850 & IEEE1613, 3 Port Gigabit FX Fiber Port Module for use with EX29000 series Hardened Managed Switch. May be inserted in Slot 1, 2 or 3. | Ea |  | 1 Year (5 Years) | 5280 | 8% | 4857.6
51566 | Etherwan | M29004-043 | Industrial ( -10°C - 60°C ), IEC16850 & IEEE1613, 4 Port Gigabit FX Fiber Port Module for use with EX29000 series Hardened Managed Switch. May be inserted in Slot 1, 2 or 3. | Ea |  | 1 Year (5 Years) | 1280 | 8% | 1177.6
51567 | Etherwan | M29004-044 | Industrial ( -10°C - 60°C ), IEC16850 & IEEE1613, 4 Port Gigabit FX Fiber Port Module for use with EX29000 series Hardened Managed Switch. May be inserted in Slot 1, 2 or 3. | Ea |  | 1 Year (5 Years) | 4160 | 8% | 3827.2
51568 | Etherwan | M29004-045 | Industrial ( -10°C - 60°C ), IEC16850 & IEEE1613, 4 Port Gigabit FX Fiber Port Module for use with EX29000 series Hardened Managed Switch. May be inserted in Slot 1, 2 or 3. | Ea |  | 1 Year (5 Years) | 1280 | 8% | 1177.6
51569 | Etherwan | M29004-04A | Industrial ( -10°C - 60°C ), IEC16850 & IEEE1613, 4 Port Gigabit FX Fiber Port Module for use with EX29000 series Hardened Managed Switch. May be inserted in Slot 1, 2 or 3. | Ea |  | 1 Year (5 Years) | 2880 | 8% | 2649.6
51570 | Etherwan | M29004-04B | Industrial ( -10°C - 60°C ), IEC16850 & IEEE1613, 4 Port Gigabit FX Fiber Port Module for use with EX29000 series Hardened Managed Switch. May be inserted in Slot 1, 2 or 3. | Ea |  | 1 Year (5 Years) | 4160 | 8% | 3827.2
51571 | Etherwan | M29004-04R | Industrial ( -10°C - 60°C ), IEC16850 & IEEE1613, 4 Port Gigabit FX Fiber Port Module for use with EX29000 series Hardened Managed Switch. May be inserted in Slot 1, 2 or 3. | Ea |  | 1 Year (5 Years) | 6400 | 8% | 5888
51572 | Etherwan | M29004-04S | Industrial ( -10°C - 60°C ), IEC16850 & IEEE1613, 4 Port Gigabit FX Fiber Port Module for use with EX29000 series Hardened Managed Switch. May be inserted in Slot 1, 2 or 3. | Ea |  | 1 Year (5 Years) | 7040 | 8% | 6476.8
51573 | Etherwan | M29060-100 | Industrial ( -10°C - 60°C ), IEC16850 & IEEE1613, 6 Port 100FX Fiber Port Module for use with EX29000 series Hardened Managed Switch. May be inserted in Slot 1, 2 or 3. | Ea |  | 1 Year (5 Years) | 960 | 8% | 883.2
51574 | Etherwan | M29060-200 | Industrial ( -10°C - 60°C ), IEC16850 & IEEE1613, 6 Port 100FX Fiber Port Module for use with EX29000 series Hardened Managed Switch. May be inserted in Slot 1, 2 or 3. | Ea |  | 1 Year (5 Years) | 960 | 8% | 883.2
51575 | Etherwan | M29060-600 | Industrial ( -10°C - 60°C ), IEC16850 & IEEE1613, 6 Port 100FX Fiber Port Module for use with EX29000 series Hardened Managed Switch. May be inserted in Slot 1, 2 or 3. | Ea |  | 1 Year (5 Years) | 1920 | 8% | 1766.4
51576 | Etherwan | M29060-700 | Industrial ( -10°C - 60°C ), IEC16850 & IEEE1613, 6 Port 100FX Fiber Port Module for use with EX29000 series Hardened Managed Switch. May be inserted in Slot 1, 2 or 3. | Ea |  | 1 Year (5 Years) | 2227 | 8% | 2048.84
51577 | Etherwan | M29060-800 | Industrial ( -10°C - 60°C ), IEC16850 & IEEE1613, 6 Port 100FX Fiber Port Module for use with EX29000 series Hardened Managed Switch. May be inserted in Slot 1, 2 or 3. | Ea |  | 1 Year (5 Years) | 1920 | 8% | 1766.4
51578 | Etherwan | M29060-900 | Industrial ( -10°C - 60°C ), IEC16850 & IEEE1613, 6 Port 100FX Fiber Port Module for use with EX29000 series Hardened Managed Switch. May be inserted in Slot 1, 2 or 3. | Ea |  | 1 Year (5 Years) | 2160 | 8% | 1987.2
51579 | Etherwan | M29060-A00 | Industrial ( -10°C - 60°C ), IEC16850 & IEEE1613, 6 Port 100FX Fiber Port Module for use with EX29000 series Hardened Managed Switch. May be inserted in Slot 1, 2 or 3. | Ea |  | 1 Year (5 Years) | 1920 | 8% | 1766.4
51580 | Etherwan | M29060-B00 | Industrial ( -10°C - 60°C ), IEC16850 & IEEE1613, 6 Port 100FX Fiber Port Module for use with EX29000 series Hardened Managed Switch. May be inserted in Slot 1, 2 or 3. | Ea |  | 1 Year (5 Years) | 2640 | 8% | 2428.8
51581 | Etherwan | M29060-H00 | Industrial ( -10°C - 60°C ), IEC16850 & IEEE1613, 6 Port 100FX Fiber Port Module for use with EX29000 series Hardened Managed Switch. May be inserted in Slot 1, 2 or 3. | Ea |  | 1 Year (5 Years) | 1920 | 8% | 1766.4
51582 | Etherwan | M29060-P00 | Industrial ( -10°C - 60°C ), IEC16850 & IEEE1613, 6 Port 100FX Fiber Port Module for use with EX29000 series Hardened Managed Switch. May be inserted in Slot 1, 2 or 3. | Ea |  | 1 Year (5 Years) | 2400 | 8% | 2208
51583 | Etherwan | M29060-Q00 | Industrial ( -10°C - 60°C ), IEC16850 & IEEE1613, 6 Port 100FX Fiber Port Module for use with EX29000 series Hardened Managed Switch. May be inserted in Slot 1, 2 or 3. | Ea |  | 1 Year (5 Years) | 2640 | 8% | 2428.8
51584 | Etherwan | M29060-R00 | Industrial ( -10°C - 60°C ), IEC16850 & IEEE1613, 6 Port 100FX Fiber Port Module for use with EX29000 series Hardened Managed Switch. May be inserted in Slot 1, 2 or 3. | Ea |  | 1 Year (5 Years) | 4320 | 8% | 3974.4
51585 | Etherwan | M29060-S00 | Industrial ( -10°C - 60°C ), IEC16850 & IEEE1613, 6 Port 100FX Fiber Port Module for use with EX29000 series Hardened Managed Switch. May be inserted in Slot 1, 2 or 3. | Ea |  | 1 Year (5 Years) | 4800 | 8% | 4416
51586 | Etherwan | M29240-100 | Industrial ( -10°C - 60°C ), IEC16850 & IEEE1613, 2 Port 10/100TX + 4 Port 100FX Fiber Port Module for use with EX29000 series Hardened Managed Switch. May be inserted in Slot 1, 2 or 3. | Ea |  | 1 Year (5 Years) | 680 | 8% | 625.6
51587 | Etherwan | M29240-200 | Industrial ( -10°C - 60°C ), IEC16850 & IEEE1613, 2 Port 10/100TX + 4 Port 100FX Fiber Port Module for use with EX29000 series Hardened Managed Switch. May be inserted in Slot 1, 2 or 3. | Ea |  | 1 Year (5 Years) | 680 | 8% | 625.6
51588 | Etherwan | M29240-600 | Industrial ( -10°C - 60°C ), IEC16850 & IEEE1613, 2 Port 10/100TX + 4 Port 100FX Fiber Port Module for use with EX29000 series Hardened Managed Switch. May be inserted in Slot 1, 2 or 3. | Ea |  | 1 Year (5 Years) | 1320 | 8% | 1214.4
51589 | Etherwan | M29240-700 | Industrial ( -10°C - 60°C ), IEC16850 & IEEE1613, 2 Port 10/100TX + 4 Port 100FX Fiber Port Module for use with EX29000 series Hardened Managed Switch. May be inserted in Slot 1, 2 or 3. | Ea |  | 1 Year (5 Years) | 1525 | 8% | 1403
51590 | Etherwan | M29240-800 | Industrial ( -10°C - 60°C ), IEC16850 & IEEE1613, 2 Port 10/100TX + 4 Port 100FX Fiber Port Module for use with EX29000 series Hardened Managed Switch. May be inserted in Slot 1, 2 or 3. | Ea |  | 1 Year (5 Years) | 1320 | 8% | 1214.4
51591 | Etherwan | M29240-900 | Industrial ( -10°C - 60°C ), IEC16850 & IEEE1613, 2 Port 10/100TX + 4 Port 100FX Fiber Port Module for use with EX29000 series Hardened Managed Switch. May be inserted in Slot 1, 2 or 3. | Ea |  | 1 Year (5 Years) | 1480 | 8% | 1361.6
51592 | Etherwan | M29240-A00 | Industrial ( -10°C - 60°C ), IEC16850 & IEEE1613, 2 Port 10/100TX + 4 Port 100FX Fiber Port Module for use with EX29000 series Hardened Managed Switch. May be inserted in Slot 1, 2 or 3. | Ea |  | 1 Year (5 Years) | 1320 | 8% | 1214.4
51593 | Etherwan | M29240-B00 | Industrial ( -10°C - 60°C ), IEC16850 & IEEE1613, 2 Port 10/100TX + 4 Port 100FX Fiber Port Module for use with EX29000 series Hardened Managed Switch. May be inserted in Slot 1, 2 or 3. | Ea |  | 1 Year (5 Years) | 1800 | 8% | 1656
51594 | Etherwan | M29240-H00 | Industrial ( -10°C - 60°C ), IEC16850 & IEEE1613, 2 Port 10/100TX + 4 Port 100FX Fiber Port Module for use with EX29000 series Hardened Managed Switch. May be inserted in Slot 1, 2 or 3. | Ea |  | 1 Year (5 Years) | 1320 | 8% | 1214.4
51595 | Etherwan | M29240-P00 | Industrial ( -10°C - 60°C ), IEC16850 & IEEE1613, 2 Port 10/100TX + 4 Port 100FX Fiber Port Module for use with EX29000 series Hardened Managed Switch. May be inserted in Slot 1, 2 or 3. | Ea |  | 1 Year (5 Years) | 1640 | 8% | 1508.8
51596 | Etherwan | M29240-Q00 | Industrial ( -10°C - 60°C ), IEC16850 & IEEE1613, 2 Port 10/100TX + 4 Port 100FX Fiber Port Module for use with EX29000 series Hardened Managed Switch. May be inserted in Slot 1, 2 or 3. | Ea |  | 1 Year (5 Years) | 1800 | 8% | 1656
51597 | Etherwan | M29240-R00 | Industrial ( -10°C - 60°C ), IEC16850 & IEEE1613, 2 Port 10/100TX + 4 Port 100FX Fiber Port Module for use with EX29000 series Hardened Managed Switch. May be inserted in Slot 1, 2 or 3. | Ea |  | 1 Year (5 Years) | 2920 | 8% | 2686.4
51598 | Etherwan | M29240-S00 | Industrial ( -10°C - 60°C ), IEC16850 & IEEE1613, 2 Port 10/100TX + 4 Port 100FX Fiber Port Module for use with EX29000 series Hardened Managed Switch. May be inserted in Slot 1, 2 or 3. | Ea |  | 1 Year (5 Years) | 3240 | 8% | 2980.8
51599 | Etherwan | M29420-100 | Industrial ( -10°C - 60°C ), IEC16850 & IEEE1613, 4 Port 10/100TX + 2 Port 100FX Fiber Port Module for use with EX29000 series Hardened Managed Switch. May be inserted in Slot 1, 2 or 3. | Ea |  | 1 Year (5 Years) | 400 | 8% | 368
51600 | Etherwan | M29420-200 | Industrial ( -10°C - 60°C ), IEC16850 & IEEE1613, 4 Port 10/100TX + 2 Port 100FX Fiber Port Module for use with EX29000 series Hardened Managed Switch. May be inserted in Slot 1, 2 or 3. | Ea |  | 1 Year (5 Years) | 400 | 8% | 368
51601 | Etherwan | M29420-600 | Industrial ( -10°C - 60°C ), IEC16850 & IEEE1613, 4 Port 10/100TX + 2 Port 100FX Fiber Port Module for use with EX29000 series Hardened Managed Switch. May be inserted in Slot 1, 2 or 3. | Ea |  | 1 Year (5 Years) | 720 | 8% | 662.4
51602 | Etherwan | M29420-700 | Industrial ( -10°C - 60°C ), IEC16850 & IEEE1613, 4 Port 10/100TX + 2 Port 100FX Fiber Port Module for use with EX29000 series Hardened Managed Switch. May be inserted in Slot 1, 2 or 3. | Ea |  | 1 Year (5 Years) | 822 | 8% | 756.24
51603 | Etherwan | M29420-800 | Industrial ( -10°C - 60°C ), IEC16850 & IEEE1613, 4 Port 10/100TX + 2 Port 100FX Fiber Port Module for use with EX29000 series Hardened Managed Switch. May be inserted in Slot 1, 2 or 3. | Ea |  | 1 Year (5 Years) | 720 | 8% | 662.4
51604 | Etherwan | M29420-900 | Industrial ( -10°C - 60°C ), IEC16850 & IEEE1613, 4 Port 10/100TX + 2 Port 100FX Fiber Port Module for use with EX29000 series Hardened Managed Switch. May be inserted in Slot 1, 2 or 3. | Ea |  | 1 Year (5 Years) | 800 | 8% | 736
51605 | Etherwan | M29420-A00 | Industrial ( -10°C - 60°C ), IEC16850 & IEEE1613, 4 Port 10/100TX + 2 Port 100FX Fiber Port Module for use with EX29000 series Hardened Managed Switch. May be inserted in Slot 1, 2 or 3. | Ea |  | 1 Year (5 Years) | 720 | 8% | 662.4
51606 | Etherwan | M29420-B00 | Industrial ( -10°C - 60°C ), IEC16850 & IEEE1613, 4 Port 10/100TX + 2 Port 100FX Fiber Port Module for use with EX29000 series Hardened Managed Switch. May be inserted in Slot 1, 2 or 3. | Ea |  | 1 Year (5 Years) | 960 | 8% | 883.2
51607 | Etherwan | M29420-H00 | Industrial ( -10°C - 60°C ), IEC16850 & IEEE1613, 4 Port 10/100TX + 2 Port 100FX Fiber Port Module for use with EX29000 series Hardened Managed Switch. May be inserted in Slot 1, 2 or 3. | Ea |  | 1 Year (5 Years) | 720 | 8% | 662.4
51608 | Etherwan | M29420-P00 | Industrial ( -10°C - 60°C ), IEC16850 & IEEE1613, 4 Port 10/100TX + 2 Port 100FX Fiber Port Module for use with EX29000 series Hardened Managed Switch. May be inserted in Slot 1, 2 or 3. | Ea |  | 1 Year (5 Years) | 880 | 8% | 809.6
51609 | Etherwan | M29420-Q00 | Industrial ( -10°C - 60°C ), IEC16850 & IEEE1613, 4 Port 10/100TX + 2 Port 100FX Fiber Port Module for use with EX29000 series Hardened Managed Switch. May be inserted in Slot 1, 2 or 3. | Ea |  | 1 Year (5 Years) | 960 | 8% | 883.2
51610 | Etherwan | M29420-R00 | Industrial ( -10°C - 60°C ), IEC16850 & IEEE1613, 4 Port 10/100TX + 2 Port 100FX Fiber Port Module for use with EX29000 series Hardened Managed Switch. May be inserted in Slot 1, 2 or 3. | Ea |  | 1 Year (5 Years) | 1520 | 8% | 1398.4
51611 | Etherwan | M29420-S00 | Industrial ( -10°C - 60°C ), IEC16850 & IEEE1613, 4 Port 10/100TX + 2 Port 100FX Fiber Port Module for use with EX29000 series Hardened Managed Switch. May be inserted in Slot 1, 2 or 3. | Ea |  | 1 Year (5 Years) | 1680 | 8% | 1545.6
51612 | Etherwan | M29440-100 | Industrial ( -10°C - 60°C ), IEC16850 & IEEE1613, 4 Port 10/100TX + 4 Port 100FX Fiber Port Module for use with EX29000 series Hardened Managed Switch. May be inserted in Slot 1, 2 or 3. | Ea |  | 1 Year (5 Years) | 720 | 8% | 662.4
51613 | Etherwan | M29440-200 | Industrial ( -10°C - 60°C ), IEC16850 & IEEE1613, 4 Port 10/100TX + 4 Port 100FX Fiber Port Module for use with EX29000 series Hardened Managed Switch. May be inserted in Slot 1, 2 or 3. | Ea |  | 1 Year (5 Years) | 720 | 8% | 662.4
51614 | Etherwan | M29440-600 | Industrial ( -10°C - 60°C ), IEC16850 & IEEE1613, 4 Port 10/100TX + 4 Port 100FX Fiber Port Module for use with EX29000 series Hardened Managed Switch. May be inserted in Slot 1, 2 or 3. | Ea |  | 1 Year (5 Years) | 1360 | 8% | 1251.2
51615 | Etherwan | M29440-700 | Industrial ( -10°C - 60°C ), IEC16850 & IEEE1613, 4 Port 10/100TX + 4 Port 100FX Fiber Port Module for use with EX29000 series Hardened Managed Switch. May be inserted in Slot 1, 2 or 3. | Ea |  | 1 Year (5 Years) | 1565 | 8% | 1439.8
51616 | Etherwan | M29440-800 | Industrial ( -10°C - 60°C ), IEC16850 & IEEE1613, 4 Port 10/100TX + 4 Port 100FX Fiber Port Module for use with EX29000 series Hardened Managed Switch. May be inserted in Slot 1, 2 or 3. | Ea |  | 1 Year (5 Years) | 1360 | 8% | 1251.2
51617 | Etherwan | M29440-900 | Industrial ( -10°C - 60°C ), IEC16850 & IEEE1613, 4 Port 10/100TX + 4 Port 100FX Fiber Port Module for use with EX29000 series Hardened Managed Switch. May be inserted in Slot 1, 2 or 3. | Ea |  | 1 Year (5 Years) | 1520 | 8% | 1398.4
51618 | Etherwan | M29440-A00 | Industrial ( -10°C - 60°C ), IEC16850 & IEEE1613, 4 Port 10/100TX + 4 Port 100FX Fiber Port Module for use with EX29000 series Hardened Managed Switch. May be inserted in Slot 1, 2 or 3. | Ea |  | 1 Year (5 Years) | 1360 | 8% | 1251.2
51619 | Etherwan | M29440-B00 | Industrial ( -10°C - 60°C ), IEC16850 & IEEE1613, 4 Port 10/100TX + 4 Port 100FX Fiber Port Module for use with EX29000 series Hardened Managed Switch. May be inserted in Slot 1, 2 or 3. | Ea |  | 1 Year (5 Years) | 1840 | 8% | 1692.8
51620 | Etherwan | M29440-H00 | Industrial ( -10°C - 60°C ), IEC16850 & IEEE1613, 4 Port 10/100TX + 4 Port 100FX Fiber Port Module for use with EX29000 series Hardened Managed Switch. May be inserted in Slot 1, 2 or 3. | Ea |  | 1 Year (5 Years) | 1360 | 8% | 1251.2
51621 | Etherwan | M29440-P00 | Industrial ( -10°C - 60°C ), IEC16850 & IEEE1613, 4 Port 10/100TX + 4 Port 100FX Fiber Port Module for use with EX29000 series Hardened Managed Switch. May be inserted in Slot 1, 2 or 3. | Ea |  | 1 Year (5 Years) | 1680 | 8% | 1545.6
51622 | Etherwan | M29440-Q00 | Industrial ( -10°C - 60°C ), IEC16850 & IEEE1613, 4 Port 10/100TX + 4 Port 100FX Fiber Port Module for use with EX29000 series Hardened Managed Switch. May be inserted in Slot 1, 2 or 3. | Ea |  | 1 Year (5 Years) | 1840 | 8% | 1692.8
51623 | Etherwan | M29440-R00 | Industrial ( -10°C - 60°C ), IEC16850 & IEEE1613, 4 Port 10/100TX + 4 Port 100FX Fiber Port Module for use with EX29000 series Hardened Managed Switch. May be inserted in Slot 1, 2 or 3. | Ea |  | 1 Year (5 Years) | 2960 | 8% | 2723.2
51624 | Etherwan | M29440-S00 | Industrial ( -10°C - 60°C ), IEC16850 & IEEE1613, 4 Port 10/100TX + 4 Port 100FX Fiber Port Module for use with EX29000 series Hardened Managed Switch. May be inserted in Slot 1, 2 or 3. | Ea |  | 1 Year (5 Years) | 3280 | 8% | 3017.6
51625 | Etherwan | M29620-100 | Industrial ( -10°C - 60°C ), IEC16850 & IEEE1613, 6 Port 10/100TX + 2 Port 100FX Fiber Port Module for use with EX29000 series Hardened Managed Switch. May be inserted in Slot 1, 2 or 3. | Ea |  | 1 Year (5 Years) | 440 | 8% | 404.8
51626 | Etherwan | M29620-200 | Industrial ( -10°C - 60°C ), IEC16850 & IEEE1613, 6 Port 10/100TX + 2 Port 100FX Fiber Port Module for use with EX29000 series Hardened Managed Switch. May be inserted in Slot 1, 2 or 3. | Ea |  | 1 Year (5 Years) | 440 | 8% | 404.8
51627 | Etherwan | M29620-600 | Industrial ( -10°C - 60°C ), IEC16850 & IEEE1613, 6 Port 10/100TX + 2 Port 100FX Fiber Port Module for use with EX29000 series Hardened Managed Switch. May be inserted in Slot 1, 2 or 3. | Ea |  | 1 Year (5 Years) | 760 | 8% | 699.2
51628 | Etherwan | M29620-700 | Industrial ( -10°C - 60°C ), IEC16850 & IEEE1613, 6 Port 10/100TX + 2 Port 100FX Fiber Port Module for use with EX29000 series Hardened Managed Switch. May be inserted in Slot 1, 2 or 3. | Ea |  | 1 Year (5 Years) | 862 | 8% | 793.04
51629 | Etherwan | M29620-800 | Industrial ( -10°C - 60°C ), IEC16850 & IEEE1613, 6 Port 10/100TX + 2 Port 100FX Fiber Port Module for use with EX29000 series Hardened Managed Switch. May be inserted in Slot 1, 2 or 3. | Ea |  | 1 Year (5 Years) | 760 | 8% | 699.2
51630 | Etherwan | M29620-900 | Industrial ( -10°C - 60°C ), IEC16850 & IEEE1613, 6 Port 10/100TX + 2 Port 100FX Fiber Port Module for use with EX29000 series Hardened Managed Switch. May be inserted in Slot 1, 2 or 3. | Ea |  | 1 Year (5 Years) | 840 | 8% | 772.8
51631 | Etherwan | M29620-A00 | Industrial ( -10°C - 60°C ), IEC16850 & IEEE1613, 6 Port 10/100TX + 2 Port 100FX Fiber Port Module for use with EX29000 series Hardened Managed Switch. May be inserted in Slot 1, 2 or 3. | Ea |  | 1 Year (5 Years) | 760 | 8% | 699.2
51632 | Etherwan | M29620-B00 | Industrial ( -10°C - 60°C ), IEC16850 & IEEE1613, 6 Port 10/100TX + 2 Port 100FX Fiber Port Module for use with EX29000 series Hardened Managed Switch. May be inserted in Slot 1, 2 or 3. | Ea |  | 1 Year (5 Years) | 1000 | 8% | 920
51633 | Etherwan | M29620-H00 | Industrial ( -10°C - 60°C ), IEC16850 & IEEE1613, 6 Port 10/100TX + 2 Port 100FX Fiber Port Module for use with EX29000 series Hardened Managed Switch. May be inserted in Slot 1, 2 or 3. | Ea |  | 1 Year (5 Years) | 760 | 8% | 699.2
51634 | Etherwan | M29620-P00 | Industrial ( -10°C - 60°C ), IEC16850 & IEEE1613, 6 Port 10/100TX + 2 Port 100FX Fiber Port Module for use with EX29000 series Hardened Managed Switch. May be inserted in Slot 1, 2 or 3. | Ea |  | 1 Year (5 Years) | 920 | 8% | 846.4
51635 | Etherwan | M29620-Q00 | Industrial ( -10°C - 60°C ), IEC16850 & IEEE1613, 6 Port 10/100TX + 2 Port 100FX Fiber Port Module for use with EX29000 series Hardened Managed Switch. May be inserted in Slot 1, 2 or 3. | Ea |  | 1 Year (5 Years) | 1000 | 8% | 920
51636 | Etherwan | M29620-R00 | Industrial ( -10°C - 60°C ), IEC16850 & IEEE1613, 6 Port 10/100TX + 2 Port 100FX Fiber Port Module for use with EX29000 series Hardened Managed Switch. May be inserted in Slot 1, 2 or 3. | Ea |  | 1 Year (5 Years) | 1560 | 8% | 1435.2
51637 | Etherwan | M29620-S00 | Industrial ( -10°C - 60°C ), IEC16850 & IEEE1613, 6 Port 10/100TX + 2 Port 100FX Fiber Port Module for use with EX29000 series Hardened Managed Switch. May be inserted in Slot 1, 2 or 3. | Ea |  | 1 Year (5 Years) | 1720 | 8% | 1582.4
51638 | Etherwan | M29800-000 | Industrial ( -10°C - 60°C ), IEC16850 & IEEE1613, 8 Port 10/100TX Port Module for use with EX29000 series Hardened Managed Switch. May be inserted in Slot 1, 2 or 3. | Ea |  | 1 Year (5 Years) | 160 | 8% | 147.2
51639 | Etherwan | M89004-001 | Hardened ( -40°C - 75°C ) Module for EX89000 Series with IEC16850 & IEEE1613, 4 Gigabit TX Ports. May be inserted in Slot 4 for Gigabit Interfaces. | Ea |  | 1 Year (Limited Lifetime) | 840 | 8% | 772.8
51640 | Etherwan | M89004-00V | Hardened ( -40°C - 75°C ) Module for EX89000 Series with IEC16850 & IEEE1613, 4 Port Gigabit SFP Combo Port. May be inserted in Slot 4 for Gigabit Interfaces. | Ea |  | 1 Year (Limited Lifetime) | 1000 | 8% | 920
51641 | Etherwan | M89004-013 | Hardened ( -40°C - 75°C ) Module for EX89000 Series with IEC16850 & IEEE1613, 1 Gigabit FX Port. May be inserted in Slot 4 for Gigabit Interfaces. | Ea |  | 1 Year (Limited Lifetime) | 400 | 8% | 368
51642 | Etherwan | M89004-014 | Hardened ( -40°C - 75°C ) Module for EX89000 Series with IEC16850 & IEEE1613, 1 Gigabit FX Port. May be inserted in Slot 4 for Gigabit Interfaces. | Ea |  | 1 Year (Limited Lifetime) | 1300 | 8% | 1196
51643 | Etherwan | M89004-015 | Hardened ( -40°C - 75°C ) Module for EX89000 Series with IEC16850 & IEEE1613, 1 Gigabit FX Port. May be inserted in Slot 4 for Gigabit Interfaces. | Ea |  | 1 Year (Limited Lifetime) | 400 | 8% | 368
51644 | Etherwan | M89004-01A | Hardened ( -40°C - 75°C ) Module for EX89000 Series with IEC16850 & IEEE1613, 1 Gigabit FX Port. May be inserted in Slot 4 for Gigabit Interfaces. | Ea |  | 1 Year (Limited Lifetime) | 900 | 8% | 828
51645 | Etherwan | M89004-01B | Hardened ( -40°C - 75°C ) Module for EX89000 Series with IEC16850 & IEEE1613, 1 Gigabit FX Port. May be inserted in Slot 4 for Gigabit Interfaces. | Ea |  | 1 Year (Limited Lifetime) | 1300 | 8% | 1196
51646 | Etherwan | M89004-01R | Hardened ( -40°C - 75°C ) Module for EX89000 Series with IEC16850 & IEEE1613, 1 Gigabit FX Port. May be inserted in Slot 4 for Gigabit Interfaces. | Ea |  | 1 Year (Limited Lifetime) | 2000 | 8% | 1840
51647 | Etherwan | M89004-01S | Hardened ( -40°C - 75°C ) Module for EX89000 Series with IEC16850 & IEEE1613, 1 Gigabit FX Port. May be inserted in Slot 4 for Gigabit Interfaces. | Ea |  | 1 Year (Limited Lifetime) | 2200 | 8% | 2024
51648 | Etherwan | M89004-023 | Hardened ( -40°C - 75°C ) Module for EX89000 Series with IEC16850 & IEEE1613, 2 Gigabit FX Port. May be inserted in Slot 4 for Gigabit Interfaces. | Ea |  | 1 Year (Limited Lifetime) | 800 | 8% | 736
51649 | Etherwan | M89004-024 | Hardened ( -40°C - 75°C ) Module for EX89000 Series with IEC16850 & IEEE1613, 2 Gigabit FX Port. May be inserted in Slot 4 for Gigabit Interfaces. | Ea |  | 1 Year (Limited Lifetime) | 2600 | 8% | 2392
51650 | Etherwan | M89004-025 | Hardened ( -40°C - 75°C ) Module for EX89000 Series with IEC16850 & IEEE1613, 2 Gigabit FX Port. May be inserted in Slot 4 for Gigabit Interfaces. | Ea |  | 1 Year (Limited Lifetime) | 800 | 8% | 736
51651 | Etherwan | M89004-02A | Hardened ( -40°C - 75°C ) Module for EX89000 Series with IEC16850 & IEEE1613, 2 Gigabit FX Port. May be inserted in Slot 4 for Gigabit Interfaces. | Ea |  | 1 Year (Limited Lifetime) | 1800 | 8% | 1656
51652 | Etherwan | M89004-02B | Hardened ( -40°C - 75°C ) Module for EX89000 Series with IEC16850 & IEEE1613, 2 Gigabit FX Port. May be inserted in Slot 4 for Gigabit Interfaces. | Ea |  | 1 Year (Limited Lifetime) | 2600 | 8% | 2392
51653 | Etherwan | M89004-02R | Hardened ( -40°C - 75°C ) Module for EX89000 Series with IEC16850 & IEEE1613, 2 Gigabit FX Port. May be inserted in Slot 4 for Gigabit Interfaces. | Ea |  | 1 Year (Limited Lifetime) | 4000 | 8% | 3680
51654 | Etherwan | M89004-02S | Hardened ( -40°C - 75°C ) Module for EX89000 Series with IEC16850 & IEEE1613, 2 Gigabit FX Port. May be inserted in Slot 4 for Gigabit Interfaces. | Ea |  | 1 Year (Limited Lifetime) | 4400 | 8% | 4048
51655 | Etherwan | M89004-033 | Hardened ( -40°C - 75°C ) Module for EX89000 Series with IEC16850 & IEEE1613, 3 Gigabit FX Port. May be inserted in Slot 4 for Gigabit Interfaces. | Ea |  | 1 Year (Limited Lifetime) | 1200 | 8% | 1104
51656 | Etherwan | M89004-034 | Hardened ( -40°C - 75°C ) Module for EX89000 Series with IEC16850 & IEEE1613, 3 Gigabit FX Port. May be inserted in Slot 4 for Gigabit Interfaces. | Ea |  | 1 Year (Limited Lifetime) | 3900 | 8% | 3588
51657 | Etherwan | M89004-035 | Hardened ( -40°C - 75°C ) Module for EX89000 Series with IEC16850 & IEEE1613, 3 Gigabit FX Port. May be inserted in Slot 4 for Gigabit Interfaces. | Ea |  | 1 Year (Limited Lifetime) | 1200 | 8% | 1104
51658 | Etherwan | M89004-03A | Hardened ( -40°C - 75°C ) Module for EX89000 Series with IEC16850 & IEEE1613, 3 Gigabit FX Port. May be inserted in Slot 4 for Gigabit Interfaces. | Ea |  | 1 Year (Limited Lifetime) | 2700 | 8% | 2484
51659 | Etherwan | M89004-03B | Hardened ( -40°C - 75°C ) Module for EX89000 Series with IEC16850 & IEEE1613, 3 Gigabit FX Port. May be inserted in Slot 4 for Gigabit Interfaces. | Ea |  | 1 Year (Limited Lifetime) | 3900 | 8% | 3588
51660 | Etherwan | M89004-03R | Hardened ( -40°C - 75°C ) Module for EX89000 Series with IEC16850 & IEEE1613, 3 Gigabit FX Port. May be inserted in Slot 4 for Gigabit Interfaces. | Ea |  | 1 Year (Limited Lifetime) | 6000 | 8% | 5520
51661 | Etherwan | M89004-03S | Hardened ( -40°C - 75°C ) Module for EX89000 Series with IEC16850 & IEEE1613, 3 Gigabit FX Port. May be inserted in Slot 4 for Gigabit Interfaces. | Ea |  | 1 Year (Limited Lifetime) | 6600 | 8% | 6072
51662 | Etherwan | M89004-043 | Hardened ( -40°C - 75°C ) Module for EX89000 Series with IEC16850 & IEEE1613, 4 Gigabit FX Port. May be inserted in Slot 4 for Gigabit Interfaces. | Ea |  | 1 Year (Limited Lifetime) | 1600 | 8% | 1472
51663 | Etherwan | M89004-044 | Hardened ( -40°C - 75°C ) Module for EX89000 Series with IEC16850 & IEEE1613, 4 Gigabit FX Port. May be inserted in Slot 4 for Gigabit Interfaces. | Ea |  | 1 Year (Limited Lifetime) | 5200 | 8% | 4784
51664 | Etherwan | M89004-045 | Hardened ( -40°C - 75°C ) Module for EX89000 Series with IEC16850 & IEEE1613, 4 Gigabit FX Port. May be inserted in Slot 4 for Gigabit Interfaces. | Ea |  | 1 Year (Limited Lifetime) | 1600 | 8% | 1472
51665 | Etherwan | M89004-04A | Hardened ( -40°C - 75°C ) Module for EX89000 Series with IEC16850 & IEEE1613, 4 Gigabit FX Port. May be inserted in Slot 4 for Gigabit Interfaces. | Ea |  | 1 Year (Limited Lifetime) | 3600 | 8% | 3312
51666 | Etherwan | M89004-04B | Hardened ( -40°C - 75°C ) Module for EX89000 Series with IEC16850 & IEEE1613, 4 Gigabit FX Port. May be inserted in Slot 4 for Gigabit Interfaces. | Ea |  | 1 Year (Limited Lifetime) | 5200 | 8% | 4784
51667 | Etherwan | M89004-04R | Hardened ( -40°C - 75°C ) Module for EX89000 Series with IEC16850 & IEEE1613, 4 Gigabit FX Port. May be inserted in Slot 4 for Gigabit Interfaces. | Ea |  | 1 Year (Limited Lifetime) | 8000 | 8% | 7360
51668 | Etherwan | M89004-04S | Hardened ( -40°C - 75°C ) Module for EX89000 Series with IEC16850 & IEEE1613, 4 Gigabit FX Port. May be inserted in Slot 4 for Gigabit Interfaces. | Ea |  | 1 Year (Limited Lifetime) | 8800 | 8% | 8096
51669 | Etherwan | M89060-100 | Hardened ( -40°C - 75°C ) Module for EX89000 Series with IEC16850 & IEEE1613, 6 100FX Fiber Ports. May be inserted in Slot 1, 2 or 3. | Ea |  | 1 Year (Limited Lifetime) | 1200 | 8% | 1104
51670 | Etherwan | M89060-200 | Hardened ( -40°C - 75°C ) Module for EX89000 Series with IEC16850 & IEEE1613, 6 100FX Fiber Ports. May be inserted in Slot 1, 2 or 3. | Ea |  | 1 Year (Limited Lifetime) | 1200 | 8% | 1104
51671 | Etherwan | M89060-600 | Hardened ( -40°C - 75°C ) Module for EX89000 Series with IEC16850 & IEEE1613, 6 100FX Fiber Ports. May be inserted in Slot 1, 2 or 3. | Ea |  | 1 Year (Limited Lifetime) | 2400 | 8% | 2208
51672 | Etherwan | M89060-700 | Hardened ( -40°C - 75°C ) Module for EX89000 Series with IEC16850 & IEEE1613, 6 100FX Fiber Ports. May be inserted in Slot 1, 2 or 3. | Ea |  | 1 Year (Limited Lifetime) | 2784 | 8% | 2561.28
51673 | Etherwan | M89060-800 | Hardened ( -40°C - 75°C ) Module for EX89000 Series with IEC16850 & IEEE1613, 6 100FX Fiber Ports. May be inserted in Slot 1, 2 or 3. | Ea |  | 1 Year (Limited Lifetime) | 2400 | 8% | 2208
51674 | Etherwan | M89060-900 | Hardened ( -40°C - 75°C ) Module for EX89000 Series with IEC16850 & IEEE1613, 6 100FX Fiber Ports. May be inserted in Slot 1, 2 or 3. | Ea |  | 1 Year (Limited Lifetime) | 2700 | 8% | 2484
51675 | Etherwan | M89060-A00 | Hardened ( -40°C - 75°C ) Module for EX89000 Series with IEC16850 & IEEE1613, 6 100FX Fiber Ports. May be inserted in Slot 1, 2 or 3. | Ea |  | 1 Year (Limited Lifetime) | 2400 | 8% | 2208
51676 | Etherwan | M89060-B00 | Hardened ( -40°C - 75°C ) Module for EX89000 Series with IEC16850 & IEEE1613, 6 100FX Fiber Ports. May be inserted in Slot 1, 2 or 3. | Ea |  | 1 Year (Limited Lifetime) | 3300 | 8% | 3036
51677 | Etherwan | M89060-H00 | Hardened ( -40°C - 75°C ) Module for EX89000 Series with IEC16850 & IEEE1613, 6 100FX Fiber Ports. May be inserted in Slot 1, 2 or 3. | Ea |  | 1 Year (Limited Lifetime) | 2400 | 8% | 2208
51678 | Etherwan | M89060-P00 | Hardened ( -40°C - 75°C ) Module for EX89000 Series with IEC16850 & IEEE1613, 6 100FX Fiber Ports. May be inserted in Slot 1, 2 or 3. | Ea |  | 1 Year (Limited Lifetime) | 3000 | 8% | 2760
51679 | Etherwan | M89060-Q00 | Hardened ( -40°C - 75°C ) Module for EX89000 Series with IEC16850 & IEEE1613, 6 100FX Fiber Ports. May be inserted in Slot 1, 2 or 3. | Ea |  | 1 Year (Limited Lifetime) | 3300 | 8% | 3036
51680 | Etherwan | M89060-R00 | Hardened ( -40°C - 75°C ) Module for EX89000 Series with IEC16850 & IEEE1613, 6 100FX Fiber Ports. May be inserted in Slot 1, 2 or 3. | Ea |  | 1 Year (Limited Lifetime) | 5400 | 8% | 4968
51681 | Etherwan | M89060-S00 | Hardened ( -40°C - 75°C ) Module for EX89000 Series with IEC16850 & IEEE1613, 6 100FX Fiber Ports. May be inserted in Slot 1, 2 or 3. | Ea |  | 1 Year (Limited Lifetime) | 6000 | 8% | 5520
51682 | Etherwan | M89240-100 | Hardened ( -40°C - 75°C ) Module for EX89000 Series with IEC16850 & IEEE1613, 2 10/100TX Ports + 4 100FX Fiber Ports. May be inserted in Slot 1, 2 or 3. | Ea |  | 1 Year (Limited Lifetime) | 848 | 8% | 780.16
51683 | Etherwan | M89240-200 | Hardened ( -40°C - 75°C ) Module for EX89000 Series with IEC16850 & IEEE1613, 2 10/100TX Ports + 4 100FX Fiber Ports. May be inserted in Slot 1, 2 or 3. | Ea |  | 1 Year (Limited Lifetime) | 848 | 8% | 780.16
51684 | Etherwan | M89240-600 | Hardened ( -40°C - 75°C ) Module for EX89000 Series with IEC16850 & IEEE1613, 2 10/100TX Ports + 4 100FX Fiber Ports. May be inserted in Slot 1, 2 or 3. | Ea |  | 1 Year (Limited Lifetime) | 1648 | 8% | 1516.16
51685 | Etherwan | M89240-700 | Hardened ( -40°C - 75°C ) Module for EX89000 Series with IEC16850 & IEEE1613, 2 10/100TX Ports + 4 100FX Fiber Ports. May be inserted in Slot 1, 2 or 3. | Ea |  | 1 Year (Limited Lifetime) | 1904 | 8% | 1751.68
51686 | Etherwan | M89240-800 | Hardened ( -40°C - 75°C ) Module for EX89000 Series with IEC16850 & IEEE1613, 2 10/100TX Ports + 4 100FX Fiber Ports. May be inserted in Slot 1, 2 or 3. | Ea |  | 1 Year (Limited Lifetime) | 1648 | 8% | 1516.16
51687 | Etherwan | M89240-900 | Hardened ( -40°C - 75°C ) Module for EX89000 Series with IEC16850 & IEEE1613, 2 10/100TX Ports + 4 100FX Fiber Ports. May be inserted in Slot 1, 2 or 3. | Ea |  | 1 Year (Limited Lifetime) | 1848 | 8% | 1700.16
51688 | Etherwan | M89240-A00 | Hardened ( -40°C - 75°C ) Module for EX89000 Series with IEC16850 & IEEE1613, 2 10/100TX Ports + 4 100FX Fiber Ports. May be inserted in Slot 1, 2 or 3. | Ea |  | 1 Year (Limited Lifetime) | 1648 | 8% | 1516.16
51689 | Etherwan | M89240-B00 | Hardened ( -40°C - 75°C ) Module for EX89000 Series with IEC16850 & IEEE1613, 2 10/100TX Ports + 4 100FX Fiber Ports. May be inserted in Slot 1, 2 or 3. | Ea |  | 1 Year (Limited Lifetime) | 2248 | 8% | 2068.16
51690 | Etherwan | M89240-H00 | Hardened ( -40°C - 75°C ) Module for EX89000 Series with IEC16850 & IEEE1613, 2 10/100TX Ports + 4 100FX Fiber Ports. May be inserted in Slot 1, 2 or 3. | Ea |  | 1 Year (Limited Lifetime) | 1648 | 8% | 1516.16
51691 | Etherwan | M89240-P00 | Hardened ( -40°C - 75°C ) Module for EX89000 Series with IEC16850 & IEEE1613, 2 10/100TX Ports + 4 100FX Fiber Ports. May be inserted in Slot 1, 2 or 3. | Ea |  | 1 Year (Limited Lifetime) | 2048 | 8% | 1884.16
51692 | Etherwan | M89240-Q00 | Hardened ( -40°C - 75°C ) Module for EX89000 Series with IEC16850 & IEEE1613, 2 10/100TX Ports + 4 100FX Fiber Ports. May be inserted in Slot 1, 2 or 3. | Ea |  | 1 Year (Limited Lifetime) | 2248 | 8% | 2068.16
51693 | Etherwan | M89240-R00 | Hardened ( -40°C - 75°C ) Module for EX89000 Series with IEC16850 & IEEE1613, 2 10/100TX Ports + 4 100FX Fiber Ports. May be inserted in Slot 1, 2 or 3. | Ea |  | 1 Year (Limited Lifetime) | 3648 | 8% | 3356.16
51694 | Etherwan | M89240-S00 | Hardened ( -40°C - 75°C ) Module for EX89000 Series with IEC16850 & IEEE1613, 2 10/100TX Ports + 4 100FX Fiber Ports. May be inserted in Slot 1, 2 or 3. | Ea |  | 1 Year (Limited Lifetime) | 4048 | 8% | 3724.16
51695 | Etherwan | M89420-100 | Hardened ( -40°C - 75°C ) Module for EX89000 Series with IEC16850 & IEEE1613, 4 10/100TX Ports + 2 100FX Fiber Ports. May be inserted in Slot 1, 2 or 3. | Ea |  | 1 Year (Limited Lifetime) | 496 | 8% | 456.32
51696 | Etherwan | M89420-200 | Hardened ( -40°C - 75°C ) Module for EX89000 Series with IEC16850 & IEEE1613, 4 10/100TX Ports + 2 100FX Fiber Ports. May be inserted in Slot 1, 2 or 3. | Ea |  | 1 Year (Limited Lifetime) | 496 | 8% | 456.32
51697 | Etherwan | M89420-600 | Hardened ( -40°C - 75°C ) Module for EX89000 Series with IEC16850 & IEEE1613, 4 10/100TX Ports + 2 100FX Fiber Ports. May be inserted in Slot 1, 2 or 3. | Ea |  | 1 Year (Limited Lifetime) | 896 | 8% | 824.32
51698 | Etherwan | M89420-700 | Hardened ( -40°C - 75°C ) Module for EX89000 Series with IEC16850 & IEEE1613, 4 10/100TX Ports + 2 100FX Fiber Ports. May be inserted in Slot 1, 2 or 3. | Ea |  | 1 Year (Limited Lifetime) | 1024 | 8% | 942.08
51699 | Etherwan | M89420-800 | Hardened ( -40°C - 75°C ) Module for EX89000 Series with IEC16850 & IEEE1613, 4 10/100TX Ports + 2 100FX Fiber Ports. May be inserted in Slot 1, 2 or 3. | Ea |  | 1 Year (Limited Lifetime) | 896 | 8% | 824.32
51700 | Etherwan | M89420-900 | Hardened ( -40°C - 75°C ) Module for EX89000 Series with IEC16850 & IEEE1613, 4 10/100TX Ports + 2 100FX Fiber Ports. May be inserted in Slot 1, 2 or 3. | Ea |  | 1 Year (Limited Lifetime) | 996 | 8% | 916.32
51701 | Etherwan | M89420-A00 | Hardened ( -40°C - 75°C ) Module for EX89000 Series with IEC16850 & IEEE1613, 4 10/100TX Ports + 2 100FX Fiber Ports. May be inserted in Slot 1, 2 or 3. | Ea |  | 1 Year (Limited Lifetime) | 896 | 8% | 824.32
51702 | Etherwan | M89420-B00 | Hardened ( -40°C - 75°C ) Module for EX89000 Series with IEC16850 & IEEE1613, 4 10/100TX Ports + 2 100FX Fiber Ports. May be inserted in Slot 1, 2 or 3. | Ea |  | 1 Year (Limited Lifetime) | 1196 | 8% | 1100.32
51703 | Etherwan | M89420-H00 | Hardened ( -40°C - 75°C ) Module for EX89000 Series with IEC16850 & IEEE1613, 4 10/100TX Ports + 2 100FX Fiber Ports. May be inserted in Slot 1, 2 or 3. | Ea |  | 1 Year (Limited Lifetime) | 896 | 8% | 824.32
51704 | Etherwan | M89420-P00 | Hardened ( -40°C - 75°C ) Module for EX89000 Series with IEC16850 & IEEE1613, 4 10/100TX Ports + 2 100FX Fiber Ports. May be inserted in Slot 1, 2 or 3. | Ea |  | 1 Year (Limited Lifetime) | 1096 | 8% | 1008.32
51705 | Etherwan | M89420-Q00 | Hardened ( -40°C - 75°C ) Module for EX89000 Series with IEC16850 & IEEE1613, 4 10/100TX Ports + 2 100FX Fiber Ports. May be inserted in Slot 1, 2 or 3. | Ea |  | 1 Year (Limited Lifetime) | 1196 | 8% | 1100.32
51706 | Etherwan | M89420-R00 | Hardened ( -40°C - 75°C ) Module for EX89000 Series with IEC16850 & IEEE1613, 4 10/100TX Ports + 2 100FX Fiber Ports. May be inserted in Slot 1, 2 or 3. | Ea |  | 1 Year (Limited Lifetime) | 1896 | 8% | 1744.32
51707 | Etherwan | M89420-S00 | Hardened ( -40°C - 75°C ) Module for EX89000 Series with IEC16850 & IEEE1613, 4 10/100TX Ports + 2 100FX Fiber Ports. May be inserted in Slot 1, 2 or 3. | Ea |  | 1 Year (Limited Lifetime) | 2096 | 8% | 1928.32
51708 | Etherwan | M89440-100 | Hardened ( -40°C - 75°C ) Module for EX89000 Series with IEC16850 & IEEE1613, 4 10/100TX Ports + 2 100FX Fiber Ports. May be inserted in Slot 1, 2 or 3. | Ea |  | 1 Year (Limited Lifetime) | 896 | 8% | 824.32
51709 | Etherwan | M89440-200 | Hardened ( -40°C - 75°C ) Module for EX89000 Series with IEC16850 & IEEE1613, 4 10/100TX Ports + 2 100FX Fiber Ports. May be inserted in Slot 1, 2 or 3. | Ea |  | 1 Year (Limited Lifetime) | 896 | 8% | 824.32
51710 | Etherwan | M89440-600 | Hardened ( -40°C - 75°C ) Module for EX89000 Series with IEC16850 & IEEE1613, 4 10/100TX Ports + 2 100FX Fiber Ports. May be inserted in Slot 1, 2 or 3. | Ea |  | 1 Year (Limited Lifetime) | 1696 | 8% | 1560.32
51711 | Etherwan | M89440-700 | Hardened ( -40°C - 75°C ) Module for EX89000 Series with IEC16850 & IEEE1613, 4 10/100TX Ports + 2 100FX Fiber Ports. May be inserted in Slot 1, 2 or 3. | Ea |  | 1 Year (Limited Lifetime) | 1952 | 8% | 1795.84
51712 | Etherwan | M89440-800 | Hardened ( -40°C - 75°C ) Module for EX89000 Series with IEC16850 & IEEE1613, 4 10/100TX Ports + 2 100FX Fiber Ports. May be inserted in Slot 1, 2 or 3. | Ea |  | 1 Year (Limited Lifetime) | 1696 | 8% | 1560.32
51713 | Etherwan | M89440-900 | Hardened ( -40°C - 75°C ) Module for EX89000 Series with IEC16850 & IEEE1613, 4 10/100TX Ports + 2 100FX Fiber Ports. May be inserted in Slot 1, 2 or 3. | Ea |  | 1 Year (Limited Lifetime) | 1896 | 8% | 1744.32
51714 | Etherwan | M89440-A00 | Hardened ( -40°C - 75°C ) Module for EX89000 Series with IEC16850 & IEEE1613, 4 10/100TX Ports + 2 100FX Fiber Ports. May be inserted in Slot 1, 2 or 3. | Ea |  | 1 Year (Limited Lifetime) | 1696 | 8% | 1560.32
51715 | Etherwan | M89440-B00 | Hardened ( -40°C - 75°C ) Module for EX89000 Series with IEC16850 & IEEE1613, 4 10/100TX Ports + 2 100FX Fiber Ports. May be inserted in Slot 1, 2 or 3. | Ea |  | 1 Year (Limited Lifetime) | 2296 | 8% | 2112.32
51716 | Etherwan | M89440-H00 | Hardened ( -40°C - 75°C ) Module for EX89000 Series with IEC16850 & IEEE1613, 4 10/100TX Ports + 2 100FX Fiber Ports. May be inserted in Slot 1, 2 or 3. | Ea |  | 1 Year (Limited Lifetime) | 1696 | 8% | 1560.32
51717 | Etherwan | M89440-P00 | Hardened ( -40°C - 75°C ) Module for EX89000 Series with IEC16850 & IEEE1613, 4 10/100TX Ports + 2 100FX Fiber Ports. May be inserted in Slot 1, 2 or 3. | Ea |  | 1 Year (Limited Lifetime) | 2096 | 8% | 1928.32
51718 | Etherwan | M89440-Q00 | Hardened ( -40°C - 75°C ) Module for EX89000 Series with IEC16850 & IEEE1613, 4 10/100TX Ports + 2 100FX Fiber Ports. May be inserted in Slot 1, 2 or 3. | Ea |  | 1 Year (Limited Lifetime) | 2296 | 8% | 2112.32
51719 | Etherwan | M89440-R00 | Hardened ( -40°C - 75°C ) Module for EX89000 Series with IEC16850 & IEEE1613, 4 10/100TX Ports + 2 100FX Fiber Ports. May be inserted in Slot 1, 2 or 3. | Ea |  | 1 Year (Limited Lifetime) | 3696 | 8% | 3400.32
51720 | Etherwan | M89440-S00 | Hardened ( -40°C - 75°C ) Module for EX89000 Series with IEC16850 & IEEE1613, 4 10/100TX Ports + 2 100FX Fiber Ports. May be inserted in Slot 1, 2 or 3. | Ea |  | 1 Year (Limited Lifetime) | 4096 | 8% | 3768.32
51721 | Etherwan | M89620-100 | Hardened ( -40°C - 75°C ) Module for EX89000 Series with IEC16850 & IEEE1613, 6 10/100TX Ports + 2 100FX Fiber Ports. May be inserted in Slot 1, 2 or 3. | Ea |  | 1 Year (Limited Lifetime) | 544 | 8% | 500.48
51722 | Etherwan | M89620-200 | Hardened ( -40°C - 75°C ) Module for EX89000 Series with IEC16850 & IEEE1613, 6 10/100TX Ports + 2 100FX Fiber Ports. May be inserted in Slot 1, 2 or 3. | Ea |  | 1 Year (Limited Lifetime) | 544 | 8% | 500.48
51723 | Etherwan | M89620-600 | Hardened ( -40°C - 75°C ) Module for EX89000 Series with IEC16850 & IEEE1613, 6 10/100TX Ports + 2 100FX Fiber Ports. May be inserted in Slot 1, 2 or 3. | Ea |  | 1 Year (Limited Lifetime) | 944 | 8% | 868.48
51724 | Etherwan | M89620-700 | Hardened ( -40°C - 75°C ) Module for EX89000 Series with IEC16850 & IEEE1613, 6 10/100TX Ports + 2 100FX Fiber Ports. May be inserted in Slot 1, 2 or 3. | Ea |  | 1 Year (Limited Lifetime) | 1072 | 8% | 986.24
51725 | Etherwan | M89620-800 | Hardened ( -40°C - 75°C ) Module for EX89000 Series with IEC16850 & IEEE1613, 6 10/100TX Ports + 2 100FX Fiber Ports. May be inserted in Slot 1, 2 or 3. | Ea |  | 1 Year (Limited Lifetime) | 944 | 8% | 868.48
51726 | Etherwan | M89620-900 | Hardened ( -40°C - 75°C ) Module for EX89000 Series with IEC16850 & IEEE1613, 6 10/100TX Ports + 2 100FX Fiber Ports. May be inserted in Slot 1, 2 or 3. | Ea |  | 1 Year (Limited Lifetime) | 1044 | 8% | 960.48
51727 | Etherwan | M89620-A00 | Hardened ( -40°C - 75°C ) Module for EX89000 Series with IEC16850 & IEEE1613, 6 10/100TX Ports + 2 100FX Fiber Ports. May be inserted in Slot 1, 2 or 3. | Ea |  | 1 Year (Limited Lifetime) | 944 | 8% | 868.48
51728 | Etherwan | M89620-B00 | Hardened ( -40°C - 75°C ) Module for EX89000 Series with IEC16850 & IEEE1613, 6 10/100TX Ports + 2 100FX Fiber Ports. May be inserted in Slot 1, 2 or 3. | Ea |  | 1 Year (Limited Lifetime) | 1244 | 8% | 1144.48
51729 | Etherwan | M89620-H00 | Hardened ( -40°C - 75°C ) Module for EX89000 Series with IEC16850 & IEEE1613, 6 10/100TX Ports + 2 100FX Fiber Ports. May be inserted in Slot 1, 2 or 3. | Ea |  | 1 Year (Limited Lifetime) | 944 | 8% | 868.48
51730 | Etherwan | M89620-P00 | Hardened ( -40°C - 75°C ) Module for EX89000 Series with IEC16850 & IEEE1613, 6 10/100TX Ports + 2 100FX Fiber Ports. May be inserted in Slot 1, 2 or 3. | Ea |  | 1 Year (Limited Lifetime) | 1144 | 8% | 1052.48
51731 | Etherwan | M89620-Q00 | Hardened ( -40°C - 75°C ) Module for EX89000 Series with IEC16850 & IEEE1613, 6 10/100TX Ports + 2 100FX Fiber Ports. May be inserted in Slot 1, 2 or 3. | Ea |  | 1 Year (Limited Lifetime) | 1244 | 8% | 1144.48
51732 | Etherwan | M89620-R00 | Hardened ( -40°C - 75°C ) Module for EX89000 Series with IEC16850 & IEEE1613, 6 10/100TX Ports + 2 100FX Fiber Ports. May be inserted in Slot 1, 2 or 3. | Ea |  | 1 Year (Limited Lifetime) | 1944 | 8% | 1788.48
51733 | Etherwan | M89620-S00 | Hardened ( -40°C - 75°C ) Module for EX89000 Series with IEC16850 & IEEE1613, 6 10/100TX Ports + 2 100FX Fiber Ports. May be inserted in Slot 1, 2 or 3. | Ea |  | 1 Year (Limited Lifetime) | 2144 | 8% | 1972.48
51734 | Etherwan | M89800-000 | Hardened ( -40°C - 75°C ) Module for EX89000 Series with IEC16850 & IEEE1613, 8 10/100TX Port. May be inserted in Slot 1, 2 or 3. | Ea |  | 1 Year (Limited Lifetime) | 192 | 8% | 176.64
51735 | Etherwan | MDR-40-48 | Power Supply, Industrial ( -20C - +70C ) External 100-240VAC Input, TS2 Rated, 48VDC Output @ 20W. | Ea |  | 1 Year (5 Years) | 48 | 8% | 44.16
51736 | Etherwan | Misc | Conformal Coating setup fee | Ea |  | 1 Year (3 Years) | 500 | 8% | 460
51737 | Etherwan | NDR-120-48 | -20 ~ +60? Input: 90-264VAC, Output: 48VDC 120W/2.5A DIN-Rail 48VDC Industrial Power Supply | Ea |  | 1 Year (5 Years) | 99 | 8% | 91.08
51738 | Etherwan | NDR-240-48 | -20 ~ +60? Input: 90-264VAC Output: 48VDC 240W/5A DIN-Rail 48VDC Industrial Power Supply | Ea |  | 1 Year (5 Years) | 160 | 8% | 147.2
51739 | Etherwan | NDR-480-48 | -20 ~ +60? Input: 90-264VAC Output: 48VDC 480W/10A DIN-Rail 48VDC Industrial Power Supply | Ea |  | 1 Year (5 Years) | 300 | 8% | 276
51740 | Etherwan | PC-183-72 | Power Cord, 6' 18AWG / 3C Unshielded, NEMA 5-15P Plug, ROJ 2 5/8" Stripped | Ea |  | 1 Year (3 Years) | 15 | 8% | 13.8
51741 | Etherwan | PD1041 | Hardened (-40°C - 75°C) Gigabit PoE Surge Protection Device, supporting 10/100/1000BaseT and 802.3at PoE pass through surge protection. Din-Rail mounting. | Ea |  | 1 Year (Limited Lifetime) | 85 | 8% | 78.2
51742 | Etherwan | PD3041 | Hardened (-40°C - 75°C) Copper Pair/DSL Surge Protector, RJ11 and Terminal Block Connector for input and output pairs, 10kv total surge current protection, IEC 61643-21, UL497B , Din-Rail mounting. | Ea |  | 1 Year (Limited Lifetime) | 95 | 8% | 87.4
51743 | Etherwan | SDR-120-48 | Power Supply, ( -25°C - 60°C ) 120 Watts 48VDC Output Industrial DIN-Rail Power Supply | Ea |  | 1 Year (5 Years) | 145 | 8% | 133.4
51744 | Etherwan | SDR-240-48 | Industrial (-25C - +70C) 240W Power Supply, Input: 90VAC - 260VAC, Output: 48VDC @ 5 A, DIN Rail Mount, Terminal Block Connections | Ea |  | 1 Year (5 Years) | 215 | 8% | 197.8
51745 | Etherwan | SDR-480-48 | Industrial (-25C - +70C) 480W Power Supply, Input: 90VAC - 260VAC, Output: 48VDC @ 10 A, DIN Rail Mount, Terminal Block Connections | Ea |  | 1 Year (5 Years) | 300 | 8% | 276
51746 | Etherwan | SFPGYS20M | SFP Module, Hardened (-40 to 85°C/-40 to 185°F), DDM, 20Km, Single LC, TX: 1310nm/RX: 1550nm | Ea |  | 1 Year (Limited Lifetime) | 435 | 8% | 400.2
51747 | Etherwan | SFPGZS20M | SFP Module, Hardened (-40 to 85°C/-40 to 185°F), DDM, 20Km, Single LC, TX: 1550nm/RX: 1310nm | Ea |  | 1 Year (Limited Lifetime) | 525 | 8% | 483
51748 | Etherwan | SFPTIM3AE | SFP Module, Commercial (0 to 70°C/32 to 158°F), DDM, 300m, Duplex LC | Ea |  | 1 Year (3 Years) | 270 | 8% | 248.4
51749 | Etherwan | SFPTIM3AM | SFP Module, Hardened (-40 to 85°C/-40 to 185°F), DDM, 300m, Duplex LC | Ea |  | 1 Year (Limited Lifetime) | 540 | 8% | 496.8
51750 | Etherwan | SFPTIS10E | SFP Module, Commercial (0 to 70°C/32 to 158°F), DDM, 10Km, Duplex LC | Ea |  | 1 Year (3 Years) | 450 | 8% | 414
51751 | Etherwan | SFPTIS10M | SFP Module, Hardened (-40 to 85°C/-40 to 185°F), DDM, 10Km, Duplex LC | Ea |  | 1 Year (Limited Lifetime) | 900 | 8% | 828
51752 | Etherwan | SFPTIS20M | SFP Module, Hardened (-40 to 85°C/-40 to 185°F), DDM, 20Km, Duplex LC | Ea |  | 1 Year (Limited Lifetime) | 950 | 8% | 874
51753 | Fortis | AMP-Sup-Gold | Annual Support Agreement: Telephone support, M-F 8:00am - 5:00pm. 2 annual system updates. 80 hours for customization. Discount for multi-year purchases and/or when bundled with support packages for other modules | Ea |  | 1 Year | 30000 | 4.5% | 28650
51754 | Fortis | AMP-Sup-Platinum | Annual Support Agreement: 24/7 Telephone support. 2 annual system updates. 160 hours for customization. Discount for multi-year purchases and/or when bundled with support packages for other modules | Ea |  | 1 Year | 52500 | 4.5% | 50137.5
51755 | Fortis | AMP-Sup-Silver | Annual Support Agreement: Basic telephone support, M-F 8:00am - 5:00pm. 1 annual system update. Discount for multi-year purchases and/or when bundled with support packages for other modules | Ea |  | 1 Year | 10500 | 4.5% | 10027.5
51756 | Fortis | AMPv2 | Assets Management Portal (2nd Generation) - A comprehensive solution which allows organizations to track and manage assets right from the web browser and virtually from anywhere | Ea |  | 1 Year | 85000 | 4.5% | 81175
51757 | Fortis | C2C - DMS/HAR Data Exchange | C2C - DMS/HAR Data Exchange module | Ea |  | 1 Year | 30000 | 4.5% | 28650
51758 | Fortis | C2C - DMS/HAR Data Exchange - Sup | Annual Support Agreement: Telephone support, M-F 8:00am - 5:00pm. 2 annual system updates. 80 hours for customization. Discount for multi-year purchases and/or when bundled with support packages for other modules | Ea |  | 1 Year | 8000 | 4.5% | 7640
51759 | Fortis | C2C - Event Data Exchange | C2C - Event Exchage Module | Ea |  | 1 Year | 30000 | 4.5% | 28650
51760 | Fortis | C2C - Event Data Exchange - Sup | Annual Support Agreement: Telephone support, M-F 8:00am - 5:00pm. 2 annual system updates. 80 hours for customization. Discount for multi-year purchases and/or when bundled with support packages for other modules | Ea |  | 1 Year | 8000 | 4.5% | 7640
51761 | Fortis | C2C - Video Exchange | C2C - Video Exchange Module | Ea |  | 1 Year | 30000 | 4.5% | 28650
51762 | Fortis | C2C - Video Exchange - Sup | Annual Support Agreement: Telephone support, M-F 8:00am - 5:00pm. 2 annual system updates. 80 hours for customization. Discount for multi-year purchases and/or when bundled with support packages for other modules | Ea |  | 1 Year | 8000 | 4.5% | 7640
51763 | Fortis | CMP | Communications Management Portal: map-based solution for managing geocoded assets and outdoor communications like fiber trunks, splice points and distribution cabinets with click and view access to assets information, connections details and documentation library. | Ea |  | 1 Year | 95000 | 4.5% | 90725
51764 | Fortis | CMP-Sup-Gold | Annual Support Agreement: Telephone support, M-F 8:00am - 5:00pm. 2 annual system updates. 80 hours for customization. Discount for multi-year purchases and/or when bundled with support packages for other modules | Ea |  | 1 Year | 30000 | 4.5% | 28650
51765 | Fortis | CMP-Sup-Platinum | Annual Support Agreement: 24/7 Telephone support. 2 annual system updates. 160 hours for customization. Discount for multi-year purchases and/or when bundled with support packages for other modules | Ea |  | 1 Year | 52500 | 4.5% | 50137.5
51766 | Fortis | CMP-Sup-Silver | Annual Support Agreement: Basic telephone support, M-F 8:00am - 5:00pm. 1 annual system update. Discount for multi-year purchases and/or when bundled with support packages for other modules | Ea |  | 1 Year | 10500 | 4.5% | 10027.5
51767 | Fortis | CV-AMS-Sup-Gold | Annual Support Agreement: Telephone support, M-F 8:00am - 5:00pm. 2 annual system updates. 80 hours for customization. Discount for multi-year purchases and/or when bundled with support packages for other modules | Ea |  | 1 Year | 30000 | 4.5% | 28650
51768 | Fortis | CV-AMS-Sup-Platinum | Annual Support Agreement: 24/7 Telephone support. 2 annual system updates. 160 hours for customization. Discount for multi-year purchases and/or when bundled with support packages for other modules | Ea |  | 1 Year | 52500 | 4.5% | 50137.5
51769 | Fortis | CV-AMS-Sup-Silver | Annual Support Agreement: Basic telephone support, M-F 8:00am - 5:00pm. 1 annual system update. Discount for multi-year purchases and/or when bundled with support packages for other modules | Ea |  | 1 Year | 10500 | 4.5% | 10027.5
51770 | Fortis | CV-AMSv2 | Assets Management Portal (2nd Generation) - A comprehensive solution which allows organizations to track and manage assets right from the web browser and virtually from anywhere | Ea |  | 1 Year | 85000 | 4.5% | 81175
51771 | Fortis | HDP-Sup-Gold | Annual Support Agreement: Telephone support, M-F 8:00am - 5:00pm. 2 annual system updates. 80 hours for customization. Discount for multi-year purchases and/or when bundled with support packages for other modules | Ea |  | 1 Year | 10000 | 4.5% | 9550
51772 | Fortis | HDP-Sup-Platinum | Annual Support Agreement: 24/7 Telephone support. 2 annual system updates. 160 hours for customization. Discount for multi-year purchases and/or when bundled with support packages for other modules | Ea |  | 1 Year | 24000 | 4.5% | 22920
51773 | Fortis | HDP-Sup-Silver | Annual Support Agreement: Basic telephone support, M-F 8:00am - 5:00pm. 1 annual system update. Discount for multi-year purchases and/or when bundled with support packages for other modules | Ea |  | 1 Year | 6000 | 4.5% | 5730
51774 | Fortis | HDPv2 | Help Desk Portal: complete set of ticketing and work orders management tools with delegated control over entire issue resolution process, customizable alerts and notifications, and real-time status dashboard | Ea |  | 1 Year | 55000 | 4.5% | 52525
51775 | Fortis | IMP-Sup-Gold | Annual Support Agreement: Telephone support, M-F 8:00am - 5:00pm. 2 annual system updates. 80 hours for customization. Discount for multi-year purchases and/or when bundled with support packages for other modules | Ea |  | 1 Year | 30000 | 4.5% | 28650
51776 | Fortis | IMP-Sup-Platinum | Annual Support Agreement: 24/7 Telephone support. 2 annual system updates. 160 hours for customization. Discount for multi-year purchases and/or when bundled with support packages for other modules | Ea |  | 1 Year | 52500 | 4.5% | 50137.5
51777 | Fortis | IMP-Sup-Silver | Annual Support Agreement: Basic telephone support, M-F 8:00am - 5:00pm. 1 annual system update. Discount for multi-year purchases and/or when bundled with support packages for other modules | Ea |  | 1 Year | 10500 | 4.5% | 10027.5
51778 | Fortis | NTCIP Tester - CCTV's | NTCIP Device Tester is a modern CCTV's management and NTCIP 1205 compliance certification instrument. | Ea |  | 1 Year | 3500 | 4.5% | 3342.5
51779 | Fortis | NTCIP Tester - CCTV's - Sup | Annual Support Agreement | Ea |  | 1 Year | 275 | 4.5% | 262.625
51780 | Fortis | NTCIP Tester - DMS's | NTCIP Device Tester is a modern DMS/VMS management and NTCIP 1203 v3 compliance certification instrument. | Ea |  | 1 Year | 3500 | 4.5% | 3342.5
51781 | Fortis | NTCIP Tester - DMS's - Sup | Annual Support Agreement | Ea |  | 1 Year | 275 | 4.5% | 262.625
51782 | Fortis | RMP | Repair Management Portal: map-based solution for managing geocoded assets and outdoor power sources, provide real time power statuses with connections details and documentation library, can be link to work order portals and systems | Ea |  | 1 Year | 95000 | 4.5% | 90725
51783 | Fortis | RMP-Sup-Gold | Annual Support Agreement: Telephone support, M-F 8:00am - 5:00pm. 2 annual system updates. 80 hours for customization. Discount for multi-year purchases and/or when bundled with support packages for other modules | Ea |  | 1 Year | 30000 | 4.5% | 28650
51784 | Fortis | RMP-Sup-Platinum | Annual Support Agreement: 24/7 Telephone support. 2 annual system updates. 160 hours for customization. Discount for multi-year purchases and/or when bundled with support packages for other modules | Ea |  | 1 Year | 52500 | 4.5% | 50137.5
51785 | Fortis | RMP-Sup-Silver | Annual Support Agreement: Basic telephone support, M-F 8:00am - 5:00pm. 1 annual system update. Discount for multi-year purchases and/or when bundled with support packages for other modules | Ea |  | 1 Year | 10500 | 4.5% | 10027.5
51786 | Fortis | TIP-Sup-Gold | Annual Support Agreement: Telephone support, M-F 8:00am - 5:00pm. 2 annual system updates. 80 hours for customization. Discount for multi-year purchases and/or when bundled with support packages for other modules | Ea |  | 1 Year | 30000 | 4.5% | 28650
51787 | Fortis | TIP-Sup-Platinum | Annual Support Agreement: 24/7 Telephone support. 2 annual system updates. 160 hours for customization. Discount for multi-year purchases and/or when bundled with support packages for other modules | Ea |  | 1 Year | 52500 | 4.5% | 50137.5
51788 | Fortis | TIP-Sup-Silver | Annual Support Agreement: Basic telephone support, M-F 8:00am - 5:00pm. 1 annual system update. Discount for multi-year purchases and/or when bundled with support packages for other modules | Ea |  | 1 Year | 10500 | 4.5% | 10027.5
51789 | Genetec | 1336 | DuoProx II Graphics Quality PVC, Proximity Access Card, with Magnetic Stripe. *** If no card and programming options are specified at the time of purchase, cards shall ship with an HID 26-bit H10301 format, pre-determined facility code and card number, an | Ea |  | 1 Year | 5.41 | 6.5% | 5.0584
51790 | Genetec | 1346 | ProxKey III Proximity Access Keyfob. *** If no card and programming options are specified at the time of purchase, keyfobs shall ship with an HID 26-bit H10301 format, with pre-determined facility code and card number. | Ea |  | 1 Year | 5.33 | 6.5% | 4.9836
51791 | Genetec | 1351 | ProxPass II Long Range Active Proximity Access Tag for Vehicle Access. *** If no card and programming options are specified at the time of purchase, tags shall ship with an HID 26-bit H10301 format, with a pre-determined facility code and card number. | Ea |  | 1 Year | 30.5 | 6.5% | 28.5175
51792 | Genetec | 1386 | ISOProx II Graphics Quality PVC, Proximity Access Card. *** If no card and programming options are specified at the time of purchase, cards shall ship with an HID 26-bit H10301 format, pre-determined facility code and card number, and inkjetted matching s | Ea |  | 1 Year | 4.91 | 6.5% | 4.5909
51793 | Genetec | 1391 | MicroProx Proximity Access Tag with peel-off self-adhesive back. *** If no card and programming options are specified at the time of purchase, tags shall ship with an HID 26-bit H10301 format, with pre-determined facility code and card number. | Ea |  | 1 Year | 3.57 | 6.5% | 3.338
51794 | Genetec | 1430 | HID MIFARE Contactless Smart Card - Utilizes MIFARE 13.56 MHz, Internal Smart Chip, Standard S50, 1 K Memory with 16 sectors, (Card Programming and Magnetic Stripe not included; sold separately) | Ea |  | 1 Year | 3.93 | 6.5% | 3.6746
51795 | Genetec | 1431 | HID Proximity & MIFARE Contactless Smart Card - Utilizes MIFARE 13.56 MHz, Internal Smart Chip, Standard S50, 1 K Memory with 16 sectors, and 125 kHz "Prox by HID", (Card Programming and Magnetic Stripe not included; sold separately) | Ea |  | 1 Year | 7.27 | 6.5% | 6.7974
51796 | Genetec | 1434 | HID MIFARE Contactless Smart Keyfob - Utilizes MIFARE 13.56 MHz, Internal Smart Chip, Standard S50, 1 K Memory with 16 sectors, (Card Programming and Magnetic Stripe not included; sold separately) | Ea |  | 1 Year | 4.93 | 6.5% | 4.6095
51797 | Genetec | 1435 | HID MIFARE Contactless Smart Adhesive Tag - Utilizes MIFARE 13.56 MHz, Internal Smart Chip, Standard S50, 1 K Memory with 16 sectors, (Card Programming and Magnetic Stripe not included; sold separately) | Ea |  | 1 Year | 3.96 | 6.5% | 3.7026
51798 | Genetec | 1440 | HID MIFARE Contactless Smart Card - Utilizes MIFARE 13.56 MHz, Internal Smart Chip, Standard S70, 4 K Memory with 40 Sectors, (Card Programming and Magnetic Stripe not included; sold separately) | Ea |  | 1 Year | 7.51 | 6.5% | 7.0219
51799 | Genetec | 1441 | HID Proximity & MIFARE Contactless Smart Card - Utilizes MIFARE 13.56 MHz, Internal Smart Chip, Standard S70, 4 K Memory with 40 Sectors, and 125kHz "Prox by HID", (Card Programming and Magnetic Stripe not included; sold separately) | Ea |  | 1 Year | 8.31 | 6.5% | 7.7699
51800 | Genetec | 1444 | HID MIFARE Contactless Smart Keyfob - Utilizes MIFARE 13.56 MHz, Internal Smart Chip, Standard S70, 4 K Memory with 40 Sectors, (Card Programming and Magnetic Stripe not included; sold separately) | Ea |  | 1 Year | 6.68 | 6.5% | 6.2458
51801 | Genetec | 1445 | HID MIFARE Contactless Smart Adhesive Tag - Utilizes MIFARE 13.56 MHz, Internal Smart Chip, Standard S70, 4 K Memory with 40 Sectors, (Card Programming and Magnetic Stripe not included; sold separately) | Ea |  | 1 Year | 5.9 | 6.5% | 5.5165
51802 | Genetec | 1450 | HID DESFire Contactless Smart Card - Utilizes DESFire EV1 13.56 MHz, Internal Smart Chip, 8 K Memory with flexible file system, (Card Programming and Magnetic Stripe not included; sold separately) | Ea |  | 1 Year | 4.96 | 6.5% | 4.6376
51803 | Genetec | 1451 | HID Proximity & DESFire Contactless Smart Card - Utilizes DESFire EV1 13.56 MHz Internal Smart Chip, 8 K Memory with flexible file system, and 125 kHz "Prox by HID" (Card Programming and Magnetic Stripe not included; sold separately) | Ea |  | 1 Year | 9.99 | 6.5% | 9.3407
51804 | Genetec | 2000 | iCLASS Contactless Smart Card, 2k bit with 2 application areas | Ea |  | 1 Year | 3.86 | 6.5% | 3.6091
51805 | Genetec | 2001 | iCLASS Contactless Smart Card, 16k bit with 2 application areas | Ea |  | 1 Year | 6.98 | 6.5% | 6.5263
51806 | Genetec | 2003 | iCLASS Contactless Smart Card, 32 kbit (Application Areas: 16k/2 + 16k/1) | Ea |  | 1 Year | 7.27 | 6.5% | 6.7974
51807 | Genetec | 2004 | iCLASS Contactless Smart Card, 32 kbit (Application Areas: 16k/16 + 16k/1) | Ea |  | 1 Year | 7.27 | 6.5% | 6.7974
51808 | Genetec | 2021 | iCLASS Prox Contactless Smart Card, 16k bit with 2 application areas | Ea |  | 1 Year | 9.81 | 6.5% | 9.1724
51809 | Genetec | 2022 | iCLASS Prox Contactless Smart Card, 16 kbit with 16 application areas | Ea |  | 1 Year | 9.81 | 6.5% | 9.1724
51810 | Genetec | 2023 | iCLASS Prox Contactless Smart Card, 32 kbit (Application Areas: 16k/2 + 16k/1) | Ea |  | 1 Year | 9.98 | 6.5% | 9.3313
51811 | Genetec | 2050 | iCLASS Key II Contactless Smart Key, 2k bit with 2 application areas | Ea |  | 1 Year | 5.02 | 6.5% | 4.6937
51812 | Genetec | 2051 | iCLASS Key II Contactless Smart Key, 16k bit with 2 application areas | Ea |  | 1 Year | 8.35 | 6.5% | 7.8072
51813 | Genetec | 2053 | iCLASS Key II Contactless Smart Card, 32 kbit (Application Areas: 16k/2 + 16k/1) | Ea |  | 1 Year | 8.63 | 6.5% | 8.0691
51814 | Genetec | 2054 | iCLASS Key II Contactless Smart Card, 32 kbit (Application Areas: 16k/16 + 16k/1) | Ea |  | 1 Year | 8.63 | 6.5% | 8.0691
51815 | Genetec | 2060 | iCLASS Tag Contactless Smart Tag, 2k bit with 2 application areas | Ea |  | 1 Year | 3.38 | 6.5% | 3.1603
51816 | Genetec | 2061 | iCLASS Tag Contactless Smart Tag, 16k bit with 2 application areas | Ea |  | 1 Year | 5.81 | 6.5% | 5.4323
51817 | Genetec | 2062 | iCLASS Tag Contactless Smart Tag, 16 kbit with 16 application areas | Ea |  | 1 Year | 5.81 | 6.5% | 5.4323
51818 | Genetec | 2063 | iCLASS Key Contactless Smart Card, 32 kbit (Application Areas: 16k/2 + 16k/1) | Ea |  | 1 Year | 6.1 | 6.5% | 5.7035
51819 | Genetec | 2064 | iCLASS Key Contactless Smart Card, 32 kbit (Application Areas: 16k/16 + 16k/1) | Ea |  | 1 Year | 6.1 | 6.5% | 5.7035
51820 | Genetec | 2080 | iCLASS Clamshell Contactless Smart Card, 2k bit with 2 application areas (cannot print directly to a Clamshell card) | Ea |  | 1 Year | 2.57 | 6.5% | 2.403
51821 | Genetec | 2130 | iCLASS/Prox Composite Embeddable Smart Card, 2k bit with 2 application areas | Ea |  | 1 Year | 13.37 | 6.5% | 12.5009
51822 | Genetec | 3014 | iCLASS SE Prox Contactless Smart Card, 32 kbit (Application Areas: 16k/16 + 16k/1). Supported only with iCLASS/multiCLASS SE readers. | Ea |  | 1 Year | 7.86 | 6.5% | 7.3491
51823 | Genetec | 3100 | iCLASS SE Prox Contactless Smart Card, 2k bit with 2 application areas. Supported only with iCLASS/multiCLASS SE readers. | Ea |  | 1 Year | 8.31 | 6.5% | 7.7699
51824 | Genetec | 3101 | iCLASS SE Prox Contactless Smart Card, 16k bit with 2 application areas. Supported only with iCLASS/multiCLASS SE readers. | Ea |  | 1 Year | 9.81 | 6.5% | 9.1724
51825 | Genetec | 3102 | iCLASS SE Prox Contactless Smart Card, 16 kbit with 16 application areas. Supported only with iCLASS/multiCLASS SE readers. | Ea |  | 1 Year | 9.81 | 6.5% | 9.1724
51826 | Genetec | 3103 | iCLASS SE Prox Contactless Smart Card, 32 kbit (Application Areas: 16k/2 + 16k/1). Supported only with iCLASS/multiCLASS SE readers. | Ea |  | 1 Year | 9.98 | 6.5% | 9.3313
51827 | Genetec | 3104 | iCLASS SE Prox Contactless Smart Card, 32 kbit (Application Areas: 16k/16 + 16k/1). Supported only with iCLASS/multiCLASS SE readers. | Ea |  | 1 Year | 9.98 | 6.5% | 9.3313
51828 | Genetec | 3350 | iCLASS SE Clamshell Contactless Smart Card, 2k bit with 2 application areas (cannot print directly to a Clamshell card). Supported only with iCLASS/multiCLASS SE readers. | Ea |  | 1 Year | 2.57 | 6.5% | 2.403
51829 | Genetec | 5355 | ProxPro Proximity Reader. *** If no specific configuration options are selected at the time of purchase, the following configuration shall be shipped: Charcoal Gray, No keypad, Terminal Strip, Standard beeper/LED functionality | Ea |  | 1 Year | 222 | 6.5% | 207.57
51830 | Genetec | 5365 | MiniProx Proximity Reader. *** If no specific configuration options are selected at the time of purchase, the following configuration shall be shipped: Black, 18 inches/45.7 cm pigtail, Standard beeper/LED functionality. | Ea |  | 1 Year | 182 | 6.5% | 170.17
51831 | Genetec | 5395 | ThinLine II Switch Plate Proximity Reader. *** If no specific configuration options are selected at the time of purchase, the following configuration shall be shipped: Black, 18 inches/45.7 cm pigtail, Standard beeper/LED functionality | Ea |  | 1 Year | 186 | 6.5% | 173.91
51832 | Genetec | 6005 | ProxPoint Plus Proximity Reader. *** If no specific configuration options are selected at the time of purchase, the following configuration shall be shipped: Black, 18 inches/45.7cm pigtail, Standard beeper/LED functionality | Ea |  | 1 Year | 89 | 6.5% | 83.215
51833 | Genetec | 41839 | Logitech B525 HD Webcam, integrated microphone, and TWAIN compatible drivers | Ea |  | 1 Year | 170 | 6.5% | 158.95
51834 | Genetec | 44200 | RBN C30 CART YMCKO 250 | Ea |  | 1 Year | 108 | 6.5% | 100.98
51835 | Genetec | 44230 | DTC400e YMCKO Cartridge w/Cleaning Roller Full-color ribbon with resin black and clear overlay panel – 250 images | Ea |  | 1 Year | 102 | 6.5% | 95.37
51836 | Genetec | 44240 | DTC400e YMCKOK Cartridge w/Cleaning Roller Full-color ribbon with two resin black panels and clear overlay panel – 200 images. | Ea |  | 1 Year | 107 | 6.5% | 100.045
51837 | Genetec | 44260 | Cleaning Rollers - 3 pack for DTC4000, DTC4500, DTC400e | Ea |  | 1 Year | 23 | 6.5% | 21.505
51838 | Genetec | 44261 | REFILL CARTRIDGE EXTRA | Ea |  | 1 Year | 20 | 6.5% | 18.7
51839 | Genetec | 45000 | RBN D1000 CART YMCKO 250 | Ea |  | 1 Year | 80 | 6.5% | 74.8
51840 | Genetec | 45010 | RBN D1000 CART YMCKOK 200 | Ea |  | 1 Year | 86 | 6.5% | 80.41
51841 | Genetec | 45014 | RBN D1000 CART HALF YMCKO 350 | Ea |  | 1 Year | 72 | 6.5% | 67.32
51842 | Genetec | 45029 | RBN D1000 REFIL YMCKO Half Panel w/cleaning roller - 350 images | Ea |  | 1 Year | 63 | 6.5% | 58.905
51843 | Genetec | 45100 | RBN D4000 CART YMCKO 250 | Ea |  | 1 Year | 90 | 6.5% | 84.15
51844 | Genetec | 45101 | RBN D4000 CART RESIN BLK PRE 1000 | Ea |  | 1 Year | 43 | 6.5% | 40.205
51845 | Genetec | 45102 | RBN D4000 CART RESIN BLK STD 1000 | Ea |  | 1 Year | 25 | 6.5% | 23.375
51846 | Genetec | 45103 | RBN D4000 CART RESIN BLUE 1000 | Ea |  | 1 Year | 45 | 6.5% | 42.075
51847 | Genetec | 45105 | RBN D4000 CART RESIN RED 1000 | Ea |  | 1 Year | 45 | 6.5% | 42.075
51848 | Genetec | 45106 | RBN D4000 CART RESIN WHITE 1000 | Ea |  | 1 Year | 45 | 6.5% | 42.075
51849 | Genetec | 45109 | RBN D4000 CART YMCFKO 200 | Ea |  | 1 Year | 93 | 6.5% | 86.955
51850 | Genetec | 45110 | RBN D4000 CART YMCKOK 200 | Ea |  | 1 Year | 90 | 6.5% | 84.15
51851 | Genetec | 45113 | RBN D4000 CART BO 500 | Ea |  | 1 Year | 95 | 6.5% | 88.825
51852 | Genetec | 45114 | DTC4000 YMCKO Half Panel Cartridge w/Cleaning Roller: Full-color ribbon with resin black and clear overlay panel – 350 images | Ea |  | 1 Year | 79 | 6.5% | 73.865
51853 | Genetec | 45117 | RBN D1000/4000 REFIL RESIN BLK STD 1000 | Ea |  | 1 Year | 18 | 6.5% | 16.83
51854 | Genetec | 45200 | DTC4500 YMCKO: Full-color ribbon with resin black and clear overlay panel – 500 images | Ea |  | 1 Year | 152 | 6.5% | 142.12
51855 | Genetec | 45201 | DTC4500 Premium Black (K) – 3000 images | Ea |  | 1 Year | 108 | 6.5% | 100.98
51856 | Genetec | 45202 | DTC4500 Standard Black (K) – 3000 images | Ea |  | 1 Year | 44 | 6.5% | 41.14
51857 | Genetec | 45203 | DTC4500 Blue – 2000 images | Ea |  | 1 Year | 65 | 6.5% | 60.775
51858 | Genetec | 45205 | DTC4500 Red – 2000 images | Ea |  | 1 Year | 65 | 6.5% | 60.775
51859 | Genetec | 45206 | DTC4500 RIBBON White – 2000 images | Ea |  | 1 Year | 65 | 6.5% | 60.775
51860 | Genetec | 45207 | DTC4500 RIBBON Gold Metallic – 1000 images | Ea |  | 1 Year | 90 | 6.5% | 84.15
51861 | Genetec | 45209 | DTC4500 YMCFKO: Full-color ribbon with one resin black, fluorescing and clear overlay panel – 500 images. For best imaging quality, recommended for use on UltraCard I (PVC) and UltraCard Premium (composite) cards only.. | Ea |  | 1 Year | 188 | 6.5% | 175.78
51862 | Genetec | 45210 | YMCKOK: Full-color ribbon with two resin black panels and clear overlay panel – 500 images | Ea |  | 1 Year | 194 | 6.5% | 181.39
51863 | Genetec | 45213 | DTC4500 RIBBON BO: Dye-sublimation black and clear overlay panel – 1250 images | Ea |  | 1 Year | 203 | 6.5% | 189.805
51864 | Genetec | 45214 | DTC4500 YMCKO Half Panel Cartridge w/Cleaning Roller: Full-color ribbon with resin black and clear overlay panel – 850 images | Ea |  | 1 Year | 192 | 6.5% | 179.52
51865 | Genetec | 45215 | DTC4500 YMCKK: Full-color ribbon with two resin black panels – 500 images | Ea |  | 1 Year | 198 | 6.5% | 185.13
51866 | Genetec | 47434 | 5127 UPGRADE KIT for DTC 4500e | Ea |  | 1 Year | 656 | 6.5% | 613.36
51867 | Genetec | 47435 | UPGRADE FD DTC4XXXE | Ea |  | 1 Year | 820 | 6.5% | 766.7
51868 | Genetec | 47500 | Thermal Printhead for DTC1000, DTC4000 & DTC4500 (configured for field replacement) | Ea |  | 1 Year | 692 | 6.5% | 647.02
51869 | Genetec | 47703 | HID Prox Card Encoder (Omnikey Cardman 5125) for Fargo DTC4250e printer | Ea |  | 1 Year | 722 | 6.5% | 675.07
51870 | Genetec | 47709 | DTC1000/DTC4000/DTC4500 ISO Magnetic Stripe Encoder (field upgrade option) | Ea |  | 1 Year | 492 | 6.5% | 460.02
51871 | Genetec | 47721 | DTC4000/DTC4500 Same-Side Input/Output Card Hopper (field upgrade option) | Ea |  | 1 Year | 492 | 6.5% | 460.02
51872 | Genetec | 47722 | DTC4000 Dual-Input Card Hopper (field upgrade option) | Ea |  | 1 Year | 492 | 6.5% | 460.02
51873 | Genetec | 47725 | Cleaning Rollers - 3 pack for DTC4500 | Ea |  | 1 Year | 26 | 6.5% | 24.31
51874 | Genetec | 47729 | WIRELESS MODULE CUSTOMER KIT | Ea |  | 1 Year | 384 | 6.5% | 359.04
51875 | Genetec | 50000 | DTC1250e base model USB printer, single side, three year printer warranty (NA) | Ea |  | 1 Year | 1801 | 6.5% | 1683.935
51876 | Genetec | 50020 | DTC1250e base model Ethernet printer with Internal Print Server, single side, three year printer warranty (NA) | Ea |  | 1 Year | 2230 | 6.5% | 2085.05
51877 | Genetec | 50030 | DTC1250E Base Model + Ethernet* with Internal Print Server + ISO Magnetic Stripe Encoder | Ea |  | 1 Year | 2745 | 6.5% | 2566.575
51878 | Genetec | 050100 | DTC1250E FD NA | Ea |  | 1 Year | 2316 | 6.5% | 2165.46
51879 | Genetec | 50100 | DTC1250e base model USB printer, dual side, three year printer warranty (NA) | Ea |  | 1 Year | 2316 | 6.5% | 2165.46
51880 | Genetec | 50106 | DTC1250E FD/5121/5125/CS NA | Ea |  | 1 Year | 3348.38 | 6.5% | 3130.7353
51881 | Genetec | 50120 | DTC1250e base model Ethernet printer with Internal Print Server, dual-side, three year printer warranty (NA) | Ea |  | 1 Year | 2745 | 6.5% | 2566.575
51882 | Genetec | 50600 | DTC1250E STD BUNDLE W/ASURE ID NA | Ea |  | 1 Year | 2146.09 | 6.5% | 2006.5942
51883 | Genetec | 50605 | Bundle DTC1250e Includes : single-sided printer (NA). EZ - full-color ribon cardtridge (250 images), 300 UltraCard PVC cards and 1 pack of clearning rollers (3 per pack) USB cable | Ea |  | 1 Year | 1844 | 6.5% | 1724.14
51884 | Genetec | 052000 | DTC4250E | Ea |  | 1 Year | 2615 | 6.5% | 2445.025
51885 | Genetec | 52100 | Fargo Printer DTC4250E FD | Ea |  | 1 Year | 3517 | 6.5% | 3288.395
51886 | Genetec | 52300 | DTC4250E FD/IO | Ea |  | 1 Year | 4242.35 | 6.5% | 3966.5973
51887 | Genetec | 52602 | DTC4250e dual-sided printer Bundle with: USB Cable, AsureID Express Software, High-End USB digital camera, EZ - full-color ribbon cartridge (250 images), 300 UltraCard™ PVC cards, 1 pack of cleaning rollers (3 per pack) and 1 Year (2 Years) Asure ID Protect Plan | Ea |  | 1 Year | 3968 | 6.5% | 3710.08
51888 | Genetec | 53724 | DTC4500E UPGRADE L2 | Ea |  | 1 Year | 3597.05 | 6.5% | 3363.2418
51889 | Genetec | 55000 | Printer Fargo DTC4500e | Ea |  | 1 Year | 2886 | 6.5% | 2698.41
51890 | Genetec | 55006 | HDP5000 FD/MG/L2 | Ea |  | 1 Year | 3968 | 6.5% | 3710.08
51891 | Genetec | 055020 | DTC4500E w/LH | Ea |  | 1 Year | 3157 | 6.5% | 2951.795
51892 | Genetec | 055100 | DTC4500E FD | Ea |  | 1 Year | 3788 | 6.5% | 3541.78
51893 | Genetec | 55108 | DTC4500E FD/5127 | Ea |  | 1 Year | 4690 | 6.5% | 4385.15
51894 | Genetec | 055120 | DTC4500E FD w/LH | Ea |  | 1 Year | 4059 | 6.5% | 3795.165
51895 | Genetec | 55130 | DTC4500E FD/MG/LK (Dual Sided w/Mag) | Ea |  | 1 Year | 4600 | 6.5% | 4301
51896 | Genetec | 055200 | DTC4500E IO | Ea |  | 1 Year | 3608 | 6.5% | 3373.48
51897 | Genetec | 055220 | DTC4500E IO w/LH | Ea |  | 1 Year | 3698 | 6.5% | 3457.63
51898 | Genetec | 055300 | DTC4500E FD/IO | Ea |  | 1 Year | 4510 | 6.5% | 4216.85
51899 | Genetec | 55320 | DTC4500E FD/IO w/LH | Ea |  | 1 Year | 4600 | 6.5% | 4301
51900 | Genetec | 055400 | DTC4500E L1 | Ea |  | 1 Year | 5141 | 6.5% | 4806.835
51901 | Genetec | 055420 | DTC4500E L1 w/LH | Ea |  | 1 Year | 5502 | 6.5% | 5144.37
51902 | Genetec | 055500 | DTC4500E L2 | Ea |  | 1 Year | 6043 | 6.5% | 5650.205
51903 | Genetec | 55520 | DTC4500E L2 w/LH | Ea |  | 1 Year | 6404 | 6.5% | 5987.74
51904 | Genetec | 55528 | Fargo DTC4500E L2/5127/LK | Ea |  | 1 Year | 7125 | 6.5% | 6661.875
51905 | Genetec | 055600 | DTC4500E STD BUNDLE W/ASURE ID | Ea |  | 1 Year | 3608 | 6.5% | 3373.48
51906 | Genetec | 55602 | Bundle DTC4500e Includes: DTC4500e Single-Sided Printer with 5121 contactless encoder, YMCKO Print Ribbon, Cleaning Kit, and Three Year Printer Warranty with 1 Year (2 Years) of On-Call Express Service in the US | Ea |  | 1 Year | 3698 | 6.5% | 3457.63
51907 | Genetec | 56399 | Cleaning Kit – Includes 4 Printhead Cleaning Swabs and 20 Cleaning Cards and 3 Alcohol Cleaning Cards | Ea |  | 1 Year | 68 | 6.5% | 63.58
51908 | Genetec | 81754 | UltraCard 30 mil non-technology cards CR80 (qty 500) | Ea |  | 1 Year | 52 | 6.5% | 48.62
51909 | Genetec | 81758 | UltraCard 10 mil cards (Note: Ideal for use as business cards) CR80 (qty 1000) | Ea |  | 1 Year | 87 | 6.5% | 81.345
51910 | Genetec | 81759 | UltraCard 10 mil, adhesive paper-backed cards CR 79 (qty 500) (Note: Card is slightly smaller than CR-80; designed for adhesion to inside edge of proximity cards) | Ea |  | 1 Year | 148 | 6.5% | 138.38
51911 | Genetec | 81780 | FILM OVERLAY MAG CLEAR 500 IMA | Ea |  | 1 Year | 45.5 | 6.5% | 42.5425
51912 | Genetec | 82133 | Iso-Propyl Alcohol Cleaning Cards - 10 pack (new and old printer models) | Ea |  | 1 Year | 40 | 6.5% | 37.4
51913 | Genetec | 82136 | UltraCard Premium 30 mil non-technology cards CR80 (qty 500) | Ea |  | 1 Year | 122 | 6.5% | 114.07
51914 | Genetec | 82266 | UltraCard 10 mil, adhesive paper-backed non-technology cards CR 80 (qty 500) | Ea |  | 1 Year | 148 | 6.5% | 138.38
51915 | Genetec | 82267 | CARD CR-80 10 MIL ADH W/MYLAR (Quantity 500) | Ea |  | 1 Year | 249 | 6.5% | 232.815
51916 | Genetec | 82279 | CARD 10 MIL ADHESIVE W/MYLAR (Pack of 500) | Ea |  | 1 Year | 274 | 6.5% | 256.19
51917 | Genetec | 82600 | LM2 0.6 WHL 250 IM | Ea |  | 1 Year | 71 | 6.5% | 66.385
51918 | Genetec | 82601 | LM2 1.0 WHL 250 IM | Ea |  | 1 Year | 71 | 6.5% | 66.385
51919 | Genetec | 82602 | LM2 1.0 UV RES WHL 250 IM | Ea |  | 1 Year | 202 | 6.5% | 188.87
51920 | Genetec | 82603 | LM2 0.6 SEC ORBIT WHL 250 IM | Ea |  | 1 Year | 132 | 6.5% | 123.42
51921 | Genetec | 82604 | PolyGuard 1.0 mil Overlaminate, High Secure Orbit design, Universal orientation, 250 count | Ea |  | 1 Year | 132 | 6.5% | 123.42
51922 | Genetec | 82607 | LM2 0.6 HLF 250 IM L2 | Ea |  | 1 Year | 59 | 6.5% | 55.165
51923 | Genetec | 82612 | LM2 1.0 WHL IC 250 IM L1 | Ea |  | 1 Year | 81 | 6.5% | 75.735
51924 | Genetec | 82615 | LM2 TTF CLEAR 500 IM | Ea |  | 1 Year | 56 | 6.5% | 52.36
51925 | Genetec | 82618 | Fargo Thermal Transfer Overlaminate - Secure Orbit | Ea |  | 1 Year | 132 | 6.5% | 123.42
51926 | Genetec | 84051 | HDP5000 YMCK: Full-color ribbon with resin black panel – 500 images | Ea |  | 1 Year | 189 | 6.5% | 176.715
51927 | Genetec | 84052 | RBN H2 YMCKK 500 IMAGE | Ea |  | 1 Year | 225 | 6.5% | 210.375
51928 | Genetec | 84053 | RBN H2 INTM 1500 IMAGE | Ea |  | 1 Year | 132 | 6.5% | 123.42
51929 | Genetec | 84054 | RBN H2 SEC ORBIT INTM 500 IM | Ea |  | 1 Year | 365 | 6.5% | 341.275
51930 | Genetec | 84056 | HDP5000 YMCKH: Full-color ribbon with resin black and Heat Seal panel – 500 images | Ea |  | 1 Year | 270 | 6.5% | 252.45
51931 | Genetec | 84060 | HDP5000 Premium Black Ribbon K 3000 Images | Ea |  | 1 Year | 182 | 6.5% | 170.17
51932 | Genetec | 84811 | YMCK full color with resin black panel-500 images | Ea |  | 1 Year | 158.44 | 6.5% | 148.1414
51933 | Genetec | 86002 | DTC550 Thermal Printhead (configured for field replacement) | Ea |  | 1 Year | 768 | 6.5% | 718.08
51934 | Genetec | 86003 | DTC550 Cleaning Kit (includes 2 Printhead Cleaning Pens, 10 Cleaning Cards, 10 Cleaning Pads) | Ea |  | 1 Year | 55 | 6.5% | 51.425
51935 | Genetec | 86004 | HDP5000/DTC550 Cleaning Rollers - 10 pack | Ea |  | 1 Year | 45 | 6.5% | 42.075
51936 | Genetec | 86131 | Extra Cleaning Cards (double sided), 50 count | Ea |  | 1 Year | 50 | 6.5% | 46.75
51937 | Genetec | 86141 | CLEANING CARD HDP8500 50 PK | Ea |  | 1 Year | 50 | 6.5% | 46.75
51938 | Genetec | 86177 | Cleaning Kit – Includes 4 Printhead Cleaning Swabs and 10 Cleaning Cards | Ea |  | 1 Year | 61 | 6.5% | 57.035
51939 | Genetec | 86200 | DTC550 YMCKO: Full-color ribbon with resin black and clear overlay panel – 500 images | Ea |  | 1 Year | 198 | 6.5% | 185.13
51940 | Genetec | 86201 | DTC550 YMCKOK: Full-color ribbon with two resin black panels and clear overlay panel – 400 images | Ea |  | 1 Year | 185 | 6.5% | 172.975
51941 | Genetec | 86202 | DTC550 YMCKK: Full-color ribbon with two resin black panels – 500 images | Ea |  | 1 Year | 203 | 6.5% | 189.805
51942 | Genetec | 86204 | DTC550 Standard Black (K) resin ribbon - 3000 images | Ea |  | 1 Year | 38 | 6.5% | 35.53
51943 | Genetec | 88508 | HDP8500 PRINTER FM/5125 | Ea |  | 1 Year | 11815.49 | 6.5% | 11047.4832
51944 | Genetec | 88551 | HDP8500 PRINTER FTR/FM | Ea |  | 1 Year | 11515 | 6.5% | 10766.525
51945 | Genetec | 88900 | HDP8500 L2 UPGRADE | Ea |  | 1 Year | 4595.54 | 6.5% | 4296.8299
51946 | Genetec | 88910 | HDP8500 L2 UPGRADE | Ea |  | 1 Year | 4595.54 | 6.5% | 4296.8299
51947 | Genetec | 88933 | KIT CLEANING HDP8500 | Ea |  | 1 Year | 75 | 6.5% | 70.125
51948 | Genetec | 88936 | Fargo HDP5000 Dual-Sided Lamination add-on module | Ea |  | 1 Year | 2870 | 6.5% | 2683.45
51949 | Genetec | 89001 | HDP5000 Dual-Sided Printing Module | Ea |  | 1 Year | 820 | 6.5% | 766.7
51950 | Genetec | 89017 | HDP5000 FD/MG/L1 | Ea |  | 1 Year | 7307.43 | 6.5% | 6832.4471
51951 | Genetec | 89018 | HDP5000 FD/MG/L2 | Ea |  | 1 Year | 8203 | 6.5% | 7669.805
51952 | Genetec | 89200 | KIT CLEANING HDP5000 | Ea |  | 1 Year | 60 | 6.5% | 56.1
51953 | Genetec | 89201 | HDP5000 ISO Magnetic Stripe Encoder, Tracks 1-3 | Ea |  | 1 Year | 492 | 6.5% | 460.02
51954 | Genetec | 89202 | HDP5000 5121D ENCODER | Ea |  | 1 Year | 856.44 | 6.5% | 800.7714
51955 | Genetec | 89223 | HID Fargo - HDP5000 200 card single input hopper cartridge with lock add-on | Ea |  | 1 Year | 308 | 6.5% | 287.98
51956 | Genetec | 89303 | Bundle HDP5000 Includes: HDP5000 Single-Sided Printer with 5121 contactless encoder, YMCK Print Ribbon, Clear HDP Film, Cleaning Kit, and Three Year Printer Warranty with 1 Year (2 Years) of On-Call Express Service in the US | Ea |  | 1 Year | 4596 | 6.5% | 4297.26
51957 | Genetec | 89304 | HDP5000 FD 5121 SYSTEM (Full Duplex) | Ea |  | 1 Year | 5498 | 6.5% | 5140.63
51958 | Genetec | 89600 | HDP5000 | Ea |  | 1 Year | 3604 | 6.5% | 3369.74
51959 | Genetec | 89620 | HDP5000 Single Sided Printing w/ Single-Side Lamination, Two Year Printer Warranty (including On-Call Express in the US for the first year), 1 Year (Lifetime) Warranty on the Printhead | Ea |  | 1 Year | 5859 | 6.5% | 5478.165
51960 | Genetec | 89621 | Single-Sided HDP5000 w/Single-Sided Lamination Base Model, ISO Magnetic Stripe Encoder | Ea |  | 1 Year | 6581 | 6.5% | 6153.235
51961 | Genetec | 89640 | HDP5000 Dual-Side Printing - Base Model, Three Year Printer Warranty (including On-Call Express in the US for the first year), 1 Year (Lifetime) Warranty on the Printhead | Ea |  | 1 Year | 4506 | 6.5% | 4213.11
51962 | Genetec | 89641 | HDP5000 FD/MG | Ea |  | 1 Year | 5228 | 6.5% | 4888.18
51963 | Genetec | 89660 | HDP5000 FD/L1 | Ea |  | 1 Year | 6146 | 6.5% | 5746.51
51964 | Genetec | 89661 | HDP5000 Dual Sided Printing w/ Single-Side Lamination Base Model, 110-240 VAC, Three Year Printer Warranty (including On-Call Express in the US for the first year), 1 Year (Lifetime) Warranty on the Printhead | Ea |  | 1 Year | 7483 | 6.5% | 6996.605
51965 | Genetec | 89680 | HDP5000 FD/L2 | Ea |  | 1 Year | 7663 | 6.5% | 7164.905
51966 | Genetec | 89681 | HDP5000 w/Dual-Side Lamination Base Model, 110-240 VAC, Three Year Printer Warranty (including On-Call Express in the US for the first year), 1 Year (Lifetime) Warranty on the Printhead | Ea |  | 1 Year | 8385 | 6.5% | 7839.975
51967 | Genetec | 89740 | HDP5000 FD/DH | Ea |  | 1 Year | 4998 | 6.5% | 4673.13
51968 | Genetec | 89792 | HDP5000 FD/DH/5125/5121D/L2 | Ea |  | 1 Year | 11039 | 6.5% | 10321.465
51969 | Genetec | 4011502 | CRESCENDO C1150, ICLASS 32K | Ea |  | 1 Year | 31 | 6.5% | 28.985
51970 | Genetec | 0300A | SmartID Tamper Switch (works with GEN2 models) | Ea |  | 1 Year | 19.5 | 6.5% | 18.2325
51971 | Genetec | 081725-119 | Custom Overlam 1.0 Poly NYPD DTC4500 250/Roll (Min 50 Rolls per Order) (Exclusively for NYPD) | Ea |  | 1 Year | 189.5 | 6.5% | 177.1825
51972 | Genetec | 1324Gxxxx | Direct image PVC Glossy label (adhesive or non-adhesive back) | Ea |  | 1 Year | 0.96 | 6.5% | 0.8976
51973 | Genetec | 1326LGSMV | ProxCard II Proximity Access Card (Clam Shell) (cannot print directly to a Clamshell card). *** If no card and programming options are specified at the time of purchase, cards shall ship with an HID 26-bit H10301 format, pre-determined facility code and c | Ea |  | 1 Year | 2.68 | 6.5% | 2.5058
51974 | Genetec | 1326LMSMV-26 | ProxCard II Proximity Access Card (Clam Shell) (pre-configured). 26-bit HID programmed, plain white, inkjetted matching sequential internal/external numbering, slot punch (cannot print directly to a Clamshell card) | Ea |  | 1 Year | 2.68 | 6.5% | 2.5058
51975 | Genetec | 1326LMSMV-35 | ProxCard II Proximity Access Card (Clam Shell) (pre-configured). 35-bit HID programmed, plain white, inkjetted matching sequential internal/external numbering, slot punch (cannot print directly to a Clamshell card) | Ea |  | 1 Year | 2.68 | 6.5% | 2.5058
51976 | Genetec | 1326LSSMV-26 | ProxCard II Proximity Access Card (Clam Shell) (pre-configured) (cannot print directly to a Clamshell card). 26-bit HID programmed, ProxCard art in front, HID Logo in back, inkjetted sequential matching internal/external numbering, slot punch | Ea |  | 1 Year | 2.68 | 6.5% | 2.5058
51977 | Genetec | 1326NSSSV | PROXCARD II, NON-PROG, F-HID LOGO, B-HID LOGO, SEQ #, VERT SLOT | Ea |  | 1 Year | 2.68 | 6.5% | 2.5058
51978 | Genetec | 1326xAxxV | ProxCard® II Proximity Access Card (Clam shell), with peel-off self-adhesive front. *** If no card and programming options are specified at the time of purchase, cards shall ship with an HID 26-bit H10301 format, with a pre-determined facility code and ca | Ea |  | 1 Year | 3.17 | 6.5% | 2.964
51979 | Genetec | 1336LGGMN-26 | DuoProx II Graphics Quality PVC, Proximity Access Card, with Magnetic Stripe (pre-configured). 26-bit HID programmed, plain white front/back, inkjetted sequential matching internal/external numbering, no slot punch | Ea |  | 1 Year | 5.41 | 6.5% | 5.0584
51980 | Genetec | 1336LGSMN | DuoProx II Graphics Quality PVC, Proximity Access Card, with Magnetic Stripe (pre-configured). 26-bit HID programmed, plain white front, DuoProx artwork in back, inkjetted sequential matching internal/external numbering, no slot punch | Ea |  | 1 Year | 5.41 | 6.5% | 5.0584
51981 | Genetec | 1386LGGMN | ISOProx II Graphics Quality PVC, Proximity Access Card. *** If no card and programming options are specified at the time of purchase, cards shall ship with an HID 26-bit H10301 format, pre-determined facility code and card number, and inkjetted matching s | Ea |  | 1 Year | 4.91 | 6.5% | 4.5909
51982 | Genetec | 1386LGGMN-26 | ISOProx II Graphics Quality PVC, Proximity Access Card (pre-configured). 26-bit HID programmed, plain white front/back, inkjetted sequential matching internal/external numbering, no slot punch | Ea |  | 1 Year | 4.91 | 6.5% | 4.5909
51983 | Genetec | 1386LGSMN-26 | ISOProx II Graphics Quality PVC, Proximity Access Card (pre-configured). 26-bit HID programmed, plain white front, ISOProx artwork in back, inkjetted sequential matching internal/external numbering, no slot punch | Ea |  | 1 Year | 4.91 | 6.5% | 4.5909
51984 | Genetec | 1434MSSMN | HID MIFARE KEYFOB 1K, PROG, F- STD HID AW, B- STD, MATCH #, NO SLOT | Ea |  | 1 Year | 5.06 | 6.5% | 4.7311
51985 | Genetec | 1586LGGMN | ISOProx II Graphics Quality Composite, Proximity Access Card (pre-configured). plain white front/back, inkjetted sequential matching internal/external numbering, no slot punch | Ea |  | 1 Year | 5.31 | 6.5% | 4.9649
51986 | Genetec | 2000HP | iCLASS SR Contactless Smart Card, 2k bit with 2 application areas. Supported with standard iCLASS/multiCLASS and iCLASS/multiCLASS SE readers. | Ea |  | 1 Year | 3.86 | 6.5% | 3.6091
51987 | Genetec | 2000HPGGMN | iCLASS SR Contactless Smart Card, 2k bit with 2 application areas. Supported with standard iCLASS/multiCLASS and iCLASS/multiCLASS SE readers. | Ea |  | 1 Year | 3.87 | 6.5% | 3.6185
51988 | Genetec | 2000PCCMN-A000513 | ICLASS 2K/2, PROG, F-EMPLOYEE CREDENTIAL, B-ARTWORK W/BUG, MATCHING #, NO SLOT, LAM | Ea |  | 1 Year | 5.11 | 6.5% | 4.7779
51989 | Genetec | 2000PG1MN-26 | iCLASS Contactless Smart Card, 2k bit with 2 application areas (pre-configured) 26-bit HID programmed, plain white front/back with magnetic stripe, inkjetted sequential matching internal/external numbering, no slot punch | Ea |  | 1 Year | 4.94 | 6.5% | 4.6189
51990 | Genetec | 2000PGGMN | iCLASS Contactless Smart Card, 2k bit with 2 application areas (pre-configured), plain white front/back, inkjetted sequential matching internal/external numbering, no slot punch | Ea |  | 1 Year | 3.86 | 6.5% | 3.6091
51991 | Genetec | 2000PGGMN-26 | iCLASS Contactless Smart Card, 2k bit with 2 application areas (pre-configured) 26-bit HID programmed, plain white front/back, inkjetted sequential matching internal/external numbering, no slot punch | Ea |  | 1 Year | 3.86 | 6.5% | 3.6091
51992 | Genetec | 2000PGGMV | ICLASS 2K/2, PROG ICLASS, F-GLOSS, B-GLOSS, MATCH ICLASS #, VERT SLOT | Ea |  | 1 Year | 3.87 | 6.5% | 3.6185
51993 | Genetec | 2000PGGMV-26 | iCLASS Contactless Smart Card, 2k bit with 2 application areas (pre-configured) 26-bit HID programmed, plain white front/back, inkjetted sequential matching internal/external numbering, vertical slot punch | Ea |  | 1 Year | 3.87 | 6.5% | 3.6185
51994 | Genetec | 2001HP | iCLASS SR Contactless Smart Card, 16k bit with 2 application areas. Supported with standard iCLASS/multiCLASS and iCLASS/multiCLASS SE readers. | Ea |  | 1 Year | 6.98 | 6.5% | 6.5263
51995 | Genetec | 2003HP | iCLASS SR Contactless Smart Card, 32 kbit (Application Areas: 16k/2 + 16k/1). Supported with standard iCLASS/multiCLASS and iCLASS/multiCLASS SE readers. | Ea |  | 1 Year | 7.27 | 6.5% | 6.7974
51996 | Genetec | 2004HP | iCLASS SR Contactless Smart Card, 32 kbit (Application Areas: 16k/16 + 16k/1). Supported with standard iCLASS/multiCLASS and iCLASS/multiCLASS SE readers. | Ea |  | 1 Year | 7.27 | 6.5% | 6.7974
51997 | Genetec | 2004HPGGMN | ICLASS SR 32K (16K/16 + 16K/1), PRGMD, F-GLOSS, B-GLOSS, MATCH #, NO SLOT, LAM | Ea |  | 1 Year | 7.27 | 6.5% | 6.7974
51998 | Genetec | 2021H | iCLASS SR Prox Contactless Smart Card, 16k bit with 2 application areas. Supported with standard iCLASS/multiCLASS and iCLASS/multiCLASS SE readers. | Ea |  | 1 Year | 9.81 | 6.5% | 9.1724
51999 | Genetec | 2022H | iCLASS SR Prox Contactless Smart Card, 16 kbit with 16 application areas. Supported with standard iCLASS/multiCLASS and iCLASS/multiCLASS SE readers. | Ea |  | 1 Year | 8.31 | 6.5% | 7.7699
52000 | Genetec | 2023H | iCLASS SR Prox Contactless Smart Card, 32 kbit (Application Areas: 16k/2 + 16k/1). Supported with standard iCLASS/multiCLASS and iCLASS/multiCLASS SE readers. | Ea |  | 1 Year | 9.99 | 6.5% | 9.3407
52001 | Genetec | 2080HP | iCLASS SR Clamshell Contactless Smart Card, 2k bit with 2 application areas (cannot print directly to a Clamshell card). Supported with standard iCLASS/multiCLASS and iCLASS/multiCLASS SE readers. | Ea |  | 1 Year | 2.57 | 6.5% | 2.403
52002 | Genetec | 2100PG1MN | iCLASS Composite Contactless Smart Card, 2k bit with 2 application areas (pre-configured), plain white front/back with magnetic stripe, inkjetted sequential matching internal/external numbering, no slot punch | Ea |  | 1 Year | 5.33 | 6.5% | 4.9836
52003 | Genetec | 2100PGGMN | iCLASS Composite Contactless Smart Card, 2k bit with 2 application areas (pre-configured), plain white front/back, inkjetted sequential matching internal/external numbering, no slot punch | Ea |  | 1 Year | 4.26 | 6.5% | 3.9831
52004 | Genetec | 2100PGGNN | iCLASS Contactless Smart Card Composite, 2k bit with 2 application areas (pre-configured), plain white front/back, no external numbering, no slot punch | Ea |  | 1 Year | 4.26 | 6.5% | 3.9831
52005 | Genetec | 30012-OW | Mercury MR10 Magnetic Stripe card reader, 12 Vdc, Track 2, weatherized | Ea |  | 1 Year | 268 | 6.5% | 250.58
52006 | Genetec | 3002P | iCLASS SE Contactless Smart Card, 16 kbit with 16 application areas. Supported only with iCLASS/multiCLASS SE readers. | Ea |  | 1 Year | 6.98 | 6.5% | 6.5263
52007 | Genetec | 3003P | iCLASS SE Contactless Smart Card, 32 kbit (Application Areas: 16k/2 + 16k/1). Supported only with iCLASS/multiCLASS SE readers. | Ea |  | 1 Year | 7.27 | 6.5% | 6.7974
52008 | Genetec | 3004P | iCLASS SE Contactless Smart Card, 32 kbit (Application Areas: 16k/16 + 16k/1). Supported only with iCLASS/multiCLASS SE readers. | Ea |  | 1 Year | 7.27 | 6.5% | 6.7974
52009 | Genetec | 3250PNNMN | ICLASS SE KEYFOB 2K/2, PROG ICLASS, BLACK W/BLUE HID, MATCH ICLASS # | Ea |  | 1 Year | 5.02 | 6.5% | 4.6937
52010 | Genetec | 3253PNNMN | ICLASS SE KF 32K (16K/2+16K/1), PRGMD, BLK W/BLUE INSERT, NONE, MATCHING #, NONE LEAD FREE | Ea |  | 1 Year | 8.64 | 6.5% | 8.0784
52011 | Genetec | 3254PNNMN | ICLASS SE KF 32K, PROG., BLACK W/BLUE HID, MATCHING #, NONE LEAD FREE | Ea |  | 1 Year | 8.64 | 6.5% | 8.0784
52012 | Genetec | 36002-OW | MR5 Magnetic Stripe Card Readers - 5 Vdc, Track 2, weatherized, gray | Ea |  | 1 Year | 206 | 6.5% | 192.61
52013 | Genetec | 36002-OW-BK | MR5 Magnetic Stripe Card Readers - 5 Vdc, Track 2, weatherized, black | Ea |  | 1 Year | 206 | 6.5% | 192.61
52014 | Genetec | 36012-OW | MR5 Magnetic Stripe Card Readers - 12 Vdc, Track 2, weatherized, gray | Ea |  | 1 Year | 206 | 6.5% | 192.61
52015 | Genetec | 36012-OW-BK | MR5 Magnetic Stripe Card Readers - 12 Vdc, Track 2, weatherized, black | Ea |  | 1 Year | 206 | 6.5% | 192.61
52016 | Genetec | 401150A | CRESCENDO C1150, ICLASS 32K/PROX | Ea |  | 1 Year | 31 | 6.5% | 28.985
52017 | Genetec | 401150AMH | CRESCENDO C1150, SR, ICLASS 32K/PROX WITH MAG,H10301 (26 Bit),Facility Code: 51 | Ea |  | 1 Year | 30.7 | 6.5% | 28.7045
52018 | Genetec | 401150YP | CRESCENDO C1150, SEOS 8K, OS LOADED, PROGRAMMED, F-WHITE, B-WHITE W/ BUG | Ea |  | 1 Year | 25 | 6.5% | 23.375
52019 | Genetec | 4045CGNU0 | EntryProx™ Stand-Alone Access Control Proximity Reader | Ea |  | 1 Year | 221 | 6.5% | 206.635
52020 | Genetec | 5105PGGNNN | COMPOSITE ICLASS SEOS PROX 16K, PROG. ICLASS, F-GLOSS, B-GLOSS, NO ICLASS #, NO SLOT, NO PROX # | Ea |  | 1 Year | 10.61 | 6.5% | 9.9204
52021 | Genetec | 5106PGGMNN | COMPOSITE ICLASS SEOS PROX CONTACTLESS SMART CARD 8 KB MEMORY, PROG iCLASS, NON PROGRAM PROX., F-GLOSS, B-GLOSS, Matching ICLASS #, NO SLOT, NO PROX # | Ea |  | 1 Year | 8.31 | 6.5% | 7.7699
52022 | Genetec | 5355ABK00-Keypad | ProxPro Proximity Reader with Keypad (pre-configured) Beige, Keypad, Terminal Strip, Keypad configuration setting option 00, Standard beeper/LED functionality | Ea |  | 1 Year | 362 | 6.5% | 338.47
52023 | Genetec | 5355AGK00-Keypad | ProxPro Proximity Reader with Keypad (pre-configured) Charcoal Gray, Keypad, Terminal Strip, Keypad configuration setting option 00, Standard beeper/LED | Ea |  | 1 Year | 362 | 6.5% | 338.47
52024 | Genetec | 5355AGN00 | PROXPRO WIEGAND, GRAY, NO KEYPAD LEAD FREE | Ea |  | 1 Year | 198 | 6.5% | 185.13
52025 | Genetec | 5365-371-03 | COV ASSY, MP, BLK, LEAD FREE | Ea |  | 1 Year | 20 | 6.5% | 18.7
52026 | Genetec | 5365EBP00 | MiniProx Proximity Reader (pre-configured) Beige, 18 inches/45.7 cm pigtail, Standard beeper/LED functionality | Ea |  | 1 Year | 173 | 6.5% | 161.755
52027 | Genetec | 5365EGH00 | MiniProx Proximity Reader with Hazardous Location kit (pre-configured) Charcoal gray, terminal strip only, Standard beeper/LED functionality | Ea |  | 1 Year | 359 | 6.5% | 335.665
52028 | Genetec | 5365EGP00 | MiniProx Proximity Reader (pre-configured) Charcoal Gray, 18 inches/45.7 cm pigtail, Standard beeper/LED functionality | Ea |  | 1 Year | 173 | 6.5% | 161.755
52029 | Genetec | 5365EGT00 | MP WIEG, CLASSIC GRY, TERM, LEAD FREE | Ea |  | 1 Year | 173 | 6.5% | 161.755
52030 | Genetec | 5365EKH00 | MINIPROX WIEGAND, CLASSIC BLACK, HAZARDOUS BOX, LEAD FREE | Ea |  | 1 Year | 358.64 | 6.5% | 335.3284
52031 | Genetec | 5365EKP00 | MiniProx Proximity Reader (pre-configured) Black, 18 inches/45.7 cm pigtail, Standard beeper/LED functionality | Ea |  | 1 Year | 173 | 6.5% | 161.755
52032 | Genetec | 5365EKT00 | MP WIEG, CLASSIC BLK, TERMINAL, ROHS PROX DFM | Ea |  | 1 Year | 173 | 6.5% | 161.755
52033 | Genetec | 5365EWP00 | MiniProx Proximity Reader (pre-configured) White, 18 inches/45.7 cm pigtail, Standard beeper/LED functionality | Ea |  | 1 Year | 166 | 6.5% | 155.21
52034 | Genetec | 5375AGN00 | MaxiProx Long Range Proximity Reader (pre-configured) Charcoal Gray, Standard beeper/LED functionality | Ea |  | 1 Year | 513 | 6.5% | 479.655
52035 | Genetec | 5395CB100 | ThinLine II Switch Plate Proximity Reader (pre-configured) Beige, 18 inches/45.7 cm pigtail, Standard beeper/LED functionality | Ea |  | 1 Year | 176 | 6.5% | 164.56
52036 | Genetec | 5395CG100 | ThinLine II Switch Plate Proximity Reader (pre-configured) Charcoal Gray, 18 inches/45.7 cm pigtail, Standard beeper/LED functionality | Ea |  | 1 Year | 176 | 6.5% | 164.56
52037 | Genetec | 5395CK100 | ThinLine II Switch Plate Proximity Reader (pre-configured) Black, 18 inches/45.7 cm pigtail, Standard beeper/LED functionality | Ea |  | 1 Year | 176 | 6.5% | 164.56
52038 | Genetec | 5395CW100 | ThinLine II Switch Plate Proximity Reader (pre-configured) White, 18 inches/45.7 cm pigtail, Standard beeper/LED functionality | Ea |  | 1 Year | 176 | 6.5% | 164.56
52039 | Genetec | 6005BBB00 | ProxPoint Plus Proximity Reader (pre-configured) Beige, 18 inches/45.7cm pigtail, Standard beeper/LED functionality | Ea |  | 1 Year | 89 | 6.5% | 83.215
52040 | Genetec | 6005BGB00 | ProxPoint Plus Proximity Reader (pre-configured) Charcoal Gray, 18 inches/45.7cm pigtail, Standard beeper/LED functionality | Ea |  | 1 Year | 89 | 6.5% | 83.215
52041 | Genetec | 6005BGL00 | PROXPOINT WIEGAND, CLASSIC GRAY, 9FT CABLE, LEAD FREE | Ea |  | 1 Year | 100.7 | 6.5% | 94.1545
52042 | Genetec | 6005BKB00 | ProxPoint Plus Proximity Reader (pre-configured) Black, 18 inches/45.7cm pigtail, Standard beeper/LED functionality | Ea |  | 1 Year | 89 | 6.5% | 83.215
52043 | Genetec | 6005BKL00 | PROXPOINT WIEGAND, CLASSIC BLACK, 9FT CABLE, LEAD FREE | Ea |  | 1 Year | 101 | 6.5% | 94.435
52044 | Genetec | 6005BWB00 | ProxPoint Plus Proximity Reader (pre-configured) White, 18 inches/45.7cm pigtail, Standard beeper/LED functionality | Ea |  | 1 Year | 89 | 6.5% | 83.215
52045 | Genetec | 82000-303-09 | Edge Hardware Accessory Kit (spares/replacements) which includes: qty 1 x 2-position terminal strip, qty 1 x 6-position terminal strip, qty 1 x 9-position terminal strip, qty 1 x 10-position terminal strip, qty 1 x 12-position terminal strip, qty 2 each of the various screws shipped with Edge units. | Ea |  | 1 Year | 35 | 6.5% | 32.725
52046 | Genetec | 900LTNNEK0000D | RDR, RP10, MULTICLASS, SE, REV E, CUST PROX, STD WIEGAND, PIG, BLK, STD 1 SECURITY, LED RED, FLASH GREEN, BRZ ON, IPM OFF, 32 BIT | Ea |  | 1 Year | 129 | 6.5% | 120.615
52047 | Genetec | 900LTNTEK0000D | RDR, RP10, MULTICLASS, SE E, LF CST, HF STD/SIO/SEOS, SE INDALA MODULE, STD WIEGAND, TERM, BLK, STD 1 SECURITY, LED RED, FLASH GREEN, BRZ ON, IPM OFF, 32 BIT | Ea |  | 1 Year | 138 | 6.5% | 129.03
52048 | Genetec | 900NHRNEK00018 | RDR, R10-H, PIVCLASS, SE E, LF OFF, HF STD/SIO/SEOS/FIPS/CAK, 485FDX, PIG, BLK, STD-1, LED RED, FLSH GRN, BZR ON, OPT TAMP, OPEN COLL, FIPS 75-BIT, 14443A 56-BIT CSN, IPM OFF, UART OFF, WIEG ON | Ea |  | 1 Year | 124 | 6.5% | 115.94
52049 | Genetec | 900NTNNEK00000 | R10 ICLASS SE REV E LF OFF HF STD/SIO/SEOS WIEG BLK PIG STD-1 LED RED FLSH GRN BZR ON CSN 32-BIT MSB IPM OFF | Ea |  | 1 Year | 98.7 | 6.5% | 92.2845
52050 | Genetec | 900NTNNEK00061 | RDR, R10, ICLASS, SE E, LF OFF, HF STD/SIO/SEOS, WIEG, PIG, BLK, STD-1, LED OFF, FLSH OFF, BZR ON, CSN 26-BIT (W/DEFAULT FC), IPM OFF | Ea |  | 1 Year | 98.7 | 6.5% | 92.2845
52051 | Genetec | 900NTNTEK00000 | R10 ICLASS SE REV E LF OFF HF STD/SIO/SEOS WIEG BLK TERM STD-1 LED RED FLSH GRN BZR ON CSN 32-BIT MSB IPM OFF | Ea |  | 1 Year | 98.7 | 6.5% | 92.2845
52052 | Genetec | 900PTNNEK00000 | RDR, RP10, MULTICLASS, SE REV E, STD PROX, STD, WIEGAND, PIG, BLK, STD 1 SECURITY, LED RED, FLASH GRN, BZR ON, IPM OFF, 32 BIT | Ea |  | 1 Year | 129 | 6.5% | 120.615
52053 | Genetec | 900PTNNEK000RD | RDR, RP10, MULTICLASS, SE E, LF FSK, HF 14443A CSN ONLY, WIEG, PIG, BLK, STD-1, LED RED, FLSH ON, BZR ON, OPT TAMP, OPEN COLL, CSN 32-BIT MSB, HID PROX ONLY, IPM OFF | Ea |  | 1 Year | 129 | 6.5% | 120.615
52054 | Genetec | 900PTNTEK00000 | RDR, RP10, MULTICLASS, SE REV E, STD PROX, STD, WIEGAND, TERM, BLK, STD 1 SECURITY, LED RED, FLASH GRN, BZR ON, IPM OFF, 32 BIT | Ea |  | 1 Year | 129 | 6.5% | 120.615
52055 | Genetec | 910NNNNEK2037P | RDR, R15, ICLASS, SE E, LF OFF, HF SIO/SEOS, WIEG, PIG, BLK, STD-2, LED RED, FLSH GRN, BZR ON, VAR BIT OUTPUT PER SIO, IPM OFF | Ea |  | 1 Year | 193 | 6.5% | 180.455
52056 | Genetec | 910NSNNEK20000 | RDR, R15, ICLASS, SE E, LF OFF, HF SEOS, WIEG, PIG, BLK, STD-2, LED RED, FLSH GRN, BZR ON, VAR BIT OUTPUT PER SIO, IPM OFF, VEL ON | Ea |  | 1 Year | 193 | 6.5% | 180.455
52057 | Genetec | 910NSNNEKE0000 | RDR, R15, ICLASS, SE E, LF OFF, HF SEOS, WIEG, PIG, BLK, ELITE, LED RED, FLSH GRN, BZR ON, VAR BIT OUTPUT PER SIO, IPM OFF, VEL ON | Ea |  | 1 Year | 193 | 6.5% | 180.455
52058 | Genetec | 910NTNNEK00000 | RDR, R15, ICLASS, SE E, LF OFF, HF STD/SIO/SEOS, WIEG, PIG, BLK, STD-1, LED RED, FLSH GRN, BZR ON, CSN 32-BIT MSB, IPM OFF | Ea |  | 1 Year | 193 | 6.5% | 180.455
52059 | Genetec | 910NTNTEK00000 | RDR, R15, ICLASS, SE E, LF OFF, HF STD/SIO/SEOS, WIEG, TERM, BLK, STD-1, LED RED, FLSH GRN, BZR ON, CSN 32-BIT MSB, IPM OFF | Ea |  | 1 Year | 193 | 6.5% | 180.455
52060 | Genetec | 910PTNNEK00000 | RP15 MULTICLASS SE REV E LF STD HF STD/SIO/SEOS WIEG BLK PIG STD-1 LED RED FLSH GRN BZR ON CSN 32-BIT MSB IPM OFF | Ea |  | 1 Year | 222 | 6.5% | 207.57
52061 | Genetec | 910PTNNEK00541 | RDR, RP15, MULTICLASS, SE E, LF STD, HF STD/SIO/SEOS, WIEG, PIG, BLK, STD-1, LED RED, FLSH GRN, BZR ON, OPT TAMP, OPEN COLL, CSN 32-BIT MSB, PROX FSK ONLY, IPM OFF, APB INDICATOR DISABLED, EXXON MOBILE | Ea |  | 1 Year | 222 | 6.5% | 207.57
52062 | Genetec | 910PTNTEK00000 | RDR, RP15, MULTICLASS, SE REV E, STD PROX, STD, WIEGAND, TERM, GRY, STD 1 SECURITY, LED RED, FLASH GRN, BZR ON, IPM OFF, 32 BIT | Ea |  | 1 Year | 222 | 6.5% | 207.57
52063 | Genetec | 920NNNNEK2037P | RDR, R40, ICLASS, SE E, LF OFF, HF SIO/SEOS, WIEG, PIG, BLK, STD-2, LED RED, FLSH GRN, BZR ON, VAR BIT OUTPUT PER SIO, IPM OFF | Ea |  | 1 Year | 193 | 6.5% | 180.455
52064 | Genetec | 920NTNNEK00000 | RDR, R40, ICLASS, SE E, LF OFF, HF STD/SIO/SEOS, WIEG, PIG, BLK, STD-1, LED RED, FLSH GRN, BZR ON, CSN 32-BIT MSB, IPM OFF | Ea |  | 1 Year | 193 | 6.5% | 180.455
52065 | Genetec | 920NTNNEKE0000 | RDR, R40, ICLASS, SE E, NO PROX, STD WIEGAND, PIG, BLK, ELITE, LED RED, FLSH GRN, BZR ON, IPM OFF, 32 BIT | Ea |  | 1 Year | 193 | 6.5% | 180.455
52066 | Genetec | 920PNNNEK2037Q | RDR, RP40, MULTICLASS, SE E, LF STD, HF SIO/SEOS, WIEG, PIG, BLK, STD-2, LED RED, FLSH GRN, BZR ON, VAR BIT OUTPUT PER SIO, IPM OFF | Ea |  | 1 Year | 222 | 6.5% | 207.57
52067 | Genetec | 920PTNNEK00000 | RDR, RP40, MULTICLASS, SE E, LF STD, HF STD/SIO/SEOS, WIEG, PIG, BLK, STD-1, LED RED, FLSH GRN, BZR ON, CSN 32-BIT MSB, IPM OFF | Ea |  | 1 Year | 222 | 6.5% | 207.57
52068 | Genetec | 920PTNNEK0050X | RDR, RP40, MULTICLASS, SE E, LF STD, HF STD/SIO/SEOSMIFSPR, WIEG, PIG, BLK, STD-1, LED RED, FLSH OFF, BZR ON, OPT TAMP, OPEN COLL, CSN MIF SUPPR, FSK PROX READ ONLY, PROX PRIORITY, IPM OFF | Ea |  | 1 Year | 222 | 6.5% | 207.57
52069 | Genetec | 920PTNNEK00541 | RDR, RP40, MULTICLASS, SE E, LF CUST, HF STD/SIO/SEOS, WIEG, PIG, BLK, STD-1, LED RED, FLSH GRN, BZR ON, OPT TAMP, OPEN COLL, CSN 32-BIT MSB, PROX FSK ONLY IPM OFF, APB INDICATOR DISABLED, EXXON MOBILE | Ea |  | 1 Year | 222 | 6.5% | 207.57
52070 | Genetec | 920PTNTEK00000 | multiCLASS SE RP40 Contactless Smart Card Reader, Wall Switch with prox, black | Ea |  | 1 Year | 222 | 6.5% | 207.57
52071 | Genetec | 921NTNNEK00000 | RDR, RK40, ICLASS, SE E, LF OFF, HF STD/SIO/SEOS, WIEG, PIG, BLK, STD-1, LED RED, FLSH GRN, BZR ON, CSN 32-BIT MSB, KPF, BFFRD 1 KEY, NO PAR, 4-BIT MSG, IPM OFF | Ea |  | 1 Year | 353 | 6.5% | 330.055
52072 | Genetec | 921NTNTEK00000 | RK40 ICLASS SE REV E LF OFF HF STD/SIO/SEOS WIEG BLK TERM STD-1 LED RED FLSH GRN BZR ON CSN 32-BIT MSB KPF | Ea |  | 1 Year | 353 | 6.5% | 330.055
52073 | Genetec | 921PHRNEK0002G | RDR, RPK40-H, PIVCLASS, SE E, LF STD, HF STD/SIO/SEOS/FIPS/CAK, 485FDX, PIG, BLK, STD-1, LED RED, FLSH GRN, BZR ON, OPT TAMP, OPEN COLL, FIPS 75-BIT, KPF, BFFRD 1 KEY, NO PAR, 4-BIT MSG, IPM OFF, UART OFF, WIEG ON | Ea |  | 1 Year | 406 | 6.5% | 379.61
52074 | Genetec | 921PHRNEK0026W | RDR, RPK40-H, PIVCLASS, SE E, LF STD, HF STD/SIO/SEOS/FIPS/CAK, 485FDX, PIG, BLK, STD-1, LED RED, FLSH GRN, BZR OFF, OPT TAMP, OPEN COLL, FIPS 75-BIT, KPF, BFFRD 1 KEY, NO PAR, 4-BIT MSG, IPM OFF, UART OFF, WIEG ON | Ea |  | 1 Year | 406 | 6.5% | 379.61
52075 | Genetec | 921PHRTEK0002G | RDR, RPK40-H, PIVCLASS, SE E, LF STD, HF STD/SIO/SEOS/FIPS/CAK, 485FDX, PIG, GRY, STD-1, LED RED, FLSH GRN, BZR ON, OPT TAMP, OPEN COLL, FIPS 75-BIT, KPF, BFFRD 1 KEY, NO PAR, 4-BIT MSG, IPM OFF, UART OFF, WIEG ON | Ea |  | 1 Year | 406 | 6.5% | 379.61
52076 | Genetec | 921PTNTEK00000 | RDR, RPK40, MULTICLASS, SE REV E, KPD, STD PROX, STD, WIEGAND, TERM, BLK, STD 1 SECURITY, LED RED, FLASH GRN, BZR ON, IPM OFF, KPF-4-BIT, 32 BIT | Ea |  | 1 Year | 382 | 6.5% | 357.17
52077 | Genetec | 9287AS | SmartID Spacer Kit (works with GEN2 models) | Ea |  | 1 Year | 27.3 | 6.5% | 25.5255
52078 | Genetec | 95ANTNTEK00000 | HID RDR, R95A DECOR RDR, EURO FLUSH MOUNT, NO PROX, STD, WIEGAND, TERM, BLK, STD 1 SECURITY, LED RED, FLASH GRN, BZR ON, IPM OFF, 32 BIT | Ea |  | 1 Year | 186 | 6.5% | 173.91
52079 | Genetec | A54270001 | STANDING BASE (75G) FOR OMNIKEY 5427 | Ea |  | 1 Year | 17.52 | 6.5% | 16.3812
52080 | Genetec | ADV-1AP-BOSCH-1M | Genetec™ Advantage for 1 Bosch B/G Serie intrusion control panel connection – 1 Month | Ea |  | 1 Year | 6 | 6.5% | 5.61
52081 | Genetec | ADV-1AP-BOSCH-1Y | Genetec™ Advantage for 1 Bosch B/G Serie intrusion control panel connection – 1 Year | Ea |  | 1 Year | 72 | 6.5% | 67.32
52082 | Genetec | ADV-1AP-BOSCH-2Y | Genetec™ Advantage for 1 Bosch B/G Serie intrusion control panel connection – 1 Year (2 Years) | Ea |  | 1 Year | 129.6 | 6.5% | 121.176
52083 | Genetec | ADV-1AP-BOSCH-3Y | Genetec™ Advantage for 1 Bosch B/G Serie intrusion control panel connection – 3 Year | Ea |  | 1 Year | 172.8 | 6.5% | 161.568
52084 | Genetec | ADV-1AP-BOSCH-4Y | Genetec™ Advantage for 1 Bosch B/G Serie intrusion control panel connection – 4 Year | Ea |  | 1 Year | 216 | 6.5% | 201.96
52085 | Genetec | ADV-1AP-BOSCH-5Y | Genetec™ Advantage for 1 Bosch B/G Serie intrusion control panel connection – 5 Year | Ea |  | 1 Year | 252 | 6.5% | 235.62
52086 | Genetec | ADV-1AP-CDC2-SPC-1M | Genetec™ Advantage for 1 Vanderbilt SPC intrusion alarm panel connection – 1 Month | Ea |  | 1 Year | 6 | 6.5% | 5.61
52087 | Genetec | ADV-1AP-CDC2-SPC-1Y | Genetec™ Advantage for 1 Vanderbilt SPC intrusion alarm panel connection – 1 Year | Ea |  | 1 Year | 72 | 6.5% | 67.32
52088 | Genetec | ADV-1AP-CDC2-SPC-2Y | Genetec™ Advantage for 1 Vanderbilt SPC intrusion alarm panel connection – 1 Year (2 Years) | Ea |  | 1 Year | 130 | 6.5% | 121.55
52089 | Genetec | ADV-1AP-CDC2-SPC-3Y | Genetec™ Advantage for 1 Vanderbilt SPC intrusion alarm panel connection – 3 Year | Ea |  | 1 Year | 173 | 6.5% | 161.755
52090 | Genetec | ADV-1AP-CDC2-SPC-4Y | Genetec™ Advantage for 1 Vanderbilt SPC intrusion alarm panel connection – 4 Year | Ea |  | 1 Year | 216 | 6.5% | 201.96
52091 | Genetec | ADV-1AP-CDC2-SPC-5Y | Genetec™ Advantage for 1 Vanderbilt SPC intrusion alarm panel connection – 5 Year | Ea |  | 1 Year | 252 | 6.5% | 235.62
52092 | Genetec | ADV-1AP-CDC3-HW-1M | Genetec™ Advantage for 1 Honeywell intrusion alarm panel connection – 1 Month | Ea |  | 1 Year | 15 | 6.5% | 14.025
52093 | Genetec | ADV-1AP-CDC3-HW-1Y | Genetec™ Advantage for 1 Honeywell intrusion alarm panel connection – 1 Year | Ea |  | 1 Year | 180 | 6.5% | 168.3
52094 | Genetec | ADV-1AP-CDC3-HW-2Y | Genetec™ Advantage for 1 Honeywell intrusion alarm panel connection – 1 Year (2 Years) | Ea |  | 1 Year | 324 | 6.5% | 302.94
52095 | Genetec | ADV-1AP-CDC3-HW-3Y | Genetec™ Advantage for 1 Honeywell intrusion alarm panel connection – 3 Year | Ea |  | 1 Year | 432 | 6.5% | 403.92
52096 | Genetec | ADV-1AP-CDC3-HW-4Y | Genetec™ Advantage for 1 Honeywell intrusion alarm panel connection – 4 Year | Ea |  | 1 Year | 540 | 6.5% | 504.9
52097 | Genetec | ADV-1AP-CDC3-HW-5Y | Genetec™ Advantage for 1 Honeywell intrusion alarm panel connection – 5 Year | Ea |  | 1 Year | 630 | 6.5% | 589.05
52098 | Genetec | ADV-1AP-DMP-1M | Genetec™ Advantage for 1 DMP intrusion panel connection – 1 Month | Ea |  | 1 Year | 6 | 6.5% | 5.61
52099 | Genetec | ADV-1AP-DMP-1Y | Genetec™ Advantage for 1 DMP intrusion panel connection – 1 Year | Ea |  | 1 Year | 72 | 6.5% | 67.32
52100 | Genetec | ADV-1AP-DMP-2Y | Genetec™ Advantage for 1 DMP intrusion panel connection – 1 Year (2 Years) | Ea |  | 1 Year | 130 | 6.5% | 121.55
52101 | Genetec | ADV-1AP-DMP-3Y | Genetec™ Advantage for 1 DMP intrusion panel connection – 3 Year | Ea |  | 1 Year | 173 | 6.5% | 161.755
52102 | Genetec | ADV-1AP-DMP-4Y | Genetec™ Advantage for 1 DMP intrusion panel connection – 4 Year | Ea |  | 1 Year | 216 | 6.5% | 201.96
52103 | Genetec | ADV-1AP-DMP-5Y | Genetec™ Advantage for 1 DMP intrusion panel connection – 5 Year | Ea |  | 1 Year | 252 | 6.5% | 235.62
52104 | Genetec | ADV-1AP-DSC-1M | Genetec™ Advantage for 1 DSC PowerSeries intrusion panel connection – 1 Month | Ea |  | 1 Year | 6 | 6.5% | 5.61
52105 | Genetec | ADV-1AP-DSC-1Y | Genetec™ Advantage for 1 DSC PowerSeries intrusion panel connection – 1 Year | Ea |  | 1 Year | 72 | 6.5% | 67.32
52106 | Genetec | ADV-1AP-DSC-2Y | Genetec™ Advantage for 1 DSC PowerSeries intrusion panel connection – 1 Year (2 Years) | Ea |  | 1 Year | 130 | 6.5% | 121.55
52107 | Genetec | ADV-1AP-DSC-3Y | Genetec™ Advantage for 1 DSC PowerSeries intrusion panel connection – 3 Year | Ea |  | 1 Year | 173 | 6.5% | 161.755
52108 | Genetec | ADV-1AP-DSC-4Y | Genetec™ Advantage for 1 DSC PowerSeries intrusion panel connection – 4 Year | Ea |  | 1 Year | 216 | 6.5% | 201.96
52109 | Genetec | ADV-1AP-DSC-5Y | Genetec™ Advantage for 1 DSC PowerSeries intrusion panel connection – 5 Year | Ea |  | 1 Year | 252 | 6.5% | 235.62
52110 | Genetec | ADV-1HNDHLD-1M | Genetec™ Advantage for 1 AutoVu Handheld software plus one (1) AutoVu Handheld connection to Security Center (AU-I-HNDHLD) – 1 Month | Ea |  | 1 Year | 44 | 6.5% | 41.14
52111 | Genetec | ADV-1HNDHLD-1Y | Genetec™ Advantage for 1 AutoVu Handheld software plus one (1) AutoVu Handheld connection to Security Center (AU-I-HNDHLD) – 1 Year | Ea |  | 1 Year | 525 | 6.5% | 490.875
52112 | Genetec | ADV-1HNDHLD-2Y | Genetec™ Advantage for 1 AutoVu Handheld software plus one (1) AutoVu Handheld connection to Security Center (AU-I-HNDHLD) – 1 Year (2 Years) | Ea |  | 1 Year | 945 | 6.5% | 883.575
52113 | Genetec | ADV-1HNDHLD-3Y | Genetec™ Advantage for 1 AutoVu Handheld software plus one (1) AutoVu Handheld connection to Security Center (AU-I-HNDHLD) – 3 Year | Ea |  | 1 Year | 1260 | 6.5% | 1178.1
52114 | Genetec | ADV-1HNDHLD-4Y | Genetec™ Advantage for 1 AutoVu Handheld software plus one (1) AutoVu Handheld connection to Security Center (AU-I-HNDHLD) – 4 Year | Ea |  | 1 Year | 1575 | 6.5% | 1472.625
52115 | Genetec | ADV-1HNDHLD-5Y | Genetec™ Advantage for 1 AutoVu Handheld software plus one (1) AutoVu Handheld connection to Security Center (AU-I-HNDHLD) – 5 Year | Ea |  | 1 Year | 1837.5 | 6.5% | 1718.0625
52116 | Genetec | ADV-1PAMAG-SYM-1M | Genetec™ Advantage for 1 Amag Symmetry Access Control System Plugin - 1 Month | Ea |  | 1 Year | 60 | 6.5% | 56.1
52117 | Genetec | ADV-1PAMAG-SYM-1Y | Genetec™ Advantage for 1 Amag Symmetry Access Control System Plugin - 1 Year | Ea |  | 1 Year | 720 | 6.5% | 673.2
52118 | Genetec | ADV-1PAMAG-SYM-2Y | Genetec™ Advantage for 1 Amag Symmetry Access Control System Plugin - 1 Year (2 Years) | Ea |  | 1 Year | 1296 | 6.5% | 1211.76
52119 | Genetec | ADV-1PAMAG-SYM-3Y | Genetec™ Advantage for 1 Amag Symmetry Access Control System Plugin - 3 Year | Ea |  | 1 Year | 1728 | 6.5% | 1615.68
52120 | Genetec | ADV-1PAMAG-SYM-4Y | Genetec™ Advantage for 1 Amag Symmetry Access Control System Plugin - 4 Year | Ea |  | 1 Year | 2160 | 6.5% | 2019.6
52121 | Genetec | ADV-1PAMAG-SYM-5Y | Genetec™ Advantage for 1 Amag Symmetry Access Control System Plugin - 5 Year | Ea |  | 1 Year | 2520 | 6.5% | 2356.2
52122 | Genetec | ADV-1PAP-RECEIVER-1M | Genetec™ Advantage for Receiver with 100 intrusion control panel connection – 1 Month | Ea |  | 1 Year | 60 | 6.5% | 56.1
52123 | Genetec | ADV-1PAP-RECEIVER-1Y | Genetec™ Advantage for Receiver with 100 intrusion control panel connection – 1 Year | Ea |  | 1 Year | 720 | 6.5% | 673.2
52124 | Genetec | ADV-1PAP-RECEIVER-2Y | Genetec™ Advantage for Receiver with 100 intrusion control panel connection – 1 Year (2 Years) | Ea |  | 1 Year | 1296 | 6.5% | 1211.76
52125 | Genetec | ADV-1PAP-RECEIVER-3Y | Genetec™ Advantage for Receiver with 100 intrusion control panel connection – 3 Year | Ea |  | 1 Year | 1728 | 6.5% | 1615.68
52126 | Genetec | ADV-1PAP-RECEIVER-4Y | Genetec™ Advantage for Receiver with 100 intrusion control panel connection – 4 Year | Ea |  | 1 Year | 2160 | 6.5% | 2019.6
52127 | Genetec | ADV-1PAP-RECEIVER-5Y | Genetec™ Advantage for Receiver with 100 intrusion control panel connection – 5 Year | Ea |  | 1 Year | 2520 | 6.5% | 2356.2
52128 | Genetec | ADV-1PCDC2-ASSA-ARX-1M | Genetec™ Advantage for 1 ASSA ARX plugin - 1 Month | Ea |  | 1 Year | 12 | 6.5% | 11.22
52129 | Genetec | ADV-1PCDC2-ASSA-ARX-1Y | Genetec™ Advantage for 1 ASSA ARX plugin - 1 Year | Ea |  | 1 Year | 144 | 6.5% | 134.64
52130 | Genetec | ADV-1PCDC2-ASSA-ARX-2Y | Genetec™ Advantage for 1 ASSA ARX plugin - 1 Year (2 Years) | Ea |  | 1 Year | 260 | 6.5% | 243.1
52131 | Genetec | ADV-1PCDC2-ASSA-ARX-3Y | Genetec™ Advantage for 1 ASSA ARX plugin - 3 Year | Ea |  | 1 Year | 350 | 6.5% | 327.25
52132 | Genetec | ADV-1PCDC2-ASSA-ARX-4Y | Genetec™ Advantage for 1 ASSA ARX plugin - 4 Year | Ea |  | 1 Year | 440 | 6.5% | 411.4
52133 | Genetec | ADV-1PCDC2-ASSA-ARX-5Y | Genetec™ Advantage for 1 ASSA ARX plugin - 5 Year | Ea |  | 1 Year | 510 | 6.5% | 476.85
52134 | Genetec | ADV-1PCDC3-TRAKA-1M | Genetec™ Advantage for TRAKA Key cabinet 1 connection - 1month | Ea |  | 1 Year | 30 | 6.5% | 28.05
52135 | Genetec | ADV-1PCDC3-TRAKA-1Y | Genetec™ Advantage for TRAKA Key cabinet 1 connection - 1Yr | Ea |  | 1 Year | 360 | 6.5% | 336.6
52136 | Genetec | ADV-1PCDC3-TRAKA-2Y | Genetec™ Advantage for TRAKA Key cabinet 1 connection - 2Yr | Ea |  | 1 Year | 650 | 6.5% | 607.75
52137 | Genetec | ADV-1PCDC3-TRAKA-3Y | Genetec™ Advantage for TRAKA Key cabinet 1 connection - 3Yr | Ea |  | 1 Year | 870 | 6.5% | 813.45
52138 | Genetec | ADV-1PCDC3-TRAKA-4Y | Genetec™ Advantage for TRAKA Key cabinet 1 connection - 4Yr | Ea |  | 1 Year | 1080 | 6.5% | 1009.8
52139 | Genetec | ADV-1PCDC3-TRAKA-5Y | Genetec™ Advantage for TRAKA Key cabinet 1 connection - 5Yr | Ea |  | 1 Year | 1260 | 6.5% | 1178.1
52140 | Genetec | ADV-1PHEXAGONCAD-1M | Genetec™ Advantage for 1 HEXAGON CAD plugin connection -1Mo | Ea |  | 1 Year | 525 | 6.5% | 490.875
52141 | Genetec | ADV-1PHEXAGONCAD-1Y | Genetec™ Advantage for 1 HEXAGON CAD plugin connection - 1Yr | Ea |  | 1 Year | 6300 | 6.5% | 5890.5
52142 | Genetec | ADV-1PHEXAGONCAD-2Y | Genetec™ Advantage for 1 HEXAGON CAD plugin connection - 2Yrs | Ea |  | 1 Year | 11340 | 6.5% | 10602.9
52143 | Genetec | ADV-1PHEXAGONCAD-3Y | Genetec™ Advantage for 1 HEXAGON CAD plugin connection - 3Yrs | Ea |  | 1 Year | 15120 | 6.5% | 14137.2
52144 | Genetec | ADV-1PHEXAGONCAD-4Y | Genetec™ Advantage for 1 HEXAGON CAD plugin connection - 4Yrs | Ea |  | 1 Year | 18900 | 6.5% | 17671.5
52145 | Genetec | ADV-1PHEXAGONCAD-5Y | Genetec™ Advantage for 1 HEXAGON CAD plugin connection - 5Yrs | Ea |  | 1 Year | 22050 | 6.5% | 20616.75
52146 | Genetec | ADV-1PLEN-1M | Genetec™ Advantage for 1 Lenel OnGuard plugin - 1 Month | Ea |  | 1 Year | 60 | 6.5% | 56.1
52147 | Genetec | ADV-1PLEN-1Y | Genetec™ Advantage for 1 Lenel OnGuard plugin - 1 Year | Ea |  | 1 Year | 720 | 6.5% | 673.2
52148 | Genetec | ADV-1PLEN-2Y | Genetec™ Advantage for 1 Lenel OnGuard plugin - 1 Year (2 Years) | Ea |  | 1 Year | 1296 | 6.5% | 1211.76
52149 | Genetec | ADV-1PLEN-3Y | Genetec™ Advantage for 1 Lenel OnGuard plugin - 3 Year | Ea |  | 1 Year | 1728 | 6.5% | 1615.68
52150 | Genetec | ADV-1PLEN-4Y | Genetec™ Advantage for 1 Lenel OnGuard plugin - 4 Year | Ea |  | 1 Year | 2160 | 6.5% | 2019.6
52151 | Genetec | ADV-1PLEN-5Y | Genetec™ Advantage for 1 Lenel OnGuard plugin - 5 Year | Ea |  | 1 Year | 2520 | 6.5% | 2356.2
52152 | Genetec | ADV-1POTIS-COMPASS-1M | Genetec™ Advantage for Otis Compass Destination Dispatch Elevator System Plugin. - 1Mo | Ea |  | 1 Year | 96 | 6.5% | 89.76
52153 | Genetec | ADV-1POTIS-COMPASS-1Y | Genetec™ Advantage for Otis Compass Destination Dispatch Elevator System Plugin. - 1Yr | Ea |  | 1 Year | 1152 | 6.5% | 1077.12
52154 | Genetec | ADV-1POTIS-COMPASS-2Y | Genetec™ Advantage for Otis Compass Destination Dispatch Elevator System Plugin. - 2Yr | Ea |  | 1 Year | 2074 | 6.5% | 1939.19
52155 | Genetec | ADV-1POTIS-COMPASS-3Y | Genetec™ Advantage for Otis Compass Destination Dispatch Elevator System Plugin. - 3Yr | Ea |  | 1 Year | 2765 | 6.5% | 2585.275
52156 | Genetec | ADV-1POTIS-COMPASS-4Y | Genetec™ Advantage for Otis Compass Destination Dispatch Elevator System Plugin. - 4Yr | Ea |  | 1 Year | 3456 | 6.5% | 3231.36
52157 | Genetec | ADV-1POTIS-COMPASS-5Y | Genetec™ Advantage for Otis Compass Destination Dispatch Elevator System Plugin. - 5Yr | Ea |  | 1 Year | 4032 | 6.5% | 3769.92
52158 | Genetec | ADV-1PSCHINDLER-PORT-1M | Genetec™ Advantage for 1 Schindler PORT elevator plugin connection -1Mo | Ea |  | 1 Year | 96 | 6.5% | 89.76
52159 | Genetec | ADV-1PSCHINDLER-PORT-1Y | Genetec™ Advantage for 1 Schindler PORT elevator plugin connection - 1Yr | Ea |  | 1 Year | 1152 | 6.5% | 1077.12
52160 | Genetec | ADV-1PSCHINDLER-PORT-2Y | Genetec™ Advantage for 1 Schindler PORT elevator plugin connection - 2Yrs | Ea |  | 1 Year | 2074 | 6.5% | 1939.19
52161 | Genetec | ADV-1PSCHINDLER-PORT-3Y | Genetec™ Advantage for 1 Schindler PORT elevator plugin connection - 3Yrs | Ea |  | 1 Year | 2765 | 6.5% | 2585.275
52162 | Genetec | ADV-1PSCHINDLER-PORT-4Y | Genetec™ Advantage for 1 Schindler PORT elevator plugin connection - 4Yrs | Ea |  | 1 Year | 3456 | 6.5% | 3231.36
52163 | Genetec | ADV-1PSCHINDLER-PORT-5Y | Genetec™ Advantage for 1 Schindler PORT elevator plugin connection - 5Yrs | Ea |  | 1 Year | 4032 | 6.5% | 3769.92
52164 | Genetec | ADV-1PSHCC-1M | Genetec™ Advantage for 1 Software House CCURE 9000 access control plugin - 1 Month | Ea |  | 1 Year | 60 | 6.5% | 56.1
52165 | Genetec | ADV-1PSHCC-1Y | Genetec™ Advantage for 1 Software House CCURE 9000 access control plugin - 1 Year | Ea |  | 1 Year | 720 | 6.5% | 673.2
52166 | Genetec | ADV-1PSHCC-2Y | Genetec™ Advantage for 1 Software House CCURE 9000 access control plugin - 1 Year (2 Years) | Ea |  | 1 Year | 1296 | 6.5% | 1211.76
52167 | Genetec | ADV-1PSHCC-3Y | Genetec™ Advantage for 1 Software House CCURE 9000 access control plugin - 3 Year | Ea |  | 1 Year | 1728 | 6.5% | 1615.68
52168 | Genetec | ADV-1PSHCC-4Y | Genetec™ Advantage for 1 Software House CCURE 9000 access control plugin - 4 Year | Ea |  | 1 Year | 2160 | 6.5% | 2019.6
52169 | Genetec | ADV-1PSHCC-5Y | Genetec™ Advantage for 1 Software House CCURE 9000 access control plugin - 5 Year | Ea |  | 1 Year | 2520 | 6.5% | 2356.2
52170 | Genetec | ADV-1PSIPASS-1M | Genetec™ Advantage for 1 Siemens Sipass plugin - 1 Mois | Ea |  | 1 Year | 120 | 6.5% | 112.2
52171 | Genetec | ADV-1PSIPASS-1Y | Genetec™ Advantage for 1 Siemens Sipass plugin - 1 Year | Ea |  | 1 Year | 1440 | 6.5% | 1346.4
52172 | Genetec | ADV-1PSIPASS-2Y | Genetec™ Advantage for 1 Siemens Sipass plugin - 1 Year (2 Years) | Ea |  | 1 Year | 2592 | 6.5% | 2423.52
52173 | Genetec | ADV-1PSIPASS-3Y | Genetec™ Advantage for 1 Siemens Sipass plugin - 3 Year | Ea |  | 1 Year | 3456 | 6.5% | 3231.36
52174 | Genetec | ADV-1PSIPASS-4Y | Genetec™ Advantage for 1 Siemens Sipass plugin - 4 Year | Ea |  | 1 Year | 4320 | 6.5% | 4039.2
52175 | Genetec | ADV-1PSIPASS-5Y | Genetec™ Advantage for 1 Siemens Sipass plugin - 5 Year | Ea |  | 1 Year | 5040 | 6.5% | 4712.4
52176 | Genetec | ADV-1P-TKDISPATCH-1M | Genetec™ Advantage for 1 Thyssenkrupp Destination Dispatch Elevator System plugin connection -1Mo | Ea |  | 1 Year | 96 | 6.5% | 89.76
52177 | Genetec | ADV-1P-TKDISPATCH-1Y | Genetec™ Advantage for 1 Thyssenkrupp Destination Dispatch Elevator System plugin connection - 1Yr | Ea |  | 1 Year | 1152 | 6.5% | 1077.12
52178 | Genetec | ADV-1P-TKDISPATCH-2Y | Genetec™ Advantage for 1 Thyssenkrupp Destination Dispatch Elevator System plugin connection - 2Yrs | Ea |  | 1 Year | 2074 | 6.5% | 1939.19
52179 | Genetec | ADV-1P-TKDISPATCH-3Y | Genetec™ Advantage for 1 Thyssenkrupp Destination Dispatch Elevator System plugin connection - 3Yrs | Ea |  | 1 Year | 2765 | 6.5% | 2585.275
52180 | Genetec | ADV-1P-TKDISPATCH-4Y | Genetec™ Advantage for 1 Thyssenkrupp Destination Dispatch Elevator System plugin connection - 4Yrs | Ea |  | 1 Year | 3456 | 6.5% | 3231.36
52181 | Genetec | ADV-1P-TKDISPATCH-5Y | Genetec™ Advantage for 1 Thyssenkrupp Destination Dispatch Elevator System plugin connection - 5Yrs | Ea |  | 1 Year | 4032 | 6.5% | 3769.92
52182 | Genetec | ADV-1PVSHCC-1M | Genetec™ Advantage for 1 Ccure video integration connection - 1 Month | Ea |  | 1 Year | 90 | 6.5% | 84.15
52183 | Genetec | ADV-1PVSHCC-1Y | Genetec™ Advantage for 1 Ccure video integration connection - 1 Year | Ea |  | 1 Year | 1080 | 6.5% | 1009.8
52184 | Genetec | ADV-1PVSHCC-2Y | Genetec™ Advantage for 1 Ccure video integration connection - 1 Year (2 Years) | Ea |  | 1 Year | 1944 | 6.5% | 1817.64
52185 | Genetec | ADV-1PVSHCC-3Y | Genetec™ Advantage for 1 Ccure video integration connection - 3 Year | Ea |  | 1 Year | 2592 | 6.5% | 2423.52
52186 | Genetec | ADV-1PVSHCC-4Y | Genetec™ Advantage for 1 Ccure video integration connection - 4 Year | Ea |  | 1 Year | 3240 | 6.5% | 3029.4
52187 | Genetec | ADV-1PVSHCC-5Y | Genetec™ Advantage for 1 Ccure video integration connection - 5 Year | Ea |  | 1 Year | 3780 | 6.5% | 3534.3
52188 | Genetec | ADV-1SCFED-1M | Genetec™ Advantage for 1 Federated Site connection - 1 Month | Ea |  | 1 Year | 16.7 | 6.5% | 15.6145
52189 | Genetec | ADV-1SCFED-1Y | Genetec™ Advantage for 1 Federated Site connection - 1 Year | Ea |  | 1 Year | 200 | 6.5% | 187
52190 | Genetec | ADV-1SCFED-20-1M | Genetec™ Advantage for 1 Federated Site connection (20 entities or less) - 1 Month | Ea |  | 1 Year | 10 | 6.5% | 9.35
52191 | Genetec | ADV-1SCFED-20-1Y | Genetec™ Advantage for 1 Federated Site connection (20 entities or less) - 1 Year | Ea |  | 1 Year | 120 | 6.5% | 112.2
52192 | Genetec | ADV-1SCFED-20-2Y | Genetec™ Advantage for 1 Federated Site connection (20 entities or less) - 1 Year (2 Years) | Ea |  | 1 Year | 216 | 6.5% | 201.96
52193 | Genetec | ADV-1SCFED-20-3Y | Genetec™ Advantage for 1 Federated Site connection (20 entities or less) - 1 Year (3 Years) | Ea |  | 1 Year | 288 | 6.5% | 269.28
52194 | Genetec | ADV-1SCFED-20-4Y | Genetec™ Advantage for 1 Federated Site connection (20 entities or less) - 1 Year (4 Years) | Ea |  | 1 Year | 360 | 6.5% | 336.6
52195 | Genetec | ADV-1SCFED-20-5Y | Genetec™ Advantage for 1 Federated Site connection (20 entities or less) - 1 Year (5 Years) | Ea |  | 1 Year | 420 | 6.5% | 392.7
52196 | Genetec | ADV-1SCFED-2Y | Genetec™ Advantage for 1 Federated Site connection - 1 Year (2 Years) | Ea |  | 1 Year | 360 | 6.5% | 336.6
52197 | Genetec | ADV-1SCFED-3Y | Genetec™ Advantage for 1 Federated Site connection - 1 Year (3 Years) | Ea |  | 1 Year | 480 | 6.5% | 448.8
52198 | Genetec | ADV-1SCFED-4Y | Genetec™ Advantage for 1 Federated Site connection - 1 Year (4 Years) | Ea |  | 1 Year | 600 | 6.5% | 561
52199 | Genetec | ADV-1SCFED-5Y | Genetec™ Advantage for 1 Federated Site connection - 1 Year (5 Years) | Ea |  | 1 Year | 700 | 6.5% | 654.5
52200 | Genetec | ADV-1VLEN-1M | Genetec™ Advantage for 1 Lenel OnGuard Video Translator - 1 Month | Ea |  | 1 Year | 90 | 6.5% | 84.15
52201 | Genetec | ADV-1VLEN-1Y | Genetec™ Advantage for 1 Lenel OnGuard Video Translator - 1 Year | Ea |  | 1 Year | 1080 | 6.5% | 1009.8
52202 | Genetec | ADV-1VLEN-2Y | Genetec™ Advantage for 1 Lenel OnGuard Video Translator - 1 Year (2 Years) | Ea |  | 1 Year | 1944 | 6.5% | 1817.64
52203 | Genetec | ADV-1VLEN-3Y | Genetec™ Advantage for 1 Lenel OnGuard Video Translator - 3 Year | Ea |  | 1 Year | 2592 | 6.5% | 2423.52
52204 | Genetec | ADV-1VLEN-4Y | Genetec™ Advantage for 1 Lenel OnGuard Video Translator - 4 Year | Ea |  | 1 Year | 3240 | 6.5% | 3029.4
52205 | Genetec | ADV-1VLEN-5Y | Genetec™ Advantage for 1 Lenel OnGuard Video Translator - 5 Year | Ea |  | 1 Year | 3780 | 6.5% | 3534.3
52206 | Genetec | ADV-ASCII-1M | ASCII plugin - Genetec Advantage coverage for 1 month | Ea |  | 1 Year | 75 | 6.5% | 70.125
52207 | Genetec | ADV-ASCII-1Y | ASCII plugin - Genetec Advantage coverage for 1 Year | Ea |  | 1 Year | 900 | 6.5% | 841.5
52208 | Genetec | ADV-ASCII-2Y | ASCII plugin - Genetec Advantage coverage for 1 Year (2 Years) | Ea |  | 1 Year | 1620 | 6.5% | 1514.7
52209 | Genetec | ADV-ASCII-3Y | ASCII plugin - Genetec Advantage coverage for 1 Year (3 Years) | Ea |  | 1 Year | 2160 | 6.5% | 2019.6
52210 | Genetec | ADV-ASCII-4Y | ASCII plugin - Genetec Advantage coverage for 4 year | Ea |  | 1 Year | 2700 | 6.5% | 2524.5
52211 | Genetec | ADV-ASCII-5Y | ASCII plugin - Genetec Advantage coverage for 1 Year (5 Years) | Ea |  | 1 Year | 3150 | 6.5% | 2945.25
52212 | Genetec | ADV-CAM-E-1M | Genetec™ Advantage for 1 Omnicast Enterprise Camera – 1 month | Ea |  | 1 Year | 4.2 | 6.5% | 3.927
52213 | Genetec | ADV-CAM-E-1Y | Genetec™ Advantage for 1 Omnicast Enterprise Camera – 1 Year | Ea |  | 1 Year | 50 | 6.5% | 46.75
52214 | Genetec | ADV-CAM-E-2Y | Genetec™ Advantage for 1 Omnicast Enterprise Camera – 1 Year (2 Years) | Ea |  | 1 Year | 90 | 6.5% | 84.15
52215 | Genetec | ADV-CAM-E-3Y | Genetec™ Advantage for 1 Omnicast Enterprise Camera – 1 Year (3 Years) | Ea |  | 1 Year | 120 | 6.5% | 112.2
52216 | Genetec | ADV-CAM-E-4Y | Genetec™ Advantage for 1 Omnicast Enterprise Camera – 1 Year (4 Years) | Ea |  | 1 Year | 150 | 6.5% | 140.25
52217 | Genetec | ADV-CAM-E-5Y | Genetec™ Advantage for 1 Omnicast Enterprise Camera – 1 Year (5 Years) | Ea |  | 1 Year | 175 | 6.5% | 163.625
52218 | Genetec | ADV-CAM-P-1M | Genetec™ Advantage for 1 Omnicast Pro Camera – 1 month | Ea |  | 1 Year | 3.3 | 6.5% | 3.0855
52219 | Genetec | ADV-CAM-P-1Y | Genetec™ Advantage for 1 Omnicast Pro Camera – 1 Year | Ea |  | 1 Year | 40 | 6.5% | 37.4
52220 | Genetec | ADV-CAM-P2E-1M | Genetec™ Advantage upgrade from Professional to Enterprise (per camera / 1 month) | Ea |  | 1 Year | 0.8 | 6.5% | 0.748
52221 | Genetec | ADV-CAM-P2E-1Y | Genetec™ Advantage upgrade from Professional to Enterprise (per camera / 1 Year) | Ea |  | 1 Year | 10 | 6.5% | 9.35
52222 | Genetec | ADV-CAM-P2E-2Y | Genetec™ Advantage upgrade from Professional to Enterprise (per camera / 1 Year (2 Years)) | Ea |  | 1 Year | 18 | 6.5% | 16.83
52223 | Genetec | ADV-CAM-P2E-3Y | Genetec™ Advantage upgrade from Professional to Enterprise (per camera / 1 Year (3 Years)) | Ea |  | 1 Year | 24 | 6.5% | 22.44
52224 | Genetec | ADV-CAM-P2E-4Y | Genetec™ Advantage upgrade from Professional to Enterprise (per camera / 1 Year (4 Years)) | Ea |  | 1 Year | 30 | 6.5% | 28.05
52225 | Genetec | ADV-CAM-P2E-5Y | Genetec™ Advantage upgrade from Professional to Enterprise (per camera / 1 Year (5 Years)) | Ea |  | 1 Year | 35 | 6.5% | 32.725
52226 | Genetec | ADV-CAM-P-2Y | Genetec™ Advantage for 1 Omnicast Pro Camera – 1 Year (2 Years) | Ea |  | 1 Year | 72 | 6.5% | 67.32
52227 | Genetec | ADV-CAM-P-3Y | Genetec™ Advantage for 1 Omnicast Pro Camera – 1 Year (3 Years) | Ea |  | 1 Year | 96 | 6.5% | 89.76
52228 | Genetec | ADV-CAM-P-4Y | Genetec™ Advantage for 1 Omnicast Pro Camera – 1 Year (4 Years) | Ea |  | 1 Year | 120 | 6.5% | 112.2
52229 | Genetec | ADV-CAM-P-5Y | Genetec™ Advantage for 1 Omnicast Pro Camera – 1 Year (5 Years) | Ea |  | 1 Year | 140 | 6.5% | 130.9
52230 | Genetec | ADV-CAM-S-1M | Genetec™ Advantage for 1 additional camera for SV-1XX or SV-3XX - 1 month ( Required above 25 cameras on SV-1XX or above 50 cameras on SV-3XX) | Ea |  | 1 Year | 2.5 | 6.5% | 2.3375
52231 | Genetec | ADV-CAM-S-1Y | Genetec™ Advantage for 1 additional camera for SV-1XX or SV-3XX - 1 Year ( Required above 25 cameras on SV-1XX or above 50 cameras on SV-3XX) | Ea |  | 1 Year | 25 | 6.5% | 23.375
52232 | Genetec | ADV-CAM-S2E-1M | Genetec™ Advantage upgrade from Standard to Enterprise (per camera / 1 month) | Ea |  | 1 Year | 3.5 | 6.5% | 3.2725
52233 | Genetec | ADV-CAM-S2E-1Y | Genetec™ Advantage upgrade from Standard to Enterprise (per camera / 1 Year) | Ea |  | 1 Year | 42 | 6.5% | 39.27
52234 | Genetec | ADV-CAM-S2E-2Y | Genetec™ Advantage upgrade from Standard to Enterprise (per camera / 1 Year (2 Years)) | Ea |  | 1 Year | 75.6 | 6.5% | 70.686
52235 | Genetec | ADV-CAM-S2E-3Y | Genetec™ Advantage upgrade from Standard to Enterprise (per camera / 1 Year (3 Years)) | Ea |  | 1 Year | 100.8 | 6.5% | 94.248
52236 | Genetec | ADV-CAM-S2E-4Y | Genetec™ Advantage upgrade from Standard to Enterprise (per camera / 1 Year (4 Years)) | Ea |  | 1 Year | 126 | 6.5% | 117.81
52237 | Genetec | ADV-CAM-S2E-5Y | Genetec™ Advantage upgrade from Standard to Enterprise (per camera / 1 Year (5 Years)) | Ea |  | 1 Year | 147 | 6.5% | 137.445
52238 | Genetec | ADV-CAM-S2P-1M | Genetec™ Advantage upgrade from Standard to Professional (per camera / 1 month) | Ea |  | 1 Year | 2.5 | 6.5% | 2.3375
52239 | Genetec | ADV-CAM-S2P-1Y | Genetec™ Advantage upgrade from Standard to Professional (per camera / 1 Year) | Ea |  | 1 Year | 30 | 6.5% | 28.05
52240 | Genetec | ADV-CAM-S2P-2Y | Genetec™ Advantage upgrade from Standard to Professional (per camera / 1 Year (2 Years)) | Ea |  | 1 Year | 54 | 6.5% | 50.49
52241 | Genetec | ADV-CAM-S2P-3Y | Genetec™ Advantage upgrade from Standard to Professional (per camera / 1 Year (3 Years)) | Ea |  | 1 Year | 72 | 6.5% | 67.32
52242 | Genetec | ADV-CAM-S2P-4Y | Genetec™ Advantage upgrade from Standard to Professional (per camera / 1 Year (4 Years)) | Ea |  | 1 Year | 90 | 6.5% | 84.15
52243 | Genetec | ADV-CAM-S2P-5Y | Genetec™ Advantage upgrade from Standard to Professional (per camera / 1 Year (5 Years)) | Ea |  | 1 Year | 105 | 6.5% | 98.175
52244 | Genetec | ADV-CAM-S-2Y | Genetec™ Advantage for 1 additional camera for SV-1XX or SV-3XX - 1 Year (2 Years) ( Required above 25 cameras on SV-1XX or above 50 cameras on SV-3XX) | Ea |  | 1 Year | 45 | 6.5% | 42.075
52245 | Genetec | ADV-CAM-S-3Y | Genetec™ Advantage for 1 additional camera for SV-1XX or SV-3XX - 1 Year (3 Years) ( Required above 25 cameras on SV-1XX or above 50 cameras on SV-3XX) | Ea |  | 1 Year | 60 | 6.5% | 56.1
52246 | Genetec | ADV-CAM-S-4Y | Genetec™ Advantage for 1 additional camera for SV-1XX or SV-3XX - 1 Year (4 Years) ( Required above 25 cameras on SV-1XX or above 50 cameras on SV-3XX) | Ea |  | 1 Year | 75 | 6.5% | 70.125
52247 | Genetec | ADV-CAM-S-5Y | Genetec™ Advantage for 1 additional camera for SV-1XX or SV-3XX- 1 Year (5 Years) ( Required above 25 cameras on SV-1XX or above 50 cameras on SV-3XX) | Ea |  | 1 Year | 88 | 6.5% | 82.28
52248 | Genetec | ADV-GTS-AES-1M | Genetec™ Advantage for 1 AES – 1 month | Ea |  | 1 Year | 3 | 6.5% | 2.805
52249 | Genetec | ADV-GTS-AES-1Y | Genetec™ Advantage for 1 AES – 1 Year | Ea |  | 1 Year | 30 | 6.5% | 28.05
52250 | Genetec | ADV-GTS-AES-2Y | Genetec™ Advantage for 1 AES – 1 Year (2 Years) | Ea |  | 1 Year | 55 | 6.5% | 51.425
52251 | Genetec | ADV-GTS-AES-3Y | Genetec™ Advantage for 1 AES – 3 year | Ea |  | 1 Year | 78 | 6.5% | 72.93
52252 | Genetec | ADV-GTS-AES-4Y | Genetec™ Advantage for 1 AES – 4 year | Ea |  | 1 Year | 96 | 6.5% | 89.76
52253 | Genetec | ADV-GTS-AES-5Y | Genetec™ Advantage for 1 AES – 5 year | Ea |  | 1 Year | 112 | 6.5% | 104.72
52254 | Genetec | ADV-GTS-AVL-1M | Genetec™ Advantage for 1 AVL – 1 month | Ea |  | 1 Year | 3.5 | 6.5% | 3.2725
52255 | Genetec | ADV-GTS-AVL-1Y | Genetec™ Advantage for 1 AVL – 1 Year | Ea |  | 1 Year | 35 | 6.5% | 32.725
52256 | Genetec | ADV-GTS-AVL-2Y | Genetec™ Advantage for 1 AVL – 1 Year (2 Years) | Ea |  | 1 Year | 65 | 6.5% | 60.775
52257 | Genetec | ADV-GTS-AVL-3Y | Genetec™ Advantage for 1 AVL – 3 year | Ea |  | 1 Year | 90 | 6.5% | 84.15
52258 | Genetec | ADV-GTS-AVL-4Y | Genetec™ Advantage for 1 AVL – 4 year | Ea |  | 1 Year | 112 | 6.5% | 104.72
52259 | Genetec | ADV-GTS-AVL-5Y | Genetec™ Advantage for 1 AVL – 5 year | Ea |  | 1 Year | 131 | 6.5% | 122.485
52260 | Genetec | ADV-GTS-DLC-1M | Genetec™ Advantage for 1 DLC – 1 month | Ea |  | 1 Year | 12 | 6.5% | 11.22
52261 | Genetec | ADV-GTS-DLC-1Y | Genetec™ Advantage for 1 DLC – 1 Year | Ea |  | 1 Year | 120 | 6.5% | 112.2
52262 | Genetec | ADV-GTS-DLC-2Y | Genetec™ Advantage for 1 DLC – 1 Year (2 Years) | Ea |  | 1 Year | 220 | 6.5% | 205.7
52263 | Genetec | ADV-GTS-DLC-3Y | Genetec™ Advantage for 1 DLC – 3 year | Ea |  | 1 Year | 310 | 6.5% | 289.85
52264 | Genetec | ADV-GTS-DLC-4Y | Genetec™ Advantage for 1 DLC – 4 year | Ea |  | 1 Year | 384 | 6.5% | 359.04
52265 | Genetec | ADV-GTS-DLC-5Y | Genetec™ Advantage for 1 DLC – 5 year | Ea |  | 1 Year | 450 | 6.5% | 420.75
52266 | Genetec | ADV-GTS-DMS-1M | Genetec™ Advantage for 1 DMS – 1 month | Ea |  | 1 Year | 12 | 6.5% | 11.22
52267 | Genetec | ADV-GTS-DMS-1Y | Genetec™ Advantage for 1 DMS – 1 Year | Ea |  | 1 Year | 120 | 6.5% | 112.2
52268 | Genetec | ADV-GTS-DMS-2Y | Genetec™ Advantage for 1 DMS – 1 Year (2 Years) | Ea |  | 1 Year | 220 | 6.5% | 205.7
52269 | Genetec | ADV-GTS-DMS-3Y | Genetec™ Advantage for 1 DMS – 3 year | Ea |  | 1 Year | 310 | 6.5% | 289.85
52270 | Genetec | ADV-GTS-DMS-4Y | Genetec™ Advantage for 1 DMS – 4 year | Ea |  | 1 Year | 384 | 6.5% | 359.04
52271 | Genetec | ADV-GTS-DMS-5Y | Genetec™ Advantage for 1 DMS – 5 year | Ea |  | 1 Year | 450 | 6.5% | 420.75
52272 | Genetec | ADV-GTS-RWIS-1M | Genetec™ Advantage for 1 RWIS – 1 month | Ea |  | 1 Year | 3 | 6.5% | 2.805
52273 | Genetec | ADV-GTS-RWIS-1Y | Genetec™ Advantage for 1 RWIS – 1 Year | Ea |  | 1 Year | 30 | 6.5% | 28.05
52274 | Genetec | ADV-GTS-RWIS-2Y | Genetec™ Advantage for 1 RWIS – 1 Year (2 Years) | Ea |  | 1 Year | 55 | 6.5% | 51.425
52275 | Genetec | ADV-GTS-RWIS-3Y | Genetec™ Advantage for 1 RWIS – 3 year | Ea |  | 1 Year | 78 | 6.5% | 72.93
52276 | Genetec | ADV-GTS-RWIS-4Y | Genetec™ Advantage for 1 RWIS – 4 year | Ea |  | 1 Year | 96 | 6.5% | 89.76
52277 | Genetec | ADV-GTS-RWIS-5Y | Genetec™ Advantage for 1 RWIS – 5 year | Ea |  | 1 Year | 112 | 6.5% | 104.72
52278 | Genetec | ADV-GTS-TSS-1M | Genetec™ Advantage for 1 TSS – 1 month | Ea |  | 1 Year | 3 | 6.5% | 2.805
52279 | Genetec | ADV-GTS-TSS-1Y | Genetec™ Advantage for 1 TSS – 1 Year | Ea |  | 1 Year | 30 | 6.5% | 28.05
52280 | Genetec | ADV-GTS-TSS-2Y | Genetec™ Advantage for 1 TSS – 1 Year (2 Years) | Ea |  | 1 Year | 55 | 6.5% | 51.425
52281 | Genetec | ADV-GTS-TSS-3Y | Genetec™ Advantage for 1 TSS – 3 year | Ea |  | 1 Year | 78 | 6.5% | 72.93
52282 | Genetec | ADV-GTS-TSS-4Y | Genetec™ Advantage for 1 TSS – 4 year | Ea |  | 1 Year | 96 | 6.5% | 89.76
52283 | Genetec | ADV-GTS-TSS-5Y | Genetec™ Advantage for 1 TSS – 5 year | Ea |  | 1 Year | 112 | 6.5% | 104.72
52284 | Genetec | ADV-GTS-TTNODE-1M | Genetec™ Advantage for 1 Travel Time Node – 1 month | Ea |  | 1 Year | 14 | 6.5% | 13.09
52285 | Genetec | ADV-GTS-TTNODE-1Y | Genetec™ Advantage for 1 Travel Time Node – 1 Year | Ea |  | 1 Year | 149 | 6.5% | 139.315
52286 | Genetec | ADV-GTS-TTNODE-2Y | Genetec™ Advantage for 1 Travel Time Node – 1 Year (2 Years) | Ea |  | 1 Year | 275 | 6.5% | 257.125
52287 | Genetec | ADV-GTS-TTNODE-3Y | Genetec™ Advantage for 1 Travel Time Node – 3 year | Ea |  | 1 Year | 380 | 6.5% | 355.3
52288 | Genetec | ADV-GTS-TTNODE-4Y | Genetec™ Advantage for 1 Travel Time Node – 4 year | Ea |  | 1 Year | 475 | 6.5% | 444.125
52289 | Genetec | ADV-GTS-TTNODE-5Y | Genetec™ Advantage for 1 Travel Time Node – 5 year | Ea |  | 1 Year | 560 | 6.5% | 523.6
52290 | Genetec | ADV-GTS-TTPNODE-1M | Genetec™ Advantage for 1 Travel Time Passive Node – 1 month | Ea |  | 1 Year | 6 | 6.5% | 5.61
52291 | Genetec | ADV-GTS-TTPNODE-1Y | Genetec™ Advantage for 1 Travel Time Passive Node – 1 Year | Ea |  | 1 Year | 60 | 6.5% | 56.1
52292 | Genetec | ADV-GTS-TTPNODE-2Y | Genetec™ Advantage for 1 Travel Time Passive Node – 1 Year (2 Years) | Ea |  | 1 Year | 110 | 6.5% | 102.85
52293 | Genetec | ADV-GTS-TTPNODE-3Y | Genetec™ Advantage for 1 Travel Time Passive Node – 3 year | Ea |  | 1 Year | 155 | 6.5% | 144.925
52294 | Genetec | ADV-GTS-TTPNODE-4Y | Genetec™ Advantage for 1 Travel Time Passive Node – 4 year | Ea |  | 1 Year | 192 | 6.5% | 179.52
52295 | Genetec | ADV-GTS-TTPNODE-5Y | Genetec™ Advantage for 1 Travel Time Passive Node – 5 year | Ea |  | 1 Year | 225 | 6.5% | 210.375
52296 | Genetec | ADV-KIWIL-1M | 1-month Genetec™ Advantage for KiwiVision Bundle Unlimited. Includes access to updates & upgrades, extended support package for 1 channel. | Ea |  | 1 Year | 18 | 6.5% | 16.83
52297 | Genetec | ADV-KIWIL-1Y | 1-year Genetec™ Advantage for KiwiVision Bundle Unlimited. Includes access to updates & upgrades, extended support package for 1 channel. | Ea |  | 1 Year | 220 | 6.5% | 205.7
52298 | Genetec | ADV-KIWIL-2Y | 2-year Genetec™ Advantage for KiwiVision Bundle Unlimited. Includes access to updates & upgrades, extended support package for 1 channel. | Ea |  | 1 Year | 392 | 6.5% | 366.52
52299 | Genetec | ADV-KIWIL-3Y | 3-year Genetec™ Advantage for KiwiVision Bundle Unlimited. Includes access to updates & upgrades, extended support package for 1 channel. | Ea |  | 1 Year | 523 | 6.5% | 489.005
52300 | Genetec | ADV-KIWIL-4Y | 4-year Genetec™ Advantage for KiwiVision Bundle Unlimited. Includes access to updates & upgrades, extended support package for 1 channel. | Ea |  | 1 Year | 654 | 6.5% | 611.49
52301 | Genetec | ADV-KIWIL-5Y | 5-year Genetec™ Advantage for KiwiVision Bundle Unlimited. Includes access to updates & upgrades, extended support package for 1 channel. | Ea |  | 1 Year | 763 | 6.5% | 713.405
52302 | Genetec | ADV-KIWIM-1M | 1-month Genetec™ Advantage for KiwiVision either Bundle One, Intrusion Detector or Parking Space Analyzer 6. Includes access to updates, upgrades & extended support package for 1 channel. | Ea |  | 1 Year | 9 | 6.5% | 8.415
52303 | Genetec | ADV-KIWIM-1Y | 1-year Genetec™ Advantage for KiwiVision either Bundle One, Intrusion Detector or Parking Space Analyzer 6. Includes access to updates, upgrades & extended support package for 1 channel. | Ea |  | 1 Year | 90 | 6.5% | 84.15
52304 | Genetec | ADV-KIWIM-2Y | 2-year Genetec™ Advantage for KiwiVision either Bundle One, Intrusion Detector or Parking Space Analyzer 6. Includes access to updates, upgrades & extended support package for 1 channel. | Ea |  | 1 Year | 162 | 6.5% | 151.47
52305 | Genetec | ADV-KIWIM-3Y | 3-year Genetec™ Advantage for KiwiVision either Bundle One, Intrusion Detector or Parking Space Analyzer 6. Includes access to updates, upgrades & extended support package for 1 channel. | Ea |  | 1 Year | 216 | 6.5% | 201.96
52306 | Genetec | ADV-KIWIM-4Y | 4-year Genetec™ Advantage for KiwiVision either Bundle One, Intrusion Detector or Parking Space Analyzer 6. Includes access to updates, upgrades & extended support package for 1 channel. | Ea |  | 1 Year | 270 | 6.5% | 252.45
52307 | Genetec | ADV-KIWIM-5Y | 5-year Genetec™ Advantage for KiwiVision either Bundle One, Intrusion Detector or Parking Space Analyzer 6. Includes access to updates, upgrades & extended support package for 1 channel. | Ea |  | 1 Year | 315 | 6.5% | 294.525
52308 | Genetec | ADV-KIWIS-1M | 1-month Genetec™ Advantage for KiwiVision Camera Health Monitor or Video Enhancer. Includes access to updates & upgrades, extended support package for 1 channel. | Ea |  | 1 Year | 1 | 6.5% | 0.935
52309 | Genetec | ADV-KIWIS-1Y | 1-year Genetec™ Advantage for KiwiVision Camera Health Monitor or Video Enhancer. Includes access to updates & upgrades, extended support package for 1 channel. | Ea |  | 1 Year | 9 | 6.5% | 8.415
52310 | Genetec | ADV-KIWIS-2Y | 2-year Genetec™ Advantage for KiwiVision Camera Health Monitor or Video Enhancer. Includes access to updates & upgrades, extended support package for 1 channel. | Ea |  | 1 Year | 16 | 6.5% | 14.96
52311 | Genetec | ADV-KIWIS-3Y | 3-year Genetec™ Advantage for KiwiVision Camera Health Monitor or Video Enhancer. Includes access to updates & upgrades, extended support package for 1 channel. | Ea |  | 1 Year | 22 | 6.5% | 20.57
52312 | Genetec | ADV-KIWIS-4Y | 4-year Genetec™ Advantage for KiwiVision Camera Health Monitor or Video Enhancer. Includes access to updates & upgrades, extended support package for 1 channel. | Ea |  | 1 Year | 27 | 6.5% | 25.245
52313 | Genetec | ADV-KIWIS-5Y | 5-year Genetec™ Advantage for KiwiVision Camera Health Monitor or Video Enhancer. Includes access to updates & upgrades, extended support package for 1 channel. | Ea |  | 1 Year | 32 | 6.5% | 29.92
52314 | Genetec | ADV-KIWIXL-1M | 1-month Genetec™ Advantage for KiwiVision Traffic Analyzer or Parking Space Analyzer Unlimited. Includes access to updates & upgrades, extended support package for 1 channel. | Ea |  | 1 Year | 38 | 6.5% | 35.53
52315 | Genetec | ADV-KIWIXL-1Y | 1-year Genetec™ Advantage for KiwiVision Traffic Analyzer or Parking Space Analyzer Unlimited. Includes access to updates & upgrades, extended support package for 1 channel. | Ea |  | 1 Year | 460 | 6.5% | 430.1
52316 | Genetec | ADV-KIWIXL-2Y | 2-year Genetec™ Advantage for KiwiVision Traffic Analyzer or Parking Space Analyzer Unlimited. Includes access to updates & upgrades, extended support package for 1 channel. | Ea |  | 1 Year | 828 | 6.5% | 774.18
52317 | Genetec | ADV-KIWIXL-3Y | 3-year Genetec™ Advantage for KiwiVision Traffic Analyzer or Parking Space Analyzer Unlimited. Includes access to updates & upgrades, extended support package for 1 channel. | Ea |  | 1 Year | 1104 | 6.5% | 1032.24
52318 | Genetec | ADV-KIWIXL-4Y | 4-year Genetec™ Advantage for KiwiVision Traffic Analyzer or Parking Space Analyzer Unlimited. Includes access to updates & upgrades, extended support package for 1 channel. | Ea |  | 1 Year | 1380 | 6.5% | 1290.3
52319 | Genetec | ADV-KIWIXL-5Y | 5-year Genetec™ Advantage for KiwiVision Traffic Analyzer or Parking Space Analyzer Unlimited. Includes access to updates & upgrades, extended support package for 1 channel. | Ea |  | 1 Year | 1610 | 6.5% | 1505.35
52320 | Genetec | ADV-LPR-BDL-1Y | Genetec™ Advantage Bundle for 50 to 150 AutoVu mobile system connection to Security Center - 1 Year | Ea |  | 1 Year | 7700 | 6.5% | 7199.5
52321 | Genetec | ADV-LPR-F-1M | Genetec™ Advantage for 1 AutoVu fixed camera connection - 1 Month | Ea |  | 1 Year | 6.67 | 6.5% | 6.2365
52322 | Genetec | ADV-LPR-F-1Y | Genetec™ Advantage for 1 AutoVu fixed camera connection - 1 Year | Ea |  | 1 Year | 80 | 6.5% | 74.8
52323 | Genetec | ADV-LPR-F-2Y | Genetec™ Advantage for 1 AutoVu fixed camera connection - 1 Year (2 Years) | Ea |  | 1 Year | 144 | 6.5% | 134.64
52324 | Genetec | ADV-LPR-F-3Y | Genetec™ Advantage for 1 AutoVu fixed camera connection - 1 Year (3 Years) | Ea |  | 1 Year | 192 | 6.5% | 179.52
52325 | Genetec | ADV-LPR-F-4Y | Genetec™ Advantage for 1 AutoVu fixed camera connection - 1 Year (4 Years) | Ea |  | 1 Year | 240 | 6.5% | 224.4
52326 | Genetec | ADV-LPR-F-5Y | Genetec™ Advantage for 1 AutoVu fixed camera connection - 1 Year (5 Years) | Ea |  | 1 Year | 280 | 6.5% | 261.8
52327 | Genetec | ADV-LPR-M-1M | Genetec™ Advantage Subscription1 AutoVu mobile system connection to Security Center - 1 Month | Ea |  | 1 Year | 16.7 | 6.5% | 15.6145
52328 | Genetec | ADV-LPR-M-1Y | Genetec™ Advantage 1 AutoVu mobile system connection to Security Center - 1 Year | Ea |  | 1 Year | 200 | 6.5% | 187
52329 | Genetec | ADV-LPR-M-2Y | Genetec™ Advantage 1 AutoVu mobile system connection to Security Center - 1 Year (2 Years) | Ea |  | 1 Year | 360 | 6.5% | 336.6
52330 | Genetec | ADV-LPR-M-3Y | Genetec™ Advantage Subscription1 AutoVu mobile system connection to Security Center - 1 Year (3 Years) | Ea |  | 1 Year | 480 | 6.5% | 448.8
52331 | Genetec | ADV-LPR-M-4Y | Genetec™ Advantage 1 AutoVu mobile system connection to Security Center - 1 Year (4 Years) | Ea |  | 1 Year | 600 | 6.5% | 561
52332 | Genetec | ADV-LPR-M-5Y | Genetec™ Advantage for 1 AutoVu mobile system connection to Security Center - 1 Year (5 Years) | Ea |  | 1 Year | 700 | 6.5% | 654.5
52333 | Genetec | ADV-MC-E-1DATA-1M | Genetec™ Advantage for 1 Mission Control Data Points – 1 Month | Ea |  | 1 Year | 0.8 | 6.5% | 0.748
52334 | Genetec | ADV-MC-E-1DATA-1Y | Genetec™ Advantage for 1 Mission Control Data Points – 1 Year | Ea |  | 1 Year | 10 | 6.5% | 9.35
52335 | Genetec | ADV-MC-E-1DATA-2Y | Genetec™ Advantage for 1 Mission Control Data Points – 1 Year (2 Years) | Ea |  | 1 Year | 18 | 6.5% | 16.83
52336 | Genetec | ADV-MC-E-1DATA-3Y | Genetec™ Advantage for 1 Mission Control Data Points – 1 Year (3 Years) | Ea |  | 1 Year | 24 | 6.5% | 22.44
52337 | Genetec | ADV-MC-E-1DATA-4Y | Genetec™ Advantage for 1 Mission Control Data Points – 1 Year (4 Years) | Ea |  | 1 Year | 30 | 6.5% | 28.05
52338 | Genetec | ADV-MC-E-1DATA-5Y | Genetec™ Advantage for 1 Mission Control Data Points – 1 Year (5 Years) | Ea |  | 1 Year | 35 | 6.5% | 32.725
52339 | Genetec | ADV-MC-E-1OPP-1M | Genetec™ Advantage for 1 Mission Control Operator – 1 Month | Ea |  | 1 Year | 15 | 6.5% | 14.025
52340 | Genetec | ADV-MC-E-1OPP-1Y | Genetec™ Advantage for 1 Mission Control Operator – 1 Year | Ea |  | 1 Year | 180 | 6.5% | 168.3
52341 | Genetec | ADV-MC-E-1OPP-2Y | Genetec™ Advantage for 1 Mission Control Operator – 1 Year (2 Years) | Ea |  | 1 Year | 323 | 6.5% | 302.005
52342 | Genetec | ADV-MC-E-1OPP-3Y | Genetec™ Advantage for 1 Mission Control Operator – 1 Year (3 Years) | Ea |  | 1 Year | 430 | 6.5% | 402.05
52343 | Genetec | ADV-MC-E-1OPP-4Y | Genetec™ Advantage for 1 Mission Control Operator – 1 Year (4 Years) | Ea |  | 1 Year | 538 | 6.5% | 503.03
52344 | Genetec | ADV-MC-E-1OPP-5Y | Genetec™ Advantage for 1 Mission Control Operator – 1 Year (5 Years) | Ea |  | 1 Year | 627 | 6.5% | 586.245
52345 | Genetec | ADV-MC-E-1WF-1M | Genetec™ Advantage for 1 Mission Control Incident Configuration – 1 Month | Ea |  | 1 Year | 7 | 6.5% | 6.545
52346 | Genetec | ADV-MC-E-1WF-1Y | Genetec™ Advantage for 1 Mission Control Incident Configuration – 1 Year | Ea |  | 1 Year | 87 | 6.5% | 81.345
52347 | Genetec | ADV-MC-E-1WF-2Y | Genetec™ Advantage for 1 Mission Control Incident Configuration – 1 Year (2 Years) | Ea |  | 1 Year | 157 | 6.5% | 146.795
52348 | Genetec | ADV-MC-E-1WF-3Y | Genetec™ Advantage for 1 Mission Control Incident Configuration – 1 Year (3 Years) | Ea |  | 1 Year | 209 | 6.5% | 195.415
52349 | Genetec | ADV-MC-E-1WF-4Y | Genetec™ Advantage for 1 Mission Control Incident Configuration – 1 Year (4 Years) | Ea |  | 1 Year | 262 | 6.5% | 244.97
52350 | Genetec | ADV-MC-E-1WF-5Y | Genetec™ Advantage for 1 Mission Control Incident Configuration – 1 Year (5 Years) | Ea |  | 1 Year | 306 | 6.5% | 286.11
52351 | Genetec | ADV-MC-E-BASE-1M | Genetec™ Advantage for Mission Control Base Package – 1 Year | Ea |  | 1 Year | 1125 | 6.5% | 1051.875
52352 | Genetec | ADV-MC-E-BASE-1Y | Genetec™ Advantage for Mission Control Base Package – 1 Year | Ea |  | 1 Year | 13500 | 6.5% | 12622.5
52353 | Genetec | ADV-MC-E-BASE-2Y | Genetec™ Advantage for Mission Control Base Package – 1 Year (2 Years) | Ea |  | 1 Year | 24300 | 6.5% | 22720.5
52354 | Genetec | ADV-MC-E-BASE-3Y | Genetec™ Advantage for Mission Control Base Package – 1 Year (3 Years) | Ea |  | 1 Year | 32400 | 6.5% | 30294
52355 | Genetec | ADV-MC-E-BASE-4Y | Genetec™ Advantage for Mission Control Base Package – 1 Year (4 Years) | Ea |  | 1 Year | 40500 | 6.5% | 37867.5
52356 | Genetec | ADV-MC-E-BASE-5Y | Genetec™ Advantage for Mission Control Base Package – 1 Year (5 Years) | Ea |  | 1 Year | 47250 | 6.5% | 44178.75
52357 | Genetec | ADV-MC-E-OPPSITE-1M | Genetec™ Advantage for Mission Control Operator Site License – 1 Month | Ea |  | 1 Year | 600 | 6.5% | 561
52358 | Genetec | ADV-MC-E-OPPSITE-1Y | Genetec™ Advantage for Mission Control Operator Site License – 1 Year | Ea |  | 1 Year | 7164 | 6.5% | 6698.34
52359 | Genetec | ADV-MC-E-OPPSITE-2Y | Genetec™ Advantage for Mission Control Operator Site License – 1 Year (2 Years) | Ea |  | 1 Year | 12896 | 6.5% | 12057.76
52360 | Genetec | ADV-MC-E-OPPSITE-3Y | Genetec™ Advantage for Mission Control Operator Site License – 1 Year (3 Years) | Ea |  | 1 Year | 17196 | 6.5% | 16078.26
52361 | Genetec | ADV-MC-E-OPPSITE-4Y | Genetec™ Advantage for Mission Control Operator Site License – 1 Year (4 Years) | Ea |  | 1 Year | 21492 | 6.5% | 20095.02
52362 | Genetec | ADV-MC-E-OPPSITE-5Y | Genetec™ Advantage for Mission Control Operator Site License – 1 Year (5 Years) | Ea |  | 1 Year | 25074 | 6.5% | 23444.19
52363 | Genetec | ADV-MC-E-PROFILE-1M | Genetec™ Advantage for Mission Control Profiles configuration option – 1 Month | Ea |  | 1 Year | 75 | 6.5% | 70.125
52364 | Genetec | ADV-MC-E-PROFILE-1Y | Genetec™ Advantage for Mission Control Profiles configuration option – 1 Year | Ea |  | 1 Year | 900 | 6.5% | 841.5
52365 | Genetec | ADV-MC-E-PROFILE-2Y | Genetec™ Advantage for Mission Control Profiles configuration option – 1 Year (2 Years) | Ea |  | 1 Year | 1600 | 6.5% | 1496
52366 | Genetec | ADV-MC-E-PROFILE-3Y | Genetec™ Advantage for Mission Control Profiles configuration option – 1 Year (3 Years) | Ea |  | 1 Year | 2150 | 6.5% | 2010.25
52367 | Genetec | ADV-MC-E-PROFILE-4Y | Genetec™ Advantage for Mission Control Profiles configuration option – 1 Year (4 Years) | Ea |  | 1 Year | 2700 | 6.5% | 2524.5
52368 | Genetec | ADV-MC-E-PROFILE-5Y | Genetec™ Advantage for Mission Control Profiles configuration option – 1 Year (5 Years) | Ea |  | 1 Year | 3150 | 6.5% | 2945.25
52369 | Genetec | ADV-MC-E-UDP-1M | Genetec™ Advantage for Mission Control Unrestricted number of Data Points – 1 Month | Ea |  | 1 Year | 10750 | 6.5% | 10051.25
52370 | Genetec | ADV-MC-E-UDP-1Y | Genetec™ Advantage for Mission Control Unrestricted number of Data Points – 1 Year | Ea |  | 1 Year | 128700 | 6.5% | 120334.5
52371 | Genetec | ADV-MC-E-UDP-2Y | Genetec™ Advantage for Mission Control Unrestricted Data Point – 1 Year (2 Years) | Ea |  | 1 Year | 231660 | 6.5% | 216602.1
52372 | Genetec | ADV-MC-E-UDP-3Y | Genetec™ Advantage for Mission Control Unrestricted number of Data Points – 1 Year (3 Years) | Ea |  | 1 Year | 308880 | 6.5% | 288802.8
52373 | Genetec | ADV-MC-E-UDP-4Y | Genetec™ Advantage for Mission Control Unrestricted number of Data Points – 1 Year (4 Years) | Ea |  | 1 Year | 386100 | 6.5% | 361003.5
52374 | Genetec | ADV-MC-E-UDP-5Y | Genetec™ Advantage for Mission Control Unrestricted number of Data Points – 1 Year (5 Years) | Ea |  | 1 Year | 450450 | 6.5% | 421170.75
52375 | Genetec | ADV-MC-S-1DATA-1M | Genetec™ Advantage for 1 Data Point in Mission Control Standard – 1 Month | Ea |  | 1 Year | 0.35 | 6.5% | 0.32725
52376 | Genetec | ADV-MC-S-1DATA-1Y | Genetec™ Advantage for 1 Data Point in Mission Control Standard – 1 Year | Ea |  | 1 Year | 4 | 6.5% | 3.74
52377 | Genetec | ADV-MC-S-1DATA-2Y | Genetec™ Advantage for 1 Data Point in Mission Control Standard – 1 Year (2 Years) | Ea |  | 1 Year | 8 | 6.5% | 7.48
52378 | Genetec | ADV-MC-S-1DATA-3Y | Genetec™ Advantage for 1 Data Point in Mission Control Standard – 1 Year (3 Years) | Ea |  | 1 Year | 11 | 6.5% | 10.285
52379 | Genetec | ADV-MC-S-1DATA-4Y | Genetec™ Advantage for 1 Data Point in Mission Control Standard – 1 Year (4 Years) | Ea |  | 1 Year | 13 | 6.5% | 12.155
52380 | Genetec | ADV-MC-S-1DATA-5Y | Genetec™ Advantage for 1 Data Point in Mission Control Standard – 1 Year (5 Years) | Ea |  | 1 Year | 16 | 6.5% | 14.96
52381 | Genetec | ADV-MC-S-1OPP-1M | Genetec™ Advantage for one operator on Mission Control Standard – 1 Month | Ea |  | 1 Year | 3.75 | 6.5% | 3.5063
52382 | Genetec | ADV-MC-S-1OPP-1Y | Genetec™ Advantage for one operator on Mission Control Standard – 1 Year | Ea |  | 1 Year | 45 | 6.5% | 42.075
52383 | Genetec | ADV-MC-S-1OPP-2Y | Genetec™ Advantage for one operator on Mission Control Standard – 1 Year (2 Years) | Ea |  | 1 Year | 81 | 6.5% | 75.735
52384 | Genetec | ADV-MC-S-1OPP-3Y | Genetec™ Advantage for one operator on Mission Control Standard – 1 Year (3 Years) | Ea |  | 1 Year | 108 | 6.5% | 100.98
52385 | Genetec | ADV-MC-S-1OPP-4Y | Genetec™ Advantage for one operator on Mission Control Standard – 1 Year (4 Years) | Ea |  | 1 Year | 135 | 6.5% | 126.225
52386 | Genetec | ADV-MC-S-1OPP-5Y | Genetec™ Advantage for one operator on Mission Control Standard – 1 Year (5 Years) | Ea |  | 1 Year | 158 | 6.5% | 147.73
52387 | Genetec | ADV-MC-S-1WF-1M | Genetec™ Advantage for one additional worflow on Mission Control Standard – 1 Month | Ea |  | 1 Year | 1.5 | 6.5% | 1.4025
52388 | Genetec | ADV-MC-S-1WF-1Y | Genetec™ Advantage for one additional worflow on Mission Control Standard – 1 Year | Ea |  | 1 Year | 18 | 6.5% | 16.83
52389 | Genetec | ADV-MC-S-1WF-2Y | Genetec™ Advantage for one additional worflow on Mission Control Standard – 1 Year (2 Years) | Ea |  | 1 Year | 32 | 6.5% | 29.92
52390 | Genetec | ADV-MC-S-1WF-3Y | Genetec™ Advantage for one additional worflow on Mission Control Standard – 1 Year (3 Years) | Ea |  | 1 Year | 43 | 6.5% | 40.205
52391 | Genetec | ADV-MC-S-1WF-4Y | Genetec™ Advantage for one additional worflow on Mission Control Standard – 1 Year (4 Years) | Ea |  | 1 Year | 54 | 6.5% | 50.49
52392 | Genetec | ADV-MC-S-1WF-5Y | Genetec™ Advantage for one additional worflow on Mission Control Standard – 1 Year (5 Years) | Ea |  | 1 Year | 63 | 6.5% | 58.905
52393 | Genetec | ADV-MC-S-BASE-1M | Genetec™ Advantage for Mission Control Standard – 1 Month | Ea |  | 1 Year | 375 | 6.5% | 350.625
52394 | Genetec | ADV-MC-S-BASE-1Y | Genetec™ Advantage for Mission Control Standard – 1 Year | Ea |  | 1 Year | 4500 | 6.5% | 4207.5
52395 | Genetec | ADV-MC-S-BASE-2Y | Genetec™ Advantage for Mission Control Standard – 1 Year (2 Years) | Ea |  | 1 Year | 8100 | 6.5% | 7573.5
52396 | Genetec | ADV-MC-S-BASE-3Y | Genetec™ Advantage for Mission Control Standard – 1 Year (3 Years) | Ea |  | 1 Year | 10800 | 6.5% | 10098
52397 | Genetec | ADV-MC-S-BASE-4Y | Genetec™ Advantage for Mission Control Standard – 1 Year (4 Years) | Ea |  | 1 Year | 13500 | 6.5% | 12622.5
52398 | Genetec | ADV-MC-S-BASE-5Y | Genetec™ Advantage for Mission Control Standard – 1 Year (5 Years) | Ea |  | 1 Year | 15750 | 6.5% | 14726.25
52399 | Genetec | ADV-MC-S-MAP-1M | Genetec™ Advantage for using Plan Manager Standard functionality in Mission Control Standard – 1 Month | Ea |  | 1 Year | 7.5 | 6.5% | 7.0125
52400 | Genetec | ADV-MC-S-MAP-1Y | Genetec™ Advantage for using Plan Manager Standard functionality in Mission Control Standard – 1 Year | Ea |  | 1 Year | 90 | 6.5% | 84.15
52401 | Genetec | ADV-MC-S-MAP-2Y | Genetec™ Advantage for using Plan Manager Standard functionality in Mission Control Standard – 1 Year (2 Years) | Ea |  | 1 Year | 162 | 6.5% | 151.47
52402 | Genetec | ADV-MC-S-MAP-3Y | Genetec™ Advantage for using Plan Manager Standard functionality in Mission Control Standard – 1 Year (3 Years) | Ea |  | 1 Year | 216 | 6.5% | 201.96
52403 | Genetec | ADV-MC-S-MAP-4Y | Genetec™ Advantage for using Plan Manager Standard functionality in Mission Control Standard – 1 Year (4 Years) | Ea |  | 1 Year | 270 | 6.5% | 252.45
52404 | Genetec | ADV-MC-S-MAP-5Y | Genetec™ Advantage for using Plan Manager Standard functionality in Mission Control Standard – 1 Year (5 Years) | Ea |  | 1 Year | 315 | 6.5% | 294.525
52405 | Genetec | ADV-MC-S-OPPSITE-1M | Genetec™ Advantage for Mission Control Standard Operator Site License – 1 Month | Ea |  | 1 Year | 150 | 6.5% | 140.25
52406 | Genetec | ADV-MC-S-OPPSITE-1Y | Genetec™ Advantage for Mission Control Standard Operator Site License – 1 Year | Ea |  | 1 Year | 1800 | 6.5% | 1683
52407 | Genetec | ADV-MC-S-OPPSITE-2Y | Genetec™ Advantage for Mission Control Standard Operator Site License – 1 Year (2 Years) | Ea |  | 1 Year | 3240 | 6.5% | 3029.4
52408 | Genetec | ADV-MC-S-OPPSITE-3Y | Genetec™ Advantage for Mission Control Standard Operator Site License – 3 Year | Ea |  | 1 Year | 4320 | 6.5% | 4039.2
52409 | Genetec | ADV-MC-S-OPPSITE-4Y | Genetec™ Advantage for Mission Control Standard Operator Site License – 1 Year (4 Years) | Ea |  | 1 Year | 5400 | 6.5% | 5049
52410 | Genetec | ADV-MC-S-OPPSITE-5Y | Genetec™ Advantage for Mission Control Standard Operator Site License – 1 Year (5 Years) | Ea |  | 1 Year | 6300 | 6.5% | 5890.5
52411 | Genetec | ADV-OPTION-247-1M | 24/7 Pager Support Genetec™ Advantage Option - 1 month | Ea |  | 1 Year | 500 | 6.5% | 467.5
52412 | Genetec | ADV-OPTION-247-1Y | 24/7 Pager Support Genetec™ Advantage SubscriptionOption - 1 Year | Ea |  | 1 Year | 6000 | 6.5% | 5610
52413 | Genetec | ADV-OPTION-247-2Y | 24/7 Pager Support Genetec™ Advantage Option - 1 Year (2 Years) | Ea |  | 1 Year | 10800 | 6.5% | 10098
52414 | Genetec | ADV-OPTION-247-3Y | 24/7 Pager Support Genetec™ Advantage Option - 1 Year (3 Years) | Ea |  | 1 Year | 14400 | 6.5% | 13464
52415 | Genetec | ADV-OPTION-247-4Y | 24/7 Pager Support Genetec™ Advantage Option - 1 Year (4 Years) | Ea |  | 1 Year | 18000 | 6.5% | 16830
52416 | Genetec | ADV-OPTION-247-5Y | 24/7 Pager Support Genetec™ Advantage Option - 1 Year (5 Years) | Ea |  | 1 Year | 21000 | 6.5% | 19635
52417 | Genetec | ADV-OPTION-247-EM | Emergency 24/7 Support – Weekend 24/7 Support option | Ea |  | 1 Year | 1500 | 6.5% | 1402.5
52418 | Genetec | ADV-RDR-E-1M | Genetec™ Advantage for 1 Synergis Enterprise Reader – 1 month | Ea |  | 1 Year | 1.33 | 6.5% | 1.2436
52419 | Genetec | ADV-RDR-E-1Y | Genetec™ Advantage for 1 Synergis Enterprise Reader – 1 Year | Ea |  | 1 Year | 16 | 6.5% | 14.96
52420 | Genetec | ADV-RDR-E-2Y | Genetec™ Advantage for 1 Synergis Enterprise Reader – 1 Year (2 Years) | Ea |  | 1 Year | 28.8 | 6.5% | 26.928
52421 | Genetec | ADV-RDR-E-3Y | Genetec™ Advantage for 1 Synergis Enterprise Reader – 1 Year (3 Years) | Ea |  | 1 Year | 38.4 | 6.5% | 35.904
52422 | Genetec | ADV-RDR-E-4Y | Genetec™ Advantage for 1 Synergis Enterprise Reader – 1 Year (4 Years) | Ea |  | 1 Year | 48 | 6.5% | 44.88
52423 | Genetec | ADV-RDR-E-5Y | Genetec™ Advantage for 1 Synergis Enterprise Reader – 1 Year (5 Years) | Ea |  | 1 Year | 56 | 6.5% | 52.36
52424 | Genetec | ADV-RDR-P-1M | Genetec™ Advantage for 1 Synergis Pro Reader – 1 month | Ea |  | 1 Year | 1.08 | 6.5% | 1.0098
52425 | Genetec | ADV-RDR-P-1Y | Genetec™ Advantage for 1 Synergis Pro Reader – 1 Year | Ea |  | 1 Year | 13 | 6.5% | 12.155
52426 | Genetec | ADV-RDR-P2E-1M | Genetec™ Advantage upgrade from Professional to Enterprise (per reader / 1 month) | Ea |  | 1 Year | 0.3 | 6.5% | 0.2805
52427 | Genetec | ADV-RDR-P2E-1Y | Genetec™ Advantage upgrade from Professional to Enterprise (per reader / 1 Year) | Ea |  | 1 Year | 3 | 6.5% | 2.805
52428 | Genetec | ADV-RDR-P2E-2Y | Genetec™ Advantage upgrade from Professional to Enterprise (per reader / 1 Year (2 Years)) | Ea |  | 1 Year | 5.4 | 6.5% | 5.049
52429 | Genetec | ADV-RDR-P2E-3Y | Genetec™ Advantage upgrade from Professional to Enterprise (per reader / 1 Year (3 Years)) | Ea |  | 1 Year | 7.2 | 6.5% | 6.732
52430 | Genetec | ADV-RDR-P2E-4Y | Genetec™ Advantage upgrade from Professional to Enterprise (per reader / 1 Year (4 Years)) | Ea |  | 1 Year | 9 | 6.5% | 8.415
52431 | Genetec | ADV-RDR-P2E-5Y | Genetec™ Advantage upgrade from Professional to Enterprise (per reader / 1 Year (5 Years)) | Ea |  | 1 Year | 10.5 | 6.5% | 9.8175
52432 | Genetec | ADV-RDR-P-2Y | Genetec™ Advantage for 1 Synergis Pro Reader – 1 Year (2 Years) | Ea |  | 1 Year | 23.4 | 6.5% | 21.879
52433 | Genetec | ADV-RDR-P-3Y | Genetec™ Advantage for 1 Synergis Pro Reader – 1 Year (3 Years) | Ea |  | 1 Year | 31.2 | 6.5% | 29.172
52434 | Genetec | ADV-RDR-P-4Y | Genetec™ Advantage for 1 Synergis Pro Reader – 1 Year (4 Years) | Ea |  | 1 Year | 39 | 6.5% | 36.465
52435 | Genetec | ADV-RDR-P-5Y | Genetec™ Advantage for 1 Synergis Pro Reader – 1 Year (5 Years) | Ea |  | 1 Year | 45.5 | 6.5% | 42.5425
52436 | Genetec | ADV-RDR-S2E-1M | Genetec™ Advantage upgrade from Standard to Enterprise (per reader / 1 month) | Ea |  | 1 Year | 0.5 | 6.5% | 0.4675
52437 | Genetec | ADV-RDR-S2E-1Y | Genetec™ Advantage upgrade from Standard to Enterprise (per reader / 1 Year) | Ea |  | 1 Year | 6 | 6.5% | 5.61
52438 | Genetec | ADV-RDR-S2E-2Y | Genetec™ Advantage upgrade from Standard to Enterprise (per reader / 1 Year (2 Years)) | Ea |  | 1 Year | 10.8 | 6.5% | 10.098
52439 | Genetec | ADV-RDR-S2E-3Y | Genetec™ Advantage upgrade from Standard to Enterprise (per reader / 1 Year (3 Years)) | Ea |  | 1 Year | 14.4 | 6.5% | 13.464
52440 | Genetec | ADV-RDR-S2E-4Y | Genetec™ Advantage upgrade from Standard to Enterprise (per reader / 1 Year (4 Years)) | Ea |  | 1 Year | 18 | 6.5% | 16.83
52441 | Genetec | ADV-RDR-S2E-5Y | Genetec™ Advantage upgrade from Standard to Enterprise (per reader / 1 Year (5 Years)) | Ea |  | 1 Year | 21 | 6.5% | 19.635
52442 | Genetec | ADV-RDR-S2P-1M | Genetec™ Advantage upgrade from Standard to Professional (per reader / 1 month) | Ea |  | 1 Year | 0.3 | 6.5% | 0.2805
52443 | Genetec | ADV-RDR-S2P-1Y | Genetec™ Advantage upgrade from Standard to Professional (per reader / 1 Year) | Ea |  | 1 Year | 4 | 6.5% | 3.74
52444 | Genetec | ADV-RDR-S2P-2Y | Genetec™ Advantage upgrade from Standard to Professional (per reader / 1 Year (2 Years)) | Ea |  | 1 Year | 7.2 | 6.5% | 6.732
52445 | Genetec | ADV-RDR-S2P-3Y | Genetec™ Advantage upgrade from Standard to Professional (per reader / 1 Year (3 Years)) | Ea |  | 1 Year | 9.6 | 6.5% | 8.976
52446 | Genetec | ADV-RDR-S2P-4Y | Genetec™ Advantage upgrade from Standard to Professional (per reader / 1 Year (4 Years)) | Ea |  | 1 Year | 12 | 6.5% | 11.22
52447 | Genetec | ADV-RDR-S2P-5Y | Genetec™ Advantage upgrade from Standard to Professional (per reader / 1 Year (5 Years)) | Ea |  | 1 Year | 14 | 6.5% | 13.09
52448 | Genetec | ADV-RE-1AP-BOSCH-1M | Genetec™ Advantage Renewal for 1 Bosch B/G Serie intrusion control panel connection – 1 Month | Ea |  | 1 Year | 6 | 6.5% | 5.61
52449 | Genetec | ADV-RE-1AP-BOSCH-1Y | Genetec™ Advantage Renewal for 1 Bosch B/G Serie intrusion control panel connection – 1 Year | Ea |  | 1 Year | 72 | 6.5% | 67.32
52450 | Genetec | ADV-RE-1AP-BOSCH-2Y | Genetec™ Advantage Renewal for 1 Bosch B/G Serie intrusion control panel connection – 1 Year (2 Years) | Ea |  | 1 Year | 129.6 | 6.5% | 121.176
52451 | Genetec | ADV-RE-1AP-BOSCH-3Y | Genetec™ Advantage Renewal for 1 Bosch B/G Serie intrusion control panel connection – 3 Year | Ea |  | 1 Year | 172.8 | 6.5% | 161.568
52452 | Genetec | ADV-RE-1AP-BOSCH-4Y | Genetec™ Advantage Renewal for 1 Bosch B/G Serie intrusion control panel connection – 4 Year | Ea |  | 1 Year | 216 | 6.5% | 201.96
52453 | Genetec | ADV-RE-1AP-BOSCH-5Y | Genetec™ Advantage Renewal for 1 Bosch B/G Serie intrusion control panel connection – 5 Year | Ea |  | 1 Year | 252 | 6.5% | 235.62
52454 | Genetec | ADV-RE-1AP-CDC2-SPC-1M | Genetec™ Advantage Renewal for 1 Vanderbilt SPC intrusion alarm panel connection – 1 Month | Ea |  | 1 Year | 6 | 6.5% | 5.61
52455 | Genetec | ADV-RE-1AP-CDC2-SPC-1Y | Genetec™ Advantage Renewal for 1 Vanderbilt SPC intrusion alarm panel connection – 1 Year | Ea |  | 1 Year | 72 | 6.5% | 67.32
52456 | Genetec | ADV-RE-1AP-CDC2-SPC-2Y | Genetec™ Advantage Renewal for 1 Vanderbilt SPC intrusion alarm panel connection – 1 Year (2 Years) | Ea |  | 1 Year | 130 | 6.5% | 121.55
52457 | Genetec | ADV-RE-1AP-CDC2-SPC-3Y | Genetec™ Advantage Renewal for 1 Vanderbilt SPC intrusion alarm panel connection – 3 Year | Ea |  | 1 Year | 173 | 6.5% | 161.755
52458 | Genetec | ADV-RE-1AP-CDC2-SPC-4Y | Genetec™ Advantage Renewal for 1 Vanderbilt SPC intrusion alarm panel connection – 4 Year | Ea |  | 1 Year | 216 | 6.5% | 201.96
52459 | Genetec | ADV-RE-1AP-CDC2-SPC-5Y | Genetec™ Advantage Renewal for 1 Vanderbilt SPC intrusion alarm panel connection – 5 Year | Ea |  | 1 Year | 252 | 6.5% | 235.62
52460 | Genetec | ADV-RE-1AP-CDC3-HW-1M | Genetec™ Advantage Renewal for 1 Honeywell intrusion alarm panel connection – 1 Month | Ea |  | 1 Year | 15 | 6.5% | 14.025
52461 | Genetec | ADV-RE-1AP-CDC3-HW-1Y | Genetec™ Advantage Renewal for 1 Honeywell intrusion alarm panel connection – 1 Year | Ea |  | 1 Year | 180 | 6.5% | 168.3
52462 | Genetec | ADV-RE-1AP-CDC3-HW-2Y | Genetec™ Advantage Renewal for 1 Honeywell intrusion alarm panel connection – 1 Year (2 Years) | Ea |  | 1 Year | 324 | 6.5% | 302.94
52463 | Genetec | ADV-RE-1AP-CDC3-HW-3Y | Genetec™ Advantage Renewal for 1 Honeywell intrusion alarm panel connection – 3 Year | Ea |  | 1 Year | 432 | 6.5% | 403.92
52464 | Genetec | ADV-RE-1AP-CDC3-HW-4Y | Genetec™ Advantage Renewal for 1 Honeywell intrusion alarm panel connection – 4 Year | Ea |  | 1 Year | 540 | 6.5% | 504.9
52465 | Genetec | ADV-RE-1AP-CDC3-HW-5Y | Genetec™ Advantage Renewal for 1 Honeywell intrusion alarm panel connection – 5 Year | Ea |  | 1 Year | 630 | 6.5% | 589.05
52466 | Genetec | ADV-RE-1AP-DMP-1M | Genetec™ Advantage Renewal for 1 DMP intrusion panel connection – 1 Month | Ea |  | 1 Year | 6 | 6.5% | 5.61
52467 | Genetec | ADV-RE-1AP-DMP-1Y | Genetec™ Advantage Renewal for 1 DMP intrusion panel connection – 1 Year | Ea |  | 1 Year | 72 | 6.5% | 67.32
52468 | Genetec | ADV-RE-1AP-DMP-2Y | Genetec™ Advantage Renewal for 1 DMP intrusion panel connection – 1 Year (2 Years) | Ea |  | 1 Year | 130 | 6.5% | 121.55
52469 | Genetec | ADV-RE-1AP-DMP-3Y | Genetec™ Advantage Renewal for 1 DMP intrusion panel connection – 3 Year | Ea |  | 1 Year | 173 | 6.5% | 161.755
52470 | Genetec | ADV-RE-1AP-DMP-4Y | Genetec™ Advantage Renewal for 1 DMP intrusion panel connection – 4 Year | Ea |  | 1 Year | 216 | 6.5% | 201.96
52471 | Genetec | ADV-RE-1AP-DMP-5Y | Genetec™ Advantage Renewal for 1 DMP intrusion panel connection – 5 Year | Ea |  | 1 Year | 252 | 6.5% | 235.62
52472 | Genetec | ADV-RE-1AP-DSC-1M | Genetec™ Advantage Renewal for 1 DSC PowerSeries intrusion panel connection – 1 Month | Ea |  | 1 Year | 6 | 6.5% | 5.61
52473 | Genetec | ADV-RE-1AP-DSC-1Y | Genetec™ Advantage Renewal for 1 DSC PowerSeries intrusion panel connection – 1 Year | Ea |  | 1 Year | 72 | 6.5% | 67.32
52474 | Genetec | ADV-RE-1AP-DSC-2Y | Genetec™ Advantage Renewal for 1 DSC PowerSeries intrusion panel connection – 1 Year (2 Years) | Ea |  | 1 Year | 130 | 6.5% | 121.55
52475 | Genetec | ADV-RE-1AP-DSC-3Y | Genetec™ Advantage Renewal for 1 DSC PowerSeries intrusion panel connection – 3 Year | Ea |  | 1 Year | 173 | 6.5% | 161.755
52476 | Genetec | ADV-RE-1AP-DSC-4Y | Genetec™ Advantage Renewal for 1 DSC PowerSeries intrusion panel connection – 4 Year | Ea |  | 1 Year | 216 | 6.5% | 201.96
52477 | Genetec | ADV-RE-1AP-DSC-5Y | Genetec™ Advantage Renewal for 1 DSC PowerSeries intrusion panel connection – 5 Year | Ea |  | 1 Year | 252 | 6.5% | 235.62
52478 | Genetec | ADV-RE-1HNDHLD-1M | Genetec™ Advantage Renewal for 1 AutoVu Handheld software plus one (1) AutoVu Handheld connection to Security Center (AU-I-HNDHLD) – 1 Month | Ea |  | 1 Year | 44 | 6.5% | 41.14
52479 | Genetec | ADV-RE-1HNDHLD-1Y | Genetec™ Advantage Renewal for 1 AutoVu Handheld software plus one (1) AutoVu Handheld connection to Security Center (AU-I-HNDHLD) – 1 Year | Ea |  | 1 Year | 525 | 6.5% | 490.875
52480 | Genetec | ADV-RE-1HNDHLD-2Y | Genetec™ Advantage Renewal for 1 AutoVu Handheld software plus one (1) AutoVu Handheld connection to Security Center (AU-I-HNDHLD) – 1 Year (2 Years) | Ea |  | 1 Year | 945 | 6.5% | 883.575
52481 | Genetec | ADV-RE-1HNDHLD-3Y | Genetec™ Advantage Renewal for 1 AutoVu Handheld software plus one (1) AutoVu Handheld connection to Security Center (AU-I-HNDHLD) – 3 Year | Ea |  | 1 Year | 1260 | 6.5% | 1178.1
52482 | Genetec | ADV-RE-1HNDHLD-4Y | Genetec™ Advantage Renewal for 1 AutoVu Handheld software plus one (1) AutoVu Handheld connection to Security Center (AU-I-HNDHLD) – 4 Year | Ea |  | 1 Year | 1575 | 6.5% | 1472.625
52483 | Genetec | ADV-RE-1HNDHLD-5Y | Genetec™ Advantage Renewal for 1 AutoVu Handheld software plus one (1) AutoVu Handheld connection to Security Center (AU-I-HNDHLD) – 5 Year | Ea |  | 1 Year | 1837.5 | 6.5% | 1718.0625
52484 | Genetec | ADV-RE-1PAMAG-SYM-1M | Genetec™ Advantage Renewal for 1 Amag Symmetry Access Control System Plugin - 1 Month | Ea |  | 1 Year | 60 | 6.5% | 56.1
52485 | Genetec | ADV-RE-1PAMAG-SYM-1Y | Genetec™ Advantage Renewal for 1 Amag Symmetry Access Control System Plugin - 1 Year | Ea |  | 1 Year | 720 | 6.5% | 673.2
52486 | Genetec | ADV-RE-1PAMAG-SYM-2Y | Genetec™ Advantage Renewal for 1 Amag Symmetry Access Control System Plugin - 1 Year (2 Years) | Ea |  | 1 Year | 1296 | 6.5% | 1211.76
52487 | Genetec | ADV-RE-1PAMAG-SYM-3Y | Genetec™ Advantage Renewal for 1 Amag Symmetry Access Control System Plugin - 3 Year | Ea |  | 1 Year | 1728 | 6.5% | 1615.68
52488 | Genetec | ADV-RE-1PAMAG-SYM-4Y | Genetec™ Advantage Renewal for 1 Amag Symmetry Access Control System Plugin - 4 Year | Ea |  | 1 Year | 2160 | 6.5% | 2019.6
52489 | Genetec | ADV-RE-1PAMAG-SYM-5Y | Genetec™ Advantage Renewal for 1 Amag Symmetry Access Control System Plugin - 5 Year | Ea |  | 1 Year | 2520 | 6.5% | 2356.2
52490 | Genetec | ADV-RE-1PAP-RECEIVER-1M | Genetec™ Advantage Renewal for Receiver with 100 intrusion control panel connection – 1 Month | Ea |  | 1 Year | 60 | 6.5% | 56.1
52491 | Genetec | ADV-RE-1PAP-RECEIVER-1Y | Genetec™ Advantage Renewal for Receiver with 100 intrusion control panel connection – 1 Year | Ea |  | 1 Year | 720 | 6.5% | 673.2
52492 | Genetec | ADV-RE-1PAP-RECEIVER-2Y | Genetec™ Advantage Renewal for Receiver with 100 intrusion control panel connection – 1 Year (2 Years) | Ea |  | 1 Year | 1296 | 6.5% | 1211.76
52493 | Genetec | ADV-RE-1PAP-RECEIVER-3Y | Genetec™ Advantage Renewal for Receiver with 100 intrusion control panel connection – 3 Year | Ea |  | 1 Year | 1728 | 6.5% | 1615.68
52494 | Genetec | ADV-RE-1PAP-RECEIVER-4Y | Genetec™ Advantage Renewal for Receiver with 100 intrusion control panel connection – 4 Year | Ea |  | 1 Year | 2160 | 6.5% | 2019.6
52495 | Genetec | ADV-RE-1PAP-RECEIVER-5Y | Genetec™ Advantage Renewal for Receiver with 100 intrusion control panel connection – 5 Year | Ea |  | 1 Year | 2520 | 6.5% | 2356.2
52496 | Genetec | ADV-RE-1PCDC2-ASSA-ARX-1M | Genetec™ Advantage Renewal for 1 ASSA ARX plugin - 1 Month | Ea |  | 1 Year | 12 | 6.5% | 11.22
52497 | Genetec | ADV-RE-1PCDC2-ASSA-ARX-1Y | Genetec™ Advantage Renewal for 1 ASSA ARX plugin - 1 Year | Ea |  | 1 Year | 144 | 6.5% | 134.64
52498 | Genetec | ADV-RE-1PCDC2-ASSA-ARX-2Y | Genetec™ Advantage Renewal for 1 ASSA ARX plugin - 1 Year (2 Years) | Ea |  | 1 Year | 260 | 6.5% | 243.1
52499 | Genetec | ADV-RE-1PCDC2-ASSA-ARX-3Y | Genetec™ Advantage Renewal for 1 ASSA ARX plugin - 3 Year | Ea |  | 1 Year | 350 | 6.5% | 327.25
52500 | Genetec | ADV-RE-1PCDC2-ASSA-ARX-4Y | Genetec™ Advantage Renewal for 1 ASSA ARX plugin - 4 Year | Ea |  | 1 Year | 440 | 6.5% | 411.4
52501 | Genetec | ADV-RE-1PCDC2-ASSA-ARX-5Y | Genetec™ Advantage Renewal for 1 ASSA ARX plugin - 5 Year | Ea |  | 1 Year | 510 | 6.5% | 476.85
52502 | Genetec | ADV-RE-1PCDC-3-TRAKA-1M | Genetec™ Advantage Renewal for TRAKA Key cabinet 1 connection - 1month | Ea |  | 1 Year | 30 | 6.5% | 28.05
52503 | Genetec | ADV-RE-1PCDC-3-TRAKA-1Y | Genetec™ Advantage Renewal for TRAKA Key cabinet 1 connection - 1Yr | Ea |  | 1 Year | 360 | 6.5% | 336.6
52504 | Genetec | ADV-RE-1PCDC-3-TRAKA-2Y | Genetec™ Advantage Renewal for TRAKA Key cabinet 1 connection - 2Yr | Ea |  | 1 Year | 650 | 6.5% | 607.75
52505 | Genetec | ADV-RE-1PCDC-3-TRAKA-3Y | Genetec™ Advantage Renewal for TRAKA Key cabinet 1 connection - 3Yr | Ea |  | 1 Year | 870 | 6.5% | 813.45
52506 | Genetec | ADV-RE-1PCDC-3-TRAKA-4Y | Genetec™ Advantage Renewal for TRAKA Key cabinet 1 connection - 4Yr | Ea |  | 1 Year | 1080 | 6.5% | 1009.8
52507 | Genetec | ADV-RE-1PCDC-3-TRAKA-5Y | Genetec™ Advantage Renewal for TRAKA Key cabinet 1 connection - 5Yr | Ea |  | 1 Year | 1260 | 6.5% | 1178.1
52508 | Genetec | ADV-RE-1PHEXAGONCAD-1M | Genetec™ Advantage Renewal for 1 HEXAGON CAD plugin connection -1Mo | Ea |  | 1 Year | 525 | 6.5% | 490.875
52509 | Genetec | ADV-RE-1PHEXAGONCAD-1Y | Genetec™ Advantage Renewal for 1 HEXAGON CAD plugin connection - 1Yr | Ea |  | 1 Year | 6300 | 6.5% | 5890.5
52510 | Genetec | ADV-RE-1PHEXAGONCAD-2Y | Genetec™ Advantage Renewal for 1 HEXAGON CAD plugin connection - 2Yrs | Ea |  | 1 Year | 11340 | 6.5% | 10602.9
52511 | Genetec | ADV-RE-1PHEXAGONCAD-3Y | Genetec™ Advantage Renewal for 1 HEXAGON CAD plugin connection - 3Yrs | Ea |  | 1 Year | 15120 | 6.5% | 14137.2
52512 | Genetec | ADV-RE-1PHEXAGONCAD-4Y | Genetec™ Advantage Renewal for 1 HEXAGON CAD plugin connection - 4Yrs | Ea |  | 1 Year | 18900 | 6.5% | 17671.5
52513 | Genetec | ADV-RE-1PHEXAGONCAD-5Y | Genetec™ Advantage Renewal for 1 HEXAGON CAD plugin connection - 5Yrs | Ea |  | 1 Year | 22050 | 6.5% | 20616.75
52514 | Genetec | ADV-RE-1PLEN-1M | Genetec™ Advantage Renewal for 1 Lenel OnGuard plugin - 1 Month | Ea |  | 1 Year | 60 | 6.5% | 56.1
52515 | Genetec | ADV-RE-1PLEN-1Y | Genetec™ Advantage Renewal for 1 Lenel OnGuard plugin - 1 Year | Ea |  | 1 Year | 720 | 6.5% | 673.2
52516 | Genetec | ADV-RE-1PLEN-2Y | Genetec™ Advantage Renewal for 1 Lenel OnGuard plugin - 1 Year (2 Years) | Ea |  | 1 Year | 1296 | 6.5% | 1211.76
52517 | Genetec | ADV-RE-1PLEN-3Y | Genetec™ Advantage Renewal for 1 Lenel OnGuard plugin - 3 Year | Ea |  | 1 Year | 1728 | 6.5% | 1615.68
52518 | Genetec | ADV-RE-1PLEN-4Y | Genetec™ Advantage Renewal for 1 Lenel OnGuard plugin - 4 Year | Ea |  | 1 Year | 2160 | 6.5% | 2019.6
52519 | Genetec | ADV-RE-1PLEN-5Y | Genetec™ Advantage Renewal for 1 Lenel OnGuard plugin - 5 Year | Ea |  | 1 Year | 2520 | 6.5% | 2356.2
52520 | Genetec | ADV-RE-1POTIS-COMPASS-1M | Genetec™ Advantage Renewal for Otis Compass Destination Dispatch Elevator System Plugin. -1Mo | Ea |  | 1 Year | 96 | 6.5% | 89.76
52521 | Genetec | ADV-RE-1POTIS-COMPASS-1Y | Genetec™ Advantage Renewal for Otis Compass Destination Dispatch Elevator System Plugin. -1Yr | Ea |  | 1 Year | 1152 | 6.5% | 1077.12
52522 | Genetec | ADV-RE-1POTIS-COMPASS-2Y | Genetec™ Advantage Renewal for Otis Compass Destination Dispatch Elevator System Plugin. -2Yr | Ea |  | 1 Year | 2074 | 6.5% | 1939.19
52523 | Genetec | ADV-RE-1POTIS-COMPASS-3Y | Genetec™ Advantage Renewal for Otis Compass Destination Dispatch Elevator System Plugin. -3Yr | Ea |  | 1 Year | 2765 | 6.5% | 2585.275
52524 | Genetec | ADV-RE-1POTIS-COMPASS-4Y | Genetec™ Advantage Renewal for Otis Compass Destination Dispatch Elevator System Plugin. -4Yr | Ea |  | 1 Year | 3456 | 6.5% | 3231.36
52525 | Genetec | ADV-RE-1POTIS-COMPASS-5Y | Genetec™ Advantage Renewal for Otis Compass Destination Dispatch Elevator System Plugin. -5Yr | Ea |  | 1 Year | 4032 | 6.5% | 3769.92
52526 | Genetec | ADV-RE-1PSCHINDLER-PORT-1M | Genetec™ Advantage Renewal for 1 Schindler PORT elevator plugin connection -1Mo | Ea |  | 1 Year | 96 | 6.5% | 89.76
52527 | Genetec | ADV-RE-1PSCHINDLER-PORT-1Y | Genetec™ Advantage Renewal for 1 Schindler PORT elevator plugin connection - 1Yr | Ea |  | 1 Year | 1152 | 6.5% | 1077.12
52528 | Genetec | ADV-RE-1PSCHINDLER-PORT-2Y | Genetec™ Advantage Renewal for 1 Schindler PORT elevator plugin connection - 2Yrs | Ea |  | 1 Year | 2074 | 6.5% | 1939.19
52529 | Genetec | ADV-RE-1PSCHINDLER-PORT-3Y | Genetec™ Advantage Renewal for 1 Schindler PORT elevator plugin connection - 3Yrs | Ea |  | 1 Year | 2765 | 6.5% | 2585.275
52530 | Genetec | ADV-RE-1PSCHINDLER-PORT-4Y | Genetec™ Advantage Renewal for 1 Schindler PORT elevator plugin connection - 4Yrs | Ea |  | 1 Year | 3456 | 6.5% | 3231.36
52531 | Genetec | ADV-RE-1PSCHINDLER-PORT-5Y | Genetec™ Advantage Renewal for 1 Schindler PORT elevator plugin connection - 5Yrs | Ea |  | 1 Year | 4032 | 6.5% | 3769.92
52532 | Genetec | ADV-RE-1PSHCC-1M | Genetec™ Advantage Renewal for 1 Software House CCURE 9000 access control plugin - 1 Month | Ea |  | 1 Year | 60 | 6.5% | 56.1
52533 | Genetec | ADV-RE-1PSHCC-1Y | Genetec™ Advantage Renewal for 1 Software House CCURE 9000 access control plugin - 1 Year | Ea |  | 1 Year | 720 | 6.5% | 673.2
52534 | Genetec | ADV-RE-1PSHCC-2Y | Genetec™ Advantage Renewal for 1 Software House CCURE 9000 access control plugin - 1 Year (2 Years) | Ea |  | 1 Year | 1296 | 6.5% | 1211.76
52535 | Genetec | ADV-RE-1PSHCC-3Y | Genetec™ Advantage Renewal for 1 Software House CCURE 9000 access control plugin - 3 Year | Ea |  | 1 Year | 1728 | 6.5% | 1615.68
52536 | Genetec | ADV-RE-1PSHCC-4Y | Genetec™ Advantage Renewal for 1 Software House CCURE 9000 access control plugin - 4 Year | Ea |  | 1 Year | 2160 | 6.5% | 2019.6
52537 | Genetec | ADV-RE-1PSHCC-5Y | Genetec™ Advantage Renewal for 1 Software House CCURE 9000 access control plugin - 5 Year | Ea |  | 1 Year | 2520 | 6.5% | 2356.2
52538 | Genetec | ADV-RE-1PSIPASS-1M | Genetec™ Advantage Renewal for 1 Siemens Sipass plugin - 1 Month | Ea |  | 1 Year | 120 | 6.5% | 112.2
52539 | Genetec | ADV-RE-1PSIPASS-1Y | Genetec™ Advantage Renewal for 1 Siemens Sipass plugin - 1 Year | Ea |  | 1 Year | 1440 | 6.5% | 1346.4
52540 | Genetec | ADV-RE-1PSIPASS-2Y | Genetec™ Advantage Renewal for 1 Siemens Sipass plugin - 1 Year (2 Years) | Ea |  | 1 Year | 2592 | 6.5% | 2423.52
52541 | Genetec | ADV-RE-1PSIPASS-3Y | Genetec™ Advantage Renewal for 1 Siemens Sipass plugin - 3 Year | Ea |  | 1 Year | 3456 | 6.5% | 3231.36
52542 | Genetec | ADV-RE-1PSIPASS-4Y | Genetec™ Advantage Renewal for 1 Siemens Sipass plugin - 4 Year | Ea |  | 1 Year | 4320 | 6.5% | 4039.2
52543 | Genetec | ADV-RE-1PSIPASS-5Y | Genetec™ Advantage Renewal for 1 Siemens Sipass plugin - 5 Year | Ea |  | 1 Year | 5040 | 6.5% | 4712.4
52544 | Genetec | ADV-RE-1P-TKDISPATCH-1M | Genetec™ Advantage Renewal for 1 Thyssenkrupp Destination Dispatch Elevator System plugin connection -1Mo | Ea |  | 1 Year | 96 | 6.5% | 89.76
52545 | Genetec | ADV-RE-1P-TKDISPATCH-1Y | Genetec™ Advantage Renewal for 1 Thyssenkrupp Destination Dispatch Elevator System plugin connection - 1Yr | Ea |  | 1 Year | 1152 | 6.5% | 1077.12
52546 | Genetec | ADV-RE-1P-TKDISPATCH-2Y | Genetec™ Advantage Renewal for 1 Thyssenkrupp Destination Dispatch Elevator System plugin connection - 2Yrs | Ea |  | 1 Year | 2074 | 6.5% | 1939.19
52547 | Genetec | ADV-RE-1P-TKDISPATCH-3Y | Genetec™ Advantage Renewal for 1 Thyssenkrupp Destination Dispatch Elevator System plugin connection - 3Yrs | Ea |  | 1 Year | 2765 | 6.5% | 2585.275
52548 | Genetec | ADV-RE-1P-TKDISPATCH-4Y | Genetec™ Advantage Renewal for 1 Thyssenkrupp Destination Dispatch Elevator System plugin connection - 4Yrs | Ea |  | 1 Year | 3456 | 6.5% | 3231.36
52549 | Genetec | ADV-RE-1P-TKDISPATCH-5Y | Genetec™ Advantage Renewal for 1 Thyssenkrupp Destination Dispatch Elevator System plugin connection - 5Yrs | Ea |  | 1 Year | 4032 | 6.5% | 3769.92
52550 | Genetec | ADV-RE-1PVSHCC-1M | Genetec™ Advantage Renewal for 1 Ccure video integration connection - 1 Month | Ea |  | 1 Year | 90 | 6.5% | 84.15
52551 | Genetec | ADV-RE-1PVSHCC-1Y | Genetec™ Advantage Renewal for 1 Ccure video integration connection - 1 Year | Ea |  | 1 Year | 1080 | 6.5% | 1009.8
52552 | Genetec | ADV-RE-1PVSHCC-2Y | Genetec™ Advantage Renewal for 1 Ccure video integration connection - 1 Year (2 Years) | Ea |  | 1 Year | 1944 | 6.5% | 1817.64
52553 | Genetec | ADV-RE-1PVSHCC-3Y | Genetec™ Advantage Renewal for 1 Ccure video integration connection - 3 Year | Ea |  | 1 Year | 2592 | 6.5% | 2423.52
52554 | Genetec | ADV-RE-1PVSHCC-4Y | Genetec™ Advantage Renewal for 1 Ccure video integration connection - 4 Year | Ea |  | 1 Year | 3240 | 6.5% | 3029.4
52555 | Genetec | ADV-RE-1PVSHCC-5Y | Genetec™ Advantage Renewal for 1 Ccure video integration connection - 5 Year | Ea |  | 1 Year | 3780 | 6.5% | 3534.3
52556 | Genetec | ADV-RE-1SCFED-1M | Genetec™ Advantage Renewal for 1 Federated Site connection - 1 Month | Ea |  | 1 Year | 16.7 | 6.5% | 15.6145
52557 | Genetec | ADV-RE-1SCFED-1Y | Genetec™ Advantage Renewal for 1 Federated Site connection - 1 Year | Ea |  | 1 Year | 200 | 6.5% | 187
52558 | Genetec | ADV-RE-1SCFED-20-1M | Genetec™ Advantage Renewal for 1 Federated Site connection (20 entities or less) - 1 Month | Ea |  | 1 Year | 10 | 6.5% | 9.35
52559 | Genetec | ADV-RE-1SCFED-20-1Y | Genetec™ Advantage Renewal for 1 Federated Site connection (20 entities or less) - 1 Year | Ea |  | 1 Year | 120 | 6.5% | 112.2
52560 | Genetec | ADV-RE-1SCFED-20-2Y | Genetec™ Advantage Renewal for 1 Federated Site connection (20 entities or less) - 1 Year (2 Years) | Ea |  | 1 Year | 216 | 6.5% | 201.96
52561 | Genetec | ADV-RE-1SCFED-20-3Y | Genetec™ Advantage Renewal for 1 Federated Site connection (20 entities or less) - 1 Year (3 Years) | Ea |  | 1 Year | 288 | 6.5% | 269.28
52562 | Genetec | ADV-RE-1SCFED-20-4Y | Genetec™ Advantage Renewal for 1 Federated Site connection (20 entities or less) - 1 Year (4 Years) | Ea |  | 1 Year | 360 | 6.5% | 336.6
52563 | Genetec | ADV-RE-1SCFED-20-5Y | Genetec™ Advantage Renewal for 1 Federated Site connection (20 entities or less) - 1 Year (5 Years) | Ea |  | 1 Year | 420 | 6.5% | 392.7
52564 | Genetec | ADV-RE-1SCFED-2Y | Genetec™ Advantage Renewal for 1 Federated Site connection - 1 Year (2 Years) | Ea |  | 1 Year | 360 | 6.5% | 336.6
52565 | Genetec | ADV-RE-1SCFED-3Y | Genetec™ Advantage Renewal for 1 Federated Site connection - 1 Year (3 Years) | Ea |  | 1 Year | 480 | 6.5% | 448.8
52566 | Genetec | ADV-RE-1SCFED-4Y | Genetec™ Advantage Renewal for 1 Federated Site connection - 1 Year (4 Years) | Ea |  | 1 Year | 600 | 6.5% | 561
52567 | Genetec | ADV-RE-1SCFED-5Y | Genetec™ Advantage Renewal for 1 Federated Site connection - 1 Year (5 Years) | Ea |  | 1 Year | 700 | 6.5% | 654.5
52568 | Genetec | ADV-RE-1VLEN-1M | Genetec™ Advantage Renewal for 1 Lenel OnGuard Video Translator - 1 Month | Ea |  | 1 Year | 90 | 6.5% | 84.15
52569 | Genetec | ADV-RE-1VLEN-1Y | Genetec™ Advantage Renewal for 1 Lenel OnGuard Video Translator - 1 Year | Ea |  | 1 Year | 1080 | 6.5% | 1009.8
52570 | Genetec | ADV-RE-1VLEN-2Y | Genetec™ Advantage Renewal for 1 Lenel OnGuard Video Translator - 1 Year (2 Years) | Ea |  | 1 Year | 1944 | 6.5% | 1817.64
52571 | Genetec | ADV-RE-1VLEN-3Y | Genetec™ Advantage Renewal for 1 Lenel OnGuard Video Translator - 3 Year | Ea |  | 1 Year | 2592 | 6.5% | 2423.52
52572 | Genetec | ADV-RE-1VLEN-4Y | Genetec™ Advantage Renewal for 1 Lenel OnGuard Video Translator - 4 Year | Ea |  | 1 Year | 3240 | 6.5% | 3029.4
52573 | Genetec | ADV-RE-1VLEN-5Y | Genetec™ Advantage Renewal for 1 Lenel OnGuard Video Translator - 5 Year | Ea |  | 1 Year | 3780 | 6.5% | 3534.3
52574 | Genetec | ADV-RE-ASCII-1M | ASCII plugin - Genetec Advantage coverage renewal for 1 month | Ea |  | 1 Year | 75 | 6.5% | 70.125
52575 | Genetec | ADV-RE-ASCII-1Y | ASCII plugin - Genetec Advantage coverage renewal for 1 Year | Ea |  | 1 Year | 900 | 6.5% | 841.5
52576 | Genetec | ADV-RE-ASCII-2Y | ASCII plugin - Genetec Advantage coverage renewal for 1 Year (2 Years) | Ea |  | 1 Year | 1620 | 6.5% | 1514.7
52577 | Genetec | ADV-RE-ASCII-3Y | ASCII plugin - Genetec Advantage coverage renewal for 1 Year (3 Years) | Ea |  | 1 Year | 2160 | 6.5% | 2019.6
52578 | Genetec | ADV-RE-ASCII-4Y | ASCII plugin - Genetec Advantage coverage renewal for 4 year | Ea |  | 1 Year | 2700 | 6.5% | 2524.5
52579 | Genetec | ADV-RE-ASCII-5Y | ASCII plugin - Genetec Advantage coverage renewal for 1 Year (5 Years) | Ea |  | 1 Year | 3150 | 6.5% | 2945.25
52580 | Genetec | ADV-RE-CAM-E-1M | Genetec™ Advantage Renewal for 1 Omnicast Enterprise Camera – 1 month | Ea |  | 1 Year | 4.2 | 6.5% | 3.927
52581 | Genetec | ADV-RE-CAM-E-1Y | Genetec™ Advantage Renewal for 1 Omnicast Enterprise Camera – 1 Year | Ea |  | 1 Year | 50 | 6.5% | 46.75
52582 | Genetec | ADV-RE-CAM-E-2Y | Genetec™ Advantage Renewal for 1 Omnicast Enterprise Camera – 1 Year (2 Years) | Ea |  | 1 Year | 90 | 6.5% | 84.15
52583 | Genetec | ADV-RE-CAM-E-3Y | Genetec™ Advantage Renewal for 1 Omnicast Enterprise Camera – 1 Year (3 Years) | Ea |  | 1 Year | 120 | 6.5% | 112.2
52584 | Genetec | ADV-RE-CAM-E-4Y | Genetec™ Advantage Renewal for 1 Omnicast Enterprise Camera – 1 Year (4 Years) | Ea |  | 1 Year | 150 | 6.5% | 140.25
52585 | Genetec | ADV-RE-CAM-E-5Y | Genetec™ Advantage Renewal for 1 Omnicast Enterprise Camera – 1 Year (5 Years) | Ea |  | 1 Year | 175 | 6.5% | 163.625
52586 | Genetec | ADV-RE-CAM-P-1M | Genetec™ Advantage Renewal for 1 Omnicast Pro Camera – 1 month | Ea |  | 1 Year | 3.3 | 6.5% | 3.0855
52587 | Genetec | ADV-RE-CAM-P-1Y | Genetec™ Advantage Renewal for 1 Omnicast Pro Camera – 1 Year | Ea |  | 1 Year | 40 | 6.5% | 37.4
52588 | Genetec | ADV-RE-CAM-P2E-1M | Genetec™ Advantage Renewal upgrade from Professional to Enterprise (per camera / 1 month) | Ea |  | 1 Year | 0.8 | 6.5% | 0.748
52589 | Genetec | ADV-RE-CAM-P2E-1Y | Genetec™ Advantage Renewal upgrade from Professional to Enterprise (per camera / 1 Year) | Ea |  | 1 Year | 10 | 6.5% | 9.35
52590 | Genetec | ADV-RE-CAM-P2E-2Y | Genetec™ Advantage Renewal upgrade from Professional to Enterprise (per camera / 1 Year (2 Years)) | Ea |  | 1 Year | 18 | 6.5% | 16.83
52591 | Genetec | ADV-RE-CAM-P2E-3Y | Genetec™ Advantage Renewal upgrade from Professional to Enterprise (per camera / 1 Year (3 Years)) | Ea |  | 1 Year | 24 | 6.5% | 22.44
52592 | Genetec | ADV-RE-CAM-P2E-4Y | Genetec™ Advantage Renewal upgrade from Professional to Enterprise (per camera / 1 Year (4 Years)) | Ea |  | 1 Year | 30 | 6.5% | 28.05
52593 | Genetec | ADV-RE-CAM-P2E-5Y | Genetec™ Advantage Renewal upgrade from Professional to Enterprise (per camera / 1 Year (5 Years)) | Ea |  | 1 Year | 35 | 6.5% | 32.725
52594 | Genetec | ADV-RE-CAM-P-2Y | Genetec™ Advantage Renewal for 1 Omnicast Pro Camera – 1 Year (2 Years) | Ea |  | 1 Year | 72 | 6.5% | 67.32
52595 | Genetec | ADV-RE-CAM-P-3Y | Genetec™ Advantage Renewal for 1 Omnicast Pro Camera – 1 Year (3 Years) | Ea |  | 1 Year | 96 | 6.5% | 89.76
52596 | Genetec | ADV-RE-CAM-P-4Y | Genetec™ Advantage Renewal for 1 Omnicast Pro Camera – 1 Year (4 Years) | Ea |  | 1 Year | 120 | 6.5% | 112.2
52597 | Genetec | ADV-RE-CAM-P-5Y | Genetec™ Advantage Renewal for 1 Omnicast Pro Camera – 1 Year (5 Years) | Ea |  | 1 Year | 140 | 6.5% | 130.9
52598 | Genetec | ADV-RE-CAM-S-1M | Genetec™ Advantage Renewal for 1 additional camera for SV-1XX or SV-3XX - 1 month ( Required above 25 cameras on SV-1XX or above 50 cameras on SV-3XX) | Ea |  | 1 Year | 2.5 | 6.5% | 2.3375
52599 | Genetec | ADV-RE-CAM-S-1Y | Genetec™ Advantage Renewal for 1 additional camera for SV-1XX or SV-3XX - 1 Year ( Required above 25 cameras on SV-1XX or above 50 cameras on SV-3XX) | Ea |  | 1 Year | 25 | 6.5% | 23.375
52600 | Genetec | ADV-RE-CAM-S2E-1M | Genetec™ Advantage Renewal upgrade from Standard to Enterprise (per camera / 1 month) | Ea |  | 1 Year | 3.5 | 6.5% | 3.2725
52601 | Genetec | ADV-RE-CAM-S2E-1Y | Genetec™ Advantage Renewal upgrade from Standard to Enterprise (per camera / 1 Year) | Ea |  | 1 Year | 42 | 6.5% | 39.27
52602 | Genetec | ADV-RE-CAM-S2E-2Y | Genetec™ Advantage Renewal upgrade from Standard to Enterprise (per camera / 1 Year (2 Years)) | Ea |  | 1 Year | 75.6 | 6.5% | 70.686
52603 | Genetec | ADV-RE-CAM-S2E-3Y | Genetec™ Advantage Renewal upgrade from Standard to Enterprise (per camera / 1 Year (3 Years)) | Ea |  | 1 Year | 100.8 | 6.5% | 94.248
52604 | Genetec | ADV-RE-CAM-S2E-4Y | Genetec™ Advantage Renewal upgrade from Standard to Enterprise (per camera / 1 Year (4 Years)) | Ea |  | 1 Year | 126 | 6.5% | 117.81
52605 | Genetec | ADV-RE-CAM-S2E-5Y | Genetec™ Advantage Renewal upgrade from Standard to Enterprise (per camera / 1 Year (5 Years)) | Ea |  | 1 Year | 147 | 6.5% | 137.445
52606 | Genetec | ADV-RE-CAM-S2P-1M | Genetec™ Advantage Renewal upgrade from Standard to Professional (per camera / 1 month) | Ea |  | 1 Year | 2.5 | 6.5% | 2.3375
52607 | Genetec | ADV-RE-CAM-S2P-1Y | Genetec™ Advantage Renewal upgrade from Standard to Professional (per camera / 1 Year) | Ea |  | 1 Year | 30 | 6.5% | 28.05
52608 | Genetec | ADV-RE-CAM-S2P-2Y | Genetec™ Advantage Renewal upgrade from Standard to Professional (per camera / 1 Year (2 Years)) | Ea |  | 1 Year | 54 | 6.5% | 50.49
52609 | Genetec | ADV-RE-CAM-S2P-3Y | Genetec™ Advantage Renewal upgrade from Standard to Professional (per camera / 1 Year (3 Years)) | Ea |  | 1 Year | 72 | 6.5% | 67.32
52610 | Genetec | ADV-RE-CAM-S2P-4Y | Genetec™ Advantage Renewal upgrade from Standard to Professional (per camera / 1 Year (4 Years)) | Ea |  | 1 Year | 90 | 6.5% | 84.15
52611 | Genetec | ADV-RE-CAM-S2P-5Y | Genetec™ Advantage Renewal upgrade from Standard to Professional (per camera / 1 Year (5 Years)) | Ea |  | 1 Year | 105 | 6.5% | 98.175
52612 | Genetec | ADV-RE-CAM-S-2Y | Genetec™ Advantage Renewal for 1 additional camera for SV-1XX or SV-3XX - 1 Year (2 Years) ( Required above 25 cameras on SV-1XX or above 50 cameras on SV-3XX) | Ea |  | 1 Year | 45 | 6.5% | 42.075
52613 | Genetec | ADV-RE-CAM-S-3Y | Genetec™ Advantage Renewal for 1 additional camera for SV-1XX or SV-3XX - 1 Year (3 Years) ( Required above 25 cameras on SV-1XX or above 50 cameras on SV-3XX) | Ea |  | 1 Year | 60 | 6.5% | 56.1
52614 | Genetec | ADV-RE-CAM-S-4Y | Genetec™ Advantage Renewal for 1 additional camera for SV-1XX or SV-3XX - 1 Year (4 Years) ( Required above 25 cameras on SV-1XX or above 50 cameras on SV-3XX) | Ea |  | 1 Year | 75 | 6.5% | 70.125
52615 | Genetec | ADV-RE-CAM-S-5Y | Genetec™ Advantage Renewal for 1 additional camera for SV-1XX or SV-3XX- 1 Year (5 Years) ( Required above 25 cameras on SV-1XX or above 50 cameras on SV-3XX) | Ea |  | 1 Year | 88 | 6.5% | 82.28
52616 | Genetec | ADV-RE-KIWIL-1M | 1-month Genetec™ Advantage Renewal for KiwiVision Bundle Unlimited. Includes access to updates & upgrades, extended support package for 1 channel. | Ea |  | 1 Year | 18 | 6.5% | 16.83
52617 | Genetec | ADV-RE-KIWIL-1Y | 1-year Genetec™ Advantage Renewal for KiwiVision Bundle Unlimited. Includes access to updates & upgrades, extended support package for 1 channel. | Ea |  | 1 Year | 220 | 6.5% | 205.7
52618 | Genetec | ADV-RE-KIWIL-2Y | 2-year Genetec™ Advantage Renewal for KiwiVision Bundle Unlimited. Includes access to updates & upgrades, extended support package for 1 channel. | Ea |  | 1 Year | 392 | 6.5% | 366.52
52619 | Genetec | ADV-RE-KIWIL-3Y | 3-year Genetec™ Advantage Renewal for KiwiVision Bundle Unlimited. Includes access to updates & upgrades, extended support package for 1 channel. | Ea |  | 1 Year | 523 | 6.5% | 489.005
52620 | Genetec | ADV-RE-KIWIL-4Y | 4-year Genetec™ Advantage Renewal for KiwiVision Bundle Unlimited. Includes access to updates & upgrades, extended support package for 1 channel. | Ea |  | 1 Year | 654 | 6.5% | 611.49
52621 | Genetec | ADV-RE-KIWIL-5Y | 5-year Genetec™ Advantage Renewal for KiwiVision Bundle Unlimited. Includes access to updates & upgrades, extended support package for 1 channel. | Ea |  | 1 Year | 763 | 6.5% | 713.405
52622 | Genetec | ADV-RE-KIWIM-1M | 1-month Genetec™ Advantage Renewal for KiwiVision either Bundle One, Privacy Protector, Vehicle Counter or Parking Space Analyzer 6. Includes access to updates & upgrades, extended support package for 1 channel. | Ea |  | 1 Year | 9 | 6.5% | 8.415
52623 | Genetec | ADV-RE-KIWIM-1Y | 1-year Genetec™ Advantage Renewal for KiwiVision either Bundle One, Privacy Protector, Vehicle Counter or Parking Space Analyzer 6. Includes access to updates & upgrades, extended support package for 1 channel. | Ea |  | 1 Year | 90 | 6.5% | 84.15
52624 | Genetec | ADV-RE-KIWIM-2Y | 2-year Genetec™ Advantage Renewal for KiwiVision either Bundle One, Privacy Protector, Vehicle Counter or Parking Space Analyzer 6. Includes access to updates & upgrades, extended support package for 1 channel. | Ea |  | 1 Year | 162 | 6.5% | 151.47
52625 | Genetec | ADV-RE-KIWIM-3Y | 3-year Genetec™ Advantage Renewal for KiwiVision either Bundle One, Privacy Protector, Vehicle Counter or Parking Space Analyzer 6. Includes access to updates & upgrades, extended support package for 1 channel. | Ea |  | 1 Year | 216 | 6.5% | 201.96
52626 | Genetec | ADV-RE-KIWIM-4Y | 4-year Genetec™ Advantage Renewal for KiwiVision either Bundle One, Privacy Protector, Vehicle Counter or Parking Space Analyzer 6. Includes access to updates & upgrades, extended support package for 1 channel. | Ea |  | 1 Year | 270 | 6.5% | 252.45
52627 | Genetec | ADV-RE-KIWIM-5Y | 5-year Genetec™ Advantage Renewal for KiwiVision either Bundle One, Privacy Protector, Vehicle Counter or Parking Space Analyzer 6. Includes access to updates & upgrades, extended support package for 1 channel. | Ea |  | 1 Year | 315 | 6.5% | 294.525
52628 | Genetec | ADV-RE-KIWIS-1M | 1-month Genetec™ Advantage Renewal for KiwiVision Camera Health Monitor or Video Enhancer. Includes access to updates & upgrades, extended support package for 1 channel. | Ea |  | 1 Year | 1 | 6.5% | 0.935
52629 | Genetec | ADV-RE-KIWIS-1Y | 1-year Genetec™ Advantage Renewal for KiwiVision Camera Health Monitor or Video Enhancer. Includes access to updates & upgrades, extended support package for 1 channel. | Ea |  | 1 Year | 9 | 6.5% | 8.415
52630 | Genetec | ADV-RE-KIWIS-2Y | 2-year Genetec™ Advantage Renewal for KiwiVision Camera Health Monitor or Video Enhancer. Includes access to updates & upgrades, extended support package for 1 channel. | Ea |  | 1 Year | 16 | 6.5% | 14.96
52631 | Genetec | ADV-RE-KIWIS-3Y | 3-year Genetec™ Advantage Renewal for KiwiVision Camera Health Monitor or Video Enhancer. Includes access to updates & upgrades, extended support package for 1 channel. | Ea |  | 1 Year | 22 | 6.5% | 20.57
52632 | Genetec | ADV-RE-KIWIS-4Y | 4-year Genetec™ Advantage Renewal for KiwiVision Camera Health Monitor or Video Enhancer. Includes access to updates & upgrades, extended support package for 1 channel. | Ea |  | 1 Year | 27 | 6.5% | 25.245
52633 | Genetec | ADV-RE-KIWIS-5Y | 5-year Genetec™ Advantage Renewal for KiwiVision Camera Health Monitor or Video Enhancer. Includes access to updates & upgrades, extended support package for 1 channel. | Ea |  | 1 Year | 32 | 6.5% | 29.92
52634 | Genetec | ADV-RE-KIWIXL-1M | 1-month Genetec™ Advantage Renewal for KiwiVision Traffic Analyzer or Parking Space Analyzer Unlimited. Includes access to updates & upgrades, extended support package for 1 channel. | Ea |  | 1 Year | 38 | 6.5% | 35.53
52635 | Genetec | ADV-RE-KIWIXL-1Y | 1-year Genetec™ Advantage Renewal for KiwiVision Traffic Analyzer or Parking Space Analyzer Unlimited. Includes access to updates & upgrades, extended support package for 1 channel. | Ea |  | 1 Year | 460 | 6.5% | 430.1
52636 | Genetec | ADV-RE-KIWIXL-2Y | 2-year Genetec™ Advantage Renewal for KiwiVision Traffic Analyzer or Parking Space Analyzer Unlimited. Includes access to updates & upgrades, extended support package for 1 channel. | Ea |  | 1 Year | 828 | 6.5% | 774.18
52637 | Genetec | ADV-RE-KIWIXL-3Y | 3-year Genetec™ Advantage Renewal for KiwiVision Traffic Analyzer or Parking Space Analyzer Unlimited. Includes access to updates & upgrades, extended support package for 1 channel. | Ea |  | 1 Year | 1104 | 6.5% | 1032.24
52638 | Genetec | ADV-RE-KIWIXL-4Y | 4-year Genetec™ Advantage Renewal for KiwiVision Traffic Analyzer or Parking Space Analyzer Unlimited. Includes access to updates & upgrades, extended support package for 1 channel. | Ea |  | 1 Year | 1380 | 6.5% | 1290.3
52639 | Genetec | ADV-RE-KIWIXL-5Y | 5-year Genetec™ Advantage Renewal for KiwiVision Traffic Analyzer or Parking Space Analyzer Unlimited. Includes access to updates & upgrades, extended support package for 1 channel. | Ea |  | 1 Year | 1610 | 6.5% | 1505.35
52640 | Genetec | ADV-RE-LPR-BDL-1Y | Genetec™ Advantage Renewal Bundle for 50 to 150 AutoVu mobile system connection to Security Center - 1 Year | Ea |  | 1 Year | 7700 | 6.5% | 7199.5
52641 | Genetec | ADV-RE-LPR-F-1M | Genetec™ Advantage Renewal for 1 AutoVu fixed camera connection - 1 Month | Ea |  | 1 Year | 6.67 | 6.5% | 6.2365
52642 | Genetec | ADV-RE-LPR-F-1Y | Genetec™ Advantage Renewal for 1 AutoVu fixed camera connection - 1 Year | Ea |  | 1 Year | 80 | 6.5% | 74.8
52643 | Genetec | ADV-RE-LPR-F-2Y | Genetec™ Advantage Renewal for 1 AutoVu fixed camera connection - 1 Year (2 Years) | Ea |  | 1 Year | 144 | 6.5% | 134.64
52644 | Genetec | ADV-RE-LPR-F-3Y | Genetec™ Advantage Renewal for 1 AutoVu fixed camera connection - 1 Year (3 Years) | Ea |  | 1 Year | 192 | 6.5% | 179.52
52645 | Genetec | ADV-RE-LPR-F-4Y | Genetec™ Advantage Renewal for 1 AutoVu fixed camera connection - 1 Year (4 Years) | Ea |  | 1 Year | 240 | 6.5% | 224.4
52646 | Genetec | ADV-RE-LPR-F-5Y | Genetec™ Advantage Renewal for 1 AutoVu fixed camera connection - 1 Year (5 Years) | Ea |  | 1 Year | 280 | 6.5% | 261.8
52647 | Genetec | ADV-RE-LPR-M-1M | Genetec™ Advantage Renewal Subscription1 AutoVu mobile system connection to Security Center - 1 Month | Ea |  | 1 Year | 16.7 | 6.5% | 15.6145
52648 | Genetec | ADV-RE-LPR-M-1Y | Genetec™ Advantage Renewal 1 AutoVu mobile system connection to Security Center - 1 Year | Ea |  | 1 Year | 200 | 6.5% | 187
52649 | Genetec | ADV-RE-LPR-M-2Y | Genetec™ Advantage Renewal 1 AutoVu mobile system connection to Security Center - 1 Year (2 Years) | Ea |  | 1 Year | 360 | 6.5% | 336.6
52650 | Genetec | ADV-RE-LPR-M-3Y | Genetec™ Advantage Renewal Subscription1 AutoVu mobile system connection to Security Center - 1 Year (3 Years) | Ea |  | 1 Year | 480 | 6.5% | 448.8
52651 | Genetec | ADV-RE-LPR-M-4Y | Genetec™ Advantage Renewal 1 AutoVu mobile system connection to Security Center - 1 Year (4 Years) | Ea |  | 1 Year | 600 | 6.5% | 561
52652 | Genetec | ADV-RE-LPR-M-5Y | Genetec™ Advantage Renewal for 1 AutoVu mobile system connection to Security Center - 1 Year (5 Years) | Ea |  | 1 Year | 700 | 6.5% | 654.5
52653 | Genetec | ADV-RE-MC-E-1DATA-1M | Genetec™ Advantage Renewal for 1 Mission Control Data Points – 1 Month | Ea |  | 1 Year | 0.8 | 6.5% | 0.748
52654 | Genetec | ADV-RE-MC-E-1DATA-1Y | Genetec™ Advantage Renewal for 1 Mission Control Data Points – 1 Year | Ea |  | 1 Year | 10 | 6.5% | 9.35
52655 | Genetec | ADV-RE-MC-E-1DATA-2Y | Genetec™ Advantage Renewal for 1 Mission Control Data Points – 1 Year (2 Years) | Ea |  | 1 Year | 18 | 6.5% | 16.83
52656 | Genetec | ADV-RE-MC-E-1DATA-3Y | Genetec™ Advantage Renewal for 1 Mission Control Data Points – 1 Year (3 Years) | Ea |  | 1 Year | 24 | 6.5% | 22.44
52657 | Genetec | ADV-RE-MC-E-1DATA-4Y | Genetec™ Advantage Renewal for 1 Mission Control Data Points – 1 Year (4 Years) | Ea |  | 1 Year | 30 | 6.5% | 28.05
52658 | Genetec | ADV-RE-MC-E-1DATA-5Y | Genetec™ Advantage Renewal for 1 Mission Control Data Points – 1 Year (5 Years) | Ea |  | 1 Year | 35 | 6.5% | 32.725
52659 | Genetec | ADV-RE-MC-E-1OPP-1M | Genetec™ Advantage Renewal for 1 Mission Control Operator – 1 Month | Ea |  | 1 Year | 15 | 6.5% | 14.025
52660 | Genetec | ADV-RE-MC-E-1OPP-1Y | Genetec™ Advantage Renewal for 1 Mission Control Operator – 1 Year | Ea |  | 1 Year | 180 | 6.5% | 168.3
52661 | Genetec | ADV-RE-MC-E-1OPP-2Y | Genetec™ Advantage Renewal for 1 Mission Control Operator – 1 Year (2 Years) | Ea |  | 1 Year | 323 | 6.5% | 302.005
52662 | Genetec | ADV-RE-MC-E-1OPP-3Y | Genetec™ Advantage Renewal for 1 Mission Control Operator – 1 Year (3 Years) | Ea |  | 1 Year | 430 | 6.5% | 402.05
52663 | Genetec | ADV-RE-MC-E-1OPP-4Y | Genetec™ Advantage Renewal for 1 Mission Control Operator – 1 Year (4 Years) | Ea |  | 1 Year | 538 | 6.5% | 503.03
52664 | Genetec | ADV-RE-MC-E-1OPP-5Y | Genetec™ Advantage Renewal for 1 Mission Control Operator – 1 Year (5 Years) | Ea |  | 1 Year | 627 | 6.5% | 586.245
52665 | Genetec | ADV-RE-MC-E-1WF-1M | Genetec™ Advantage Renewal for 1 Mission Control incident configuration – 1 Month | Ea |  | 1 Year | 7 | 6.5% | 6.545
52666 | Genetec | ADV-RE-MC-E-1WF-1Y | Genetec™ Advantage Renewal for 1 Mission Control incident configuration – 1 Year | Ea |  | 1 Year | 87 | 6.5% | 81.345
52667 | Genetec | ADV-RE-MC-E-1WF-2Y | Genetec™ Advantage Renewal for 1 Mission Control Incident Configuration – 1 Year (2 Years) | Ea |  | 1 Year | 157 | 6.5% | 146.795
52668 | Genetec | ADV-RE-MC-E-1WF-3Y | Genetec™ Advantage Renewal for 1 Mission Control Incident Configuration – 1 Year (3 Years) | Ea |  | 1 Year | 209 | 6.5% | 195.415
52669 | Genetec | ADV-RE-MC-E-1WF-4Y | Genetec™ Advantage Renewal for 1 Mission Control Incident Configuration – 1 Year (4 Years) | Ea |  | 1 Year | 262 | 6.5% | 244.97
52670 | Genetec | ADV-RE-MC-E-1WF-5Y | Genetec™ Advantage Renewal for 1 Mission Control Incident Configuration – 1 Year (5 Years) | Ea |  | 1 Year | 306 | 6.5% | 286.11
52671 | Genetec | ADV-RE-MC-E-BASE-1M | Genetec™ Advantage Renewal for Mission Control Base Package – 1 Month | Ea |  | 1 Year | 1125 | 6.5% | 1051.875
52672 | Genetec | ADV-RE-MC-E-BASE-1Y | Genetec™ Advantage Renewal for Mission Control Base Package – 1 Year | Ea |  | 1 Year | 13500 | 6.5% | 12622.5
52673 | Genetec | ADV-RE-MC-E-BASE-2Y | Genetec™ Advantage Renewal for Mission Control Base Package – 1 Year (2 Years) | Ea |  | 1 Year | 24300 | 6.5% | 22720.5
52674 | Genetec | ADV-RE-MC-E-BASE-3Y | Genetec™ Advantage Renewal for Mission Control Base Package – 1 Year (3 Years) | Ea |  | 1 Year | 32400 | 6.5% | 30294
52675 | Genetec | ADV-RE-MC-E-BASE-4Y | Genetec™ Advantage Renewal for Mission Control Base Package – 1 Year (4 Years) | Ea |  | 1 Year | 40500 | 6.5% | 37867.5
52676 | Genetec | ADV-RE-MC-E-BASE-5Y | Genetec™ Advantage Renewal for Mission Control Base Package – 1 Year (5 Years) | Ea |  | 1 Year | 47250 | 6.5% | 44178.75
52677 | Genetec | ADV-RE-MC-E-OPPSITE-1M | Genetec™ Advantage Renewal for Mission Control Operator Site License – 1 Month | Ea |  | 1 Year | 600 | 6.5% | 561
52678 | Genetec | ADV-RE-MC-E-OPPSITE-1Y | Genetec™ Advantage Renewal for Mission Control Operator Site License – 1 Year | Ea |  | 1 Year | 7164 | 6.5% | 6698.34
52679 | Genetec | ADV-RE-MC-E-OPPSITE-2Y | Genetec™ Advantage Renewal for Mission Control Operator Site License – 1 Year (2 Years) | Ea |  | 1 Year | 12896 | 6.5% | 12057.76
52680 | Genetec | ADV-RE-MC-E-OPPSITE-3Y | Genetec™ Advantage Renewal for Mission Control Operator Site License – 1 Year (3 Years) | Ea |  | 1 Year | 17196 | 6.5% | 16078.26
52681 | Genetec | ADV-RE-MC-E-OPPSITE-4Y | Genetec™ Advantage Renewal for Mission Control Operator Site License – 1 Year (4 Years) | Ea |  | 1 Year | 21492 | 6.5% | 20095.02
52682 | Genetec | ADV-RE-MC-E-OPPSITE-5Y | Genetec™ Advantage Renewal for Mission Control Operator Site License – 1 Year (5 Years) | Ea |  | 1 Year | 25074 | 6.5% | 23444.19
52683 | Genetec | ADV-RE-MC-E-PROFILE-1M | Genetec™ Advantage Renewal for Mission Control Profiles configuration option – 1 Month | Ea |  | 1 Year | 75 | 6.5% | 70.125
52684 | Genetec | ADV-RE-MC-E-PROFILE-1Y | Genetec™ Advantage Renewal for Mission Control Profiles configuration option – 1 Year | Ea |  | 1 Year | 900 | 6.5% | 841.5
52685 | Genetec | ADV-RE-MC-E-PROFILE-2Y | Genetec™ Advantage Renewal for Mission Control Profiles configuration option – 1 Year (2 Years) | Ea |  | 1 Year | 1600 | 6.5% | 1496
52686 | Genetec | ADV-RE-MC-E-PROFILE-3Y | Genetec™ Advantage Renewal for Mission Control Profiles configuration option – 1 Year (3 Years) | Ea |  | 1 Year | 2150 | 6.5% | 2010.25
52687 | Genetec | ADV-RE-MC-E-PROFILE-4Y | Genetec™ Advantage Renewal for Mission Control Profiles configuration option – 1 Year (4 Years) | Ea |  | 1 Year | 2700 | 6.5% | 2524.5
52688 | Genetec | ADV-RE-MC-E-PROFILE-5Y | Genetec™ Advantage Renewal for Mission Control Profiles configuration option – 1 Year (5 Years) | Ea |  | 1 Year | 3150 | 6.5% | 2945.25
52689 | Genetec | ADV-RE-MC-E-UDP-1M | Genetec™ Advantage Renewal for Mission Control Unrestricted number of Data Points – 1 Month | Ea |  | 1 Year | 10750 | 6.5% | 10051.25
52690 | Genetec | ADV-RE-MC-E-UDP-1Y | Genetec™ Advantage Renewal for Mission Control Unrestricted number of Data Points – 1 Year | Ea |  | 1 Year | 128700 | 6.5% | 120334.5
52691 | Genetec | ADV-RE-MC-E-UDP-2Y | Genetec™ Advantage Renewal for Mission Control Unrestricted number of Data Points – 1 Year (2 Years) | Ea |  | 1 Year | 231660 | 6.5% | 216602.1
52692 | Genetec | ADV-RE-MC-E-UDP-3Y | Genetec™ Advantage Renewal for Mission Control Unrestricted number of Data Points – 1 Year (3 Years) | Ea |  | 1 Year | 308880 | 6.5% | 288802.8
52693 | Genetec | ADV-RE-MC-E-UDP-4Y | Genetec™ Advantage Renewal for Mission Control Unrestricted number of Data Points – 1 Year (4 Years) | Ea |  | 1 Year | 386100 | 6.5% | 361003.5
52694 | Genetec | ADV-RE-MC-E-UDP-5Y | Genetec™ Advantage Renewal for Mission Control Unrestricted number of Data Points – 1 Year (5 Years) | Ea |  | 1 Year | 450450 | 6.5% | 421170.75
52695 | Genetec | ADV-RE-MC-S-1DATA-1M | Genetec™ Advantage Renewal for 1 DataPoint in Mission Control Standard – 1 Month | Ea |  | 1 Year | 0.35 | 6.5% | 0.32725
52696 | Genetec | ADV-RE-MC-S-1DATA-1Y | Genetec™ Advantage Renewal for 1 DataPoint in Mission Control Standard – 1 Year | Ea |  | 1 Year | 4 | 6.5% | 3.74
52697 | Genetec | ADV-RE-MC-S-1DATA-2Y | Genetec™ Advantage Renewal for 1 DataPoint in Mission Control Standard – 1 Year (2 Years) | Ea |  | 1 Year | 8 | 6.5% | 7.48
52698 | Genetec | ADV-RE-MC-S-1DATA-3Y | Genetec™ Advantage Renewal for 1 DataPoint in Mission Control Standard – 1 Year (3 Years) | Ea |  | 1 Year | 11 | 6.5% | 10.285
52699 | Genetec | ADV-RE-MC-S-1DATA-4Y | Genetec™ Advantage Renewal for 1 DataPoint in Mission Control Standard – 1 Year (4 Years) | Ea |  | 1 Year | 13 | 6.5% | 12.155
52700 | Genetec | ADV-RE-MC-S-1DATA-5Y | Genetec™ Advantage Renewal for 1 DataPoint in Mission Control Standard – 1 Year (5 Years) | Ea |  | 1 Year | 16 | 6.5% | 14.96
52701 | Genetec | ADV-RE-MC-S-1OPP-1M | Genetec™ Advantage Renewal for Operator in Mission Control Standard – 1 Month | Ea |  | 1 Year | 3.75 | 6.5% | 3.5063
52702 | Genetec | ADV-RE-MC-S-1OPP-1Y | Genetec™ Advantage Renewal for Operator in Mission Control Standard – 1 Year | Ea |  | 1 Year | 45 | 6.5% | 42.075
52703 | Genetec | ADV-RE-MC-S-1OPP-2Y | Genetec™ Advantage Renewal for Operator in Mission Control Standard – 1 Year (2 Years) | Ea |  | 1 Year | 81 | 6.5% | 75.735
52704 | Genetec | ADV-RE-MC-S-1OPP-3Y | Genetec™ Advantage Renewal for Operator in Mission Control Standard – 1 Year (3 Years) | Ea |  | 1 Year | 108 | 6.5% | 100.98
52705 | Genetec | ADV-RE-MC-S-1OPP-4Y | Genetec™ Advantage Renewal for Operator in Mission Control Standard – 1 Year (4 Years) | Ea |  | 1 Year | 135 | 6.5% | 126.225
52706 | Genetec | ADV-RE-MC-S-1OPP-5Y | Genetec™ Advantage Renewal for Operator in Mission Control Standard – 1 Year (5 Years) | Ea |  | 1 Year | 158 | 6.5% | 147.73
52707 | Genetec | ADV-RE-MC-S-1WF-1M | Genetec™ Advantage Renewal for 1 Incident configuration in Mission Control Standard – 1 Month | Ea |  | 1 Year | 1.5 | 6.5% | 1.4025
52708 | Genetec | ADV-RE-MC-S-1WF-1Y | Genetec™ Advantage Renewal for 1 Incident configuration in Mission Control Standard – 1 Year | Ea |  | 1 Year | 18 | 6.5% | 16.83
52709 | Genetec | ADV-RE-MC-S-1WF-2Y | Genetec™ Advantage Renewal for 1 Incident Configuration in Mission Control Standard – 1 Year (2 Years) | Ea |  | 1 Year | 32 | 6.5% | 29.92
52710 | Genetec | ADV-RE-MC-S-1WF-3Y | Genetec™ Advantage Renewal for 1 Incident Configuration in Mission Control Standard – 1 Year (3 Years) | Ea |  | 1 Year | 43 | 6.5% | 40.205
52711 | Genetec | ADV-RE-MC-S-1WF-4Y | Genetec™ Advantage Renewal for 1 incident configuration in Mission Control Standard – 1 Year (4 Years) | Ea |  | 1 Year | 54 | 6.5% | 50.49
52712 | Genetec | ADV-RE-MC-S-1WF-5Y | Genetec™ Advantage Renewal for 1 Incident Configuration in Mission Control Standard – 1 Year (5 Years) | Ea |  | 1 Year | 63 | 6.5% | 58.905
52713 | Genetec | ADV-RE-MC-S-BASE-1M | Genetec™ Advantage Renewal for Mission Control Standard – 1 Month | Ea |  | 1 Year | 375 | 6.5% | 350.625
52714 | Genetec | ADV-RE-MC-S-BASE-1Y | Genetec™ Advantage Renewal for Mission Control Standard – 1 Year | Ea |  | 1 Year | 4500 | 6.5% | 4207.5
52715 | Genetec | ADV-RE-MC-S-BASE-2Y | Genetec™ Advantage Renewal for Mission Control Standard – 1 Year (2 Years) | Ea |  | 1 Year | 8100 | 6.5% | 7573.5
52716 | Genetec | ADV-RE-MC-S-BASE-3Y | Genetec™ Advantage Renewal for Mission Control Standard – 1 Year (3 Years) | Ea |  | 1 Year | 10800 | 6.5% | 10098
52717 | Genetec | ADV-RE-MC-S-BASE-4Y | Genetec™ Advantage Renewal for Mission Control Standard – 1 Year (4 Years) | Ea |  | 1 Year | 13500 | 6.5% | 12622.5
52718 | Genetec | ADV-RE-MC-S-BASE-5Y | Genetec™ Advantage Renewal for Mission Control Standard – 1 Year (5 Years) | Ea |  | 1 Year | 15750 | 6.5% | 14726.25
52719 | Genetec | ADV-RE-MC-S-MAP-1M | Genetec™ Advantage Renewal for using Plan Manager Standard functionality in Mission Control Standard – 1 Month | Ea |  | 1 Year | 7.5 | 6.5% | 7.0125
52720 | Genetec | ADV-RE-MC-S-MAP-1Y | Genetec™ Advantage Renewal for using Plan Manager Standard functionality in Mission Control Standard – 1 Year | Ea |  | 1 Year | 90 | 6.5% | 84.15
52721 | Genetec | ADV-RE-MC-S-MAP-2Y | Genetec™ Advantage Renewal for using Plan Manager Standard functionality in Mission Control Standard – 1 Year (2 Years) | Ea |  | 1 Year | 162 | 6.5% | 151.47
52722 | Genetec | ADV-RE-MC-S-MAP-3Y | Genetec™ Advantage Renewal for using Plan Manager Standard functionality in Mission Control Standard – 1 Year (3 Years) | Ea |  | 1 Year | 216 | 6.5% | 201.96
52723 | Genetec | ADV-RE-MC-S-MAP-4Y | Genetec™ Advantage Renewal for using Plan Manager Standard functionality in Mission Control Standard – 1 Year (4 Years) | Ea |  | 1 Year | 270 | 6.5% | 252.45
52724 | Genetec | ADV-RE-MC-S-MAP-5Y | Genetec™ Advantage Renewal for using Plan Manager Standard functionality in Mission Control Standard – 1 Year (5 Years) | Ea |  | 1 Year | 315 | 6.5% | 294.525
52725 | Genetec | ADV-RE-MC-S-OPPSITE-1M | Genetec™ Advantage Renewal for Mission Control Standard Operator Site License – 1 Month | Ea |  | 1 Year | 150 | 6.5% | 140.25
52726 | Genetec | ADV-RE-MC-S-OPPSITE-1Y | Genetec™ Advantage Renewal for Mission Control Standard Operator Site License – 1 Year | Ea |  | 1 Year | 1800 | 6.5% | 1683
52727 | Genetec | ADV-RE-MC-S-OPPSITE-2Y | Genetec™ Advantage Renewal for Mission Control Standard Operator Site License – 1 Year (2 Years) | Ea |  | 1 Year | 3240 | 6.5% | 3029.4
52728 | Genetec | ADV-RE-MC-S-OPPSITE-3Y | Genetec™ Advantage Renewal for Mission Control Standard Operator Site License – 1 Year (3 Years) | Ea |  | 1 Year | 4320 | 6.5% | 4039.2
52729 | Genetec | ADV-RE-MC-S-OPPSITE-4Y | Genetec™ Advantage Renewal for Mission Control Standard Operator Site License – 1 Year (4 Years) | Ea |  | 1 Year | 5400 | 6.5% | 5049
52730 | Genetec | ADV-RE-MC-S-OPPSITE-5Y | Genetec™ Advantage Renewal for Mission Control Standard Operator Site License – 1 Year (5 Years) | Ea |  | 1 Year | 6300 | 6.5% | 5890.5
52731 | Genetec | ADV-RE-OPTION-247-1M | 24/7 Pager Support Genetec™ Advantage Option Renewal - 1 month | Ea |  | 1 Year | 500 | 6.5% | 467.5
52732 | Genetec | ADV-RE-OPTION-247-1Y | 24/7 Pager Support Genetec™ Advantage Renewal Option - 1 Year | Ea |  | 1 Year | 6000 | 6.5% | 5610
52733 | Genetec | ADV-RE-OPTION-247-2Y | 24/7 Pager Support Genetec™ Advantage Renewal Option - 1 Year (2 Years) | Ea |  | 1 Year | 10800 | 6.5% | 10098
52734 | Genetec | ADV-RE-OPTION-247-3Y | 24/7 Pager Support Genetec™ Advantage Renewal Option - 1 Year (3 Years) | Ea |  | 1 Year | 14400 | 6.5% | 13464
52735 | Genetec | ADV-RE-OPTION-247-4Y | 24/7 Pager Support Genetec™ Advantage Renewal Option - 1 Year (4 Years) | Ea |  | 1 Year | 18000 | 6.5% | 16830
52736 | Genetec | ADV-RE-OPTION-247-5Y | 24/7 Pager Support Genetec™ Advantage Renewal Option - 1 Year (5 Years) | Ea |  | 1 Year | 21000 | 6.5% | 19635
52737 | Genetec | ADV-RE-OPTION-247-EM | Emergency 24/7 Support – Weekend 24/7 Support option -Renewal | Ea |  | 1 Year | 1500 | 6.5% | 1402.5
52738 | Genetec | ADV-RE-RDR-E-1M | Genetec™ Advantage Renewal for 1 Synergis Enterprise Reader – 1 month | Ea |  | 1 Year | 1.33 | 6.5% | 1.2436
52739 | Genetec | ADV-RE-RDR-E-1Y | Genetec™ Advantage Renewal for 1 Synergis Enterprise Reader – 1 Year | Ea |  | 1 Year | 16 | 6.5% | 14.96
52740 | Genetec | ADV-RE-RDR-E-2Y | Genetec™ Advantage Renewal for 1 Synergis Enterprise Reader – 1 Year (2 Years) | Ea |  | 1 Year | 28.8 | 6.5% | 26.928
52741 | Genetec | ADV-RE-RDR-E-3Y | Genetec™ Advantage Renewal for 1 Synergis Enterprise Reader – 1 Year (3 Years) | Ea |  | 1 Year | 38.4 | 6.5% | 35.904
52742 | Genetec | ADV-RE-RDR-E-4Y | Genetec™ Advantage Renewal for 1 Synergis Enterprise Reader – 1 Year (4 Years) | Ea |  | 1 Year | 48 | 6.5% | 44.88
52743 | Genetec | ADV-RE-RDR-E-5Y | Genetec™ Advantage Renewal for 1 Synergis Enterprise Reader – 1 Year (5 Years) | Ea |  | 1 Year | 56 | 6.5% | 52.36
52744 | Genetec | ADV-RE-RDR-P-1M | Genetec™ Advantage Renewal for 1 Synergis Pro Reader – 1 month | Ea |  | 1 Year | 1.1 | 6.5% | 1.0285
52745 | Genetec | ADV-RE-RDR-P-1Y | Genetec™ Advantage Renewal for 1 Synergis Pro Reader – 1 Year | Ea |  | 1 Year | 13 | 6.5% | 12.155
52746 | Genetec | ADV-RE-RDR-P2E-1M | Genetec™ Advantage Renewal upgrade from Professional to Enterprise (per reader / 1 month) | Ea |  | 1 Year | 0.3 | 6.5% | 0.2805
52747 | Genetec | ADV-RE-RDR-P2E-1Y | Genetec™ Advantage Renewal upgrade from Professional to Enterprise (per reader / 1 Year) | Ea |  | 1 Year | 3 | 6.5% | 2.805
52748 | Genetec | ADV-RE-RDR-P2E-2Y | Genetec™ Advantage Renewal upgrade from Professional to Enterprise (per reader / 1 Year (2 Years)) | Ea |  | 1 Year | 5.4 | 6.5% | 5.049
52749 | Genetec | ADV-RE-RDR-P2E-3Y | Genetec™ Advantage Renewal upgrade from Professional to Enterprise (per reader / 1 Year (3 Years)) | Ea |  | 1 Year | 7.2 | 6.5% | 6.732
52750 | Genetec | ADV-RE-RDR-P2E-4Y | Genetec™ Advantage Renewal upgrade from Professional to Enterprise (per reader / 1 Year (4 Years)) | Ea |  | 1 Year | 9 | 6.5% | 8.415
52751 | Genetec | ADV-RE-RDR-P2E-5Y | Genetec™ Advantage Renewal upgrade from Professional to Enterprise (per reader / 1 Year (5 Years)) | Ea |  | 1 Year | 10.5 | 6.5% | 9.8175
52752 | Genetec | ADV-RE-RDR-P-2Y | Genetec™ Advantage Renewal for 1 Synergis Pro Reader – 1 Year (2 Years) | Ea |  | 1 Year | 23.4 | 6.5% | 21.879
52753 | Genetec | ADV-RE-RDR-P-3Y | Genetec™ Advantage Renewal for 1 Synergis Pro Reader – 1 Year (3 Years) | Ea |  | 1 Year | 31.2 | 6.5% | 29.172
52754 | Genetec | ADV-RE-RDR-P-4Y | Genetec™ Advantage Renewal for 1 Synergis Pro Reader – 1 Year (4 Years) | Ea |  | 1 Year | 39 | 6.5% | 36.465
52755 | Genetec | ADV-RE-RDR-P-5Y | Genetec™ Advantage Renewal for 1 Synergis Pro Reader – 1 Year (5 Years) | Ea |  | 1 Year | 45.5 | 6.5% | 42.5425
52756 | Genetec | ADV-RE-RDR-S2E-1M | Genetec™ Advantage Renewal upgrade from Standard to Enterprise (per reader / 1 month) | Ea |  | 1 Year | 0.5 | 6.5% | 0.4675
52757 | Genetec | ADV-RE-RDR-S2E-1Y | Genetec™ Advantage Renewal upgrade from Standard to Enterprise (per reader / 1 Year) | Ea |  | 1 Year | 6 | 6.5% | 5.61
52758 | Genetec | ADV-RE-RDR-S2E-2Y | Genetec™ Advantage Renewal upgrade from Standard to Enterprise (per reader / 1 Year (2 Years)) | Ea |  | 1 Year | 10.8 | 6.5% | 10.098
52759 | Genetec | ADV-RE-RDR-S2E-3Y | Genetec™ Advantage Renewal upgrade from Standard to Enterprise (per reader / 1 Year (3 Years)) | Ea |  | 1 Year | 14.4 | 6.5% | 13.464
52760 | Genetec | ADV-RE-RDR-S2E-4Y | Genetec™ Advantage Renewal upgrade from Standard to Enterprise (per reader / 1 Year (4 Years)) | Ea |  | 1 Year | 18 | 6.5% | 16.83
52761 | Genetec | ADV-RE-RDR-S2E-5Y | Genetec™ Advantage Renewal upgrade from Standard to Enterprise (per reader / 1 Year (5 Years)) | Ea |  | 1 Year | 21 | 6.5% | 19.635
52762 | Genetec | ADV-RE-RDR-S2P-1M | Genetec™ Advantage Renewal upgrade from Standard to Professional (per reader / 1 month) | Ea |  | 1 Year | 0.3 | 6.5% | 0.2805
52763 | Genetec | ADV-RE-RDR-S2P-1Y | Genetec™ Advantage Renewal upgrade from Standard to Professional (per reader / 1 Year) | Ea |  | 1 Year | 4 | 6.5% | 3.74
52764 | Genetec | ADV-RE-RDR-S2P-2Y | Genetec™ Advantage Renewal upgrade from Standard to Professional (per reader / 1 Year (2 Years)) | Ea |  | 1 Year | 7.2 | 6.5% | 6.732
52765 | Genetec | ADV-RE-RDR-S2P-3Y | Genetec™ Advantage Renewal upgrade from Standard to Professional (per reader / 1 Year (3 Years)) | Ea |  | 1 Year | 9.6 | 6.5% | 8.976
52766 | Genetec | ADV-RE-RDR-S2P-4Y | Genetec™ Advantage Renewal upgrade from Standard to Professional (per reader / 1 Year (4 Years)) | Ea |  | 1 Year | 12 | 6.5% | 11.22
52767 | Genetec | ADV-RE-RDR-S2P-5Y | Genetec™ Advantage Renewal upgrade from Standard to Professional (per reader / 1 Year (5 Years)) | Ea |  | 1 Year | 14 | 6.5% | 13.09
52768 | Genetec | ADV-RE-SIP-A-1M | Genetec™ Advantage Renewal for 1 Sipelia Advanced Intercom connection - 1 Month | Ea |  | 1 Year | 1.25 | 6.5% | 1.1688
52769 | Genetec | ADV-RE-SIP-A-1Y | Genetec™ Advantage Renewal for 1 Sipelia Advanced Intercom connection - 1 Years | Ea |  | 1 Year | 15 | 6.5% | 14.025
52770 | Genetec | ADV-RE-SIP-A-2Y | Genetec™ Advantage Renewal for 1 Sipelia Advanced Intercom connection - 1 Year (2 Years) | Ea |  | 1 Year | 27 | 6.5% | 25.245
52771 | Genetec | ADV-RE-SIP-A-3Y | Genetec™ Advantage Renewal for 1 Sipelia Advanced Intercom connection - 1 Year (3 Years) | Ea |  | 1 Year | 36 | 6.5% | 33.66
52772 | Genetec | ADV-RE-SIP-A-4Y | Genetec™ Advantage Renewal for 1 Sipelia Advanced Intercom connection - 1 Year (4 Years) | Ea |  | 1 Year | 45 | 6.5% | 42.075
52773 | Genetec | ADV-RE-SIP-A-5Y | Genetec™ Advantage Renewal for 1 Sipelia Advanced Intercom connection - 1 Year (5 Years) | Ea |  | 1 Year | 52.5 | 6.5% | 49.0875
52774 | Genetec | ADV-RE-SIP-S-1M | Genetec™ Advantage Renewal for 1 Sipelia Standard Intercom connection - 1 Month | Ea |  | 1 Year | 2.1 | 6.5% | 1.9635
52775 | Genetec | ADV-RE-SIP-S-1Y | Genetec™ Advantage Renewal for 1 Sipelia Standard Intercom connection - 1 Years | Ea |  | 1 Year | 25 | 6.5% | 23.375
52776 | Genetec | ADV-RE-SIP-S-2Y | Genetec™ Advantage Renewal for 1 Sipelia Standard Intercom connection - 1 Year (2 Years) | Ea |  | 1 Year | 45 | 6.5% | 42.075
52777 | Genetec | ADV-RE-SIP-S-3Y | Genetec™ Advantage Renewal for 1 Sipelia Standard Intercom connection - 1 Year (3 Years) | Ea |  | 1 Year | 60 | 6.5% | 56.1
52778 | Genetec | ADV-RE-SIP-S-4Y | Genetec™ Advantage Renewal for 1 Sipelia Standard Intercom connection - 1 Year (4 Years) | Ea |  | 1 Year | 75 | 6.5% | 70.125
52779 | Genetec | ADV-RE-SIP-S-5Y | Genetec™ Advantage Renewal for 1 Sipelia Standard Intercom connection - 1 Year (5 Years) | Ea |  | 1 Year | 87.5 | 6.5% | 81.8125
52780 | Genetec | ADV-RE-SNAPSHOT-1M | Snapshot plugin - Genetec Advantage coverage renewal for 1 month | Ea |  | 1 Year | 75 | 6.5% | 70.125
52781 | Genetec | ADV-RE-SNAPSHOT-1Y | Snapshot plugin - Genetec Advantage coverage renewal for 1 Year | Ea |  | 1 Year | 900 | 6.5% | 841.5
52782 | Genetec | ADV-RE-SNAPSHOT-2Y | Snapshot plugin - Genetec Advantage coverage renewal for 1 Year (2 Years) | Ea |  | 1 Year | 1620 | 6.5% | 1514.7
52783 | Genetec | ADV-RE-SNAPSHOT-3Y | Snapshot plugin - Genetec Advantage coverage renewal for 1 Year (3 Years) | Ea |  | 1 Year | 2160 | 6.5% | 2019.6
52784 | Genetec | ADV-RE-SNAPSHOT-4Y | Snapshot plugin - Genetec Advantage coverage renewal for 1 Year (4 Years) | Ea |  | 1 Year | 2700 | 6.5% | 2524.5
52785 | Genetec | ADV-RE-SNAPSHOT-5Y | Snapshot plugin - Genetec Advantage coverage renewal for 1 Year (5 Years) | Ea |  | 1 Year | 3150 | 6.5% | 2945.25
52786 | Genetec | ADV-RE-SNMP-1M | SNMP macro - Genetec Advantage coverage renewal for 1 month | Ea |  | 1 Year | 30 | 6.5% | 28.05
52787 | Genetec | ADV-RE-SNMP-1Y | SNMP macro - Genetec Advantage coverage renewal for 1 Year | Ea |  | 1 Year | 360 | 6.5% | 336.6
52788 | Genetec | ADV-RE-SNMP-2Y | SNMP macro - Genetec Advantage coverage renewal for 1 Year (2 Years) | Ea |  | 1 Year | 648 | 6.5% | 605.88
52789 | Genetec | ADV-RE-SNMP-3Y | SNMP macro - Genetec Advantage coverage renewal for 1 Year (3 Years) | Ea |  | 1 Year | 864 | 6.5% | 807.84
52790 | Genetec | ADV-RE-SNMP-4Y | SNMP macro - Genetec Advantage coverage renewal for 1 Year (4 Years) | Ea |  | 1 Year | 1080 | 6.5% | 1009.8
52791 | Genetec | ADV-RE-SNMP-5Y | SNMP macro - Genetec Advantage coverage renewal for 1 Year (5 Years) | Ea |  | 1 Year | 1260 | 6.5% | 1178.1
52792 | Genetec | ADV-RE-STANDARD-1M | Genetec™ Advantage Renewal Flat Rate for 1 Omnicast or Synergis Standard system – 1 month | Ea |  | 1 Year | 50 | 6.5% | 46.75
52793 | Genetec | ADV-RE-STANDARD-1Y | Genetec™ Advantage Renewal Flat Rate for 1 Omnicast or Synergis Standard system – 1 Year | Ea |  | 1 Year | 600 | 6.5% | 561
52794 | Genetec | ADV-RE-STANDARD-2Y | Genetec™ Advantage Renewal Flat Rate for 1 Omnicast or Synergis Standard system – 1 Year (2 Years) | Ea |  | 1 Year | 1080 | 6.5% | 1009.8
52795 | Genetec | ADV-RE-STANDARD-3Y | Genetec™ Advantage Renewal Flat Rate for 1 Omnicast or Synergis Standard system – 1 Year (3 Years) | Ea |  | 1 Year | 1440 | 6.5% | 1346.4
52796 | Genetec | ADV-RE-STANDARD-4Y | Genetec™ Advantage Renewal Flat Rate for 1 Omnicast or Synergis Standard system – 1 Year (4 Years) | Ea |  | 1 Year | 1800 | 6.5% | 1683
52797 | Genetec | ADV-RE-STANDARD-5Y | Genetec™ Advantage Renewal Flat Rate for 1 Omnicast or Synergis Standard system – 1 Year (5 Years) | Ea |  | 1 Year | 2100 | 6.5% | 1963.5
52798 | Genetec | ADV-RE-STANDARD-U-1M | Genetec™ Advantage Renewal Flat Rate for 1 Unified Omnicast or Synergis Standard system – 1 month | Ea |  | 1 Year | 16.7 | 6.5% | 15.6145
52799 | Genetec | ADV-RE-STANDARD-U-1Y | Genetec™ Advantage Renewal Flat Rate for 1 Unified Omnicast or Synergis Standard system – 1 Year | Ea |  | 1 Year | 200 | 6.5% | 187
52800 | Genetec | ADV-RE-STANDARD-U-2Y | Genetec™ Advantage Renewal Flat Rate for 1 Unified Omnicast or Synergis Standard system – 1 Year (2 Years) | Ea |  | 1 Year | 360 | 6.5% | 336.6
52801 | Genetec | ADV-RE-STANDARD-U-3Y | Genetec™ Advantage Renewal Flat Rate for 1 Unified Omnicast or Synergis Standard system – 1 Year (3 Years) | Ea |  | 1 Year | 480 | 6.5% | 448.8
52802 | Genetec | ADV-RE-STANDARD-U-4Y | Genetec™ Advantage Renewal Flat Rate for 1 Unified Omnicast or Synergis Standard system – 1 Year (4 Years) | Ea |  | 1 Year | 600 | 6.5% | 561
52803 | Genetec | ADV-RE-STANDARD-U-5Y | Genetec™ Advantage Renewal Flat Rate for 1 Unified Omnicast or Synergis Standard system – 1 Year (5 Years) | Ea |  | 1 Year | 700 | 6.5% | 654.5
52804 | Genetec | ADV-RE-SV100-1M | Genetec™ Advantage Renewal Flat Rate for 1 SV-1XX system – 1 month (up to 25 cameras) | Ea |  | 1 Year | 20.8 | 6.5% | 19.448
52805 | Genetec | ADV-RE-SV100-1Y | Genetec™ Advantage Renewal Flat Rate for 1 SV-1XX system – 1 Year (up to 25 cameras) | Ea |  | 1 Year | 250 | 6.5% | 233.75
52806 | Genetec | ADV-RE-SV100-2Y | Genetec™ Advantage Renewal Flat Rate for 1 SV-1XX system – 1 Year (2 Years) (up to 25 cameras) | Ea |  | 1 Year | 450 | 6.5% | 420.75
52807 | Genetec | ADV-RE-SV100-3Y | Genetec™ Advantage Renewal Flat Rate for 1 SV-1XX system – 1 Year (3 Years) (up to 25 cameras) | Ea |  | 1 Year | 600 | 6.5% | 561
52808 | Genetec | ADV-RE-SV100-4Y | Genetec™ Advantage Renewal Flat Rate for 1 SV-1XX system – 1 Year (4 Years) (up to 25 cameras) | Ea |  | 1 Year | 750 | 6.5% | 701.25
52809 | Genetec | ADV-RE-SV100-5Y | Genetec™ Advantage Renewal Flat Rate for 1 SV-1XX system – 1 Year (5 Years) (up to 25 cameras) | Ea |  | 1 Year | 875 | 6.5% | 818.125
52810 | Genetec | ADV-RE-SV16-1M | Genetec™ Advantage Renewal Flat Rate for 1 SV-16 system – 1 month | Ea |  | 1 Year | 20.8 | 6.5% | 19.448
52811 | Genetec | ADV-RE-SV16-1Y | Genetec™ Advantage Renewal Flat Rate for 1 SV-16 system – 1 Year | Ea |  | 1 Year | 250 | 6.5% | 233.75
52812 | Genetec | ADV-RE-SV162E-1M | Genetec™ Advantage Renewal upgrade from SV-16 to Enterprise (per camera / 1 month) | Ea |  | 1 Year | 2.9 | 6.5% | 2.7115
52813 | Genetec | ADV-RE-SV162P-1M | Genetec™ Advantage Renewal upgrade from SV-16 to Professional (per camera / 1 month) | Ea |  | 1 Year | 2.1 | 6.5% | 1.9635
52814 | Genetec | ADV-RE-SV162S-1M | Genetec™ Advantage Renewal upgrade from SV-16 to Standard (per system / 1 Month) | Ea |  | 1 Year | 29.2 | 6.5% | 27.302
52815 | Genetec | ADV-RE-SV16-2Y | Genetec™ Advantage Renewal Flat Rate for 1 SV-16 system – 1 Year (2 Years) | Ea |  | 1 Year | 450 | 6.5% | 420.75
52816 | Genetec | ADV-RE-SV16-3Y | Genetec™ Advantage Renewal Flat Rate for 1 SV-16 system – 1 Year (3 Years) | Ea |  | 1 Year | 600 | 6.5% | 561
52817 | Genetec | ADV-RE-SV16-4Y | Genetec™ Advantage Renewal Flat Rate for 1 SV-16 system – 1 Year (4 Years) | Ea |  | 1 Year | 750 | 6.5% | 701.25
52818 | Genetec | ADV-RE-SV16-5Y | Genetec™ Advantage Renewal Flat Rate for 1 SV-16 system – 1 Year (5 Years) | Ea |  | 1 Year | 875 | 6.5% | 818.125
52819 | Genetec | ADV-RE-SV300-1M | Genetec™ Advantage Renewal Flat Rate for 1 SV-3XX system – 1 month (up to 50 cameras) | Ea |  | 1 Year | 50 | 6.5% | 46.75
52820 | Genetec | ADV-RE-SV300-1Y | Genetec™ Advantage Renewal Flat Rate for 1 SV-3XX system – 1 Year (up to 50 cameras) | Ea |  | 1 Year | 600 | 6.5% | 561
52821 | Genetec | ADV-RE-SV300-2Y | Genetec™ Advantage Renewal Flat Rate for 1 SV-3XX system – 1 Year (2 Years) (up to 50 cameras) | Ea |  | 1 Year | 1080 | 6.5% | 1009.8
52822 | Genetec | ADV-RE-SV300-3Y | Genetec™ Advantage Renewal Flat Rate for 1 SV-3XX system – 1 Year (3 Years) (up to 50 cameras) | Ea |  | 1 Year | 1440 | 6.5% | 1346.4
52823 | Genetec | ADV-RE-SV300-4Y | Genetec™ Advantage Renewal Flat Rate for 1 SV-3XX system – 1 Year (4 Years) (up to 50 cameras) | Ea |  | 1 Year | 1800 | 6.5% | 1683
52824 | Genetec | ADV-RE-SV300-5Y | Genetec™ Advantage Renewal Flat Rate for 1 SV-3XX system – 1 Year (5 Years) (up to 50 cameras) | Ea |  | 1 Year | 2100 | 6.5% | 1963.5
52825 | Genetec | ADV-RE-SV32-1M | Genetec™ Advantage Renewal Flat Rate for 1 SV-32 system – 1 month | Ea |  | 1 Year | 41.7 | 6.5% | 38.9895
52826 | Genetec | ADV-RE-SV32-1Y | Genetec™ Advantage Renewal Flat Rate for 1 SV-32 system – 1 Year | Ea |  | 1 Year | 500 | 6.5% | 467.5
52827 | Genetec | ADV-RE-SV322E-1M | Genetec™ Advantage Renewal upgrade from SV-32 to Enterprise (per camera / 1 month) | Ea |  | 1 Year | 2.9 | 6.5% | 2.7115
52828 | Genetec | ADV-RE-SV322P-1M | Genetec™ Advantage Renewal upgrade from SV-32 to Professional (per camera / 1 month) | Ea |  | 1 Year | 2.1 | 6.5% | 1.9635
52829 | Genetec | ADV-RE-SV322S-1M | Genetec™ Advantage Renewal upgrade from SV-32 to Standard (per system / 1 Month) | Ea |  | 1 Year | 8.3 | 6.5% | 7.7605
52830 | Genetec | ADV-RE-SV32-2Y | Genetec™ Advantage Renewal Flat Rate for 1 SV-32 system – 1 Year (2 Years) | Ea |  | 1 Year | 900 | 6.5% | 841.5
52831 | Genetec | ADV-RE-SV32-3Y | Genetec™ Advantage Renewal Flat Rate for 1 SV-32 system – 1 Year (3 Years) | Ea |  | 1 Year | 1200 | 6.5% | 1122
52832 | Genetec | ADV-RE-SV32-4Y | Genetec™ Advantage Renewal Flat Rate for 1 SV-32 system – 1 Year (4 Years) | Ea |  | 1 Year | 1500 | 6.5% | 1402.5
52833 | Genetec | ADV-RE-SV32-5Y | Genetec™ Advantage Renewal Flat Rate for 1 SV-32 system – 1 Year (5 Years) | Ea |  | 1 Year | 1750 | 6.5% | 1636.25
52834 | Genetec | ADV-SIP-A-1M | Genetec™ Advantage for 1 Sipelia Advanced Intercom connection - 1 Month | Ea |  | 1 Year | 1.25 | 6.5% | 1.1688
52835 | Genetec | ADV-SIP-A-1Y | Genetec™ Advantage for 1 Sipelia Advanced Intercom connection - 1 Years | Ea |  | 1 Year | 15 | 6.5% | 14.025
52836 | Genetec | ADV-SIP-A-2Y | Genetec™ Advantage for 1 Sipelia Advanced Intercom connection - 1 Year (2 Years) | Ea |  | 1 Year | 27 | 6.5% | 25.245
52837 | Genetec | ADV-SIP-A-3Y | Genetec™ Advantage for 1 Sipelia Advanced Intercom connection - 1 Year (3 Years) | Ea |  | 1 Year | 36 | 6.5% | 33.66
52838 | Genetec | ADV-SIP-A-4Y | Genetec™ Advantage for 1 Sipelia Advanced Intercom connection - 1 Year (4 Years) | Ea |  | 1 Year | 45 | 6.5% | 42.075
52839 | Genetec | ADV-SIP-A-5Y | Genetec™ Advantage for 1 Sipelia Advanced Intercom connection - 1 Year (5 Years) | Ea |  | 1 Year | 52.5 | 6.5% | 49.0875
52840 | Genetec | ADV-SIP-S-1M | Genetec™ Advantage for 1 Sipelia Standard Intercom connection - 1 Month | Ea |  | 1 Year | 2.1 | 6.5% | 1.9635
52841 | Genetec | ADV-SIP-S-1Y | Genetec™ Advantage for 1 Sipelia Standard Intercom connection - 1 Years | Ea |  | 1 Year | 25 | 6.5% | 23.375
52842 | Genetec | ADV-SIP-S-2Y | Genetec™ Advantage for 1 Sipelia Standard Intercom connection - 1 Year (2 Years) | Ea |  | 1 Year | 45 | 6.5% | 42.075
52843 | Genetec | ADV-SIP-S-3Y | Genetec™ Advantage for 1 Sipelia Standard Intercom connection - 1 Year (3 Years) | Ea |  | 1 Year | 60 | 6.5% | 56.1
52844 | Genetec | ADV-SIP-S-4Y | Genetec™ Advantage for 1 Sipelia Standard Intercom connection - 1 Year (4 Years) | Ea |  | 1 Year | 75 | 6.5% | 70.125
52845 | Genetec | ADV-SIP-S-5Y | Genetec™ Advantage for 1 Sipelia Standard Intercom connection - 1 Year (5 Years) | Ea |  | 1 Year | 87.5 | 6.5% | 81.8125
52846 | Genetec | ADV-SNAPSHOT-1M | Snapshot plugin - Genetec Advantage coverage for 1 month | Ea |  | 1 Year | 75 | 6.5% | 70.125
52847 | Genetec | ADV-SNAPSHOT-1Y | Snapshot plugin - Genetec Advantage coverage for 1 Year | Ea |  | 1 Year | 900 | 6.5% | 841.5
52848 | Genetec | ADV-SNAPSHOT-2Y | Snapshot plugin - Genetec Advantage coverage for 1 Year (2 Years) | Ea |  | 1 Year | 1620 | 6.5% | 1514.7
52849 | Genetec | ADV-SNAPSHOT-3Y | Snapshot plugin - Genetec Advantage coverage for 1 Year (3 Years) | Ea |  | 1 Year | 2160 | 6.5% | 2019.6
52850 | Genetec | ADV-SNAPSHOT-4Y | Snapshot plugin - Genetec Advantage coverage for 4 year | Ea |  | 1 Year | 2700 | 6.5% | 2524.5
52851 | Genetec | ADV-SNAPSHOT-5Y | Snapshot plugin - Genetec Advantage coverage for 1 Year (5 Years) | Ea |  | 1 Year | 3150 | 6.5% | 2945.25
52852 | Genetec | ADV-SNMP-1M | SNMP macro - Genetec Advantage coverage for 1 month | Ea |  | 1 Year | 30 | 6.5% | 28.05
52853 | Genetec | ADV-SNMP-1Y | SNMP macro - Genetec Advantage coverage for 1 Year | Ea |  | 1 Year | 360 | 6.5% | 336.6
52854 | Genetec | ADV-SNMP-2Y | SNMP macro - Genetec Advantage coverage for 1 Year (2 Years) | Ea |  | 1 Year | 648 | 6.5% | 605.88
52855 | Genetec | ADV-SNMP-3Y | SNMP macro - Genetec Advantage coverage for 1 Year (3 Years) | Ea |  | 1 Year | 864 | 6.5% | 807.84
52856 | Genetec | ADV-SNMP-4Y | SNMP macro - Genetec Advantage coverage for 1 Year (4 Years) | Ea |  | 1 Year | 1080 | 6.5% | 1009.8
52857 | Genetec | ADV-SNMP-5Y | SNMP macro - Genetec Advantage coverage for 1 Year (5 Years) | Ea |  | 1 Year | 1260 | 6.5% | 1178.1
52858 | Genetec | ADV-STANDARD-1M | Genetec™ Advantage Flat Rate for 1 Omnicast or Synergis Standard system – 1 month | Ea |  | 1 Year | 50 | 6.5% | 46.75
52859 | Genetec | ADV-STANDARD-1Y | Genetec™ Advantage Flat Rate for 1 Omnicast or Synergis Standard system – 1 Year | Ea |  | 1 Year | 600 | 6.5% | 561
52860 | Genetec | ADV-STANDARD-2Y | Genetec™ Advantage Flat Rate for 1 Omnicast or Synergis Standard system – 1 Year (2 Years) | Ea |  | 1 Year | 1080 | 6.5% | 1009.8
52861 | Genetec | ADV-STANDARD-3Y | Genetec™ Advantage Flat Rate for 1 Omnicast or Synergis Standard system – 1 Year (3 Years) | Ea |  | 1 Year | 1440 | 6.5% | 1346.4
52862 | Genetec | ADV-STANDARD-4Y | Genetec™ Advantage Flat Rate for 1 Omnicast or Synergis Standard system – 1 Year (4 Years) | Ea |  | 1 Year | 1800 | 6.5% | 1683
52863 | Genetec | ADV-STANDARD-5Y | Genetec™ Advantage Flat Rate for 1 Omnicast or Synergis Standard system – 1 Year (5 Years) | Ea |  | 1 Year | 2100 | 6.5% | 1963.5
52864 | Genetec | ADV-STANDARD-U-1M | Genetec™ Advantage Flat Rate for 1 Unified Omnicast or Synergis Standard system – 1 month | Ea |  | 1 Year | 16.7 | 6.5% | 15.6145
52865 | Genetec | ADV-STANDARD-U-1Y | Genetec™ Advantage Flat Rate for 1 Unified Omnicast or Synergis Standard system – 1 Year | Ea |  | 1 Year | 200 | 6.5% | 187
52866 | Genetec | ADV-STANDARD-U-2Y | Genetec™ Advantage Flat Rate for 1 Unified Omnicast or Synergis Standard system – 1 Year (2 Years) | Ea |  | 1 Year | 360 | 6.5% | 336.6
52867 | Genetec | ADV-STANDARD-U-3Y | Genetec™ Advantage Flat Rate for 1 Unified Omnicast or Synergis Standard system – 1 Year (3 Years) | Ea |  | 1 Year | 480 | 6.5% | 448.8
52868 | Genetec | ADV-STANDARD-U-4Y | Genetec™ Advantage Flat Rate for 1 Unified Omnicast or Synergis Standard system – 1 Year (4 Years) | Ea |  | 1 Year | 600 | 6.5% | 561
52869 | Genetec | ADV-STANDARD-U-5Y | Genetec™ Advantage Flat Rate for 1 Unified Omnicast or Synergis Standard system – 1 Year (5 Years) | Ea |  | 1 Year | 700 | 6.5% | 654.5
52870 | Genetec | ADV-SV100-1M | Genetec™ Advantage Flat Rate for 1 SV-1XX system – 1 month (up to 25 cameras) | Ea |  | 1 Year | 20.8 | 6.5% | 19.448
52871 | Genetec | ADV-SV100-1Y | Genetec™ Advantage Flat Rate for 1 SV-1XX system – 1 Year (up to 25 cameras) | Ea |  | 1 Year | 250 | 6.5% | 233.75
52872 | Genetec | ADV-SV100-2Y | Genetec™ Advantage Flat Rate for 1 SV-1XX system – 1 Year (2 Years) (up to 25 cameras) | Ea |  | 1 Year | 450 | 6.5% | 420.75
52873 | Genetec | ADV-SV100-3Y | Genetec™ Advantage Flat Rate for 1 SV-1XX system – 1 Year (3 Years) (up to 25 cameras) | Ea |  | 1 Year | 600 | 6.5% | 561
52874 | Genetec | ADV-SV100-4Y | Genetec™ Advantage Flat Rate for 1 SV-1XX system – 1 Year (4 Years) (up to 25 cameras) | Ea |  | 1 Year | 750 | 6.5% | 701.25
52875 | Genetec | ADV-SV100-5Y | Genetec™ Advantage Flat Rate for 1 SV-1XX system – 1 Year (5 Years) (up to 25 cameras) | Ea |  | 1 Year | 875 | 6.5% | 818.125
52876 | Genetec | ADV-SV16-1M | Genetec™ Advantage Flat Rate for 1 SV-16 system – 1 month | Ea |  | 1 Year | 20.8 | 6.5% | 19.448
52877 | Genetec | ADV-SV16-1Y | Genetec™ Advantage Flat Rate for 1 SV-16 system – 1 Year | Ea |  | 1 Year | 250 | 6.5% | 233.75
52878 | Genetec | ADV-SV162E-1M | Genetec™ Advantage upgrade from SV-16 to Enterprise (per camera / 1 month) | Ea |  | 1 Year | 2.9 | 6.5% | 2.7115
52879 | Genetec | ADV-SV162P-1M | Genetec™ Advantage upgrade from SV-16 to Professional (per camera / 1 month) | Ea |  | 1 Year | 2.1 | 6.5% | 1.9635
52880 | Genetec | ADV-SV162S-1M | Genetec™ Advantage upgrade from SV-16 to Standard (per system / 1 Month) | Ea |  | 1 Year | 29.2 | 6.5% | 27.302
52881 | Genetec | ADV-SV16-2Y | Genetec™ Advantage Flat Rate for 1 SV-16 system – 1 Year (2 Years) | Ea |  | 1 Year | 450 | 6.5% | 420.75
52882 | Genetec | ADV-SV16-3Y | Genetec™ Advantage Flat Rate for 1 SV-16 system – 1 Year (3 Years) | Ea |  | 1 Year | 600 | 6.5% | 561
52883 | Genetec | ADV-SV16-4Y | Genetec™ Advantage Flat Rate for 1 SV-16 system – 1 Year (4 Years) | Ea |  | 1 Year | 750 | 6.5% | 701.25
52884 | Genetec | ADV-SV16-5Y | Genetec™ Advantage Flat Rate for 1 SV-16 system – 1 Year (5 Years) | Ea |  | 1 Year | 875 | 6.5% | 818.125
52885 | Genetec | ADV-SV300-1M | Genetec™ Advantage Flat Rate for 1 SV-3XX system – 1 month (up to 50 cameras) | Ea |  | 1 Year | 50 | 6.5% | 46.75
52886 | Genetec | ADV-SV300-1Y | Genetec™ Advantage Flat Rate for 1 SV-3XX system – 1 Year (up to 50 cameras) | Ea |  | 1 Year | 600 | 6.5% | 561
52887 | Genetec | ADV-SV300-2Y | Genetec™ Advantage Flat Rate for 1 SV-3XX system – 1 Year (2 Years) (up to 50 cameras) | Ea |  | 1 Year | 1080 | 6.5% | 1009.8
52888 | Genetec | ADV-SV300-3Y | Genetec™ Advantage Flat Rate for 1 SV-3XX system – 1 Year (3 Years) (up to 50 cameras) | Ea |  | 1 Year | 1440 | 6.5% | 1346.4
52889 | Genetec | ADV-SV300-4Y | Genetec™ Advantage Flat Rate for 1 SV-3XX system – 1 Year (4 Years) (up to 50 cameras) | Ea |  | 1 Year | 1800 | 6.5% | 1683
52890 | Genetec | ADV-SV300-5Y | Genetec™ Advantage Flat Rate for 1 SV-3XX system – 1 Year (5 Years) (up to 50 cameras) | Ea |  | 1 Year | 2100 | 6.5% | 1963.5
52891 | Genetec | ADV-SV32-1M | Genetec™ Advantage Flat Rate for 1 SV-32 system – 1 month | Ea |  | 1 Year | 41.7 | 6.5% | 38.9895
52892 | Genetec | ADV-SV32-1Y | Genetec™ Advantage Flat Rate for 1 SV-32 system – 1 Year | Ea |  | 1 Year | 500 | 6.5% | 467.5
52893 | Genetec | ADV-SV322E-1M | Genetec™ Advantage upgrade from SV-32 to Enterprise (per camera / 1 month) | Ea |  | 1 Year | 2.9 | 6.5% | 2.7115
52894 | Genetec | ADV-SV322P-1M | Genetec™ Advantage upgrade from SV-32 to Professional (per camera / 1 month) | Ea |  | 1 Year | 2.1 | 6.5% | 1.9635
52895 | Genetec | ADV-SV322S-1M | Genetec™ Advantage upgrade from SV-32 to Standard (per system / 1 Month) | Ea |  | 1 Year | 8.3 | 6.5% | 7.7605
52896 | Genetec | ADV-SV32-2Y | Genetec™ Advantage Flat Rate for 1 SV-32 system – 1 Year (2 Years) | Ea |  | 1 Year | 900 | 6.5% | 841.5
52897 | Genetec | ADV-SV32-3Y | Genetec™ Advantage Flat Rate for 1 SV-32 system – 1 Year (3 Years) | Ea |  | 1 Year | 1200 | 6.5% | 1122
52898 | Genetec | ADV-SV32-4Y | Genetec™ Advantage Flat Rate for 1 SV-32 system – 1 Year (4 Years) | Ea |  | 1 Year | 1500 | 6.5% | 1402.5
52899 | Genetec | ADV-SV32-5Y | Genetec™ Advantage Flat Rate for 1 SV-32 system – 1 Year (5 Years) | Ea |  | 1 Year | 1750 | 6.5% | 1636.25
52900 | Genetec | AU-C-MIBASE | AutoVu Patroller for City Parking Enforcement - Per vehicle software license. | Ea |  | 1 Year | 19000 | 6.5% | 17765
52901 | Genetec | AU-C-MIBASE | AutoVu Patroller for City Parking Enforcement - Per vehicle software license. | Ea |  | 1 Year | 19000 | 6.5% | 17765
52902 | Genetec | AU-H-BATCBL | Battery to Break Out Unit Cable | Ea |  | 1 Year | 55 | 6.5% | 51.425
52903 | Genetec | AU-H-BATCBLX-MOBILE | MOBILE - Battery to Sharp XS processing unit FOR MOBILITY KIT, 5m length | Ea |  | 1 Year | 55 | 6.5% | 51.425
52904 | Genetec | AU-H-BATCBLX-MOBILE | MOBILE - Battery to Sharp XS processing unit FOR MOBILITY KIT, 5m length | Ea |  | 1 Year | 55 | 6.5% | 51.425
52905 | Genetec | AU-H-BOBUNIT | MOBILE - Power Break-Out Unit for mobile Sharp installation | Ea |  | 1 Year | 500 | 6.5% | 467.5
52906 | Genetec | AU-H-DEMOCASE | SharpX plasticase demo kit case with custom foam for 4 sharpX cameras | Ea |  | 1 Year | 1100 | 6.5% | 1028.5
52907 | Genetec | AU-H-DEMOCASE | SharpX plasticase demo kit case with custom foam for 4 sharpX cameras | Ea |  | 1 Year | 1100 | 6.5% | 1028.5
52908 | Genetec | AU-H-ETHCBL14 | Ethernet cable 14ft | Ea |  | 1 Year | 10 | 6.5% | 9.35
52909 | Genetec | AU-H-ETHCBL25 | Ethernet cable 25ft | Ea |  | 1 Year | 10 | 6.5% | 9.35
52910 | Genetec | AU-H-FIXCBL10PE | FIXE - Fixed Exterior Sharp Cable (10 m/30 feet) with RJ 45 connectors | Ea |  | 1 Year | 350 | 6.5% | 327.25
52911 | Genetec | AU-H-FIXCBL25PE | FIXE - Fixed Exterior Sharp Cable (25 m/80 feet) with RJ 45 connectors | Ea |  | 1 Year | 650 | 6.5% | 607.75
52912 | Genetec | AU-H-FIXCBL35PE | FIXE - Fixed Exterior Sharp Cable (35 m/115 feet) with RJ 45 connectors | Ea |  | 1 Year | 1400 | 6.5% | 1309
52913 | Genetec | AU-H-FIXCBL62PE | FIXE - Fixed Exterior Sharp Cable (62 m/200 feet) with RJ 45 connectors | Ea |  | 1 Year | 2500 | 6.5% | 2337.5
52914 | Genetec | AU-H-GPSANT | GPS Antenna for Navigator box | Ea |  | 1 Year | 175 | 6.5% | 163.625
52915 | Genetec | AU-H-MAGMNT | Mag-Mount Unit for Sharp unit | Ea |  | 1 Year | 150 | 6.5% | 140.25
52916 | Genetec | AU-H-MAGMNT-B | Mag-Mount Unit Black for Sharp unit | Ea |  | 1 Year | 150 | 6.5% | 140.25
52917 | Genetec | AU-H-MAGMNTFT | Sharp Mag Mount Rubber Feet Kit (10 boots) | Ea |  | 1 Year | 12 | 6.5% | 11.22
52918 | Genetec | AU-H-PWRACINT-S | FIXE - Power Supply 110V/240V for Sharp camera (1 unit per Sharp) for fixe installation | Ea |  | 1 Year | 160 | 6.5% | 149.6
52919 | Genetec | AU-H-PWRACINT-XS | FIXE - Power Supply for Sharp XS processing unit 110V/240V (1 per Processing Unit) for fixe installation | Ea |  | 1 Year | 225 | 6.5% | 210.375
52920 | Genetec | AU-H-PWRACINT-XS | FIXE - Power Supply for Sharp XS processing unit 110V/240V (1 per Processing Unit) for fixe installation | Ea |  | 1 Year | 225 | 6.5% | 210.375
52921 | Genetec | AU-H-SBCBL05V2 | MOBILE - Sharp to Break-Out Unit Cable (5 m/15 feet) for mobile Sharp installation | Ea |  | 1 Year | 325 | 6.5% | 303.875
52922 | Genetec | AU-H-SHPPTPLT | Sharp Pan Tilt compatible mounting adapter (mounting plates not included) | Ea |  | 1 Year | 170 | 6.5% | 158.95
52923 | Genetec | AU-H-SHPPTPLT-B | Sharp Pan Tilt Black compatible mounting adapter (mounting plates not included) | Ea |  | 1 Year | 170 | 6.5% | 158.95
52924 | Genetec | AU-H-TIRECAM-ADAPTOR | AutoVu Tire Imaging Adaptor For Trunk Unit | Ea |  | 1 Year | 200 | 6.5% | 187
52925 | Genetec | AU-H-TIRECAMCBL | Tire cam Wire Extension Cable | Ea |  | 1 Year | 65 | 6.5% | 60.775
52926 | Genetec | AU-H-TUGPSANT | GPS Antenna for AU-X-XPU-X1S-N or AU-X-XPU-X2S-N | Ea |  | 1 Year | 220 | 6.5% | 205.7
52927 | Genetec | AU-H-USBGPS | USB GPS Unit (not required if using a AU-K-NAVBOX) | Ea |  | 1 Year | 100 | 6.5% | 93.5
52928 | Genetec | AU-H-USBGPS-EXTCBL3 | Approved USB extension Cable for USBGPS - 3m / 10ft | Ea |  | 1 Year | 25 | 6.5% | 23.375
52929 | Genetec | AU-H-UWDSEAL | Universal Window Seal | Ea |  | 1 Year | 20 | 6.5% | 18.7
52930 | Genetec | AU-H-V-ACCYKIT | SharpV spare accessory kit which includes: IO Connector, RJ45 Connector and Screw Driver | Ea |  | 1 Year | 40 | 6.5% | 37.4
52931 | Genetec | AU-H-XCBL07 | SharpX to Processing Unit Cable (7 m/21 feet) | Ea |  | 1 Year | 200 | 6.5% | 187
52932 | Genetec | AU-H-XCBL07 | SharpX to Processing Unit Cable (7 m/21 feet) | Ea |  | 1 Year | 200 | 6.5% | 187
52933 | Genetec | AU-H-XCBL07-TERM | SharpX to Processing Unit Cable (7 m/21 feet) Completely Terminated with RJ45 and 5 Pin connector. (FOR INSTALLATIONS THAT DON'T REQUIRE DRILLED CABLE HOLES) | Ea |  | 1 Year | 250 | 6.5% | 233.75
52934 | Genetec | AU-H-XCBL07-TERM | SharpX to Processing Unit Cable (7 m/21 feet) Completely Terminated with RJ45 and 5 Pin connector. (FOR INSTALLATIONS THAT DON'T REQUIRE DRILLED CABLE HOLES) | Ea |  | 1 Year | 250 | 6.5% | 233.75
52935 | Genetec | AU-H-XCBLCAP | Plastic cap for unmated SharpX cable | Ea |  | 1 Year | 20 | 6.5% | 18.7
52936 | Genetec | AU-H-XCBLCAP | Plastic cap for unmated SharpX cable | Ea |  | 1 Year | 20 | 6.5% | 18.7
52937 | Genetec | AU-H-XLONGVISOR-B | Black SharpX Camera long visor (per camera) | Ea |  | 1 Year | 150 | 6.5% | 140.25
52938 | Genetec | AU-H-XLONGVISOR-B | Black SharpX Camera long visor (per camera) | Ea |  | 1 Year | 150 | 6.5% | 140.25
52939 | Genetec | AU-H-XLONGVISOR-W | White SharpX Camera long visor (per camera) - Special order - 5 weeks delay | Ea |  | 1 Year | 150 | 6.5% | 140.25
52940 | Genetec | AU-H-XLONGVISOR-W | White SharpX Camera long visor (per camera) - Special order - 5 weeks delay | Ea |  | 1 Year | 150 | 6.5% | 140.25
52941 | Genetec | AU-H-XMAGMNTFT | Spare rubber boots (12) for magnets of the AU-H-XMNT-CAMU and AU-H-XMNT-CAMU-B | Ea |  | 1 Year | 20 | 6.5% | 18.7
52942 | Genetec | AU-H-XMAGMNTFT | Spare rubber boots (12) for magnets of the AU-H-XMNT-CAMU and AU-H-XMNT-CAMU-B | Ea |  | 1 Year | 20 | 6.5% | 18.7
52943 | Genetec | AU-H-XMNT-CAMF | SharpX camera fixed mounting adaptor for fixed bracket White (per camera) - No bracket included | Ea |  | 1 Year | 220 | 6.5% | 205.7
52944 | Genetec | AU-H-XMNT-CAMF | SharpX camera fixed mounting adaptor for fixed bracket White (per camera) - No bracket included | Ea |  | 1 Year | 220 | 6.5% | 205.7
52945 | Genetec | AU-H-XMNT-CAMF-B | SharpX camera fixed mounting adaptor for fixed bracket BLACK (per camera) - No bracket included | Ea |  | 1 Year | 220 | 6.5% | 205.7
52946 | Genetec | AU-H-XMNT-CAMF-B | SharpX camera fixed mounting adaptor for fixed bracket BLACK (per camera) - No bracket included | Ea |  | 1 Year | 220 | 6.5% | 205.7
52947 | Genetec | AU-H-XMNT-CAMH | SharpX camera hard mount mounting bracket - Pan Tilt (per camera) | Ea |  | 1 Year | 220 | 6.5% | 205.7
52948 | Genetec | AU-H-XMNT-CAMH | SharpX camera hard mount mounting bracket - Pan Tilt (per camera) | Ea |  | 1 Year | 220 | 6.5% | 205.7
52949 | Genetec | AU-H-XMNT-CAMH-B | SharpX camera hard mount mounting bracket Black - Pan Tilt (per camera) | Ea |  | 1 Year | 220 | 6.5% | 205.7
52950 | Genetec | AU-H-XMNT-CAMH-B | SharpX camera hard mount mounting bracket Black - Pan Tilt (per camera) | Ea |  | 1 Year | 220 | 6.5% | 205.7
52951 | Genetec | AU-H-XMNT-CAMLB | MOBILE - SharpX light bar bracket: up to 12 weeks lead time : light bar make, model and P/N required (sold per camera) | Ea |  | 1 Year | 220 | 6.5% | 205.7
52952 | Genetec | AU-H-XMNT-CAMLB | MOBILE - SharpX light bar bracket: up to 12 weeks lead time : light bar make, model and P/N required (sold per camera) | Ea |  | 1 Year | 220 | 6.5% | 205.7
52953 | Genetec | AU-H-XMNT-H2CAMU | Conversion kit to go from AU-H-XMNT-CAMH to AU-H-XMNT-CAMU | Ea |  | 1 Year | 50 | 6.5% | 46.75
52954 | Genetec | AU-H-XMNT-H2CAMU | Conversion kit to go from AU-H-XMNT-CAMH to AU-H-XMNT-CAMU | Ea |  | 1 Year | 50 | 6.5% | 46.75
52955 | Genetec | AU-H-XMNT-SCREWS | Spare screws for AU-H-XMNT-CAMH | Ea |  | 1 Year | 25 | 6.5% | 23.375
52956 | Genetec | AU-H-XMNT-SCREWS | Spare screws for AU-H-XMNT-CAMH | Ea |  | 1 Year | 25 | 6.5% | 23.375
52957 | Genetec | AU-H-XS-CONNECTORS | Sharp X4 MPU Connector Kit (4 CAMs) | Ea |  | 1 Year | 110 | 6.5% | 102.85
52958 | Genetec | AU-H-XS-CONNECTORS | Sharp X4 MPU Connector Kit (4 CAMs) | Ea |  | 1 Year | 110 | 6.5% | 102.85
52959 | Genetec | AU-H-XTU-MNT1H | SharpX main processing unit standard mounting bracket - Horizontal - Single unit | Ea |  | 1 Year | 80 | 6.5% | 74.8
52960 | Genetec | AU-H-XTU-MNT1H | SharpX main processing unit standard mounting bracket - Horizontal - Single unit | Ea |  | 1 Year | 80 | 6.5% | 74.8
52961 | Genetec | AU-H-XTU-MNT1V | SharpX main processing unit standard mounting bracket - Vertical - Single unit | Ea |  | 1 Year | 80 | 6.5% | 74.8
52962 | Genetec | AU-H-XTU-MNT1V | SharpX main processing unit standard mounting bracket - Vertical - Single unit | Ea |  | 1 Year | 80 | 6.5% | 74.8
52963 | Genetec | AU-H-XVISOR | SharpX Camera Visor (per camera) | Ea |  | 1 Year | 25 | 6.5% | 23.375
52964 | Genetec | AU-H-XVISOR | SharpX Camera Visor (per camera) | Ea |  | 1 Year | 25 | 6.5% | 23.375
52965 | Genetec | AU-I-HNDHLD | AutoVu Handheld for Inventory Management - Handheld software license (sold one per user/handheld) | Ea |  | 1 Year | 3500 | 6.5% | 3272.5
52966 | Genetec | AU-I-HNDHLD | AutoVu Handheld for Inventory Management - Handheld software license (sold one per user/handheld) | Ea |  | 1 Year | 3500 | 6.5% | 3272.5
52967 | Genetec | AU-I-MIBASE | AutoVu Patroller for Inventory Management - Per vehicle software license. | Ea |  | 1 Year | 18000 | 6.5% | 16830
52968 | Genetec | AU-I-MIBASE | AutoVu Patroller for Inventory Management - Per vehicle software license. | Ea |  | 1 Year | 18000 | 6.5% | 16830
52969 | Genetec | AU-K-C1XS-590 | AutoVu SharpX CITY Single base KIT includes main processing unit, hard mount brackets, wiring, GPS, high resolution LPR units and in-vehicle license. | Ea |  | 1 Year | 25000 | 6.5% | 23375
52970 | Genetec | AU-K-C1XS-591-B | AutoVu SharpX CITY Single base KIT includes main processing unit, hard mount brackets, wiring, GPS, high resolution LPR units and in-vehicle license. BLACK with special no filter configuration | Ea |  | 1 Year | 25000 | 6.5% | 23375
52971 | Genetec | AU-K-C1XS-740 | AutoVu SharpX CITY Single base KIT includes main processing unit, hard mount brackets, wiring, GPS, high resolution LPR units and in-vehicle license. | Ea |  | 1 Year | 25000 | 6.5% | 23375
52972 | Genetec | AU-K-C1XS-850 | AutoVu SharpX CITY Single base KIT includes main processing unit, hard mount brackets, wiring, GPS, high resolution LPR units and in-vehicle license. | Ea |  | 1 Year | 25000 | 6.5% | 23375
52973 | Genetec | AU-K-C2XS-590 | AutoVu SharpX CITY Dual base KIT includes main processing unit, hard mount brackets, wiring, GPS, high resolution LPR units and in-vehicle license. | Ea |  | 1 Year | 32500 | 6.5% | 30387.5
52974 | Genetec | AU-K-C2XS-591 | AutoVu SharpX CITY Dual base KIT includes main processing unit, hard mount brackets, wiring, GPS, high resolution LPR units and in-vehicle license. WHITE with special no filter configuration | Ea |  | 1 Year | 32500 | 6.5% | 30387.5
52975 | Genetec | AU-K-C2XS-591-B | AutoVu SharpX CITY Dual base KIT includes main processing unit, hard mount brackets, wiring, GPS, high resolution LPR units and in-vehicle license. BLACK with special no filter configuration | Ea |  | 1 Year | 32500 | 6.5% | 30387.5
52976 | Genetec | AU-K-C2XS-591-B-F | AutoVu SharpX CITY Dual base KIT includes main processing unit, hard mount brackets, wiring, GPS, high resolution LPR units and in-vehicle license. BLACK with special no filter configuration and Freeze | Ea |  | 1 Year | 33500 | 6.5% | 31322.5
52977 | Genetec | AU-K-C2XS-591-F | AutoVu SharpX CITY Dual base KIT includes main processing unit, hard mount brackets, wiring, GPS, high resolution LPR units and in-vehicle license. WHITE with special no filter configuration and Freeze | Ea |  | 1 Year | 33500 | 6.5% | 31322.5
52978 | Genetec | AU-K-C2XS-740 | AutoVu SharpX CITY Dual base KIT includes main processing unit, hard mount brackets, wiring, GPS, high resolution LPR units and in-vehicle license. | Ea |  | 1 Year | 32500 | 6.5% | 30387.5
52979 | Genetec | AU-K-C2XS-740-F | AutoVu SharpX CITY Dual base KIT with FREEZE option includes main processing unit, hard mount brackets, wiring, GPS, high resolution LPR units and in-vehicle license. | Ea |  | 1 Year | 33500 | 6.5% | 31322.5
52980 | Genetec | AU-K-C2XS-850 | AutoVu SharpX CITY Dual base KIT includes main processing unit, hard mount brackets, wiring, GPS, high resolution LPR units and in-vehicle license. | Ea |  | 1 Year | 32500 | 6.5% | 30387.5
52981 | Genetec | AU-K-C2XS-850-B | AutoVu SharpX CITY Dual base KIT BLACK includes main processing unit, hard mount brackets, wiring, GPS, high resolution Black LPR units and in-vehicle license. | Ea |  | 1 Year | 32500 | 6.5% | 30387.5
52982 | Genetec | AU-K-C2XS-850-F | AutoVu SharpX CITY Dual base KIT with FREEZE option includes main processing unit, hard mount brackets, wiring, GPS, high resolution LPR units and in-vehicle license. | Ea |  | 1 Year | 33500 | 6.5% | 31322.5
52983 | Genetec | AU-K-C2XSN-850 | AutoVu SharpX CITY Dual base KIT includes main processing unit, hard mount brackets, wiring, Built-in Navigator Kit w/GPS, high resolution LPR units and in-vehicle license. | Ea |  | 1 Year | 37500 | 6.5% | 35062.5
52984 | Genetec | AU-K-CARSWITCH | AutoVu Toggle left/right camera switch for SharpX system. Includes: Switch, 3M cable, Generic Ram mount (final mount to be configured by integrator) | Ea |  | 1 Year | 600 | 6.5% | 561
52985 | Genetec | AU-K-CARSWITCH | AutoVu Toggle left/right camera switch for SharpX system. Includes: Switch, 3M cable, Generic Ram mount (final mount to be configured by integrator) | Ea |  | 1 Year | 600 | 6.5% | 561
52986 | Genetec | AU-K-CXX-EWAS-1M | Extended Warranty for AU-K-CXX kit with Advance Replacement coverage 1 Month. This includes coverage of AutoVu vehicle hardware, Patroller software upgrades and Benomad updates. Does not cover in-vehicle PC. | Ea |  | 1 Year | 434 | 6.5% | 405.79
52987 | Genetec | AU-K-CXX-EWAS-1Y | Extended Warranty for AU-K-CXX kit with Advance Replacement coverage 1 Year (warranty cannot extend past 5th year after purchase). This includes coverage of AutoVu vehicle hardware, Patroller software upgrades and Benomad updates. Does not cover in-vehicle PC. | Ea |  | 1 Year | 5200 | 6.5% | 4862
52988 | Genetec | AU-K-CXX-EWAS-2Y | Extended Warranty for AU-K-CXX kit with Advance Replacement coverage - 1 Year (2 Years) additional coverage. Does not Include update to advanced replacement for year 1 (warranty cannot extend past 5th year after purchase) This includes coverage of AutoVu vehicle hardware, Patroller software upgrades and Benomad updates. Does not cover in-vehicle PC. | Ea |  | 1 Year | 8320 | 6.5% | 7779.2
52989 | Genetec | AU-K-CXX-EWAS-3Y | Extended Warranty for AU-K-CXX kit with Advance Replacement coverage - 1 Year (3 Years) additional coverage. Does not Include update to advanced replacement for year 1 (warranty cannot extend past 5th year after purchase). This includes coverage of AutoVu vehicle hardware, Patroller software upgrades and Benomad updates. Does not cover in-vehicle PC. | Ea |  | 1 Year | 11700 | 6.5% | 10939.5
52990 | Genetec | AU-K-CXX-EWAS-4Y | Extended Warranty for AU-K-CXX kit with Advance Replacement coverage - 1 Year (4 Years) additional coverage. Does not Include update to advanced replacement for year 1 (warranty cannot extend past 5th year after purchase). This includes coverage of AutoVu vehicle hardware, Patroller software upgrades and Benomad updates. Does not cover in-vehicle PC. | Ea |  | 1 Year | 14560 | 6.5% | 13613.6
52991 | Genetec | AU-K-CXX-EWRR-1M | Extended Warranty for AU-K-CXX kit with Return and Repair coverage 1 Month. This includes coverage of AutoVu vehicle hardware, Patroller software upgrades and Benomad updates. Does not cover in-vehicle PC. | Ea |  | 1 Year | 359 | 6.5% | 335.665
52992 | Genetec | AU-K-CXX-EWRR-1Y | Extended Warranty for AU-K-CXX kit with Return and Repair coverage 1 Year (warranty cannot extend past 5th year after purchase). This includes coverage of AutoVu vehicle hardware, Patroller software upgrades and Benomad updates. Does not cover in-vehicle PC. | Ea |  | 1 Year | 4300 | 6.5% | 4020.5
52993 | Genetec | AU-K-CXX-EWRR-2Y | Extended Warranty for AU-K-CXX kit with Return and Repair coverage - 1 Year (2 Years) additional coverage. (warranty cannot extend past 5th year after purchase). This includes coverage of AutoVu vehicle hardware, Patroller software upgrades and Benomad updates. Does not cover in-vehicle PC. | Ea |  | 1 Year | 6880 | 6.5% | 6432.8
52994 | Genetec | AU-K-CXX-EWRR-3Y | Extended Warranty for AU-K-CXX kit with Return and Repair coverage - 1 Year (3 Years) additional coverage. (warranty cannot extend past 5th year after purchase). This includes coverage of AutoVu vehicle hardware, Patroller software upgrades and Benomad updates. Does not cover in-vehicle PC. | Ea |  | 1 Year | 9680 | 6.5% | 9050.8
52995 | Genetec | AU-K-CXX-EWRR-4Y | Extended Warranty for AU-K-CXX kit with Return and Repair coverage - 1 Year (4 Years) additional coverage. (warranty cannot extend past 5th year after purchase). This includes coverage of AutoVu vehicle hardware, Patroller software upgrades and Benomad updates. Does not cover in-vehicle PC. | Ea |  | 1 Year | 12040 | 6.5% | 11257.4
52996 | Genetec | AU-K-CXX-EWUP-1Y | AU-K-CXX- advanced swap warranty service upgrade from return and repair for first year of sale. | Ea |  | 1 Year | 900 | 6.5% | 841.5
52997 | Genetec | AU-K-E2XS-BASE | AutoVu SharpX Central Processing Dual base KIT includes main processing unit, hard mount brackets, wiring, USB GPS, and in-vehicle license. CAMERAS NOT INCLUDED | Ea |  | 1 Year | 17545 | 6.5% | 16404.575
52998 | Genetec | AU-K-E2XSN-BASE | AutoVu SharpX Central Processing Dual base NAV KIT includes main processing unit, advanced Navigator Kit, hard mount brackets, wiring, USB GPS, and in-vehicle license. CAMERAS NOT INCLUDED | Ea |  | 1 Year | 25670 | 6.5% | 24001.45
52999 | Genetec | AU-K-E4XS-BASE | AutoVu SharpX Central Processing Quad base KIT includes main processing unit, hard mount brackets, wiring, USB GPS, and in-vehicle license. CAMERAS NOT INCLUDED | Ea |  | 1 Year | 20340 | 6.5% | 19017.9
53000 | Genetec | AU-K-E4XSN-850 | AutoVu SharpX Central Processing Quad COMPLETE KIT includes main processing unit, hard mount brackets, wiring, ADVANCED Navigator Kit w/GPS, Four high resolution LPR units and in-vehicle license. | Ea |  | 1 Year | 43400 | 6.5% | 40579
53001 | Genetec | AU-K-E4XSN-BASE | AutoVu SharpX Central Processing Quad base NAV KIT includes main processing unit, advanced Navigator Kit, hard mount brackets, wiring, USB GPS, and in-vehicle license. CAMERAS NOT INCLUDED | Ea |  | 1 Year | 28375 | 6.5% | 26530.625
53002 | Genetec | AU-K-GO4RAM | Complete mounting kit for CF-19 laptop and docking station on a G0-4 vehicle (Does not include laptop, RAM vehicle base NOT required) | Ea |  | 1 Year | 1265 | 6.5% | 1182.775
53003 | Genetec | AU-K-GO4RAM-NODOCK | Mounting kit for FZG1 on a G0-4 vehicle (Only includes RAM parts to mount to the docking station.) | Ea |  | 1 Year | 200 | 6.5% | 187
53004 | Genetec | AU-K-H-HYDRLUNA | Hydrus® Luna Hand Held Computer Kit for MLPI (AU-I-HNDHLD licence required per handheld). Specs: RS-232 Serial Port, Battery Powered, QVGA Color Display w/Touch Panel,2GB Flash Memory, 256MB SDRAM, 55 Key Alpha Numeric(8 Position Joystick) Keypad, DE9 Serial Port, USB Port,802.11b/g, Integrated Bluetooth (Class 2, version 1.2),Processor 624 MHz, Low Profile PACK Installed,5MP Color Camera/Barcode Imager w/Autofocus Lens System, Dual Aperture And Shutter System, Integrated Xenon Photo Flash,USB via MINI A/B Connector, Power Jack, Hand Strap, Gray Case,Orange Bumpers, Stylus Holder w/Stylus | Ea |  | 1 Year | 3200 | 6.5% | 2992
53005 | Genetec | AU-K-HW-EWAS-1M | Extended Warranty for AU-K-HW kit with Advance Replacement coverage 1 Month. This includes coverage of AutoVu vehicle hardware. DOES NOT cover in-vehicle PC Patroller software upgrades and Benomad updates. | Ea |  | 1 Year | 157 | 6.5% | 146.795
53006 | Genetec | AU-K-HW-EWAS-1Y | Extended Warranty for AU-K-HW kit with Advance Replacement coverage 1 Year (warranty cannot extend past 5th year after purchase). This includes coverage of AutoVu vehicle hardware. DOES NOT cover in-vehicle PC Patroller software upgrades and Benomad updates. | Ea |  | 1 Year | 1880 | 6.5% | 1757.8
53007 | Genetec | AU-K-HW-EWAS-2Y | Extended Warranty for AU-K-HW kit with Advance Replacement coverage - 1 Year (2 Years) additional coverage. Does not Include update to advanced replacement for year 1 (warranty cannot extend past 5th year after purchase) This includes coverage of AutoVu vehicle hardware. DOES NOT cover in-vehicle PC Patroller software upgrades and Benomad updates. | Ea |  | 1 Year | 3520 | 6.5% | 3291.2
53008 | Genetec | AU-K-HW-EWAS-3Y | Extended Warranty for AU-K-HW kit with Advance Replacement coverage - 1 Year (3 Years) additional coverage. Does not Include update to advanced replacement for year 1 (warranty cannot extend past 5th year after purchase). This includes coverage of AutoVu vehicle hardware. DOES NOT cover in-vehicle PC Patroller software upgrades and Benomad updates. | Ea |  | 1 Year | 4710 | 6.5% | 4403.85
53009 | Genetec | AU-K-HW-EWAS-4Y | Extended Warranty for AU-K-HW kit with Advance Replacement coverage - 1 Year (4 Years) additional coverage. Does not Include update to advanced replacement for year 1 (warranty cannot extend past 5th year after purchase). This includes coverage of AutoVu vehicle hardware. DOES NOT cover in-vehicle PC Patroller software upgrades and Benomad updates. | Ea |  | 1 Year | 5710 | 6.5% | 5338.85
53010 | Genetec | AU-K-HW-EWRR-1M | Extended Warranty for AU-K-HW kit with Return and Repair coverage 1 Month. This includes coverage of AutoVu vehicle hardware. DOES NOT cover in-vehicle PC Patroller software upgrades and Benomad updates. | Ea |  | 1 Year | 118 | 6.5% | 110.33
53011 | Genetec | AU-K-HW-EWRR-1Y | Extended Warranty for AU-K-HW kit with Return and Repair coverage 1 Year (warranty cannot extend past 5th year after purchase). This includes coverage of AutoVu vehicle hardware. DOES NOT cover in-vehicle PC Patroller software upgrades and Benomad updates. | Ea |  | 1 Year | 1410 | 6.5% | 1318.35
53012 | Genetec | AU-K-HW-EWRR-2Y | Extended Warranty for AU-K-HW kit with Return and Repair coverage - 1 Year (2 Years) additional coverage. (warranty cannot extend past 5th year after purchase). This includes coverage of AutoVu vehicle hardware. DOES NOT cover in-vehicle PC Patroller software upgrades and Benomad updates. | Ea |  | 1 Year | 2260 | 6.5% | 2113.1
53013 | Genetec | AU-K-HW-EWRR-3Y | Extended Warranty for AU-K-HW kit with Return and Repair coverage - 1 Year (3 Years) additional coverage. (warranty cannot extend past 5th year after purchase). This includes coverage of AutoVu vehicle hardware. DOES NOT cover in-vehicle PC Patroller software upgrades and Benomad updates. | Ea |  | 1 Year | 3180 | 6.5% | 2973.3
53014 | Genetec | AU-K-HW-EWRR-4Y | Extended Warranty for AU-K-HW kit with Return and Repair coverage - 1 Year (4 Years) additional coverage. (warranty cannot extend past 5th year after purchase). This includes coverage of AutoVu vehicle hardware. DOES NOT cover in-vehicle PC Patroller software upgrades and Benomad updates. | Ea |  | 1 Year | 3950 | 6.5% | 3693.25
53015 | Genetec | AU-K-HW-EWUP-1Y | AU-K-HW- advanced swap warranty service upgrade from return and repair for first year of sale. | Ea |  | 1 Year | 630 | 6.5% | 589.05
53016 | Genetec | AU-K-IXX-EWAS-1M | Extended Warranty for AU-K-IXX kit with Advance Replacement coverage 1 Month. This includes coverage of AutoVu vehicle hardware, Patroller software upgrades and Benomad updates. Does not cover in-vehicle PC and Handheld. | Ea |  | 1 Year | 434 | 6.5% | 405.79
53017 | Genetec | AU-K-IXX-EWAS-1Y | Extended Warranty for AU-K-IXX kit with Advance Replacement coverage 1 Year (warranty cannot extend past 5th year after purchase). This includes coverage of AutoVu vehicle hardware, Patroller software upgrades and Benomad updates. Does not cover in-vehicle PC and Handheld. | Ea |  | 1 Year | 5200 | 6.5% | 4862
53018 | Genetec | AU-K-IXX-EWAS-2Y | Extended Warranty for AU-K-IXX kit with Advance Replacement coverage - 1 Year (2 Years) additional coverage. Does not Include update to advanced replacement for year 1 (warranty cannot extend past 5th year after purchase) This includes coverage of AutoVu vehicle hardware, Patroller software upgrades and Benomad updates. Does not cover in-vehicle PC and Handheld. | Ea |  | 1 Year | 8320 | 6.5% | 7779.2
53019 | Genetec | AU-K-IXX-EWAS-3Y | Extended Warranty for AU-K-IXX kit with Advance Replacement coverage - 1 Year (3 Years) additional coverage. Does not Include update to advanced replacement for year 1 (warranty cannot extend past 5th year after purchase). This includes coverage of AutoVu vehicle hardware, Patroller software upgrades and Benomad updates. Does not cover in-vehicle PC and Handheld. | Ea |  | 1 Year | 11700 | 6.5% | 10939.5
53020 | Genetec | AU-K-IXX-EWAS-4Y | Extended Warranty for AU-K-IXX kit with Advance Replacement coverage - 1 Year (4 Years) additional coverage. Does not Include update to advanced replacement for year 1 (warranty cannot extend past 5th year after purchase). This includes coverage of AutoVu vehicle hardware, Patroller software upgrades and Benomad updates. Does not cover in-vehicle PC and Handheld. | Ea |  | 1 Year | 14560 | 6.5% | 13613.6
53021 | Genetec | AU-K-IXX-EWRR-1M | Extended Warranty for AU-K-IXX kit with Return and Repair coverage 1 Month. This includes coverage of AutoVu vehicle hardware, Patroller software upgrades and Benomad updates. Does not cover in-vehicle PC and Handheld. | Ea |  | 1 Year | 359 | 6.5% | 335.665
53022 | Genetec | AU-K-IXX-EWRR-1Y | Extended Warranty for AU-K-IXX kit with Return and Repair coverage 1 Year (warranty cannot extend past 5th year after purchase). This includes coverage of AutoVu vehicle hardware, Patroller software upgrades and Benomad updates. Does not cover in-vehicle PC and Handheld. | Ea |  | 1 Year | 4300 | 6.5% | 4020.5
53023 | Genetec | AU-K-IXX-EWRR-2Y | Extended Warranty for AU-K-IXX kit with Return and Repair coverage - 1 Year (2 Years) additional coverage. (warranty cannot extend past 5th year after purchase). This includes coverage of AutoVu vehicle hardware, Patroller software upgrades and Benomad updates. Does not cover in-vehicle PC and Handheld. | Ea |  | 1 Year | 6880 | 6.5% | 6432.8
53024 | Genetec | AU-K-IXX-EWRR-3Y | Extended Warranty for AU-K-IXX kit with Return and Repair coverage - 1 Year (3 Years) additional coverage. (warranty cannot extend past 5th year after purchase). This includes coverage of AutoVu vehicle hardware, Patroller software upgrades and Benomad updates. Does not cover in-vehicle PC and Handheld. | Ea |  | 1 Year | 9680 | 6.5% | 9050.8
53025 | Genetec | AU-K-IXX-EWRR-4Y | Extended Warranty for AU-K-IXX kit with Return and Repair coverage - 1 Year (4 Years) additional coverage. (warranty cannot extend past 5th year after purchase). This includes coverage of AutoVu vehicle hardware, Patroller software upgrades and Benomad updates. Does not cover in-vehicle PC and Handheld. | Ea |  | 1 Year | 12040 | 6.5% | 11257.4
53026 | Genetec | AU-K-IXX-EWUP-1Y | AU-K-IXX- advanced swap warranty service upgrade from return and repair for first year of sale. | Ea |  | 1 Year | 900 | 6.5% | 841.5
53027 | Genetec | AU-K-LABPWRKIT | Lab cable and power kit | Ea |  | 1 Year | 250 | 6.5% | 233.75
53028 | Genetec | AU-K-LABPWRXKIT | Lab cable and power kit for SharpX | Ea |  | 1 Year | 250 | 6.5% | 233.75
53029 | Genetec | AU-K-LABPWRXKIT | Lab cable and power kit for SharpX | Ea |  | 1 Year | 250 | 6.5% | 233.75
53030 | Genetec | AU-K-MOBILEKITX-1CAM | Option for portable casing for Sharp XS system from one (1) camera. Option at purchase time ONLY. Cannot be an add-on for an existing system. Include Sharp X1S processing unit and wiring. Does not include cameras and camera mountings | Ea |  | 1 Year | 7300 | 6.5% | 6825.5
53031 | Genetec | AU-K-MOBILEKITX-1CAM | Option for portable casing for Sharp XS system from one (1) camera. Option at purchase time ONLY. Cannot be an add-on for an existing system. Include Sharp X1S processing unit and wiring. Does not include cameras and camera mountings | Ea |  | 1 Year | 7300 | 6.5% | 6825.5
53032 | Genetec | AU-K-MOBILEKITX-2CAM | Option for portable casing for Sharp XS system from two (2) cameras. Option at purchase time ONLY. Cannot be an add-on for an existing system. Include Sharp X1S processing units and wiring. Does not include cameras and camera mountings | Ea |  | 1 Year | 7580 | 6.5% | 7087.3
53033 | Genetec | AU-K-MOBILEKITX-2CAM | Option for portable casing for Sharp XS system from two (2) cameras. Option at purchase time ONLY. Cannot be an add-on for an existing system. Include Sharp X1S processing units and wiring. Does not include cameras and camera mountings | Ea |  | 1 Year | 7580 | 6.5% | 7087.3
53034 | Genetec | AU-K-MOBILEKITX-3CAM | Option for portable casing for Sharp XS system from three (3) cameras (except 3 XGA - for 3 XGA purchase -PLUS option). Option at purchase time ONLY. Cannot be an add-on for an existing system. Include Sharp X1S processing units and wiring. Does not include cameras and camera mountings | Ea |  | 1 Year | 7780 | 6.5% | 7274.3
53035 | Genetec | AU-K-MOBILEKITX-3CAM | Option for portable casing for Sharp XS system from three (3) cameras (except 3 XGA - for 3 XGA purchase -PLUS option). Option at purchase time ONLY. Cannot be an add-on for an existing system. Include Sharp X1S processing units and wiring. Does not include cameras and camera mountings | Ea |  | 1 Year | 7780 | 6.5% | 7274.3
53036 | Genetec | AU-K-MOBILEKITX-3CAM-PLUS | Option for portable casing for Sharp XS system from three (3) XGA cameras. Option at purchase time ONLY. Cannot be an add-on for an existing system. Include Sharp X2S processing units and wiring. Does not include cameras and camera mountings | Ea |  | 1 Year | 9780 | 6.5% | 9144.3
53037 | Genetec | AU-K-MOBILEKITX-3CAM-PLUS | Option for portable casing for Sharp XS system from three (3) XGA cameras. Option at purchase time ONLY. Cannot be an add-on for an existing system. Include Sharp X2S processing units and wiring. Does not include cameras and camera mountings | Ea |  | 1 Year | 9780 | 6.5% | 9144.3
53038 | Genetec | AU-K-MOBILEKITX-4CAM | Option for portable casing for Sharp XS system from four (4) cameras (except 4 XGA - for 4 XGA puchase -PLUS option). Option at purchase time ONLY. Cannot be an add-on for an existing system. Include Sharp X1S processing units and wiring. Does not include cameras and camera mountings | Ea |  | 1 Year | 7980 | 6.5% | 7461.3
53039 | Genetec | AU-K-MOBILEKITX-4CAM | Option for portable casing for Sharp XS system from four (4) cameras (except 4 XGA - for 4 XGA puchase -PLUS option). Option at purchase time ONLY. Cannot be an add-on for an existing system. Include Sharp X1S processing units and wiring. Does not include cameras and camera mountings | Ea |  | 1 Year | 7980 | 6.5% | 7461.3
53040 | Genetec | AU-K-MOBILEKITX-4CAM-PLUS | Option for portable casing for Sharp XS system from four (4) XGA cameras. Option at purchase time ONLY. Cannot be an add-on for an existing system. Include Sharp X2S processing units and wiring. Does not include cameras and camera mountings | Ea |  | 1 Year | 9980 | 6.5% | 9331.3
53041 | Genetec | AU-K-MOBILEKITX-4CAM-PLUS | Option for portable casing for Sharp XS system from four (4) XGA cameras. Option at purchase time ONLY. Cannot be an add-on for an existing system. Include Sharp X2S processing units and wiring. Does not include cameras and camera mountings | Ea |  | 1 Year | 9980 | 6.5% | 9331.3
53042 | Genetec | AU-K-MOTO-850 | AutoVu MotoScan base KIT includes main processing unit, two high resolution LPR units, control buttons, brackets, case, wiring, ADVANCED Navigator Kit w/GPS, scooter software license. | Ea |  | 1 Year | 36585 | 6.5% | 34206.975
53043 | Genetec | AU-K-MOTO-BASE | AutoVu MotoScan base KIT includes main processing unit, control buttons, brackets, case, wiring, ADVANCED Navigator Kit w/GPS, scooter software license. CAMERAS NOT INCLUDED | Ea |  | 1 Year | 29070 | 6.5% | 27180.45
53044 | Genetec | AU-K-O1XSN-590 | AutoVu SharpX OVERTIME Single base KIT includes main processing unit, hard mount brackets, wiring, Built-in Navigator Kit w/ GPS, Tire Camera, high resolution LPR unit and in-vehicle license. | Ea |  | 1 Year | 30250 | 6.5% | 28283.75
53045 | Genetec | AU-K-O1XSN-591-B | AutoVu SharpX OVERTIME Single base KIT includes main processing unit, hard mount brackets, wiring, Built-in Navigator Kit w/ GPS, Tire Camera, high resolution LPR unit and in-vehicle license. BLACK with special no filter configuration | Ea |  | 1 Year | 30250 | 6.5% | 28283.75
53046 | Genetec | AU-K-O1XSN-740 | AutoVu SharpX OVERTIME Single base KIT includes main processing unit, hard mount brackets, wiring, Built-in Navigator Kit w/ GPS, Tire Camera, high resolution LPR unit and in-vehicle license. | Ea |  | 1 Year | 30250 | 6.5% | 28283.75
53047 | Genetec | AU-K-O1XSN-850 | AutoVu SharpX OVERTIME Single base KIT includes main processing unit, hard mount brackets, wiring, Built-in Navigator Kit w/ GPS, Tire Camera, high resolution LPR unit and in-vehicle license. | Ea |  | 1 Year | 30250 | 6.5% | 28283.75
53048 | Genetec | AU-K-O2XSN-590 | AutoVu SharpX OVERTIME Dual base KIT includes main processing unit, hard mount brackets, wiring, Built-in Navigator Kit w/GPS, Tire Cameras, high resolution LPR units and in-vehicle license. | Ea |  | 1 Year | 40300 | 6.5% | 37680.5
53049 | Genetec | AU-K-O2XSN-591-B | AutoVu SharpX OVERTIME Dual base KIT includes main processing unit, hard mount brackets, wiring, Built-in Navigator Kit w/GPS, Tire Cameras, high resolution LPR units and in-vehicle license. BLACK with special no filter configuration | Ea |  | 1 Year | 40300 | 6.5% | 37680.5
53050 | Genetec | AU-K-O2XSN-740 | AutoVu SharpX OVERTIME Dual base KIT includes main processing unit, hard mount brackets, wiring, Built-in Navigator Kit w/GPS, Tire Cameras, high resolution LPR units and in-vehicle license. | Ea |  | 1 Year | 40300 | 6.5% | 37680.5
53051 | Genetec | AU-K-O2XSN-740-F | AutoVu SharpX OVERTIME Dual base KIT with FREEZE option includes main processing unit, hard mount brackets, wiring, Built-in Navigator Kit w/GPS, Tire Cameras, high resolution LPR units and in-vehicle license. | Ea |  | 1 Year | 41300 | 6.5% | 38615.5
53052 | Genetec | AU-K-O2XSN-850 | AutoVu SharpX OVERTIME Dual base KIT includes main processing unit, hard mount brackets, wiring, Built-in Navigator Kit w/GPS, Tire Cameras, high resolution LPR units and in-vehicle license. | Ea |  | 1 Year | 40300 | 6.5% | 37680.5
53053 | Genetec | AU-K-O2XSN-850-F | AutoVu SharpX OVERTIME Dual base KIT with FREEZE option includes main processing unit, hard mount brackets, wiring, Built-in Navigator Kit w/GPS, Tire Cameras, high resolution LPR units and in-vehicle license. | Ea |  | 1 Year | 41300 | 6.5% | 38615.5
53054 | Genetec | AU-K-OXX-EWAS-1M | Extended Warranty for AU-K-OXX kit with Advance Replacement coverage 1 Month. This includes coverage of AutoVu vehicle hardware, Patroller software upgrades and Benomad updates. Does not cover in-vehicle PC. | Ea |  | 1 Year | 542 | 6.5% | 506.77
53055 | Genetec | AU-K-OXX-EWAS-1Y | Extended Warranty for AU-K-OXX kit with Advance Replacement coverage 1 Year (warranty cannot extend past 5th year after purchase). This includes coverage of AutoVu vehicle hardware, Patroller software upgrades and Benomad updates. Does not cover in-vehicle PC. | Ea |  | 1 Year | 6500 | 6.5% | 6077.5
53056 | Genetec | AU-K-OXX-EWAS-2Y | Extended Warranty for AU-K-OXX kit with Advance Replacement coverage - 1 Year (2 Years) additional coverage. Does not Include update to advanced replacement for year 1 (warranty cannot extend past 5th year after purchase) This includes coverage of AutoVu vehicle hardware, Patroller software upgrades and Benomad updates. Does not cover in-vehicle PC. | Ea |  | 1 Year | 10400 | 6.5% | 9724
53057 | Genetec | AU-K-OXX-EWAS-3Y | Extended Warranty for AU-K-OXX kit with Advance Replacement coverage - 1 Year (3 Years) additional coverage. Does not Include update to advanced replacement for year 1 (warranty cannot extend past 5th year after purchase). This includes coverage of AutoVu vehicle hardware, Patroller software upgrades and Benomad updates. Does not cover in-vehicle PC. | Ea |  | 1 Year | 14630 | 6.5% | 13679.05
53058 | Genetec | AU-K-OXX-EWAS-4Y | Extended Warranty for AU-K-OXX kit with Advance Replacement coverage - 1 Year (4 Years) additional coverage. Does not Include update to advanced replacement for year 1 (warranty cannot extend past 5th year after purchase). This includes coverage of AutoVu vehicle hardware, Patroller software upgrades and Benomad updates. Does not cover in-vehicle PC. | Ea |  | 1 Year | 18200 | 6.5% | 17017
53059 | Genetec | AU-K-OXX-EWRR-1M | Extended Warranty for AU-K-OXX kit with Return and Repair coverage 1 Month. This includes coverage of AutoVu vehicle hardware, Patroller software upgrades and Benomad updates. Does not cover in-vehicle PC. | Ea |  | 1 Year | 442 | 6.5% | 413.27
53060 | Genetec | AU-K-OXX-EWRR-1Y | Extended Warranty for AU-K-OXX kit with Return and Repair coverage 1 Year (warranty cannot extend past 5th year after purchase). This includes coverage of AutoVu vehicle hardware, Patroller software upgrades and Benomad updates. Does not cover in-vehicle PC. | Ea |  | 1 Year | 5300 | 6.5% | 4955.5
53061 | Genetec | AU-K-OXX-EWRR-2Y | Extended Warranty for AU-K-OXX kit with Return and Repair coverage - 1 Year (2 Years) additional coverage. (warranty cannot extend past 5th year after purchase). This includes coverage of AutoVu vehicle hardware, Patroller software upgrades and Benomad updates. Does not cover in-vehicle PC. | Ea |  | 1 Year | 8480 | 6.5% | 7928.8
53062 | Genetec | AU-K-OXX-EWRR-3Y | Extended Warranty for AU-K-OXX kit with Return and Repair coverage - 1 Year (3 Years) additional coverage. (warranty cannot extend past 5th year after purchase). This includes coverage of AutoVu vehicle hardware, Patroller software upgrades and Benomad updates. Does not cover in-vehicle PC. | Ea |  | 1 Year | 11930 | 6.5% | 11154.55
53063 | Genetec | AU-K-OXX-EWRR-4Y | Extended Warranty for AU-K-OXX kit with Return and Repair coverage - 1 Year (4 Years) additional coverage. (warranty cannot extend past 5th year after purchase). This includes coverage of AutoVu vehicle hardware, Patroller software upgrades and Benomad updates. Does not cover in-vehicle PC. | Ea |  | 1 Year | 14840 | 6.5% | 13875.4
53064 | Genetec | AU-K-OXX-EWUP-1Y | AU-K-OXX- advanced swap warranty service upgrade from return and repair for first year of sale. | Ea |  | 1 Year | 1200 | 6.5% | 1122
53065 | Genetec | AU-K-P1X1S-BASE | AutoVu SharpX LAW Single base KIT includes main X1S processing unit, wiring, GPS, in-vehicle mapping and in-vehicle Patroller license. (For 1 camera XGA or VGA. Cameras and Camera mounts not included) | Ea |  | 1 Year | 6580 | 6.5% | 6152.3
53066 | Genetec | AU-K-P2X1S-BASE | AutoVu SharpX LAW Dual base KIT includes main X1S processing unit, wiring, GPS, in-vehicle mapping and in-vehicle Patroller license. (For 2 cameras XGA or VGA. Cameras and Camera mounts not included) | Ea |  | 1 Year | 6780 | 6.5% | 6339.3
53067 | Genetec | AU-K-P3X1S-BASE | AutoVu SharpX Triple base KIT includes main X1S* processing unit, wiring, GPS, in-vehicle mapping and in-vehicle Patroller license. *(For 3 cameras VGA or Mix 2 VGA 1 XGA. Cameras and Camera mounts not included) | Ea |  | 1 Year | 6980 | 6.5% | 6526.3
53068 | Genetec | AU-K-P3X2S-BASE | AutoVu SharpX Triple base KIT includes main X2S processing unit, wiring, GPS, in-vehicle mapping and in-vehicle Patroller license. (For 3 cameras XGA. Cameras and Camera mounts not included) | Ea |  | 1 Year | 8980 | 6.5% | 8396.3
53069 | Genetec | AU-K-P4X1S-BASE | AutoVu SharpX Quad base KIT includes main X1S* processing unit, wiring, GPS, in-vehicle mapping and in-vehicle Patroller license. *(For 4 cameras VGA. Cameras and Camera mounts not included) | Ea |  | 1 Year | 7180 | 6.5% | 6713.3
53070 | Genetec | AU-K-P4X2S-BASE | AutoVu SharpX Quad base KIT includes main X2S processing unit, wiring, GPS, in-vehicle mapping and in-vehicle Patroller license. (For 4 cameras XGA. Cameras and Camera mounts not included) | Ea |  | 1 Year | 9180 | 6.5% | 8583.3
53071 | Genetec | AU-K-PCASE1510 | Pelican™ Case 1510 and foam | Ea |  | 1 Year | 500 | 6.5% | 467.5
53072 | Genetec | AU-K-PORTKITNC | Complete portable kit for Sharp, includes cigarette power, mag-mount, and window seal. | Ea |  | 1 Year | 245 | 6.5% | 229.075
53073 | Genetec | AU-K-RAMMOUNT2 | RAM mount kit with Tilt-N-Turn™ 90 degree motion attachment (Does not include RAM vehicle base mount or docking station) | Ea |  | 1 Year | 250 | 6.5% | 233.75
53074 | Genetec | AU-K-S1XS-590 | AutoVu SharpX Scofflaw SINGLE base KIT includes main processing unit, GPS, wiring, and in-vehicle license, hard mount brackets and high resolution LPR unit | Ea |  | 1 Year | 10650 | 6.5% | 9957.75
53075 | Genetec | AU-K-S1XS-591-B | AutoVu SharpX Scofflaw SINGLE base KIT includes main processing unit, GPS, wiring, and in-vehicle license, hard mount brackets and high resolution LPR unit. BLACK with special no filter configuration | Ea |  | 1 Year | 10650 | 6.5% | 9957.75
53076 | Genetec | AU-K-S1XS-740 | AutoVu SharpX Scofflaw SINGLE base KIT includes main processing unit, GPS, wiring, and in-vehicle license, hard mount brackets and high resolution LPR unit | Ea |  | 1 Year | 10650 | 6.5% | 9957.75
53077 | Genetec | AU-K-S1XS-850 | AutoVu SharpX Scofflaw SINGLE base KIT includes main processing unit, GPS, wiring, and in-vehicle license, hard mount brackets and high resolution LPR unit | Ea |  | 1 Year | 10650 | 6.5% | 9957.75
53078 | Genetec | AU-K-S2XS-590 | AutoVu SharpX Scofflaw DUAL base KIT includes main processing unit, GPS, wiring, and in-vehicle license, hard mount brackets and high resolution LPR unit | Ea |  | 1 Year | 18250 | 6.5% | 17063.75
53079 | Genetec | AU-K-S2XS-591-B | AutoVu SharpX Scofflaw DUAL base KIT includes main processing unit, GPS, wiring, and in-vehicle license, hard mount brackets and high resolution LPR unit. BLACK with special no filter configuration | Ea |  | 1 Year | 18250 | 6.5% | 17063.75
53080 | Genetec | AU-K-S2XS-740 | AutoVu SharpX Scofflaw DUAL base KIT includes main processing unit, GPS, wiring, and in-vehicle license, hard mount brackets and high resolution LPR unit | Ea |  | 1 Year | 18250 | 6.5% | 17063.75
53081 | Genetec | AU-K-S2XS-740-F | AutoVu SharpX Scofflaw DUAL base KIT with FREEZE option includes main processing unit, GPS, wiring, and in-vehicle license, hard mount brackets and high resolution LPR unit | Ea |  | 1 Year | 19250 | 6.5% | 17998.75
53082 | Genetec | AU-K-S2XS-850 | AutoVu SharpX Scofflaw DUAL base KIT includes main processing unit, GPS, wiring, and in-vehicle license, hard mount brackets and high resolution LPR unit | Ea |  | 1 Year | 18250 | 6.5% | 17063.75
53083 | Genetec | AU-K-S2XS-850-F | AutoVu SharpX Scofflaw DUAL base KIT with FREEZE option includes main processing unit, GPS, wiring, and in-vehicle license, hard mount brackets and high resolution LPR unit | Ea |  | 1 Year | 19250 | 6.5% | 17998.75
53084 | Genetec | AU-K-S-EWAS-1M | Extended Warranty for Sharp VGA or Sharp XGA with Advance Replacement coverage 1 Month | Ea |  | 1 Year | 82 | 6.5% | 76.67
53085 | Genetec | AU-K-S-EWAS-1Y | Extended Warranty for Sharp VGA or Sharp XGA with Advance Replacement coverage - 1 Year (warranty cannot extend past 5th year after purchase) | Ea |  | 1 Year | 980 | 6.5% | 916.3
53086 | Genetec | AU-K-S-EWAS-2Y | Extended Warranty for Sharp VGA or Sharp XGA with Advance Replacement coverage - 1 Year (2 Years) additional coverage. Does not Include update to advanced replacement for year 1 (warranty cannot extend past 5th year after purchase). | Ea |  | 1 Year | 1840 | 6.5% | 1720.4
53087 | Genetec | AU-K-S-EWAS-3Y | Extended Warranty for Sharp VGA or Sharp XGA with Advance Replacement coverage - 1 Year (3 Years) additional coverage. Does not Include update to advanced replacement for year 1 (warranty cannot extend past 5th year after purchase). | Ea |  | 1 Year | 2460 | 6.5% | 2300.1
53088 | Genetec | AU-K-S-EWAS-4Y | Extended Warranty for Sharp VGA or Sharp XGA with Advance Replacement coverage - 1 Year (4 Years) additional coverage. Does not Include update to advanced replacement for year 1 (warranty cannot extend past 5th year after purchase). | Ea |  | 1 Year | 2980 | 6.5% | 2786.3
53089 | Genetec | AU-K-S-EWRR-1M | Extended Warranty for Sharp VGA or Sharp XGA with Return and Repair coverage - 1 Month | Ea |  | 1 Year | 62 | 6.5% | 57.97
53090 | Genetec | AU-K-S-EWRR-1Y | Extended Warranty for Sharp VGA or Sharp XGA with Return and Repair coverage - 1 Year (warranty cannot extend past 5th year after purchase) | Ea |  | 1 Year | 740 | 6.5% | 691.9
53091 | Genetec | AU-K-S-EWRR-2Y | Extended Warranty for Sharp VGA or Sharp XGA with Return and Repair coverage - 1 Year (2 Years) additional coverage. (warranty cannot extend past 5th year after purchase). | Ea |  | 1 Year | 1190 | 6.5% | 1112.65
53092 | Genetec | AU-K-S-EWRR-3Y | Extended Warranty for Sharp VGA or Sharp XGA with Return and Repair coverage - 1 Year (3 Years) additional coverage. (warranty cannot extend past 5th year after purchase). | Ea |  | 1 Year | 1670 | 6.5% | 1561.45
53093 | Genetec | AU-K-S-EWRR-4Y | Extended Warranty for Sharp VGA or Sharp XGA with Return and Repair coverage - 1 Year (4 Years) additional coverage. (warranty cannot extend past 5th year after purchase). | Ea |  | 1 Year | 2080 | 6.5% | 1944.8
53094 | Genetec | AU-K-S-EWUP-1Y | Warranty Upgrade for Sharp VGA or Sharp XGA from Return and Repair to Advanced Replacement coverage - 1st Year | Ea |  | 1 Year | 330 | 6.5% | 308.55
53095 | Genetec | AU-K-SHPHMKIT | Hard mount Kit for Sharp | Ea |  | 1 Year | 100 | 6.5% | 93.5
53096 | Genetec | AU-K-SWPKIT | AutoVu Street Sweeper hardware accessory kit including approved IP camera | Ea |  | 1 Year | 1363 | 6.5% | 1274.405
53097 | Genetec | AU-K-SWPKIT | AutoVu Street Sweeper hardware accessory kit including approved IP camera | Ea |  | 1 Year | 1363 | 6.5% | 1274.405
53098 | Genetec | AU-K-SXX-EWAS-1M | Extended Warranty for AU-K-SXX kit and Law with Advance Replacement coverage 1 Month. This includes coverage of AutoVu vehicle hardware, Patroller software upgrades and Benomad updates. Does not cover in-vehicle PC. | Ea |  | 1 Year | 157 | 6.5% | 146.795
53099 | Genetec | AU-K-SXX-EWAS-1Y | Extended Warranty for AU-K-SXX kit and Law with Advance Replacement coverage 1 Year (warranty cannot extend past 5th year after purchase). This includes coverage of AutoVu vehicle hardware, Patroller software upgrades and Benomad updates. Does not cover in-vehicle PC. | Ea |  | 1 Year | 1880 | 6.5% | 1757.8
53100 | Genetec | AU-K-SXX-EWAS-2Y | Extended Warranty for AU-K-SXX kit and Law with Advance Replacement coverage - 1 Year (2 Years) additional coverage. Does not Include update to advanced replacement for year 1 (warranty cannot extend past 5th year after purchase) This includes coverage of AutoVu vehicle hardware, Patroller software upgrades and Benomad updates. Does not cover in-vehicle PC. | Ea |  | 1 Year | 3520 | 6.5% | 3291.2
53101 | Genetec | AU-K-SXX-EWAS-3Y | Extended Warranty for AU-K-SXX kit and Law with Advance Replacement coverage - 1 Year (3 Years) additional coverage. Does not Include update to advanced replacement for year 1 (warranty cannot extend past 5th year after purchase). This includes coverage of AutoVu vehicle hardware, Patroller software upgrades and Benomad updates. Does not cover in-vehicle PC. | Ea |  | 1 Year | 4710 | 6.5% | 4403.85
53102 | Genetec | AU-K-SXX-EWAS-4Y | Extended Warranty for AU-K-SXX kit and Law with Advance Replacement coverage - 1 Year (4 Years) additional coverage. Does not Include update to advanced replacement for year 1 (warranty cannot extend past 5th year after purchase). This includes coverage of AutoVu vehicle hardware, Patroller software upgrades and Benomad updates. Does not cover in-vehicle PC. | Ea |  | 1 Year | 5710 | 6.5% | 5338.85
53103 | Genetec | AU-K-SXX-EWRR-1M | Extended Warranty for AU-K-SXX kit and Law with Return and Repair coverage 1 Month. This includes coverage of AutoVu vehicle hardware, Patroller software upgrades and Benomad updates. Does not cover in-vehicle PC. | Ea |  | 1 Year | 118 | 6.5% | 110.33
53104 | Genetec | AU-K-SXX-EWRR-1Y | Extended Warranty for AU-K-SXX kit and Law with Return and Repair coverage 1 Year (warranty cannot extend past 5th year after purchase). This includes coverage of AutoVu vehicle hardware, Patroller software upgrades and Benomad updates. Does not cover in-vehicle PC. | Ea |  | 1 Year | 1410 | 6.5% | 1318.35
53105 | Genetec | AU-K-SXX-EWRR-2Y | Extended Warranty for AU-K-SXX kit and Law with Return and Repair coverage - 1 Year (2 Years) additional coverage. (warranty cannot extend past 5th year after purchase). This includes coverage of AutoVu vehicle hardware, Patroller software upgrades and Benomad updates. Does not cover in-vehicle PC. | Ea |  | 1 Year | 2260 | 6.5% | 2113.1
53106 | Genetec | AU-K-SXX-EWRR-3Y | Extended Warranty for AU-K-SXX kit and Law with Return and Repair coverage - 1 Year (3 Years) additional coverage. (warranty cannot extend past 5th year after purchase). This includes coverage of AutoVu vehicle hardware, Patroller software upgrades and Benomad updates. Does not cover in-vehicle PC. | Ea |  | 1 Year | 3180 | 6.5% | 2973.3
53107 | Genetec | AU-K-SXX-EWRR-4Y | Extended Warranty for AU-K-SXX kit and Law with Return and Repair coverage - 1 Year (4 Years) additional coverage. (warranty cannot extend past 5th year after purchase). This includes coverage of AutoVu vehicle hardware, Patroller software upgrades and Benomad updates. Does not cover in-vehicle PC. | Ea |  | 1 Year | 3950 | 6.5% | 3693.25
53108 | Genetec | AU-K-SXX-EWUP-1Y | AU-K-SXX- and Law advanced swap warranty service upgrade from return and repair for first year of sale. | Ea |  | 1 Year | 630 | 6.5% | 589.05
53109 | Genetec | AU-K-TIRECAM | AutoVu Tire Imaging external camera and cable kit, 1 (one) camera. | Ea |  | 1 Year | 365 | 6.5% | 341.275
53110 | Genetec | AU-K-U1XS-590 | AutoVu SharpX UNIVERSITY Single base KIT includes main processing unit, hard mount brackets, wiring, GPS antenna, high resolution LPR unit and in-vehicle license. | Ea |  | 1 Year | 19900 | 6.5% | 18606.5
53111 | Genetec | AU-K-U1XS-590-B | AutoVu SharpX UNIVERSITY Single base KIT BLACK includes main processing unit, black hard mount brackets, wiring, GPS antenna, high resolution black LPR unit, long black visor and in-vehicle license. | Ea |  | 1 Year | 19900 | 6.5% | 18606.5
53112 | Genetec | AU-K-U1XS-591-B | AutoVu SharpX UNIVERSITY Single base KIT BLACK includes main processing unit, black hard mount brackets, wiring, GPS antenna, high resolution black LPR unit, long black visor and in-vehicle license. BLACK with special no filter configuration | Ea |  | 1 Year | 19900 | 6.5% | 18606.5
53113 | Genetec | AU-K-U1XS-740 | AutoVu SharpX UNIVERSITY Single base KIT includes main processing unit, hard mount brackets, wiring, GPS antenna, high resolution LPR unit and in-vehicle license. | Ea |  | 1 Year | 19900 | 6.5% | 18606.5
53114 | Genetec | AU-K-U1XS-740-B | AutoVu SharpX UNIVERSITY Single base KIT BLACK includes main processing unit, hard mount brackets, wiring, GPS antenna, high resolution LPR unit and in-vehicle license. | Ea |  | 1 Year | 19900 | 6.5% | 18606.5
53115 | Genetec | AU-K-U1XS-850 | AutoVu SharpX UNIVERSITY Single base KIT includes main processing unit, hard mount brackets, wiring, GPS antenna, high resolution LPR unit and in-vehicle license. | Ea |  | 1 Year | 19900 | 6.5% | 18606.5
53116 | Genetec | AU-K-U2XS-590 | AutoVu SharpX UNIVERSITY Dual base KIT includes main processing unit, hard mount brackets, wiring, GPS antenna, high resolution LPR units and in-vehicle license. | Ea |  | 1 Year | 29500 | 6.5% | 27582.5
53117 | Genetec | AU-K-U2XS-590-B | AutoVu SharpX UNIVERSITY Dual base KIT BLACK includes main processing unit, black hard mount brackets, wiring, GPS antenna, high resolution Black LPR units, long black visors and in-vehicle license. | Ea |  | 1 Year | 29500 | 6.5% | 27582.5
53118 | Genetec | AU-K-U2XS-591-B | AutoVu SharpX UNIVERSITY Dual base KIT BLACK includes main processing unit, black hard mount brackets, wiring, GPS antenna, high resolution Black LPR units, long black visors and in-vehicle license. BLACK with special no filter configuration | Ea |  | 1 Year | 29500 | 6.5% | 27582.5
53119 | Genetec | AU-K-U2XS-591-B-F | AutoVu SharpX UNIVERSITY Dual base KIT BLACK with FREEZE includes main processing unit, black hard mount brackets, wiring, GPS antenna, high resolution Black LPR units, long black visors and in-vehicle license. BLACK with special no filter configuration | Ea |  | 1 Year | 30500 | 6.5% | 28517.5
53120 | Genetec | AU-K-U2XS-740 | AutoVu SharpX UNIVERSITY Dual base KIT includes main processing unit, hard mount brackets, wiring, GPS antenna, high resolution LPR units and in-vehicle license. | Ea |  | 1 Year | 29500 | 6.5% | 27582.5
53121 | Genetec | AU-K-U2XS-740-B | AutoVu SharpX UNIVERSITY Dual base KIT BLACK includes main processing unit, hard mount brackets, wiring, GPS antenna, high resolution LPR units and in-vehicle license. | Ea |  | 1 Year | 29500 | 6.5% | 27582.5
53122 | Genetec | AU-K-U2XS-740-F | AutoVu SharpX UNIVERSITY Dual base KIT with FREEZE option includes main processing unit, hard mount brackets, wiring, GPS antenna, high resolution LPR units and in-vehicle license. | Ea |  | 1 Year | 30500 | 6.5% | 28517.5
53123 | Genetec | AU-K-U2XS-850 | AutoVu SharpX UNIVERSITY Dual base KIT includes main processing unit, hard mount brackets, wiring, GPS antenna, high resolution LPR units and in-vehicle license. | Ea |  | 1 Year | 29500 | 6.5% | 27582.5
53124 | Genetec | AU-K-U2XS-850-B | AutoVu SharpX UNIVERSITY Dual base KIT BLACK includes main processing unit, black hard mount brackets, wiring, GPS antenna, high resolution Black LPR units, long black visors and in-vehicle license. | Ea |  | 1 Year | 29500 | 6.5% | 27582.5
53125 | Genetec | AU-K-U2XS-850-F | AutoVu SharpX UNIVERSITY Dual base KIT with FREEZE option includes main processing unit, hard mount brackets, wiring, GPS antenna, high resolution LPR units and in-vehicle license. | Ea |  | 1 Year | 30500 | 6.5% | 28517.5
53126 | Genetec | AU-K-U2XSN-850 | AutoVu SharpX UNIVERSITY Dual base KIT includes main processing unit, hard mount brackets, wiring, Built-in Navigator Kit w/GPS, high resolution LPR units and in-vehicle license. | Ea |  | 1 Year | 34500 | 6.5% | 32257.5
53127 | Genetec | AU-K-UXX-EWAS-1M | Extended Warranty for AU-K-UXX kit with Advance Replacement coverage 1 Month. This includes coverage of AutoVu vehicle hardware, Patroller software upgrades and Benomad updates. Does not cover in-vehicle PC. | Ea |  | 1 Year | 400 | 6.5% | 374
53128 | Genetec | AU-K-UXX-EWAS-1Y | Extended Warranty for AU-K-UXX kit with Advance Replacement coverage 1 Year (warranty cannot extend past 5th year after purchase). This includes coverage of AutoVu vehicle hardware, Patroller software upgrades and Benomad updates. Does not cover in-vehicle PC. | Ea |  | 1 Year | 4800 | 6.5% | 4488
53129 | Genetec | AU-K-UXX-EWAS-2Y | Extended Warranty for AU-K-UXX kit with Advance Replacement coverage - 1 Year (2 Years) additional coverage. Does not Include update to advanced replacement for year 1 (warranty cannot extend past 5th year after purchase) This includes coverage of AutoVu vehicle hardware, Patroller software upgrades and Benomad updates. Does not cover in-vehicle PC. | Ea |  | 1 Year | 7680 | 6.5% | 7180.8
53130 | Genetec | AU-K-UXX-EWAS-3Y | Extended Warranty for AU-K-UXX kit with Advance Replacement coverage - 1 Year (3 Years) additional coverage. Does not Include update to advanced replacement for year 1 (warranty cannot extend past 5th year after purchase). This includes coverage of AutoVu vehicle hardware, Patroller software upgrades and Benomad updates. Does not cover in-vehicle PC. | Ea |  | 1 Year | 10800 | 6.5% | 10098
53131 | Genetec | AU-K-UXX-EWAS-4Y | Extended Warranty for AU-K-UXX kit with Advance Replacement coverage - 1 Year (4 Years) additional coverage. Does not Include update to advanced replacement for year 1 (warranty cannot extend past 5th year after purchase). This includes coverage of AutoVu vehicle hardware, Patroller software upgrades and Benomad updates. Does not cover in-vehicle PC. | Ea |  | 1 Year | 13440 | 6.5% | 12566.4
53132 | Genetec | AU-K-UXX-EWRR-1M | Extended Warranty for AU-K-UXX kit with Return and Repair coverage 1 Month. This includes coverage of AutoVu vehicle hardware, Patroller software upgrades and Benomad updates. Does not cover in-vehicle PC. | Ea |  | 1 Year | 325 | 6.5% | 303.875
53133 | Genetec | AU-K-UXX-EWRR-1Y | Extended Warranty for AU-K-UXX kit with Return and Repair coverage 1 Year (warranty cannot extend past 5th year after purchase). This includes coverage of AutoVu vehicle hardware, Patroller software upgrades and Benomad updates. Does not cover in-vehicle PC. | Ea |  | 1 Year | 3900 | 6.5% | 3646.5
53134 | Genetec | AU-K-UXX-EWRR-2Y | Extended Warranty for AU-K-UXX kit with Return and Repair coverage - 1 Year (2 Years) additional coverage. (warranty cannot extend past 5th year after purchase). This includes coverage of AutoVu vehicle hardware, Patroller software upgrades and Benomad updates. Does not cover in-vehicle PC. | Ea |  | 1 Year | 6240 | 6.5% | 5834.4
53135 | Genetec | AU-K-UXX-EWRR-3Y | Extended Warranty for AU-K-UXX kit with Return and Repair coverage - 1 Year (3 Years) additional coverage. (warranty cannot extend past 5th year after purchase). This includes coverage of AutoVu vehicle hardware, Patroller software upgrades and Benomad updates. Does not cover in-vehicle PC. | Ea |  | 1 Year | 8780 | 6.5% | 8209.3
53136 | Genetec | AU-K-UXX-EWRR-4Y | Extended Warranty for AU-K-UXX kit with Return and Repair coverage - 1 Year (4 Years) additional coverage. (warranty cannot extend past 5th year after purchase). This includes coverage of AutoVu vehicle hardware, Patroller software upgrades and Benomad updates. Does not cover in-vehicle PC. | Ea |  | 1 Year | 10920 | 6.5% | 10210.2
53137 | Genetec | AU-K-UXX-EWUP-1Y | AU-K-UXX- advanced swap warranty service upgrade from return and repair for first year of sale. | Ea |  | 1 Year | 900 | 6.5% | 841.5
53138 | Genetec | AU-K-V-BL590-L | Black AutoVu SharpV Camera Kit which includes: SharpV Long Range ITS (LPR ONLY) lens and 590nm illuminator, mounting bracket and Sharp Camera Connection (POE+ Required. Cable not included) | Ea |  | 1 Year | 4700 | 6.5% | 4394.5
53139 | Genetec | AU-K-V-BL590-LC | Black AutoVu SharpV Camera Kit which includes: SharpV Long Range Dual (LPR and Context) lens and 590nm illuminator, mounting bracket and Sharp Camera Connection (POE+ Required. Cable not included) | Ea |  | 1 Year | 5700 | 6.5% | 5329.5
53140 | Genetec | AU-K-V-BL740-L | Black AutoVu SharpV Camera Kit which includes: SharpV Long Range ITS (LPR ONLY) lens and 740nm illuminator, mounting bracket and Sharp Camera Connection (POE+ Required. Cable not included) | Ea |  | 1 Year | 4700 | 6.5% | 4394.5
53141 | Genetec | AU-K-V-BL740-LC | Black AutoVu SharpV Camera Kit which includes: SharpV Long Range Dual (LPR and Context) lens and 740nm illuminator, mounting bracket and Sharp Camera Connection (POE+ Required. Cable not included) | Ea |  | 1 Year | 5700 | 6.5% | 5329.5
53142 | Genetec | AU-K-V-BL850-L | Black AutoVu SharpV Camera Kit which includes: SharpV Long Range ITS (LPR ONLY) lens and 850nm illuminator, mounting bracket and Sharp Camera Connection (POE+ Required. Cable not included) | Ea |  | 1 Year | 4700 | 6.5% | 4394.5
53143 | Genetec | AU-K-V-BL850-LC | Black AutoVu SharpV Camera Kit which includes: SharpV Long Range Dual (LPR and Context) lens and 850nm illuminator, mounting bracket and Sharp Camera Connection (POE+ Required. Cable not included) | Ea |  | 1 Year | 5700 | 6.5% | 5329.5
53144 | Genetec | AU-K-V-BS590-L | Black AutoVu SharpV Camera Kit which includes: SharpV Standard Range ITS (LPR ONLY) lens and 590nm illuminator, mounting bracket and Sharp Camera Connection (POE+ Required. Cable not included) | Ea |  | 1 Year | 4700 | 6.5% | 4394.5
53145 | Genetec | AU-K-V-BS590-LC | Black AutoVu SharpV Camera Kit which includes: SharpV Standard Range Dual (LPR and Context) lens and 590nm illuminator, mounting bracket and Sharp Camera Connection (POE+ Required. Cable not included) | Ea |  | 1 Year | 5700 | 6.5% | 5329.5
53146 | Genetec | AU-K-V-BS740-L | Black AutoVu SharpV Camera Kit which includes: SharpV Standard Range ITS (LPR ONLY) lens and 740nm illuminator, mounting bracket and Sharp Camera Connection (POE+ Required. Cable not included) | Ea |  | 1 Year | 4700 | 6.5% | 4394.5
53147 | Genetec | AU-K-V-BS740-LC | Black AutoVu SharpV Camera Kit which includes: SharpV Standard Range Dual (LPR and Context) lens and 740nm illuminator, mounting bracket and Sharp Camera Connection (POE+ Required. Cable not included) | Ea |  | 1 Year | 5700 | 6.5% | 5329.5
53148 | Genetec | AU-K-V-BS850-L | Black AutoVu SharpV Camera Kit which includes: SharpV Standard Range ITS (LPR ONLY) lens and 850nm illuminator, mounting bracket and Sharp Camera Connection (POE+ Required. Cable not included) | Ea |  | 1 Year | 4700 | 6.5% | 4394.5
53149 | Genetec | AU-K-V-BS850-LC | Black AutoVu SharpV Camera Kit which includes: SharpV Standard Range Dual (LPR and Context) lens and 850nm illuminator, mounting bracket and Sharp Camera Connection (POE+ Required. Cable not included) | Ea |  | 1 Year | 5700 | 6.5% | 5329.5
53150 | Genetec | AU-K-V-GENERIC-L | AutoVu SharpV GENERIC Camera Kit which includes: GENERIC SharpV ITS (LPR ONLY) , mounting bracket and Sharp Camera Connection (POE+ Required. Cable not included). CUSTOMER MAY NOT PLACE A PO WITH THIS PART. | Ea |  | 1 Year | 4700 | 6.5% | 4394.5
53151 | Genetec | AU-K-V-GENERIC-LC | AutoVu SharpV GENERIC Camera Kit which includes: GENERIC SharpV Dual (LPR and Context) , mounting bracket and Sharp Camera Connection (POE+ Required. Cable not included). CUSTOMER MAY NOT PLACE A PO WITH THIS PART. | Ea |  | 1 Year | 5700 | 6.5% | 5329.5
53152 | Genetec | AU-K-V-WL590-L | White AutoVu SharpV Camera Kit which includes: SharpV Long Range ITS (LPR ONLY) lens and 590nm illuminator, mounting bracket and Sharp Camera Connection (POE+ Required. Cable not included) | Ea |  | 1 Year | 4700 | 6.5% | 4394.5
53153 | Genetec | AU-K-V-WL590-LC | White AutoVu SharpV Camera Kit which includes: SharpV Long Range Dual (LPR and Context) lens and 590nm illuminator, mounting bracket and Sharp Camera Connection (POE+ Required. Cable not included) | Ea |  | 1 Year | 5700 | 6.5% | 5329.5
53154 | Genetec | AU-K-V-WL740-L | White AutoVu SharpV Camera Kit which includes: SharpV Long Range ITS (LPR ONLY) lens and 740nm illuminator, mounting bracket and Sharp Camera Connection (POE+ Required. Cable not included) | Ea |  | 1 Year | 4700 | 6.5% | 4394.5
53155 | Genetec | AU-K-V-WL740-LC | White AutoVu SharpV Camera Kit which includes: SharpV Long Range Dual (LPR and Context) lens and 740nm illuminator, mounting bracket and Sharp Camera Connection (POE+ Required. Cable not included) | Ea |  | 1 Year | 5700 | 6.5% | 5329.5
53156 | Genetec | AU-K-V-WL850-L | White AutoVu SharpV Camera Kit which includes: SharpV Long Range ITS (LPR ONLY) lens and 850nm illuminator, mounting bracket and Sharp Camera Connection (POE+ Required. Cable not included) | Ea |  | 1 Year | 4700 | 6.5% | 4394.5
53157 | Genetec | AU-K-V-WL850-LC | White AutoVu SharpV Camera Kit which includes: SharpV Long Range Dual (LPR and Context) lens and 850nm illuminator, mounting bracket and Sharp Camera Connection (POE+ Required. Cable not included) | Ea |  | 1 Year | 5700 | 6.5% | 5329.5
53158 | Genetec | AU-K-V-WS590-L | White AutoVu SharpV Camera Kit which includes: SharpV Standard Range ITS (LPR ONLY) lens and 590nm illuminator, mounting bracket and Sharp Camera Connection (POE+ Required. Cable not included) | Ea |  | 1 Year | 4700 | 6.5% | 4394.5
53159 | Genetec | AU-K-V-WS590-LC | White AutoVu SharpV Camera Kit which includes: SharpV Standard Range Dual (LPR and Context) lens and 590nm illuminator, mounting bracket and Sharp Camera Connection (POE+ Required. Cable not included) | Ea |  | 1 Year | 5700 | 6.5% | 5329.5
53160 | Genetec | AU-K-V-WS740-L | White AutoVu SharpV Camera Kit which includes: SharpV Standard Range ITS (LPR ONLY) lens and 740nm illuminator, mounting bracket and Sharp Camera Connection (POE+ Required. Cable not included) | Ea |  | 1 Year | 4700 | 6.5% | 4394.5
53161 | Genetec | AU-K-V-WS740-LC | White AutoVu SharpV Camera Kit which includes: SharpV Standard Range Dual (LPR and Context) lens and 740nm illuminator, mounting bracket and Sharp Camera Connection (POE+ Required. Cable not included) | Ea |  | 1 Year | 5700 | 6.5% | 5329.5
53162 | Genetec | AU-K-V-WS850-L | White AutoVu SharpV Camera Kit which includes: SharpV Standard Range ITS (LPR ONLY) lens and 850nm illuminator, mounting bracket and Sharp Camera Connection (POE+ Required. Cable not included) | Ea |  | 1 Year | 4700 | 6.5% | 4394.5
53163 | Genetec | AU-K-V-WS850-LC | White AutoVu SharpV Camera Kit which includes: SharpV Standard Range Dual (LPR and Context) lens and 850nm illuminator, mounting bracket and Sharp Camera Connection (POE+ Required. Cable not included) | Ea |  | 1 Year | 5700 | 6.5% | 5329.5
53164 | Genetec | AU-K-WXX-EWAS-1M | Extended Warranty for AU-K-WXX kit with Advance Replacement coverage 1 Month. This includes coverage of AutoVu vehicle hardware, Patroller software upgrades and Benomad updates. Does not cover in-vehicle PC. | Ea |  | 1 Year | 757 | 6.5% | 707.795
53165 | Genetec | AU-K-WXX-EWAS-1Y | Extended Warranty for AU-K-WXX kit with Advance Replacement coverage 1 Year (warranty cannot extend past 5th year after purchase). This includes coverage of AutoVu vehicle hardware, Patroller software upgrades and Benomad updates. Does not cover in-vehicle PC. | Ea |  | 1 Year | 9080 | 6.5% | 8489.8
53166 | Genetec | AU-K-WXX-EWAS-2Y | Extended Warranty for AU-K-WXX kit with Advance Replacement coverage - 1 Year (2 Years) additional coverage. Does not Include update to advanced replacement for year 1 (warranty cannot extend past 5th year after purchase) This includes coverage of AutoVu vehicle hardware, Patroller software upgrades and Benomad updates. Does not cover in-vehicle PC. | Ea |  | 1 Year | 14530 | 6.5% | 13585.55
53167 | Genetec | AU-K-WXX-EWAS-3Y | Extended Warranty for AU-K-WXX kit with Advance Replacement coverage - 1 Year (3 Years) additional coverage. Does not Include update to advanced replacement for year 1 (warranty cannot extend past 5th year after purchase). This includes coverage of AutoVu vehicle hardware, Patroller software upgrades and Benomad updates. Does not cover in-vehicle PC. | Ea |  | 1 Year | 20430 | 6.5% | 19102.05
53168 | Genetec | AU-K-WXX-EWAS-4Y | Extended Warranty for AU-K-WXX kit with Advance Replacement coverage - 1 Year (4 Years) additional coverage. Does not Include update to advanced replacement for year 1 (warranty cannot extend past 5th year after purchase). This includes coverage of AutoVu vehicle hardware, Patroller software upgrades and Benomad updates. Does not cover in-vehicle PC. | Ea |  | 1 Year | 25430 | 6.5% | 23777.05
53169 | Genetec | AU-K-WXX-EWRR-1M | Extended Warranty for AU-K-WXX kit with Return and Repair coverage 1 Month. This includes coverage of AutoVu vehicle hardware, Patroller software upgrades and Benomad updates. Does not cover in-vehicle PC. | Ea |  | 1 Year | 618 | 6.5% | 577.83
53170 | Genetec | AU-K-WXX-EWRR-1Y | Extended Warranty for AU-K-WXX kit with Return and Repair coverage 1 Year (warranty cannot extend past 5th year after purchase). This includes coverage of AutoVu vehicle hardware, Patroller software upgrades and Benomad updates. Does not cover in-vehicle PC. | Ea |  | 1 Year | 7410 | 6.5% | 6928.35
53171 | Genetec | AU-K-WXX-EWRR-2Y | Extended Warranty for AU-K-WXX kit with Return and Repair coverage - 1 Year (2 Years) additional coverage. (warranty cannot extend past 5th year after purchase). This includes coverage of AutoVu vehicle hardware, Patroller software upgrades and Benomad updates. Does not cover in-vehicle PC. | Ea |  | 1 Year | 11860 | 6.5% | 11089.1
53172 | Genetec | AU-K-WXX-EWRR-3Y | Extended Warranty for AU-K-WXX kit with Return and Repair coverage - 1 Year (3 Years) additional coverage. (warranty cannot extend past 5th year after purchase). This includes coverage of AutoVu vehicle hardware, Patroller software upgrades and Benomad updates. Does not cover in-vehicle PC. | Ea |  | 1 Year | 16680 | 6.5% | 15595.8
53173 | Genetec | AU-K-WXX-EWRR-4Y | Extended Warranty for AU-K-WXX kit with Return and Repair coverage - 1 Year (4 Years) additional coverage. (warranty cannot extend past 5th year after purchase). This includes coverage of AutoVu vehicle hardware, Patroller software upgrades and Benomad updates. Does not cover in-vehicle PC. | Ea |  | 1 Year | 20750 | 6.5% | 19401.25
53174 | Genetec | AU-K-WXX-EWUP-1Y | AU-K-WXX- advanced swap warranty service upgrade from return and repair for first year of sale. | Ea |  | 1 Year | 1680 | 6.5% | 1570.8
53175 | Genetec | AU-K-X-1CAM-EWAS-1M | Extended Warranty for Sharp X system with one (1) camera VGA or XGA (Fixed Systems Only) with Advance Replacement coverage 1 Month. Not applicable for Mobile applications | Ea |  | 1 Year | 113 | 6.5% | 105.655
53176 | Genetec | AU-K-X-1CAM-EWAS-1Y | Extended Warranty for Sharp X system with one (1) camera VGA or XGA (Fixed Systems Only) with Advance Replacement coverage - 1 Year (warranty cannot extend past 5th year after purchase). Not applicable for Mobile applications | Ea |  | 1 Year | 1350 | 6.5% | 1262.25
53177 | Genetec | AU-K-X-1CAM-EWAS-2Y | Extended Warranty for Sharp X system with one (1) camera VGA or XGA (Fixed Systems Only) with Advance Replacement coverage - 1 Year (2 Years) additional coverage. Does not Include update to advanced replacement for year 1 (warranty cannot extend past 5th year after purchase). Not applicable for Mobile applications | Ea |  | 1 Year | 2520 | 6.5% | 2356.2
53178 | Genetec | AU-K-X-1CAM-EWAS-3Y | Extended Warranty for Sharp X system with one (1) camera VGA or XGA (Fixed Systems Only) with Advance Replacement coverage - 1 Year (3 Years) additional coverage. Does not Include update to advanced replacement for year 1 (warranty cannot extend past 5th year after purchase). Not applicable for Mobile applications | Ea |  | 1 Year | 3380 | 6.5% | 3160.3
53179 | Genetec | AU-K-X-1CAM-EWAS-4Y | Extended Warranty for Sharp X system with one (1) camera VGA or XGA (Fixed Systems Only) with Advance Replacement coverage - 1 Year (4 Years) additional coverage. Does not Include update to advanced replacement for year 1 (warranty cannot extend past 5th year after purchase). Not applicable for Mobile applications | Ea |  | 1 Year | 4100 | 6.5% | 3833.5
53180 | Genetec | AU-K-X-1CAM-EWRR-1M | Extended Warranty for Sharp X system with one (1) camera VGA or XGA (Fixed Systems Only) with Return and Repair coverage - 1 Month. Not applicable for Mobile applications | Ea |  | 1 Year | 85 | 6.5% | 79.475
53181 | Genetec | AU-K-X-1CAM-EWRR-1Y | Extended Warranty for Sharp X system with one (1) camera VGA or XGA (Fixed Systems Only) with Return and Repair coverage - 1 Year (warranty cannot extend past 5th year after purchase). Not applicable for Mobile applications | Ea |  | 1 Year | 1010 | 6.5% | 944.35
53182 | Genetec | AU-K-X-1CAM-EWRR-2Y | Extended Warranty for Sharp X system with one (1) camera VGA or XGA (Fixed Systems Only) with Return and Repair coverage - 1 Year (2 Years) additional coverage. (warranty cannot extend past 5th year after purchase). Not applicable for Mobile applications | Ea |  | 1 Year | 1620 | 6.5% | 1514.7
53183 | Genetec | AU-K-X-1CAM-EWRR-3Y | Extended Warranty for Sharp X system with one (1) camera VGA or XGA (Fixed Systems Only) with Return and Repair coverage - 1 Year (3 Years) additional coverage. (warranty cannot extend past 5th year after purchase). Not applicable for Mobile applications | Ea |  | 1 Year | 2280 | 6.5% | 2131.8
53184 | Genetec | AU-K-X-1CAM-EWRR-4Y | Extended Warranty for Sharp X system with one (1) camera VGA or XGA (Fixed Systems Only) with Return and Repair coverage - 1 Year (4 Years) additional coverage. (warranty cannot extend past 5th year after purchase). Not applicable for Mobile applications | Ea |  | 1 Year | 2830 | 6.5% | 2646.05
53185 | Genetec | AU-K-X-1CAM-EWUP-1Y | Warranty Upgrade for Sharp X system with one (1) camera VGA or XGA (Fixed Systems Only) from Return and Repair to Advanced Replacement coverage - 1st Year Not applicable for Mobile applications | Ea |  | 1 Year | 450 | 6.5% | 420.75
53186 | Genetec | AU-K-X-2CAM-EWAS-1M | Extended Warranty for Sharp X system with two (2) cameras VGA or XGA (Fixed Systems Only) with Advance Replacement coverage 1 Month. Not applicable for Mobile applications | Ea |  | 1 Year | 157 | 6.5% | 146.795
53187 | Genetec | AU-K-X-2CAM-EWAS-1Y | Extended Warranty for Sharp X system with two (2) cameras VGA or XGA (Fixed Systems Only) with Advance Replacement coverage - 1 Year (warranty cannot extend past 5th year after purchase). Not applicable for Mobile applications | Ea |  | 1 Year | 1880 | 6.5% | 1757.8
53188 | Genetec | AU-K-X-2CAM-EWAS-2Y | Extended Warranty for Sharp X system with two (2) cameras VGA or XGA (Fixed Systems Only) with Advance Replacement coverage - 1 Year (2 Years) additional coverage. Does not Include update to advanced replacement for year 1 (warranty cannot extend past 5th year after purchase). Not applicable for Mobile applications | Ea |  | 1 Year | 3520 | 6.5% | 3291.2
53189 | Genetec | AU-K-X-2CAM-EWAS-3Y | Extended Warranty for Sharp X system with two (2) cameras VGA or XGA (Fixed Systems Only) with Advance Replacement coverage - 1 Year (3 Years) additional coverage. Does not Include update to advanced replacement for year 1 (warranty cannot extend past 5th year after purchase). Not applicable for Mobile applications | Ea |  | 1 Year | 4710 | 6.5% | 4403.85
53190 | Genetec | AU-K-X-2CAM-EWAS-4Y | Extended Warranty for Sharp X system with two (2) cameras VGA or XGA (Fixed Systems Only) with Advance Replacement coverage - 1 Year (4 Years) additional coverage. Does not Include update to advanced replacement for year 1 (warranty cannot extend past 5th year after purchase). Not applicable for Mobile applications | Ea |  | 1 Year | 5710 | 6.5% | 5338.85
53191 | Genetec | AU-K-X-2CAM-EWRR-1M | Extended Warranty for Sharp X system with two (2) cameras VGA or XGA (Fixed Systems Only) with Return and Repair coverage - 1 Month. Not applicable for Mobile applications | Ea |  | 1 Year | 118 | 6.5% | 110.33
53192 | Genetec | AU-K-X-2CAM-EWRR-1Y | Extended Warranty for Sharp X system with two (2) cameras VGA or XGA (Fixed Systems Only) with Return and Repair coverage - 1 Year (warranty cannot extend past 5th year after purchase). Not applicable for Mobile applications | Ea |  | 1 Year | 1410 | 6.5% | 1318.35
53193 | Genetec | AU-K-X-2CAM-EWRR-2Y | Extended Warranty for Sharp X system with two (2) cameras VGA or XGA (Fixed Systems Only) with Return and Repair coverage - 1 Year (2 Years) additional coverage. (warranty cannot extend past 5th year after purchase). Not applicable for Mobile applications | Ea |  | 1 Year | 2260 | 6.5% | 2113.1
53194 | Genetec | AU-K-X-2CAM-EWRR-3Y | Extended Warranty for Sharp X system with two (2) cameras VGA or XGA (Fixed Systems Only) with Return and Repair coverage - 1 Year (3 Years) additional coverage. (warranty cannot extend past 5th year after purchase). Not applicable for Mobile applications | Ea |  | 1 Year | 3180 | 6.5% | 2973.3
53195 | Genetec | AU-K-X-2CAM-EWRR-4Y | Extended Warranty for Sharp X system with two (2) cameras VGA or XGA (Fixed Systems Only) with Return and Repair coverage - 1 Year (4 Years) additional coverage. (warranty cannot extend past 5th year after purchase). Not applicable for Mobile applications | Ea |  | 1 Year | 3950 | 6.5% | 3693.25
53196 | Genetec | AU-K-X-2CAM-EWUP-1Y | Warranty Upgrade for Sharp X system with two (2) cameras VGA or XGA (Fixed Systems Only) from Return and Repair to Advanced Replacement coverage - 1st Year Not applicable for Mobile applications | Ea |  | 1 Year | 630 | 6.5% | 589.05
53197 | Genetec | AU-K-X-3CAM-EWAS-1M | Extended Warranty for Sharp X system with three (3) cameras VGA or XGA (Fixed Systems Only) with Advance Replacement coverage 1 Month. Not applicable for Mobile applications | Ea |  | 1 Year | 196 | 6.5% | 183.26
53198 | Genetec | AU-K-X-3CAM-EWAS-1Y | Extended Warranty for Sharp X system with three (3)cameras VGA or XGA (Fixed Systems Only) with Advance Replacement coverage - 1 Year (warranty cannot extend past 5th year after purchase). Not applicable for Mobile applications | Ea |  | 1 Year | 2350 | 6.5% | 2197.25
53199 | Genetec | AU-K-X-3CAM-EWAS-2Y | Extended Warranty for Sharp X system with three (3) cameras VGA or XGA (Fixed Systems Only) with Advance Replacement coverage - 1 Year (2 Years) additional coverage. Does not Include update to advanced replacement for year 1 (warranty cannot extend past 5th year after purchase). Not applicable for Mobile applications | Ea |  | 1 Year | 4400 | 6.5% | 4114
53200 | Genetec | AU-K-X-3CAM-EWAS-3Y | Extended Warranty for Sharp X system with three (3) cameras VGA or XGA (Fixed Systems Only) with Advance Replacement coverage - 1 Year (3 Years) additional coverage. Does not Include update to advanced replacement for year 1 (warranty cannot extend past 5th year after purchase). Not applicable for Mobile applications | Ea |  | 1 Year | 5880 | 6.5% | 5497.8
53201 | Genetec | AU-K-X-3CAM-EWAS-4Y | Extended Warranty for Sharp X system with three (3) cameras VGA or XGA (Fixed Systems Only) with Advance Replacement coverage - 1 Year (4 Years) additional coverage. Does not Include update to advanced replacement for year 1 (warranty cannot extend past 5th year after purchase). Not applicable for Mobile applications | Ea |  | 1 Year | 7140 | 6.5% | 6675.9
53202 | Genetec | AU-K-X-3CAM-EWRR-1M | Extended Warranty for Sharp X system with three (3) cameras VGA or XGA (Fixed Systems Only) with Return and Repair coverage - 1 Month. Not applicable for Mobile applications | Ea |  | 1 Year | 147 | 6.5% | 137.445
53203 | Genetec | AU-K-X-3CAM-EWRR-1Y | Extended Warranty for Sharp X system with three (3) cameras VGA or XGA (Fixed Systems Only) with Return and Repair coverage - 1 Year (warranty cannot extend past 5th year after purchase). Not applicable for Mobile applications | Ea |  | 1 Year | 1760 | 6.5% | 1645.6
53204 | Genetec | AU-K-X-3CAM-EWRR-2Y | Extended Warranty for Sharp X system with three (3) cameras VGA or XGA (Fixed Systems Only) with Return and Repair coverage - 1 Year (2 Years) additional coverage. (warranty cannot extend past 5th year after purchase). Not applicable for Mobile applications | Ea |  | 1 Year | 2820 | 6.5% | 2636.7
53205 | Genetec | AU-K-X-3CAM-EWRR-3Y | Extended Warranty for Sharp X system with three (3) cameras VGA or XGA (Fixed Systems Only) with Return and Repair coverage - 1 Year (3 Years) additional coverage. (warranty cannot extend past 5th year after purchase). Not applicable for Mobile applications | Ea |  | 1 Year | 3960 | 6.5% | 3702.6
53206 | Genetec | AU-K-X-3CAM-EWRR-4Y | Extended Warranty for Sharp X system with three (3) cameras VGA or XGA (Fixed Systems Only) with Return and Repair coverage - 1 Year (4 Years) additional coverage. (warranty cannot extend past 5th year after purchase). Not applicable for Mobile applications | Ea |  | 1 Year | 4930 | 6.5% | 4609.55
53207 | Genetec | AU-K-X-3CAM-EWUP-1Y | Warranty Upgrade for Sharp X system with three (3) cameras VGA or XGA (Fixed Systems Only) from Return and Repair to Advanced Replacement coverage - 1st Year Not applicable for Mobile applications | Ea |  | 1 Year | 790 | 6.5% | 738.65
53208 | Genetec | AU-K-X-4CAM-EWAS-1M | Extended Warranty for Sharp X system with four (4) cameras VGA or XGA (Fixed Systems Only) with Advance Replacement coverage 1 Month. Not applicable for Mobile applications | Ea |  | 1 Year | 235 | 6.5% | 219.725
53209 | Genetec | AU-K-X-4CAM-EWAS-1Y | Extended Warranty for Sharp X system with four (4) cameras VGA or XGA (Fixed Systems Only) with Advance Replacement coverage - 1 Year (warranty cannot extend past 5th year after purchase). Not applicable for Mobile applications | Ea |  | 1 Year | 2820 | 6.5% | 2636.7
53210 | Genetec | AU-K-X-4CAM-EWAS-2Y | Extended Warranty for Sharp X system with four (4) cameras VGA or XGA (Fixed Systems Only) with Advance Replacement coverage - 1 Year (2 Years) additional coverage. Does not Include update to advanced replacement for year 1 (warranty cannot extend past 5th year after purchase). Not applicable for Mobile applications | Ea |  | 1 Year | 5270 | 6.5% | 4927.45
53211 | Genetec | AU-K-X-4CAM-EWAS-3Y | Extended Warranty for Sharp X system with four (4) cameras VGA or XGA (Fixed Systems Only) with Advance Replacement coverage - 1 Year (3 Years) additional coverage. Does not Include update to advanced replacement for year 1 (warranty cannot extend past 5th year after purchase). Not applicable for Mobile applications | Ea |  | 1 Year | 7050 | 6.5% | 6591.75
53212 | Genetec | AU-K-X-4CAM-EWAS-4Y | Extended Warranty for Sharp X system with four (4) cameras VGA or XGA (Fixed Systems Only) with Advance Replacement coverage - 1 Year (4 Years) additional coverage. Does not Include update to advanced replacement for year 1 (warranty cannot extend past 5th year after purchase). Not applicable for Mobile applications | Ea |  | 1 Year | 8560 | 6.5% | 8003.6
53213 | Genetec | AU-K-X-4CAM-EWRR-1M | Extended Warranty for Sharp X system with four (4) cameras VGA or XGA (Fixed Systems Only) with Return and Repair coverage - 1 Month. Not applicable for Mobile applications | Ea |  | 1 Year | 177 | 6.5% | 165.495
53214 | Genetec | AU-K-X-4CAM-EWRR-1Y | Extended Warranty for Sharp X system with four (4) cameras VGA or XGA (Fixed Systems Only) with Return and Repair coverage - 1 Year (warranty cannot extend past 5th year after purchase). Not applicable for Mobile applications | Ea |  | 1 Year | 2120 | 6.5% | 1982.2
53215 | Genetec | AU-K-X-4CAM-EWRR-2Y | Extended Warranty for Sharp X system with four (4) cameras VGA or XGA (Fixed Systems Only) with Return and Repair coverage - 1 Year (2 Years) additional coverage. (warranty cannot extend past 5th year after purchase). Not applicable for Mobile applications | Ea |  | 1 Year | 3400 | 6.5% | 3179
53216 | Genetec | AU-K-X-4CAM-EWRR-3Y | Extended Warranty for Sharp X system with four (4) cameras VGA or XGA (Fixed Systems Only) with Return and Repair coverage - 1 Year (3 Years) additional coverage. (warranty cannot extend past 5th year after purchase). Not applicable for Mobile applications | Ea |  | 1 Year | 4770 | 6.5% | 4459.95
53217 | Genetec | AU-K-X-4CAM-EWRR-4Y | Extended Warranty for Sharp X system with four (4) cameras VGA or XGA (Fixed Systems Only) with Return and Repair coverage - 1 Year (4 Years) additional coverage. (warranty cannot extend past 5th year after purchase). Not applicable for Mobile applications | Ea |  | 1 Year | 5940 | 6.5% | 5553.9
53218 | Genetec | AU-K-X-4CAM-EWUP-1Y | Warranty Upgrade for Sharp X system with four (4) cameras VGA or XGA (Fixed Systems Only) from Return and Repair to Advanced Replacement coverage - 1st Year Not applicable for Mobile applications | Ea |  | 1 Year | 940 | 6.5% | 878.9
53219 | Genetec | AU-K-X-ADDCAM-EWAS-1M | Extended Warranty upgrade when adding one (1) Sharp X camera VGA or XGA to an existing Sharp X system (Fixed Systems Only) with Advance replacement coverage - 1 Month (warranty cannot extend past 5th year after purchase). Not applicable for Mobile applications | Ea |  | 1 Year | 35 | 6.5% | 32.725
53220 | Genetec | AU-K-X-ADDCAM-EWAS-1Y | Extended Warranty upgrade when adding one (1) Sharp X camera VGA or XGA to an existing Sharp X system (Fixed Systems Only) with Advance replacement coverage - 1 Year (warranty cannot extend past 5th year after purchase). Not applicable for Mobile applications | Ea |  | 1 Year | 420 | 6.5% | 392.7
53221 | Genetec | AU-K-X-ADDCAM-EWRR-1M | Extended Warranty upgrade when adding one (1) Sharp X camera VGA or XGA to an existing Sharp X system (Fixed Systems Only) with Return and Repair coverage - 1 Month (warranty cannot extend past 5th year after purchase). Not applicable for Mobile applications | Ea |  | 1 Year | 27 | 6.5% | 25.245
53222 | Genetec | AU-K-X-ADDCAM-EWRR-1Y | Extended Warranty upgrade when adding one (1) Sharp X camera VGA or XGA to an existing Sharp X system (Fixed Systems Only) with Return and Repair coverage - 1 Year (warranty cannot extend past 5th year after purchase). Not applicable for Mobile applications | Ea |  | 1 Year | 315 | 6.5% | 294.525
53223 | Genetec | AU-M-OFFLINEMAP-ARGENTINA | Mapping License including data for ARGENTINA - Per vehicle license | Ea |  | 1 Year | 500 | 6.5% | 467.5
53224 | Genetec | AU-M-OFFLINEMAP-ARGENTINA | Mapping License including data for ARGENTINA - Per vehicle license | Ea |  | 1 Year | 500 | 6.5% | 467.5
53225 | Genetec | AU-M-OFFLINEMAP-AUSTRALIA | Mapping License including data for Australia - Per vehicle license | Ea |  | 1 Year | 500 | 6.5% | 467.5
53226 | Genetec | AU-M-OFFLINEMAP-AUSTRALIA | Mapping License including data for Australia - Per vehicle license | Ea |  | 1 Year | 500 | 6.5% | 467.5
53227 | Genetec | AU-M-OFFLINEMAP-BELGIUM | Mapping License including data for Belgium - Per vehicle license | Ea |  | 1 Year | 500 | 6.5% | 467.5
53228 | Genetec | AU-M-OFFLINEMAP-BELGIUM | Mapping License including data for Belgium - Per vehicle license | Ea |  | 1 Year | 500 | 6.5% | 467.5
53229 | Genetec | AU-M-OFFLINEMAP-BRAZIL | Mapping License including data for Brazil - Per vehicle license | Ea |  | 1 Year | 500 | 6.5% | 467.5
53230 | Genetec | AU-M-OFFLINEMAP-BRAZIL | Mapping License including data for Brazil - Per vehicle license | Ea |  | 1 Year | 500 | 6.5% | 467.5
53231 | Genetec | AU-M-OFFLINEMAP-CHILE | Mapping License including data for Chile - Per vehicle license | Ea |  | 1 Year | 500 | 6.5% | 467.5
53232 | Genetec | AU-M-OFFLINEMAP-CHILE | Mapping License including data for Chile - Per vehicle license | Ea |  | 1 Year | 500 | 6.5% | 467.5
53233 | Genetec | AU-M-OFFLINEMAP-COLOMBIA | Mapping License including data for Colombia - Per vehicle license | Ea |  | 1 Year | 500 | 6.5% | 467.5
53234 | Genetec | AU-M-OFFLINEMAP-COLOMBIA | Mapping License including data for Colombia - Per vehicle license | Ea |  | 1 Year | 500 | 6.5% | 467.5
53235 | Genetec | AU-M-OFFLINEMAP-DANEMARK | Mapping License including data for Danemark - Per vehicle license | Ea |  | 1 Year | 500 | 6.5% | 467.5
53236 | Genetec | AU-M-OFFLINEMAP-DANEMARK | Mapping License including data for Danemark - Per vehicle license | Ea |  | 1 Year | 500 | 6.5% | 467.5
53237 | Genetec | AU-M-OFFLINEMAP-EGYPT | Mapping License including data for Egypt - Per vehicle license | Ea |  | 1 Year | 500 | 6.5% | 467.5
53238 | Genetec | AU-M-OFFLINEMAP-EGYPT | Mapping License including data for Egypt - Per vehicle license | Ea |  | 1 Year | 500 | 6.5% | 467.5
53239 | Genetec | AU-M-OFFLINEMAP-EUROPE | Mapping License including data for Europe - Per vehicle license | Ea |  | 1 Year | 500 | 6.5% | 467.5
53240 | Genetec | AU-M-OFFLINEMAP-EUROPE | Mapping License including data for Europe - Per vehicle license | Ea |  | 1 Year | 500 | 6.5% | 467.5
53241 | Genetec | AU-M-OFFLINEMAP-FRANCE | Mapping License including data for France - Per vehicle license | Ea |  | 1 Year | 500 | 6.5% | 467.5
53242 | Genetec | AU-M-OFFLINEMAP-FRANCE | Mapping License including data for France - Per vehicle license | Ea |  | 1 Year | 500 | 6.5% | 467.5
53243 | Genetec | AU-M-OFFLINEMAP-KOREA | Mapping License including data for Korea - Per vehicle license | Ea |  | 1 Year | 500 | 6.5% | 467.5
53244 | Genetec | AU-M-OFFLINEMAP-KOREA | Mapping License including data for Korea - Per vehicle license | Ea |  | 1 Year | 500 | 6.5% | 467.5
53245 | Genetec | AU-M-OFFLINEMAP-MEXICO | Mapping License including data for Mexico - Per vehicle license | Ea |  | 1 Year | 500 | 6.5% | 467.5
53246 | Genetec | AU-M-OFFLINEMAP-MEXICO | Mapping License including data for Mexico - Per vehicle license | Ea |  | 1 Year | 500 | 6.5% | 467.5
53247 | Genetec | AU-M-OFFLINEMAP-MONGOLIA | Mapping License including data for Mongolia - Per vehicle license | Ea |  | 1 Year | 500 | 6.5% | 467.5
53248 | Genetec | AU-M-OFFLINEMAP-MONGOLIA | Mapping License including data for Mongolia - Per vehicle license | Ea |  | 1 Year | 500 | 6.5% | 467.5
53249 | Genetec | AU-M-OFFLINEMAP-NA | Mapping License including data for North America - Per vehicle license | Ea |  | 1 Year | 500 | 6.5% | 467.5
53250 | Genetec | AU-M-OFFLINEMAP-NA | Mapping License including data for North America - Per vehicle license | Ea |  | 1 Year | 500 | 6.5% | 467.5
53251 | Genetec | AU-M-OFFLINEMAP-NETHERLANDS | Mapping License including data for Netherlands - Per vehicle license | Ea |  | 1 Year | 500 | 6.5% | 467.5
53252 | Genetec | AU-M-OFFLINEMAP-NETHERLANDS | Mapping License including data for Netherlands - Per vehicle license | Ea |  | 1 Year | 500 | 6.5% | 467.5
53253 | Genetec | AU-M-OFFLINEMAP-NEW ZEALAND | Mapping License including data for NEW ZEALAND - Per vehicle license | Ea |  | 1 Year | 500 | 6.5% | 467.5
53254 | Genetec | AU-M-OFFLINEMAP-NEW ZEALAND | Mapping License including data for NEW ZEALAND - Per vehicle license | Ea |  | 1 Year | 500 | 6.5% | 467.5
53255 | Genetec | AU-M-OFFLINEMAP-POLAND | Mapping License including data for Poland - Per vehicle license | Ea |  | 1 Year | 500 | 6.5% | 467.5
53256 | Genetec | AU-M-OFFLINEMAP-POLAND | Mapping License including data for Poland - Per vehicle license | Ea |  | 1 Year | 500 | 6.5% | 467.5
53257 | Genetec | AU-M-OFFLINEMAP-PORTUGAL | Mapping License including data for Portugal - Per vehicle license | Ea |  | 1 Year | 500 | 6.5% | 467.5
53258 | Genetec | AU-M-OFFLINEMAP-PORTUGAL | Mapping License including data for Portugal - Per vehicle license | Ea |  | 1 Year | 500 | 6.5% | 467.5
53259 | Genetec | AU-M-OFFLINEMAP-SAUDI-ARABIA | Mapping License including data for Saudi Arabia - Per vehicle license | Ea |  | 1 Year | 500 | 6.5% | 467.5
53260 | Genetec | AU-M-OFFLINEMAP-SAUDI-ARABIA | Mapping License including data for Saudi Arabia - Per vehicle license | Ea |  | 1 Year | 500 | 6.5% | 467.5
53261 | Genetec | AU-M-OFFLINEMAP-SC-ARGENTINA | Mapping License For SECURITY CENTER including data for Argentina - Up to 5 concurrent Security Desk Connections | Ea |  | 1 Year | 1000 | 6.5% | 935
53262 | Genetec | AU-M-OFFLINEMAP-SC-ARGENTINA | Mapping License For SECURITY CENTER including data for Argentina - Up to 5 concurrent Security Desk Connections | Ea |  | 1 Year | 1000 | 6.5% | 935
53263 | Genetec | AU-M-OFFLINEMAP-SC-AUSTRALIA | Mapping License For SECURITY CENTER including data for Australia -Up to 5 concurrent Security Desk Connections | Ea |  | 1 Year | 1000 | 6.5% | 935
53264 | Genetec | AU-M-OFFLINEMAP-SC-AUSTRALIA | Mapping License For SECURITY CENTER including data for Australia -Up to 5 concurrent Security Desk Connections | Ea |  | 1 Year | 1000 | 6.5% | 935
53265 | Genetec | AU-M-OFFLINEMAP-SC-BELGIUM | Mapping License For SECURITY CENTER including data for Belgium - Up to 5 concurrent Security Desk Connections | Ea |  | 1 Year | 1000 | 6.5% | 935
53266 | Genetec | AU-M-OFFLINEMAP-SC-BELGIUM | Mapping License For SECURITY CENTER including data for Belgium - Up to 5 concurrent Security Desk Connections | Ea |  | 1 Year | 1000 | 6.5% | 935
53267 | Genetec | AU-M-OFFLINEMAP-SC-BRAZIL | Mapping License For SECURITY CENTER including data for Brazil - Up to 5 concurrent Security Desk Connections | Ea |  | 1 Year | 1000 | 6.5% | 935
53268 | Genetec | AU-M-OFFLINEMAP-SC-BRAZIL | Mapping License For SECURITY CENTER including data for Brazil - Up to 5 concurrent Security Desk Connections | Ea |  | 1 Year | 1000 | 6.5% | 935
53269 | Genetec | AU-M-OFFLINEMAP-SC-CHILE | Mapping License For SECURITY CENTER including data for Chile - Up to 5 concurrent Security Desk Connections | Ea |  | 1 Year | 1000 | 6.5% | 935
53270 | Genetec | AU-M-OFFLINEMAP-SC-CHILE | Mapping License For SECURITY CENTER including data for Chile - Up to 5 concurrent Security Desk Connections | Ea |  | 1 Year | 1000 | 6.5% | 935
53271 | Genetec | AU-M-OFFLINEMAP-SC-COLOMBIA | Mapping License For SECURITY CENTER including data for Colombia - Up to 5 concurrent Security Desk Connections | Ea |  | 1 Year | 1000 | 6.5% | 935
53272 | Genetec | AU-M-OFFLINEMAP-SC-COLOMBIA | Mapping License For SECURITY CENTER including data for Colombia - Up to 5 concurrent Security Desk Connections | Ea |  | 1 Year | 1000 | 6.5% | 935
53273 | Genetec | AU-M-OFFLINEMAP-SC-DANEMARK | Mapping License For SECURITY CENTER including data for Danemark - Up to 5 concurrent Security Desk Connections | Ea |  | 1 Year | 1000 | 6.5% | 935
53274 | Genetec | AU-M-OFFLINEMAP-SC-DANEMARK | Mapping License For SECURITY CENTER including data for Danemark - Up to 5 concurrent Security Desk Connections | Ea |  | 1 Year | 1000 | 6.5% | 935
53275 | Genetec | AU-M-OFFLINEMAP-SC-EGYPT | Mapping License For SECURITY CENTER including data for Egypt - Up to 5 concurrent Security Desk Connections | Ea |  | 1 Year | 1000 | 6.5% | 935
53276 | Genetec | AU-M-OFFLINEMAP-SC-EGYPT | Mapping License For SECURITY CENTER including data for Egypt - Up to 5 concurrent Security Desk Connections | Ea |  | 1 Year | 1000 | 6.5% | 935
53277 | Genetec | AU-M-OFFLINEMAP-SC-EUROPE | Mapping License For SECURITY CENTER including data for Europe - Up to 5 concurrent Security Desk Connections | Ea |  | 1 Year | 1000 | 6.5% | 935
53278 | Genetec | AU-M-OFFLINEMAP-SC-EUROPE | Mapping License For SECURITY CENTER including data for Europe - Up to 5 concurrent Security Desk Connections | Ea |  | 1 Year | 1000 | 6.5% | 935
53279 | Genetec | AU-M-OFFLINEMAP-SC-FRANCE | Mapping License For SECURITY CENTER including data for France - Up to 5 concurrent Security Desk Connections | Ea |  | 1 Year | 1000 | 6.5% | 935
53280 | Genetec | AU-M-OFFLINEMAP-SC-FRANCE | Mapping License For SECURITY CENTER including data for France - Up to 5 concurrent Security Desk Connections | Ea |  | 1 Year | 1000 | 6.5% | 935
53281 | Genetec | AU-M-OFFLINEMAP-SC-KOREA | Mapping License For SECURITY CENTER including data for Korea - Up to 5 concurrent Security Desk Connections | Ea |  | 1 Year | 1000 | 6.5% | 935
53282 | Genetec | AU-M-OFFLINEMAP-SC-KOREA | Mapping License For SECURITY CENTER including data for Korea - Up to 5 concurrent Security Desk Connections | Ea |  | 1 Year | 1000 | 6.5% | 935
53283 | Genetec | AU-M-OFFLINEMAP-SC-MEXICO | Mapping License For SECURITY CENTER including data for Mexico - Up to 5 concurrent Security Desk Connections | Ea |  | 1 Year | 1000 | 6.5% | 935
53284 | Genetec | AU-M-OFFLINEMAP-SC-MEXICO | Mapping License For SECURITY CENTER including data for Mexico - Up to 5 concurrent Security Desk Connections | Ea |  | 1 Year | 1000 | 6.5% | 935
53285 | Genetec | AU-M-OFFLINEMAP-SC-MONGOLIA | Mapping License For SECURITY CENTER including data for Mongolia - Up to 5 concurrent Security Desk Connections | Ea |  | 1 Year | 1000 | 6.5% | 935
53286 | Genetec | AU-M-OFFLINEMAP-SC-MONGOLIA | Mapping License For SECURITY CENTER including data for Mongolia - Up to 5 concurrent Security Desk Connections | Ea |  | 1 Year | 1000 | 6.5% | 935
53287 | Genetec | AU-M-OFFLINEMAP-SC-NA | Mapping License For SECURITY CENTER including data for North America - Up to 5 concurrent Security Desk Connections | Ea |  | 1 Year | 1000 | 6.5% | 935
53288 | Genetec | AU-M-OFFLINEMAP-SC-NA | Mapping License For SECURITY CENTER including data for North America - Up to 5 concurrent Security Desk Connections | Ea |  | 1 Year | 1000 | 6.5% | 935
53289 | Genetec | AU-M-OFFLINEMAP-SC-NETHERLANDS | Mapping License For SECURITY CENTER including data for Netherlands - Up to 5 concurrent Security Desk Connections | Ea |  | 1 Year | 1000 | 6.5% | 935
53290 | Genetec | AU-M-OFFLINEMAP-SC-NETHERLANDS | Mapping License For SECURITY CENTER including data for Netherlands - Up to 5 concurrent Security Desk Connections | Ea |  | 1 Year | 1000 | 6.5% | 935
53291 | Genetec | AU-M-OFFLINEMAP-SC-NEW ZEALAND | Mapping License For SECURITY CENTER including data for NEW ZEALAND - Up to 5 concurrent Security Desk Connections | Ea |  | 1 Year | 1000 | 6.5% | 935
53292 | Genetec | AU-M-OFFLINEMAP-SC-NEW ZEALAND | Mapping License For SECURITY CENTER including data for NEW ZEALAND - Up to 5 concurrent Security Desk Connections | Ea |  | 1 Year | 1000 | 6.5% | 935
53293 | Genetec | AU-M-OFFLINEMAP-SC-POLAND | Mapping License For SECURITY CENTER including data for Poland - Up to 5 concurrent Security Desk Connections | Ea |  | 1 Year | 1000 | 6.5% | 935
53294 | Genetec | AU-M-OFFLINEMAP-SC-POLAND | Mapping License For SECURITY CENTER including data for Poland - Up to 5 concurrent Security Desk Connections | Ea |  | 1 Year | 1000 | 6.5% | 935
53295 | Genetec | AU-M-OFFLINEMAP-SC-PORTUGAL | Mapping License For SECURITY CENTER including data for Portugal - Up to 5 concurrent Security Desk Connections | Ea |  | 1 Year | 1000 | 6.5% | 935
53296 | Genetec | AU-M-OFFLINEMAP-SC-PORTUGAL | Mapping License For SECURITY CENTER including data for Portugal - Up to 5 concurrent Security Desk Connections | Ea |  | 1 Year | 1000 | 6.5% | 935
53297 | Genetec | AU-M-OFFLINEMAP-SC-SAUDIARABIA | Mapping License For SECURITY CENTER including data for Saudi Arabia - Up to 5 concurrent Security Desk Connections | Ea |  | 1 Year | 1000 | 6.5% | 935
53298 | Genetec | AU-M-OFFLINEMAP-SC-SAUDIARABIA | Mapping License For SECURITY CENTER including data for Saudi Arabia - Up to 5 concurrent Security Desk Connections | Ea |  | 1 Year | 1000 | 6.5% | 935
53299 | Genetec | AU-M-OFFLINEMAP-SC-SINGAPORE | Mapping License For SECURITY CENTER including data for Singapore - Up to 5 concurrent Security Desk Connections | Ea |  | 1 Year | 1000 | 6.5% | 935
53300 | Genetec | AU-M-OFFLINEMAP-SC-SINGAPORE | Mapping License For SECURITY CENTER including data for Singapore - Up to 5 concurrent Security Desk Connections | Ea |  | 1 Year | 1000 | 6.5% | 935
53301 | Genetec | AU-M-OFFLINEMAP-SC-SLOVENIA | Mapping License For SECURITY CENTER including data for SLOVENIA - Up to 5 concurrent Security Desk Connections | Ea |  | 1 Year | 1000 | 6.5% | 935
53302 | Genetec | AU-M-OFFLINEMAP-SC-SLOVENIA | Mapping License For SECURITY CENTER including data for SLOVENIA - Up to 5 concurrent Security Desk Connections | Ea |  | 1 Year | 1000 | 6.5% | 935
53303 | Genetec | AU-M-OFFLINEMAP-SC-SOUTH-AFRIC | Mapping License For SECURITY CENTER including data for SOUTH-AFRICA - Up to 5 concurrent Security Desk Connections | Ea |  | 1 Year | 1000 | 6.5% | 935
53304 | Genetec | AU-M-OFFLINEMAP-SC-SOUTH-AFRIC | Mapping License For SECURITY CENTER including data for SOUTH-AFRICA - Up to 5 concurrent Security Desk Connections | Ea |  | 1 Year | 1000 | 6.5% | 935
53305 | Genetec | AU-M-OFFLINEMAP-SC-SPAIN | Mapping License For SECURITY CENTER including data for Sapin - Up to 5 concurrent Security Desk Connections | Ea |  | 1 Year | 1000 | 6.5% | 935
53306 | Genetec | AU-M-OFFLINEMAP-SC-SPAIN | Mapping License For SECURITY CENTER including data for Sapin - Up to 5 concurrent Security Desk Connections | Ea |  | 1 Year | 1000 | 6.5% | 935
53307 | Genetec | AU-M-OFFLINEMAP-SC-SWISS-LIECH | Mapping License For SECURITY CENTER including data for Switzerland & Liechtenstein - Up to 5 concurrent Security Desk Connections | Ea |  | 1 Year | 1000 | 6.5% | 935
53308 | Genetec | AU-M-OFFLINEMAP-SC-SWISS-LIECH | Mapping License For SECURITY CENTER including data for Switzerland & Liechtenstein - Up to 5 concurrent Security Desk Connections | Ea |  | 1 Year | 1000 | 6.5% | 935
53309 | Genetec | AU-M-OFFLINEMAP-SC-UAE | Mapping License For SECURITY CENTER including data for United Arab Emirats - Up to 5 concurrent Security Desk Connections | Ea |  | 1 Year | 1000 | 6.5% | 935
53310 | Genetec | AU-M-OFFLINEMAP-SC-UAE | Mapping License For SECURITY CENTER including data for United Arab Emirats - Up to 5 concurrent Security Desk Connections | Ea |  | 1 Year | 1000 | 6.5% | 935
53311 | Genetec | AU-M-OFFLINEMAP-SC-UK | Mapping License For SECURITY CENTER including data for UK & Ireland - Up to 5 concurrent Security Desk Connections | Ea |  | 1 Year | 1000 | 6.5% | 935
53312 | Genetec | AU-M-OFFLINEMAP-SC-UK | Mapping License For SECURITY CENTER including data for UK & Ireland - Up to 5 concurrent Security Desk Connections | Ea |  | 1 Year | 1000 | 6.5% | 935
53313 | Genetec | AU-M-OFFLINEMAP-SINGAPORE | Mapping License including data for Singapore - Per vehicle license | Ea |  | 1 Year | 500 | 6.5% | 467.5
53314 | Genetec | AU-M-OFFLINEMAP-SINGAPORE | Mapping License including data for Singapore - Per vehicle license | Ea |  | 1 Year | 500 | 6.5% | 467.5
53315 | Genetec | AU-M-OFFLINEMAP-SLOVENIA | Mapping License including data for SLOVENIA - Per vehicle license | Ea |  | 1 Year | 500 | 6.5% | 467.5
53316 | Genetec | AU-M-OFFLINEMAP-SLOVENIA | Mapping License including data for SLOVENIA - Per vehicle license | Ea |  | 1 Year | 500 | 6.5% | 467.5
53317 | Genetec | AU-M-OFFLINEMAP-SOUTH-AFRICA | Mapping License including data for SOUTH-AFRICA - Per vehicle license | Ea |  | 1 Year | 500 | 6.5% | 467.5
53318 | Genetec | AU-M-OFFLINEMAP-SOUTH-AFRICA | Mapping License including data for SOUTH-AFRICA - Per vehicle license | Ea |  | 1 Year | 500 | 6.5% | 467.5
53319 | Genetec | AU-M-OFFLINEMAP-SPAIN | Mapping License including data for Spain - Per vehicle license | Ea |  | 1 Year | 500 | 6.5% | 467.5
53320 | Genetec | AU-M-OFFLINEMAP-SPAIN | Mapping License including data for Spain - Per vehicle license | Ea |  | 1 Year | 500 | 6.5% | 467.5
53321 | Genetec | AU-M-OFFLINEMAP-SWISS-LIECH | Mapping License including data for Switzerland & Liechtenstein - Per vehicle license | Ea |  | 1 Year | 500 | 6.5% | 467.5
53322 | Genetec | AU-M-OFFLINEMAP-SWISS-LIECH | Mapping License including data for Switzerland & Liechtenstein - Per vehicle license | Ea |  | 1 Year | 500 | 6.5% | 467.5
53323 | Genetec | AU-M-OFFLINEMAP-UAE | Mapping License including data for United Arab Emirats - Per vehicle license | Ea |  | 1 Year | 500 | 6.5% | 467.5
53324 | Genetec | AU-M-OFFLINEMAP-UAE | Mapping License including data for United Arab Emirats - Per vehicle license | Ea |  | 1 Year | 500 | 6.5% | 467.5
53325 | Genetec | AU-M-OFFLINEMAP-UK | Mapping License including data for UK & Ireland - Per vehicle license | Ea |  | 1 Year | 500 | 6.5% | 467.5
53326 | Genetec | AU-M-OFFLINEMAP-UK | Mapping License including data for UK & Ireland - Per vehicle license | Ea |  | 1 Year | 500 | 6.5% | 467.5
53327 | Genetec | AU-O-MIBASE | AutoVu Patroller for City Overtime with Wheel Imaging Parking Enforcement - Per vehicle software license. | Ea |  | 1 Year | 25000 | 6.5% | 23375
53328 | Genetec | AU-O-MIBASE | AutoVu Patroller for City Overtime with Wheel Imaging Parking Enforcement - Per vehicle software license. | Ea |  | 1 Year | 25000 | 6.5% | 23375
53329 | Genetec | AU-PLATELINK-1CAR-1Y | AutoVu PlateLink 1 Vehicle Connection for 1 Year. Allows 1 vehicle to send data to the cloud to be shared. PlateLink Base is required | Ea |  | 1 Year | 240 | 6.5% | 224.4
53330 | Genetec | AU-PLATELINK-1CAR-1Y | AutoVu PlateLink 1 Vehicle Connection for 1 Year. Allows 1 vehicle to send data to the cloud to be shared. PlateLink Base is required | Ea |  | 1 Year | 240 | 6.5% | 224.4
53331 | Genetec | AU-PLATELINK-BASE-1Y | AutoVu PlateLink Base for 1 Year. Includes 2 Vehicle connections for 1 Year. Allows up to 2 vehicle to send data to the cloud to be shared. | Ea |  | 1 Year | 360 | 6.5% | 336.6
53332 | Genetec | AU-PLATELINK-BASE-1Y | AutoVu PlateLink Base for 1 Year. Includes 2 Vehicle connections for 1 Year. Allows up to 2 vehicle to send data to the cloud to be shared. | Ea |  | 1 Year | 360 | 6.5% | 336.6
53333 | Genetec | AU-P-MIBASE | AutoVu Patroller - Per vehicle software license. | Ea |  | 1 Year | 1350 | 6.5% | 1262.25
53334 | Genetec | AU-P-MIBASE | AutoVu Patroller - Per vehicle software license. | Ea |  | 1 Year | 1350 | 6.5% | 1262.25
53335 | Genetec | AU-P-SIMPLEHOST | AutoVu Patroller Simple Host License for Third Party Integrations - Per vehicle software license. | Ea |  | 1 Year | 12980 | 6.5% | 12136.3
53336 | Genetec | AU-P-SIMPLEHOST | AutoVu Patroller Simple Host License for Third Party Integrations - Per vehicle software license. | Ea |  | 1 Year | 12980 | 6.5% | 12136.3
53337 | Genetec | AU-S-MIBASE | AutoVu Patroller for Parking Scofflaw Management - Per vehicle software license. | Ea |  | 1 Year | 11000 | 6.5% | 10285
53338 | Genetec | AU-S-MIBASE | AutoVu Patroller for Parking Scofflaw Management - Per vehicle software license. | Ea |  | 1 Year | 11000 | 6.5% | 10285
53339 | Genetec | AU-U-MIBASE | AutoVu Patroller for University Parking Enforcement - Per vehicle software license. | Ea |  | 1 Year | 16000 | 6.5% | 14960
53340 | Genetec | AU-U-MIBASE | AutoVu Patroller for University Parking Enforcement - Per vehicle software license. | Ea |  | 1 Year | 16000 | 6.5% | 14960
53341 | Genetec | AU-V-EWAS-1M | Extended Warranty for SharpV with Advance Replacement coverage 1 Month | Ea |  | 1 Year | 53 | 6.5% | 49.555
53342 | Genetec | AU-V-EWAS-1Y | Extended Warranty for SharpV with Advance Replacement coverage - 1 Year (warranty cannot extend past 5th year after purchase) | Ea |  | 1 Year | 630 | 6.5% | 589.05
53343 | Genetec | AU-V-EWAS-2Y | Extended Warranty for SharpV with Advance Replacement coverage - 1 Year (2 Years) additional coverage. Does not Include update to advanced replacement for year 1 (warranty cannot extend past 5th year after purchase). | Ea |  | 1 Year | 1170 | 6.5% | 1093.95
53344 | Genetec | AU-V-EWAS-3Y | Extended Warranty for SharpV with Advance Replacement coverage - 1 Year (3 Years) additional coverage. Does not Include update to advanced replacement for year 1 (warranty cannot extend past 5th year after purchase). | Ea |  | 1 Year | 1570 | 6.5% | 1467.95
53345 | Genetec | AU-V-EWAS-4Y | Extended Warranty for SharpV with Advance Replacement coverage - 1 Year (4 Years) additional coverage. Does not Include update to advanced replacement for year 1 (warranty cannot extend past 5th year after purchase). | Ea |  | 1 Year | 1910 | 6.5% | 1785.85
53346 | Genetec | AU-V-EWRR-1M | Extended Warranty for SharpV with Return and Repair coverage - 1 Month | Ea |  | 1 Year | 38 | 6.5% | 35.53
53347 | Genetec | AU-V-EWRR-1Y | Extended Warranty for SharpVwith Return and Repair coverage - 1 Year (warranty cannot extend past 5th year after purchase) | Ea |  | 1 Year | 460 | 6.5% | 430.1
53348 | Genetec | AU-V-EWRR-2Y | Extended Warranty for SharpV with Return and Repair coverage - 1 Year (2 Years) additional coverage. (warranty cannot extend past 5th year after purchase). | Ea |  | 1 Year | 730 | 6.5% | 682.55
53349 | Genetec | AU-V-EWRR-3Y | Extended Warranty for SharpV with Return and Repair coverage - 1 Year (3 Years) additional coverage. (warranty cannot extend past 5th year after purchase). | Ea |  | 1 Year | 1030 | 6.5% | 963.05
53350 | Genetec | AU-V-EWRR-4Y | Extended Warranty for SharpV with Return and Repair coverage - 1 Year (4 Years) additional coverage. (warranty cannot extend past 5th year after purchase). | Ea |  | 1 Year | 1280 | 6.5% | 1196.8
53351 | Genetec | AU-V-EWUP-1Y | Warranty Upgrade for SharpV from Return and Repair to Advanced Replacement coverage - 1st Year | Ea |  | 1 Year | 250 | 6.5% | 233.75
53352 | Genetec | AU-W-MIBASE | AutoVu Patroller for Street Sweeper Management - Per vehicle software license. | Ea |  | 1 Year | 14000 | 6.5% | 13090
53353 | Genetec | AU-W-MIBASE | AutoVu Patroller for Street Sweeper Management - Per vehicle software license. | Ea |  | 1 Year | 14000 | 6.5% | 13090
53354 | Genetec | AU-XS-VGA-B12850-M | Black AutoVu Sharp X Camera VGA 12mm lens and 850nm illuminator, compatible with all processing units (Only Supports 7m/21’ cables) | Ea |  | 1 Year | 2500 | 6.5% | 2337.5
53355 | Genetec | AU-XS-VGA-B12850-MF | FREEZE option Black AutoVu Sharp X Camera VGA 12mm lens and 850nm illuminator, compatible with all processing units (Only Supports 7m/21’ cables) | Ea |  | 1 Year | 3000 | 6.5% | 2805
53356 | Genetec | AU-XS-VGA-B16740-M | Black AutoVu Sharp X Camera VGA 16mm lens and 740nm illuminator, compatible with all processing units (Only Supports 7m/21’ cables) | Ea |  | 1 Year | 2500 | 6.5% | 2337.5
53357 | Genetec | AU-XS-VGA-B16850-M | Black AutoVu Sharp X Camera VGA 16mm lens and 850nm illuminator, compatible with all processing units (Only Supports 7m/21’ cables) | Ea |  | 1 Year | 2500 | 6.5% | 2337.5
53358 | Genetec | AU-XS-VGA-B16850-MF | FREEZE option Black AutoVu Sharp X Camera VGA 16mm lens and 850nm illuminator, compatible with all processing units (Only Supports 7m/21’ cables) | Ea |  | 1 Year | 3000 | 6.5% | 2805
53359 | Genetec | AU-XS-VGA-B25740-M | Black AutoVu Sharp X Camera VGA 25mm lens and 740nm illuminator, compatible with all processing units (Only Supports 7m/21’ cables) | Ea |  | 1 Year | 2500 | 6.5% | 2337.5
53360 | Genetec | AU-XS-VGA-B25850-M | Black AutoVu Sharp X Camera VGA 25mm lens and 850nm illuminator, compatible with all processing units (Only Supports 7m/21’ cables) | Ea |  | 1 Year | 2500 | 6.5% | 2337.5
53361 | Genetec | AU-XS-VGA-B25850-MF | FREEZE option Black AutoVu Sharp X Camera VGA 25mm lens and 850nm illuminator, compatible with all processing units (Only Supports 7m/21’ cables) | Ea |  | 1 Year | 3000 | 6.5% | 2805
53362 | Genetec | AU-XS-VGA-GENERIC | Generic Sharp XS VGA camera (camera only, no accessories) : This part number is used for budget purposes only. Exact part number is dependent on illumination and lens chosen at time of issuance of purchase order (PO). * Black Sharp cameras are special order, please enquire about lead time. | Ea |  | 1 Year | 2500 | 6.5% | 2337.5
53363 | Genetec | AU-XS-VGA-GENERIC | Generic Sharp XS VGA camera (camera only, no accessories) : This part number is used for budget purposes only. Exact part number is dependent on illumination and lens chosen at time of issuance of purchase order (PO). * Black Sharp cameras are special order, please enquire about lead time. | Ea |  | 1 Year | 2500 | 6.5% | 2337.5
53364 | Genetec | AU-XS-VGA-GENERIC-F | Generic Sharp XS VGA camera (camera only, no accessories) with FREEZE option : This part number is used for budget purposes only. Exact part number is dependent on illumination and lens chosen at time of issuance of purchase order (PO). * Black Sharp cameras are special order, please enquire about lead time. | Ea |  | 1 Year | 3000 | 6.5% | 2805
53365 | Genetec | AU-XS-VGA-GENERIC-F | Generic Sharp XS VGA camera (camera only, no accessories) with FREEZE option : This part number is used for budget purposes only. Exact part number is dependent on illumination and lens chosen at time of issuance of purchase order (PO). * Black Sharp cameras are special order, please enquire about lead time. | Ea |  | 1 Year | 3000 | 6.5% | 2805
53366 | Genetec | AU-XS-VGA-W08850-M | White AutoVu Sharp X Camera VGA 8mm lens and 850nm illuminator, compatible with all processing units (Only Supports 7m/21’ cables) | Ea |  | 1 Year | 2500 | 6.5% | 2337.5
53367 | Genetec | AU-XS-VGA-W12590-M | White AutoVu Sharp X Camera VGA 12mm lens and 590nm illuminator, compatible with all processing units (Only Supports 7m/21’ cables) | Ea |  | 1 Year | 2500 | 6.5% | 2337.5
53368 | Genetec | AU-XS-VGA-W12590-MF | FREEZE option White AutoVu Sharp X Camera VGA 12mm lens and 590nm illuminator, compatible with all processing units (Only Supports 7m/21’ cables) | Ea |  | 1 Year | 3000 | 6.5% | 2805
53369 | Genetec | AU-XS-VGA-W12740-M | White AutoVu Sharp X Camera VGA 12mm lens and 740nm illuminator, compatible with all processing units (Only Supports 7m/21’ cables) | Ea |  | 1 Year | 2500 | 6.5% | 2337.5
53370 | Genetec | AU-XS-VGA-W12740-MF | FREEZE option White AutoVu Sharp X Camera VGA 12mm lens and 740nm illuminator, compatible with all processing units (Only Supports 7m/21’ cables) | Ea |  | 1 Year | 3000 | 6.5% | 2805
53371 | Genetec | AU-XS-VGA-W12850-M | White AutoVu Sharp X Camera VGA 12mm lens and 850nm illuminator, compatible with all processing units (Only Supports 7m/21’ cables) | Ea |  | 1 Year | 2500 | 6.5% | 2337.5
53372 | Genetec | AU-XS-VGA-W12850-MF | FREEZE option White AutoVu Sharp X Camera VGA 12mm lens and 850nm illuminator, compatible with all processing units (Only Supports 7m/21’ cables) | Ea |  | 1 Year | 3000 | 6.5% | 2805
53373 | Genetec | AU-XS-VGA-W16590-M | White AutoVu Sharp X Camera VGA 16mm lens and 590nm illuminator, compatible with all processing units (Only Supports 7m/21’ cables) | Ea |  | 1 Year | 2500 | 6.5% | 2337.5
53374 | Genetec | AU-XS-VGA-W16590-MF | FREEZE option White AutoVu Sharp X Camera VGA 16mm lens and 590nm illuminator, compatible with all processing units (Only Supports 7m/21’ cables) | Ea |  | 1 Year | 3000 | 6.5% | 2805
53375 | Genetec | AU-XS-VGA-W16740-M | White AutoVu Sharp X Camera VGA 16mm lens and 740nm illuminator, compatible with all processing units (Only Supports 7m/21’ cables) | Ea |  | 1 Year | 2500 | 6.5% | 2337.5
53376 | Genetec | AU-XS-VGA-W16740-MF | FREEZE option White AutoVu Sharp X Camera VGA 16mm lens and 740nm illuminator, compatible with all processing units (Only Supports 7m/21’ cables) | Ea |  | 1 Year | 3000 | 6.5% | 2805
53377 | Genetec | AU-XS-VGA-W16850-M | White AutoVu Sharp X Camera VGA 16mm lens and 850nm illuminator, compatible with all processing units (Only Supports 7m/21’ cables) | Ea |  | 1 Year | 2500 | 6.5% | 2337.5
53378 | Genetec | AU-XS-VGA-W16850-MF | FREEZE option White AutoVu Sharp X Camera VGA 16mm lens and 850nm illuminator, compatible with all processing units (Only Supports 7m/21’ cables) | Ea |  | 1 Year | 3000 | 6.5% | 2805
53379 | Genetec | AU-XS-VGA-W25740-M | White AutoVu Sharp X Camera VGA 25mm lens and 740nm illuminator, compatible with all processing units (Only Supports 7m/21’ cables) | Ea |  | 1 Year | 2500 | 6.5% | 2337.5
53380 | Genetec | AU-XS-VGA-W25740-MF | FREEZE option White AutoVu Sharp X Camera VGA 25mm lens and 740nm illuminator, compatible with all processing units (Only Supports 7m/21’ cables) | Ea |  | 1 Year | 3000 | 6.5% | 2805
53381 | Genetec | AU-XS-VGA-W25850-M | White AutoVu Sharp X Camera VGA 25mm lens and 850nm illuminator, compatible with all processing units (Only Supports 7m/21’ cables) | Ea |  | 1 Year | 2500 | 6.5% | 2337.5
53382 | Genetec | AU-XS-VGA-W25850-MF | FREEZE option White AutoVu Sharp X Camera VGA 25mm lens and 850nm illuminator, compatible with all processing units (Only Supports 7m/21’ cables) | Ea |  | 1 Year | 3000 | 6.5% | 2805
53383 | Genetec | AU-XS-VGA-W35740-M | White AutoVu Sharp X Camera VGA 35mm lens and 740nm illuminator, compatible with all processing units (Only Supports 7m/21’ cables) | Ea |  | 1 Year | 2500 | 6.5% | 2337.5
53384 | Genetec | AU-XS-VGA-W35850-M | White AutoVu Sharp X Camera VGA 35mm lens and 850nm illuminator, compatible with all processing units (Only Supports 7m/21’ cables) | Ea |  | 1 Year | 2500 | 6.5% | 2337.5
53385 | Genetec | AU-XS-VGA-W50740-M | White AutoVu Sharp X Camera VGA 50mm lens and 740nm illuminator, compatible with all processing units (Only Supports 7m/21’ cables) | Ea |  | 1 Year | 2500 | 6.5% | 2337.5
53386 | Genetec | AU-XS-VGA-W50850-M | White AutoVu Sharp X Camera VGA 50mm lens and 850nm illuminator, compatible with all processing units (Only Supports 7m/21’ cables) | Ea |  | 1 Year | 2500 | 6.5% | 2337.5
53387 | Genetec | AU-XS-XGA-B08850-M | Black AutoVu Sharp X Camera XGA 8mm lens and 850nm illuminator, compatible with all processing units (Only Supports 7m/21’ cables) | Ea |  | 1 Year | 3500 | 6.5% | 3272.5
53388 | Genetec | AU-XS-XGA-B12590-M | Black AutoVu Sharp X Camera XGA 12mm lens and 590nm illuminator, compatible with all processing units (Only Supports 7m/21’ cables) | Ea |  | 1 Year | 3500 | 6.5% | 3272.5
53389 | Genetec | AU-XS-XGA-B12590-MF | FREEZE option Black AutoVu Sharp X Camera XGA 12mm lens and 590nm illuminator, compatible with all processing units (Only Supports 7m/21’ cables) | Ea |  | 1 Year | 4000 | 6.5% | 3740
53390 | Genetec | AU-XS-XGA-B12591-M | Black AutoVu Sharp X Camera XGA 12mm lens and 590nm illuminator, special configuration no filter, compatible with all processing units (Only Supports 7m/21’ cables) | Ea |  | 1 Year | 3500 | 6.5% | 3272.5
53391 | Genetec | AU-XS-XGA-B12591-MF | FREEZE option Black AutoVu Sharp X Camera XGA 12mm lens and 590nm illuminator, special configuration no filter, compatible with all processing units (Only Supports 7m/21’ cables) | Ea |  | 1 Year | 4000 | 6.5% | 3740
53392 | Genetec | AU-XS-XGA-B12740-M | Black AutoVu Sharp X Camera XGA 12mm lens and 740nm illuminator, compatible with all processing units (Only Supports 7m/21’ cables) | Ea |  | 1 Year | 3500 | 6.5% | 3272.5
53393 | Genetec | AU-XS-XGA-B12740-MF | FREEZE option Black AutoVu Sharp X Camera XGA 12mm lens and 740nm illuminator, compatible with all processing units (Only Supports 7m/21’ cables) | Ea |  | 1 Year | 4000 | 6.5% | 3740
53394 | Genetec | AU-XS-XGA-B12850-M | Black AutoVu Sharp X Camera XGA 12mm lens and 850nm illuminator, compatible with all processing units (Only Supports 7m/21’ cables) | Ea |  | 1 Year | 3500 | 6.5% | 3272.5
53395 | Genetec | AU-XS-XGA-B12850-MF | FREEZE option Black AutoVu Sharp X Camera XGA 12mm lens and 850nm illuminator, compatible with all processing units (Only Supports 7m/21’ cables) | Ea |  | 1 Year | 4000 | 6.5% | 3740
53396 | Genetec | AU-XS-XGA-B16590-M | Black AutoVu Sharp X Camera XGA 16mm lens and 590nm illuminator, compatible with all processing units (Only Supports 7m/21’ cables) | Ea |  | 1 Year | 3500 | 6.5% | 3272.5
53397 | Genetec | AU-XS-XGA-B16590-MF | FREEZE option Black AutoVu Sharp X Camera XGA 16mm lens and 590nm illuminator, compatible with all processing units (Only Supports 7m/21’ cables) | Ea |  | 1 Year | 4000 | 6.5% | 3740
53398 | Genetec | AU-XS-XGA-B16591-M | Black AutoVu Sharp X Camera XGA 16mm lens and 590nm illuminator, special configuration no filter, compatible with all processing units (Only Supports 7m/21’ cables) | Ea |  | 1 Year | 3500 | 6.5% | 3272.5
53399 | Genetec | AU-XS-XGA-B16591-MF | FREEZE option Black AutoVu Sharp X Camera XGA 16mm lens and 590nm illuminator, special configuration no filter, compatible with all processing units (Only Supports 7m/21’ cables) | Ea |  | 1 Year | 4000 | 6.5% | 3740
53400 | Genetec | AU-XS-XGA-B16740-M | Black AutoVu Sharp X Camera XGA 16mm lens and 740nm illuminator, compatible with all processing units (Only Supports 7m/21’ cables) | Ea |  | 1 Year | 3500 | 6.5% | 3272.5
53401 | Genetec | AU-XS-XGA-B16740-MF | FREEZE option Black AutoVu Sharp X Camera XGA 16mm lens and 740nm illuminator, compatible with all processing units (Only Supports 7m/21’ cables) | Ea |  | 1 Year | 4000 | 6.5% | 3740
53402 | Genetec | AU-XS-XGA-B16850-M | Black AutoVu Sharp X Camera XGA 16mm lens and 850nm illuminator, compatible with all processing units (Only Supports 7m/21’ cables) | Ea |  | 1 Year | 3500 | 6.5% | 3272.5
53403 | Genetec | AU-XS-XGA-B16850-MF | FREEZE option Black AutoVu Sharp X Camera XGA 16mm lens and 850nm illuminator, compatible with all processing units (Only Supports 7m/21’ cables) | Ea |  | 1 Year | 4000 | 6.5% | 3740
53404 | Genetec | AU-XS-XGA-B25590-M | Black AutoVu Sharp X Camera XGA 25mm lens and 590nm illuminator, compatible with all processing units (Only Supports 7m/21’ cables) | Ea |  | 1 Year | 3500 | 6.5% | 3272.5
53405 | Genetec | AU-XS-XGA-B25740-M | Black AutoVu Sharp X Camera XGA 25mm lens and 740nm illuminator, compatible with all processing units (Only Supports 7m/21’ cables) | Ea |  | 1 Year | 3500 | 6.5% | 3272.5
53406 | Genetec | AU-XS-XGA-B25850-M | Black AutoVu Sharp X Camera XGA 25mm lens and 850nm illuminator, compatible with all processing units (Only Supports 7m/21’ cables) | Ea |  | 1 Year | 3500 | 6.5% | 3272.5
53407 | Genetec | AU-XS-XGA-B25850-MF | FREEZE option Black AutoVu Sharp X Camera XGA 25mm lens and 850nm illuminator, compatible with all processing units (Only Supports 7m/21’ cables) | Ea |  | 1 Year | 4000 | 6.5% | 3740
53408 | Genetec | AU-XS-XGA-B35590-M | Black AutoVu Sharp X Camera XGA 35mm lens and 590nm illuminator, compatible with all processing units (Only Supports 7m/21’ cables) | Ea |  | 1 Year | 3500 | 6.5% | 3272.5
53409 | Genetec | AU-XS-XGA-B35740-M | Black AutoVu Sharp X Camera XGA 35mm lens and 740nm illuminator, compatible with all processing units (Only Supports 7m/21’ cables) | Ea |  | 1 Year | 3500 | 6.5% | 3272.5
53410 | Genetec | AU-XS-XGA-B35850-M | Black AutoVu Sharp X Camera XGA 35mm lens and 850nm illuminator, compatible with all processing units (Only Supports 7m/21’ cables) | Ea |  | 1 Year | 3500 | 6.5% | 3272.5
53411 | Genetec | AU-XS-XGA-B50850-M | Black AutoVu Sharp X Camera XGA 50mm lens and 850nm illuminator, compatible with all processing units (Only Supports 7m/21’ cables) | Ea |  | 1 Year | 3500 | 6.5% | 3272.5
53412 | Genetec | AU-XS-XGA-GENERIC | Generic Sharp XS XGA camera (camera only, no accessories) : This part number is used for budget purposes only. Exact part number is dependent on illumination and lens chosen at time of issuance of purchase order (PO). * Black Sharp cameras are special order, please enquire about lead time. | Ea |  | 1 Year | 3500 | 6.5% | 3272.5
53413 | Genetec | AU-XS-XGA-GENERIC | Generic Sharp XS XGA camera (camera only, no accessories) : This part number is used for budget purposes only. Exact part number is dependent on illumination and lens chosen at time of issuance of purchase order (PO). * Black Sharp cameras are special order, please enquire about lead time. | Ea |  | 1 Year | 3500 | 6.5% | 3272.5
53414 | Genetec | AU-XS-XGA-GENERIC-F | Generic Sharp XS XGA camera (camera only, no accessories) with FREEZE option : This part number is used for budget purposes only. Exact part number is dependent on illumination and lens chosen at time of issuance of purchase order (PO). * Black Sharp cameras are special order, please enquire about lead time. | Ea |  | 1 Year | 4000 | 6.5% | 3740
53415 | Genetec | AU-XS-XGA-GENERIC-F | Generic Sharp XS XGA camera (camera only, no accessories) with FREEZE option : This part number is used for budget purposes only. Exact part number is dependent on illumination and lens chosen at time of issuance of purchase order (PO). * Black Sharp cameras are special order, please enquire about lead time. | Ea |  | 1 Year | 4000 | 6.5% | 3740
53416 | Genetec | AU-XS-XGA-W08850-M | White AutoVu Sharp X Camera XGA 8mm lens and 850nm illuminator, compatible with all processing units (Only Supports 7m/21’ cables) | Ea |  | 1 Year | 3500 | 6.5% | 3272.5
53417 | Genetec | AU-XS-XGA-W08850-MF | FREEZE option White AutoVu Sharp X Camera XGA 8mm lens and 850nm illuminator, compatible with all processing units (Only Supports 7m/21’ cables) | Ea |  | 1 Year | 4000 | 6.5% | 3740
53418 | Genetec | AU-XS-XGA-W12590-M | White AutoVu Sharp X Camera XGA 12mm lens and 590nm illuminator, compatible with all processing units (Only Supports 7m/21’ cables) | Ea |  | 1 Year | 3500 | 6.5% | 3272.5
53419 | Genetec | AU-XS-XGA-W12590-MF | FREEZE option White AutoVu Sharp X Camera XGA 12mm lens and 590nm illuminator, compatible with all processing units (Only Supports 7m/21’ cables) | Ea |  | 1 Year | 4000 | 6.5% | 3740
53420 | Genetec | AU-XS-XGA-W12740-M | White AutoVu Sharp X Camera XGA 12mm lens and 740nm illuminator, compatible with all processing units (Only Supports 7m/21’ cables) | Ea |  | 1 Year | 3500 | 6.5% | 3272.5
53421 | Genetec | AU-XS-XGA-W12740-MF | FREEZE option White AutoVu Sharp X Camera XGA 12mm lens and 740nm illuminator, compatible with all processing units (Only Supports 7m/21’ cables) | Ea |  | 1 Year | 4000 | 6.5% | 3740
53422 | Genetec | AU-XS-XGA-W12850-M | White AutoVu Sharp X Camera XGA 12mm lens and 850nm illuminator, compatible with all processing units (Only Supports 7m/21’ cables) | Ea |  | 1 Year | 3500 | 6.5% | 3272.5
53423 | Genetec | AU-XS-XGA-W12850-MF | FREEZE option White AutoVu Sharp X Camera XGA 12mm lens and 850nm illuminator, compatible with all processing units (Only Supports 7m/21’ cables) | Ea |  | 1 Year | 4000 | 6.5% | 3740
53424 | Genetec | AU-XS-XGA-W16590-M | White AutoVu Sharp X Camera XGA 16mm lens and 590nm illuminator, compatible with all processing units (Only Supports 7m/21’ cables) | Ea |  | 1 Year | 3500 | 6.5% | 3272.5
53425 | Genetec | AU-XS-XGA-W16590-MF | FREEZE option White AutoVu Sharp X Camera XGA 16mm lens and 590nm illuminator, compatible with all processing units (Only Supports 7m/21’ cables) | Ea |  | 1 Year | 4000 | 6.5% | 3740
53426 | Genetec | AU-XS-XGA-W16740-M | White AutoVu Sharp X Camera XGA 16mm lens and 740nm illuminator, compatible with all processing units (Only Supports 7m/21’ cables) | Ea |  | 1 Year | 3500 | 6.5% | 3272.5
53427 | Genetec | AU-XS-XGA-W16740-MF | FREEZE option White AutoVu Sharp X Camera XGA 16mm lens and 740nm illuminator, compatible with all processing units (Only Supports 7m/21’ cables) | Ea |  | 1 Year | 4000 | 6.5% | 3740
53428 | Genetec | AU-XS-XGA-W16850-M | White AutoVu Sharp X Camera XGA 16mm lens and 850nm illuminator, compatible with all processing units (Only Supports 7m/21’ cables) | Ea |  | 1 Year | 3500 | 6.5% | 3272.5
53429 | Genetec | AU-XS-XGA-W16850-MF | FREEZE option White AutoVu Sharp X Camera XGA 16mm lens and 850nm illuminator, compatible with all processing units (Only Supports 7m/21’ cables) | Ea |  | 1 Year | 4000 | 6.5% | 3740
53430 | Genetec | AU-XS-XGA-W25740-M | White AutoVu Sharp X Camera XGA 25mm lens and 740nm illuminator, compatible with all processing units (Only Supports 7m/21’ cables) | Ea |  | 1 Year | 3500 | 6.5% | 3272.5
53431 | Genetec | AU-XS-XGA-W25740-MF | FREEZE option White AutoVu Sharp X Camera XGA 25mm lens and 740nm illuminator, compatible with all processing units (Only Supports 7m/21’ cables) | Ea |  | 1 Year | 4000 | 6.5% | 3740
53432 | Genetec | AU-XS-XGA-W25850-M | White AutoVu Sharp X Camera XGA 25mm lens and 850nm illuminator, compatible with all processing units (Only Supports 7m/21’ cables) | Ea |  | 1 Year | 3500 | 6.5% | 3272.5
53433 | Genetec | AU-XS-XGA-W25850-MF | FREEZE option White AutoVu Sharp X Camera XGA 25mm lens and 850nm illuminator, compatible with all processing units (Only Supports 7m/21’ cables) | Ea |  | 1 Year | 4000 | 6.5% | 3740
53434 | Genetec | AU-XS-XGA-W35740-M | White AutoVu Sharp X Camera XGA 35mm lens and 740nm illuminator, compatible with all processing units (Only Supports 7m/21’ cables) | Ea |  | 1 Year | 3500 | 6.5% | 3272.5
53435 | Genetec | AU-XS-XGA-W35850-M | White AutoVu Sharp X Camera XGA 35mm lens and 850nm illuminator, compatible with all processing units (Only Supports 7m/21’ cables) | Ea |  | 1 Year | 3500 | 6.5% | 3272.5
53436 | Genetec | AU-XS-XGA-W50740-M | White AutoVu Sharp X Camera XGA 50mm lens and 740nm illuminator, compatible with all processing units (Only Supports 7m/21’ cables) | Ea |  | 1 Year | 3500 | 6.5% | 3272.5
53437 | Genetec | AU-XS-XGA-W50850-M | White AutoVu Sharp X Camera XGA 50mm lens and 850nm illuminator, compatible with all processing units (Only Supports 7m/21’ cables) | Ea |  | 1 Year | 3500 | 6.5% | 3272.5
53438 | Genetec | AU-X-XPU-X1SU | SharpX system main processing unit X1SU - Single processor configuration, including horizontal and vertical mounting, MPU connectors and ethernet cable. (POWER SUPPLY NOT INCLUDED) (Only Supports 7m/21’ cables) | Ea |  | 1 Year | 5780 | 6.5% | 5404.3
53439 | Genetec | AU-X-XPU-X1SU-N | SharpX system main processing unit X1SU-N Includes Integrated Navigation Unit- Single processor configuration, including GPS Antenna, Magneto Kit, horizontal and vertical mounting, MPU connectors and ethernet cable. (POWER SUPPLY NOT INCLUDED) | Ea |  | 1 Year | 15000 | 6.5% | 14025
53440 | Genetec | AU-X-XPU-X2SU | SharpX system main processing unit X2SU - Dual processor configuration, including horizontal and vertical mounting, MPU connectors and ethernet cable. (POWER SUPPLY NOT INCLUDED) (Only Supports 7m/21’ cables) | Ea |  | 1 Year | 7780 | 6.5% | 7274.3
53441 | Genetec | AU-X-XPU-X2SU-N | SharpX system main processing unit X2SU-N Includes Integrated Navigation Unit- Dual processor configuration, including GPS Antenna, Magneto Kit, horizontal and vertical mounting, MPU connectors and ethernet cable. (POWER SUPPLY NOT INCLUDED) | Ea |  | 1 Year | 17000 | 6.5% | 15895
53442 | Genetec | B924NPRNEK00504 | PIVCLASS BUNDLE, TWO RKCLB40-P PIVCLASS REV E PIGTAIL BLK RDRS & ONE M2000 PIVCLASS AUTHENTICATION MODULE (PAM) | Ea |  | 1 Year | 3322 | 6.5% | 3106.07
53443 | Genetec | BCD104SD-SA-WTY-MC4-5Y | MISSION CRITICAL 4HR SAME DAY -1 Year (5 Years) | Ea |  | 1 Year | 1685 | 6.5% | 1575.475
53444 | Genetec | BCD480-ONSITE-16NODE-CONFIG | NODE CONFIGURATION, 16 NODE CONFIGURATION | Ea |  | 1 Year | 83250 | 6.5% | 77838.75
53445 | Genetec | BCD480-ONSITE-36NODE-CONFIG | NODE CONFIGURATION, 36 NODE CONFIGURATION | Ea |  | 1 Year | 153000 | 6.5% | 143055
53446 | Genetec | BCD-QLE2562-CK | Host bus adapter - PCIe 2.0 x8 low pro?le - 8Gb Fibre Channel x 2 | Ea |  | 1 Year | 2597.85 | 6.5% | 2428.9898
53447 | Genetec | BCD-RGD-SA-10TB-35SHD | Rigid Server Skyhawk 10TB SATA Drive | Ea |  | 1 Year | 853 | 6.5% | 797.555
53448 | Genetec | BCD-SA-1G-NIC-D | DUAL PORT 1G NIC CARD -RJ45 COPPER | Ea |  | 1 Year | 190 | 6.5% | 177.65
53449 | Genetec | BCDSF02L-RGD-16T-8-HD | Rigid Industrial Fanless Server 16TB (8) POE+ PORTS,CORE I7 16GB 128GBSSD 16TB WIN 10 PRO 8 POE+ PORTS BT WIFI 280W PS 2YR WTY | Ea |  | 1 Year | 6100 | 6.5% | 5703.5
53450 | Genetec | CLR-1BWC1500_1M | Subscription for one (1) body worn camera connection to a Genetec Clearance account. Includes 1500GB of cloud storage per camera connection. | Ea |  | 1 Year | 72 | 6.5% | 67.32
53451 | Genetec | CLR-1BWC1500_1Y | Subscription for one (1) body worn camera connection to a Genetec Clearance account. Includes 1500GB of cloud storage per camera connection. | Ea |  | 1 Year | 720 | 6.5% | 673.2
53452 | Genetec | CLR-1BWC25_1M | Subscription for one (1) body worn camera connection to a Genetec Clearance account. Includes 25GB of cloud storage per camera connection. | Ea |  | 1 Year | 18 | 6.5% | 16.83
53453 | Genetec | CLR-1BWC25_1Y | Subscription for one (1) body worn camera connection to a Genetec Clearance account. Includes 25GB of cloud storage per camera connection. | Ea |  | 1 Year | 180 | 6.5% | 168.3
53454 | Genetec | CLR-1BWC500_1M | Subscription for one (1) body worn camera connection to a Genetec Clearance account. Includes 500GB of cloud storage per camera connection. | Ea |  | 1 Year | 42 | 6.5% | 39.27
53455 | Genetec | CLR-1BWC500_1Y | Subscription for one (1) body worn camera connection to a Genetec Clearance account. Includes 500GB of cloud storage per camera connection. | Ea |  | 1 Year | 420 | 6.5% | 392.7
53456 | Genetec | CLR-PLAN1000-US_1M | Genetec Clearance Plan 1000 - includes 1000 new cases per month, 15,000GB of storage, an unlimited number of user accounts. Software upgrades and e-mail support are included. Account data is stored in the United States. Pricing is annual. | Ea |  | 1 Year | 48000 | 6.5% | 44880
53457 | Genetec | CLR-PLAN1000-US_1Y | Genetec Clearance Plan 1000 - includes 1000 new cases per month, 15,000GB of storage, an unlimited number of user accounts. Software upgrades and e-mail support are included. Account data is stored in the United States. Pricing is annual. | Ea |  | 1 Year | 72000 | 6.5% | 67320
53458 | Genetec | CLR-PLAN1000-USGOV_1M | Genetec Clearance Plan 1000 - includes 1000 new cases per month, 15,000GB of storage, an unlimited number of user accounts. Software upgrades and e-mail support are included. Account data is stored in the United States. The extended video format library add-on is included with this subscription. | Ea |  | 1 Year | 7200 | 6.5% | 6732
53459 | Genetec | CLR-PLAN1000-USGOV_1Y | Genetec Clearance Plan 1000 - includes 1000 new cases per month, 15,000GB of storage, an unlimited number of user accounts. Software upgrades and e-mail support are included. Account data is stored in the United States. The extended video format library add-on is included with this subscription. | Ea |  | 1 Year | 72000 | 6.5% | 67320
53460 | Genetec | CLR-Plan1000-USGov-OverageCase_1Case | One (1) additional case for Genetec Clearance Plan 1000. | Ea |  | 1 Year | 7 | 6.5% | 6.545
53461 | Genetec | CLR-Plan1000-USGov-OverageData_1GB | One (1) additional GB for Genetec Clearance Plan 1000. | Ea |  | 1 Year | 0.07 | 6.5% | 0.06545
53462 | Genetec | CLR-Plan1000-US-OverageCase_1Case | One (1) additional case for Genetec Clearance Plan 1000. | Ea |  | 1 Year | 7 | 6.5% | 6.545
53463 | Genetec | CLR-Plan1000-US-OverageData_1GB | One (1) additional GB for Genetec Clearance Plan 1000. | Ea |  | 1 Year | 0.05 | 6.5% | 0.04675
53464 | Genetec | CLR-PLAN100-US_1M | Genetec Clearance Plan 100 - includes 100 new cases per month, 1,500GB of storage and an unlimited number of user accounts. Software upgrades and e-mail support are included. Account data is stored in the United States. | Ea |  | 1 Year | 1080 | 6.5% | 1009.8
53465 | Genetec | CLR-PLAN100-US_1Y | Genetec Clearance Plan 100 - includes 100 new cases per month, 1,500GB of storage and an unlimited number of user accounts. Software upgrades and e-mail support are included. Account data is stored in the United States. | Ea |  | 1 Year | 10800 | 6.5% | 10098
53466 | Genetec | CLR-PLAN100-USGOV_1M | Genetec Clearance Plan 100 - includes 100 new cases per month, 1,500GB of storage and an unlimited number of user accounts. Software upgrades and e-mail support are included. Account data is stored in the United States Government Cloud. | Ea |  | 1 Year | 1080 | 6.5% | 1009.8
53467 | Genetec | CLR-PLAN100-USGOV_1Y | Genetec Clearance Plan 100 - includes 100 new cases per month, 1,500GB of storage and an unlimited number of user accounts. Software upgrades and e-mail support are included. Account data is stored in the United States Government Cloud. | Ea |  | 1 Year | 10800 | 6.5% | 10098
53468 | Genetec | CLR-Plan100-USGov-OverageCase_1Case | One (1) additional case for Genetec Clearance Plan 100. | Ea |  | 1 Year | 10 | 6.5% | 9.35
53469 | Genetec | CLR-Plan100-USGov-OverageData_1GB | One (1) additional GB for Genetec Clearance Plan 100. | Ea |  | 1 Year | 0.095 | 6.5% | 0.088825
53470 | Genetec | CLR-Plan100-US-OverageCase_1Case | One (1) additional case for Genetec Clearance Plan 100. | Ea |  | 1 Year | 10 | 6.5% | 9.35
53471 | Genetec | CLR-Plan100-US-OverageData_1GB | One (1) additional GB for Genetec Clearance Plan 100. | Ea |  | 1 Year | 0.075 | 6.5% | 0.070125
53472 | Genetec | CLR-PLAN200-US_1M | Genetec Clearance Plan 200 - includes 200 new cases per month, 3,000GB of storage and an unlimited number of user accounts. Software upgrades and e-mail support are included. Account data is stored in the United States. | Ea |  | 1 Year | 1920 | 6.5% | 1795.2
53473 | Genetec | CLR-PLAN200-US_1Y | Genetec Clearance Plan 200 - includes 200 new cases per month, 3,000GB of storage and an unlimited number of user accounts. Software upgrades and e-mail support are included. Account data is stored in the United States. | Ea |  | 1 Year | 19200 | 6.5% | 17952
53474 | Genetec | CLR-PLAN200-USGOV_1M | Genetec Clearance Plan 200 - includes 200 new cases per month, 3,000GB of storage and an unlimited number of user accounts. Software upgrades and e-mail support are included. Account data is stored in the United States in US Government Cloud (CJIS Compliant). | Ea |  | 1 Year | 19200 | 6.5% | 17952
53475 | Genetec | CLR-PLAN200-USGOV_1Y | Genetec Clearance Plan 200 - includes 200 new cases per month, 3,000GB of storage and an unlimited number of user accounts. Software upgrades and e-mail support are included. Account data is stored in the United States in US Government Cloud (CJIS Compliant). | Ea |  | 1 Year | 19200 | 6.5% | 17952
53476 | Genetec | CLR-Plan200-USGov-OverageCase_1Case | One (1) additional case for Genetec Clearance Plan 200. | Ea |  | 1 Year | 9 | 6.5% | 8.415
53477 | Genetec | CLR-Plan200-USGov-OverageData_1GB | One (1) additional GB for Genetec Clearance Plan 200. | Ea |  | 1 Year | 0.09 | 6.5% | 0.08415
53478 | Genetec | CLR-Plan200-US-OverageCase_1Case | One (1) additional case for Genetec Clearance Plan 200. | Ea |  | 1 Year | 9 | 6.5% | 8.415
53479 | Genetec | CLR-Plan200-US-OverageData_1GB | One (1) additional GB for Genetec Clearance Plan 200. | Ea |  | 1 Year | 0.07 | 6.5% | 0.06545
53480 | Genetec | CLR-PLAN25-US_1M | Genetec Clearance Plan25 - includes 25 new cases per month, 600GB of storage, an unlimited number of user accounts. Software upgrades and e-mail support are included. Account data is stored in the United States. Pricing is annual. | Ea |  | 1 Year | 300 | 6.5% | 280.5
53481 | Genetec | CLR-PLAN25-US_1Y | Genetec Clearance Plan25 - includes 25 new cases per month, 600GB of storage, an unlimited number of user accounts. Software upgrades and e-mail support are included. Account data is stored in the United States. Pricing is annual. | Ea |  | 1 Year | 3000 | 6.5% | 2805
53482 | Genetec | CLR-PLAN25-USGOV_1M | Genetec Clearance Plan 25 - includes 25 new cases per month, 600GB of storage and an unlimited number of user accounts. Software upgrades and e-mail support are included. Account data is stored in the United States Government Cloud. | Ea |  | 1 Year | 300 | 6.5% | 280.5
53483 | Genetec | CLR-PLAN25-USGOV_1Y | Genetec Clearance Plan 25 - includes 25 new cases per month, 600GB of storage and an unlimited number of user accounts. Software upgrades and e-mail support are included. Account data is stored in the United States Government Cloud. | Ea |  | 1 Year | 3000 | 6.5% | 2805
53484 | Genetec | CLR-Plan25-USGov-OverageCase_1Case | One (1) additional case for Genetec Clearance Plan 25. | Ea |  | 1 Year | 10 | 6.5% | 9.35
53485 | Genetec | CLR-Plan25-USGov-OverageData_1GB | One (1) additional GB for Genetec Clearance Plan 25. | Ea |  | 1 Year | 0.095 | 6.5% | 0.088825
53486 | Genetec | CLR-Plan25-US-OverageCase_1Case | One (1) additional case for Genetec Clearance Plan 25. | Ea |  | 1 Year | 10 | 6.5% | 9.35
53487 | Genetec | CLR-Plan25-US-OverageData_1GB | One (1) additional GB for Genetec Clearance Plan 25. | Ea |  | 1 Year | 0.075 | 6.5% | 0.070125
53488 | Genetec | CLR-PLAN600-US_1M | Genetec Clearance Plan 600 - includes 600 new cases per month, 7,500GB of storage, an unlimited number of user accounts. Software upgrades and e-mail support are included. Account data is stored in the United States. The extended video format library add-on is included with this subscription. | Ea |  | 1 Year | 4800 | 6.5% | 4488
53489 | Genetec | CLR-PLAN600-US_1Y | Genetec Clearance Plan 600 - includes 600 new cases per month, 7,500GB of storage, an unlimited number of user accounts. Software upgrades and e-mail support are included. Account data is stored in the United States. The extended video format library add-on is included with this subscription. | Ea |  | 1 Year | 48000 | 6.5% | 44880
53490 | Genetec | CLR-PLAN600-USGOV_1M | Genetec Clearance Plan 600 - includes 600 new cases per month, 7,500GB of storage, an unlimited number of user accounts. Software upgrades and e-mail support are included. Account data is stored in the United States. The extended video format library add-on is included with this subscription. | Ea |  | 1 Year | 4800 | 6.5% | 4488
53491 | Genetec | CLR-PLAN600-USGOV_1Y | Genetec Clearance Plan 600 - includes 600 new cases per month, 7,500GB of storage, an unlimited number of user accounts. Software upgrades and e-mail support are included. Account data is stored in the United States. The extended video format library add-on is included with this subscription. | Ea |  | 1 Year | 48000 | 6.5% | 44880
53492 | Genetec | CLR-Plan600-USGov-OverageCase_1Case | One (1) additional case for Genetec Clearance Plan 600. | Ea |  | 1 Year | 8 | 6.5% | 7.48
53493 | Genetec | CLR-Plan600-USGov-OverageData_1GB | One (1) additional GB for Genetec Clearance Plan 600. | Ea |  | 1 Year | 0.08 | 6.5% | 0.0748
53494 | Genetec | CLR-Plan600-US-OverageCase_1Case | One (1) additional case for Genetec Clearance Plan 600. | Ea |  | 1 Year | 8 | 6.5% | 7.48
53495 | Genetec | CLR-Plan600-US-OverageData_1GB | One (1) additional GB for Genetec Clearance Plan 600. | Ea |  | 1 Year | 0.063 | 6.5% | 0.058905
53496 | Genetec | Composite Cards-P | Adder to all PVC card prices (per credential): Composite 25% Polyester + 75% PVC | Ea |  | 1 Year | 0.4 | 6.5% | 0.374
53497 | Genetec | Composite Cards-SC | Adder to all PVC card prices (per credential): Composite 25% Polyester + 75% PVC | Ea |  | 1 Year | 0.39 | 6.5% | 0.36465
53498 | Genetec | EL-011300 | EASYLOBBY SOLO VISITOR MANAGEMENT SOFTWARE | Ea |  | 1 Year | 1000 | 6.5% | 935
53499 | Genetec | EL-96000-SVM10 | SVM (main application) per workstation, includes Free Administrator software (admin/reporting) | Ea |  | 1 Year | 2500 | 6.5% | 2337.5
53500 | Genetec | EL-96200-SAT | Satellite (Check point station) per workstation | Ea |  | 1 Year | 1000 | 6.5% | 935
53501 | Genetec | EL-96300-ADM10 | Administrator (additional licenses) per workstation | Ea |  | 1 Year | 500 | 6.5% | 467.5
53502 | Genetec | EL-97000-EKiosk | WEB-BASED SELF-REGISTRATION SOFTWARE FOR IPAD AND OTHER TABLETS | Ea |  | 1 Year | 2000 | 6.5% | 1870
53503 | Genetec | EL-98000-EADV10 | eAdvance (web pre-registration) per web server | Ea |  | 1 Year | 3000 | 6.5% | 2805
53504 | Genetec | EL-ACI-GENETEC | Access Control Integration - Genetec | Ea |  | 1 Year | 3000 | 6.5% | 2805
53505 | Genetec | EL-ACI-JCI | ACI JCI PEGASUS | Ea |  | 1 Year | 3000 | 6.5% | 2805
53506 | Genetec | EL-AST-COMBO | ASSURETEC ARH COMBO SMART PASSPORT AND LICENSE READER - DATA/PHOTO ONLY | Ea |  | 1 Year | 3200 | 6.5% | 2992
53507 | Genetec | EL-AST-ID150 | ASSURETEC ID-150 LICENSE SCANNER - DATA ONLY | Ea |  | 1 Year | 2400 | 6.5% | 2244
53508 | Genetec | EL-AST-ID150A | ASSURETEC ID-150 LICENSE SCANNER - DATA WITH AUTHENTICATION | Ea |  | 1 Year | 3200 | 6.5% | 2992
53509 | Genetec | EL-AST-UPDATEA | ASSURETEC PRO SOFTWARE LIBRARY UPDATES FOR 1 Year (DATA AND AUTHENTICATION) | Ea |  | 1 Year | 700 | 6.5% | 654.5
53510 | Genetec | EL-AT-2947 | PHOTO ID SHEET PACK, 4 X 6, 500 SHEET, ALL TAG, EL 47, AT 2947 ONSITE | Ea |  | 1 Year | 160 | 6.5% | 149.6
53511 | Genetec | EL-AT-2991 | REMOVABLE LABEL, WITH HOLE, AT 2991 | Ea |  | 1 Year | 30 | 6.5% | 28.05
53512 | Genetec | EL-AT-6918 | BADGE PACK, GENERIC BADGE, ADHESIVE, 2 5/16" X 4", FOR DYMO THERMAL PRINTER, EASYLOBBY 6918, | Ea |  | 1 Year | 24 | 6.5% | 22.44
53513 | Genetec | EL-CUST | EL-CUST Government denied party screening service. 1 Year subscription | Ea |  | 1 Year | 5000 | 6.5% | 4675
53514 | Genetec | EL-DYMO-30856 | LABEL, WHITE, 2 7/16" X 4 3/16", NON ADHESIVE NAME BADGES WITH CLIP HOLE, 250 PER ROLL, 1 ROLL PER BOX, DYMO 30856 | Ea |  | 1 Year | 36 | 6.5% | 33.66
53515 | Genetec | EL-DYMO-30911 | LABEL, 12-HOUR TIME EXPIRING, 2 1/4" X 4", ADHESIVE BADGE, 250 PER ROLL, 1 ROLL PER BOX, DYMO 30911 | Ea |  | 1 Year | 60 | 6.5% | 56.1
53516 | Genetec | EL-DYMO-450T | Dymo 450 Turbo Termal Printer (B&W) | Ea |  | 1 Year | 300 | 6.5% | 280.5
53517 | Genetec | EL-HOST-EADV | eAdvance Web Hosting (optional) per month per building (incremental to license) | Ea |  | 1 Year | 300 | 6.5% | 280.5
53518 | Genetec | EL-ITC-DCM | INTELLICHECK DCM | Ea |  | 1 Year | 1600 | 6.5% | 1496
53519 | Genetec | EL-K12-CSS80 | K12 CSS800 LICENSE AND BUSINESS CARD SCANNER | Ea |  | 1 Year | 707.1 | 6.5% | 661.1385
53520 | Genetec | EL-K12-D450 | K12 DYMO 450 TURBO THERMAL BADGE PRINTER | Ea |  | 1 Year | 300 | 6.5% | 280.5
53521 | Genetec | EL-K12-SVM | K12 SVM SOFTWARE | Ea |  | 1 Year | 2000 | 6.5% | 1870
53522 | Genetec | EL-LOG-C920 | LOGITECH QUICKCAM CAMERA | Ea |  | 1 Year | 300 | 6.5% | 280.5
53523 | Genetec | EL-METRO-9520 | WIRED HANDHELD BARCODE SCANNER, METROLOGIC MS9520 VOYAGER | Ea |  | 1 Year | 450 | 6.5% | 420.75
53524 | Genetec | EL-RFIDEAS-80081AKO | PCPROX PLUS ENROLL W/ICLASS ID BLACK USB VIRTUAL COM READER | Ea |  | 1 Year | 370 | 6.5% | 345.95
53525 | Genetec | EL-SNAP-1 | CSS SnapShell license/card scanner (OCR with photo capture) | Ea |  | 1 Year | 1000 | 6.5% | 935
53526 | Genetec | EL-SOS-K12 | SO DD SCREENING SEATS REVENUE K12 | Ea |  | 1 Year | 450 | 6.5% | 420.75
53527 | Genetec | EL-SOS-NONK12 | EL-SOS-NONK12 Sex Offender screening (per station) – non K12 schools | Ea |  | 1 Year | 1000 | 6.5% | 935
53528 | Genetec | EL-SS-PASSPORT | SNAPSHELL PASSPORT ID SCANNER FROM ACUANT FOR USE WITH EASYLOBBY | Ea |  | 1 Year | 2000 | 6.5% | 1870
53529 | Genetec | EL-SS-R3 | SNAPSHELL R3 DRIVER'S LICENSE/ID SCANNER FROM ACUANT, FOR USE WITH EASYLOBBY. | Ea |  | 1 Year | 1500 | 6.5% | 1402.5
53530 | Genetec | EL-SVM10-UPGRD | SVM SOFTWARE UPGRADE TO SVM10 | Ea |  | 1 Year | 2000 | 6.5% | 1870
53531 | Genetec | EL-SYM-MC7570P | SYM MC75A, KIT PACKAGE | Ea |  | 1 Year | 5800 | 6.5% | 5423
53532 | Genetec | EL-SYM-MC7570SM | SYM MC75A, KIT SATALITE MOBILE | Ea |  | 1 Year | 5800 | 6.5% | 5423
53533 | Genetec | EL-SYM-MC9090GK | EasyLobby - SYMBOL MC9090-G KIT SVM MOBILE | Ea |  | 1 Year | 10000 | 6.5% | 9350
53534 | Genetec | EL-TOP-1x5 | TOPAZ SIGNATUREGEM LCD 1X5 SIGPAD (SIGNATURE BLOCK ONLY) | Ea |  | 1 Year | 650 | 6.5% | 607.75
53535 | Genetec | EL-TOP-4X5 | TOPAZ SIGNATUREGEM LCD 4X5 SIGPAD (UP TO 10 SCREENS OF TEXT PLUS SIGNATURE) | Ea |  | 1 Year | 1100 | 6.5% | 1028.5
53536 | Genetec | EL-TURNKEY-BUNDLE | EasyLobby - TURNKEY BUNDLE, CAPTURE DEVICE WITH PRINTER, BARCODE SCANNER, CONSUMABLES, CD + KEYS | Ea |  | 1 Year | 5000 | 6.5% | 4675
53537 | Genetec | F000385 | Universal Card Printer Accessories, O Ring | Ea |  | 1 Year | 7.3 | 6.5% | 6.8255
53538 | Genetec | F000390 | Universal Card Printer Accessories, O Ring Belt | Ea |  | 1 Year | 3.8 | 6.5% | 3.553
53539 | Genetec | F000492 | CARD PRINTER, SPARE PART, BELT FOR THE CARD PATH HDP5000 | Ea |  | 1 Year | 6.3 | 6.5% | 5.8905
53540 | Genetec | FP5061B | FlexPass™ Keypad ARK-501+ Black Buffered or 8-Bit Burst Reader | Ea |  | 1 Year | 378.1 | 6.5% | 353.5235
53541 | Genetec | GSC-1AD | 1 additional Active Directory connection. Maximum of 9 additional connections supported (total of 10 with connection include in basic part numbers). Only available with Professional or Enterprise packages (Synergis and/or Omnicast) or AutoVu Standard package. | Ea |  | 1 Year | 1500 | 6.5% | 1402.5
53542 | Genetec | GSC-1ADFS | 1 Active Directory Federation Services (ADFS) connection. Enabled ADFS as external claims provider for user authentication. Only available with Professional or Enterprise packages (SynergisTM and/or OmnicastTM) or AutoVuTM Standard package. | Ea |  | 1 Year | 1500 | 6.5% | 1402.5
53543 | Genetec | GSC-1AD-USCH | Security Center Active Directory Integration (users and cardholders). Enables Windows user accounts to be linked to Security Center user and Synergis cardholder accounts. Only available with Professional or Enterprise packages (Synergis™ and/or Omnicast™) or AutoVu™ Standard package. Includes 1 connection to an Active Directory server. | Ea |  | 1 Year | 1720 | 6.5% | 1608.2
53544 | Genetec | GSC-1AP-Bosch | Support 1 Bosch B/G Serie intrusion control panel connection. Requires one of Standard, Professional or Enterprise packages (Synergis™ and/or Omnicast™). Mandatory Genetec Advantage. | Ea |  | 1 Year | 500 | 6.5% | 467.5
53545 | Genetec | GSC-1AP-CDC2-SPC | 1 Vanderbilt SPC intrusion alarm panel connection. Requires one of Standard, Pro and Enterprise packages. Mandatory Genetec Advantage. 1 Part per panel. | Ea |  | 1 Year | 500 | 6.5% | 467.5
53546 | Genetec | GSC-1AP-CDC3-HW | 1 Honeywell intrusion alarm panel connection. Requires one of Standard, Pro and Enterprise packages. Mandatory Genetec Advantage. 1 Part per panel. | Ea |  | 1 Year | 1230 | 6.5% | 1150.05
53547 | Genetec | GSC-1AP-CDC3-UTCMASTER | 1 UTC ATS Master or Advance intrusion alarm panel connection. Only available with Pro and Enterprise packages. Mandatory Genetec Advantage. 1 Part per panel. | Ea |  | 1 Year | 1230 | 6.5% | 1150.05
53548 | Genetec | GSC-1AP-DMP | 1 DMP intrusion panel connection. Requires one of Standard, Professional or Enterprise packages (Synergis™ and/or Omnicast™). Mandatory Genetec Advantage. | Ea |  | 1 Year | 500 | 6.5% | 467.5
53549 | Genetec | GSC-1AP-DSC | 1 DSC PowerSeries intrusion panel connection. Requires one of Standard, Professional or Enterprise packages (Synergis™ and/or Omnicast™). Mandatory Genetec Advantage. | Ea |  | 1 Year | 500 | 6.5% | 467.5
53550 | Genetec | GSC-1FOD | 1 Failover Directory Role. Only available with Enterprise packages (Synergis™ and/or Omnicast™) or AutoVu™ Standard. Mandatory Genetec Advantage. | Ea |  | 1 Year | 1000 | 6.5% | 935
53551 | Genetec | GSC-1MobileSTU | Site License for Security Center Mobile app connections. Only available with SynergisTM and/or OmnicastTM Enterprise packages or AutoVuTM Standard package. | Ea |  | 1 Year | 10000 | 6.5% | 9350
53552 | Genetec | GSC-1MobileU | 1 Security Center Mobile app connection | Ea |  | 1 Year | 250 | 6.5% | 233.75
53553 | Genetec | GSC-1Om4FED | 1 Federated Omnicast 4 Directory connection. Must purchase Omnicast or Synergis Enterprise Package. Please contact your RSM for supported Omnicast™ 4 versions. | Ea |  | 1 Year | 1000 | 6.5% | 935
53554 | Genetec | GSC-1Om4FED-20 | 1 Federated entity Omnicast 4 Directory connection - 20 cameras or less. Must purchase Enterprise Package. Please contact your RSM for supported Omnicast™ 4 versions. | Ea |  | 1 Year | 600 | 6.5% | 561
53555 | Genetec | GSC-1P-AES-1SITE | GSC Automated Enforcement System Plugin one (1) Site Connection | Ea |  | 1 Year | 250 | 6.5% | 233.75
53556 | Genetec | GSC-1P-AES-BASE | GSC Automated Enforcement System Plugin Base. | Ea |  | 1 Year | 2000 | 6.5% | 1870
53557 | Genetec | GSC-1PAMAG-SYM | 1 Amag Symmetry Access Control System Plugin.Only available with Professional or Enterprise packages (Synergis™ and/or Omnicast™). Mandatory Genetec Advantage. 1 part per 256 readers. | Ea |  | 1 Year | 4000 | 6.5% | 3740
53558 | Genetec | GSC-1PAP-BUYTIME | 1 Buy-Time plugin. Only available with Professional or Enterprise packages (Synergis™ and/or Omnicast™). Mandatory Genetec Advantage. | Ea |  | 1 Year | 1000 | 6.5% | 935
53559 | Genetec | GSC-1PAP-RECEIVER | Alarm Receiver integration per 100 panels. Requires one of Standard, Professional or Enterprise packages (Synergis™ and/or Omnicast™). Mandatory Genetec Advantage. | Ea |  | 1 Year | 4000 | 6.5% | 3740
53560 | Genetec | GSC-1PATMDIEBOLD | 1 Diebold ATM plugin. 1 part required per ATM. Only available with Professional or Enterprise packages (Synergis™ and/or Omnicast™). Mandatory Genetec Advantage. | Ea |  | 1 Year | 150 | 6.5% | 140.25
53561 | Genetec | GSC-1P-AVL-1D | Automated Vehicle Locator (AVL) Vehicle Plugin. Security Center plug-in used to receive and store GPS coordinates from supported GPS receiver. Supports geo-positioning protocols NMEA-XXXX. Requires Genetec-certified compatible recorder hardware and GPS receiver. | Ea |  | 1 Year | 250 | 6.5% | 233.75
53562 | Genetec | GSC-1P-AVL-CENTER | Automated Vehicle Locator (AVL) Headend Plugin. Security Center plug-in used to track vehicles on a map. Requires an active Plan Manager Advanced license. | Ea |  | 1 Year | 2000 | 6.5% | 1870
53563 | Genetec | GSC-1PBARCOCMS | 1 Barco CMS Plugin. Only available with Professional or Enterprise packages (Synergis™ and/or Omnicast™). Mandatory Genetec Advantage. | Ea |  | 1 Year | 7500 | 6.5% | 7012.5
53564 | Genetec | GSC-1PBAS-1000D | 1000 Building Automation Devices for BAS Plugins. Requires base Client Plugin Part. Only available with Professional or Enterprise packages (Synergis™ and/or Omnicast™). Mandatory Genetec Advantage. | Ea |  | 1 Year | 5000 | 6.5% | 4675
53565 | Genetec | GSC-1PBAS-100D | 100 Building Automation Devices for BAS Plugins. Requires base Client Plugin Part. Only available with Professional or Enterprise packages (Synergis™ and/or Omnicast™). Mandatory Genetec Advantage. | Ea |  | 1 Year | 1000 | 6.5% | 935
53566 | Genetec | GSC-1PBAS-5000D | 5000 Building Automation Devices for BAS Plugins. Requires base Client Plugin Part. Only available with Professional or Enterprise packages (Synergis™ and/or Omnicast™). Mandatory Genetec Advantage. | Ea |  | 1 Year | 15000 | 6.5% | 14025
53567 | Genetec | GSC-1PBAS-BACNET | 1 Building Automation BACNET Client Plugin including 100 devices. Only available with Professional or Enterprise packages (Synergis™ and/or Omnicast™). Mandatory Genetec Advantage. | Ea |  | 1 Year | 2000 | 6.5% | 1870
53568 | Genetec | GSC-1PBAS-MODBUS | 1 Building Automation Modbus TCP Client Plugin including 100 devices. Only available with Professional or Enterprise packages (Synergis™ and/or Omnicast™). Mandatory Genetec Advantage. | Ea |  | 1 Year | 2000 | 6.5% | 1870
53569 | Genetec | GSC-1PBAS-OPC-C | 1 Building Automation OPC Client Plugin including 100 devices. Only available with Professional or Enterprise packages (Synergis™ and/or Omnicast™). Mandatory Genetec Advantage. | Ea |  | 1 Year | 2000 | 6.5% | 1870
53570 | Genetec | GSC-1PCDC0-SHOTSPOTTER | 1 Shot Spotter Plugin. Only available with Professional or Enterprise packages (Synergis™ and/or Omnicast™). Mandatory Genetec Advantage. | Ea |  | 1 Year | 10000 | 6.5% | 9350
53571 | Genetec | GSC-1PCDC2-ASSA-ARX-25 | 1 ASSA ARX plugin. 1 part per 25 readers. Only available with Standard, Professional or Enterprise packages (Synergis™ and/or Omnicast™). Mandatory Genetec Advantage. | Ea |  | 1 Year | 750 | 6.5% | 701.25
53572 | Genetec | GSC-1PCDC3-TRAKA | 1 Traka Key Management system plugin. 1 part per cabinet, mandatory ADV-1PCDC3-TRAKA-XX per part. Only available with Professional or Enterprise packages (Synergis™ and/or Omnicast™). Mandatory Genetec Advantage. | Ea |  | 1 Year | 2000 | 6.5% | 1870
53573 | Genetec | GSC-1PCDC4-KONE | 1 Kone elevator plugin. Mandatory 1 GSC-1PCDC4-KONE-SMA per part. Only available with Professional or Enterprise packages (Synergis™ and/or Omnicast™). Mandatory Genetec Advantage. | Ea |  | 1 Year | 10000 | 6.5% | 9350
53574 | Genetec | GSC-1PCDC4-KONE-SMA | 1 Kone elevator plugin SMA. Only available with Professional or Enterprise packages (Synergis™ and/or Omnicast™). Mandatory Genetec Advantage. | Ea |  | 1 Year | 2000 | 6.5% | 1870
53575 | Genetec | GSC-1P-DLC-1D | GSC DLC one (1) DLC Panel Pair Connection | Ea |  | 1 Year | 800 | 6.5% | 748
53576 | Genetec | GSC-1P-DLC-BASE | GSC DLC Base Package. | Ea |  | 1 Year | 3000 | 6.5% | 2805
53577 | Genetec | GSC-1P-DMS-1D | GSC DMS one (1) DMS Device Connection | Ea |  | 1 Year | 800 | 6.5% | 748
53578 | Genetec | GSC-1P-DMS-BASE | GSC DMS Base Package. | Ea |  | 1 Year | 3000 | 6.5% | 2805
53579 | Genetec | GSC-1PGEORSS | 1 GeoRSS plugin. 1 part per 25 enabled RSS Feeds. Only available with Professional or Enterprise packages (Synergis™ and/or Omnicast™). Mandatory Genetec Advantage. | Ea |  | 1 Year | 1000 | 6.5% | 935
53580 | Genetec | GSC-1PHEXAGONCAD | 1 Hexagon Intergraph CAD System Plugin, need 1 per directory. Only available with Professional or Enterprise packages (Synergis™ and/or Omnicast™). Mandatory Genetec Advantage. | Ea |  | 1 Year | 35000 | 6.5% | 32725
53581 | Genetec | GSC-1PIDSCANNER | 1 Document(Passport/Licenses) Scanner Plugin. Only available with Professional or Enterprise packages (Synergis™ and/or Omnicast™). Mandatory Genetec Advantage. | Ea |  | 1 Year | 500 | 6.5% | 467.5
53582 | Genetec | GSC-1PLEN | 1 Lenel OnGuard plugin. Only available with Professional or Enterprise packages (Synergis™ and/or Omnicast™). Mandatory Genetec Advantage. | Ea |  | 1 Year | 4000 | 6.5% | 3740
53583 | Genetec | GSC-1PMORPHOBIOMETRICS | 1 Safran Identity MorphoBridge Plugin. Only available with Professional or Enterprise packages (Synergis™ and/or Omnicast™). Mandatory Genetec Advantage. | Ea |  | 1 Year | 2500 | 6.5% | 2337.5
53584 | Genetec | GSC-1POPC-S | 1 OPC Server Plugin. Only available with Professional or Enterprise packages (Synergis™ and/or Omnicast™). Mandatory Genetec Advantage. | Ea |  | 1 Year | 8000 | 6.5% | 7480
53585 | Genetec | GSC-1POTIS-COMPASS | 1 Otis Compass Destination Dispatch Elevator System Plugin.Only available with Professional or Enterprise packages (Synergis™ and/or Omnicast™). Mandatory Genetec Advantage. | Ea |  | 1 Year | 6400 | 6.5% | 5984
53586 | Genetec | GSC-1PProxSafeKey | 1 Deister ProxSafe Key Management System Plugin (5 ProxSafe Terminal per Part #). Only available with Professional or Enterprise packages (Synergis™ and/or Omnicast™). Mandatory Genetec Advantage. | Ea |  | 1 Year | 2000 | 6.5% | 1870
53587 | Genetec | GSC-1PRFCODE | 1 RF Code Asset Manager plugin connection. Only available with Professional or Enterprise packages (Synergis™ and/or Omnicast™). Mandatory Genetec Advantage. | Ea |  | 1 Year | 5000 | 6.5% | 4675
53588 | Genetec | GSC-1P-RWIS-1D | GSC RWIS one (1) RWIS Device Connection | Ea |  | 1 Year | 200 | 6.5% | 187
53589 | Genetec | GSC-1P-RWIS-BASE | GSC RWIS Base Package. | Ea |  | 1 Year | 1500 | 6.5% | 1402.5
53590 | Genetec | GSC-1PSALTOSVN | 1 Salto SVN Plugin including 10 doors. Only available with Professional or Enterprise packages (Synergis™ and/or Omnicast™). Mandatory Genetec Advantage. | Ea |  | 1 Year | 2500 | 6.5% | 2337.5
53591 | Genetec | GSC-1PSALTOSVN-1D | 1 Salto SVN Door. Only available with Professional or Enterprise packages (Synergis™ and/or Omnicast™). Mandatory Genetec Advantage. | Ea |  | 1 Year | 120 | 6.5% | 112.2
53592 | Genetec | GSC-1PSALTOSVN-1L | 1 Salto SVN Lock. Only available with Professional or Enterprise packages (Synergis™ and/or Omnicast™). Mandatory Genetec Advantage. | Ea |  | 1 Year | 70 | 6.5% | 65.45
53593 | Genetec | GSC-1PSCHINDLER-PORT | 1 SCHINDLER PORT Destination Dispatch Elevator System plugin connection. Only available with Professional or Enterprise packages (Synergis™ and/or Omnicast™). Mandatory Genetec Advantage. | Ea |  | 1 Year | 6400 | 6.5% | 5984
53594 | Genetec | GSC-1PSDS-GUARDGUNSHT | 1 Guardian gun shot detection plugin for every 100 sensors. Only available with Professional or Enterprise packages (Synergis™ and/or Omnicast™). Mandatory Genetec Advantage. | Ea |  | 1 Year | 5000 | 6.5% | 4675
53595 | Genetec | GSC-1PSHCC | 1 Software House CCURE 9000 access control plugin. Only available with Professional or Enterprise packages (Synergis™ and/or Omnicast™). Mandatory Genetec Advantage. | Ea |  | 1 Year | 4000 | 6.5% | 3740
53596 | Genetec | GSC-1PSINGLECARD | 1 Software Single Card Solution plugin for 2 data sources. Only available with Professional or Enterprise packages (Synergis™ and/or Omnicast™). Mandatory Genetec Advantage. | Ea |  | 1 Year | 4000 | 6.5% | 3740
53597 | Genetec | GSC-1PSipass | 1 Siemens Sipass plugin. Only available with Professional or Enterprise packages (Synergis™ and/or Omnicast™). Mandatory Genetec Advantage. | Ea |  | 1 Year | 8000 | 6.5% | 7480
53598 | Genetec | GSC-1PSPSCHECKPOINT | 1 SPS Security Patrol Checkpoint Plugin. Only available with Professional or Enterprise packages (Synergis™ and/or Omnicast™). Mandatory Genetec Advantage. | Ea |  | 1 Year | 3000 | 6.5% | 2805
53599 | Genetec | GSC-1PSWM | 1 Southwest Microwave Micropoint I plugin. Only available with Professional or Enterprise packages (Synergis™ and/or Omnicast™). Mandatory Genetec Advantage. | Ea |  | 1 Year | 5000 | 6.5% | 4675
53600 | Genetec | GSC-1PSWM | 1 Southwest Microwave Micropoint I plugin. Only available with Professional or Enterprise packages (Synergis™ and/or Omnicast™). Mandatory Genetec Advantage. | Ea |  | 1 Year | 5000 | 6.5% | 4675
53601 | Genetec | GSC-1PSWM-RPMII | 1 Southwest Microwave RPMII plugin. 1 plugin for 5 RPMII units. Only available with Professional or Enterprise packages (Synergis™ and/or Omnicast™). Mandatory Genetec Advantage. | Ea |  | 1 Year | 6500 | 6.5% | 6077.5
53602 | Genetec | GSC-1PTAGTRACKER | 1 part required per Barcode reader controlled by Plugin. Only available with Professional or Enterprise packages (Synergis™ and/or Omnicast™). Mandatory Genetec Advantage. | Ea |  | 1 Year | 1000 | 6.5% | 935
53603 | Genetec | GSC-1P-TKDISPATCH | 1 Thyssenkrupp Destination Dispatch Elevator System plugin connection. Only available with Professional or Enterprise packages (Synergis™ and/or Omnicast™). Mandatory Genetec Advantage. | Ea |  | 1 Year | 6400 | 6.5% | 5984
53604 | Genetec | GSC-1P-TSS-1D | GSC TSS one (1) TSS Device Connection | Ea |  | 1 Year | 200 | 6.5% | 187
53605 | Genetec | GSC-1P-TSS-1DVA | GSC TSS one (1) TSS Device Connection for Video Analytics | Ea |  | 1 Year | 50 | 6.5% | 46.75
53606 | Genetec | GSC-1P-TSS-BASE | GSC TSS Base Package. | Ea |  | 1 Year | 3000 | 6.5% | 2805
53607 | Genetec | GSC-1PVSHCC | 1 Software House CCURE 9000 video integration. Only available with Professional or Enterprise packages (Synergis™ and/or Omnicast™). Mandatory Genetec Advantage. | Ea |  | 1 Year | 6000 | 6.5% | 5610
53608 | Genetec | GSC-1PVW-EIZO | 1 Eizo VideoWall plugin. 1 part required per Eizo monitor. Only available with Professional or Enterprise packages (Synergis™ and/or Omnicast™). Mandatory Genetec Advantage. | Ea |  | 1 Year | 500 | 6.5% | 467.5
53609 | Genetec | GSC-1P-WIMABS-1SITE | GSC WIM Absconder Site Package for 1 lane of travel. | Ea |  | 1 Year | 15000 | 6.5% | 14025
53610 | Genetec | GSC-1P-WIMABS-CENTER | GSC WIM Absconder Headend Package for all sites. | Ea |  | 1 Year | 10000 | 6.5% | 9350
53611 | Genetec | GSC-1P-WIMABS-EXTRALANE | GSC WIM Absconder extension for 1 extra lane of travel. | Ea |  | 1 Year | 5000 | 6.5% | 4675
53612 | Genetec | GSC-1SCFED | 1 Federated Security Center 4.0 (or higher) Directory connection. Must purchase Omnicast™ or Synergis™ Enterprise Package or AutoVu™ Standard. | Ea |  | 1 Year | 1000 | 6.5% | 935
53613 | Genetec | GSC-1SCFED-20 | 1 Federated Security Center 4.0 (or higher) Directory connection - 20 entities or less (cameras, readers or Sharp). Must purchase Omnicast™ or Synergis™ Enterprise Package or AutoVu™ Standard. | Ea |  | 1 Year | 600 | 6.5% | 561
53614 | Genetec | GSC-1SDK | *** 1 generic SDK connection. Must be replaced with the specific SDK integration part number before order can be processed. PRICE FOR BUDGETARY PURPOSES ONLY. Final price and quantity may vary based on integration. Please contact sales@genetec.com for more information. *** | Ea |  | 1 Year | 250 | 6.5% | 233.75
53615 | Genetec | GSC-1SDK-ADP-PEXAS | One (1) Genetec SDK connection for Groupe ADP with PEXAS Orly. | Ea |  | 1 Year | 250 | 6.5% | 233.75
53616 | Genetec | GSC-1SDK-ADP-ZIN | One (1) Genetec SDK connection for Groupe ADP with ZIN Orly. | Ea |  | 1 Year | 250 | 6.5% | 233.75
53617 | Genetec | GSC-1SDK-ALPHA-AVCACB | One (1) Genetec SDK connection for Alphatron with AVCA Cam Blocker. | Ea |  | 1 Year | 250 | 6.5% | 233.75
53618 | Genetec | GSC-1SDK-ALPHA-AVCALPR | One (1) Genetec SDK connection for Alphatron with AVCA LPR Connector. | Ea |  | 1 Year | 250 | 6.5% | 233.75
53619 | Genetec | GSC-1SDK-ALPHA-AVCAPV | One (1) Genetec SDK connection for Alphatron with AVCA People Viewer. | Ea |  | 1 Year | 250 | 6.5% | 233.75
53620 | Genetec | GSC-1SDK-APS-MULTISYS | One (1) Genetec SDK connection for Advanced Perimeter Systems with Multisys. | Ea |  | 1 Year | 250 | 6.5% | 233.75
53621 | Genetec | GSC-1SDK-BDT-CCTV | One (1) Genetec SDK connection for Bombardier with CCTV | Ea |  | 1 Year | 250 | 6.5% | 233.75
53622 | Genetec | GSC-1SDK-BEUMER-BHS | One (1) Genetec SDK connection for Beumer with Baggage Handling System. | Ea |  | 1 Year | 250 | 6.5% | 233.75
53623 | Genetec | GSC-1SDK-BSEC-IBIQUO | One (1) Genetec SDK connection for Beyond Security with iBiquo. | Ea |  | 1 Year | 250 | 6.5% | 233.75
53624 | Genetec | GSC-1SDK-BYU-PROVISION | One (1) Genetec SDK connection for Brigham Young University with Provisioning. | Ea |  | 1 Year | 250 | 6.5% | 233.75
53625 | Genetec | GSC-1SDK-CBCA-CRUCIALT | One (1) Genetec SDK connection for CBC America with CrucialTrak | Ea |  | 1 Year | 250 | 6.5% | 233.75
53626 | Genetec | GSC-1SDK-CHTEC-TACTIO | One (1) Genetec SDK connection for CH Tecnologia with Tactio | Ea |  | 1 Year | 250 | 6.5% | 233.75
53627 | Genetec | GSC-1SDK-COMMBOX-MIO | One (1) Genetec SDK connection for Commbox with Mio. | Ea |  | 1 Year | 250 | 6.5% | 233.75
53628 | Genetec | GSC-1SDK-CYBERKAR-HEX | One (1) Genetec SDK connection for Cyberkar with Hexagon | Ea |  | 1 Year | 250 | 6.5% | 233.75
53629 | Genetec | GSC-1SDK-DATAPARK-PayStation | One (1) Genetec SDK connection for Datapark with DP7001 Pay Station | Ea |  | 1 Year | 250 | 6.5% | 233.75
53630 | Genetec | GSC-1SDK-DATIS-VABRIDGE | One (1) Genetec SDK connection for Datis with vaBridge | Ea |  | 1 Year | 250 | 6.5% | 233.75
53631 | Genetec | GSC-1SDK-DELCO-MAR | One (1) Genetec SDK connection for Delco with Mass Access Rule. | Ea |  | 1 Year | 250 | 6.5% | 233.75
53632 | Genetec | GSC-1SDK-EAGLE-CF | One (1) Genetec SDK connection for Eagle Solucoes with ClickFilho Integration | Ea |  | 1 Year | 250 | 6.5% | 233.75
53633 | Genetec | GSC-1SDK-EUKLIS-FARE | One (1) Genetec SDK connection for Euklis with FaRe Identiy & FaCe Recognition Suite | Ea |  | 1 Year | 250 | 6.5% | 233.75
53634 | Genetec | GSC-1SDK-FACEFIRST-FR | One (1) Genetec SDK connection for FaceFirst with Facial Recogition. | Ea |  | 1 Year | 250 | 6.5% | 233.75
53635 | Genetec | GSC-1SDK-HACOUSTO-3CX | One (1) Genetec SDK connection for Hacousto with 3CX. | Ea |  | 1 Year | 250 | 6.5% | 233.75
53636 | Genetec | GSC-1SDK-HACOUSTO-VDV | One (1) Genetec SDK connection for HACOUSTO with VDV301. | Ea |  | 1 Year | 250 | 6.5% | 233.75
53637 | Genetec | GSC-1SDK-HILLS-CISCO | One (1) Genetec SDK connection for Hills with Cisco Call Manager | Ea |  | 1 Year | 250 | 6.5% | 233.75
53638 | Genetec | GSC-1SDK-IBM-IOCC | One (1) Genetec SDK connection for IBM with Intelligent Operations Control Center. | Ea |  | 1 Year | 250 | 6.5% | 233.75
53639 | Genetec | GSC-1SDK-IBT-RHSI | One (1) Genetec SDK connection for IB Tecnologia with RH & Synergis Integration. | Ea |  | 1 Year | 250 | 6.5% | 233.75
53640 | Genetec | GSC-1SDK-INPIX-PIXALARM | One (1) Genetec SDK connection for Inpixal with Pixalarm. | Ea |  | 1 Year | 250 | 6.5% | 233.75
53641 | Genetec | GSC-1SDK-INTELBRAS-GATE | One (1) Genetec SDK connection for Intelbras with Gateway | Ea |  | 1 Year | 250 | 6.5% | 233.75
53642 | Genetec | GSC-1SDK-ISONAS-PUREIP | One (1) Genetec SDK connections for ISONAS with Pure IP. | Ea |  | 1 Year | 250 | 6.5% | 233.75
53643 | Genetec | GSC-1SDK-KAGA-MP4C | One (1) Genetec SDK connection for Kaga with MP4 Converter. | Ea |  | 1 Year | 250 | 6.5% | 233.75
53644 | Genetec | GSC-1SDK-KAPSCHAUD-OMCS | One (1) Genetec SDK connection for Kapsch TrafficCom Australia with OMCS | Ea |  | 1 Year | 250 | 6.5% | 233.75
53645 | Genetec | GSC-1SDK-KNIGHT-SENTRY | One (1) Genetec SDK connection for Knight Security with Sentry | Ea |  | 1 Year | 250 | 6.5% | 233.75
53646 | Genetec | GSC-1SDK-LUUM-ECM | One (1) Genetec SDK connection for Luum with Enterprise Communte Management | Ea |  | 1 Year | 250 | 6.5% | 233.75
53647 | Genetec | GSC-1SDK-LUUM-ECM | One (1) Genetec SDK connection for Luum with Enterprise Communte Management | Ea |  | 1 Year | 250 | 6.5% | 233.75
53648 | Genetec | GSC-1SDK-MIT-PARKING | One (1) Genetec SDK connection for MIT Parking System with MIT. | Ea |  | 1 Year | 250 | 6.5% | 233.75
53649 | Genetec | GSC-1SDK-NCLOUD-CSAFER | One (1) Genetec SDK connection for NCloud with Content SAFER. | Ea |  | 1 Year | 250 | 6.5% | 233.75
53650 | Genetec | GSC-1SDK-NCLOUD-NRSM | One (1) Genetec SDK connection for Ncloud with N-RSM | Ea |  | 1 Year | 250 | 6.5% | 233.75
53651 | Genetec | GSC-1SDK-NCLOUD-PM | One (1) Genetec SDK connection for NCloud with Password Manager | Ea |  | 1 Year | 250 | 6.5% | 233.75
53652 | Genetec | GSC-1SDK-ONTARIOPC-OPC | One (1) Genetec SDK connection for Ontario Police College with OPC Admin. | Ea |  | 1 Year | 250 | 6.5% | 233.75
53653 | Genetec | GSC-1SDK-PACIFA-AGM | One (1) Genetec SDK connection for Pacifa with AGM | Ea |  | 1 Year | 250 | 6.5% | 233.75
53654 | Genetec | GSC-1SDK-PageEuropa-EventGate | One (1) Genetec SDK connection for Page Europa's Physical Security Event Gateway (Optasense IDS intrusion and vehicle speed radar system) | Ea |  | 1 Year | 250 | 6.5% | 233.75
53655 | Genetec | GSC-1SDK-PATRO-ARCANGEL | One (1) Genetec SDK connection for Patrocinium with ArcAngel Platform. | Ea |  | 1 Year | 250 | 6.5% | 233.75
53656 | Genetec | GSC-1SDK-PREFTECH-ATTEN | One (1) Genetec SDK connection for Preferred Technologies with Attendance Plugin | Ea |  | 1 Year | 250 | 6.5% | 233.75
53657 | Genetec | GSC-1SDK-PREFTECH-NP | One (1) Genetec SDK connection for Preferred Technologies with Nexus Plugin | Ea |  | 1 Year | 250 | 6.5% | 233.75
53658 | Genetec | GSC-1SDK-PREFTECH-PIP | One (1) Genetec SDK connection for Preferred Technologies with PIP Plugin | Ea |  | 1 Year | 250 | 6.5% | 233.75
53659 | Genetec | GSC-1SDK-PREFTECH-QUICK | One (1) Genetec SDK connection for Preferred Technologies with Quick Select Plugin. | Ea |  | 1 Year | 250 | 6.5% | 233.75
53660 | Genetec | GSC-1SDK-PREFTECH-RP | One (1) Genetec SDK connection for Preferred Technologies with Radar Plugin | Ea |  | 1 Year | 250 | 6.5% | 233.75
53661 | Genetec | GSC-1SDK-PREFTECH-TWIC | One (1) Genetec SDK connection for Preferred Tech with TWIC | Ea |  | 1 Year | 250 | 6.5% | 233.75
53662 | Genetec | GSC-1SDK-PREFTECH-VIDEX | One (1) Genetec SDK connection for Preferred Technologies with Video Export Plugin. | Ea |  | 1 Year | 250 | 6.5% | 233.75
53663 | Genetec | GSC-1SDK-PROLINE-MOIQATAR | One (1) Genetec SDK connection for Progline with iSIM for the MOI Qatar project. This part cannot be quoted for any other project. | Ea |  | 1 Year | 250 | 6.5% | 233.75
53664 | Genetec | GSC-1SDK-QUANERGY-QORT | One (1) Genetec SDK connection for Quanergy with Qortex | Ea |  | 1 Year | 250 | 6.5% | 233.75
53665 | Genetec | GSC-1SDK-QUANTUM-DGS | One (1) Genetec SDK connection for Quantum Crossings with Data Gathering Solution. | Ea |  | 1 Year | 250 | 6.5% | 233.75
53666 | Genetec | GSC-1SDK-RHEIN-ISS | One (1) Genetec SDK connection for Rheinmetall Canada with Integrated Security System. | Ea |  | 1 Year | 250 | 6.5% | 233.75
53667 | Genetec | GSC-1SDK-RIGHTCROWD-RC | One (1) Genetec SDK connection for RightCrowd with RightCrowd's software product. | Ea |  | 1 Year | 250 | 6.5% | 233.75
53668 | Genetec | GSC-1SDK-SAN2-GFM | One (1) Genetec SDK connection for SAN2 with GenetecFireMonitor. | Ea |  | 1 Year | 250 | 6.5% | 233.75
53669 | Genetec | GSC-1SDK-SAN2-GPM | One (1) Genetec SDK connection for SAN2 with GenetecPowerMonitor. | Ea |  | 1 Year | 250 | 6.5% | 233.75
53670 | Genetec | GSC-1SDK-SECUTECH-OB | One (1) Genetec SDK connection for Secutech Automation India with OnBoard. | Ea |  | 1 Year | 250 | 6.5% | 233.75
53671 | Genetec | GSC-1SDK-SGTS-HMI | One (1) Genetec SDK connection for SGTS with HMI | Ea |  | 1 Year | 250 | 6.5% | 233.75
53672 | Genetec | GSC-1SDK-SIPPRO-GUNNEBO | One (1) Genetec SDK connection for Sippro with Gunnebo ACS. | Ea |  | 1 Year | 250 | 6.5% | 233.75
53673 | Genetec | GSC-1SDK-SIPPRO-IVA | One (1) Genetec SDK connection for Sippro with IVA Alarm Inhibit. | Ea |  | 1 Year | 250 | 6.5% | 233.75
53674 | Genetec | GSC-1SDK-SNCF-SPPREVENT | One (1) Genetec SDK connection for SNCF with SP Prevent. | Ea |  | 1 Year | 250 | 6.5% | 233.75
53675 | Genetec | GSC-1SDK-SNEF-GLV | One (1) Genetec SDK connection for SNEF with Gateway Live Viewer. | Ea |  | 1 Year | 250 | 6.5% | 233.75
53676 | Genetec | GSC-1SDK-SOFT-PIM | One (1) Genetec SDK connection for SoftSolute Enterprise with PowerShell Integration module | Ea |  | 1 Year | 250 | 6.5% | 233.75
53677 | Genetec | GSC-1SDK-SOFTS-SNMP | One (1) Genetec SDK connection for SoftSolute Enterprise with SNMP Agent | Ea |  | 1 Year | 250 | 6.5% | 233.75
53678 | Genetec | GSC-1SDK-SOFTS-SNMP | One (1) Genetec SDK connection for SoftSolute Enterprise with SNMP Agent | Ea |  | 1 Year | 250 | 6.5% | 233.75
53679 | Genetec | GSC-1SDK-SORAMA-SCL | One (1) Genetec SDK connection for Sorama with Sound Camera Integration | Ea |  | 1 Year | 250 | 6.5% | 233.75
53680 | Genetec | GSC-1SDK-SPIE-DELTADORE | One (1) Genetec SDK connection for SPIE with Communication DELTADORE. | Ea |  | 1 Year | 250 | 6.5% | 233.75
53681 | Genetec | GSC-1SDK-SPLAN-VM | One (1) Genetec SDK connection for SPLAN with Visitor Management. | Ea |  | 1 Year | 250 | 6.5% | 233.75
53682 | Genetec | GSC-1SDK-SWIFT-DME | One (1) Genetec SDK connection for SWIFT DATA with Pinwheel DME. | Ea |  | 1 Year | 250 | 6.5% | 233.75
53683 | Genetec | GSC-1SDK-TEHNIKA-CCS | One (1) Genetec SDK Server connection for Tehnika with CCS Interface. | Ea |  | 1 Year | 250 | 6.5% | 233.75
53684 | Genetec | GSC-1SDK-TEIN-INCIDENTS | One (1) Genetec SDK Server connection for Tein Technology with Incidents. | Ea |  | 1 Year | 250 | 6.5% | 233.75
53685 | Genetec | GSC-1SDK-TEIN-ME | One (1) Genetec SDK Server connection for Tein Technology with Monitoring Extension. | Ea |  | 1 Year | 250 | 6.5% | 233.75
53686 | Genetec | GSC-1SDK-TEIN-VE | One (1) Genetec SDK Server connection for Tein Technology with Video Exporter. | Ea |  | 1 Year | 250 | 6.5% | 233.75
53687 | Genetec | GSC-1SDK-THALES-VCI | One (1) Genetec SDK connection for Thales with Video Connector Interface | Ea |  | 1 Year | 250 | 6.5% | 233.75
53688 | Genetec | GSC-1SDK-TI-ENTRYPOINT | One (1) Genetec SDK connection for Technology Industries with EntryPoint | Ea |  | 1 Year | 250 | 6.5% | 233.75
53689 | Genetec | GSC-1SDK-TIMEWARE-TWPRO | One (1) Genetec SDK connection for Timeware with Timeware Professional. | Ea |  | 1 Year | 250 | 6.5% | 233.75
53690 | Genetec | GSC-1SDK-TRAFFICV-TMC | One (1) Genetec SDK connection for Trafficvision with TMC | Ea |  | 1 Year | 250 | 6.5% | 233.75
53691 | Genetec | GSC-1SDK-VERIZON-CB | One (1) Genetec SDK connection for Verizon with Verizon Custom Branding. | Ea |  | 1 Year | 250 | 6.5% | 233.75
53692 | Genetec | GSC-1SDK-VINTRA-FULCRUM | One (1) Genetec SDK connection for VINTRA with Fulcrum AI. | Ea |  | 1 Year | 250 | 6.5% | 233.75
53693 | Genetec | GSC-1SDK-VISIONL-IOAM | One (1) Genetec SDK connection for Vision Logic with iOmniscient Alarm Mediator. | Ea |  | 1 Year | 250 | 6.5% | 233.75
53694 | Genetec | GSC-1SDK-VISIONL-IOV | One (1) Genetec SDK connection for Vision Logic with iOmniscient Video Mediator. | Ea |  | 1 Year | 250 | 6.5% | 233.75
53695 | Genetec | GSC-1STU | Site License for Genetec Security Desk client connections (incl. Web Client) (Only available with Synergis™ and/or Omnicast™ Enterprise packages and/or AutoVu™ Standard package). | Ea |  | 1 Year | 12000 | 6.5% | 11220
53696 | Genetec | GSC-1U | 1 Genetec Security Desk client connection (incl. Web Client) | Ea |  | 1 Year | 300 | 6.5% | 280.5
53697 | Genetec | GSC-1VLEN | 1 Lenel OnGuard Video Translator. Only available with Professional or Enterprise packages (Synergis™ and/or Omnicast™). Mandatory Genetec Advantage. | Ea |  | 1 Year | 6000 | 6.5% | 5610
53698 | Genetec | GSC-ASCII | ASCII plugin | Ea |  | 1 Year | 3000 | 6.5% | 2805
53699 | Genetec | GSC-AV-LPRINTEGRATOR | LPRINTEGRATOR PLUGIN. LICENSE FOR BOSS 3.5.04 INTEGRATION. PLEASE REFER TO GUIDE FOR DETAILS. REQUIRES GSC-Av-LPRINTEGRATOR-1UNIT per BOSS CAMERA/VEHICLE | Ea |  | 1 Year | 2000 | 6.5% | 1870
53700 | Genetec | GSC-AV-LPRINTEGRATOR-1UNIT | One (1) LPRINTEGRATOR connection. Allows to connect 1 camera/vehicle. Requires GSC-AV-LPRINTEGRATOR Plugin | Ea |  | 1 Year | 1500 | 6.5% | 1402.5
53701 | Genetec | GSC-AV-LPRINTEGRATOR-1UNIT-M | One (1) LPRINTEGRATOR connection for Mobile LPR. Allows to connect 1 camera/vehicle. Requires GSC-AV-LPRINTEGRATOR Plugin | Ea |  | 1 Year | 1500 | 6.5% | 1402.5
53702 | Genetec | GSC-AV-LPRINTEGRATOR-M | LPRINTEGRATOR PLUGIN for Mobile LPR. LICENSE FOR BOSS 3.5.04 INTEGRATION. PLEASE REFER TO GUIDE FOR DETAILS. REQUIRES GSC-Av-LPRINTEGRATOR-1UNIT per BOSS CAMERA/VEHICLE | Ea |  | 1 Year | 2000 | 6.5% | 1870
53703 | Genetec | GSC-AV-MS-1FREEFLOW-1M | GSC AutoVu Managed Service 1 Free-Flow Lot Connection for one (1) Month. Includes Read Image Retention for 30 days | Ea |  | 1 Year | 100 | 6.5% | 93.5
53704 | Genetec | GSC-Av-MS-1FREEFLOW-1Y | GSC AutoVu Managed Service 1 Free-Flow Lot Connection for one (1) year. Includes Read Image Retention for 30 days | Ea |  | 1 Year | 1200 | 6.5% | 1122
53705 | Genetec | GSC-AV-MS-1MRETENTION-1M | GSC AutoVu Managed Service 1 Extra Month of Retention with images for Reads for 1 car/camera paid for one (1) Month | Ea |  | 1 Year | 50 | 6.5% | 46.75
53706 | Genetec | GSC-AV-MS-1MRETENTION-1Y | GSC AutoVu Managed Service 1 Extra Month of Retention with images for Reads for 1 car/camera paid for one (1) year | Ea |  | 1 Year | 600 | 6.5% | 561
53707 | Genetec | GSC-AV-MS-1PATROLLER-1M | GSC AutoVu Managed Service 1 Patroller Connection for one (1) Month | Ea |  | 1 Year | 25 | 6.5% | 23.375
53708 | Genetec | GSC-Av-MS-1Patroller-1Y | GSC AutoVu Managed Service 1 Patroller Connection for one (1) year. | Ea |  | 1 Year | 300 | 6.5% | 280.5
53709 | Genetec | GSC-AV-MS-1PATROLLER-GOVT-1M | GSC AutoVu Managed Service 1 Patroller Connection on the Government Cloud for one (1) Month | Ea |  | 1 Year | 35 | 6.5% | 32.725
53710 | Genetec | GSC-Av-MS-1Patroller-GOVT-1Y | GSC AutoVu Managed Service 1 Patroller Connection on the Government Cloud for one (1) year. | Ea |  | 1 Year | 420 | 6.5% | 392.7
53711 | Genetec | GSC-AV-MS-1SHP-1M | GSC AutoVu Managed Service 1 Fixed Camera Connection for one (1) Month | Ea |  | 1 Year | 25 | 6.5% | 23.375
53712 | Genetec | GSC-Av-MS-1SHP-1Y | GSC AutoVu Managed Service 1 Fixed Camera Connection for one (1) year. | Ea |  | 1 Year | 300 | 6.5% | 280.5
53713 | Genetec | GSC-AV-MS-1SHP-GOVT-1M | GSC AutoVu Managed Service 1 Fixed Camera Connection on the Government Cloud for one (1) Month | Ea |  | 1 Year | 35 | 6.5% | 32.725
53714 | Genetec | GSC-Av-MS-1SHP-GOVT-1Y | GSC AutoVu Managed Service 1 Fixed Camera Connection on the Government Cloud for one (1) year. | Ea |  | 1 Year | 420 | 6.5% | 392.7
53715 | Genetec | GSC-AV-MS2.0-1M | GSC AutoVu Managed Service 2.0 for one (1) Month Maximum of 1 Year Hit retention (with images) and 1 Year read retention (without images). See product description for limitations. Max five (5) concurrent Security Desk connections. Includes: AutoVu base, Security Center mapping, List Updater and Pay-by-Plate Single. Includes Genetec Advantage | Ea |  | 1 Year | 300 | 6.5% | 280.5
53716 | Genetec | GSC-Av-MS2.0-1Y | GSC AutoVu Managed Service 2.0 for one (1) year. Maximum of 1 Year Hit retention (with images) and 1 Year read retention (without images). See product description for limitations. Max five (5) concurrent Security Desk connections. Includes: AutoVu base, Security Center mapping, List Updater and Pay-by-Plate Single. Includes Genetec Advantage | Ea |  | 1 Year | 3600 | 6.5% | 3366
53717 | Genetec | GSC-AV-MS2.0-GOVT-1M | GSC AutoVu Managed Service Government Compliant 2.0 for one (1) Month Maximum of 1 Year Hit retention (with images) and 1 Year read retention (without images). See product description for limitations. Max five (5) concurrent Security Desk connections. Includes: AutoVu base, Security Center mapping, List Updater and Pay-by-Plate Single. Includes Genetec Advantage | Ea |  | 1 Year | 395 | 6.5% | 369.325
53718 | Genetec | GSC-Av-MS2.0-GOVT-1Y | GSC AutoVu Managed Service Government Compliant 2.0 for one (1) year. Maximum of 1 Year Hit retention (with images) and 1 Year read retention (without images). See product description for limitations. Max five (5) concurrent Security Desk connections. Includes: AutoVu base, Security Center mapping, List Updater and Pay-by-Plate Single. Includes Genetec Advantage | Ea |  | 1 Year | 4740 | 6.5% | 4431.9
53719 | Genetec | GSC-AV-MS2.0-PREMIUM-1M | GSC AutoVu Managed Service 2.0 PREMIUM for one (1) Month Access to Genetec Hotline and 10 Consulting Hours. Maximum of 1 Year Hit retention (with images) and 1 Year read retention (without images). See product description for limitations. Max five (5) concurrent Security Desk connections. Includes: AutoVu base, Security Center mapping, List Updater and Pay-by-Plate Single. | Ea |  | 1 Year | 500 | 6.5% | 467.5
53720 | Genetec | GSC-Av-MS2.0-Premium-1Y | GSC AutoVu Managed Service 2.0 PREMIUM for one (1) year. Access to Genetec Hotline and 10 Consulting Hours. Maximum of 1 Year Hit retention (with images) and 1 Year read retention (without images). See product description for limitations. Max five (5) concurrent Security Desk connections. Includes: AutoVu base, Security Center mapping, List Updater and Pay-by-Plate Single. | Ea |  | 1 Year | 6000 | 6.5% | 5610
53721 | Genetec | GSC-AV-MS-BWC25GB-1Y | GSC AutoVu Managed Service - Body Wearable 25GB of storage | Ea |  | 1 Year | 300 | 6.5% | 280.5
53722 | Genetec | GSC-AV-MS-COOPPATROLLER-1Y | GSC COOP 1 Patroller Connection on the Law Enforcement COOP system for one (1) Year | Ea |  | 1 Year | 480 | 6.5% | 448.8
53723 | Genetec | GSC-AV-MS-COOPPATROLLER-1Y-M | GSC COOP 1 Patroller Connection on the Law Enforcement COOP system for one (1) Year for Mobile LPR | Ea |  | 1 Year | 480 | 6.5% | 448.8
53724 | Genetec | GSC-AV-MS-LAWCOOP-1Y | One (1) Year access to the Genetec Law Enforcement COOP Data Service. Valid for 1 SystemID to Connect into the service. | Ea |  | 1 Year | 2000 | 6.5% | 1870
53725 | Genetec | GSC-AV-MS-LAWCOOP-1Y-M | One (1) Year access to the Genetec Law Enforcement COOP Data Service. Valid for 1 SystemID to Connect into the service. For Mobile LPR | Ea |  | 1 Year | 2000 | 6.5% | 1870
53726 | Genetec | GSC-AV-MS-PBPUPG-MULTI-1M | GSC AutoVu Managed Service Upgrade to Pay-by-Plate Multi for one (1) Month | Ea |  | 1 Year | 25 | 6.5% | 23.375
53727 | Genetec | GSC-AV-MS-PBPUPG-MULTI-1Y | GSC AutoVu Managed Service Upgrade to Pay-by-Plate Multi for one (1) year. | Ea |  | 1 Year | 300 | 6.5% | 280.5
53728 | Genetec | GSC-AV-OM-S | GSC AutoVu™ and Omnicast Standard Packages. Includes Security Center Mapping for 5 client connections | Ea |  | 1 Year | 2085 | 6.5% | 1949.475
53729 | Genetec | GSC-Av-S | GSC AutoVu™ Standard Package. Includes Security Center Mapping for 5 client connections | Ea |  | 1 Year | 1495 | 6.5% | 1397.825
53730 | Genetec | GSC-AV-S-1BWC | One AutoVu Body Camera add-on. Includes camera and connection | Ea |  | 1 Year | 995 | 6.5% | 930.325
53731 | Genetec | GSC-Av-S-1CSTREAM | One (1) camera connection to be analyzed by AutoVu Plate Reader Module as cloud service for capturing and reading license plates. Includes GSC-1C. Please refer to supported list of camera for LPR within AutoVu. (Price per year). Equivalent to 50$USD per month | Ea |  | 1 Year | 600 | 6.5% | 561
53732 | Genetec | GSC-Av-S-1PATROLLER | One (1) Patroller connection | Ea |  | 1 Year | 500 | 6.5% | 467.5
53733 | Genetec | GSC-AV-S-1PRS | One (1) camera connection to be analyzed by Plate Reader Server for capturing and reading license plates. Includes Sharp Camera Connection and Omnicast Camera connection Requires Omnicast and AutoVu Base Packages | Ea |  | 1 Year | 1600 | 6.5% | 1496
53734 | Genetec | GSC-Av-S-1SHP | One (1) fixed Sharp camera connection (one (1) connection is required for each analyzed stream) | Ea |  | 1 Year | 450 | 6.5% | 420.75
53735 | Genetec | GSC-Av-S-LISTUPDATER | Hotlist - Permit list updater through FTP/HTTP/SFTP | Ea |  | 1 Year | 1000 | 6.5% | 935
53736 | Genetec | GSC-AV-S-LISTUPDATER-M | Hotlist - Permit list updater through FTP/HTTP/SFTP for Mobile LPR | Ea |  | 1 Year | 1000 | 6.5% | 935
53737 | Genetec | GSC-AV-S-M | GSC AutoVu™ Standard Package for Mobile LPR. Includes Security Center Mapping for 5 client connections | Ea |  | 1 Year | 1495 | 6.5% | 1397.825
53738 | Genetec | GSC-Av-S-PARKING | GSC AutoVu™ Standard Package For Parking Management. Includes Security Center Mapping for 5 Clients, List Updater and Pay-by-Plate Single. | Ea |  | 1 Year | 4995 | 6.5% | 4670.325
53739 | Genetec | GSC-AV-S-SAFETY | AutoVu Parking Officer Safety Base Package. Includes 2 Body wearable cameras and software. Supports up to 25 Body Wearable Connection | Ea |  | 1 Year | 2995 | 6.5% | 2800.325
53740 | Genetec | GSC-Av-S-XML | Import Tool (Import 3rd party XML LPR data) | Ea |  | 1 Year | 1000 | 6.5% | 935
53741 | Genetec | GSC-BFW-HOSTING | Hosting fee for BluFaxWeb | Ea |  | 1 Year | 239 | 6.5% | 223.465
53742 | Genetec | GSC-BFW-HOSTING-PPUSE | Hosting fee for BluFaxWeb on AWS - Pay Per Use | Ea |  | 1 Year | 1 | 6.5% | 0.935
53743 | Genetec | GSC-BFW-SUPPORT | Hourly development and/or maintenance | Ea |  | 1 Year | 125 | 6.5% | 116.875
53744 | Genetec | GSC-CUSTOM-CONFIGASSIST | Custom Solutions Configuration Assistance | Ea |  | 1 Year | 1500 | 6.5% | 1402.5
53745 | Genetec | GSC-DAP-A-BRONZE | 1-year SDK Partner Assistance - Bronze | Ea |  | 1 Year | 3500 | 6.5% | 3272.5
53746 | Genetec | GSC-DAP-A-GOLD | 1-year SDK Partner Assistance - Gold | Ea |  | 1 Year | 10000 | 6.5% | 9350
53747 | Genetec | GSC-DAP-A-GOLD | 1-year SDK Partner Assistance - Gold | Ea |  | 1 Year | 10000 | 6.5% | 9350
53748 | Genetec | GSC-DAP-A-SILVER | 1-year SDK Partner Assistance - Silver | Ea |  | 1 Year | 6500 | 6.5% | 6077.5
53749 | Genetec | GSC-DAP-B2S-O | Upgrade from Bronze to Silver after 3 months | Ea |  | 1 Year | 2000 | 6.5% | 1870
53750 | Genetec | GSC-DAP-B2S-O | Upgrade from Bronze to Silver after 3 months | Ea |  | 1 Year | 2000 | 6.5% | 1870
53751 | Genetec | GSC-DAP-B2S-U | Upgrade from Bronze to Silver before 3 months | Ea |  | 1 Year | 3000 | 6.5% | 2805
53752 | Genetec | GSC-DAP-B2S-U | Upgrade from Bronze to Silver before 3 months | Ea |  | 1 Year | 3000 | 6.5% | 2805
53753 | Genetec | GSC-DAP-CERTIFICATION | SDK Integration Certification for one (1) application. | Ea |  | 1 Year | 1500 | 6.5% | 1402.5
53754 | Genetec | GSC-DAP-CERTIFICATION | SDK Integration Certification for one (1) application. | Ea |  | 1 Year | 1500 | 6.5% | 1402.5
53755 | Genetec | GSC-DAP-M-BRONZE | Bronze Marketing Benefits | Ea |  | 1 Year | 1000 | 6.5% | 935
53756 | Genetec | GSC-DAP-M-GOLD | Gold Marketing Benefits | Ea |  | 1 Year | 10000 | 6.5% | 9350
53757 | Genetec | GSC-DAP-M-SILVER | Silver Marketing Benefits | Ea |  | 1 Year | 3500 | 6.5% | 3272.5
53758 | Genetec | GSC-EDU-OM-4TB | (North America Only) Genetec Education Package (Video only) which includes: - SV-32 with 4TB (SV32-4TB-GSC-OM) - 25x Camera Connections (SV32-1C-GSC) - 2x Security Center Mobile app connection (SV32-1MobileU-GSC) - 3-year SMA | Ea |  | 1 Year | 7010 | 6.5% | 6554.35
53759 | Genetec | GSC-EDU-Unified-4TB | (North America Only) Genetec Unified Education Package which includes: - SV-PRO with 4TB (SVPROv3-4TB) - GSC Omnicast Standard Package (GSC-OM-S) - 25x Camera Connections (GSC-OM-S-1C) - 2x Security Center Mobile app connection (GSC-1MobileU) - GSC Synergis Standard Package (GSC-Sy-S) - Threat Level Module (GSC-ThreatLevels) - Synergis Master Controller 4-reader HID Kit (SY-4RDHIDPW-NA-KIT) - 4x HID iCLASS R40 Readers (reader connections included) (920NTNNEK00000) - 3-year SMA | Ea |  | 1 Year | 14192 | 6.5% | 13269.52
53760 | Genetec | GSC-EDU-Unified-8TB | (North America Only) Genetec Unified Education Package which includes: - SV-PRO with 8TB (SVPROv3-8TB) - GSC Omnicast Standard Package (GSC-OM-S) - 25x Camera Connections (GSC-OM-S-1C) - 2x Security Center Mobile app connection (GSC-1MobileU) - GSC Synergis Standard Package (GSC-Sy-S) - Threat Level Module (GSC-ThreatLevels) - Synergis Master Controller 4-reader HID Kit (SY-4RDHIDPW-NA-KIT) - 4x HID iCLASS R40 Reader (reader connections included) (920NTNNEK00000) - 3-year SMA | Ea |  | 1 Year | 15790 | 6.5% | 14763.65
53761 | Genetec | GSC-FREEFLOW-1LOT | Free-Flow one (1) Parking Lot Connection | Ea |  | 1 Year | 5000 | 6.5% | 4675
53762 | Genetec | GSC-FREEFLOW-BASE | GSC AutoVu™ Free-Flow Base Package. Includes 1 Free-Flow Lot, List Updater and Pay-by-Plate. | Ea |  | 1 Year | 7500 | 6.5% | 7012.5
53763 | Genetec | GSC-HYDCC-E | Hyderabad Community Connection Police station system include GSC-Om-E | Ea |  | 1 Year | 7700 | 6.5% | 7199.5
53764 | Genetec | GSC-HYDCC-E-1C | 1 camera connection Hyderabad Community Connection | Ea |  | 1 Year | 250 | 6.5% | 233.75
53765 | Genetec | GSC-MC-E-10000DATA | 10000 Data Points License, required for Plugin and SDK Entities | Ea |  | 1 Year | 450000 | 6.5% | 420750
53766 | Genetec | GSC-MC-E-1000DATA | 1000 Data Points License, required for Plugin and SDK Entities | Ea |  | 1 Year | 53000 | 6.5% | 49555
53767 | Genetec | GSC-MC-E-100WF | Pack of 100 Incident type configurations | Ea |  | 1 Year | 46500 | 6.5% | 43477.5
53768 | Genetec | GSC-MC-E-1DATA | 1 Data Point License, required for Plugin and SDK Entities | Ea |  | 1 Year | 55 | 6.5% | 51.425
53769 | Genetec | GSC-MC-E-1DSOP | 1 Dynamic Standard Procedure | Ea |  | 1 Year | 250 | 6.5% | 233.75
53770 | Genetec | GSC-MC-E-1OPP | Additional license for concurrent Mission Control Users | Ea |  | 1 Year | 995 | 6.5% | 930.325
53771 | Genetec | GSC-MC-E-25WF | Pack of 25 Incident type configurations | Ea |  | 1 Year | 12125 | 6.5% | 11336.875
53772 | Genetec | GSC-MC-E-5000DATA | 5000 Data Points License, required for Plugin and SDK Entities | Ea |  | 1 Year | 250000 | 6.5% | 233750
53773 | Genetec | GSC-MC-E-50WF | Pack of 50 Incident type configurations | Ea |  | 1 Year | 23750 | 6.5% | 22206.25
53774 | Genetec | GSC-MC-E-BASE | Base Package for Mission Control, including Incident Monitoring, Rules Engine, Workflow Engine, Incident Reports, Interactive Standard Operating Procedures and 5 Concurrent Operator licenses for Mission Control Users. | Ea |  | 1 Year | 75000 | 6.5% | 70125
53775 | Genetec | GSC-MC-E-OPPSITE | Operator site license for Mission Control Users | Ea |  | 1 Year | 39800 | 6.5% | 37213
53776 | Genetec | GSC-MC-E-PROFILE | Profiles configuration option | Ea |  | 1 Year | 5000 | 6.5% | 4675
53777 | Genetec | GSC-MC-E-UDP | Unrestricted number of Data Points , required for Plugin and SDK Entities | Ea |  | 1 Year | 715000 | 6.5% | 668525
53778 | Genetec | GSC-MC-S-1DATA | Data Point License for Mission Control Standard, required for Plugin and SDK Entities | Ea |  | 1 Year | 25 | 6.5% | 23.375
53779 | Genetec | GSC-MC-S-1OPP | Concurrent Operator license for Mission Control Standard Users | Ea |  | 1 Year | 250 | 6.5% | 233.75
53780 | Genetec | GSC-MC-S-25WF | Pack of 25 incident type configuration | Ea |  | 1 Year | 2500 | 6.5% | 2337.5
53781 | Genetec | GSC-MC-S-BASE | Base Package for Mission Control™ Standard package, including Incident Monitoring, Rules Engine, Workflow Engine, Incident Reports, 25 incident type configurations and associated interactive Standard Operating Procedures and 5 Concurrent Operator licenses for Mission Control Users. | Ea |  | 1 Year | 25000 | 6.5% | 23375
53782 | Genetec | GSC-MC-S-MAP | Allows utilization by Mission Control™ Standard of Plan Manager™ Standard functionalities. Plan Manager™ Standard item must be added to the system license. | Ea |  | 1 Year | 500 | 6.5% | 467.5
53783 | Genetec | GSC-MC-S-OPPSITE | Operator site license for Mission Control Standard Users | Ea |  | 1 Year | 10000 | 6.5% | 9350
53784 | Genetec | GSC-OM-1ID | 1 intrusion detector connection. Mandatory Genetec Advantage | Ea |  | 1 Year | 450 | 6.5% | 420.75
53785 | Genetec | GSC-OM-1PP | 1 privacy protector connection. Mandatory Genetec Advantage. | Ea |  | 1 Year | 250 | 6.5% | 233.75
53786 | Genetec | GSC-OM-1VAS | 1 Video Analytics connection for one Security scenario. Mandatory Genetec Advantage. | Ea |  | 1 Year | 450 | 6.5% | 420.75
53787 | Genetec | GSC-OM-1VASU | 1 Video Analytics connection for unlimited Security scenarios. Mandatory Genetec Advantage. | Ea |  | 1 Year | 850 | 6.5% | 794.75
53788 | Genetec | GSC-Om-E | GSC Omnicast™ Enterprise Package which includes: Archiving and Auxiliary Archiving support, Media Router, Audio, Remote Security Desk, Camera Sequences, Camera Blocking, Camera Dewarping, Hardware Matrix Support, Time Zone, Edge recording, trickling and archive transfer, Keyboard and Joystick Support, Max. 300 cameras per Archiver / 100 cameras on the Directory machine | Ea |  | 1 Year | 3650 | 6.5% | 3412.75
53789 | Genetec | GSC-OM-E-1BWC | 1 body wearable camera connection is required for each body wearable camera holder | Ea |  | 1 Year | 150 | 6.5% | 140.25
53790 | Genetec | GSC-Om-E-1C | 1 camera connection | Ea |  | 1 Year | 250 | 6.5% | 233.75
53791 | Genetec | GSC-Om-E-1CCFED | 1 Federation connection is required for each site that use Stratocast connected cameras. This fee is waived for sites within the same legal entity as the owner of the Security Center Enterprise server license. | Ea |  | 1 Year | 125 | 6.5% | 116.875
53792 | Genetec | GSC-Om-E-1CVRM | 1 camera connection for Bosch VRM (no recording). Mandatory Genetec Advantage. | Ea |  | 1 Year | 250 | 6.5% | 233.75
53793 | Genetec | GSC-Om-E-1DV | 1 DVR/NVR camera input | Ea |  | 1 Year | 130 | 6.5% | 121.55
53794 | Genetec | GSC-Om-E-1FC | 1 failover camera connection (camera connection NOT included). Mandatory Genetec Advantage. | Ea |  | 1 Year | 23 | 6.5% | 21.505
53795 | Genetec | GSC-OM-E-1ID | 1 intrusion detector connection. Mandatory Genetec Advantage | Ea |  | 1 Year | 450 | 6.5% | 420.75
53796 | Genetec | GSC-OM-E-1PAC | 1 analog camera connection (compatible with selected encoders) | Ea |  | 1 Year | 175 | 6.5% | 163.625
53797 | Genetec | GSC-OM-E-1PP | 1 privacy protector connection. | Ea |  | 1 Year | 250 | 6.5% | 233.75
53798 | Genetec | GSC-OM-E-1RC | 1 restricted camera connection (regular camera connection required) | Ea |  | 1 Year | 250 | 6.5% | 233.75
53799 | Genetec | GSC-Om-E-1VIP | 1 Video Import Profile | Ea |  | 1 Year | 150 | 6.5% | 140.25
53800 | Genetec | GSC-Om-E-CRYP | Support for media (video, audio, metadata) encryption transmission and at rest. Mandatory Genetec Advantage. | Ea |  | 1 Year | 1500 | 6.5% | 1402.5
53801 | Genetec | GSC-Om-P | GSC Omnicast™ Professional Package which includes: Archiving support, Media Router, Audio, Remote Security Desk, Camera Sequences, Camera Blocking, Camera Dewarping, Time Zone, Edge recording, trickling and archive transfer, Keyboard and Joystick Support, Max. 250 cameras, Max. 10 clients, Max. 20 Archivers | Ea |  | 1 Year | 1130 | 6.5% | 1056.55
53802 | Genetec | GSC-OM-P-1BWC | 1 body wearable camera connection is required for each body wearable camera holder | Ea |  | 1 Year | 150 | 6.5% | 140.25
53803 | Genetec | GSC-Om-P-1C | 1 camera connection | Ea |  | 1 Year | 230 | 6.5% | 215.05
53804 | Genetec | GSC-Om-P-1DV | 1 DVR/NVR camera input | Ea |  | 1 Year | 130 | 6.5% | 121.55
53805 | Genetec | GSC-OM-P-1ID | 1 intrusion detector connection. Mandatory Genetec Advantage | Ea |  | 1 Year | 450 | 6.5% | 420.75
53806 | Genetec | GSC-OM-P-1PAC | 1 analog camera connection (compatible with selected encoders) | Ea |  | 1 Year | 160 | 6.5% | 149.6
53807 | Genetec | GSC-OM-P-1PP | 1 privacy protector connection. | Ea |  | 1 Year | 250 | 6.5% | 233.75
53808 | Genetec | GSC-OM-P-1RC | 1 restricted camera connection (regular camera connection required) | Ea |  | 1 Year | 250 | 6.5% | 233.75
53809 | Genetec | GSC-Om-P-1VIP | 1 Video Import Profile | Ea |  | 1 Year | 150 | 6.5% | 140.25
53810 | Genetec | GSC-OM-P2E-1C-UP | Upgrade Omnicast™ Camera Connection from Professional to Enterprise | Ea |  | 1 Year | 20 | 6.5% | 18.7
53811 | Genetec | GSC-OM-P2E-UP | Upgrade Omnicast™ Base from Professional to Enterprise | Ea |  | 1 Year | 2520 | 6.5% | 2356.2
53812 | Genetec | GSC-Om-S | GSC Omnicast™ Standard Package which includes: Archiving support, Media Router, Audio, Camera Sequences, Camera Dewarping, Time Zone, Edge recording, trickling and archive transfer, Keyboard and Joystick Support, Max. 50 cameras, Max. 5 clients, Max. 1 Archiver | Ea |  | 1 Year | 590 | 6.5% | 551.65
53813 | Genetec | GSC-OM-S-1BWC | 1 body wearable camera connection is required for each body wearable camera holder | Ea |  | 1 Year | 150 | 6.5% | 140.25
53814 | Genetec | GSC-Om-S-1C | 1 camera connection | Ea |  | 1 Year | 150 | 6.5% | 140.25
53815 | Genetec | GSC-OM-S-1PAC | 1 analog camera connection (compatible with selected encoders) | Ea |  | 1 Year | 105 | 6.5% | 98.175
53816 | Genetec | GSC-OM-S-1RC | 1 restricted camera connection (regular camera connection required) | Ea |  | 1 Year | 250 | 6.5% | 233.75
53817 | Genetec | GSC-Om-S-1VIP | 1 Video Import Profile | Ea |  | 1 Year | 150 | 6.5% | 140.25
53818 | Genetec | GSC-OM-S2E-1C-UP | Upgrade Omnicast™ Camera Connection from Standard to Enterprise | Ea |  | 1 Year | 100 | 6.5% | 93.5
53819 | Genetec | GSC-OM-S2E-UP | Upgrade Omnicast™ Base from Standard to Enterprise | Ea |  | 1 Year | 3060 | 6.5% | 2861.1
53820 | Genetec | GSC-OM-S2P-1C-UP | Upgrade Omnicast™ Camera Connection from Standard to Professional | Ea |  | 1 Year | 80 | 6.5% | 74.8
53821 | Genetec | GSC-OM-S2P-UP | Upgrade Omnicast™ Base from Standard to Professional | Ea |  | 1 Year | 540 | 6.5% | 504.9
53822 | Genetec | GSC-OM-S2R-1C-UP | Upgrade Omnicast™ Camera Connection from Standard to Retail | Ea |  | 1 Year | 20 | 6.5% | 18.7
53823 | Genetec | GSC-OM-S2R-UP | Upgrade Omnicast™ Base from Standard to Retail | Ea |  | 1 Year | 540 | 6.5% | 504.9
53824 | Genetec | GSC-PBPSYNC-SINGLE | Interface to one Pay by Plate system. | Ea |  | 1 Year | 2500 | 6.5% | 2337.5
53825 | Genetec | GSC-PBPSYNC-UPG- MULTI | Upgrade to multiple Pay by Plate systems. PBP Single required | Ea |  | 1 Year | 4000 | 6.5% | 3740
53826 | Genetec | GSC-PM-Advanced | Advanced Plan Manager for GIS Map servers. Requires GSC-PM-STD-XXX. Genetec™ Advantage. | Ea |  | 1 Year | 4750 | 6.5% | 4441.25
53827 | Genetec | GSC-PM-STD-100 | Plan Manager for up to 100 entities (cameras, doors, alarm panels, custom entities). Supports vector-based maps (PDF), intrusion management, PTZ control and field of view, customizable entity states, simple Bing maps support. Only available with Professional or Enterprise packages (Synergis and/or Omnicast). Genetec™ Advantage. | Ea |  | 1 Year | 4250 | 6.5% | 3973.75
53828 | Genetec | GSC-PM-STD-1000 | Plan Manager for up to 1000 entities (cameras, doors, alarm panels, custom entities). Supports vector-based maps (PDF), intrusion management, PTZ control and field of view, customizable entity states, simple Bing maps support. Only available with Enterprise packages (Synergis™ and/or Omnicast™). Genetec™ Advantage. | Ea |  | 1 Year | 18800 | 6.5% | 17578
53829 | Genetec | GSC-PM-STD-250 | Plan Manager for up to 250 entities (cameras, doors, alarm panels, custom entities). Supports vector-based maps (PDF), intrusion management, PTZ control and field of view, customizable entity states, simple Bing maps support. Only available with Professional or Enterprise packages (Synergis and/or Omnicast). Genetec™ Advantage. | Ea |  | 1 Year | 7050 | 6.5% | 6591.75
53830 | Genetec | GSC-PM-STD-50 | Plan Manager for up to 50 entities (cameras, doors, intrusion panels, custom entities). Supports vector-based maps (PDF), alarm management, PTZ control and field of view, customizable entity states, simple Bing maps support. Only available with Professional or Enterprise packages (Synergis and/or Omnicast). Genetec™ Advantage. | Ea |  | 1 Year | 2350 | 6.5% | 2197.25
53831 | Genetec | GSC-PM-STD-500 | Plan Manager for up to 500 entities (cameras, doors, alarm panels, custom entities). Supports vector-based maps (PDF), intrusion management, PTZ control and field of view, customizable entity states, simple Bing maps support. Only available with Professional or Enterprise packages (Synergis™ and/or Omnicast™). Genetec™ Advantage. | Ea |  | 1 Year | 9400 | 6.5% | 8789
53832 | Genetec | GSC-PM-STD-SiteLicense | Plan Manager for unlimited entities (cameras, doors, alarm panels, custom entities). Supports vector-based maps (PDF), intrusion management, PTZ control and field of view, customizable entity states, simple Bing maps support. Only available with Enterprise packages (Synergis™ and/or Omnicast™). Genetec™ Advantage. | Ea |  | 1 Year | 28250 | 6.5% | 26413.75
53833 | Genetec | GSC-SDK-ALPHACIM-PCVUE | One (1) Genetec SDK connection for Alpha-Cim with PcVue. | Ea |  | 1 Year | 10000 | 6.5% | 9350
53834 | Genetec | GSC-SDK-ALSTOM-ISMCSITE | Unlimited Genetec SDK connection for Alstom with ISM (Client). This part number should NOT be sold seperatly from part number GSC-1SDK-Alstom-ISMServer. | Ea |  | 1 Year | 10000 | 6.5% | 9350
53835 | Genetec | GSC-SDK-ATHEEB-ISI | Unlimited Genetec SDK connections for Atheeb Intergraph with I/Security Integration. | Ea |  | 1 Year | 10000 | 6.5% | 9350
53836 | Genetec | GSC-SDK-HEXAGON- ISIGHT | Unlimited SDK connections for Hexagon with I/Sight. | Ea |  | 1 Year | 10000 | 6.5% | 9350
53837 | Genetec | GSC-SDK-IDTECH-SECURITY | Unlimited SDK connection for IDTech with Uniguard | Ea |  | 1 Year | 10000 | 6.5% | 9350
53838 | Genetec | GSC-SDK-IVIVA-ACSM | One (1) Genetec SDK connection for Eutech (IVIVA) with Access Control and Security Management. | Ea |  | 1 Year | 10000 | 6.5% | 9350
53839 | Genetec | GSC-SDK-L3-VIGILIS | Unlimited SDK connections for L3 with Vigilis. | Ea |  | 1 Year | 10000 | 6.5% | 9350
53840 | Genetec | GSC-SDK-LIVEEARTH-GEOSPACIAL | Unlimited SDK connections for Live Earth with Geospacial Display. | Ea |  | 1 Year | 10000 | 6.5% | 9350
53841 | Genetec | GSC-SDK-LNT-HYDPD | Unlimited SDK connections for Larsen & Toubro with Hyderabad Safe and Smart City. | Ea |  | 1 Year | 10000 | 6.5% | 9350
53842 | Genetec | GSC-SDK-OMNITECH-SEAL | One (1) Genetec SDK connection for Omnitech Security with Seal. | Ea |  | 1 Year | 10000 | 6.5% | 9350
53843 | Genetec | GSC-SDK-QOGNIFY-SCSITE | Unlimited SDK connections for Qognify with Situator (Client). This part number should NOT be sold seperatly from part number GSC-1SDK-QOGNIFY-SituatorS. | Ea |  | 1 Year | 10000 | 6.5% | 9350
53844 | Genetec | GSC-SDK-SIEMENS-Siveillance | Unlimited SDK connections for Siemens with Siveillance. | Ea |  | 1 Year | 10000 | 6.5% | 9350
53845 | Genetec | GSC-SDK-SUREVIEW-IMMIX | Unlimited SDK connections for Sureview with Immix | Ea |  | 1 Year | 10000 | 6.5% | 9350
53846 | Genetec | GSC-SDK-THALES-AOCC | Unlimited SDK connections for Thales Italy with AOCC. | Ea |  | 1 Year | 10000 | 6.5% | 9350
53847 | Genetec | GSC-SDK-UNIVISON-CASITE | Unlimited SDK connections for UniVision with Client Application with Customized GUI. | Ea |  | 1 Year | 30000 | 6.5% | 28050
53848 | Genetec | GSC-Sipelia-1SIP-ADV | Advanced Add-on for 1 Standard Connection providing failover and bidirectional audio and video recording (requires GSC-Sipelia-1SIP-STD) | Ea |  | 1 Year | 100 | 6.5% | 93.5
53849 | Genetec | GSC-Sipelia-1SIP-STD | 1 Standard Connection to an Intercom Station (requires GSC-Sipelia-Base) | Ea |  | 1 Year | 160 | 6.5% | 149.6
53850 | Genetec | GSC-Sipelia-1Trunk | 1 SIP trunk connection to Hardware Intercom server or VOIP provider (requires GSC-Sipelia-Base) | Ea |  | 1 Year | 550 | 6.5% | 514.25
53851 | Genetec | GSC-Sipelia-Base | GSC Sipelia™ Base Package | Ea |  | 1 Year | 1500 | 6.5% | 1402.5
53852 | Genetec | GSC-SNAPSHOT | Snapshot plugin | Ea |  | 1 Year | 3000 | 6.5% | 2805
53853 | Genetec | GSC-SNMP | SNMP macro | Ea |  | 1 Year | 2000 | 6.5% | 1870
53854 | Genetec | GSC-StandbyServer | Additional Security Center server license for a single standby server. Required when deploying Security Center with third party failover option supported by Genetec. Standby server and third party failover software sold separately (NEC or MS Windows Clustering). Not required when using NEC ExpressCluster purchased from Genetec. Only available with Enterprise packages (Synergis™ and/or Omnicast™). Mandatory Genetec Advantage. | Ea |  | 1 Year | 1500 | 6.5% | 1402.5
53855 | Genetec | GSC-SV-100A-1ID | 1 intrusion detector connection exclusively for StreamVault SV-100A & SV-101A systems | Ea |  | 1 Year | 400 | 6.5% | 374
53856 | Genetec | GSC-SV-100A-1PP | 1 privacy protector connection exclusively for StreamVault SV-100A & SV-101A systems | Ea |  | 1 Year | 200 | 6.5% | 187
53857 | Genetec | GSC-SV-AIO-1C | 1 Camera Connection for Streamvault All-in-One Appliances (SV100 & SV300) | Ea |  | 1 Year | 120 | 6.5% | 112.2
53858 | Genetec | GSC-SV-AIO-1ID | 1 intrusion detector connection for StreamVault All-in-One (SV100/SV300) | Ea |  | 1 Year | 400 | 6.5% | 374
53859 | Genetec | GSC-SV-AIO-1PAC | 1 analog camera connection (compatible with selected encoders) for Streamvault All-in-One Appliances (SV300) | Ea |  | 1 Year | 84 | 6.5% | 78.54
53860 | Genetec | GSC-SV-AIO-1PP | 1 privacy protector connection for StreamVault All-in-One (SV100/SV300) | Ea |  | 1 Year | 200 | 6.5% | 187
53861 | Genetec | GSC-SV-AIO-1R | 1 Reader Connection for Streamvault All-in-One Appliances (SV100 & SV300) | Ea |  | 1 Year | 175 | 6.5% | 163.625
53862 | Genetec | GSC-SV-AIO-1USBR | 1 RF Ideas USB enrollment reader connection (not required if RF Ideas USB enrollment reader purchased with software) | Ea |  | 1 Year | 100 | 6.5% | 93.5
53863 | Genetec | GSC-SV-AIO-A2IP-UP | Upgrade from Analog to IP camera connection license for Streamvault All-in-One Appliances (SV100 & SV300) | Ea |  | 1 Year | 36 | 6.5% | 33.66
53864 | Genetec | GSC-Sy-E | GSC Synergis™ Enterprise Package software which includes: Access Manager support, Remote Security Desk, Badge Designer. | Ea |  | 1 Year | 12000 | 6.5% | 11220
53865 | Genetec | GSC-Sy-E-1GCHM | 1 Global Cardholder Management connection per remote system connecting. Central system must be a Synergis Enteprise system. Mandatory Genetec Advantage. | Ea |  | 1 Year | 1950 | 6.5% | 1823.25
53866 | Genetec | GSC-SY-E-1GCHMSTU | Site License for Security Center Global Cardholder Synchronizer connections. Only available with SynergisTM Enterprise packages. Mandatory Genetec Advantage. | Ea |  | 1 Year | 78000 | 6.5% | 72930
53867 | Genetec | GSC-Sy-E-1R | 1 External reader connection (required when hardware not purchased from Genetec) | Ea |  | 1 Year | 225 | 6.5% | 210.375
53868 | Genetec | GSC-SY-E-1S | 1 SharpV reader connection for license plate as a credential | Ea |  | 1 Year | 150 | 6.5% | 140.25
53869 | Genetec | GSC-Sy-E-1USBR | RF Ideas USB enrollment reader connection (not required if RF Ideas USB enrollment reader purchased with software). | Ea |  | 1 Year | 100 | 6.5% | 93.5
53870 | Genetec | GSC-Sy-E-IMP | Import Tool (import cardholder and credential data) | Ea |  | 1 Year | 1000 | 6.5% | 935
53871 | Genetec | GSC-SY-E-MUSTERING | Mustering Task, requires a worstation at the meeting point with a reader. | Ea |  | 1 Year | 1750 | 6.5% | 1636.25
53872 | Genetec | GSC-SY-E-SCE | Smart Card Encoding module to program Desfire EV1 cards from Security DeskTM using the STid USB readers. | Ea |  | 1 Year | 4500 | 6.5% | 4207.5
53873 | Genetec | GSC-Sy-E-Vis | Visitor Management Module | Ea |  | 1 Year | 3000 | 6.5% | 2805
53874 | Genetec | GSC-Sy-P | GSC Synergis™ Professional Package software which includes: 2 Access Managers. Max. 256 readers, Max. 2 Access Managers, Max. 10 clients, Remote Security Desk, Badge Designer. | Ea |  | 1 Year | 3500 | 6.5% | 3272.5
53875 | Genetec | GSC-Sy-P-1R | 1 External reader connection (required when hardware not purchased from Genetec) | Ea |  | 1 Year | 200 | 6.5% | 187
53876 | Genetec | GSC-SY-P-1S | 1 SharpV reader connection for license plate as a credential | Ea |  | 1 Year | 150 | 6.5% | 140.25
53877 | Genetec | GSC-Sy-P-1USBR | RF Ideas USB enrollment reader connection (not required if RF Ideas USB enrollment reader purchased with software). | Ea |  | 1 Year | 100 | 6.5% | 93.5
53878 | Genetec | GSC-SY-P2E-1R-UP | Upgrade Synergis™ Reader Connection from Professional to Enterprise | Ea |  | 1 Year | 25 | 6.5% | 23.375
53879 | Genetec | GSC-SY-P2E-UP | Upgrade Synergis™ Base from Professional to Enterprise | Ea |  | 1 Year | 8500 | 6.5% | 7947.5
53880 | Genetec | GSC-Sy-P-IMP | Import Tool (import cardholder and credential data) | Ea |  | 1 Year | 1000 | 6.5% | 935
53881 | Genetec | GSC-SY-P-MUSTERING | Mustering Task, requires a worstation at the meeting point with a reader. | Ea |  | 1 Year | 1750 | 6.5% | 1636.25
53882 | Genetec | GSC-SY-P-SCE | Smart Card Encoding module to program Desfire EV1 cards from Security DeskTM using the STid USB readers. | Ea |  | 1 Year | 4500 | 6.5% | 4207.5
53883 | Genetec | GSC-Sy-P-Vis | Visitor Management Module | Ea |  | 1 Year | 2000 | 6.5% | 1870
53884 | Genetec | GSC-Sy-S | GSC Synergis™ Standard Package which includes: 1 Access Manager. Max. 64 readers, Max. 1 Access Manager, Max. 5 clients, Badge Designer. | Ea |  | 1 Year | 1000 | 6.5% | 935
53885 | Genetec | GSC-Sy-S-1R | 1 External reader connection (required when hardware not purchased from Genetec) | Ea |  | 1 Year | 175 | 6.5% | 163.625
53886 | Genetec | GSC-SY-S-1S | 1 SharpV reader connection for license plate as a credential | Ea |  | 1 Year | 150 | 6.5% | 140.25
53887 | Genetec | GSC-Sy-S-1USBR | RF Ideas USB enrollment reader connection (not required if RF Ideas USB enrollment reader purchased with software) | Ea |  | 1 Year | 100 | 6.5% | 93.5
53888 | Genetec | GSC-SY-S2E-1R-UP | Upgrade Synergis™ Reader Connection from Standard to Enterprise | Ea |  | 1 Year | 50 | 6.5% | 46.75
53889 | Genetec | GSC-SY-S2E-UP | Upgrade Synergis™ Base from Standard to Enterprise | Ea |  | 1 Year | 11000 | 6.5% | 10285
53890 | Genetec | GSC-SY-S2P-1R-UP | Upgrade Synergis™ Reader Connection from Standard to Professional | Ea |  | 1 Year | 25 | 6.5% | 23.375
53891 | Genetec | GSC-SY-S2P-UP | Upgrade Synergis™ Base from Standard to Professional | Ea |  | 1 Year | 2500 | 6.5% | 2337.5
53892 | Genetec | GSC-Sy-S-IMP | Import Tool (import cardholder and credential data) | Ea |  | 1 Year | 1000 | 6.5% | 935
53893 | Genetec | GSC-SY-S-MUSTERING | Mustering Task, requires a worstation at the meeting point with a reader. | Ea |  | 1 Year | 1750 | 6.5% | 1636.25
53894 | Genetec | GSC-SY-S-SCE | Smart Card Encoding module to program Desfire EV1 cards from Security DeskTM using the STid USB readers. | Ea |  | 1 Year | 4500 | 6.5% | 4207.5
53895 | Genetec | GSC-Sy-S-Vis | Visitor Management Module | Ea |  | 1 Year | 1000 | 6.5% | 935
53896 | Genetec | GSC-THREATLEVELS | Threat Level Module. Only available with Professional or Enterprise packages (Synergis™ and/or Omnicast™). | Ea |  | 1 Year | 1450 | 6.5% | 1355.75
53897 | Genetec | GSC-TRAVELTIME-BASE | GSC Travel Times Plugin Base Package. | Ea |  | 1 Year | 1000 | 6.5% | 935
53898 | Genetec | GTS-GMAPLIC-T1_1M | Genetec Google Maps API license Tier 1 (<9 licenses). Includes 2M API calls for 1 month | Ea |  | 1 Year | 1250 | 6.5% | 1168.75
53899 | Genetec | GTS-TRAVELTIME-1NODE | GTS Travel Times Engine one (1) Node Connection | Ea |  | 1 Year | 995 | 6.5% | 930.325
53900 | Genetec | GTS-TRAVELTIME-1PNODE | GTS Travel Times Engine one (1) Passive Node Connection | Ea |  | 1 Year | 395 | 6.5% | 369.325
53901 | Genetec | GTS-TRAVELTIME-BASE | GTS Travel Times Engine Base Package. Includes one (1) Travel Time Network. | Ea |  | 1 Year | 12000 | 6.5% | 11220
53902 | Genetec | GTS-TRAVELTIME-MS_1M | GTS Travel Times Engine Managed Service for one (1) Month Maximum of 3 months data retention. See product description for limitations. Includes Genetec Advantage | Ea |  | 1 Year | 300 | 6.5% | 280.5
53903 | Genetec | GTS-TRAVELTIME-MS-1M | GTS Travel Times Engine Managed Service for one (1) Month Maximum of 3 months data retention. See product description for limitations. Includes Genetec Advantage | Ea |  | 1 Year | 300 | 6.5% | 280.5
53904 | Genetec | GTS-TRAVELTIME-MS-1NODE-1M | GTS Travel Times Engine Managed Service one (1) Node Connection for one (1) Month Includes Genetec Advantage | Ea |  | 1 Year | 33 | 6.5% | 30.855
53905 | Genetec | GTS-TRAVELTIME-MS-1NODE-1Y | GTS Travel Times Engine Managed Service one (1) Node Connection for one (1) Year Includes Genetec Advantage | Ea |  | 1 Year | 396 | 6.5% | 370.26
53906 | Genetec | GTS-TRAVELTIME-MS-1PNODE_1M | GTS Travel Times Engine Managed Service one (1) Passive Node Connection for one (1) Month Includes Genetec Advantage | Ea |  | 1 Year | 12 | 6.5% | 11.22
53907 | Genetec | GTS-TRAVELTIME-MS-1PNODE-1M | GTS Travel Times Engine Managed Service one (1) Passive Node Connection for one (1) Month Includes Genetec Advantage | Ea |  | 1 Year | 12 | 6.5% | 11.22
53908 | Genetec | GTS-TRAVELTIME-MS-1PNODE-1Y | GTS Travel Times Engine Managed Service one (1) Passive Node Connection for one (1) Year Includes Genetec Advantage | Ea |  | 1 Year | 144 | 6.5% | 134.64
53909 | Genetec | GTS-TRAVELTIME-MS-1Y | GTS Travel Times Engine Managed Service for one (1) Year Maximum of 3 months data retention. See product description for limitations. Includes Genetec Advantage | Ea |  | 1 Year | 3600 | 6.5% | 3366
53910 | Genetec | GTS-TRAVELTIME-MSFO-1M | GTS Travel Times Engine Managed Service Fail-Over for one (1) Month Maximum of 3 months data retention. See product description for limitations. | Ea |  | 1 Year | 300 | 6.5% | 280.5
53911 | Genetec | GTS-TRAVELTIME-MSFO-1NODE-1M | GTS Travel Times Engine Managed Service Fail-Over one (1) Node Connection for one (1) Month | Ea |  | 1 Year | 30 | 6.5% | 28.05
53912 | Genetec | GTS-TRAVELTIME-MSFO-1NODE-1Y | GTS Travel Times Engine Managed Service Fail-Over one (1) Node Connection for one (1) Year | Ea |  | 1 Year | 360 | 6.5% | 336.6
53913 | Genetec | GTS-TRAVELTIME-MSFO-1Y | GTS Travel Times Engine Managed Service Fail-Over for one (1) Year Maximum of 3 months data retention. See product description for limitations. | Ea |  | 1 Year | 3600 | 6.5% | 3366
53914 | Genetec | GTS-TS-1000NODES-1M | Traffic Sense Data Warehouse and Dashboards for 1000 data points. Subscription for one (1) month. | Ea |  | 1 Year | 5000 | 6.5% | 4675
53915 | Genetec | GTS-TS-1000NODES-1M | Traffic Sense Data Warehouse and Dashboards for 1000 data points. Subscription for one (1) month. | Ea |  | 1 Year | 5000 | 6.5% | 4675
53916 | Genetec | GTS-TS-1000NODES-1Y | Traffic Sense Data Warehouse and Dashboards for 1000 data points. Subscription for one (1) year. | Ea |  | 1 Year | 54000 | 6.5% | 50490
53917 | Genetec | GTS-TS-1000NODES-1Y | Traffic Sense Data Warehouse and Dashboards for 1000 data points. Subscription for one (1) year. | Ea |  | 1 Year | 54000 | 6.5% | 50490
53918 | Genetec | GTS-TS-100NODES-1M | Traffic Sense Data Warehouse and Dashboards for 100 data points. Subscription for one (1) month. | Ea |  | 1 Year | 530 | 6.5% | 495.55
53919 | Genetec | GTS-TS-100NODES-1M | Traffic Sense Data Warehouse and Dashboards for 100 data points. Subscription for one (1) month. | Ea |  | 1 Year | 530 | 6.5% | 495.55
53920 | Genetec | GTS-TS-100NODES-1Y | Traffic Sense Data Warehouse and Dashboards for 100 data points. Subscription for one (1) year. | Ea |  | 1 Year | 5800 | 6.5% | 5423
53921 | Genetec | GTS-TS-100NODES-1Y | Traffic Sense Data Warehouse and Dashboards for 100 data points. Subscription for one (1) year. | Ea |  | 1 Year | 5800 | 6.5% | 5423
53922 | Genetec | GTS-TS-500NODES-1M | Traffic Sense Data Warehouse and Dashboards for 500 data points. Subscription for one (1) month. | Ea |  | 1 Year | 2600 | 6.5% | 2431
53923 | Genetec | GTS-TS-500NODES-1M | Traffic Sense Data Warehouse and Dashboards for 500 data points. Subscription for one (1) month. | Ea |  | 1 Year | 2600 | 6.5% | 2431
53924 | Genetec | GTS-TS-500NODES-1Y | Traffic Sense Data Warehouse and Dashboards for 500 data points. Subscription for one (1) year. | Ea |  | 1 Year | 28000 | 6.5% | 26180
53925 | Genetec | GTS-TS-500NODES-1Y | Traffic Sense Data Warehouse and Dashboards for 500 data points. Subscription for one (1) year. | Ea |  | 1 Year | 28000 | 6.5% | 26180
53926 | Genetec | GTS-TS-50NODES-1M | Traffic Sense Data Warehouse and Dashboards for 50 data points. Subscription for one (1) month. | Ea |  | 1 Year | 300 | 6.5% | 280.5
53927 | Genetec | GTS-TS-50NODES-1M | Traffic Sense Data Warehouse and Dashboards for 50 data points. Subscription for one (1) month. | Ea |  | 1 Year | 300 | 6.5% | 280.5
53928 | Genetec | GTS-TS-50NODES-1Y | Traffic Sense Data Warehouse and Dashboards for 50 data points. Subscription for one (1) year. | Ea |  | 1 Year | 3300 | 6.5% | 3085.5
53929 | Genetec | GTS-TS-50NODES-1Y | Traffic Sense Data Warehouse and Dashboards for 50 data points. Subscription for one (1) year. | Ea |  | 1 Year | 3300 | 6.5% | 3085.5
53930 | Genetec | GTS-TT-1ALNK-OP1-1M | Genetec Travel Times Link using Azure Location Services for one (1) month. Updates every one (1) minutes between 5am and 10pm and every five (5) minutes between 10pm and 5am. | Ea |  | 1 Year | 41 | 6.5% | 38.335
53931 | Genetec | GTS-TT-1ALNK-OP1-1Y | Genetec Travel Times Link using Azure Location Services for one (1) year. Updates every one (1) minutes between 5am and 10pm and every five (5) minutes between 10pm and 5am. | Ea |  | 1 Year | 466 | 6.5% | 435.71
53932 | Genetec | GTS-TT-1ALNK-OP2-1M | Genetec Travel Times Link using Azure Location Services for one (1) month. Updates every two (2) minutes between 5am and 10pm and every ten (10) minutes between 10pm and 5am. | Ea |  | 1 Year | 28 | 6.5% | 26.18
53933 | Genetec | GTS-TT-1ALNK-OP2-1Y | Genetec Travel Times Link using Azure Location Services for one (1) year. Updates every two (2) minutes between 5am and 10pm and every ten (10) minutes between 10pm and 5am. | Ea |  | 1 Year | 316 | 6.5% | 295.46
53934 | Genetec | GTS-TT-1ALNK-OP3-1M | Genetec Travel Times Link using Azure Location Services for one (1) month. Updates every five (5) minutes between 5am and 10pm and every twenty (20) minutes between 10pm and 5am. | Ea |  | 1 Year | 20 | 6.5% | 18.7
53935 | Genetec | GTS-TT-1ALNK-OP3-1Y | Genetec Travel Times Link using Azure Location Services for one (1) year. Updates every five (5) minutes between 5am and 10pm and every twenty (20) minutes between 10pm and 5am. | Ea |  | 1 Year | 230 | 6.5% | 215.05
53936 | Genetec | GTS-TT-1ALNK-PL1-1M | Genetec Travel Times Link using Azure Location Services for one (1) month. Updates every sixty (60) minutes. | Ea |  | 1 Year | 14 | 6.5% | 13.09
53937 | Genetec | GTS-TT-1ALNK-PL1-1Y | Genetec Travel Times Link using Azure Location Services for one (1) year. Updates every sixty (60) minutes. | Ea |  | 1 Year | 166 | 6.5% | 155.21
53938 | Genetec | GTS-TT-1GLNK-OP1-T1-1M | Genetec Travel Times Link using Google Maps for one (1) month. Tier 1 (10 to 25 links). Updates every one (1) minutes between 5am and 10pm and every five (5) minutes between 10pm and 5am. | Ea |  | 1 Year | 578 | 6.5% | 540.43
53939 | Genetec | GTS-TT-1GLNK-OP1-T1-1Y | Genetec Travel Times Link using Google Maps for one (1) year. Tier 1 (10 to 25 links). Updates every one (1) minutes between 5am and 10pm and every five (5) minutes between 10pm and 5am. | Ea |  | 1 Year | 6444 | 6.5% | 6025.14
53940 | Genetec | GTS-TT-1GLNK-OP2-T1-1M | Genetec Travel Times Link using Google Maps for one (1) month. Tier 1 (10 to 40 links). Updates every two (2) minutes between 5am and 10pm and every ten (10) minutes between 10pm and 5am. | Ea |  | 1 Year | 314 | 6.5% | 293.59
53941 | Genetec | GTS-TT-1GLNK-OP2-T1-1Y | Genetec Travel Times Link using Google Maps for one (1) year. Tier 1 (10 to 40 links). Updates every two (2) minutes between 5am and 10pm and every ten (10) minutes between 10pm and 5am. | Ea |  | 1 Year | 3510 | 6.5% | 3281.85
53942 | Genetec | GTS-TT-1GLNK-OP3-T1-1M | Genetec Travel Times Link using Google Maps for one (1) month. Tier 1 (20 to 100 links). Updates every five (5) minutes between 5am and 10pm and every twenty (20) minutes between 10pm and 5am. | Ea |  | 1 Year | 139 | 6.5% | 129.965
53943 | Genetec | GTS-TT-1GLNK-OP3-T1-1Y | Genetec Travel Times Link using Google Maps for one (1) year. Tier 1 (20 to 100 links). Updates every five (5) minutes between 5am and 10pm and every twenty (20) minutes between 10pm and 5am. | Ea |  | 1 Year | 1559 | 6.5% | 1457.665
53944 | Genetec | GTS-TT-1GLNK-OP4-T1-1M | Genetec Travel Times Link using Google Maps for one (1) month. Tier 1 (20 to 150 links). Updates every five (5) minutes between 5am and 10pm and every twenty (20) minutes between 10pm and 5am. | Ea |  | 1 Year | 82 | 6.5% | 76.67
53945 | Genetec | GTS-TT-1GLNK-OP4-T1-1Y | Genetec Travel Times Link using Google Maps for one (1) year. Tier 1 (20 to 150 links). Updates every ten (10) minutes between 5am and 10pm and every thirty (30) minutes between 10pm and 5am. | Ea |  | 1 Year | 916 | 6.5% | 856.46
53946 | Genetec | Magnetic Stripe-P | Adder to PVC card prices (per credential): High or Low Coercivity, 2750 Orsted, BASF, JIS, or 3M | Ea |  | 1 Year | 1.1 | 6.5% | 1.0285
53947 | Genetec | Magnetic Stripe-SC | Adder to PVC card prices (per credential): High or Low Coercivity, 2750 Orsted, BASF, JIS, or 3M | Ea |  | 1 Year | 0.4 | 6.5% | 0.374
53948 | Genetec | MC-0038 | Program iCLASS Reader to Factory Defaults | Ea |  | 1 Year | 30 | 6.5% | 28.05
53949 | Genetec | MIFARE/DESFire Programming | Adder to card price (per credential): Programming of the MIFARE/DESFire Portion with an HID/OEM Proximity format | Ea |  | 1 Year | 0.195 | 6.5% | 0.18233
53950 | Genetec | MT11 | Multi-Technology Mullion Reader: 125KHz Proximity and 13.56MHz Contactless Smart Card Technology - Wiegand | Ea |  | 1 Year | 192.5 | 6.5% | 179.9875
53951 | Genetec | MT15 | Multi-Technology Reader: 125KHz Proximity and 13.56MHz Contactless Smart Card Technology - Single Gang - Wiegand | Ea |  | 1 Year | 327 | 6.5% | 305.745
53952 | Genetec | MT15-485 | Multi-Technology Reader: 125KHz Proximity and 13.56MHz Contactless Smart Card Technology - Single Gang - RS-485 & Wiegand | Ea |  | 1 Year | 327 | 6.5% | 305.745
53953 | Genetec | MTK15 | Multi-Technology Keypad Reader: 125KHz Proximity and 13.56MHz Contactless Smart Card Technology and Keypad - Single Gang - Wiegand | Ea |  | 1 Year | 523 | 6.5% | 489.005
53954 | Genetec | MTK15-485 | Multi-Technology Keypad Reader: 125KHz Proximity and 13.56MHz Contactless Smart Card Technology with keypad - Single Gang - RS-485 & Wiegand | Ea |  | 1 Year | 523 | 6.5% | 489.005
53955 | Genetec | Om-E-10VWCT | 10 clients Cottus viewer | Ea |  | 1 Year | 1270 | 6.5% | 1187.45
53956 | Genetec | Om-E-1AAC | 1 recording cameras for Auxiliary Archiver | Ea |  | 1 Year | 23 | 6.5% | 21.505
53957 | Genetec | Om-E-1ACS | 1 access control interface | Ea |  | 1 Year | 230 | 6.5% | 215.05
53958 | Genetec | Om-E-1C | 1 camera connection | Ea |  | 1 Year | 250 | 6.5% | 233.75
53959 | Genetec | Om-E-1CAMAP | 1 camera connection for Advanced Mapping (Plan Manager) | Ea |  | 1 Year | 55 | 6.5% | 51.425
53960 | Genetec | Om-E-1CST | 1 additional Directory license for Windows Clustering support | Ea |  | 1 Year | 1360 | 6.5% | 1271.6
53961 | Genetec | Om-E-1DV | 1 DVR camera input | Ea |  | 1 Year | 130 | 6.5% | 121.55
53962 | Genetec | Om-E-1FC | 1 failover camera connection (camera connection NOT included) | Ea |  | 1 Year | 23 | 6.5% | 21.505
53963 | Genetec | Om-E-1FEC | 1 Federated camera | Ea |  | 1 Year | 23 | 6.5% | 21.505
53964 | Genetec | Om-E-1FED | 1 Federated directory | Ea |  | 1 Year | 230 | 6.5% | 215.05
53965 | Genetec | Om-E-1FES | 1 Federation server | Ea |  | 1 Year | 460 | 6.5% | 430.1
53966 | Genetec | Om-E-1FOD | 1 failover directory server | Ea |  | 1 Year | 910 | 6.5% | 850.85
53967 | Genetec | Om-E-1FOV | 1 Virtual Matrix failover (incl. Virtual matrix) | Ea |  | 1 Year | 1360 | 6.5% | 1271.6
53968 | Genetec | Om-E-1GPOS | 1 Generic POS checklane connection | Ea |  | 1 Year | 140 | 6.5% | 130.9
53969 | Genetec | Om-E-1GTW | 1 Media Gateway Streaming License | Ea |  | 1 Year | 230 | 6.5% | 215.05
53970 | Genetec | Om-E-1HMI | 1 Hardware Matrix connection | Ea |  | 1 Year | 1360 | 6.5% | 1271.6
53971 | Genetec | Om-E-1IOS | 1 iOmniscient plugin camera (need to order SDK separately) | Ea |  | 1 Year | 90 | 6.5% | 84.15
53972 | Genetec | Om-E-1KEY | 1 keyboard connection | Ea |  | 1 Year | 230 | 6.5% | 215.05
53973 | Genetec | Om-E-1MDE | 1 Metadata engine | Ea |  | 1 Year | 1360 | 6.5% | 1271.6
53974 | Genetec | Om-E-1MPOS | 1 Micros POS checklane connection | Ea |  | 1 Year | 140 | 6.5% | 130.9
53975 | Genetec | Om-E-1OGW | 1 Omnicast Gateway | Ea |  | 1 Year | 910 | 6.5% | 850.85
53976 | Genetec | Om-E-1OV | 1 Object Video plugin camera (need to order SDK separately) | Ea |  | 1 Year | 90 | 6.5% | 84.15
53977 | Genetec | Om-E-1OVR | 1 OV Ready camera connection | Ea |  | 1 Year | 90 | 6.5% | 84.15
53978 | Genetec | Om-E-1PACS | 1 ACS PRCS plugin (requires Om-E-1MDE) | Ea |  | 1 Year | 13510 | 6.5% | 12631.85
53979 | Genetec | Om-E-1PGPOS | 1 Generic POS plugin (requires Om-E-1MDE) | Ea |  | 1 Year | 230 | 6.5% | 215.05
53980 | Genetec | Om-E-1PHRS | 1 Hirsch Velocity plugin (requires Om-E-1MDE) | Ea |  | 1 Year | 4510 | 6.5% | 4216.85
53981 | Genetec | Om-E-1PIOM | 1 iOmniscient plugin (requires Om-E-1MDE) | Ea |  | 1 Year | 230 | 6.5% | 215.05
53982 | Genetec | Om-E-1PLEN | 1 Lenel OnGuard plugin (requires Om-E-1MDE) | Ea |  | 1 Year | 4510 | 6.5% | 4216.85
53983 | Genetec | Om-E-1PMPOS | 1 Micros POS plugin (requires Om-E-1MDE) | Ea |  | 1 Year | 4510 | 6.5% | 4216.85
53984 | Genetec | Om-E-1POBV | 1 Object Video plugin (requires Om-E-1MDE) | Ea |  | 1 Year | 230 | 6.5% | 215.05
53985 | Genetec | Om-E-1PPFT | 1 GE Picture Perfect plugin (requires Om-E-1MDE) | Ea |  | 1 Year | 4510 | 6.5% | 4216.85
53986 | Genetec | Om-E-1PRBH | 1 RBH AxiomV plugin (requires Om-E-1MDE) | Ea |  | 1 Year | 4510 | 6.5% | 4216.85
53987 | Genetec | Om-E-1PSHCC | 1 Software House C-Cure 9000 plugin (requires Om-E-1MDE) | Ea |  | 1 Year | 4510 | 6.5% | 4216.85
53988 | Genetec | Om-E-1PSWM | 1 MicroPoint plugin (requires Om-E-1MDE) | Ea |  | 1 Year | 4510 | 6.5% | 4216.85
53989 | Genetec | Om-E-1PVRX | 1 Verex Monitor xL plugin (requires Om-E-1MDE) | Ea |  | 1 Year | 4510 | 6.5% | 4216.85
53990 | Genetec | Om-E-1RSA | 1 Auxiliary archiver | Ea |  | 1 Year | 910 | 6.5% | 850.85
53991 | Genetec | Om-E-1S | 1 SDK connection | Ea |  | 1 Year | 230 | 6.5% | 215.05
53992 | Genetec | Om-E-1STS | Omnicast SDK Site license | Ea |  | 1 Year | 9010 | 6.5% | 8424.35
53993 | Genetec | Om-E-1STU | Site license for client/user connections | Ea |  | 1 Year | 9010 | 6.5% | 8424.35
53994 | Genetec | Om-E-1U | 1 client/user connection | Ea |  | 1 Year | 230 | 6.5% | 215.05
53995 | Genetec | Om-E-1VLEN | 1 Lenel Video Translator | Ea |  | 1 Year | 6760 | 6.5% | 6320.6
53996 | Genetec | Om-E-1VM | 1 Virtual Matrix | Ea |  | 1 Year | 910 | 6.5% | 850.85
53997 | Genetec | Om-E-1VSHCC | 1 Software House C-Cure 9000 Video plugin | Ea |  | 1 Year | 6760 | 6.5% | 6320.6
53998 | Genetec | Om-E-5VWCT | 5 clients Cottus viewer | Ea |  | 1 Year | 820 | 6.5% | 766.7
53999 | Genetec | Om-E-8IN | 8 digital input connections for I/O module | Ea |  | 1 Year | 120 | 6.5% | 112.2
54000 | Genetec | Om-E-8OUT | 8 digital output connections for I/O module | Ea |  | 1 Year | 120 | 6.5% | 112.2
54001 | Genetec | Om-E-AVW | Barco Transform A Video Wall Plugin | Ea |  | 1 Year | 6370 | 6.5% | 5955.95
54002 | Genetec | Om-E-Base | Omnicast Enterprise software which includes: - Archiving support (Max. 300 cameras per Archiver / 100 on Directory Machine) - 1 Gateway - 5 client/user connections - Maps/Procedures - Audio Support - Web pack - 1 Virtual Matrix - Camera Sequences - Macros - 1 Keyboard connection - Alarm Management Module - Local archiving - Offline archiving - Database Reporting - Edge recording and trickling support - Time Zone Support - All languages supported | Ea |  | 1 Year | 3650 | 6.5% | 3412.75
54003 | Genetec | Om-E-CB | Camera blocking | Ea |  | 1 Year | 1810 | 6.5% | 1692.35
54004 | Genetec | Om-E-HVW | Barco Transform H Video Wall Plugin | Ea |  | 1 Year | 1910 | 6.5% | 1785.85
54005 | Genetec | Om-E-PRLV | Remote Live Viewer | Ea |  | 1 Year | 910 | 6.5% | 850.85
54006 | Genetec | Om-E-SNMP | 1 SNMP Traps plugin | Ea |  | 1 Year | 910 | 6.5% | 850.85
54007 | Genetec | Om-E-VIRT | Support for virtualization | Ea |  | 1 Year | 1360 | 6.5% | 1271.6
54008 | Genetec | Om-P-1C | 1 camera connection | Ea |  | 1 Year | 230 | 6.5% | 215.05
54009 | Genetec | Om-P-1CAMAP | 1 camera connection for Advanced Mapping (Plan Manager) | Ea |  | 1 Year | 55 | 6.5% | 51.425
54010 | Genetec | Om-P-1DV | 1 DVR camera input | Ea |  | 1 Year | 130 | 6.5% | 121.55
54011 | Genetec | Om-P-1GTW | 1 Media Gateway Streaming License | Ea |  | 1 Year | 230 | 6.5% | 215.05
54012 | Genetec | Om-P-1K | 1 keyboard connection | Ea |  | 1 Year | 230 | 6.5% | 215.05
54013 | Genetec | Om-P-1OGW | 1 Omnicast Gateway | Ea |  | 1 Year | 910 | 6.5% | 850.85
54014 | Genetec | Om-P-1S | 1 SDK connection | Ea |  | 1 Year | 230 | 6.5% | 215.05
54015 | Genetec | Om-P-1U | 1 client/user connection | Ea |  | 1 Year | 230 | 6.5% | 215.05
54016 | Genetec | Om-P-1VM | 1 Virtual Matrix | Ea |  | 1 Year | 910 | 6.5% | 850.85
54017 | Genetec | Om-P-8IN | 8 digital input connections for I/O module | Ea |  | 1 Year | 120 | 6.5% | 112.2
54018 | Genetec | Om-P-8OUT | 8 digital output connections for I/O module | Ea |  | 1 Year | 120 | 6.5% | 112.2
54019 | Genetec | Om-P-Base | Omnicast Pro software which includes: - Archiving support (Max. 100 cameras per Archiver) - 1 Gateway - 5 client/user connections - Maps/Procedures - Audio Support - Web Pack - 1 Virtual Matrix - Camera Sequences - Macros - 1 Keyboard connection - Alarm Management Module - Database Reporting - Edge recording and trickling support - Time Zone support - All languages supported | Ea |  | 1 Year | 1130 | 6.5% | 1056.55
54020 | Genetec | Om-P-CB | Camera blocking | Ea |  | 1 Year | 1810 | 6.5% | 1692.35
54021 | Genetec | Om-P-LA | Local Archiving | Ea |  | 1 Year | 550 | 6.5% | 514.25
54022 | Genetec | Om-P-OffAR | Offline Archiving (back-up and restore) | Ea |  | 1 Year | 460 | 6.5% | 430.1
54023 | Genetec | Om-P-VIRT | Support for virtualization | Ea |  | 1 Year | 1360 | 6.5% | 1271.6
54024 | Genetec | Om-S-1C | 1 camera connection | Ea |  | 1 Year | 150 | 6.5% | 140.25
54025 | Genetec | Om-S-Base | Omnicast Standard software which includes: - Archiving support (Max. 50 cameras) - 1 Gateway - 5 client/user connections - Maps/Procedures - Audio Support - Web Pack - 1 Virtual Matrix - Camera Sequences - 1 Keyboard connection - Alarm Management Module - Database reporting - Edge recording and trickling support - Time Zone Support - All languages supported | Ea |  | 1 Year | 590 | 6.5% | 551.65
54026 | Genetec | PS-C-CARSCAN-ALL | Car Scan Custom Solutions Plugin | Ea |  | 1 Year | 14000 | 6.5% | 13090
54027 | Genetec | PS-C-DEVELOP-ALL | Custom development of software (ex: macros, maps, plugins). | Ea |  | 1 Year | 1000 | 6.5% | 935
54028 | Genetec | PS-C-DEVELOP-NA | Custom development of software | Ea |  | 1 Year | 1250 | 6.5% | 1168.75
54029 | Genetec | PS-T-COURSEWARE-A-GEN | Security Center Custom Courseware Development | Ea |  | 1 Year | 1100 | 6.5% | 1028.5
54030 | Genetec | PVC-CM-pivCLASS | Certificate Manager Includes software only. One license per PACS. Second license required for redundant PACS if present. | Ea |  | 1 Year | 14783 | 6.5% | 13822.105
54031 | Genetec | PVC-CM-REDNT | pivCLASS Certificate Manager - Redundant Copy For use as hot backup. One license per PACS. Primary PVC-CM required. | Ea |  | 1 Year | 7391.5 | 6.5% | 6911.0525
54032 | Genetec | PVC-FXRDR | pivCLASS Reader Services - Includes software and supporting documentation. Includes software only. One license per PACS. Second license required for redundant PACS if present. | Ea |  | 1 Year | 251 | 6.5% | 234.685
54033 | Genetec | SCC-CAG-APAC-1TB | 1TB of geo-redundant cloud storage for 1 month in Asia datacenter. Geo-redundant storage maintains six copies of the data in two different data centers for maximum redundancy. Must purchase a minimum of 12 TB. | Ea |  | 1 Year | 68 | 6.5% | 63.58
54034 | Genetec | SCC-CAG-APAC-1TB | 1TB of geo-redundant cloud storage for 1 month in Asia datacenter. Geo-redundant storage maintains six copies of the data in two different data centers for maximum redundancy. Must purchase a minimum of 12 TB. | Ea |  | 1 Year | 68 | 6.5% | 63.58
54035 | Genetec | SCC-CAGN-USGOV-1TB | 1TB of geo-redundant, nearline cloud storage for 1 month in US Government datacenter. Available only to US federal agencies and US state and local government entities. Geo-redundant storage maintains six copies of the data in two different data centers for maximum redundancy. Must purchase a minimum of 12 TB. | Ea |  | 1 Year | 42 | 6.5% | 39.27
54036 | Genetec | SCC-CAGN-USGOV-1TB | 1TB of geo-redundant, nearline cloud storage for 1 month in US Government datacenter. Available only to US federal agencies and US state and local government entities. Geo-redundant storage maintains six copies of the data in two different data centers for maximum redundancy. Must purchase a minimum of 12 TB. | Ea |  | 1 Year | 42 | 6.5% | 39.27
54037 | Genetec | SCC-CAG-US-1TB | 1TB of geo-redundant cloud storage for 1 month in North America datacenter. Geo-redundant storage maintains six copies of the data in two different data centers for maximum redundancy. Must purchase a minimum of 12 TB. | Ea |  | 1 Year | 68 | 6.5% | 63.58
54038 | Genetec | SCC-CAG-USGOV-1TB | 1TB of geo-redundant cloud storage for 1 month in US Government datacenter. Available only to US federal agencies and US state and local government entities. Geo-redundant storage maintains six copies of the data in two different data centers for maximum redundancy. Must purchase a minimum of 12 TB. | Ea |  | 1 Year | 84 | 6.5% | 78.54
54039 | Genetec | SCC-CAG-USGOV-1TB | 1TB of geo-redundant cloud storage for 1 month in US Government datacenter. Available only to US federal agencies and US state and local government entities. Geo-redundant storage maintains six copies of the data in two different data centers for maximum redundancy. Must purchase a minimum of 12 TB. | Ea |  | 1 Year | 84 | 6.5% | 78.54
54040 | Genetec | SCC-CAL-APAC-1TB | 1TB of locally redundant cloud storage for 1 month in Asia datacenter. Locally redundant storage maintains three copies of the data. Must purchase a minimum of 12 TB. | Ea |  | 1 Year | 34 | 6.5% | 31.79
54041 | Genetec | SCC-CAL-APAC-1TB | 1TB of locally redundant cloud storage for 1 month in Asia datacenter. Locally redundant storage maintains three copies of the data. Must purchase a minimum of 12 TB. | Ea |  | 1 Year | 34 | 6.5% | 31.79
54042 | Genetec | SCC-CAL-US-1TB | 1TB of locally redundant cloud storage for 1 month in North America datacenter. Locally redundant storage maintains three copies of the data. Must purchase a minimum of 12 TB. | Ea |  | 1 Year | 34 | 6.5% | 31.79
54043 | Genetec | SCC-CAL-USGOV-1TB | 1TB of locally redundant cloud storage for 1 month in US Government datacenter. Available only to US federal agencies and US state and local government entities. Locally redundant storage maintains three copies of the data. Must purchase a minimum of 12 TB. | Ea |  | 1 Year | 42 | 6.5% | 39.27
54044 | Genetec | SCC-CAL-USGOV-1TB | 1TB of locally redundant cloud storage for 1 month in US Government datacenter. Available only to US federal agencies and US state and local government entities. Locally redundant storage maintains three copies of the data. Must purchase a minimum of 12 TB. | Ea |  | 1 Year | 42 | 6.5% | 39.27
54045 | Genetec | SCC-CAN-US-1TB | 1TB of nearline cloud storage for 1 month in North America datacenter. Nearline storage maintains three redundant copies of the data. Must purchase a minimum of 12 TB. | Ea |  | 1 Year | 17 | 6.5% | 15.895
54046 | Genetec | SCC-CAN-USGOV-1TB | 1TB of nearline cloud storage for 1 month in US Government datacenter. Available only to US federal agencies and US state and local government entities. Nearline storage maintains three copies of the data. Must purchase a minimum of 12 TB. | Ea |  | 1 Year | 21 | 6.5% | 19.635
54047 | Genetec | SCC-CAN-USGOV-1TB | 1TB of nearline cloud storage for 1 month in US Government datacenter. Available only to US federal agencies and US state and local government entities. Nearline storage maintains three copies of the data. Must purchase a minimum of 12 TB. | Ea |  | 1 Year | 21 | 6.5% | 19.635
54048 | Genetec | SCS-1AP-Bosch_1M | Subscription for 1 Bosch G Series intrusion panel connection (GV2/GV3/GV4). | Ea |  | 1 Year | 26.6 | 6.5% | 24.871
54049 | Genetec | SCS-1AP-Bosch_1Y | Subscription for 1 Bosch G Series intrusion panel connection (GV2/GV3/GV4). | Ea |  | 1 Year | 292.6 | 6.5% | 273.581
54050 | Genetec | SCS-1AP-CDC3-HW_1M | Subscription for one (1) Honeywell intrusion alarm panel connection. 1 Part per panel. | Ea |  | 1 Year | 32 | 6.5% | 29.92
54051 | Genetec | SCS-1AP-CDC3-HW_1Y | Subscription for one (1) Honeywell intrusion alarm panel connection. 1 Part per panel. | Ea |  | 1 Year | 352 | 6.5% | 329.12
54052 | Genetec | SCS-1AP-CDC3-UTCMaster_1M | Subscription for one (1) UTC ATS Master intrusion alarm panel connection. 1 Part per panel. | Ea |  | 1 Year | 32 | 6.5% | 29.92
54053 | Genetec | SCS-1AP-CDC3-UTCMaster_1Y | Subscription for one (1) UTC ATS Master intrusion alarm panel connection. 1 Part per panel. | Ea |  | 1 Year | 352 | 6.5% | 329.12
54054 | Genetec | SCS-1AP-DMP_1M | Subscription for 1 DMP intrusion panel connection. | Ea |  | 1 Year | 10 | 6.5% | 9.35
54055 | Genetec | SCS-1AP-DMP_1Y | Subscription for 1 DMP intrusion panel connection. | Ea |  | 1 Year | 110 | 6.5% | 102.85
54056 | Genetec | SCS-1AP-DSC_1M | Subscription for 1 DSC PowerSeries intrusion panel connection. | Ea |  | 1 Year | 10 | 6.5% | 9.35
54057 | Genetec | SCS-1AP-DSC_1Y | Subscription for 1 DSC PowerSeries intrusion panel connection. | Ea |  | 1 Year | 110 | 6.5% | 102.85
54058 | Genetec | SCS-1AP-HIGalaxy_1M | Subscription for 1 Honeywell Galaxy Dimension intrusion panel connection. | Ea |  | 1 Year | 10 | 6.5% | 9.35
54059 | Genetec | SCS-1AP-HIGalaxy_1Y | Subscription for 1 Honeywell Galaxy Dimension intrusion panel connection. | Ea |  | 1 Year | 110 | 6.5% | 102.85
54060 | Genetec | SCS-1AP-HIGalaxy-Flex_1M | Subscription for 1 Honeywell Galaxy intrusion panel connection. | Ea |  | 1 Year | 4.2 | 6.5% | 3.927
54061 | Genetec | SCS-1AP-HIGalaxy-Flex_1Y | Subscription for 1 Honeywell Galaxy intrusion panel connection. | Ea |  | 1 Year | 46.2 | 6.5% | 43.197
54062 | Genetec | SCS-1BWC_1M | Subscription for 1 body wearable camera connection. | Ea |  | 1 Year | 6 | 6.5% | 5.61
54063 | Genetec | SCS-1BWC_1Y | Subscription for 1 body wearable camera connection. | Ea |  | 1 Year | 66 | 6.5% | 61.71
54064 | Genetec | SCS-1C_1M | Subscription for 1 camera connection | Ea |  | 1 Year | 11 | 6.5% | 10.285
54065 | Genetec | SCS-1C_1Y | Subscription for 1 camera connection | Ea |  | 1 Year | 121 | 6.5% | 113.135
54066 | Genetec | SCS-1GCHM_1M | Subscription for 1 Global Cardholder Management connection per remote system connecting | Ea |  | 1 Year | 30 | 6.5% | 28.05
54067 | Genetec | SCS-1GCHM_1Y | Subscription for 1 Global Cardholder Management connection per remote system connecting | Ea |  | 1 Year | 330 | 6.5% | 308.55
54068 | Genetec | SCS-1GCHM_AU_1M | Subscription for 1 Global Cardholder Management connection per remote system connecting | Ea |  | 1 Year | 30 | 6.5% | 28.05
54069 | Genetec | SCS-1GCHM_AU_1Y | Subscription for 1 Global Cardholder Management connection per remote system connecting | Ea |  | 1 Year | 330 | 6.5% | 308.55
54070 | Genetec | SCS-1GCHM_EU_1M | Subscription for 1 Global Cardholder Management connection per remote system connecting | Ea |  | 1 Year | 30 | 6.5% | 28.05
54071 | Genetec | SCS-1GCHM_EU_1Y | Subscription for 1 Global Cardholder Management connection per remote system connecting | Ea |  | 1 Year | 330 | 6.5% | 308.55
54072 | Genetec | SCS-1GCHM_US_1M | Subscription for 1 Global Cardholder Management connection per remote system connecting | Ea |  | 1 Year | 30 | 6.5% | 28.05
54073 | Genetec | SCS-1GCHM_US_1Y | Subscription for 1 Global Cardholder Management connection per remote system connecting | Ea |  | 1 Year | 330 | 6.5% | 308.55
54074 | Genetec | SCS-1ID_1M | Subscription for Intrusion Detector for 1 video channel | Ea |  | 1 Year | 18 | 6.5% | 16.83
54075 | Genetec | SCS-1ID_1Y | Subscription for Intrusion Detector for 1 video channel | Ea |  | 1 Year | 198 | 6.5% | 185.13
54076 | Genetec | SCS-1P-AVL-1D-1Y | Automated Vehicle Locator (AVL) Vehicle Plugin. Subscription for one (1) year. Security Center plug-in used to receive and store GPS coordinates from supported GPS receiver. Supports geo-positioning protocols NMEA-XXXX. Requires Genetec-certified compatible recorder hardware and GPS receiver. | Ea |  | 1 Year | 78 | 6.5% | 72.93
54077 | Genetec | SCS-1P-AVL-CENTER-1Y | Automated Vehicle Locator (AVL) Headend Plugin. Subscription for one (1) year. Security Center plug-in used to track vehicles on a map. Requires an active Plan Manager Advanced license. | Ea |  | 1 Year | 575 | 6.5% | 537.625
54078 | Genetec | SCS-1PBARCOCMS_1M | Subscription for 1 Barco CMC Plugin. | Ea |  | 1 Year | 190 | 6.5% | 177.65
54079 | Genetec | SCS-1PBARCOCMS_1Y | Subscription for 1 Barco CMC Plugin. | Ea |  | 1 Year | 2090 | 6.5% | 1954.15
54080 | Genetec | SCS-1PCDC0-ShotSpotter _1M | Subscription for one (1) Shot Spotter Plugin. | Ea |  | 1 Year | 240 | 6.5% | 224.4
54081 | Genetec | SCS-1PCDC0-ShotSpotter _1Y | Subscription for one (1) Shot Spotter Plugin. | Ea |  | 1 Year | 2640 | 6.5% | 2468.4
54082 | Genetec | SCS-1P-DLC-1D_1M | Subscription for one (1) GSC DLC Panel Pair Connection. | Ea |  | 1 Year | 23 | 6.5% | 21.505
54083 | Genetec | SCS-1P-DLC-1D_1Y | Subscription for one (1) GSC DLC Panel Pair Connection. | Ea |  | 1 Year | 250 | 6.5% | 233.75
54084 | Genetec | SCS-1P-DLC-1D-1Y | GSC DLC one (1) DLC Panel Pair Connection subscription for one (1) Year Includes Genetec Advantage | Ea |  | 1 Year | 200 | 6.5% | 187
54085 | Genetec | SCS-1P-DLC-BASE_1M | Subscription for one (1) GSC DLC Base Package. | Ea |  | 1 Year | 78 | 6.5% | 72.93
54086 | Genetec | SCS-1P-DLC-BASE_1Y | Subscription for one (1) GSC DLC Base Package. | Ea |  | 1 Year | 860 | 6.5% | 804.1
54087 | Genetec | SCS-1P-DLC-BASE-1Y | GSC DLC Base Package subscription for one (1) Year Includes Genetec Advantage | Ea |  | 1 Year | 800 | 6.5% | 748
54088 | Genetec | SCS-1P-DMS-1D_1M | Subscription for one (1) GSC DMS Device Connection. | Ea |  | 1 Year | 23 | 6.5% | 21.505
54089 | Genetec | SCS-1P-DMS-1D_1Y | Subscription for one (1) GSC DMS Device Connection. | Ea |  | 1 Year | 250 | 6.5% | 233.75
54090 | Genetec | SCS-1P-DMS-1D-1Y | GSC DMS one (1) DMS Device Connection subscription for one (1) Year Includes Genetec Advantage | Ea |  | 1 Year | 250 | 6.5% | 233.75
54091 | Genetec | SCS-1P-DMS-BASE_1M | Subscription for one (1) GSC DMS Base Package. | Ea |  | 1 Year | 78 | 6.5% | 72.93
54092 | Genetec | SCS-1P-DMS-BASE_1Y | Subscription for one (1) GSC DMS Base Package. | Ea |  | 1 Year | 860 | 6.5% | 804.1
54093 | Genetec | SCS-1P-DMS-BASE-1Y | GSC DMS Base Package subscription for one (1) Year Includes Genetec Advantage | Ea |  | 1 Year | 860 | 6.5% | 804.1
54094 | Genetec | SCS-1PES-SNMPMGR _1M | 1 part required per 100 agents monitored. | Ea |  | 1 Year | 84 | 6.5% | 78.54
54095 | Genetec | SCS-1PES-SNMPMGR _1Y | 1 part required per 100 agents monitored. | Ea |  | 1 Year | 924 | 6.5% | 863.94
54096 | Genetec | SCS-1PIDScanner_1M | Subscription for one (1 ) Document (Passport/Licenses) Scanner Plugin. | Ea |  | 1 Year | 14 | 6.5% | 13.09
54097 | Genetec | SCS-1PIDScanner_1Y | Subscription for one (1 ) Document (Passport/Licenses) Scanner Plugin. | Ea |  | 1 Year | 154 | 6.5% | 143.99
54098 | Genetec | SCS-1PLEN_1M | Subscription for 1 Lenel OnGuard plugin. | Ea |  | 1 Year | 125 | 6.5% | 116.875
54099 | Genetec | SCS-1PLEN_1Y | Subscription for 1 Lenel OnGuard plugin. | Ea |  | 1 Year | 1375 | 6.5% | 1285.625
54100 | Genetec | SCS-1PP_1M | Subscription for Privacy Protector for 1 video channel | Ea |  | 1 Year | 10 | 6.5% | 9.35
54101 | Genetec | SCS-1PP_1Y | Subscription for Privacy Protector for 1 video channel | Ea |  | 1 Year | 110 | 6.5% | 102.85
54102 | Genetec | SCS-1P-RWIS-1D-1Y | GSC RWIS one (1) RWIS Device Connection subscription for one (1) Year Includes Genetec Advantage | Ea |  | 1 Year | 62 | 6.5% | 57.97
54103 | Genetec | SCS-1P-RWIS-BASE-1Y | GSC RWIS Base Package subscription for one (1) Year Includes Genetec Advantage | Ea |  | 1 Year | 428 | 6.5% | 400.18
54104 | Genetec | SCS-1PSHCC_1M | Subscription for 1 Software House CCURE 9000 access control plugin | Ea |  | 1 Year | 125 | 6.5% | 116.875
54105 | Genetec | SCS-1PSHCC_1Y | Subscription for 1 Software House CCURE 9000 access control plugin | Ea |  | 1 Year | 1375 | 6.5% | 1285.625
54106 | Genetec | SCS-1PSingleCard _1M | Subscription for 1 Software Single Card Solution plugin for 2 data sources. | Ea |  | 1 Year | 112 | 6.5% | 104.72
54107 | Genetec | SCS-1PSingleCard _1Y | Subscription for 1 Software Single Card Solution plugin for 2 data sources. | Ea |  | 1 Year | 1232 | 6.5% | 1151.92
54108 | Genetec | SCS-1P-TSS-1D-1M | GSC TSS one (1) TSS Device Connection subscription for one (1) Month Includes Genetec Advantage | Ea |  | 1 Year | 6 | 6.5% | 5.61
54109 | Genetec | SCS-1P-TSS-1D-1Y | GSC TSS one (1) TSS Device Connection subscription for one (1) Year Includes Genetec Advantage | Ea |  | 1 Year | 62 | 6.5% | 57.97
54110 | Genetec | SCS-1P-TSS-BASE-1M | GSC TSS Base Package subscription for one (1) Month Includes Genetec Advantage | Ea |  | 1 Year | 80 | 6.5% | 74.8
54111 | Genetec | SCS-1P-TSS-BASE-1Y | GSC TSS Base Package subscription for one (1) Year Includes Genetec Advantage | Ea |  | 1 Year | 860 | 6.5% | 804.1
54112 | Genetec | SCS-1R_1M | Subscription for one reader connection to access Security Center. | Ea |  | 1 Year | 9 | 6.5% | 8.415
54113 | Genetec | SCS-1R_1Y | Subscription for one reader connection to access Security Center. | Ea |  | 1 Year | 99 | 6.5% | 92.565
54114 | Genetec | SCS-1R_AU_1M | Subscription for one reader connection to access Security Center. | Ea |  | 1 Year | 9 | 6.5% | 8.415
54115 | Genetec | SCS-1R_AU_1Y | Subscription for one reader connection to access Security Center. | Ea |  | 1 Year | 99 | 6.5% | 92.565
54116 | Genetec | SCS-1R_EU_1M | Subscription for one reader connection to access Security Center. | Ea |  | 1 Year | 9 | 6.5% | 8.415
54117 | Genetec | SCS-1R_EU_1Y | Subscription for one reader connection to access Security Center. | Ea |  | 1 Year | 99 | 6.5% | 92.565
54118 | Genetec | SCS-1R_US_1M | Subscription for one reader connection to access Security Center. | Ea |  | 1 Year | 9 | 6.5% | 8.415
54119 | Genetec | SCS-1R_US_1Y | Subscription for one reader connection to access Security Center. | Ea |  | 1 Year | 99 | 6.5% | 92.565
54120 | Genetec | SCS-1RC_1M | Subscription for 1 restricted camera connection (regular camera connection required) | Ea |  | 1 Year | 12 | 6.5% | 11.22
54121 | Genetec | SCS-1RC_1Y | Subscription for 1 restricted camera connection (regular camera connection required) | Ea |  | 1 Year | 132 | 6.5% | 123.42
54122 | Genetec | SCS-1RS_1M | Subscription for 1 SharpV reader connection for license plate as a credential. | Ea |  | 1 Year | 9 | 6.5% | 8.415
54123 | Genetec | SCS-1RS_1Y | Subscription for 1 SharpV reader connection for license plate as a credential. | Ea |  | 1 Year | 99 | 6.5% | 92.565
54124 | Genetec | SCS-1RS_AU_1M | Subscription for 1 SharpV reader connection for license plate as a credential. | Ea |  | 1 Year | 9 | 6.5% | 8.415
54125 | Genetec | SCS-1RS_AU_1Y | Subscription for 1 SharpV reader connection for license plate as a credential. | Ea |  | 1 Year | 99 | 6.5% | 92.565
54126 | Genetec | SCS-1RS_EU_1M | Subscription for 1 SharpV reader connection for license plate as a credential. | Ea |  | 1 Year | 9 | 6.5% | 8.415
54127 | Genetec | SCS-1RS_EU_1Y | Subscription for 1 SharpV reader connection for license plate as a credential. | Ea |  | 1 Year | 99 | 6.5% | 92.565
54128 | Genetec | SCS-1RS_US_1M | Subscription for 1 SharpV reader connection for license plate as a credential. | Ea |  | 1 Year | 9 | 6.5% | 8.415
54129 | Genetec | SCS-1RS_US_1Y | Subscription for 1 SharpV reader connection for license plate as a credential. | Ea |  | 1 Year | 99 | 6.5% | 92.565
54130 | Genetec | SCS-1SDK-AgentVi-savVi_1M | Subscription for one (1) Genetec SDK connection for AgentVi with SavVi | Ea |  | 1 Year | 7 | 6.5% | 6.545
54131 | Genetec | SCS-1SDK-AgentVi-savVi_1Y | Subscription for one (1) Genetec SDK connection for AgentVi with SavVi | Ea |  | 1 Year | 77 | 6.5% | 71.995
54132 | Genetec | SCS-1SDK-AI-TimePres_1M | Subscription for one (1) Genetec SDK connection for Acces Innovations with Time Presense | Ea |  | 1 Year | 7 | 6.5% | 6.545
54133 | Genetec | SCS-1SDK-AI-TimePres_1Y | Subscription for one (1) Genetec SDK connection for Acces Innovations with Time Presense | Ea |  | 1 Year | 77 | 6.5% | 71.995
54134 | Genetec | SCS-1SDK-ALLGO-AllGoVision_1M | Subscription for 1 Genetec SDK connection for AllGo with AllGoVision | Ea |  | 1 Year | 5 | 6.5% | 4.675
54135 | Genetec | SCS-1SDK-ALLGO-AllGoVision_1Y | Subscription for 1 Genetec SDK connection for AllGo with AllGoVision | Ea |  | 1 Year | 55 | 6.5% | 51.425
54136 | Genetec | SCS-1SDK-AMPED-DVRCONV_1M | Subscription for one (1) Genetec SDK connection for Amped with DVRConv. | Ea |  | 1 Year | 28 | 6.5% | 26.18
54137 | Genetec | SCS-1SDK-AMPED-DVRCONV_1Y | Subscription for one (1) Genetec SDK connection for Amped with DVRConv. | Ea |  | 1 Year | 308 | 6.5% | 287.98
54138 | Genetec | SCS-1SDK-AMPED-Five_1M | Subscription for one (1) Genetec SDK connection for Amped with Five. | Ea |  | 1 Year | 28 | 6.5% | 26.18
54139 | Genetec | SCS-1SDK-AMPED-Five_1Y | Subscription for one (1) Genetec SDK connection for Amped with Five. | Ea |  | 1 Year | 308 | 6.5% | 287.98
54140 | Genetec | SCS-1SDK-AXIS-PERIMDEFEND_1M | Subscription for One (1) Genetec SDK connection for Axis with Perimeter Defender | Ea |  | 1 Year | 5 | 6.5% | 4.675
54141 | Genetec | SCS-1SDK-AXIS-PERIMDEFEND_1Y | Subscription for One (1) Genetec SDK connection for Axis with Perimeter Defender | Ea |  | 1 Year | 55 | 6.5% | 51.425
54142 | Genetec | SCS-1SDK-BRIEFCAM-VSEnterprisC_1M | Subscription for one (1) Genetec SDK connection for for Briefcam with VS Enterprise (Client). This part number should NOT be sold seperatly from part number SCS-1SDK-BRIEFCAM-VSEnterprisS. | Ea |  | 1 Year | 7 | 6.5% | 6.545
54143 | Genetec | SCS-1SDK-BRIEFCAM-VSEnterprisC_1Y | Subscription for one (1) Genetec SDK connection for for Briefcam with VS Enterprise (Client). This part number should NOT be sold seperatly from part number SCS-1SDK-BRIEFCAM-VSEnterprisS. | Ea |  | 1 Year | 77 | 6.5% | 71.995
54144 | Genetec | SCS-1SDK-BRIEFCAM-VSEnterprisS_1M | Subscription for one (1) Genetec SDK connection for Briefcam with VS Enterprise (Server). This part number should NOT be sold seperatly from part number SCS-1SDK-BRIEFCAM-VSEnterprisC. | Ea |  | 1 Year | 7 | 6.5% | 6.545
54145 | Genetec | SCS-1SDK-BRIEFCAM-VSEnterprisS_1Y | Subscription for one (1) Genetec SDK connection for Briefcam with VS Enterprise (Server). This part number should NOT be sold seperatly from part number SCS-1SDK-BRIEFCAM-VSEnterprisC. | Ea |  | 1 Year | 77 | 6.5% | 71.995
54146 | Genetec | SCS-1SDK-CYBERTECH-GS_1M | Subscription for one (1) Genetec SDK connection for CyberTech Systems and Softwares with GeoShield. | Ea |  | 1 Year | 7 | 6.5% | 6.545
54147 | Genetec | SCS-1SDK-CYBERTECH-GS_1Y | Subscription for one (1) Genetec SDK connection for CyberTech Systems and Softwares with GeoShield. | Ea |  | 1 Year | 77 | 6.5% | 71.995
54148 | Genetec | SCS-1SDK-DWP-Facewatch_1M | Subscription for one (1) Genetec SDK connection for Dataworks Plus with Facewatch. | Ea |  | 1 Year | 7 | 6.5% | 6.545
54149 | Genetec | SCS-1SDK-DWP-Facewatch_1Y | Subscription for one (1) Genetec SDK connection for Dataworks Plus with Facewatch. | Ea |  | 1 Year | 77 | 6.5% | 71.995
54150 | Genetec | SCS-1SDK-ENFRASYS-SOCG_1M | Subscription for one (1) Genetec SDK connection for Enfrasys with SOCG | Ea |  | 1 Year | 7 | 6.5% | 6.545
54151 | Genetec | SCS-1SDK-ENFRASYS-SOCG_1Y | Subscription for one (1) Genetec SDK connection for Enfrasys with SOCG | Ea |  | 1 Year | 77 | 6.5% | 71.995
54152 | Genetec | SCS-1SDK-EXELON-DPV_1M | Subscription for one (1) Genetec SDK connection for Exelon with Digital Plant Viewer. | Ea |  | 1 Year | 7 | 6.5% | 6.545
54153 | Genetec | SCS-1SDK-EXELON-DPV_1Y | Subscription for one (1) Genetec SDK connection for Exelon with Digital Plant Viewer. | Ea |  | 1 Year | 847 | 6.5% | 791.945
54154 | Genetec | SCS-1SDK-FES-ServiceDaemon_1M | Subscription for one (1) Genetec SDK connection for FES Installations with Service Daemon. | Ea |  | 1 Year | 7 | 6.5% | 6.545
54155 | Genetec | SCS-1SDK-FES-ServiceDaemon_1Y | Subscription for one (1) Genetec SDK connection for FES Installations with Service Daemon. | Ea |  | 1 Year | 77 | 6.5% | 71.995
54156 | Genetec | SCS-1SDK-G4S-TSSI_1M | Subscription for one (1) Genetec SDK connection for G4S with TSSI. | Ea |  | 1 Year | 7 | 6.5% | 6.545
54157 | Genetec | SCS-1SDK-G4S-TSSI_1Y | Subscription for one (1) Genetec SDK connection for G4S with TSSI. | Ea |  | 1 Year | 77 | 6.5% | 71.995
54158 | Genetec | SCS-1SDK-GEOMEX-Tvius_1M | Subscription for one (1) Genetec SDK connection for Geomexsoft with Tvius. | Ea |  | 1 Year | 7 | 6.5% | 6.545
54159 | Genetec | SCS-1SDK-GEOMEX-Tvius_1Y | Subscription for one (1) Genetec SDK connection for Geomexsoft with Tvius. | Ea |  | 1 Year | 77 | 6.5% | 71.995
54160 | Genetec | SCS-1SDK-GEOMEX-XEUSCL_1M | Subscription for one (1) Genetec SDK connection for Geomexsoft with XEUS Client | Ea |  | 1 Year | 7 | 6.5% | 6.545
54161 | Genetec | SCS-1SDK-GEOMEX-XEUSCL_1Y | Subscription for one (1) Genetec SDK connection for Geomexsoft with XEUS Client | Ea |  | 1 Year | 77 | 6.5% | 71.995
54162 | Genetec | SCS-1SDK-GEOMEX-XEUSSR_1M | Subscription for one (1) Genetec SDK connection for Geomexsoft with XEUS Server | Ea |  | 1 Year | 7 | 6.5% | 6.545
54163 | Genetec | SCS-1SDK-GEOMEX-XEUSSR_1Y | Subscription for one (1) Genetec SDK connection for Geomexsoft with XEUS Server | Ea |  | 1 Year | 77 | 6.5% | 71.995
54164 | Genetec | SCS-1SDK-GUNNEBO-SMIC_1M | Subscription for one (1) Genetec SDK connection for Gunnebo with SMI Client. | Ea |  | 1 Year | 7 | 6.5% | 6.545
54165 | Genetec | SCS-1SDK-GUNNEBO-SMIC_1Y | Subscription for one (1) Genetec SDK connection for Gunnebo with SMI Client. | Ea |  | 1 Year | 77 | 6.5% | 71.995
54166 | Genetec | SCS-1SDK-GUNNEBO-SMIS_1M | Subscription for one (1) Genetec SDK connection for Gunnebo with SMI Server. | Ea |  | 1 Year | 280 | 6.5% | 261.8
54167 | Genetec | SCS-1SDK-GUNNEBO-SMIS_1Y | Subscription for one (1) Genetec SDK connection for Gunnebo with SMI Server. | Ea |  | 1 Year | 3080 | 6.5% | 2879.8
54168 | Genetec | SCS-1SDK-HACOUSTO-MODBUSSR_1M | Subscription for one (1) Genetec SDK connection for Hacousto with MODBUSSR. | Ea |  | 1 Year | 7 | 6.5% | 6.545
54169 | Genetec | SCS-1SDK-HACOUSTO-MODBUSSR_1Y | Subscription for one (1) Genetec SDK connection for Hacousto with MODBUSSR. | Ea |  | 1 Year | 77 | 6.5% | 71.995
54170 | Genetec | SCS-1SDK-HERTA-FaceRecognition_1M | Subscription to one (1) Genetec SDK connection for Herta with Herta BioSurveillance Face Recognition. | Ea |  | 1 Year | 7 | 6.5% | 6.545
54171 | Genetec | SCS-1SDK-HERTA-FaceRecognition_1Y | Subscription to one (1) Genetec SDK connection for Herta with Herta BioSurveillance Face Recognition. | Ea |  | 1 Year | 77 | 6.5% | 71.995
54172 | Genetec | SCS-1SDK-HIDEASYLOBBY_1M | Subscription to one (1) Genetec SDK connection for EasyLobby. | Ea |  | 1 Year | 7 | 6.5% | 6.545
54173 | Genetec | SCS-1SDK-HIDEASYLOBBY_1Y | Subscription to one (1) Genetec SDK connection for EasyLobby. | Ea |  | 1 Year | 77 | 6.5% | 71.995
54174 | Genetec | SCS-1SDK-IDENTICARD-PremiSys_1M | Subscription for one (1) Genetec SDK connection for Identicard with PremiSys | Ea |  | 1 Year | 7 | 6.5% | 6.545
54175 | Genetec | SCS-1SDK-IDENTICARD-PremiSys_1Y | Subscription for one (1) Genetec SDK connection for Identicard with PremiSys | Ea |  | 1 Year | 77 | 6.5% | 71.995
54176 | Genetec | SCS-1SDK-Identity-TWIC_1M | Subscription for one (1) Genetec SDK connection for Identity Once with TWIC. | Ea |  | 1 Year | 7 | 6.5% | 6.545
54177 | Genetec | SCS-1SDK-Identity-TWIC_1Y | Subscription for one (1) Genetec SDK connection for Identity Once with TWIC. | Ea |  | 1 Year | 77 | 6.5% | 71.995
54178 | Genetec | SCS-1SDK-IDTECH-Security_1M | Subscription for one (1) Genetec SDK connection for IDTech with Uniguard. | Ea |  | 1 Year | 7 | 6.5% | 6.545
54179 | Genetec | SCS-1SDK-IDTECH-Security_1Y | Subscription for one (1) Genetec SDK connection for IDTech with Uniguard. | Ea |  | 1 Year | 77 | 6.5% | 71.995
54180 | Genetec | SCS-1SDK-IEVO-FIAC_1M | Subscription for one (1) Genetec SDK connection for Ievo with FIAC. | Ea |  | 1 Year | 7 | 6.5% | 6.545
54181 | Genetec | SCS-1SDK-IEVO-FIAC_1Y | Subscription for one (1) Genetec SDK connection for Ievo with FIAC. | Ea |  | 1 Year | 77 | 6.5% | 71.995
54182 | Genetec | SCS-1SDK-INTELLIVIX-IVA_1M | Subscription for one (1) Genetec SDK connection for Intellivix with IVA - Intelligent Video Analytics Solution (Client connexion). This part number should NOT be sold seperatly from part number SCS-1SDK-INTELLIVIX-IVS. | Ea |  | 1 Year | 7 | 6.5% | 6.545
54183 | Genetec | SCS-1SDK-INTELLIVIX-IVA_1Y | Subscription for one (1) Genetec SDK connection for Intellivix with IVA - Intelligent Video Analytics Solution (Client connexion). This part number should NOT be sold seperatly from part number SCS-1SDK-INTELLIVIX-IVS. | Ea |  | 1 Year | 77 | 6.5% | 71.995
54184 | Genetec | SCS-1SDK-INTELLIVIX-IVS_1M | Subscription for one (1) Genetec SDK connection for Intellivix with IVA - Intelligent Video Analytics Solution (Server connexion). This part number should NOT be sold seperatly from part number SCS-1SDK-INTELLIVIX-IVA. | Ea |  | 1 Year | 7 | 6.5% | 6.545
54185 | Genetec | SCS-1SDK-INTELLIVIX-IVS_1Y | Subscription for one (1) Genetec SDK connection for Intellivix with IVA - Intelligent Video Analytics Solution (Server connexion). This part number should NOT be sold seperatly from part number SCS-1SDK-INTELLIVIX-IVA. | Ea |  | 1 Year | 77 | 6.5% | 71.995
54186 | Genetec | SCS-1SDK-INVIXIUM-BPS_1M | Subscription for one (1) Genetec SDK connection for Invixium with Biometric Products & Solutions. | Ea |  | 1 Year | 7 | 6.5% | 6.545
54187 | Genetec | SCS-1SDK-INVIXIUM-BPS_1Y | Subscription for one (1) Genetec SDK connection for Invixium with Biometric Products & Solutions. | Ea |  | 1 Year | 77 | 6.5% | 71.995
54188 | Genetec | SCS-1SDK-Jemez-EagleiConnect_1M | Subscription for one (1) Genetec SDK connection for Jemez Technology with Eagle-i Connect. | Ea |  | 1 Year | 7 | 6.5% | 6.545
54189 | Genetec | SCS-1SDK-Jemez-EagleiConnect_1Y | Subscription for one (1) Genetec SDK connection for Jemez Technology with Eagle-i Connect. | Ea |  | 1 Year | 77 | 6.5% | 71.995
54190 | Genetec | SCS-1SDK-KINESENSE-KES_1M | Subscription for one (1) Genetec SDK connection for Kinesense with KES. | Ea |  | 1 Year | 7 | 6.5% | 6.545
54191 | Genetec | SCS-1SDK-KINESENSE-KES_1Y | Subscription for one (1) Genetec SDK connection for Kinesense with KES. | Ea |  | 1 Year | 77 | 6.5% | 71.995
54192 | Genetec | SCS-1SDK-KiwiVision_1M | Subscription for one (1) Genetec SDK connection for KiwiVision | Ea |  | 1 Year | 7 | 6.5% | 6.545
54193 | Genetec | SCS-1SDK-KiwiVision_1Y | Subscription for one (1) Genetec SDK connection for KiwiVision | Ea |  | 1 Year | 77 | 6.5% | 71.995
54194 | Genetec | SCS-1SDK-LIVEEARTH-Geospacial_1M | Subscription to one (1) Genetec SDK connection for Live Earth with Geospacial Display. | Ea |  | 1 Year | 318 | 6.5% | 297.33
54195 | Genetec | SCS-1SDK-LIVEEARTH-Geospacial_1Y | Subscription to one (1) Genetec SDK connection for Live Earth with Geospacial Display. | Ea |  | 1 Year | 3500 | 6.5% | 3272.5
54196 | Genetec | SCS-1SDK-MAGAL-Starcom_1M | Subscription for one (1) Genetec SDK connection for MAGAL with Starcom. | Ea |  | 1 Year | 7 | 6.5% | 6.545
54197 | Genetec | SCS-1SDK-MAGAL-Starcom_1Y | Subscription for one (1) Genetec SDK connection for MAGAL with Starcom. | Ea |  | 1 Year | 77 | 6.5% | 71.995
54198 | Genetec | SCS-1SDK-MICROSOFT-Dashboard_1M | Subscription to one (1) Genetec SDK connection for Microsoft with Dasboard PSIM. | Ea |  | 1 Year | 318 | 6.5% | 297.33
54199 | Genetec | SCS-1SDK-MICROSOFT-Dashboard_1Y | Subscription to one (1) Genetec SDK connection for Microsoft with Dasboard PSIM. | Ea |  | 1 Year | 3500 | 6.5% | 3272.5
54200 | Genetec | SCS-1SDK-MML-PRVI_1M | Subscription for one (1) Genetec SDK connection for MML Sistemas de Automação Ltda with Pre-register Visitor Integration. | Ea |  | 1 Year | 7 | 6.5% | 6.545
54201 | Genetec | SCS-1SDK-MML-PRVI_1Y | Subscription for one (1) Genetec SDK connection for MML Sistemas de Automação Ltda with Pre-register Visitor Integration. | Ea |  | 1 Year | 77 | 6.5% | 71.995
54202 | Genetec | SCS-1SDK-MML-RDR_1M | Subscription for one (1) Genetec SDK connection for MML Sistemas de Automação Ltda with Relatorio de Refeitorio. | Ea |  | 1 Year | 7 | 6.5% | 6.545
54203 | Genetec | SCS-1SDK-MML-RDR_1Y | Subscription for one (1) Genetec SDK connection for MML Sistemas de Automação Ltda with Relatorio de Refeitorio. | Ea |  | 1 Year | 77 | 6.5% | 71.995
54204 | Genetec | SCS-1SDK-MML-SDSA_1M | Subscription for one (1) Genetec SDK connection for MML Sistemas de Automação Ltda with Servico de Sorteio Aleatorio. | Ea |  | 1 Year | 7 | 6.5% | 6.545
54205 | Genetec | SCS-1SDK-MML-SDSA_1Y | Subscription for one (1) Genetec SDK connection for MML Sistemas de Automação Ltda with Servico de Sorteio Aleatorio. | Ea |  | 1 Year | 77 | 6.5% | 71.995
54206 | Genetec | SCS-1SDK-NANODEMS-NDIS_1M | Subscription for one (1) Genetec SDK connection for Nanodems with NDIS | Ea |  | 1 Year | 7 | 6.5% | 6.545
54207 | Genetec | SCS-1SDK-NANODEMS-NDIS_1Y | Subscription for one (1) Genetec SDK connection for Nanodems with NDIS | Ea |  | 1 Year | 77 | 6.5% | 71.995
54208 | Genetec | SCS-1SDK-OPS-CARDAX_1M | Subscription for one (1) Genetec SDK connection for OPS with Cardax | Ea |  | 1 Year | 5 | 6.5% | 4.675
54209 | Genetec | SCS-1SDK-OPS-CARDAX_1Y | Subscription for one (1) Genetec SDK connection for OPS with Cardax | Ea |  | 1 Year | 55 | 6.5% | 51.425
54210 | Genetec | SCS-1SDK-PERCY-SEAL_1M | Subscription for one (1) Genetec SDK connection for Percy Security with Seal Client. This part number should NOT be sold seperatly from part number SCS-1SDK-PERCY-SEAL. | Ea |  | 1 Year | 280 | 6.5% | 261.8
54211 | Genetec | SCS-1SDK-PERCY-SEAL_1Y | Subscription for one (1) Genetec SDK connection for Percy Security with Seal Client. This part number should NOT be sold seperatly from part number SCS-1SDK-PERCY-SEAL. | Ea |  | 1 Year | 3080 | 6.5% | 2879.8
54212 | Genetec | SCS-1SDK-PERCY-SEALC_1M | Subscription for one (1) Genetec SDK connection for Percy Security with Seal Client. This part number should NOT be sold seperatly from part number SCS-1SDK-PERCY-SEALC. | Ea |  | 1 Year | 7 | 6.5% | 6.545
54213 | Genetec | SCS-1SDK-PREFTECH-IOI_1M | Subscription for one (1) Genetec SDK connection for Preferred Technologies with IOI Plugin. | Ea |  | 1 Year | 7 | 6.5% | 6.545
54214 | Genetec | SCS-1SDK-PREFTECH-IOI_1Y | Subscription for one (1) Genetec SDK connection for Preferred Technologies with IOI Plugin. | Ea |  | 1 Year | 77 | 6.5% | 71.995
54215 | Genetec | SCS-1SDK-PROMAD-911_1M | Subscription for one (1) Genetec SDK connection for Promad with Promad 911. | Ea |  | 1 Year | 7 | 6.5% | 6.545
54216 | Genetec | SCS-1SDK-PROMAD-911_1Y | Subscription for one (1) Genetec SDK connection for Promad with Promad 911. | Ea |  | 1 Year | 77 | 6.5% | 71.995
54217 | Genetec | SCS-1SDK-RAYTEC-VARIO_1M | Subscription for One (1) Genetec SDK connection for Raytec with Vario IP PoE Illuminator | Ea |  | 1 Year | 5 | 6.5% | 4.675
54218 | Genetec | SCS-1SDK-RAYTEC-VARIO_1Y | Subscription for One (1) Genetec SDK connection for Raytec with Vario IP PoE Illuminator | Ea |  | 1 Year | 55 | 6.5% | 51.425
54219 | Genetec | SCS-1SDK-RAYTHEON-ClearView_1M | Subscription for One (1) Genetec SDK connection for Raytheon with ClearView | Ea |  | 1 Year | 5 | 6.5% | 4.675
54220 | Genetec | SCS-1SDK-RAYTHEON-ClearView_1Y | Subscription for One (1) Genetec SDK connection for Raytheon with ClearView | Ea |  | 1 Year | 55 | 6.5% | 51.425
54221 | Genetec | SCS-1SDK-RESOLVER-PPM_1M | Subscription for one (1) Genetec SDK connection for MML Sistemas de Automação Ltda with Servico de Sorteio Aleatorio. | Ea |  | 1 Year | 280 | 6.5% | 261.8
54222 | Genetec | SCS-1SDK-RESOLVER-PPM_1Y | Subscription for one (1) Genetec SDK connection for MML Sistemas de Automação Ltda with Servico de Sorteio Aleatorio. | Ea |  | 1 Year | 3080 | 6.5% | 2879.8
54223 | Genetec | SCS-1SDK-SAENOON-NETIS_1M | Subscription for one (1) Genetec SDK connection for Saenoon with NE-TIS | Ea |  | 1 Year | 7 | 6.5% | 6.545
54224 | Genetec | SCS-1SDK-SAENOON-NETIS_1Y | Subscription for one (1) Genetec SDK connection for Saenoon with NE-TIS | Ea |  | 1 Year | 77 | 6.5% | 71.995
54225 | Genetec | SCS-1SDK-SCHNEIDER-Continum_1M | Subscription for One (1) Genetec SDK connection for Schneider Electric with Andover Continuum | Ea |  | 1 Year | 5 | 6.5% | 4.675
54226 | Genetec | SCS-1SDK-SCHNEIDER-Continum_1Y | Subscription for One (1) Genetec SDK connection for Schneider Electric with Andover Continuum | Ea |  | 1 Year | 55 | 6.5% | 51.425
54227 | Genetec | SCS-1SDK-SDS-GUARDIANGUNSHOT_1M | Subscription for one (1) Genetec SDK connection for Shooter Detection Systems with Guardian Gunshot Detection. Part needs to be replaced by plugin GSC-1PSDS-GUARDGUNSHT. | Ea |  | 1 Year | 28 | 6.5% | 26.18
54228 | Genetec | SCS-1SDK-SDS-GUARDIANGUNSHOT_1Y | Subscription for one (1) Genetec SDK connection for Shooter Detection Systems with Guardian Gunshot Detection. Part needs to be replaced by plugin GSC-1PSDS-GUARDGUNSHT. | Ea |  | 1 Year | 308 | 6.5% | 287.98
54229 | Genetec | SCS-1SDK-SENSTAR-NMS_1M | Subscription for One (1) Genetec SDK connection for Senstar with Network Manager. | Ea |  | 1 Year | 5 | 6.5% | 4.675
54230 | Genetec | SCS-1SDK-SENSTAR-NMS_1Y | Subscription for One (1) Genetec SDK connection for Senstar with Network Manager. | Ea |  | 1 Year | 55 | 6.5% | 51.425
54231 | Genetec | SCS-1SDK-SICURIT-IPN_1M | Subscription for one (1) Genetec SDK connection for Sicurit with IP Native Genetec Gateway | Ea |  | 1 Year | 7 | 6.5% | 6.545
54232 | Genetec | SCS-1SDK-SICURIT-IPN_1Y | Subscription for one (1) Genetec SDK connection for Sicurit with IP Native Genetec Gateway | Ea |  | 1 Year | 77 | 6.5% | 71.995
54233 | Genetec | SCS-1SDK-SIEMENS-AARP_1M | Subscription for one (1) Genetec SDK connection for Siemens with AARP Employee Data Warehouse Integration. | Ea |  | 1 Year | 7 | 6.5% | 6.545
54234 | Genetec | SCS-1SDK-SIEMENS-AARP_1Y | Subscription for one (1) Genetec SDK connection for Siemens with AARP Employee Data Warehouse Integration. | Ea |  | 1 Year | 77 | 6.5% | 71.995
54235 | Genetec | SCS-1SDK-SL-Gateway_1M | Subscription for one (1) Genetec SDK connection for StoneLock Gateway. | Ea |  | 1 Year | 7 | 6.5% | 6.545
54236 | Genetec | SCS-1SDK-SL-Gateway_1Y | Subscription for one (1) Genetec SDK connection for StoneLock Gateway. | Ea |  | 1 Year | 77 | 6.5% | 71.995
54237 | Genetec | SCS-1SDK-SPLAN-VM_1M | Subscription for one (1) Genetec SDK connection for SPLAN with Visitor Management. | Ea |  | 1 Year | 7 | 6.5% | 6.545
54238 | Genetec | SCS-1SDK-SPLAN-VM_1Y | Subscription for one (1) Genetec SDK connection for SPLAN with Visitor Management. | Ea |  | 1 Year | 77 | 6.5% | 71.995
54239 | Genetec | SCS-1SDK-VERACITY-COLDSTOREVM_1M | Subscription for one (1) Genetec SDK connection for Veracity integration with Coldstore Video Mover. | Ea |  | 1 Year | 7 | 6.5% | 6.545
54240 | Genetec | SCS-1SDK-VERACITY-COLDSTOREVM_1Y | Subscription for one (1) Genetec SDK connection for Veracity integration with Coldstore Video Mover. | Ea |  | 1 Year | 77 | 6.5% | 71.995
54241 | Genetec | SCS-1SDK-VERACITY-XPortMapCl_1M | Subscription for one (1) Genetec SDK connection for Veracity integration with Xport Map Client. | Ea |  | 1 Year | 7 | 6.5% | 6.545
54242 | Genetec | SCS-1SDK-VERACITY-XPortMapCl_1Y | Subscription for one (1) Genetec SDK connection for Veracity integration with Xport Map Client. | Ea |  | 1 Year | 77 | 6.5% | 71.995
54243 | Genetec | SCS-1SDK-VERACITY-XPortServer_1M | Subscription for one (1) Genetec SDK connection for Veracity integration with Xport Server. | Ea |  | 1 Year | 7 | 6.5% | 6.545
54244 | Genetec | SCS-1SDK-VERACITY-XPortServer_1Y | Subscription for one (1) Genetec SDK connection for Veracity integration with Xport Server. | Ea |  | 1 Year | 77 | 6.5% | 71.995
54245 | Genetec | SCS-1SDK-VG-SOAP_1M | Subscription for one (1) Genetec SDK connection for Videoguard with Soap. | Ea |  | 1 Year | 7 | 6.5% | 6.545
54246 | Genetec | SCS-1SDK-VG-SOAP_1Y | Subscription for one (1) Genetec SDK connection for Videoguard with Soap. | Ea |  | 1 Year | 77 | 6.5% | 71.995
54247 | Genetec | SCS-1SDK-VIDEOCORP-VSAC_1M | Subscription for one (1) Genetec SDK connection for Videocorp with Visit System with Assigned Credentials. | Ea |  | 1 Year | 7 | 6.5% | 6.545
54248 | Genetec | SCS-1SDK-VIDEOCORP-VSAC_1Y | Subscription for one (1) Genetec SDK connection for Videocorp with Visit System with Assigned Credentials. | Ea |  | 1 Year | 77 | 6.5% | 71.995
54249 | Genetec | SCS-1SDK-VUWALL-VUWALL2_1M | Subscription to one (1) Genetec SDK connection for VuWall with VuWall2. | Ea |  | 1 Year | 7 | 6.5% | 6.545
54250 | Genetec | SCS-1SDK-VUWALL-VUWALL2_1Y | Subscription to one (1) Genetec SDK connection for VuWall with VuWall2. | Ea |  | 1 Year | 77 | 6.5% | 71.995
54251 | Genetec | SCS-1SDK-WORLDI-SDMS_1M | Subscription for one (1) Genetec SDK connection for Worldi with Safety Driving Management System | Ea |  | 1 Year | 7 | 6.5% | 6.545
54252 | Genetec | SCS-1SDK-WORLDI-SDMS_1Y | Subscription for one (1) Genetec SDK connection for Worldi with Safety Driving Management System | Ea |  | 1 Year | 77 | 6.5% | 71.995
54253 | Genetec | SCS-1VAS_1M | Subscription for 1 Video Analytics connection for one Security scenario. | Ea |  | 1 Year | 18 | 6.5% | 16.83
54254 | Genetec | SCS-1VAS_1Y | Subscription for 1 Video Analytics connection for one Security scenario. | Ea |  | 1 Year | 198 | 6.5% | 185.13
54255 | Genetec | SCS-1VASU_1M | Subscription for 1 Video Analytics connection for unlimited Security scenarios. | Ea |  | 1 Year | 34 | 6.5% | 31.79
54256 | Genetec | SCS-1VASU_1Y | Subscription for 1 Video Analytics connection for unlimited Security scenarios. | Ea |  | 1 Year | 374 | 6.5% | 349.69
54257 | Genetec | SCS-1VLEN_1M | Subscription for 1 Lenel OnGuard Video Translator. | Ea |  | 1 Year | 190 | 6.5% | 177.65
54258 | Genetec | SCS-1VLEN_1Y | Subscription for 1 Lenel OnGuard Video Translator. | Ea |  | 1 Year | 2090 | 6.5% | 1954.15
54259 | Genetec | SCS-247SUPPORT_1M | Subscription for 24/7 Pager Support for Security Center SaaS. | Ea |  | 1 Year | 750 | 6.5% | 701.25
54260 | Genetec | SCS-247SUPPORT_1Y | Subscription for 24/7 Pager Support for Security Center SaaS. | Ea |  | 1 Year | 6000 | 6.5% | 5610
54261 | Genetec | SCS-AADCH_1M | Subscription for Security Center Azure Active Directory Integration (cardholders). Enables Azure AD user accounts to be linked to Synergis cardholder accounts. | Ea |  | 1 Year | 40 | 6.5% | 37.4
54262 | Genetec | SCS-AADCH_1Y | Subscription for Security Center Azure Active Directory Integration (cardholders). Enables Azure AD user accounts to be linked to Synergis cardholder accounts. | Ea |  | 1 Year | 440 | 6.5% | 411.4
54263 | Genetec | SCS-ASCII-1M | Monthly subscription for the ASCII plugin and Genetec Advantage | Ea |  | 1 Year | 99 | 6.5% | 92.565
54264 | Genetec | SCS-ASCII-1Y | Yearly subscription for the ASCII plugin and Genetec Advantage | Ea |  | 1 Year | 1081 | 6.5% | 1010.735
54265 | Genetec | SCS-Av-1SHP_1M | Subscription for 1 SaaS fixed Sharp camera connection (1 connection is required for each analyzed stream) | Ea |  | 1 Year | 30 | 6.5% | 28.05
54266 | Genetec | SCS-Av-1SHP_1Y | Subscription for 1 SaaS fixed Sharp camera connection (1 connection is required for each analyzed stream) | Ea |  | 1 Year | 330 | 6.5% | 308.55
54267 | Genetec | SCS-Av-S-1PRS_1M | Subscription for one (1) camera connection to be analyzed by Plate Reader Server for capturing and reading license plates. Includes GSC-1C. | Ea |  | 1 Year | 85 | 6.5% | 79.475
54268 | Genetec | SCS-Av-S-1PRS_1Y | Subscription for one (1) camera connection to be analyzed by Plate Reader Server for capturing and reading license plates. Includes GSC-1C. | Ea |  | 1 Year | 935 | 6.5% | 874.225
54269 | Genetec | SCS-Av-XRET_1M | Subscription for 1 Extra Month of Retention with images for Reads for 1 car/camera on SaaS edition | Ea |  | 1 Year | 10 | 6.5% | 9.35
54270 | Genetec | SCS-Av-XRET_1Y | Subscription for 1 Extra Month of Retention with images for Reads for 1 car/camera on SaaS edition | Ea |  | 1 Year | 110 | 6.5% | 102.85
54271 | Genetec | SCS-Base_1M | Genetec Security Center SaaS Base Package. Includes 16 entities (cameras, readers, federated sites, intercoms), five (5) Security Desk client connection, five (5) Mobile client connections, five (5) Web client connections, Alarm Management, Advanced Reporting, System Partitioning, Incident Reports, and Dynamic Map Support for one tenant. Active Directory, Threat Level, Import Tool and Visitor Management modules are also included as well as Plan Manager for up to 25 entities, and Advanced Plan Manager for GIS Map servers. | Ea |  | 1 Year | 145 | 6.5% | 135.575
54272 | Genetec | SCS-Base_1Y | Genetec Security Center SaaS Base Package. Includes 16 entities (cameras, readers, federated sites, intercoms), five (5) Security Desk client connection, five (5) Mobile client connections, five (5) Web client connections, Alarm Management, Advanced Reporting, System Partitioning, Incident Reports, and Dynamic Map Support for one tenant. Active Directory, Threat Level, Import Tool and Visitor Management modules are also included as well as Plan Manager for up to 25 entities, and Advanced Plan Manager for GIS Map servers. | Ea |  | 1 Year | 1595 | 6.5% | 1491.325
54273 | Genetec | SCS-FedSite_1M | Subscription for one Federated site. | Ea |  | 1 Year | 15 | 6.5% | 14.025
54274 | Genetec | SCS-FedSite_1Y | Subscription for one Federated site. | Ea |  | 1 Year | 165 | 6.5% | 154.275
54275 | Genetec | SCS-FedSite_AU_1M | Subscription for one Federated site. | Ea |  | 1 Year | 15 | 6.5% | 14.025
54276 | Genetec | SCS-FedSite_AU_1Y | Subscription for one Federated site. | Ea |  | 1 Year | 165 | 6.5% | 154.275
54277 | Genetec | SCS-FedSite_EU_1M | Subscription for one Federated site. | Ea |  | 1 Year | 15 | 6.5% | 14.025
54278 | Genetec | SCS-FedSite_EU_1Y | Subscription for one Federated site. | Ea |  | 1 Year | 165 | 6.5% | 154.275
54279 | Genetec | SCS-FedSite_US_1M | Subscription for one Federated site. | Ea |  | 1 Year | 15 | 6.5% | 14.025
54280 | Genetec | SCS-FedSite_US_1Y | Subscription for one Federated site. | Ea |  | 1 Year | 165 | 6.5% | 154.275
54281 | Genetec | SCS-MC-100DATA-1Y | 100 Data Points License, required for Plugin and SDK Entities. For 1 Year contract. | Ea |  | 1 Year | 800 | 6.5% | 748
54282 | Genetec | SCS-MC-100INCIDENT-1Y | Pack of 100 Incidents. For a 1 Year contract. | Ea |  | 1 Year | 1400 | 6.5% | 1309
54283 | Genetec | SCS-OM-1CIM-10K_1M | Subscription for 1 Camera Integrity Monitor channel for between 5001 & 10000 channels (Only Quote on Security Center 5.8+ Systems) | Ea |  | 1 Year | 1 | 6.5% | 0.935
54284 | Genetec | SCS-OM-1CIM-10K_1Y | Subscription for 1 Camera Integrity Monitor channel for between 5001 & 10000 channels (Only Quote on Security Center 5.8+ Systems) | Ea |  | 1 Year | 11 | 6.5% | 10.285
54285 | Genetec | SCS-OM-1CIM-15K_1M | Subscription for 1 Camera Integrity Monitor channel for between 10001 & 15000 channels (Only Quote on Security Center 5.8+ Systems) | Ea |  | 1 Year | 0.4 | 6.5% | 0.374
54286 | Genetec | SCS-OM-1CIM-15K_1Y | Subscription for 1 Camera Integrity Monitor channel for between 10001 & 15000 channels (Only Quote on Security Center 5.8+ Systems) | Ea |  | 1 Year | 4.4 | 6.5% | 4.114
54287 | Genetec | SCS-OM-1CIM-15K+_1M | Subscription for 1 Camera Integrity Monitor channel beyond 15000+ channels (Only Quote on Security Center 5.8+ Systems) | Ea |  | 1 Year | 0.2 | 6.5% | 0.187
54288 | Genetec | SCS-OM-1CIM-15K+_1Y | Subscription for 1 Camera Integrity Monitor channel beyond 15000+ channels (Only Quote on Security Center 5.8+ Systems) | Ea |  | 1 Year | 2.2 | 6.5% | 2.057
54289 | Genetec | SCS-OM-1CIM-5K_1M | Subscription for 1 Camera Integrity Monitor channel up to 5000 channels (Only Quote on Security Center 5.8+ Systems) | Ea |  | 1 Year | 2 | 6.5% | 1.87
54290 | Genetec | SCS-OM-1CIM-5K_1Y | Subscription for 1 Camera Integrity Monitor channel up to 5000 channels (Only Quote on Security Center 5.8+ Systems) | Ea |  | 1 Year | 22 | 6.5% | 20.57
54291 | Genetec | SCS-PM-STD-100_1M | Subscription for Plan Manager for up to 100 entities (cameras, doors, intrusion panels, custom entities). Supports vector-based maps (PDF), alarm management, PTZ control and field of view, customizable entity states, simple Bing maps support. | Ea |  | 1 Year | 60 | 6.5% | 56.1
54292 | Genetec | SCS-PM-STD-100_1Y | Subscription for Plan Manager for up to 100 entities (cameras, doors, intrusion panels, custom entities). Supports vector-based maps (PDF), alarm management, PTZ control and field of view, customizable entity states, simple Bing maps support. | Ea |  | 1 Year | 660 | 6.5% | 617.1
54293 | Genetec | SCS-PM-STD-1000_1M | Subscription for Plan Manager for up to 1000 entities (cameras, doors, intrusion panels, custom entities). Supports vector-based maps (PDF), alarm management, PTZ control and field of view, customizable entity states, simple Bing maps support. | Ea |  | 1 Year | 240 | 6.5% | 224.4
54294 | Genetec | SCS-PM-STD-1000_1Y | Subscription for Plan Manager for up to 1000 entities (cameras, doors, intrusion panels, custom entities). Supports vector-based maps (PDF), alarm management, PTZ control and field of view, customizable entity states, simple Bing maps support. | Ea |  | 1 Year | 2640 | 6.5% | 2468.4
54295 | Genetec | SCS-PM-STD-50_1M | Subscription for Plan Manager for up to 50 entities (cameras, doors, intrusion panels, custom entities). Supports vector-based maps (PDF), alarm management, PTZ control and field of view, customizable entity states, simple Bing maps support. | Ea |  | 1 Year | 30 | 6.5% | 28.05
54296 | Genetec | SCS-PM-STD-50_1Y | Subscription for Plan Manager for up to 50 entities (cameras, doors, intrusion panels, custom entities). Supports vector-based maps (PDF), alarm management, PTZ control and field of view, customizable entity states, simple Bing maps support. | Ea |  | 1 Year | 330 | 6.5% | 308.55
54297 | Genetec | SCS-PM-STD-500_1M | Subscription for Plan Manager for up to 500 entities (cameras, doors, intrusion panels, custom entities). Supports vector-based maps (PDF), alarm management, PTZ control and field of view, customizable entity states, simple Bing maps support. | Ea |  | 1 Year | 120 | 6.5% | 112.2
54298 | Genetec | SCS-PM-STD-500_1Y | Subscription for Plan Manager for up to 500 entities (cameras, doors, intrusion panels, custom entities). Supports vector-based maps (PDF), alarm management, PTZ control and field of view, customizable entity states, simple Bing maps support. | Ea |  | 1 Year | 1320 | 6.5% | 1234.2
54299 | Genetec | SCS-PM-STD-SiteLicense_1M | Subscription for Plan Manager for unlimited entities (cameras, doors, alarm panels, custom entities). Supports vector-based maps (PDF), intrusion management, PTZ control and field of view, customizable entity states, simple Bing maps support. | Ea |  | 1 Year | 400 | 6.5% | 374
54300 | Genetec | SCS-PM-STD-SiteLicense_1Y | Subscription for Plan Manager for unlimited entities (cameras, doors, alarm panels, custom entities). Supports vector-based maps (PDF), intrusion management, PTZ control and field of view, customizable entity states, simple Bing maps support. | Ea |  | 1 Year | 4400 | 6.5% | 4114
54301 | Genetec | SCS-SDK-BioConnect_1M | Subscription for Unlimited SDK connections for Entertech with BioConnect. If this connection is purchashed in parallel to Entertech's hardware from Genetec, the SDK connection fee will be waived. | Ea |  | 1 Year | 5 | 6.5% | 4.675
54302 | Genetec | SCS-SDK-BioConnect_1Y | Subscription for Unlimited SDK connections for Entertech with BioConnect. If this connection is purchashed in parallel to Entertech's hardware from Genetec, the SDK connection fee will be waived. | Ea |  | 1 Year | 55 | 6.5% | 51.425
54303 | Genetec | SCS-SDK-GP-MFrontierSt_1M | Subscription for unlimited SDK connection for Georgia Pacific with Matrix Frontier | Ea |  | 1 Year | 7 | 6.5% | 6.545
54304 | Genetec | SCS-SDK-GP-MFrontierSt_1Y | Subscription for unlimited SDK connection for Georgia Pacific with Matrix Frontier | Ea |  | 1 Year | 77 | 6.5% | 71.995
54305 | Genetec | SCS-SDK-ROIRET-RTDeskST_1M | Subscription for unlimited Genetec SDK connections for Roiret with RT Desk Plugin | Ea |  | 1 Year | 280 | 6.5% | 261.8
54306 | Genetec | SCS-SDK-ROIRET-RTDeskST_1Y | Subscription for unlimited Genetec SDK connections for Roiret with RT Desk Plugin | Ea |  | 1 Year | 3080 | 6.5% | 2879.8
54307 | Genetec | SCS-SDK-TA-VtrackSite_1M | Subscription for unlimited SDK connections for TechnoAware with Vtrack | Ea |  | 1 Year | 7 | 6.5% | 6.545
54308 | Genetec | SCS-SDK-TA-VtrackSite_1Y | Subscription for unlimited SDK connections for TechnoAware with Vtrack | Ea |  | 1 Year | 77 | 6.5% | 71.995
54309 | Genetec | SCS-Sipelia-1SIP_1M | Subscription for 1 Intercom station. Includes both Standard & Advanced Intercom Connections, as well as failover and bidirectional audio and video recording. Includes Genetec Advantage & Sipelia Base. | Ea |  | 1 Year | 9 | 6.5% | 8.415
54310 | Genetec | SCS-Sipelia-1SIP_1Y | Subscription for 1 Intercom station. Includes both Standard & Advanced Intercom Connections, as well as failover and bidirectional audio and video recording. Includes Genetec Advantage & Sipelia Base. | Ea |  | 1 Year | 99 | 6.5% | 92.565
54311 | Genetec | SCS-SIPELIA-1TRUNK_1M | Subscription for 1 SIP trunk connection to Hardware Intercom server or VOIP provider. | Ea |  | 1 Year | 9 | 6.5% | 8.415
54312 | Genetec | SCS-SIPELIA-1TRUNK_1Y | Subscription for 1 SIP trunk connection to Hardware Intercom server or VOIP provider. | Ea |  | 1 Year | 99 | 6.5% | 92.565
54313 | Genetec | SCS-SY-S2TI_1M | Subscription for Genetec System wide Softwire integration pack for VM or server (2 tier architecture) - Must request a license key per server. Additional cost per reader connections | Ea |  | 1 Year | 0.5 | 6.5% | 0.4675
54314 | Genetec | SCS-SY-S2TI_1Y | Subscription for Genetec System wide Softwire integration pack for VM or server (2 tier architecture) - Must request a license key per server. Additional cost per reader connections | Ea |  | 1 Year | 5.5 | 6.5% | 5.1425
54315 | Genetec | SCS-TRAVELTIME-BASE_1M | SC SaaS Travel Times Plugin Base Package. | Ea |  | 1 Year | 25 | 6.5% | 23.375
54316 | Genetec | SCS-TRAVELTIME-BASE-1M | GSC Travel Times Plugin Base Package. | Ea |  | 1 Year | 25 | 6.5% | 23.375
54317 | Genetec | SCS-TRAVELTIME-BASE-1Y | GSC Travel Times Plugin Base Package. | Ea |  | 1 Year | 275 | 6.5% | 257.125
54318 | Genetec | SCS-USER_1M | Subscription for one additionnal named user to access Security Center. Includes access to Security Desk client, web client and Security Center Mobile app. | Ea |  | 1 Year | 10 | 6.5% | 9.35
54319 | Genetec | SCS-USER_1Y | Subscription for one additionnal named user to access Security Center. Includes access to Security Desk client, web client and Security Center Mobile app. | Ea |  | 1 Year | 110 | 6.5% | 102.85
54320 | Genetec | SCS-USER_AU_1M | Subscription for one additionnal named user to access Security Center. Includes access to Security Desk client, web client and Security Center Mobile app. | Ea |  | 1 Year | 10 | 6.5% | 9.35
54321 | Genetec | SCS-USER_AU_1Y | Subscription for one additionnal named user to access Security Center. Includes access to Security Desk client, web client and Security Center Mobile app. | Ea |  | 1 Year | 110 | 6.5% | 102.85
54322 | Genetec | SCS-USER_EU_1M | Subscription for one additionnal named user to access Security Center. Includes access to Security Desk client, web client and Security Center Mobile app. | Ea |  | 1 Year | 10 | 6.5% | 9.35
54323 | Genetec | SCS-USER_EU_1Y | Subscription for one additionnal named user to access Security Center. Includes access to Security Desk client, web client and Security Center Mobile app. | Ea |  | 1 Year | 110 | 6.5% | 102.85
54324 | Genetec | SCS-USER_US_1M | Subscription for one additionnal named user to access Security Center. Includes access to Security Desk client, web client and Security Center Mobile app. | Ea |  | 1 Year | 10 | 6.5% | 9.35
54325 | Genetec | SCS-USER_US_1Y | Subscription for one additionnal named user to access Security Center. Includes access to Security Desk client, web client and Security Center Mobile app. | Ea |  | 1 Year | 110 | 6.5% | 102.85
54326 | Genetec | SEC9X-CRD-0-0000 | CFG CARD, SE, STD, CFG PFL, LF OFF, HF STD/SIO/SEOS, WIEG, LED RED, FLSH GRN, BZR ON, CSN 32-BIT MSB, IPM OFF | Ea |  | 1 Year | 30 | 6.5% | 28.05
54327 | Genetec | SEC9X-CRD-0-0001 | CFG CARD, SE, STD, CFG PFL, LF STD, HF STD/SIO/SEOS, WIEG, LED RED, FLSH GRN, BZR ON, CSN 32-BIT MSB, IPM OFF | Ea |  | 1 Year | 30 | 6.5% | 28.05
54328 | Genetec | SEC9X-CRD-0-0004 | CFG CARD, SE, STD, CFG PFL, LF STD, HF STD/SIO/SEOS/FIPS/CAK, 485FDX, LED RED, FLSH GRN, BZR ON, OPT TAMP, OPEN COLL, FIPS 200-BIT, IPM OFF, UART OFF, WIEG ON | Ea |  | 1 Year | 30 | 6.5% | 28.05
54329 | Genetec | SEC9X-CRD-0-000C | CFG CARD, SE, STD, CFG PFL, LF OFF, HF STD/SIO/SEOS/FIPS/CAK, 485FDX, LED RED, FLSH GRN, BZR ON, OPT TAMP, OPEN COLL, FIPS 200-BIT, IPM OFF, UART OFF, WIEG ON | Ea |  | 1 Year | 30 | 6.5% | 28.05
54330 | Genetec | SEC9X-CRD-0-002U | CFG CARD, SE, STD, CFG PFL, LF STD, HF STD/SIO/SEOS, WIEG, LED OFF, FLSH OFF, BZR ON, CSN 32-BIT MSB, KPF, BFFRD 1 KEY, NO PAR, 4-BIT MSG, IPM OFF | Ea |  | 1 Year | 30 | 6.5% | 28.05
54331 | Genetec | SEC9X-CRD-0-003R | CFG CARD, SE, STD, CFG PFL, LF STD, HF STD/SIO/SEOS, WIEG, LED RED, FLSH GRN, BZR ON, CSN 32-BIT MSB, KPF, BFFRD 1 TO 5 KEYS, PAR, USER ENTRD FC, 26-BIT MSG, IPM OFF | Ea |  | 1 Year | 30 | 6.5% | 28.05
54332 | Genetec | SEC9X-CRD-0-005J | CFG CARD, SE, STD, CFG PFL, LF OFF, HF STD/SIO/SEOS, WIEG, LED RED, FLSH GRN, BZR ON, CSN 56-BIT LSB, IPM OFF | Ea |  | 1 Year | 30 | 6.5% | 28.05
54333 | Genetec | SEC9X-CRD-0-00C6 | CFG CARD, SE, STD, CFG PFL, LF OFF, HF STD/SIO/SEOS/MIGR/MAG, WIEG, LED RED, FLSH GRN, BZR ON, IPM OFF, MAG EVCM2000, GENERIC UNIVERSITY | Ea |  | 1 Year | 30 | 6.5% | 28.05
54334 | Genetec | SEC9X-CRD-0-00C7 | CFG CARD, SE, STD, CFG PFL, LF OFF, HF STD/SIO/SEOS/MIGR/MAG, WIEG, LED RED, FLSH GRN, BZR ON, KPF, BFFRD 1 KEY, NO PAR, 4-BIT MSG, IPM OFF, MAG EVCM2000, GENERIC UNIVERSITY | Ea |  | 1 Year | 30 | 6.5% | 28.05
54335 | Genetec | SEC9X-CRD-0-00JF | CFG CARD, SE, STD, CFG PFL, LF OFF, HF STD/SIO/SEOS, WIEG, LED RED, FLSH GRN, BZR ON, CSN 56-BIT MSB, IPM OFF | Ea |  | 1 Year | 30 | 6.5% | 28.05
54336 | Genetec | SEC9X-CRD-0-043J | CFG CARD, SE, STD, CFG PFL, LF OFF, HF STD/SIO/SEOS, WIEG, LED RED, FLSH GRN, BZR ON, OPT TAMP, OPEN COLL, CSN 32-BIT MSB, I'M ALIVE 10SEC, IPM OFF | Ea |  | 1 Year | 30 | 6.5% | 28.05
54337 | Genetec | SEC9X-CRD-0-0451 | CFG CARD, SE, STD, CFG PFL, LF STD, HF STD/SIO/SEOS, LED RED, FLSH GRN, BZR ON, OPT TAMP, OPEN COLL, CSN 32-BIT MSB, EM4102 40-BIT, PROX PRIORITY, IPM OFF | Ea |  | 1 Year | 30 | 6.5% | 28.05
54338 | Genetec | SEC9X-CRD-0-P003 | CFG CARD, SE, STD, CFG PFL, ELITE DOWNGRADE CARD, DOWNGRADE TO STANDARD-1 CREDENTIAL KEYS | Ea |  | 1 Year | 30 | 6.5% | 28.05
54339 | Genetec | SEC9X-CRD-0-P021 | CFG CARD, SE, STD, CFG PFL, COMMUNICATION PROTOCOL, ENABLE OSDP V2, AV OFF, OSDP TEST KEY, ADDRESS 0, 9600 BAUD, WIEG OFF, UART OFF | Ea |  | 1 Year | 30 | 6.5% | 28.05
54340 | Genetec | SEC9X-CRD-0-P023 | CFG CARD, SE, STD, CFG PFL, COMMUNICATION PROTOCOL, ENABLE OSDP V2, AV OFF, OSDP TEST KEY, ADDRESS 0, 9600 BAUD, WIEG OFF, UART OFF | Ea |  | 1 Year | 30 | 6.5% | 28.05
54341 | Genetec | SEC9X-CRD-0-P025 | CFG CARD, SE, STD, CFG PFL, LED RED, FLSH GRN, BZR ON, OPT TAMP, OPEN COLL, KPF, BFFRD 1 KEY, DORADO, NO PAR, 8-BIT MSG, WIEG ON | Ea |  | 1 Year | 30 | 6.5% | 28.05
54342 | Genetec | SEC9X-CRD-2-S021 | CFG CARD, SE, STD-2, CFG PFL, COMMUNICATION PROTOCOL, ENABLE OSDP V2 | Ea |  | 1 Year | 30 | 6.5% | 28.05
54343 | Genetec | SEC9X-CRD-A-00 | CFG CARD, SE READER, OSDP V1 ADDRESS 0 | Ea |  | 1 Year | 30 | 6.5% | 28.05
54344 | Genetec | SEC9X-CRD-A-01 | CFG CARD, SE READER, OSDP V1 ADDRESS 1 | Ea |  | 1 Year | 30 | 6.5% | 28.05
54345 | Genetec | SEC9X-CRD-B-00 | CFG CARD, SE READER, OSDP V2, ADDRESS 0 | Ea |  | 1 Year | 30 | 6.5% | 28.05
54346 | Genetec | SEC9X-CRD-B-01 | CFG CARD, SE READER, OSDP V2, ADDRESS 1 | Ea |  | 1 Year | 30 | 6.5% | 28.05
54347 | Genetec | SEC9X-CRD-B-02 | CFG CARD, SE READER, OSDP V2, ADDRESS 2 | Ea |  | 1 Year | 30 | 6.5% | 28.05
54348 | Genetec | SEC9X-CRD-D01J | DEFAULT BLUE LED for Readers SE | Ea |  | 1 Year | 30 | 6.5% | 28.05
54349 | Genetec | SEC9X-CRD-E-037P | CFG CARD, SE, ELITE, CFG PFL, LF OFF, HF SIO/SEOS, WIEG, LED RED, FLSH GRN, BZR ON, CSN 32-BIT MSB, IPM OFF | Ea |  | 1 Year | 30 | 6.5% | 28.05
54350 | Genetec | SEC9X-CRD-E-P000 | CFG CARD, SE, ELITE, CFG PFL, ELITE UPGRADE CARD, UPGARE TO ELITE READER ADMIN KEY | Ea |  | 1 Year | 30 | 6.5% | 28.05
54351 | Genetec | SEC9X-CRD-E-P001 | CFG CARD, SE, ELITE, CFG PFL, ELITE UPGRADE CARD, UPGRADE TO ELITE CREDENTIAL KEYS | Ea |  | 1 Year | 30 | 6.5% | 28.05
54352 | Genetec | SEC9X-CRD-E-P002 | CFG CARD, SE, ELITE, CFG PFL, ELITE DOWNGRADE CARD, DOWNGRADE TO STANDARD READER ADMIN KEY | Ea |  | 1 Year | 30 | 6.5% | 28.05
54353 | Genetec | SEC9X-CRD-MADD | MOBILE ADMIN CARD; ORGANIZATION SPECIFIC | Ea |  | 1 Year | 32 | 6.5% | 29.92
54354 | Genetec | ST-B1D-1M-N1M | 1 day of additional video retention for monthly Stratocast camera BASIC subscription. | Ea |  | 1 Year | 0.15 | 6.5% | 0.14025
54355 | Genetec | ST-B1D-1Y-N1Y | 1 day of additional video retention for yearly Stratocast camera BASIC subscription. | Ea |  | 1 Year | 1.65 | 6.5% | 1.5428
54356 | Genetec | ST-BAS-1M-N1M | 1 Monthly Stratocast camera BASIC subscription. Supports up to 1280x720 resolution, up to 300 kbps bit rate and up to 5 FPS with 7 days cloud storage. Verify SDL for cloud camera compatibility. | Ea |  | 1 Year | 11.95 | 6.5% | 11.1732
54357 | Genetec | ST-BAS-1Y-N1Y | 1 Yearly Stratocast camera BASIC subscription. Supports up to 1280x720 resolution, up to 300 kbps bit rate and up to 5 FPS with 7 days cloud storage. Verify SDL for cloud camera compatibility. | Ea |  | 1 Year | 131.45 | 6.5% | 122.9057
54358 | Genetec | ST-EDG-1M-N1M | 1 Monthly Stratocast camera EDGE subscription. Supports up to 1920x1080 resolution, up to 1200 kbps bit rate and up to 15 FPS with Edge Storage recording. Verify SDL for cloud camera compatibility. | Ea |  | 1 Year | 6.95 | 6.5% | 6.4983
54359 | Genetec | ST-EDG-1Y-N1Y | 1 Yearly Stratocast camera EDGE subscription. Supports up to 1920x1080 resolution, up to 1200 kbps bit rate and up to 15 FPS with Edge Storage recording. Verify SDL for cloud camera compatibility. | Ea |  | 1 Year | 76.45 | 6.5% | 71.4808
54360 | Genetec | ST-P1D-1M-N1M | 1 day of additional video retention for monthly Stratocast camera PREMIUM subscription. | Ea |  | 1 Year | 0.6 | 6.5% | 0.561
54361 | Genetec | ST-P1D-1Y-N1Y | 1 day of additional video retention for yearly Stratocast camera PREMIUM subscription. | Ea |  | 1 Year | 6.6 | 6.5% | 6.171
54362 | Genetec | ST-PRE-1M-N1M | 1 Monthly Stratocast camera PREMIUM subscription. Supports up to 1920x1080 resolution, up to 1200 kbps bit rate and up to 15 FPS with 7 days cloud storage. Verify SDL for cloud camera compatibility. | Ea |  | 1 Year | 29.95 | 6.5% | 28.0033
54363 | Genetec | ST-PRE-1Y-N1Y | 1 Yearly Stratocast camera PREMIUM subscription. Supports up to 1920x1080 resolution, up to 1200 kbps bit rate and up to 15 FPS with 7 days cloud storage. Verify SDL for cloud camera compatibility. | Ea |  | 1 Year | 329.45 | 6.5% | 308.0358
54364 | Genetec | ST-S1D-1M-N1M | 1 day of additional video retention for monthly Stratocast camera STANDARD subscription. | Ea |  | 1 Year | 0.3 | 6.5% | 0.2805
54365 | Genetec | ST-S1D-1Y-N1Y | 1 day of additional video retention for yearly Stratocast camera STANDARD subscription. | Ea |  | 1 Year | 3.3 | 6.5% | 3.0855
54366 | Genetec | ST-STD-1M-N1M | 1 Monthly Stratocast camera STANDARD subscription. Supports up to 1920x1080 resolution, up to 600 kbps bit rate and up to 10 FPS with 7 days cloud storage. Verify SDL for cloud camera compatibility. | Ea |  | 1 Year | 17.95 | 6.5% | 16.7832
54367 | Genetec | ST-STD-1Y-N1Y | 1 Yearly Stratocast camera STANDARD subscription. Supports up to 1920x1080 resolution, up to 600 kbps bit rate and up to 10 FPS with 7 days cloud storage. Verify SDL for cloud camera compatibility. | Ea |  | 1 Year | 197.45 | 6.5% | 184.6157
54368 | Genetec | ST-USER-1M-N1M | 1 Stratocast user connection with 1 month subscription. | Ea |  | 1 Year | 4.95 | 6.5% | 4.6283
54369 | Genetec | ST-USER-1M-N1M | 1 Stratocast user connection with 1 month subscription. | Ea |  | 1 Year | 4.95 | 6.5% | 4.6283
54370 | Genetec | ST-USER-1Y-N1Y | 1 Stratocast user connection with 1 Year subscription. | Ea |  | 1 Year | 54.45 | 6.5% | 50.9108
54371 | Genetec | ST-USER-1Y-N1Y | 1 Stratocast user connection with 1 Year subscription. | Ea |  | 1 Year | 54.45 | 6.5% | 50.9108
54372 | Genetec | SV-1000E-R4-D200-170 | Streamvault 1000E Appliance - 1U 4 BAY, Xeon E3-1270V6, 16GB RAM, (2) 200GB SSD,Windows 10 Pro, (2) 1GbE, Matrox G200- VGA, Dual PS, Genetec Security Center pre-installed. License sold separately. | Ea |  | 1 Year | 5610 | 6.5% | 5245.35
54373 | Genetec | SV-1000E-RS4-10T-10-170 | Streamvault 1000E Appliance - 1U 4 BAY, Xeon E3-1270V6, 16GB RAM, (1) 10TB,Windows 10 Pro, (2) 1Gbe, Matrox G200-VGA, Single PS, Genetec Security Center pre-installed. License sold separately. | Ea |  | 1 Year | 5576 | 6.5% | 5213.56
54374 | Genetec | SV-1000E-RS4-12T-6-170 | Streamvault 1000E Appliance - 1U 4 BAY, Xeon E3-1270V6, 16GB RAM, (2) 6TB,Windows 10 Pro, (2) 1Gbe, Matrox G200-VGA, Single PS, Genetec Security Center pre-installed. License sold separately. | Ea |  | 1 Year | 5849 | 6.5% | 5468.815
54375 | Genetec | SV-1000E-RS4-16T-8-130-A16 | Streamvault 1000E Appliance - 1U 4 BAY, Xeon E3-1230V6, 8GB RAM, (2) 8TB,Windows 10 Pro, (2) 1Gbe, Single PS. Includes 16 Channel Capture Card and I/O Alarm Card. Genetec Security Center pre-installed. License sold separately. | Ea |  | 1 Year | 5843 | 6.5% | 5463.205
54376 | Genetec | SV-1000E-RS4-16T-8-170 | Streamvault 1000E Appliance - 1U 4 BAY, Xeon E3-1270V6, 16GB RAM, (2) 8TB,Windows 10 Pro, (2) 1Gbe, Matrox G200-VGA, Single PS, Genetec Security Center pre-installed. License sold separately. | Ea |  | 1 Year | 6152 | 6.5% | 5752.12
54377 | Genetec | SV-1000E-RS4-20T-10-130 | Streamvault 1000E series. 1U 4 BAY Rackmount Short Depth, Xeon E3-1230v6, 16GB RAM, OS 200GB SSD, (2) 10TB SATA, WIN 10 PRO. Single PS. Genetec Security Center pre-installed. License sold separately. | Ea |  | 1 Year | 5201 | 6.5% | 4862.935
54378 | Genetec | SV-1000E-RS4-20T-10-130-A32 | Streamvault 1000E Appliance - 1U 4 BAY, Xeon E3-1230V6, 16GB RAM, (2) 10TB,Windows 10 Pro, (2) 1Gbe, Single PS. Includes 32 Channel Capture Card and I/O Alarm Card. Genetec Security Center pre-installed. License sold separately. | Ea |  | 1 Year | 6690 | 6.5% | 6255.15
54379 | Genetec | SV-1000E-RS4-20T-10-170 | Streamvault 1000E Appliance - 1U 4 BAY, Xeon E3-1270V6, 16GB RAM, (2) 10TB,Windows 10 Pro, (2) 1Gbe, Matrox G200-VGA, Single PS, Genetec Security Center pre-installed. License sold separately. | Ea |  | 1 Year | 6465 | 6.5% | 6044.775
54380 | Genetec | SV-1000E-RS4-24T-8-130 | Streamvault 1000E series - 1U 4 BAY Short Depth, E3-1230V6, 16GB RAM, 200GB SSD, 24TB RAW (3) 8TB, WIN 10 PRO. Single PS. Genetec Security Center pre-installed. License sold separately. | Ea |  | 1 Year | 5542.71 | 6.5% | 5182.4339
54381 | Genetec | SV-1000E-RS4-24T-8-170 | Streamvault 1000E Appliance - 1U 4 BAY, Xeon E3-1270V6, 16GB RAM, (3) 8TB,Windows 10 Pro, (2) 1Gbe, Matrox G200-VGA, Single PS, Genetec Security Center pre-installed. License sold separately. | Ea |  | 1 Year | 6884 | 6.5% | 6436.54
54382 | Genetec | SV-1000E-RS4-2T-2-130 | Streamvault 1000E series. 1U 4 BAY Short Depth, Xeon 1230v6, 8GB RAM, OS 120GB SSD, 2TB, No RAID, (2)x1GbE Ports, WIN 10 PRO. Single PS. Genetec Security Center pre-installed. License sold separately. | Ea |  | 1 Year | 3618 | 6.5% | 3382.83
54383 | Genetec | SV-1000E-RS4-2T-2-170 | Streamvault 1000E Appliance - 1U 4 BAY, Xeon E3-1270V6, 16GB RAM, (1) 2TB,Windows 10 Pro, (2) 1Gbe, Matrox G200-VGA, Single PS, Genetec Security Center pre-installed. License sold separately. | Ea |  | 1 Year | 4900 | 6.5% | 4581.5
54384 | Genetec | SV-1000E-RS4-30T-10-130 | Streamvault 1000E series. 1U 4 BAY Short Depth, E3-1230V6, 16GB RAM, 200GB SSD, 30TB RAW (3) 10TB, WIN 10 PRO. Single PS. Genetec Security Center pre-installed. License sold separately. | Ea |  | 1 Year | 6040.11 | 6.5% | 5647.5028
54385 | Genetec | SV-1000E-RS4-30T-10-170 | Streamvault 1000E Appliance - 1U 4 BAY, Xeon E3-1270V6, 16GB RAM, (3) 10TB,Windows 10 Pro, (2) 1Gbe, Matrox G200-VGA, Single PS, Genetec Security Center pre-installed. License sold separately. | Ea |  | 1 Year | 7354 | 6.5% | 6875.99
54386 | Genetec | SV-1000E-RS4-42T-14-170 | Streamvault 1000E Appliance - 1U 4 BAY, Xeon E3-1270V6, 16GB RAM, (3) 14TB,Windows 10 Pro, (2) 1Gbe, Matrox G200-VGA, Single PS, Genetec Security Center pre-installed. License sold separately. | Ea |  | 1 Year | 8700 | 6.5% | 8134.5
54387 | Genetec | SV-1000E-RS4-4T-4-130 | Streamvault 1000E series. 1U 4 BAY Rackmount Short Depth, Xeon E3-1230v6, 16GB RAM, OS 200GB SSD, (1) 4TB SATA, WIN 10 PRO. Single PS. Genetec Security Center pre-installed. License sold separately. | Ea |  | 1 Year | 4129.55 | 6.5% | 3861.1293
54388 | Genetec | SV-1000E-RS4-4T-4-170 | Streamvault 1000E Appliance - 1U 4 BAY, Xeon E3-1270V6, 16GB RAM, (1) 4TB,Windows 10 Pro, (2) 1Gbe, Matrox G200-VGA, Single PS, Genetec Security Center pre-installed. License sold separately. | Ea |  | 1 Year | 5035 | 6.5% | 4707.725
54389 | Genetec | SV-1000E-RS4-6T-6-130 | Streamvault 1000E series. 1U 4 BAY Rackmount Short Depth, Xeon E3-1230v6, 16GB RAM, OS 200GB SSD, (1) 6TB SATA, WIN 10 PRO. Single PS. Genetec Security Center pre-installed. License sold separately. | Ea |  | 1 Year | 4284.82 | 6.5% | 4006.3067
54390 | Genetec | SV-1000E-RS4-6T-6-170 | Streamvault 1000E Appliance - 1U 4 BAY, Xeon E3-1270V6, 16GB RAM, (1) 6TB,Windows 10 Pro, (2) 1Gbe, Matrox G200-VGA, Single PS, Genetec Security Center pre-installed. License sold separately. | Ea |  | 1 Year | 5268 | 6.5% | 4925.58
54391 | Genetec | SV-1000E-RS4-8T-8-130 | Streamvault 1000E series - 1U 4 BAY Short Depth, Xeon E3-1230V6, 8GB RAM, 200GB SSD, 8TB SATA, WIN 10 PRO. Single PS. Genetec Security Center pre-installed. License sold separately. | Ea |  | 1 Year | 4429 | 6.5% | 4141.115
54392 | Genetec | SV-1000E-RS4-8T-8-170 | Streamvault 1000E Appliance - 1U 4 BAY, Xeon E3-1270V6, 16GB RAM, (1) 8TB,Windows 10 Pro, (2) 1Gbe, Matrox G200-VGA, Single PS, Genetec Security Center pre-installed. License sold separately. | Ea |  | 1 Year | 5419 | 6.5% | 5066.765
54393 | Genetec | SV-1000E-RS4-D200-170 | Streamvault 1000E Appliance - 1U 4 BAY, Xeon E3-1270V6, 16GB RAM, (2) 200GB SSD,Windows 10 Pro, (2) 1Gbe, Matrox G200-VGA, Single PS, Genetec Security Center pre-installed. License sold separately. | Ea |  | 1 Year | 5227 | 6.5% | 4887.245
54394 | Genetec | SV-1000E-T8-12T-4-170 | Streamvault 1000E series. Tower 8 BAY, E3-1270V6, 16GB RAM, OS RAID1 (2) 200GB SSD, 12TB RAW (3) 4TB, RAID5, (2)x1GbE Ports, WIN 10 PRO. Dual PS. Genetec Security Center pre-installed. License sold separately. | Ea |  | 1 Year | 7491 | 6.5% | 7004.085
54395 | Genetec | SV-1000E-T8-18T-6-170 | Streamvault 1000E series. Tower 8 BAY, E3-1270V6, 16GB RAM, OS RAID1 (2) 200GB SSD, 18TB RAW (3) 6TB, RAID5, (2)x1GbE Ports, WIN 10 PRO. Dual PS. Genetec Security Center pre-installed. License sold separately. | Ea |  | 1 Year | 8188 | 6.5% | 7655.78
54396 | Genetec | SV-1000E-T8-24T-8-170 | Streamvault 1000E series. Tower 8 BAY, E3-1270V6, 16GB RAM, OS RAID1 (2) 200GB SSD, 24TB RAW (3) 8TB, RAID5, (2)x1GbE Ports, WIN 10 PRO. Dual PS. Genetec Security Center pre-installed. License sold separately. | Ea |  | 1 Year | 8642 | 6.5% | 8080.27
54397 | Genetec | SV-1000E-T8-30T-10-170 | Streamvault 1000E series. Tower 8 BAY, E3-1270V6, 16GB RAM, OS RAID1 (2) 200GB SSD, 30TB RAW (3) 10TB, RAID5, (2)x1GbE Ports, WIN 10 PRO. Dual PS. Genetec Security Center pre-installed. License sold separately. | Ea |  | 1 Year | 9112 | 6.5% | 8519.72
54398 | Genetec | SV-1000E-T8-32T-8-170 | Streamvault 1000E series. Tower 8 BAY, E3-1270V6, 16GB RAM, OS RAID1 (2) 200GB SSD, 32TB RAW (4) 8TB, RAID5, (2)x1GbE Ports, WIN 10 PRO. Dual PS. Genetec Security Center pre-installed. License sold separately. | Ea |  | 1 Year | 9299 | 6.5% | 8694.565
54399 | Genetec | SV-1000E-T8-40T-10-170 | Streamvault 1000E series. Tower 8 BAY, E3-1270V6, 16GB RAM, OS RAID1 (2) 200GB SSD, 40TB RAW (4) 10TB, RAID5, (2)x1GbE Ports, WIN 10 PRO. Dual PS. Genetec Security Center pre-installed. License sold separately. | Ea |  | 1 Year | 9926 | 6.5% | 9280.81
54400 | Genetec | SV-1000E-T8-40T-8-170 | Streamvault 1000E series. Tower 8 BAY, E3-1270V6, 16GB RAM, OS RAID1 (2) 200GB SSD, 40TB RAW (5) 8TB, RAID5, (2)x1GbE Ports, WIN 10 PRO. Dual PS. Genetec Security Center pre-installed. License sold separately. | Ea |  | 1 Year | 9955 | 6.5% | 9307.925
54401 | Genetec | SV-1000E-T8-48T-8-170 | Streamvault 1000E series. Tower 8 BAY, E3-1270V6, 16GB RAM, OS RAID1 (2) 200GB SSD, 48TB RAW (6) 8TB, RAID5, (2)x1GbE Ports, WIN 10 PRO. Dual PS. Genetec Security Center pre-installed. License sold separately. | Ea |  | 1 Year | 10612 | 6.5% | 9922.22
54402 | Genetec | SV-1000E-T8-50T-10-170 | Streamvault 1000E series. Tower 8 BAY, E3-1270V6, 16GB RAM, OS RAID1 (2) 200GB SSD, 50TB RAW (5) 10TB, RAID5, (2)x1GbE Ports, WIN 10 PRO. Dual PS. Genetec Security Center pre-installed. License sold separately. | Ea |  | 1 Year | 10739 | 6.5% | 10040.965
54403 | Genetec | SV-1000E-T8-60T-10-170 | Streamvault 1000E series. Tower 8 BAY, E3-1270V6, 16GB RAM, OS RAID1 (2) 200GB SSD, 60TB RAW (6) 10TB, RAID5, (2)x1GbE Ports, WIN 10 PRO. Dual PS. Genetec Security Center pre-installed. License sold separately. | Ea |  | 1 Year | 11553 | 6.5% | 10802.055
54404 | Genetec | SV-1000E-T8-6T-2-170 | Streamvault 1000E series. Tower 8 BAY, E3-1270V6, 16GB RAM, OS RAID1 (2) 200GB SSD, 6TB RAW (3) 2TB, RAID5, (2)x1GbE Ports, WIN 10 PRO. Dual PS. Genetec Security Center pre-installed. License sold separately. | Ea |  | 1 Year | 7247 | 6.5% | 6775.945
54405 | Genetec | SV-100E-1T-I3 | SV-100E with 1TB including SC Omnicast/Synergis/AutoVu (Includes Windows 10 Embedded License). - 1 Directory for up to 16 cameras & 16 readers (When used as a Client Workstation & Archiver) or 50 cameras & 16 readers (When used as an Archiver only) - 1 Access Manager - 5 client/user connections - Plan Manager Basic - Alarm Management - Advanced Reporting - Zone Monitoring - IO Module support - Email support - Macro support (actual macros sold separately) - People counting - Visitor Management - Badge Designer - Import tool - All languages supported | Ea |  | 1 Year | 2307 | 6.5% | 2157.045
54406 | Genetec | SV-100E-1T-I3-ARC | SV-100E with 1TB - Hardware Only - Archiver Only (Connects to Security Center Directory) | Ea |  | 1 Year | 1701 | 6.5% | 1590.435
54407 | Genetec | SV-100E-256G-I5 | SV-100E - 8500T Core i5, 256GB SSD, 8GB RAM, Single PS, Win 10. Genetec Security Center pre-installed. License sold separately | Ea |  | 1 Year | 1775 | 6.5% | 1659.625
54408 | Genetec | SV-100E-2T-I3 | SV-100E with 2TB including SC Omnicast/Synergis/AutoVu (Includes Windows 10 Embedded License). - 1 Directory for up to 16 cameras & 16 readers (When used as a Client Workstation & Archiver) or 50 cameras & 16 readers (When used as an Archiver only) - 1 Access Manager - 5 client/user connections - Plan Manager Basic - Alarm Management - Advanced Reporting - Zone Monitoring - IO Module support - Email support - Macro support (actual macros sold separately) - People counting - Visitor Management - Badge Designer - Import tool - All languages supported | Ea |  | 1 Year | 2383 | 6.5% | 2228.105
54409 | Genetec | SV-100E-2T-I3-ARC | SV-100E with 2TB - Hardware Only - Archiver Only (Connects to Security Center Directory) | Ea |  | 1 Year | 1775 | 6.5% | 1659.625
54410 | Genetec | SV-100E-2T-I3-ARC-IBR | **Custom Build for Iberdrola** SV-100E with 2TB - Hardware Only - Archiver Only (Connects to Security Center Directory) | Ea |  | 1 Year | 1775 | 6.5% | 1659.625
54411 | Genetec | SV-100E-ACC-VESA-MOUNT | SV-100E - VESA mounting bracket | Ea |  | 1 Year | 45 | 6.5% | 42.075
54412 | Genetec | SV-1010E-ACC-WTY-MC4-5Y | 5 Year Mission Critical 4 Hour Warranty | Ea |  | 1 Year | 1685 | 6.5% | 1575.475
54413 | Genetec | SV-1010E-R14-100T-10-110 | Streamvault 1000E series. 2U 14 BAY, Xeon Silver 4110, 16GB RAM, OS RAID1 (2) 220GB SSD, 100TB RAW (10) 10TB, RAID5, (2)x1GbE Ports, WIN 10 PRO. Dual PS. Genetec Security Center pre-installed. License sold separately. | Ea |  | 1 Year | 17484 | 6.5% | 16347.54
54414 | Genetec | SV-1010E-R14-104T-8-110 | Streamvault 1000E series. 2U 14 BAY, Xeon Silver 4110, 16GB RAM, OS RAID1 (2) 220GB SSD, 104TB RAW (13) 8TB, RAID5, (2)x1GbE Ports, WIN 10 PRO. Dual PS. Genetec Security Center pre-installed. License sold separately. | Ea |  | 1 Year | 18097 | 6.5% | 16920.695
54415 | Genetec | SV-1010E-R14-108T-12-110 | Streamvault 1000E series. 2U 14 BAY, Xeon Silver 4110, 16GB RAM, OS RAID1 (2) 220GB SSD, 108TB RAW (9) 12TB, RAID5, (2)x1GbE Ports, WIN 10 PRO. Dual PS. Genetec Security Center pre-installed. License sold separately. | Ea |  | 1 Year | 20574 | 6.5% | 19236.69
54416 | Genetec | SV-1010E-R14-110T-10-110 | Streamvault 1000E series. 2U 14 BAY, Xeon Silver 4110, 16GB RAM, OS RAID1 (2) 220GB SSD, 110TB RAW (11) 10TB, RAID5, (2)x1GbE Ports, WIN 10 PRO. Dual PS. Genetec Security Center pre-installed. License sold separately. | Ea |  | 1 Year | 18350 | 6.5% | 17157.25
54417 | Genetec | SV-1010E-R14-112T-14-110 | Streamvault 1000E series. 2U 14 BAY, Xeon Silver 4110, 16GB RAM, OS RAID1 (2) 220GB SSD, 112TB RAW (8) 14TB, RAID5, (2)x1GbE Ports, WIN 10 PRO. Dual PS. Genetec Security Center pre-installed. License sold separately. | Ea |  | 1 Year | 22426 | 6.5% | 20968.31
54418 | Genetec | SV-1010E-R14-112T-8-110 | Streamvault 1000E series. 2U 14 BAY, Xeon Silver 4110, 16GB RAM, OS RAID1 (2) 220GB SSD, 112TB RAW (14) 8TB, RAID5, (2)x1GbE Ports, WIN 10 PRO. Dual PS. Genetec Security Center pre-installed. License sold separately. | Ea |  | 1 Year | 18811 | 6.5% | 17588.285
54419 | Genetec | SV-1010E-R14-120T-10-110 | Streamvault 1000E series. 2U 14 BAY, Xeon Silver 4110, 16GB RAM, OS RAID1 (2) 220GB SSD, 120TB RAW (12) 10TB, RAID5, (2)x1GbE Ports, WIN 10 PRO. Dual PS. Genetec Security Center pre-installed. License sold separately. | Ea |  | 1 Year | 19216 | 6.5% | 17966.96
54420 | Genetec | SV-1010E-R14-120T-12-110 | Streamvault 1000E series. 2U 14 BAY, Xeon Silver 4110, 16GB RAM, OS RAID1 (2) 220GB SSD, 120TB RAW (10) 12TB, RAID5, (2)x1GbE Ports, WIN 10 PRO. Dual PS. Genetec Security Center pre-installed. License sold separately. | Ea |  | 1 Year | 21879 | 6.5% | 20456.865
54421 | Genetec | SV-1010E-R14-126T-14-110 | Streamvault 1000E series. 2U 14 BAY, Xeon Silver 4110, 16GB RAM, OS RAID1 (2) 220GB SSD, 126TB RAW (9) 14TB, RAID5, (2)x1GbE Ports, WIN 10 PRO. Dual PS. Genetec Security Center pre-installed. License sold separately. | Ea |  | 1 Year | 24126 | 6.5% | 22557.81
54422 | Genetec | SV-1010E-R14-130T-10-110 | Streamvault 1000E series. 2U 14 BAY, Xeon Silver 4110, 16GB RAM, OS RAID1 (2) 220GB SSD, 130'TB RAW (13) 10TB, RAID5, (2)x1GbE Ports, WIN 10 PRO. Dual PS. Genetec Security Center pre-installed. License sold separately. | Ea |  | 1 Year | 20082 | 6.5% | 18776.67
54423 | Genetec | SV-1010E-R14-132T-12-110 | Streamvault 1000E series. 2U 14 BAY, Xeon Silver 4110, 16GB RAM, OS RAID1 (2) 220GB SSD, 132TB RAW (11) 12TB, RAID5, (2)x1GbE Ports, WIN 10 PRO. Dual PS. Genetec Security Center pre-installed. License sold separately. | Ea |  | 1 Year | 23184 | 6.5% | 21677.04
54424 | Genetec | SV-1010E-R14-140T-10-110 | Streamvault 1000E series. 2U 14 BAY, Xeon Silver 4110, 16GB RAM, OS RAID1 (2) 220GB SSD, 140TB RAW (14) 8TB, RAID5, (2)x1GbE Ports, WIN 10 PRO. Dual PS. Genetec Security Center pre-installed. License sold separately. | Ea |  | 1 Year | 20947 | 6.5% | 19585.445
54425 | Genetec | SV-1010E-R14-140T-14-110 | Streamvault 1000E series. 2U 14 BAY, Xeon Silver 4110, 16GB RAM, OS RAID1 (2) 220GB SSD, 140TB RAW (10) 14TB, RAID5, (2)x1GbE Ports, WIN 10 PRO. Dual PS. Genetec Security Center pre-installed. License sold separately. | Ea |  | 1 Year | 25826 | 6.5% | 24147.31
54426 | Genetec | SV-1010E-R14-144T-12-110 | Streamvault 1000E series. 2U 14 BAY, Xeon Silver 4110, 16GB RAM, OS RAID1 (2) 220GB SSD, 144TB RAW (12) 12TB, RAID5, (2)x1GbE Ports, WIN 10 PRO. Dual PS. Genetec Security Center pre-installed. License sold separately. | Ea |  | 1 Year | 24489 | 6.5% | 22897.215
54427 | Genetec | SV-1010E-R14-154T-14-110 | Streamvault 1000E series. 2U 14 BAY, Xeon Silver 4110, 16GB RAM, OS RAID1 (2) 220GB SSD, 154TB RAW (11) 14TB, RAID5, (2)x1GbE Ports, WIN 10 PRO. Dual PS. Genetec Security Center pre-installed. License sold separately. | Ea |  | 1 Year | 27526 | 6.5% | 25736.81
54428 | Genetec | SV-1010E-R14-156T-12-110 | Streamvault 1000E series. 2U 14 BAY, Xeon Silver 4110, 16GB RAM, OS RAID1 (2) 220GB SSD, 156TB RAW (13) 12TB, RAID5, (2)x1GbE Ports, WIN 10 PRO. Dual PS. Genetec Security Center pre-installed. License sold separately. | Ea |  | 1 Year | 25795 | 6.5% | 24118.325
54429 | Genetec | SV-1010E-R14-168T-12-110 | Streamvault 1000E series. 2U 14 BAY, Xeon Silver 4110, 16GB RAM, OS RAID1 (2) 220GB SSD, 168TB RAW (14) 12TB, RAID5, (2)x1GbE Ports, WIN 10 PRO. Dual PS. Genetec Security Center pre-installed. License sold separately. | Ea |  | 1 Year | 27100 | 6.5% | 25338.5
54430 | Genetec | SV-1010E-R14-168T-14-110 | Streamvault 1000E series. 2U 14 BAY, Xeon Silver 4110, 16GB RAM, OS RAID1 (2) 220GB SSD, 168TB RAW (12) 14TB, RAID5, (2)x1GbE Ports, WIN 10 PRO. Dual PS. Genetec Security Center pre-installed. License sold separately. | Ea |  | 1 Year | 29226 | 6.5% | 27326.31
54431 | Genetec | SV-1010E-R14-182T-14-110 | Streamvault 1000E series. 2U 14 BAY, Xeon Silver 4110, 16GB RAM, OS RAID1 (2) 220GB SSD, 182TB RAW (13) 14TB, RAID5, (2)x1GbE Ports, WIN 10 PRO. Dual PS. Genetec Security Center pre-installed. License sold separately. | Ea |  | 1 Year | 30926 | 6.5% | 28915.81
54432 | Genetec | SV-1010E-R14-196T-14-110 | Streamvault 1000E series. 2U 14 BAY, Xeon Silver 4110, 16GB RAM, OS RAID1 (2) 220GB SSD, 196TB RAW (14) 14TB, RAID5, (2)x1GbE Ports, WIN 10 PRO. Dual PS. Genetec Security Center pre-installed. License sold separately. | Ea |  | 1 Year | 32626 | 6.5% | 30505.31
54433 | Genetec | SV-1010E-R14-24T-8-110 | Streamvault 1000E series. 2U 14 BAY, Xeon Silver 4110, 16GB RAM, OS RAID1 (2) 220GB SSD, 24TB RAW (3) 8TB, RAID5, (2)x1GbE Ports, WIN 10 PRO. Dual PS. Genetec Security Center pre-installed. License sold separately. | Ea |  | 1 Year | 10966 | 6.5% | 10253.21
54434 | Genetec | SV-1010E-R14-30T-10-110 | Streamvault 1000E series. 2U 14 BAY, Xeon Silver 4110, 16GB RAM, OS RAID1 (2) 220GB SSD, 30TB RAW (3) 10TB, RAID5, (2)x1GbE Ports, WIN 10 PRO. Dual PS. Genetec Security Center pre-installed. License sold separately. | Ea |  | 1 Year | 11424 | 6.5% | 10681.44
54435 | Genetec | SV-1010E-R14-32T-8-110 | Streamvault 1000E series. 2U 14 BAY, Xeon Silver 4110, 16GB RAM, OS RAID1 (2) 220GB SSD, 32TB RAW (4) 8TB, RAID5, (2)x1GbE Ports, WIN 10 PRO. Dual PS. Genetec Security Center pre-installed. License sold separately. | Ea |  | 1 Year | 11679 | 6.5% | 10919.865
54436 | Genetec | SV-1010E-R14-36T-12-110 | Streamvault 1000E series. 2U 14 BAY, Xeon Silver 4110, 16GB RAM, OS RAID1 (2) 220GB SSD, 36TB RAW (3) 12TB, RAID5, (2)x1GbE Ports, WIN 10 PRO. Dual PS. Genetec Security Center pre-installed. License sold separately. | Ea |  | 1 Year | 12742 | 6.5% | 11913.77
54437 | Genetec | SV-1010E-R14-40T-10-110 | Streamvault 1000E series. 2U 14 BAY, Xeon Silver 4110, 16GB RAM, OS RAID1 (2) 220GB SSD, 40TB RAW (4) 10TB, RAID5, (2)x1GbE Ports, WIN 10 PRO. Dual PS. Genetec Security Center pre-installed. License sold separately. | Ea |  | 1 Year | 12289 | 6.5% | 11490.215
54438 | Genetec | SV-1010E-R14-40T-8-110 | Streamvault 1000E series. 2U 14 BAY, Xeon Silver 4110, 16GB RAM, OS RAID1 (2) 220GB SSD, 40TB RAW (5) 8TB, RAID5, (2)x1GbE Ports, WIN 10 PRO. Dual PS. Genetec Security Center pre-installed. License sold separately. | Ea |  | 1 Year | 12392 | 6.5% | 11586.52
54439 | Genetec | SV-1010E-R14-42T-14-110 | Streamvault 1000E series. 2U 14 BAY, Xeon Silver 4110, 16GB RAM, OS RAID1 (2) 220GB SSD, 42TB RAW (3) 14TB, RAID5, (2)x1GbE Ports, WIN 10 PRO. Dual PS. Genetec Security Center pre-installed. License sold separately. | Ea |  | 1 Year | 13926 | 6.5% | 13020.81
54440 | Genetec | SV-1010E-R14-48T-12-110 | Streamvault 1000E series. 2U 14 BAY, Xeon Silver 4110, 16GB RAM, OS RAID1 (2) 220GB SSD, 48TB RAW (4) 12TB, RAID5, (2)x1GbE Ports, WIN 10 PRO. Dual PS. Genetec Security Center pre-installed. License sold separately. | Ea |  | 1 Year | 14047 | 6.5% | 13133.945
54441 | Genetec | SV-1010E-R14-48T-8-110 | Streamvault 1000E series. 2U 14 BAY, Xeon Silver 4110, 16GB RAM, OS RAID1 (2) 220GB SSD, 48TB RAW (6) 8TB, RAID5, (2)x1GbE Ports, WIN 10 PRO. Dual PS. Genetec Security Center pre-installed. License sold separately. | Ea |  | 1 Year | 13105 | 6.5% | 12253.175
54442 | Genetec | SV-1010E-R14-50T-10-110 | Streamvault 1000E series. 2U 14 BAY, Xeon Silver 4110, 16GB RAM, OS RAID1 (2) 220GB SSD, 50TB RAW (5) 10TB, RAID5, (2)x1GbE Ports, WIN 10 PRO. Dual PS. Genetec Security Center pre-installed. License sold separately. | Ea |  | 1 Year | 13155 | 6.5% | 12299.925
54443 | Genetec | SV-1010E-R14-56T-14-110 | Streamvault 1000E series. 2U 14 BAY, Xeon Silver 4110, 16GB RAM, OS RAID1 (2) 220GB SSD, 56TB RAW (4) 14TB, RAID5, (2)x1GbE Ports, WIN 10 PRO. Dual PS. Genetec Security Center pre-installed. License sold separately. | Ea |  | 1 Year | 15626 | 6.5% | 14610.31
54444 | Genetec | SV-1010E-R14-56T-8-110 | Streamvault 1000E series. 2U 14 BAY, Xeon Silver 4110, 16GB RAM, OS RAID1 (2) 220GB SSD, 56TB RAW (7) 8TB, RAID5, (2)x1GbE Ports, WIN 10 PRO. Dual PS. Genetec Security Center pre-installed. License sold separately. | Ea |  | 1 Year | 13818 | 6.5% | 12919.83
54445 | Genetec | SV-1010E-R14-60T-10-110 | Streamvault 1000E series. 2U 14 BAY, Xeon Silver 4110, 16GB RAM, OS RAID1 (2) 220GB SSD, 60TB RAW (6) 10TB, RAID5, (2)x1GbE Ports, WIN 10 PRO. Dual PS. Genetec Security Center pre-installed. License sold separately. | Ea |  | 1 Year | 14021 | 6.5% | 13109.635
54446 | Genetec | SV-1010E-R14-60T-12-110 | Streamvault 1000E series. 2U 14 BAY, Xeon Silver 4110, 16GB RAM, OS RAID1 (2) 220GB SSD, 60TB RAW (5) 12TB, RAID5, (2)x1GbE Ports, WIN 10 PRO. Dual PS. Genetec Security Center pre-installed. License sold separately. | Ea |  | 1 Year | 15353 | 6.5% | 14355.055
54447 | Genetec | SV-1010E-R14-64T-8-110 | Streamvault 1000E series. 2U 14 BAY, Xeon Silver 4110, 16GB RAM, OS RAID1 (2) 220GB SSD, 64TB RAW (8) 8TB, RAID5, (2)x1GbE Ports, WIN 10 PRO. Dual PS. Genetec Security Center pre-installed. License sold separately. | Ea |  | 1 Year | 14532 | 6.5% | 13587.42
54448 | Genetec | SV-1010E-R14-70T-10-110 | Streamvault 1000E series. 2U 14 BAY, Xeon Silver 4110, 16GB RAM, OS RAID1 (2) 220GB SSD, 70TB RAW (7) 10TB, RAID5, (2)x1GbE Ports, WIN 10 PRO. Dual PS. Genetec Security Center pre-installed. License sold separately. | Ea |  | 1 Year | 14887 | 6.5% | 13919.345
54449 | Genetec | SV-1010E-R14-70T-14-110 | Streamvault 1000E series. 2U 14 BAY, Xeon Silver 4110, 16GB RAM, OS RAID1 (2) 220GB SSD, 70TB RAW (5) 14TB, RAID5, (2)x1GbE Ports, WIN 10 PRO. Dual PS. Genetec Security Center pre-installed. License sold separately. | Ea |  | 1 Year | 17326 | 6.5% | 16199.81
54450 | Genetec | SV-1010E-R14-72T-12-110 | Streamvault 1000E series. 2U 14 BAY, Xeon Silver 4110, 16GB RAM, OS RAID1 (2) 220GB SSD, 72TB RAW (6) 12TB, RAID5, (2)x1GbE Ports, WIN 10 PRO. Dual PS. Genetec Security Center pre-installed. License sold separately. | Ea |  | 1 Year | 16658 | 6.5% | 15575.23
54451 | Genetec | SV-1010E-R14-72T-8-110 | Streamvault 1000E series. 2U 14 BAY, Xeon Silver 4110, 16GB RAM, OS RAID1 (2) 220GB SSD, 72TB RAW (9) 8TB, RAID5, (2)x1GbE Ports, WIN 10 PRO. Dual PS. Genetec Security Center pre-installed. License sold separately. | Ea |  | 1 Year | 15245 | 6.5% | 14254.075
54452 | Genetec | SV-1010E-R14-80T-10-110 | Streamvault 1000E series. 2U 14 BAY, Xeon Silver 4110, 16GB RAM, OS RAID1 (2) 220GB SSD, 80TB RAW (8) 10TB, RAID5, (2)x1GbE Ports, WIN 10 PRO. Dual PS. Genetec Security Center pre-installed. License sold separately. | Ea |  | 1 Year | 15753 | 6.5% | 14729.055
54453 | Genetec | SV-1010E-R14-80T-8-110 | Streamvault 1000E series. 2U 14 BAY, Xeon Silver 4110, 16GB RAM, OS RAID1 (2) 220GB SSD, 80TB RAW (10) 8TB, RAID5, (2)x1GbE Ports, WIN 10 PRO. Dual PS. Genetec Security Center pre-installed. License sold separately. | Ea |  | 1 Year | 15958 | 6.5% | 14920.73
54454 | Genetec | SV-1010E-R14-84T-12-110 | Streamvault 1000E series. 2U 14 BAY, Xeon Silver 4110, 16GB RAM, OS RAID1 (2) 220GB SSD, 84TB RAW (7) 12TB, RAID5, (2)x1GbE Ports, WIN 10 PRO. Dual PS. Genetec Security Center pre-installed. License sold separately. | Ea |  | 1 Year | 17963 | 6.5% | 16795.405
54455 | Genetec | SV-1010E-R14-84T-14-110 | Streamvault 1000E series. 2U 14 BAY, Xeon Silver 4110, 16GB RAM, OS RAID1 (2) 220GB SSD, 84TB RAW (6) 14TB, RAID5, (2)x1GbE Ports, WIN 10 PRO. Dual PS. Genetec Security Center pre-installed. License sold separately. | Ea |  | 1 Year | 19026 | 6.5% | 17789.31
54456 | Genetec | SV-1010E-R14-88T-8-110 | Streamvault 1000E series. 2U 14 BAY, Xeon Silver 4110, 16GB RAM, OS RAID1 (2) 220GB SSD, 88TB RAW (11) 8TB, RAID5, (2)x1GbE Ports, WIN 10 PRO. Dual PS. Genetec Security Center pre-installed. License sold separately. | Ea |  | 1 Year | 16671 | 6.5% | 15587.385
54457 | Genetec | SV-1010E-R14-90T-10-110 | Streamvault 1000E series. 2U 14 BAY, Xeon Silver 4110, 16GB RAM, OS RAID1 (2) 220GB SSD, 90TB RAW (9) 10TB, RAID5, (2)x1GbE Ports, WIN 10 PRO. Dual PS. Genetec Security Center pre-installed. License sold separately. | Ea |  | 1 Year | 16618 | 6.5% | 15537.83
54458 | Genetec | SV-1010E-R14-96T-12-110 | Streamvault 1000E series. 2U 14 BAY, Xeon Silver 4110, 16GB RAM, OS RAID1 (2) 220GB SSD, 96TB RAW (8) 12TB, RAID5, (2)x1GbE Ports, WIN 10 PRO. Dual PS. Genetec Security Center pre-installed. License sold separately. | Ea |  | 1 Year | 19268 | 6.5% | 18015.58
54459 | Genetec | SV-1010E-R14-96T-8-110 | Streamvault 1000E series. 2U 14 BAY, Xeon Silver 4110, 16GB RAM, OS RAID1 (2) 220GB SSD, 96TB RAW (12) 8TB, RAID5, (2)x1GbE Ports, WIN 10 PRO. Dual PS. Genetec Security Center pre-installed. License sold separately. | Ea |  | 1 Year | 17384 | 6.5% | 16254.04
54460 | Genetec | SV-1010E-R14-98T-14-110 | Streamvault 1000E series. 2U 14 BAY, Xeon Silver 4110, 16GB RAM, OS RAID1 (2) 220GB SSD, 98TB RAW (7) 14TB, RAID5, (2)x1GbE Ports, WIN 10 PRO. Dual PS. Genetec Security Center pre-installed. License sold separately. | Ea |  | 1 Year | 20726 | 6.5% | 19378.81
54461 | Genetec | SV-1010E-R14-D240-110 | Streamvault 1000E series. 2U 14 BAY, Xeon Silver 4110, 16GB RAM, (2) 240GB SSD, WIN 10 PRO. Dual PS. Genetec Security Center pre-installed. License sold separately. | Ea |  | 1 Year | 8826 | 6.5% | 8252.31
54462 | Genetec | SV-1010E-R18-100T-10-116 | Streamvault 1010E series. 2U 18 BAY, Xeon Silver 4116, 16GB RAM, OS RAID1 (2) 240GB SSD, 100TB RAW (10) 10TB, RAID5, (2)x1GbE Ports, WIN 10 PRO. Dual PS. Genetec Security Center pre-installed. License sold separately. | Ea |  | 1 Year | 20203 | 6.5% | 18889.805
54463 | Genetec | SV-1010E-R18-104T-8-116 | Streamvault 1010E series. 2U 18 BAY, Xeon Silver 4116, 16GB RAM, OS RAID1 (2) 240GB SSD, 104TB RAW (13) 8TB, RAID5, (2)x1GbE Ports, WIN 10 PRO. Dual PS. Genetec Security Center pre-installed. License sold separately. | Ea |  | 1 Year | 20816 | 6.5% | 19462.96
54464 | Genetec | SV-1010E-R18-108T-12-116 | Streamvault 1010E series. 2U 18 BAY, Xeon Silver 4116, 16GB RAM, OS RAID1 (2) 240GB SSD, 108TB RAW (9) 12TB, RAID5, (2)x1GbE Ports, WIN 10 PRO. Dual PS. Genetec Security Center pre-installed. License sold separately. | Ea |  | 1 Year | 23292 | 6.5% | 21778.02
54465 | Genetec | SV-1010E-R18-110T-10-116 | Streamvault 1010E series. 2U 18 BAY, Xeon Silver 4116, 16GB RAM, OS RAID1 (2) 240GB SSD, 110TB RAW (11) 10TB, RAID5, (2)x1GbE Ports, WIN 10 PRO. Dual PS. Genetec Security Center pre-installed. License sold separately. | Ea |  | 1 Year | 21068 | 6.5% | 19698.58
54466 | Genetec | SV-1010E-R18-112T-14-116 | Streamvault 1010E series. 2U 18 BAY, Xeon Silver 4116, 16GB RAM, OS RAID1 (2) 240GB SSD, 112TB RAW (8) 14TB, RAID5, (2)x1GbE Ports, WIN 10 PRO. Dual PS. Genetec Security Center pre-installed. License sold separately. | Ea |  | 1 Year | 25145 | 6.5% | 23510.575
54467 | Genetec | SV-1010E-R18-112T-8-116 | Streamvault 1010E series. 2U 18 BAY, Xeon Silver 4116, 16GB RAM, OS RAID1 (2) 240GB SSD, 112TB RAW (14) 8TB, RAID5, (2)x1GbE Ports, WIN 10 PRO. Dual PS. Genetec Security Center pre-installed. License sold separately. | Ea |  | 1 Year | 21529 | 6.5% | 20129.615
54468 | Genetec | SV-1010E-R18-120T-10-116 | Streamvault 1010E series. 2U 18 BAY, Xeon Silver 4116, 16GB RAM, OS RAID1 (2) 240GB SSD, 120TB RAW (12) 10TB, RAID5, (2)x1GbE Ports, WIN 10 PRO. Dual PS. Genetec Security Center pre-installed. License sold separately. | Ea |  | 1 Year | 21934 | 6.5% | 20508.29
54469 | Genetec | SV-1010E-R18-120T-12-116 | Streamvault 1010E series. 2U 18 BAY, Xeon Silver 4116, 16GB RAM, OS RAID1 (2) 240GB SSD, 120TB RAW (10) 12TB, RAID5, (2)x1GbE Ports, WIN 10 PRO. Dual PS. Genetec Security Center pre-installed. License sold separately. | Ea |  | 1 Year | 24597 | 6.5% | 22998.195
54470 | Genetec | SV-1010E-R18-120T-8-116 | Streamvault 1010E series. 2U 18 BAY, Xeon Silver 4116, 16GB RAM, OS RAID1 (2) 240GB SSD, 120TB RAW (15) 8TB, RAID5, (2)x1GbE Ports, WIN 10 PRO. Dual PS. Genetec Security Center pre-installed. License sold separately. | Ea |  | 1 Year | 22242 | 6.5% | 20796.27
54471 | Genetec | SV-1010E-R18-126T-14-116 | Streamvault 1010E series. 2U 18 BAY, Xeon Silver 4116, 16GB RAM, OS RAID1 (2) 240GB SSD, 126TB RAW (9) 14TB, RAID5, (2)x1GbE Ports, WIN 10 PRO. Dual PS. Genetec Security Center pre-installed. License sold separately. | Ea |  | 1 Year | 26845 | 6.5% | 25100.075
54472 | Genetec | SV-1010E-R18-128T-8-116 | Streamvault 1010E series. 2U 18 BAY, Xeon Silver 4116, 16GB RAM, OS RAID1 (2) 240GB SSD, 128TB RAW (16) 8TB, RAID5, (2)x1GbE Ports, WIN 10 PRO. Dual PS. Genetec Security Center pre-installed. License sold separately. | Ea |  | 1 Year | 22955 | 6.5% | 21462.925
54473 | Genetec | SV-1010E-R18-130T-10-116 | Streamvault 1010E series. 2U 18 BAY, Xeon Silver 4116, 16GB RAM, OS RAID1 (2) 240GB SSD, 130'TB RAW (13) 10TB, RAID5, (2)x1GbE Ports, WIN 10 PRO. Dual PS. Genetec Security Center pre-installed. License sold separately. | Ea |  | 1 Year | 22800 | 6.5% | 21318
54474 | Genetec | SV-1010E-R18-132T-12-16 | Streamvault 1010E series. 2U 18 BAY, Xeon Silver 4116, 16GB RAM, OS RAID1 (2) 240GB SSD, 132TB RAW (11) 12TB, RAID5, (2)x1GbE Ports, WIN 10 PRO. Dual PS. Genetec Security Center pre-installed. License sold separately. | Ea |  | 1 Year | 25903 | 6.5% | 24219.305
54475 | Genetec | SV-1010E-R18-136T-8-116 | Streamvault 1010E series. 2U 18 BAY, Xeon Silver 4116, 16GB RAM, OS RAID1 (2) 240GB SSD, 136TB RAW (17) 8TB, RAID5, (2)x1GbE Ports, WIN 10 PRO. Dual PS. Genetec Security Center pre-installed. License sold separately. | Ea |  | 1 Year | 23668 | 6.5% | 22129.58
54476 | Genetec | SV-1010E-R18-140T-10-116 | Streamvault 1010E series. 2U 18 BAY, Xeon Silver 4116, 16GB RAM, OS RAID1 (2) 240GB SSD, 140TB RAW (14) 10TB, RAID5, (2)x1GbE Ports, WIN 10 PRO. Dual PS. Genetec Security Center pre-installed. License sold separately. | Ea |  | 1 Year | 23666 | 6.5% | 22127.71
54477 | Genetec | SV-1010E-R18-140T-14-116 | Streamvault 1010E series. 2U 18 BAY, Xeon Silver 4116, 16GB RAM, OS RAID1 (2) 240GB SSD, 140TB RAW (10) 14TB, RAID5, (2)x1GbE Ports, WIN 10 PRO. Dual PS. Genetec Security Center pre-installed. License sold separately. | Ea |  | 1 Year | 28545 | 6.5% | 26689.575
54478 | Genetec | SV-1010E-R18-144T-12-116 | Streamvault 1010E series. 2U 18 BAY, Xeon Silver 4116, 16GB RAM, OS RAID1 (2) 240GB SSD, 144TB RAW (12) 12TB, RAID5, (2)x1GbE Ports, WIN 10 PRO. Dual PS. Genetec Security Center pre-installed. License sold separately. | Ea |  | 1 Year | 27208 | 6.5% | 25439.48
54479 | Genetec | SV-1010E-R18-144T-8-116 | Streamvault 1010E series. 2U 18 BAY, Xeon Silver 4116, 16GB RAM, OS RAID1 (2) 240GB SSD, 144TB RAW (18) 8TB, RAID5, (2)x1GbE Ports, WIN 10 PRO. Dual PS. Genetec Security Center pre-installed. License sold separately. | Ea |  | 1 Year | 24382 | 6.5% | 22797.17
54480 | Genetec | SV-1010E-R18-150T-10-116 | Streamvault 1010E series. 2U 18 BAY, Xeon Silver 4116, 16GB RAM, OS RAID1 (2) 240GB SSD, 150TB RAW (15) 10TB, RAID5, (2)x1GbE Ports, WIN 10 PRO. Dual PS. Genetec Security Center pre-installed. License sold separately. | Ea |  | 1 Year | 24532 | 6.5% | 22937.42
54481 | Genetec | SV-1010E-R18-154T-14-116 | Streamvault 1010E series. 2U 18 BAY, Xeon Silver 4116, 16GB RAM, OS RAID1 (2) 240GB SSD, 154TB RAW (11) 14TB, RAID5, (2)x1GbE Ports, WIN 10 PRO. Dual PS. Genetec Security Center pre-installed. License sold separately. | Ea |  | 1 Year | 30245 | 6.5% | 28279.075
54482 | Genetec | SV-1010E-R18-156T-12-116 | Streamvault 1010E series. 2U 18 BAY, Xeon Silver 4116, 16GB RAM, OS RAID1 (2) 240GB SSD, 156TB RAW (13) 12TB, RAID5, (2)x1GbE Ports, WIN 10 PRO. Dual PS. Genetec Security Center pre-installed. License sold separately. | Ea |  | 1 Year | 28513 | 6.5% | 26659.655
54483 | Genetec | SV-1010E-R18-160T-10-116 | Streamvault 1010E series. 2U 18 BAY, Xeon Silver 4116, 16GB RAM, OS RAID1 (2) 240GB SSD, 160TB RAW (16) 10TB, RAID5, (2)x1GbE Ports, WIN 10 PRO. Dual PS. Genetec Security Center pre-installed. License sold separately. | Ea |  | 1 Year | 25397 | 6.5% | 23746.195
54484 | Genetec | SV-1010E-R18-168T-12-116 | Streamvault 1010E series. 2U 18 BAY, Xeon Silver 4116, 16GB RAM, OS RAID1 (2) 240GB SSD, 168TB RAW (14) 12TB, RAID5, (2)x1GbE Ports, WIN 10 PRO. Dual PS. Genetec Security Center pre-installed. License sold separately. | Ea |  | 1 Year | 29818 | 6.5% | 27879.83
54485 | Genetec | SV-1010E-R18-168T-14-116 | Streamvault 1010E series. 2U 18 BAY, Xeon Silver 4116, 16GB RAM, OS RAID1 (2) 240GB SSD, 168TB RAW (12) 14TB, RAID5, (2)x1GbE Ports, WIN 10 PRO. Dual PS. Genetec Security Center pre-installed. License sold separately. | Ea |  | 1 Year | 31945 | 6.5% | 29868.575
54486 | Genetec | SV-1010E-R18-170T-10-116 | Streamvault 1010E series. 2U 18 BAY, Xeon Silver 4116, 16GB RAM, OS RAID1 (2) 240GB SSD, 170TB RAW (17) 10TB, RAID5, (2)x1GbE Ports, WIN 10 PRO. Dual PS. Genetec Security Center pre-installed. License sold separately. | Ea |  | 1 Year | 26263 | 6.5% | 24555.905
54487 | Genetec | SV-1010E-R18-180T-10-116 | Streamvault 1010E series. 2U 18 BAY, Xeon Silver 4116, 16GB RAM, OS RAID1 (2) 240GB SSD, 180TB RAW (18) 10TB, RAID5, (2)x1GbE Ports, WIN 10 PRO. Dual PS. Genetec Security Center pre-installed. License sold separately. | Ea |  | 1 Year | 27129 | 6.5% | 25365.615
54488 | Genetec | SV-1010E-R18-180T-12-116 | Streamvault 1010E series. 2U 18 BAY, Xeon Silver 4116, 16GB RAM, OS RAID1 (2) 240GB SSD, 180TB RAW (15) 12TB, RAID5, (2)x1GbE Ports, WIN 10 PRO. Dual PS. Genetec Security Center pre-installed. License sold separately. | Ea |  | 1 Year | 31124 | 6.5% | 29100.94
54489 | Genetec | SV-1010E-R18-182T-14-116 | Streamvault 1010E series. 2U 18 BAY, Xeon Silver 4116, 16GB RAM, OS RAID1 (2) 240GB SSD, 182TB RAW (13) 14TB, RAID5, (2)x1GbE Ports, WIN 10 PRO. Dual PS. Genetec Security Center pre-installed. License sold separately. | Ea |  | 1 Year | 33645 | 6.5% | 31458.075
54490 | Genetec | SV-1010E-R18-192T-12-116 | Streamvault 1010E series. 2U 18 BAY, Xeon Silver 4116, 16GB RAM, OS RAID1 (2) 240GB SSD, 192TB RAW (16) 12TB, RAID5, (2)x1GbE Ports, WIN 10 PRO. Dual PS. Genetec Security Center pre-installed. License sold separately. | Ea |  | 1 Year | 32429 | 6.5% | 30321.115
54491 | Genetec | SV-1010E-R18-196T-14-116 | Streamvault 1010E series. 2U 18 BAY, Xeon Silver 4116, 16GB RAM, OS RAID1 (2) 240GB SSD, 196TB RAW (14) 14TB, RAID5, (2)x1GbE Ports, WIN 10 PRO. Dual PS. Genetec Security Center pre-installed. License sold separately. | Ea |  | 1 Year | 35345 | 6.5% | 33047.575
54492 | Genetec | SV-1010E-R18-204T-12-116 | Streamvault 1010E series. 2U 18 BAY, Xeon Silver 4116, 16GB RAM, OS RAID1 (2) 240GB SSD, 204TB RAW (17) 12TB, RAID5, (2)x1GbE Ports, WIN 10 PRO. Dual PS. Genetec Security Center pre-installed. License sold separately. | Ea |  | 1 Year | 33734 | 6.5% | 31541.29
54493 | Genetec | SV-1010E-R18-210T-14-116 | Streamvault 1010E series. 2U 18 BAY, Xeon Silver 4116, 16GB RAM, OS RAID1 (2) 240GB SSD, 210TB RAW (15) 14TB, RAID5, (2)x1GbE Ports, WIN 10 PRO. Dual PS. Genetec Security Center pre-installed. License sold separately. | Ea |  | 1 Year | 37045 | 6.5% | 34637.075
54494 | Genetec | SV-1010E-R18-216T-12-116 | Streamvault 1010E series. 2U 18 BAY, Xeon Silver 4116, 16GB RAM, OS RAID1 (2) 240GB SSD, 216TB RAW (18) 12TB, RAID5, (2)x1GbE Ports, WIN 10 PRO. Dual PS. Genetec Security Center pre-installed. License sold separately. | Ea |  | 1 Year | 35039 | 6.5% | 32761.465
54495 | Genetec | SV-1010E-R18-224T-14-116 | Streamvault 1010E series. 2U 18 BAY, Xeon Silver 4116, 16GB RAM, OS RAID1 (2) 240GB SSD, 224TB RAW (16) 14TB, RAID5, (2)x1GbE Ports, WIN 10 PRO. Dual PS. Genetec Security Center pre-installed. License sold separately. | Ea |  | 1 Year | 38745 | 6.5% | 36226.575
54496 | Genetec | SV-1010E-R18-238T-14-116 | Streamvault 1010E series. 2U 18 BAY, Xeon Silver 4116, 16GB RAM, OS RAID1 (2) 240GB SSD, 238TB RAW (17) 14TB, RAID5, (2)x1GbE Ports, WIN 10 PRO. Dual PS. Genetec Security Center pre-installed. License sold separately. | Ea |  | 1 Year | 40445 | 6.5% | 37816.075
54497 | Genetec | SV-1010E-R18-24T-8-116 | Streamvault 1010E series. 2U 18 BAY, Xeon Silver 4116, 16GB RAM, OS RAID1 (2) 240GB SSD, 24TB RAW (3) 8TB, RAID5, (2)x1GbE Ports, WIN 10 PRO. Dual PS. Genetec Security Center pre-installed. License sold separately. | Ea |  | 1 Year | 13684 | 6.5% | 12794.54
54498 | Genetec | SV-1010E-R18-252T-14-116 | Streamvault 1010E series. 2U 18 BAY, Xeon Silver 4116, 16GB RAM, OS RAID1 (2) 240GB SSD, 252TB RAW (18) 14TB, RAID5, (2)x1GbE Ports, WIN 10 PRO. Dual PS. Genetec Security Center pre-installed. License sold separately. | Ea |  | 1 Year | 42145 | 6.5% | 39405.575
54499 | Genetec | SV-1010E-R18-30T-10-116 | Streamvault 1010E series. 2U 18 BAY, Xeon Silver 4116, 16GB RAM, OS RAID1 (2) 240GB SSD, 30TB RAW (3) 10TB, RAID5, (2)x1GbE Ports, WIN 10 PRO. Dual PS. Genetec Security Center pre-installed. License sold separately. | Ea |  | 1 Year | 14142 | 6.5% | 13222.77
54500 | Genetec | SV-1010E-R18-32T-8-116 | Streamvault 1010E series. 2U 18 BAY, Xeon Silver 4116, 16GB RAM, OS RAID1 (2) 240GB SSD, 32TB RAW (4) 8TB, RAID5, (2)x1GbE Ports, WIN 10 PRO. Dual PS. Genetec Security Center pre-installed. License sold separately. | Ea |  | 1 Year | 14397 | 6.5% | 13461.195
54501 | Genetec | SV-1010E-R18-36T-12-116 | Streamvault 1010E series. 2U 18 BAY, Xeon Silver 4116, 16GB RAM, OS RAID1 (2) 240GB SSD, 36TB RAW (3) 12TB, RAID5, (2)x1GbE Ports, WIN 10 PRO. Dual PS. Genetec Security Center pre-installed. License sold separately. | Ea |  | 1 Year | 15461 | 6.5% | 14456.035
54502 | Genetec | SV-1010E-R18-40T-10-116 | Streamvault 1010E series. 2U 18 BAY, Xeon Silver 4116, 16GB RAM, OS RAID1 (2) 240GB SSD, 40TB RAW (4) 10TB, RAID5, (2)x1GbE Ports, WIN 10 PRO. Dual PS. Genetec Security Center pre-installed. License sold separately. | Ea |  | 1 Year | 15008 | 6.5% | 14032.48
54503 | Genetec | SV-1010E-R18-40T-8-116 | Streamvault 1010E series. 2U 18 BAY, Xeon Silver 4116, 16GB RAM, OS RAID1 (2) 240GB SSD, 40TB RAW (5) 8TB, RAID5, (2)x1GbE Ports, WIN 10 PRO. Dual PS. Genetec Security Center pre-installed. License sold separately. | Ea |  | 1 Year | 15111 | 6.5% | 14128.785
54504 | Genetec | SV-1010E-R18-42T-14-116 | Streamvault 1010E series. 2U 18 BAY, Xeon Silver 4116, 16GB RAM, OS RAID1 (2) 240GB SSD, 42TB RAW (3) 14TB, RAID5, (2)x1GbE Ports, WIN 10 PRO. Dual PS. Genetec Security Center pre-installed. License sold separately. | Ea |  | 1 Year | 16645 | 6.5% | 15563.075
54505 | Genetec | SV-1010E-R18-48T-12-116 | Streamvault 1010E series. 2U 18 BAY, Xeon Silver 4116, 16GB RAM, OS RAID1 (2) 240GB SSD, 48TB RAW (4) 12TB, RAID5, (2)x1GbE Ports, WIN 10 PRO. Dual PS. Genetec Security Center pre-installed. License sold separately. | Ea |  | 1 Year | 16766 | 6.5% | 15676.21
54506 | Genetec | SV-1010E-R18-48T-8-116 | Streamvault 1010E series. 2U 18 BAY, Xeon Silver 4116, 16GB RAM, OS RAID1 (2) 240GB SSD, 48TB RAW (6) 8TB, RAID5, (2)x1GbE Ports, WIN 10 PRO. Dual PS. Genetec Security Center pre-installed. License sold separately. | Ea |  | 1 Year | 15824 | 6.5% | 14795.44
54507 | Genetec | SV-1010E-R18-50T-10-116 | Streamvault 1010E series. 2U 18 BAY, Xeon Silver 4116, 16GB RAM, OS RAID1 (2) 240GB SSD, 50TB RAW (5) 10TB, RAID5, (2)x1GbE Ports, WIN 10 PRO. Dual PS. Genetec Security Center pre-installed. License sold separately. | Ea |  | 1 Year | 15874 | 6.5% | 14842.19
54508 | Genetec | SV-1010E-R18-56T-14-116 | Streamvault 1010E series. 2U 18 BAY, Xeon Silver 4116, 16GB RAM, OS RAID1 (2) 240GB SSD, 56TB RAW (4) 14TB, RAID5, (2)x1GbE Ports, WIN 10 PRO. Dual PS. Genetec Security Center pre-installed. License sold separately. | Ea |  | 1 Year | 18345 | 6.5% | 17152.575
54509 | Genetec | SV-1010E-R18-56T-8-116 | Streamvault 1010E series. 2U 18 BAY, Xeon Silver 4116, 16GB RAM, OS RAID1 (2) 240GB SSD, 56TB RAW (7) 8TB, RAID5, (2)x1GbE Ports, WIN 10 PRO. Dual PS. Genetec Security Center pre-installed. License sold separately. | Ea |  | 1 Year | 16537 | 6.5% | 15462.095
54510 | Genetec | SV-1010E-R18-60T-10-116 | Streamvault 1010E series. 2U 18 BAY, Xeon Silver 4116, 16GB RAM, OS RAID1 (2) 240GB SSD, 60TB RAW (6) 10TB, RAID5, (2)x1GbE Ports, WIN 10 PRO. Dual PS. Genetec Security Center pre-installed. License sold separately. | Ea |  | 1 Year | 16739 | 6.5% | 15650.965
54511 | Genetec | SV-1010E-R18-60T-12-116 | Streamvault 1010E series. 2U 18 BAY, Xeon Silver 4116, 16GB RAM, OS RAID1 (2) 240GB SSD, 60TB RAW (5) 12TB, RAID5, (2)x1GbE Ports, WIN 10 PRO. Dual PS. Genetec Security Center pre-installed. License sold separately. | Ea |  | 1 Year | 18071 | 6.5% | 16896.385
54512 | Genetec | SV-1010E-R18-64T-8-116 | Streamvault 1010E series. 2U 18 BAY, Xeon Silver 4116, 16GB RAM, OS RAID1 (2) 240GB SSD, 64TB RAW (8) 8TB, RAID5, (2)x1GbE Ports, WIN 10 PRO. Dual PS. Genetec Security Center pre-installed. License sold separately. | Ea |  | 1 Year | 17250 | 6.5% | 16128.75
54513 | Genetec | SV-1010E-R18-70T-10-116 | Streamvault 1010E series. 2U 18 BAY, Xeon Silver 4116, 16GB RAM, OS RAID1 (2) 240GB SSD, 70TB RAW (7) 10TB, RAID5, (2)x1GbE Ports, WIN 10 PRO. Dual PS. Genetec Security Center pre-installed. License sold separately. | Ea |  | 1 Year | 17605 | 6.5% | 16460.675
54514 | Genetec | SV-1010E-R18-70T-14-116 | Streamvault 1010E series. 2U 18 BAY, Xeon Silver 4116, 16GB RAM, OS RAID1 (2) 240GB SSD, 70TB RAW (5) 14TB, RAID5, (2)x1GbE Ports, WIN 10 PRO. Dual PS. Genetec Security Center pre-installed. License sold separately. | Ea |  | 1 Year | 20045 | 6.5% | 18742.075
54515 | Genetec | SV-1010E-R18-72T-12-116 | Streamvault 1010E series. 2U 18 BAY, Xeon Silver 4116, 16GB RAM, OS RAID1 (2) 240GB SSD, 72TB RAW (6) 12TB, RAID5, (2)x1GbE Ports, WIN 10 PRO. Dual PS. Genetec Security Center pre-installed. License sold separately. | Ea |  | 1 Year | 19376 | 6.5% | 18116.56
54516 | Genetec | SV-1010E-R18-72T-8-116 | Streamvault 1010E series. 2U 18 BAY, Xeon Silver 4116, 16GB RAM, OS RAID1 (2) 240GB SSD, 72TB RAW (9) 8TB, RAID5, (2)x1GbE Ports, WIN 10 PRO. Dual PS. Genetec Security Center pre-installed. License sold separately. | Ea |  | 1 Year | 17963 | 6.5% | 16795.405
54517 | Genetec | SV-1010E-R18-80T-10-116 | Streamvault 1010E series. 2U 18 BAY, Xeon Silver 4116, 16GB RAM, OS RAID1 (2) 240GB SSD, 80TB RAW (8) 10TB, RAID5, (2)x1GbE Ports, WIN 10 PRO. Dual PS. Genetec Security Center pre-installed. License sold separately. | Ea |  | 1 Year | 18471 | 6.5% | 17270.385
54518 | Genetec | SV-1010E-R18-80T-8-116 | Streamvault 1010E series. 2U 18 BAY, Xeon Silver 4116, 16GB RAM, OS RAID1 (2) 240GB SSD, 80TB RAW (10) 8TB, RAID5, (2)x1GbE Ports, WIN 10 PRO. Dual PS. Genetec Security Center pre-installed. License sold separately. | Ea |  | 1 Year | 18676 | 6.5% | 17462.06
54519 | Genetec | SV-1010E-R18-84T-12-116 | Streamvault 1010E series. 2U 18 BAY, Xeon Silver 4116, 16GB RAM, OS RAID1 (2) 240GB SSD, 84TB RAW (7) 12TB, RAID5, (2)x1GbE Ports, WIN 10 PRO. Dual PS. Genetec Security Center pre-installed. License sold separately. | Ea |  | 1 Year | 20682 | 6.5% | 19337.67
54520 | Genetec | SV-1010E-R18-84T-14-116 | Streamvault 1010E series. 2U 18 BAY, Xeon Silver 4116, 16GB RAM, OS RAID1 (2) 240GB SSD, 84TB RAW (6) 14TB, RAID5, (2)x1GbE Ports, WIN 10 PRO. Dual PS. Genetec Security Center pre-installed. License sold separately. | Ea |  | 1 Year | 21745 | 6.5% | 20331.575
54521 | Genetec | SV-1010E-R18-88T-8-116 | Streamvault 1010E series. 2U 18 BAY, Xeon Silver 4116, 16GB RAM, OS RAID1 (2) 240GB SSD, 88TB RAW (11) 8TB, RAID5, (2)x1GbE Ports, WIN 10 PRO. Dual PS. Genetec Security Center pre-installed. License sold separately. | Ea |  | 1 Year | 19389 | 6.5% | 18128.715
54522 | Genetec | SV-1010E-R18-90T-10-116 | Streamvault 1010E series. 2U 18 BAY, Xeon Silver 4116, 16GB RAM, OS RAID1 (2) 240GB SSD, 90TB RAW (9) 10TB, RAID5, (2)x1GbE Ports, WIN 10 PRO. Dual PS. Genetec Security Center pre-installed. License sold separately. | Ea |  | 1 Year | 19337 | 6.5% | 18080.095
54523 | Genetec | SV-1010E-R18-96T-12-116 | Streamvault 1010E series. 2U 18 BAY, Xeon Silver 4116, 16GB RAM, OS RAID1 (2) 240GB SSD, 96TB RAW (8) 12TB, RAID5, (2)x1GbE Ports, WIN 10 PRO. Dual PS. Genetec Security Center pre-installed. License sold separately. | Ea |  | 1 Year | 21987 | 6.5% | 20557.845
54524 | Genetec | SV-1010E-R18-96T-8-116 | Streamvault 1010E series. 2U 18 BAY, Xeon Silver 4116, 16GB RAM, OS RAID1 (2) 240GB SSD, 96TB RAW (12) 8TB, RAID5, (2)x1GbE Ports, WIN 10 PRO. Dual PS. Genetec Security Center pre-installed. License sold separately. | Ea |  | 1 Year | 20103 | 6.5% | 18796.305
54525 | Genetec | SV-1010E-R18-98T-14-116 | Streamvault 1010E series. 2U 18 BAY, Xeon Silver 4116, 16GB RAM, OS RAID1 (2) 240GB SSD, 98TB RAW (7) 14TB, RAID5, (2)x1GbE Ports, WIN 10 PRO. Dual PS. Genetec Security Center pre-installed. License sold separately. | Ea |  | 1 Year | 23445 | 6.5% | 21921.075
54526 | Genetec | SV-1010E-R18-D240-116 | Streamvault 1010E series. 2U 18 BAY, Xeon Silver 4116, 16GB RAM, OS RAID1 (2) 240GB SSD, (2)x1GbE Ports, WIN 10 PRO. Dual PS. Genetec Security Center pre-installed. License sold separately. | Ea |  | 1 Year | 11545 | 6.5% | 10794.575
54527 | Genetec | SV-1010E-R4-12T-4-110 | Streamvault 1000E Appliance - 1U 4 BAY, Xeon SILVER 4110, 16GB RAM, (3) 4TB,Windows 10 Pro, (2) 1GbE, Matrox G200- VGA, RAID 5,6,10, Dual PS, Genetec Security Center pre-installed. License sold separately. | Ea |  | 1 Year | 8161 | 6.5% | 7630.535
54528 | Genetec | SV-1010E-R4-18T-6-110 | Streamvault 1000E Appliance - 1U 4 BAY, Xeon SILVER 4110, 16GB RAM, (3) 6TB,Windows 10 Pro, (2) 1GbE, Matrox G200- VGA, RAID 5,6,10, Dual PS, Genetec Security Center pre-installed. License sold separately. | Ea |  | 1 Year | 9090 | 6.5% | 8499.15
54529 | Genetec | SV-1010E-R4-24T-8-110 | Streamvault 1000E Appliance - 1U 4 BAY, Xeon SILVER 4110, 16GB RAM, (3) 8TB,Windows 10 Pro, (2) 1GbE, Matrox G200- VGA, RAID 5,6,10, Dual PS, Genetec Security Center pre-installed. License sold separately. | Ea |  | 1 Year | 9546 | 6.5% | 8925.51
54530 | Genetec | SV-1010E-R4-30T-10-110 | Streamvault 1000E Appliance - 1U 4 BAY, Xeon SILVER 4110, 16GB RAM, (3) 10TB,Windows 10 Pro, (2) 1GbE, Matrox G200- VGA, RAID 5,6,10, Dual PS, Genetec Security Center pre-installed. License sold separately. | Ea |  | 1 Year | 10035 | 6.5% | 9382.725
54531 | Genetec | SV-1010E-R4-32T-8-110 | Streamvault 1000E Appliance - 1U 4 BAY, Xeon SILVER 4110, 16GB RAM, (4) 8TB,Windows 10 Pro, (2) 1GbE, Matrox G200- VGA, RAID 5,6,10, Dual PS, Genetec Security Center pre-installed. License sold separately. | Ea |  | 1 Year | 10256 | 6.5% | 9589.36
54532 | Genetec | SV-1010E-R4-40T-10-110 | Streamvault 1000E Appliance - 1U 4 BAY, Xeon SILVER 4110, 16GB RAM, (4) 10TB,Windows 10 Pro, (2) 1GbE, Matrox G200- VGA, RAID 5,6,10, Dual PS, Genetec Security Center pre-installed. License sold separately. | Ea |  | 1 Year | 10910 | 6.5% | 10200.85
54533 | Genetec | SV-1010E-R4-6T-2-110 | Streamvault 1000E Appliance - 1U 4 BAY, Xeon SILVER 4110, 16GB RAM, (3) 2TB,Windows 10 Pro, (2) 1GbE, Matrox G200- VGA, RAID 5,6,10, Dual PS, Genetec Security Center pre-installed. License sold separately. | Ea |  | 1 Year | 7989 | 6.5% | 7469.715
54534 | Genetec | SV-1010E-R8-32T-8-110 | Streamvault 1000E Appliance - 2U 8 BAY, Xeon SILVER 4110, 16GB RAM, (2) 240GB SSD, 32 TB RAW (4) 8TB,Windows 10 Pro, (2) 1GbE, Dual PS. Genetec Security Center pre-installed. License sold separately. | Ea |  | 1 Year | 11500 | 6.5% | 10752.5
54535 | Genetec | SV-1010E-R8-32T-8-110-A16 | Streamvault 1000E Appliance - 2U 8 BAY, Xeon SILVER 4110, 16GB RAM, (2) 240GB SSD, 32 TB RAW (4) 8TB,Windows 10 Pro, (2) 1GbE, Dual PS. Alarm I/O Board - (1) 16 Channel Stretch Board. Genetec Security Center pre-installed. License sold separately. | Ea |  | 1 Year | 12111 | 6.5% | 11323.785
54536 | Genetec | SV-1010E-R8-32T-8-110-A32 | Streamvault 1000E Appliance - 2U 8 BAY, Xeon SILVER 4110, 16GB RAM, (2) 240GB SSD, 32 TB RAW (4) 8TB,Windows 10 Pro, (2) 1GbE, Dual PS. Alarm I/O Board - (2) 16 Channel Stretch Board. Genetec Security Center pre-installed. License sold separately. | Ea |  | 1 Year | 12600 | 6.5% | 11781
54537 | Genetec | SV-1010E-R8-32T-8-110-A64 | Streamvault 1000E Appliance - 2U 8 BAY, Xeon SILVER 4110, 16GB RAM, (2) 240GB SSD, 32 TB RAW (4) 8TB,Windows 10 Pro, (2) 1GbE, Dual PS. Alarm I/O Board - (4) 16 Channel Stretch Board. Genetec Security Center pre-installed. License sold separately. | Ea |  | 1 Year | 13578 | 6.5% | 12695.43
54538 | Genetec | SV-1010E-R8-48T-8-110 | Streamvault 1000E Appliance - 2U 8 BAY, Xeon SILVER 4110, 16GB RAM, (2) 240GB SSD, 48 TB RAW (6) 8TB,Windows 10 Pro, (2) 1GbE, Dual PS. Genetec Security Center pre-installed. License sold separately. | Ea |  | 1 Year | 13518 | 6.5% | 12639.33
54539 | Genetec | SV-1010E-R8-48T-8-110-A16 | Streamvault 1000E Appliance - 2U 8 BAY, Xeon SILVER 4110, 16GB RAM, (2) 240GB SSD, 48 TB RAW (6) 8TB,Windows 10 Pro, (2) 1GbE, Dual PS. Alarm I/O Board - (1) 16 Channel Stretch Board. Genetec Security Center pre-installed. License sold separately. | Ea |  | 1 Year | 14129 | 6.5% | 13210.615
54540 | Genetec | SV-1010E-R8-48T-8-110-A32 | Streamvault 1000E Appliance - 2U 8 BAY, Xeon SILVER 4110, 16GB RAM, (2) 240GB SSD, 48 TB RAW (6) 8TB,Windows 10 Pro, (2) 1GbE, Dual PS. Alarm I/O Board - (2) 16 Channel Stretch Board. Genetec Security Center pre-installed. License sold separately. | Ea |  | 1 Year | 14618 | 6.5% | 13667.83
54541 | Genetec | SV-1010E-R8-48T-8-110-A64 | Streamvault 1000E Appliance - 2U 8 BAY, Xeon SILVER 4110, 16GB RAM, (2) 240GB SSD, 48 TB RAW (6) 8TB,Windows 10 Pro, (2) 1GbE, Dual PS. Alarm I/O Board - (4) 16 Channel Stretch Board. Genetec Security Center pre-installed. License sold separately. | Ea |  | 1 Year | 15596 | 6.5% | 14582.26
54542 | Genetec | SV-1010EX-R18-112T-14-216 | Streamvault 1010EX series. 2U 18 BAY, (2) Xeon Silver 4116, 32GB RAM, OS RAID1 (2) 240GB SSD, 112TB RAW (8) 14TB, RAID5, (4)x1GbE Ports, (2)x10GbE SFP+ Ports, WIN 10 PRO. Dual PS. Genetec Security Center pre-installed. License sold separately. | Ea |  | 1 Year | 27213 | 6.5% | 25444.155
54543 | Genetec | SV-1010EX-R18-126T-14-216 | Streamvault 1010EX series. 2U 18 BAY, (2) Xeon Silver 4116, 32GB RAM, OS RAID1 (2) 240GB SSD, 126TB RAW (9) 14TB, RAID5, (4)x1GbE Ports, (2)x10GbE SFP+ Ports, WIN 10 PRO. Dual PS. Genetec Security Center pre-installed. License sold separately. | Ea |  | 1 Year | 28913 | 6.5% | 27033.655
54544 | Genetec | SV-1010EX-R18-140T-14-216 | Streamvault 1010EX series. 2U 18 BAY, (2) Xeon Silver 4116, 32GB RAM, OS RAID1 (2) 240GB SSD, 140TB RAW (10) 14TB, RAID5, (4)x1GbE Ports, (2)x10GbE SFP+ Ports, WIN 10 PRO. Dual PS. Genetec Security Center pre-installed. License sold separately. | Ea |  | 1 Year | 30613 | 6.5% | 28623.155
54545 | Genetec | SV-1010EX-R18-154T-14-216 | Streamvault 1010EX series. 2U 18 BAY, (2) Xeon Silver 4116, 32GB RAM, OS RAID1 (2) 240GB SSD, 154TB RAW (11) 14TB, RAID5, (4)x1GbE Ports, (2)x10GbE SFP+ Ports, WIN 10 PRO. Dual PS. Genetec Security Center pre-installed. License sold separately. | Ea |  | 1 Year | 32313 | 6.5% | 30212.655
54546 | Genetec | SV-1010EX-R18-168T-14-216 | Streamvault 1010EX series. 2U 18 BAY, (2) Xeon Silver 4116, 32GB RAM, OS RAID1 (2) 240GB SSD, 168TB RAW (12) 14TB, RAID5, (4)x1GbE Ports, (2)x10GbE SFP+ Ports, WIN 10 PRO. Dual PS. Genetec Security Center pre-installed. License sold separately. | Ea |  | 1 Year | 34013 | 6.5% | 31802.155
54547 | Genetec | SV-1010EX-R18-182T-14-216 | Streamvault 1010EX series. 2U 18 BAY, (2) Xeon Silver 4116, 32GB RAM, OS RAID1 (2) 240GB SSD, 182TB RAW (13) 14TB, RAID5, (4)x1GbE Ports, (2)x10GbE SFP+ Ports, WIN 10 PRO. Dual PS. Genetec Security Center pre-installed. License sold separately. | Ea |  | 1 Year | 35713 | 6.5% | 33391.655
54548 | Genetec | SV-1010EX-R18-196T-14-216 | Streamvault 1010EX series. 2U 18 BAY, (2) Xeon Silver 4116, 32GB RAM, OS RAID1 (2) 240GB SSD, 196TB RAW (14) 14TB, RAID5, (4)x1GbE Ports, (2)x10GbE SFP+ Ports, WIN 10 PRO. Dual PS. Genetec Security Center pre-installed. License sold separately. | Ea |  | 1 Year | 37413 | 6.5% | 34981.155
54549 | Genetec | SV-1010EX-R18-210T-14-216 | Streamvault 1010EX series. 2U 18 BAY, (2) Xeon Silver 4116, 32GB RAM, OS RAID1 (2) 240GB SSD, 210TB RAW (15) 14TB, RAID5, (4)x1GbE Ports, (2)x10GbE SFP+ Ports, WIN 10 PRO. Dual PS. Genetec Security Center pre-installed. License sold separately. | Ea |  | 1 Year | 39113 | 6.5% | 36570.655
54550 | Genetec | SV-1010EX-R18-224T-14-216 | Streamvault 1010EX series. 2U 18 BAY, (2) Xeon Silver 4116, 32GB RAM, OS RAID1 (2) 240GB SSD, 224TB RAW (16) 14TB, RAID5, (4)x1GbE Ports, (2)x10GbE SFP+ Ports, WIN 10 PRO. Dual PS. Genetec Security Center pre-installed. License sold separately. | Ea |  | 1 Year | 40813 | 6.5% | 38160.155
54551 | Genetec | SV-1010EX-R18-238T-14-216 | Streamvault 1010EX series. 2U 18 BAY, (2) Xeon Silver 4116, 32GB RAM, OS RAID1 (2) 240GB SSD, 238TB RAW (17) 14TB, RAID5, (4)x1GbE Ports, (2)x10GbE SFP+ Ports, WIN 10 PRO. Dual PS. Genetec Security Center pre-installed. License sold separately. | Ea |  | 1 Year | 42513 | 6.5% | 39749.655
54552 | Genetec | SV-1010EX-R18-252T-14-216 | Streamvault 1010EX series. 2U 18 BAY, (2) Xeon Silver 4116, 32GB RAM, OS RAID1 (2) 240GB SSD, 252TB RAW (18) 14TB, RAID5, (4)x1GbE Ports, (2)x10GbE SFP+ Ports, WIN 10 PRO. Dual PS. Genetec Security Center pre-installed. License sold separately. | Ea |  | 1 Year | 44213 | 6.5% | 41339.155
54553 | Genetec | SV-1010EX-R18-42T-14-216 | Streamvault 1010EX series. 2U 18 BAY, (2) Xeon Silver 4116, 32GB RAM, OS RAID1 (2) 240GB SSD, 42TB RAW (3) 14TB, RAID5, (4)x1GbE Ports, (2)x10GbE SFP+ Ports, WIN 10 PRO. Dual PS. Genetec Security Center pre-installed. License sold separately. | Ea |  | 1 Year | 18713 | 6.5% | 17496.655
54554 | Genetec | SV-1010EX-R18-56T-14-216 | Streamvault 1010EX series. 2U 18 BAY, (2) Xeon Silver 4116, 32GB RAM, OS RAID1 (2) 240GB SSD, 56TB RAW (4) 14TB, RAID5, (4)x1GbE Ports, (2)x10GbE SFP+ Ports, WIN 10 PRO. Dual PS. Genetec Security Center pre-installed. License sold separately. | Ea |  | 1 Year | 20413 | 6.5% | 19086.155
54555 | Genetec | SV-1010EX-R18-70T-14-216 | Streamvault 1010EX series. 2U 18 BAY, (2) Xeon Silver 4116, 32GB RAM, OS RAID1 (2) 240GB SSD, 70TB RAW (5) 14TB, RAID5, (4)x1GbE Ports, (2)x10GbE SFP+ Ports, WIN 10 PRO. Dual PS. Genetec Security Center pre-installed. License sold separately. | Ea |  | 1 Year | 22113 | 6.5% | 20675.655
54556 | Genetec | SV-1010EX-R18-84T-14-216 | Streamvault 1010EX series. 2U 18 BAY, (2) Xeon Silver 4116, 32GB RAM, OS RAID1 (2) 240GB SSD, 84TB RAW (6) 14TB, RAID5, (4)x1GbE Ports, (2)x10GbE SFP+ Ports, WIN 10 PRO. Dual PS. Genetec Security Center pre-installed. License sold separately. | Ea |  | 1 Year | 23813 | 6.5% | 22265.155
54557 | Genetec | SV-1010EX-R18-98T-14-216 | Streamvault 1010EX series. 2U 18 BAY, (2) Xeon Silver 4116, 32GB RAM, OS RAID1 (2) 240GB SSD, 98TB RAW (7) 14TB, RAID5, (4)x1GbE Ports, (2)x10GbE SFP+ Ports, WIN 10 PRO. Dual PS. Genetec Security Center pre-installed. License sold separately. | Ea |  | 1 Year | 25513 | 6.5% | 23854.655
54558 | Genetec | SV-101E-256G-I5 | SV-101E - 8500T Core i5, 256GB SSD, 16GB RAM, Single PS, Win 10. Genetec Security Center pre-installed. License sold separately | Ea |  | 1 Year | 2000 | 6.5% | 1870
54559 | Genetec | SV16v3-1C-GSC | 1 camera connection | Ea |  | 1 Year | 120 | 6.5% | 112.2
54560 | Genetec | SV16v3-1MobileU-GSC | 1 Security Center Mobile app connection | Ea |  | 1 Year | 250 | 6.5% | 233.75
54561 | Genetec | SV16v3-1MobileU-GSC | 1 Security Center Mobile app connection | Ea |  | 1 Year | 250 | 6.5% | 233.75
54562 | Genetec | SV16v3-1PAC-GSC | 1 analog camera connection (compatible with selected Encoder) | Ea |  | 1 Year | 84 | 6.5% | 78.54
54563 | Genetec | SV16v3-1PAC-GSC | 1 analog camera connection (compatible with selected Encoder) | Ea |  | 1 Year | 84 | 6.5% | 78.54
54564 | Genetec | SV16V3-1PMORPHOBIOMETRICS | 2 Safran Identity MorphoBridge Plugin. Mandatory Genetec Advantage. | Ea |  | 1 Year | 2500 | 6.5% | 2337.5
54565 | Genetec | SV16V3-1PMORPHOBIOMETRICS | 2 Safran Identity MorphoBridge Plugin. Mandatory Genetec Advantage. | Ea |  | 1 Year | 2500 | 6.5% | 2337.5
54566 | Genetec | SV16v3-1R-GSC | 1 External reader connection (required when hardware not purchased from Genetec) | Ea |  | 1 Year | 175 | 6.5% | 163.625
54567 | Genetec | SV16v3-1R-GSC | 1 External reader connection (required when hardware not purchased from Genetec) | Ea |  | 1 Year | 175 | 6.5% | 163.625
54568 | Genetec | SV16v3-GSC-AV-S-1SHP | One (1) fixed Sharp camera connection (one (1) connection is required for each analyzed stream) | Ea |  | 1 Year | 450 | 6.5% | 420.75
54569 | Genetec | SV16v3-GSC-AV-S-Parking | GSC AutoVu™ Standard Package For Parking Management. Includes Security Center Mapping for 5 Clients, List Updater and Pay-by-Plate Single. | Ea |  | 1 Year | 4995 | 6.5% | 4670.325
54570 | Genetec | SV16v3-GSC-FreeFlow-1Lot | Free-Flow one (1) Parking Lot Connection | Ea |  | 1 Year | 5000 | 6.5% | 4675
54571 | Genetec | SV16v3-GSC-FreeFlow-Base | GSC AutoVu™ Free-Flow Base Package. Includes 1 Free-Flow Lot, List Updater and Pay-by-Plate. | Ea |  | 1 Year | 7500 | 6.5% | 7012.5
54572 | Genetec | SV16V3-GSC-SIPELIA-BASE | GSC Sipelia™ Base Package | Ea |  | 1 Year | 1500 | 6.5% | 1402.5
54573 | Genetec | SV16V3-Om-S-1VIP | 1 Video Import Profile | Ea |  | 1 Year | 150 | 6.5% | 140.25
54574 | Genetec | SV16V3-PCORD-NA | SV16v3 North American Power Cord | Ea |  | 1 Year | 12 | 6.5% | 11.22
54575 | Genetec | SV16V3-PCORD-NA | SV16v3 North American Power Cord | Ea |  | 1 Year | 12 | 6.5% | 11.22
54576 | Genetec | SV16V3-SIPELIA-1SIP-STD | 1 Standard Connection to an Intercom Station (requires SV16v3-GSC-Sipelia-Base) | Ea |  | 1 Year | 160 | 6.5% | 149.6
54577 | Genetec | SV16V3-SIPELIA-1TRUNK | 1 SIP trunk connection to Hardware Intercom server or VOIP provider (requires SV16v3-GSC-Sipelia-Base) | Ea |  | 1 Year | 550 | 6.5% | 514.25
54578 | Genetec | SV16V3-Sy-S-1USBR | 1 RF Ideas USB enrollment reader connection (not required if RF Ideas USB enrollment reader purchased with software) | Ea |  | 1 Year | 100 | 6.5% | 93.5
54579 | Genetec | SV16V3-Sy-S-1USBR | 1 RF Ideas USB enrollment reader connection (not required if RF Ideas USB enrollment reader purchased with software) | Ea |  | 1 Year | 100 | 6.5% | 93.5
54580 | Genetec | SV16v3-USB-NIC | SV16v3 USB to Ethernet Adapter | Ea |  | 1 Year | 60 | 6.5% | 56.1
54581 | Genetec | SV16v3-USB-NIC | SV16v3 USB to Ethernet Adapter | Ea |  | 1 Year | 60 | 6.5% | 56.1
54582 | Genetec | SV16v3-VESA-mount | SV16v3 VESA mounting bracket | Ea |  | 1 Year | 50 | 6.5% | 46.75
54583 | Genetec | SV16v3-VESA-mount | SV16v3 VESA mounting bracket | Ea |  | 1 Year | 50 | 6.5% | 46.75
54584 | Genetec | SV16V4-1C-GSC | 1 camera connection | Ea |  | 1 Year | 120 | 6.5% | 112.2
54585 | Genetec | SV16V4-1MOBILEU-GSC | 1 Security Center Mobile app connection | Ea |  | 1 Year | 250 | 6.5% | 233.75
54586 | Genetec | SV16V4-1PAC-GSC | 1 analog camera connection (compatible with selected Encoder) | Ea |  | 1 Year | 84 | 6.5% | 78.54
54587 | Genetec | SV16V4-1PMORPHOBIOMETRICS | 2 Safran Identity MorphoBridge Plugin. Mandatory Genetec Advantage. | Ea |  | 1 Year | 2500 | 6.5% | 2337.5
54588 | Genetec | SV16V4-1R-GSC | 1 External reader connection (required when hardware not purchased from Genetec) | Ea |  | 1 Year | 175 | 6.5% | 163.625
54589 | Genetec | SV16V4-GSC-AV-S-1SHP | One (1) fixed Sharp camera connection (one (1) connection is required for each analyzed stream) | Ea |  | 1 Year | 450 | 6.5% | 420.75
54590 | Genetec | SV16V4-GSC-AV-S-PARKING | GSC AutoVu™ Standard Package For Parking Management. Includes Security Center Mapping for 5 Clients, List Updater and Pay-by-Plate Single. | Ea |  | 1 Year | 4995 | 6.5% | 4670.325
54591 | Genetec | SV16V4-GSC-FREEFLOW-1LOT | Free-Flow one (1) Parking Lot Connection | Ea |  | 1 Year | 5000 | 6.5% | 4675
54592 | Genetec | SV16V4-GSC-FREEFLOW-BASE | GSC AutoVu™ Free-Flow Base Package. Includes 1 Free-Flow Lot, List Updater and Pay-by-Plate. | Ea |  | 1 Year | 7500 | 6.5% | 7012.5
54593 | Genetec | SV16V4-OM-S-1VIP | 1 Video Import Profile | Ea |  | 1 Year | 150 | 6.5% | 140.25
54594 | Genetec | SV16V4-PCORD-NA | SV16v4 North American Power Cord | Ea |  | 1 Year | 26 | 6.5% | 24.31
54595 | Genetec | SV16V4-SY-S-1USBR | 1 RF Ideas USB enrollment reader connection (not required if RF Ideas USB enrollment reader purchased with software) | Ea |  | 1 Year | 100 | 6.5% | 93.5
54596 | Genetec | SV16V4-USB-NIC | SV16v4 USB to Ethernet Adapter | Ea |  | 1 Year | 60 | 6.5% | 56.1
54597 | Genetec | SV16V4-VESA-MOUNT | SV16v4 VESA mounting bracket | Ea |  | 1 Year | 50 | 6.5% | 46.75
54598 | Genetec | SV16V5-1AD-USCH | Security Center Active Directory Integration (users and cardholders). Enables Windows user accounts to be linked to Security Center user and Synergis cardholder accounts. Includes 1 connection to an Active Directory server. | Ea |  | 1 Year | 1720 | 6.5% | 1608.2
54599 | Genetec | SV16V5-1AP-BOSCH | 1 Bosch G Series intrusion panel connection (GV2/GV3/GV4). Mandatory Genetec Advantage. | Ea |  | 1 Year | 500 | 6.5% | 467.5
54600 | Genetec | SV16V5-1AP-DMP | 1 DMP intrusion panel connection. Mandatory Genetec Advantage. | Ea |  | 1 Year | 500 | 6.5% | 467.5
54601 | Genetec | SV16V5-1AP-DSC | 3 DSC PowerSeries intrusion panel connection. Mandatory Genetec Advantage. | Ea |  | 1 Year | 500 | 6.5% | 467.5
54602 | Genetec | SV16V5-1AP-HIGALAXY | 1 Honeywell Galaxy Dimension intrusion panel connection. Mandatory Genetec Advantage. | Ea |  | 1 Year | 500 | 6.5% | 467.5
54603 | Genetec | SV16V5-1C-GSC | 1 camera connection | Ea |  | 1 Year | 120 | 6.5% | 112.2
54604 | Genetec | SV16V5-1MOBILEU-GSC | 1 Security Center Mobile app connection | Ea |  | 1 Year | 250 | 6.5% | 233.75
54605 | Genetec | SV16V5-1PAC-GSC | 1 analog camera connection (compatible with selected Encoder) | Ea |  | 1 Year | 84 | 6.5% | 78.54
54606 | Genetec | SV16V5-1PCAM-GSC | 1 dewarping connection for panoramic camera (camera connection NOT included) | Ea |  | 1 Year | 230 | 6.5% | 215.05
54607 | Genetec | SV16V5-1PMORPHOBIOMETRICS | 2 Safran Identity MorphoBridge Plugin. Mandatory Genetec Advantage. | Ea |  | 1 Year | 2500 | 6.5% | 2337.5
54608 | Genetec | SV16V5-1RC-GSC | 1 restricted camera connection (regular camera connection required) | Ea |  | 1 Year | 250 | 6.5% | 233.75
54609 | Genetec | SV16V5-1R-GSC | 1 External reader connection (required when hardware not purchased from Genetec) | Ea |  | 1 Year | 175 | 6.5% | 163.625
54610 | Genetec | SV16V5-1SDK-ACIC-SCGATEWAY | One (1) Genetec SDK connection for ACIC with Security Center gateway. | Ea |  | 1 Year | 250 | 6.5% | 233.75
54611 | Genetec | SV16V5-1SDK-FOXSTREAM-FOXVIGI | One (1) Genetec SDK connection for Foxstream with FoxVigi | Ea |  | 1 Year | 250 | 6.5% | 233.75
54612 | Genetec | SV16V5-1SDK-IKUSI-ARMADILLO | One (1) Genetec SDK connection for Ikusi with Armadillo SV16v5 | Ea |  | 1 Year | 250 | 6.5% | 233.75
54613 | Genetec | SV16V5-1SDK-KIWIVISION | One (1) Genetec SDK connection for KiwiVision | Ea |  | 1 Year | 250 | 6.5% | 233.75
54614 | Genetec | SV16V5-1SDK-OPS-CARDAX | One (1) Genetec SDK connection for OPS with Cardax | Ea |  | 1 Year | 250 | 6.5% | 233.75
54615 | Genetec | SV16V5-1SDK-OPS-CID | One (1) Genetec SDK connection for OPS with CID | Ea |  | 1 Year | 250 | 6.5% | 233.75
54616 | Genetec | SV16V5-1SDK-PRYSM-APPVISION | One (1) Genetec SDK connection for Prysm AppVision Building Manager | Ea |  | 1 Year | 250 | 6.5% | 233.75
54617 | Genetec | SV16V5-8IN-GSC | 8 digital input connections for I/O module | Ea |  | 1 Year | 120 | 6.5% | 112.2
54618 | Genetec | SV16V5-8OUT-GSC | 8 digital output connections for I/O module | Ea |  | 1 Year | 120 | 6.5% | 112.2
54619 | Genetec | SV16V5-GSC-AV-S-1SHP | One (1) fixed Sharp camera connection (one (1) connection is required for each analyzed stream) | Ea |  | 1 Year | 450 | 6.5% | 420.75
54620 | Genetec | SV16V5-GSC-AV-S-PARKING | GSC AutoVu™ Standard Package For Parking Management. Includes Security Center Mapping for 5 Clients, List Updater and Pay-by-Plate Single. | Ea |  | 1 Year | 4995 | 6.5% | 4670.325
54621 | Genetec | SV16V5-GSC-FREEFLOW-1LOT | Free-Flow one (1) Parking Lot Connection | Ea |  | 1 Year | 5000 | 6.5% | 4675
54622 | Genetec | SV16V5-GSC-FREEFLOW-BASE | GSC AutoVu™ Free-Flow Base Package. Includes 1 Free-Flow Lot, List Updater and Pay-by-Plate. | Ea |  | 1 Year | 7500 | 6.5% | 7012.5
54623 | Genetec | SV16V5-GSC-SIPELIA-BASE | GSC Sipelia™ Base Package | Ea |  | 1 Year | 1500 | 6.5% | 1402.5
54624 | Genetec | SV16V5-OM-S-1VIP | 1 Video Import Profile | Ea |  | 1 Year | 150 | 6.5% | 140.25
54625 | Genetec | SV16V5-PCORD-NA | SV16v5 North American Power Cord | Ea |  | 1 Year | 26 | 6.5% | 24.31
54626 | Genetec | SV16V5-SIPELIA-1SIP-ADV | Advanced Add-on for 1 Standard Connection providing failover and bidirectional audio and video recording (requires SV32V3-Sipelia-1SIP-STD) | Ea |  | 1 Year | 100 | 6.5% | 93.5
54627 | Genetec | SV16V5-SIPELIA-1SIP-STD | 1 Standard Connection to an Intercom Station (requires SV16v5-GSC-Sipelia-Base) | Ea |  | 1 Year | 160 | 6.5% | 149.6
54628 | Genetec | SV16V5-SIPELIA-1TRUNK | 1 SIP trunk connection to Hardware Intercom server or VOIP provider (requires SV16v5-GSC-Sipelia-Base) | Ea |  | 1 Year | 550 | 6.5% | 514.25
54629 | Genetec | SV16V5-SY-S-1USBR | 1 RF Ideas USB enrollment reader connection (not required if RF Ideas USB enrollment reader purchased with software) | Ea |  | 1 Year | 100 | 6.5% | 93.5
54630 | Genetec | SV16V5-USB-NIC | SV16v5 USB to Ethernet Adapter | Ea |  | 1 Year | 60 | 6.5% | 56.1
54631 | Genetec | SV16V5-VESA-MOUNT | SV16v5 VESA mounting bracket | Ea |  | 1 Year | 50 | 6.5% | 46.75
54632 | Genetec | SV16V5-WARR-2YR-UP | Warranty Upgrade of 1 Year (2 Years), total 1 Year (5 Years) | Ea |  | 1 Year | 820 | 6.5% | 766.7
54633 | Genetec | SV-2000E-R14-110T-10-110 | Streamvault 2000E Appliance - 2U 14 BAY, Xeon Silver, 16GB RAM, (11) 10TB,Windows 2016, (2) 240GB SSD. Genetec Security Center pre-installed. License sold separately. | Ea |  | 1 Year | 19300 | 6.5% | 18045.5
54634 | Genetec | SV-2000E-R4-18T-6-110 | Streamvault 2000E Appliance - 2U 4 BAY RACKMOUNT SERVER 18TB,SILVER 4110 16GB (2) 240GB SSD (3) 6TB SATA, DPS Windows 2016, Genetec Security Center pre-installed. License sold separately. | Ea |  | 1 Year | 10425 | 6.5% | 9747.375
54635 | Genetec | SV-2000E-R4-40T-10-110 | Streamvault 2000E Appliance - 2U 4 BAY RACKMOUNT SERVER 40TB SILVER 4110 16GB (2) 240GB SSD (4) 10TB SATA DPS, Windows 2016, Genetec Security Center pre-installed. License sold separately. | Ea |  | 1 Year | 12245 | 6.5% | 11449.075
54636 | Genetec | SV-2000E-R4-D200-170 | Streamvault 2000E Appliance - 1U 4 BAY RACKMOUNT SERVER DUAL 200GB,SSD, Xeon E3-1270V6, 16GB RAM, (2) 200GB SSD, Windows 2016, Dual PS, Genetec Security Center pre-installed. License sold seperately. | Ea |  | 1 Year | 6975 | 6.5% | 6521.625
54637 | Genetec | SV-2000E-R4-D240-110-NYH | NYCHA Streamvault 2000E Appliance - 1U 4 BAY Rackmount, (1) Xeon Silver 4110 16GB RAM (2) 240GB 2.5" SSD (2) 550W PSU iDRAC Enterprise Windows Server 2016 5YR MC4 KYHD Warranty. Genetec Security Center pre-installed. License sold seperately. | Ea |  | 1 Year | 24600 | 6.5% | 23001
54638 | Genetec | SV-2000EX-R8-D120-220 | Streamvault 2000EX Appliance - 2U 8 BAY, (2) E5-2620V4, 32GB RAM, Windows 2016, (2) 120GB SSD, (2) 10GbE, Matrox G200-VGA, RAID 5,6,10, Dual PS, Genetec Security Center pre-installed. License sold separately. | Ea |  | 1 Year | 10074 | 6.5% | 9419.19
54639 | Genetec | SV-2010-ACC-WTY-NBD-5Y | SV-2010 Accessory - 1 Year (5 Years) Upgrade (Server and Directory) | Ea |  | 1 Year | 3190 | 6.5% | 2982.65
54640 | Genetec | SV-2010E-R14-100T-10-110 | Streamvault 2000E series. 2U 14 BAY, Xeon Silver 4110, 16GB RAM, OS RAID1 (2) 240GB SSD, 100TB RAW (10) 10TB, RAID5, (2)x1GbE Ports, WIN SRV 2016. Dual PS. Genetec Security Center pre-installed. License sold separately. | Ea |  | 1 Year | 18434 | 6.5% | 17235.79
54641 | Genetec | SV-2010E-R14-104T-8-110 | Streamvault 2000E series. 2U 14 BAY, Xeon Silver 4110, 16GB RAM, OS RAID1 (2) 240GB SSD, 104TB RAW (13) 8TB, RAID5, (2)x1GbE Ports, WIN SRV 2016. Dual PS. Genetec Security Center pre-installed. License sold separately. | Ea |  | 1 Year | 19047 | 6.5% | 17808.945
54642 | Genetec | SV-2010E-R14-108T-12-110 | Streamvault 2000E series. 2U 14 BAY, Xeon Silver 4110, 16GB RAM, OS RAID1 (2) 240GB SSD, 108TB RAW (9) 12TB, RAID5, (2)x1GbE Ports, WIN SRV 2016. Dual PS. Genetec Security Center pre-installed. License sold separately. | Ea |  | 1 Year | 21524 | 6.5% | 20124.94
54643 | Genetec | SV-2010E-R14-110T-10-110 | Streamvault 2000E series. 2U 14 BAY, Xeon Silver 4110, 16GB RAM, OS RAID1 (2) 240GB SSD, 110TB RAW (11) 10TB, RAID5, (2)x1GbE Ports, WIN SRV 2016. Dual PS. Genetec Security Center pre-installed. License sold separately. | Ea |  | 1 Year | 19300 | 6.5% | 18045.5
54644 | Genetec | SV-2010E-R14-112T-14-110 | Streamvault 2000E series. 2U 14 BAY, Xeon Silver 4110, 16GB RAM, OS RAID1 (2) 240GB SSD, 112TB RAW (8) 14TB, RAID5, (2)x1GbE Ports, WIN SRV 2016. Dual PS. Genetec Security Center pre-installed. License sold separately. | Ea |  | 1 Year | 23376 | 6.5% | 21856.56
54645 | Genetec | SV-2010E-R14-112T-8-110 | Streamvault 2000E series. 2U 14 BAY, Xeon Silver 4110, 16GB RAM, OS RAID1 (2) 240GB SSD, 112TB RAW (14) 8TB, RAID5, (2)x1GbE Ports, WIN SRV 2016. Dual PS. Genetec Security Center pre-installed. License sold separately. | Ea |  | 1 Year | 19761 | 6.5% | 18476.535
54646 | Genetec | SV-2010E-R14-120T-10-110 | Streamvault 2000E series. 2U 14 BAY, Xeon Silver 4110, 16GB RAM, OS RAID1 (2) 240GB SSD, 120TB RAW (12) 10TB, RAID5, (2)x1GbE Ports, WIN SRV 2016. Dual PS. Genetec Security Center pre-installed. License sold separately. | Ea |  | 1 Year | 20166 | 6.5% | 18855.21
54647 | Genetec | SV-2010E-R14-120T-12-110 | Streamvault 2000E series. 2U 14 BAY, Xeon Silver 4110, 16GB RAM, OS RAID1 (2) 240GB SSD, 120TB RAW (10) 12TB, RAID5, (2)x1GbE Ports, WIN SRV 2016. Dual PS. Genetec Security Center pre-installed. License sold separately. | Ea |  | 1 Year | 22829 | 6.5% | 21345.115
54648 | Genetec | SV-2010E-R14-126T-14-110 | Streamvault 2000E series. 2U 14 BAY, Xeon Silver 4110, 16GB RAM, OS RAID1 (2) 240GB SSD, 126TB RAW (9) 14TB, RAID5, (2)x1GbE Ports, WIN SRV 2016. Dual PS. Genetec Security Center pre-installed. License sold separately. | Ea |  | 1 Year | 25076 | 6.5% | 23446.06
54649 | Genetec | SV-2010E-R14-130T-10-110 | Streamvault 2000E series. 2U 14 BAY, Xeon Silver 4110, 16GB RAM, OS RAID1 (2) 240GB SSD, 130'TB RAW (13) 10TB, RAID5, (2)x1GbE Ports, WIN SRV 2016. Dual PS. Genetec Security Center pre-installed. License sold separately. | Ea |  | 1 Year | 21032 | 6.5% | 19664.92
54650 | Genetec | SV-2010E-R14-132T-12-110 | Streamvault 2000E series. 2U 14 BAY, Xeon Silver 4110, 16GB RAM, OS RAID1 (2) 240GB SSD, 132TB RAW (11) 12TB, RAID5, (2)x1GbE Ports, WIN SRV 2016. Dual PS. Genetec Security Center pre-installed. License sold separately. | Ea |  | 1 Year | 24134 | 6.5% | 22565.29
54651 | Genetec | SV-2010E-R14-140T-10-110 | Streamvault 2000E series. 2U 14 BAY, Xeon Silver 4110, 16GB RAM, OS RAID1 (2) 240GB SSD, 140TB RAW (14) 8TB, RAID5, (2)x1GbE Ports, WIN SRV 2016. Dual PS. Genetec Security Center pre-installed. License sold separately. | Ea |  | 1 Year | 21897 | 6.5% | 20473.695
54652 | Genetec | SV-2010E-R14-140T-14-110 | Streamvault 2000E series. 2U 14 BAY, Xeon Silver 4110, 16GB RAM, OS RAID1 (2) 240GB SSD, 140TB RAW (10) 14TB, RAID5, (2)x1GbE Ports, WIN SRV 2016. Dual PS. Genetec Security Center pre-installed. License sold separately. | Ea |  | 1 Year | 26776 | 6.5% | 25035.56
54653 | Genetec | SV-2010E-R14-144T-12-110 | Streamvault 2000E series. 2U 14 BAY, Xeon Silver 4110, 16GB RAM, OS RAID1 (2) 240GB SSD, 144TB RAW (12) 12TB, RAID5, (2)x1GbE Ports, WIN SRV 2016. Dual PS. Genetec Security Center pre-installed. License sold separately. | Ea |  | 1 Year | 25439 | 6.5% | 23785.465
54654 | Genetec | SV-2010E-R14-154T-14-110 | Streamvault 2000E series. 2U 14 BAY, Xeon Silver 4110, 16GB RAM, OS RAID1 (2) 240GB SSD, 154TB RAW (11) 14TB, RAID5, (2)x1GbE Ports, WIN SRV 2016. Dual PS. Genetec Security Center pre-installed. License sold separately. | Ea |  | 1 Year | 28476 | 6.5% | 26625.06
54655 | Genetec | SV-2010E-R14-156T-12-110 | Streamvault 2000E series. 2U 14 BAY, Xeon Silver 4110, 16GB RAM, OS RAID1 (2) 240GB SSD, 156TB RAW (13) 12TB, RAID5, (2)x1GbE Ports, WIN SRV 2016. Dual PS. Genetec Security Center pre-installed. License sold separately. | Ea |  | 1 Year | 26745 | 6.5% | 25006.575
54656 | Genetec | SV-2010E-R14-168T-12-110 | Streamvault 2000E series. 2U 14 BAY, Xeon Silver 4110, 16GB RAM, OS RAID1 (2) 240GB SSD, 168TB RAW (14) 12TB, RAID5, (2)x1GbE Ports, WIN SRV 2016. Dual PS. Genetec Security Center pre-installed. License sold separately. | Ea |  | 1 Year | 28050 | 6.5% | 26226.75
54657 | Genetec | SV-2010E-R14-168T-14-110 | Streamvault 2000E series. 2U 14 BAY, Xeon Silver 4110, 16GB RAM, OS RAID1 (2) 240GB SSD, 168TB RAW (12) 14TB, RAID5, (2)x1GbE Ports, WIN SRV 2016. Dual PS. Genetec Security Center pre-installed. License sold separately. | Ea |  | 1 Year | 30176 | 6.5% | 28214.56
54658 | Genetec | SV-2010E-R14-182T-14-110 | Streamvault 2000E series. 2U 14 BAY, Xeon Silver 4110, 16GB RAM, OS RAID1 (2) 240GB SSD, 182TB RAW (13) 14TB, RAID5, (2)x1GbE Ports, WIN SRV 2016. Dual PS. Genetec Security Center pre-installed. License sold separately. | Ea |  | 1 Year | 31876 | 6.5% | 29804.06
54659 | Genetec | SV-2010E-R14-196T-14-110 | Streamvault 2000E series. 2U 14 BAY, Xeon Silver 4110, 16GB RAM, OS RAID1 (2) 240GB SSD, 196TB RAW (14) 14TB, RAID5, (2)x1GbE Ports, WIN SRV 2016. Dual PS. Genetec Security Center pre-installed. License sold separately. | Ea |  | 1 Year | 33576 | 6.5% | 31393.56
54660 | Genetec | SV-2010E-R14-24T-8-110 | Streamvault 2000E series. 2U 14 BAY, Xeon Silver 4110, 16GB RAM, OS RAID1 (2) 240GB SSD, 24TB RAW (3) 8TB, RAID5, (2)x1GbE Ports, WIN SRV 2016. Dual PS. Genetec Security Center pre-installed. License sold separately. | Ea |  | 1 Year | 11916 | 6.5% | 11141.46
54661 | Genetec | SV-2010E-R14-30T-10-110 | Streamvault 2000E series. 2U 14 BAY, Xeon Silver 4110, 16GB RAM, OS RAID1 (2) 240GB SSD, 30TB RAW (3) 10TB, RAID5, (2)x1GbE Ports, WIN SRV 2016. Dual PS. Genetec Security Center pre-installed. License sold separately. | Ea |  | 1 Year | 12374 | 6.5% | 11569.69
54662 | Genetec | SV-2010E-R14-32T-8-110 | Streamvault 2000E Appliance -2U 14 BAY RACKMOUNT SERVER 32TB XEON SILVER 4110 16GB (2)240GB SSD (4)8TB SATA, DPS, Windows 2016, Genetec Security Center pre-installed. License sold separately. | Ea |  | 1 Year | 12629 | 6.5% | 11808.115
54663 | Genetec | SV-2010E-R14-36T-12-110 | Streamvault 2000E series. 2U 14 BAY, Xeon Silver 4110, 16GB RAM, OS RAID1 (2) 240GB SSD, 36TB RAW (3) 12TB, RAID5, (2)x1GbE Ports, WIN SRV 2016. Dual PS. Genetec Security Center pre-installed. License sold separately. | Ea |  | 1 Year | 13692 | 6.5% | 12802.02
54664 | Genetec | SV-2010E-R14-40T-10-110 | Streamvault 2000E series. 2U 14 BAY, Xeon Silver 4110, 16GB RAM, OS RAID1 (2) 240GB SSD, 40TB RAW (4) 10TB, RAID5, (2)x1GbE Ports, WIN SRV 2016. Dual PS. Genetec Security Center pre-installed. License sold separately. | Ea |  | 1 Year | 13239 | 6.5% | 12378.465
54665 | Genetec | SV-2010E-R14-40T-8-110 | Streamvault 2000E series. 2U 14 BAY, Xeon Silver 4110, 16GB RAM, OS RAID1 (2) 240GB SSD, 40TB RAW (5) 8TB, RAID5, (2)x1GbE Ports, WIN SRV 2016. Dual PS. Genetec Security Center pre-installed. License sold separately. | Ea |  | 1 Year | 13343 | 6.5% | 12475.705
54666 | Genetec | SV-2010E-R14-42T-14-110 | Streamvault 2000E series. 2U 14 BAY, Xeon Silver 4110, 16GB RAM, OS RAID1 (2) 240GB SSD, 42TB RAW (3) 14TB, RAID5, (2)x1GbE Ports, WIN SRV 2016. Dual PS. Genetec Security Center pre-installed. License sold separately. | Ea |  | 1 Year | 14876 | 6.5% | 13909.06
54667 | Genetec | SV-2010E-R14-48T-12-110 | Streamvault 2000E series. 2U 14 BAY, Xeon Silver 4110, 16GB RAM, OS RAID1 (2) 240GB SSD, 48TB RAW (4) 12TB, RAID5, (2)x1GbE Ports, WIN SRV 2016. Dual PS. Genetec Security Center pre-installed. License sold separately. | Ea |  | 1 Year | 14997 | 6.5% | 14022.195
54668 | Genetec | SV-2010E-R14-48T-6-110 | Streamvault 2000E series. 2U 14 BAY, Xeon Silver 4110, 16GB RAM, OS RAID1 (2) 240GB SSD, 48TB RAW (8) 6TB, RAID5, (2)x1GbE Ports, WIN SRV 2016. Dual PS. Genetec Security Center pre-installed. License sold separately. | Ea |  | 1 Year | 14077.18 | 6.5% | 13162.1633
54669 | Genetec | SV-2010E-R14-48T-8-110 | Streamvault 2000E series. 2U 14 BAY, Xeon Silver 4110, 16GB RAM, OS RAID1 (2) 240GB SSD, 48TB RAW (6) 8TB, RAID5, (2)x1GbE Ports, WIN SRV 2016. Dual PS. Genetec Security Center pre-installed. License sold separately. | Ea |  | 1 Year | 14055 | 6.5% | 13141.425
54670 | Genetec | SV-2010E-R14-50T-10-110 | Streamvault 2000E series. 2U 14 BAY, Xeon Silver 4110, 16GB RAM, OS RAID1 (2) 240GB SSD, 50TB RAW (5) 10TB, RAID5, (2)x1GbE Ports, WIN SRV 2016. Dual PS. Genetec Security Center pre-installed. License sold separately. | Ea |  | 1 Year | 14105 | 6.5% | 13188.175
54671 | Genetec | SV-2010E-R14-56T-14-110 | Streamvault 2000E series. 2U 14 BAY, Xeon Silver 4110, 16GB RAM, OS RAID1 (2) 240GB SSD, 56TB RAW (4) 14TB, RAID5, (2)x1GbE Ports, WIN SRV 2016. Dual PS. Genetec Security Center pre-installed. License sold separately. | Ea |  | 1 Year | 16576 | 6.5% | 15498.56
54672 | Genetec | SV-2010E-R14-56T-8-110 | Streamvault 2000E series. 2U 14 BAY, Xeon Silver 4110, 16GB RAM, OS RAID1 (2) 240GB SSD, 56TB RAW (7) 8TB, RAID5, (2)x1GbE Ports, WIN SRV 2016. Dual PS. Genetec Security Center pre-installed. License sold separately. | Ea |  | 1 Year | 14768 | 6.5% | 13808.08
54673 | Genetec | SV-2010E-R14-60T-10-110 | Streamvault 2000E series. 2U 14 BAY, Xeon Silver 4110, 16GB RAM, OS RAID1 (2) 240GB SSD, 60TB RAW (6) 10TB, RAID5, (2)x1GbE Ports, WIN SRV 2016. Dual PS. Genetec Security Center pre-installed. License sold separately. | Ea |  | 1 Year | 14971 | 6.5% | 13997.885
54674 | Genetec | SV-2010E-R14-60T-12-110 | Streamvault 2000E series. 2U 14 BAY, Xeon Silver 4110, 16GB RAM, OS RAID1 (2) 240GB SSD, 60TB RAW (5) 12TB, RAID5, (2)x1GbE Ports, WIN SRV 2016. Dual PS. Genetec Security Center pre-installed. License sold separately. | Ea |  | 1 Year | 16303 | 6.5% | 15243.305
54675 | Genetec | SV-2010E-R14-64T-8-110 | Streamvault 2000E series. 2U 14 BAY, Xeon Silver 4110, 16GB RAM, OS RAID1 (2) 240GB SSD, 64TB RAW (8) 8TB, RAID5, (2)x1GbE Ports, WIN SRV 2016. Dual PS. Genetec Security Center pre-installed. License sold separately. | Ea |  | 1 Year | 15482 | 6.5% | 14475.67
54676 | Genetec | SV-2010E-R14-70T-10-110 | Streamvault 2000E series. 2U 14 BAY, Xeon Silver 4110, 16GB RAM, OS RAID1 (2) 240GB SSD, 70TB RAW (7) 10TB, RAID5, (2)x1GbE Ports, WIN SRV 2016. Dual PS. Genetec Security Center pre-installed. License sold separately. | Ea |  | 1 Year | 15837 | 6.5% | 14807.595
54677 | Genetec | SV-2010E-R14-70T-14-110 | Streamvault 2000E series. 2U 14 BAY, Xeon Silver 4110, 16GB RAM, OS RAID1 (2) 240GB SSD, 70TB RAW (5) 14TB, RAID5, (2)x1GbE Ports, WIN SRV 2016. Dual PS. Genetec Security Center pre-installed. License sold separately. | Ea |  | 1 Year | 18276 | 6.5% | 17088.06
54678 | Genetec | SV-2010E-R14-72T-12-110 | Streamvault 2000E series. 2U 14 BAY, Xeon Silver 4110, 16GB RAM, OS RAID1 (2) 240GB SSD, 72TB RAW (6) 12TB, RAID5, (2)x1GbE Ports, WIN SRV 2016. Dual PS. Genetec Security Center pre-installed. License sold separately. | Ea |  | 1 Year | 17608 | 6.5% | 16463.48
54679 | Genetec | SV-2010E-R14-72T-8-110 | Streamvault 2000E series. 2U 14 BAY, Xeon Silver 4110, 16GB RAM, OS RAID1 (2) 240GB SSD, 72TB RAW (9) 8TB, RAID5, (2)x1GbE Ports, WIN SRV 2016. Dual PS. Genetec Security Center pre-installed. License sold separately. | Ea |  | 1 Year | 16195 | 6.5% | 15142.325
54680 | Genetec | SV-2010E-R14-80T-10-110 | Streamvault 2000E series. 2U 14 BAY, Xeon Silver 4110, 16GB RAM, OS RAID1 (2) 240GB SSD, 80TB RAW (8) 10TB, RAID5, (2)x1GbE Ports, WIN SRV 2016. Dual PS. Genetec Security Center pre-installed. License sold separately. | Ea |  | 1 Year | 16703 | 6.5% | 15617.305
54681 | Genetec | SV-2010E-R14-80T-8-110 | Streamvault 2000E series. 2U 14 BAY, Xeon Silver 4110, 16GB RAM, OS RAID1 (2) 240GB SSD, 80TB RAW (10) 8TB, RAID5, (2)x1GbE Ports, WIN SRV 2016. Dual PS. Genetec Security Center pre-installed. License sold separately. | Ea |  | 1 Year | 16908 | 6.5% | 15808.98
54682 | Genetec | SV-2010E-R14-84T-12-110 | Streamvault 2000E series. 2U 14 BAY, Xeon Silver 4110, 16GB RAM, OS RAID1 (2) 240GB SSD, 84TB RAW (7) 12TB, RAID5, (2)x1GbE Ports, WIN SRV 2016. Dual PS. Genetec Security Center pre-installed. License sold separately. | Ea |  | 1 Year | 18913 | 6.5% | 17683.655
54683 | Genetec | SV-2010E-R14-84T-14-110 | Streamvault 2000E series. 2U 14 BAY, Xeon Silver 4110, 16GB RAM, OS RAID1 (2) 240GB SSD, 84TB RAW (6) 14TB, RAID5, (2)x1GbE Ports, WIN SRV 2016. Dual PS. Genetec Security Center pre-installed. License sold separately. | Ea |  | 1 Year | 19976 | 6.5% | 18677.56
54684 | Genetec | SV-2010E-R14-88T-8-110 | Streamvault 2000E series. 2U 14 BAY, Xeon Silver 4110, 16GB RAM, OS RAID1 (2) 240GB SSD, 88TB RAW (11) 8TB, RAID5, (2)x1GbE Ports, WIN SRV 2016. Dual PS. Genetec Security Center pre-installed. License sold separately. | Ea |  | 1 Year | 17621 | 6.5% | 16475.635
54685 | Genetec | SV-2010E-R14-90T-10-110 | Streamvault 2000E series. 2U 14 BAY, Xeon Silver 4110, 16GB RAM, OS RAID1 (2) 240GB SSD, 90TB RAW (9) 10TB, RAID5, (2)x1GbE Ports, WIN SRV 2016. Dual PS. Genetec Security Center pre-installed. License sold separately. | Ea |  | 1 Year | 17568 | 6.5% | 16426.08
54686 | Genetec | SV-2010E-R14-96T-12-110 | Streamvault 2000E series. 2U 14 BAY, Xeon Silver 4110, 16GB RAM, OS RAID1 (2) 240GB SSD, 96TB RAW (8) 12TB, RAID5, (2)x1GbE Ports, WIN SRV 2016. Dual PS. Genetec Security Center pre-installed. License sold separately. | Ea |  | 1 Year | 20218 | 6.5% | 18903.83
54687 | Genetec | SV-2010E-R14-96T-8-110 | Streamvault 2000E series. 2U 14 BAY, Xeon Silver 4110, 16GB RAM, OS RAID1 (2) 240GB SSD, 96TB RAW (12) 8TB, RAID5, (2)x1GbE Ports, WIN SRV 2016. Dual PS. Genetec Security Center pre-installed. License sold separately. | Ea |  | 1 Year | 18334 | 6.5% | 17142.29
54688 | Genetec | SV-2010E-R14-98T-14-110 | Streamvault 2000E series. 2U 14 BAY, Xeon Silver 4110, 16GB RAM, OS RAID1 (2) 240GB SSD, 98TB RAW (7) 14TB, RAID5, (4)x1GbE Ports, WIN SRV 2016. Dual PS. Genetec Security Center pre-installed. License sold separately. | Ea |  | 1 Year | 21676 | 6.5% | 20267.06
54689 | Genetec | SV-2010E-R14-ACC-WTY-NBD-2Y-UP | SV-2010E-R14 Accessory - 1 Year (2 Years) Extension | Ea |  | 1 Year | 700 | 6.5% | 654.5
54690 | Genetec | SV-2010E-R14-D240-110 | Streamvault 2000E series. 2U 14 BAY, Xeon Silver 4110, 16GB RAM, OS RAID1 (2) 240GB SSD, (2)x1GbE Ports, WIN SRV 2016. Dual PS. Genetec Security Center pre-installed. License sold separately. | Ea |  | 1 Year | 9776 | 6.5% | 9140.56
54691 | Genetec | SV-2010E-R18-100T-10-116 | Streamvault 2010E series. 2U 18 BAY, Xeon Silver 4116, 16GB RAM, OS RAID1 (2) 240GB SSD, 100TB RAW (10) 10TB, RAID5, (2)x1GbE Ports, WIN SERV 2016. Dual PS. Genetec Security Center pre-installed. License sold separately. | Ea |  | 1 Year | 21153 | 6.5% | 19778.055
54692 | Genetec | SV-2010E-R18-104T-8-116 | Streamvault 2010E series. 2U 18 BAY, Xeon Silver 4116, 16GB RAM, OS RAID1 (2) 240GB SSD, 104TB RAW (13) 8TB, RAID5, (2)x1GbE Ports, WIN SERV 2016. Dual PS. Genetec Security Center pre-installed. License sold separately. | Ea |  | 1 Year | 21766 | 6.5% | 20351.21
54693 | Genetec | SV-2010E-R18-108T-12-116 | Streamvault 2010E series. 2U 18 BAY, Xeon Silver 4116, 16GB RAM, OS RAID1 (2) 240GB SSD, 108TB RAW (9) 12TB, RAID5, (2)x1GbE Ports, WIN SERV 2016. Dual PS. Genetec Security Center pre-installed. License sold separately. | Ea |  | 1 Year | 24242 | 6.5% | 22666.27
54694 | Genetec | SV-2010E-R18-110T-10-116 | Streamvault 2010E series. 2U 18 BAY, Xeon Silver 4116, 16GB RAM, OS RAID1 (2) 240GB SSD, 110TB RAW (11) 10TB, RAID5, (2)x1GbE Ports, WIN SERV 2016. Dual PS. Genetec Security Center pre-installed. License sold separately. | Ea |  | 1 Year | 22018 | 6.5% | 20586.83
54695 | Genetec | SV-2010E-R18-112T-14-116 | Streamvault 2010E series. 2U 18 BAY, Xeon Silver 4116, 16GB RAM, OS RAID1 (2) 240GB SSD, 112TB RAW (8) 14TB, RAID5, (2)x1GbE Ports, WIN SERV 2016. Dual PS. Genetec Security Center pre-installed. License sold separately. | Ea |  | 1 Year | 26095 | 6.5% | 24398.825
54696 | Genetec | SV-2010E-R18-112T-8-116 | Streamvault 2010E series. 2U 18 BAY, Xeon Silver 4116, 16GB RAM, OS RAID1 (2) 240GB SSD, 112TB RAW (14) 8TB, RAID5, (2)x1GbE Ports, WIN SERV 2016. Dual PS. Genetec Security Center pre-installed. License sold separately. | Ea |  | 1 Year | 22479 | 6.5% | 21017.865
54697 | Genetec | SV-2010E-R18-120T-10-116 | Streamvault 2010E series. 2U 18 BAY, Xeon Silver 4116, 16GB RAM, OS RAID1 (2) 240GB SSD, 120TB RAW (12) 10TB, RAID5, (2)x1GbE Ports, WIN SERV 2016. Dual PS. Genetec Security Center pre-installed. License sold separately. | Ea |  | 1 Year | 22884 | 6.5% | 21396.54
54698 | Genetec | SV-2010E-R18-120T-12-116 | Streamvault 2010E series. 2U 18 BAY, Xeon Silver 4116, 16GB RAM, OS RAID1 (2) 240GB SSD, 120TB RAW (10) 12TB, RAID5, (2)x1GbE Ports, WIN SERV 2016. Dual PS. Genetec Security Center pre-installed. License sold separately. | Ea |  | 1 Year | 25547 | 6.5% | 23886.445
54699 | Genetec | SV-2010E-R18-120T-8-116 | Streamvault 2010E series. 2U 18 BAY, Xeon Silver 4116, 16GB RAM, OS RAID1 (2) 240GB SSD, 120TB RAW (15) 8TB, RAID5, (2)x1GbE Ports, WIN SERV 2016. Dual PS. Genetec Security Center pre-installed. License sold separately. | Ea |  | 1 Year | 23192 | 6.5% | 21684.52
54700 | Genetec | SV-2010E-R18-126T-14-116 | Streamvault 2010E series. 2U 18 BAY, Xeon Silver 4116, 16GB RAM, OS RAID1 (2) 240GB SSD, 126TB RAW (9) 14TB, RAID5, (2)x1GbE Ports, WIN SERV 2016. Dual PS. Genetec Security Center pre-installed. License sold separately. | Ea |  | 1 Year | 27795 | 6.5% | 25988.325
54701 | Genetec | SV-2010E-R18-128T-8-116 | Streamvault 2010E series. 2U 18 BAY, Xeon Silver 4116, 16GB RAM, OS RAID1 (2) 240GB SSD, 128TB RAW (16) 8TB, RAID5, (2)x1GbE Ports, WIN SERV 2016. Dual PS. Genetec Security Center pre-installed. License sold separately. | Ea |  | 1 Year | 23905 | 6.5% | 22351.175
54702 | Genetec | SV-2010E-R18-130T-10-116 | Streamvault 2010E series. 2U 18 BAY, Xeon Silver 4116, 16GB RAM, OS RAID1 (2) 240GB SSD, 130'TB RAW (13) 10TB, RAID5, (2)x1GbE Ports, WIN SERV 2016. Dual PS. Genetec Security Center pre-installed. License sold separately. | Ea |  | 1 Year | 23750 | 6.5% | 22206.25
54703 | Genetec | SV-2010E-R18-132T-12-16 | Streamvault 2010E series. 2U 18 BAY, Xeon Silver 4116, 16GB RAM, OS RAID1 (2) 240GB SSD, 132TB RAW (11) 12TB, RAID5, (2)x1GbE Ports, WIN SERV 2016. Dual PS. Genetec Security Center pre-installed. License sold separately. | Ea |  | 1 Year | 26853 | 6.5% | 25107.555
54704 | Genetec | SV-2010E-R18-136T-8-116 | Streamvault 2010E series. 2U 18 BAY, Xeon Silver 4116, 16GB RAM, OS RAID1 (2) 240GB SSD, 136TB RAW (17) 8TB, RAID5, (2)x1GbE Ports, WIN SERV 2016. Dual PS. Genetec Security Center pre-installed. License sold separately. | Ea |  | 1 Year | 24618 | 6.5% | 23017.83
54705 | Genetec | SV-2010E-R18-140T-10-116 | Streamvault 2010E series. 2U 18 BAY, Xeon Silver 4116, 16GB RAM, OS RAID1 (2) 240GB SSD, 140TB RAW (14) 10TB, RAID5, (2)x1GbE Ports, WIN SERV 2016. Dual PS. Genetec Security Center pre-installed. License sold separately. | Ea |  | 1 Year | 24616 | 6.5% | 23015.96
54706 | Genetec | SV-2010E-R18-140T-14-116 | Streamvault 2010E series. 2U 18 BAY, Xeon Silver 4116, 16GB RAM, OS RAID1 (2) 240GB SSD, 140TB RAW (10) 14TB, RAID5, (2)x1GbE Ports, WIN SERV 2016. Dual PS. Genetec Security Center pre-installed. License sold separately. | Ea |  | 1 Year | 29495 | 6.5% | 27577.825
54707 | Genetec | SV-2010E-R18-144T-12-116 | Streamvault 2010E series. 2U 18 BAY, Xeon Silver 4116, 16GB RAM, OS RAID1 (2) 240GB SSD, 144TB RAW (12) 12TB, RAID5, (2)x1GbE Ports, WIN SERV 2016. Dual PS. Genetec Security Center pre-installed. License sold separately. | Ea |  | 1 Year | 28158 | 6.5% | 26327.73
54708 | Genetec | SV-2010E-R18-144T-8-116 | Streamvault 2010E series. 2U 18 BAY, Xeon Silver 4116, 16GB RAM, OS RAID1 (2) 240GB SSD, 144TB RAW (18) 8TB, RAID5, (2)x1GbE Ports, WIN SERV 2016. Dual PS. Genetec Security Center pre-installed. License sold separately. | Ea |  | 1 Year | 25332 | 6.5% | 23685.42
54709 | Genetec | SV-2010E-R18-150T-10-116 | Streamvault 2010E series. 2U 18 BAY, Xeon Silver 4116, 16GB RAM, OS RAID1 (2) 240GB SSD, 150TB RAW (15) 10TB, RAID5, (2)x1GbE Ports, WIN SERV 2016. Dual PS. Genetec Security Center pre-installed. License sold separately. | Ea |  | 1 Year | 25482 | 6.5% | 23825.67
54710 | Genetec | SV-2010E-R18-154T-14-116 | Streamvault 2010E series. 2U 18 BAY, Xeon Silver 4116, 16GB RAM, OS RAID1 (2) 240GB SSD, 154TB RAW (11) 14TB, RAID5, (2)x1GbE Ports, WIN SERV 2016. Dual PS. Genetec Security Center pre-installed. License sold separately. | Ea |  | 1 Year | 31195 | 6.5% | 29167.325
54711 | Genetec | SV-2010E-R18-156T-12-116 | Streamvault 2010E series. 2U 18 BAY, Xeon Silver 4116, 16GB RAM, OS RAID1 (2) 240GB SSD, 156TB RAW (13) 12TB, RAID5, (2)x1GbE Ports, WIN SERV 2016. Dual PS. Genetec Security Center pre-installed. License sold separately. | Ea |  | 1 Year | 29463 | 6.5% | 27547.905
54712 | Genetec | SV-2010E-R18-160T-10-116 | Streamvault 2010E series. 2U 18 BAY, Xeon Silver 4116, 16GB RAM, OS RAID1 (2) 240GB SSD, 160TB RAW (16) 10TB, RAID5, (2)x1GbE Ports, WIN SERV 2016. Dual PS. Genetec Security Center pre-installed. License sold separately. | Ea |  | 1 Year | 26347 | 6.5% | 24634.445
54713 | Genetec | SV-2010E-R18-168T-12-116 | Streamvault 2010E series. 2U 18 BAY, Xeon Silver 4116, 16GB RAM, OS RAID1 (2) 240GB SSD, 168TB RAW (14) 12TB, RAID5, (2)x1GbE Ports, WIN SERV 2016. Dual PS. Genetec Security Center pre-installed. License sold separately. | Ea |  | 1 Year | 30768 | 6.5% | 28768.08
54714 | Genetec | SV-2010E-R18-168T-14-116 | Streamvault 2010E series. 2U 18 BAY, Xeon Silver 4116, 16GB RAM, OS RAID1 (2) 240GB SSD, 168TB RAW (12) 14TB, RAID5, (2)x1GbE Ports, WIN SERV 2016. Dual PS. Genetec Security Center pre-installed. License sold separately. | Ea |  | 1 Year | 32895 | 6.5% | 30756.825
54715 | Genetec | SV-2010E-R18-170T-10-116 | Streamvault 2010E series. 2U 18 BAY, Xeon Silver 4116, 16GB RAM, OS RAID1 (2) 240GB SSD, 170TB RAW (17) 10TB, RAID5, (2)x1GbE Ports, WIN SERV 2016. Dual PS. Genetec Security Center pre-installed. License sold separately. | Ea |  | 1 Year | 27213 | 6.5% | 25444.155
54716 | Genetec | SV-2010E-R18-180T-10-116 | Streamvault 2010E series. 2U 18 BAY, Xeon Silver 4116, 16GB RAM, OS RAID1 (2) 240GB SSD, 180TB RAW (18) 10TB, RAID5, (2)x1GbE Ports, WIN SERV 2016. Dual PS. Genetec Security Center pre-installed. License sold separately. | Ea |  | 1 Year | 28079 | 6.5% | 26253.865
54717 | Genetec | SV-2010E-R18-180T-12-116 | Streamvault 2010E series. 2U 18 BAY, Xeon Silver 4116, 16GB RAM, OS RAID1 (2) 240GB SSD, 180TB RAW (15) 12TB, RAID5, (2)x1GbE Ports, WIN SERV 2016. Dual PS. Genetec Security Center pre-installed. License sold separately. | Ea |  | 1 Year | 32074 | 6.5% | 29989.19
54718 | Genetec | SV-2010E-R18-182T-14-116 | Streamvault 2010E series. 2U 18 BAY, Xeon Silver 4116, 16GB RAM, OS RAID1 (2) 240GB SSD, 182TB RAW (13) 14TB, RAID5, (2)x1GbE Ports, WIN SERV 2016. Dual PS. Genetec Security Center pre-installed. License sold separately. | Ea |  | 1 Year | 34595 | 6.5% | 32346.325
54719 | Genetec | SV-2010E-R18-192T-12-116 | Streamvault 2010E series. 2U 18 BAY, Xeon Silver 4116, 16GB RAM, OS RAID1 (2) 240GB SSD, 192TB RAW (16) 12TB, RAID5, (2)x1GbE Ports, WIN SERV 2016. Dual PS. Genetec Security Center pre-installed. License sold separately. | Ea |  | 1 Year | 33379 | 6.5% | 31209.365
54720 | Genetec | SV-2010E-R18-196T-14-116 | Streamvault 2010E series. 2U 18 BAY, Xeon Silver 4116, 16GB RAM, OS RAID1 (2) 240GB SSD, 196TB RAW (14) 14TB, RAID5, (2)x1GbE Ports, WIN SERV 2016. Dual PS. Genetec Security Center pre-installed. License sold separately. | Ea |  | 1 Year | 36295 | 6.5% | 33935.825
54721 | Genetec | SV-2010E-R18-204T-12-116 | Streamvault 2010E series. 2U 18 BAY, Xeon Silver 4116, 16GB RAM, OS RAID1 (2) 240GB SSD, 204TB RAW (17) 12TB, RAID5, (2)x1GbE Ports, WIN SERV 2016. Dual PS. Genetec Security Center pre-installed. License sold separately. | Ea |  | 1 Year | 34684 | 6.5% | 32429.54
54722 | Genetec | SV-2010E-R18-210T-14-116 | Streamvault 2010E series. 2U 18 BAY, Xeon Silver 4116, 16GB RAM, OS RAID1 (2) 240GB SSD, 210TB RAW (15) 14TB, RAID5, (2)x1GbE Ports, WIN SERV 2016. Dual PS. Genetec Security Center pre-installed. License sold separately. | Ea |  | 1 Year | 37995 | 6.5% | 35525.325
54723 | Genetec | SV-2010E-R18-216T-12-116 | Streamvault 2010E series. 2U 18 BAY, Xeon Silver 4116, 16GB RAM, OS RAID1 (2) 240GB SSD, 216TB RAW (18) 12TB, RAID5, (2)x1GbE Ports, WIN SERV 2016. Dual PS. Genetec Security Center pre-installed. License sold separately. | Ea |  | 1 Year | 35989 | 6.5% | 33649.715
54724 | Genetec | SV-2010E-R18-224T-14-116 | Streamvault 2010E series. 2U 18 BAY, Xeon Silver 4116, 16GB RAM, OS RAID1 (2) 240GB SSD, 224TB RAW (16) 14TB, RAID5, (2)x1GbE Ports, WIN SERV 2016. Dual PS. Genetec Security Center pre-installed. License sold separately. | Ea |  | 1 Year | 39695 | 6.5% | 37114.825
54725 | Genetec | SV-2010E-R18-238T-14-116 | Streamvault 2010E series. 2U 18 BAY, Xeon Silver 4116, 16GB RAM, OS RAID1 (2) 240GB SSD, 238TB RAW (17) 14TB, RAID5, (2)x1GbE Ports, WIN SERV 2016. Dual PS. Genetec Security Center pre-installed. License sold separately. | Ea |  | 1 Year | 41395 | 6.5% | 38704.325
54726 | Genetec | SV-2010E-R18-24T-8-116 | Streamvault 2010E series. 2U 18 BAY, Xeon Silver 4116, 16GB RAM, OS RAID1 (2) 240GB SSD, 24TB RAW (3) 8TB, RAID5, (2)x1GbE Ports, WIN SERV 2016. Dual PS. Genetec Security Center pre-installed. License sold separately. | Ea |  | 1 Year | 14634 | 6.5% | 13682.79
54727 | Genetec | SV-2010E-R18-30T-10-116 | Streamvault 2010E series. 2U 18 BAY, Xeon Silver 4116, 16GB RAM, OS RAID1 (2) 240GB SSD, 30TB RAW (3) 10TB, RAID5, (2)x1GbE Ports, WIN SERV 2016. Dual PS. Genetec Security Center pre-installed. License sold separately. | Ea |  | 1 Year | 15092 | 6.5% | 14111.02
54728 | Genetec | SV-2010E-R18-32T-8-116 | Streamvault 2010E series. 2U 18 BAY, Xeon Silver 4116, 16GB RAM, OS RAID1 (2) 240GB SSD, 32TB RAW (4) 8TB, RAID5, (2)x1GbE Ports, WIN SERV 2016. Dual PS. Genetec Security Center pre-installed. License sold separately. | Ea |  | 1 Year | 15347 | 6.5% | 14349.445
54729 | Genetec | SV-2010E-R18-36T-12-116 | Streamvault 2010E series. 2U 18 BAY, Xeon Silver 4116, 16GB RAM, OS RAID1 (2) 240GB SSD, 36TB RAW (3) 12TB, RAID5, (2)x1GbE Ports, WIN SERV 2016. Dual PS. Genetec Security Center pre-installed. License sold separately. | Ea |  | 1 Year | 16411 | 6.5% | 15344.285
54730 | Genetec | SV-2010E-R18-40T-10-116 | Streamvault 2010E series. 2U 18 BAY, Xeon Silver 4116, 16GB RAM, OS RAID1 (2) 240GB SSD, 40TB RAW (4) 10TB, RAID5, (2)x1GbE Ports, WIN SERV 2016. Dual PS. Genetec Security Center pre-installed. License sold separately. | Ea |  | 1 Year | 15958 | 6.5% | 14920.73
54731 | Genetec | SV-2010E-R18-40T-8-116 | Streamvault 2010E series. 2U 18 BAY, Xeon Silver 4116, 16GB RAM, OS RAID1 (2) 240GB SSD, 40TB RAW (5) 8TB, RAID5, (2)x1GbE Ports, WIN SERV 2016. Dual PS. Genetec Security Center pre-installed. License sold separately. | Ea |  | 1 Year | 16061 | 6.5% | 15017.035
54732 | Genetec | SV-2010E-R18-42T-14-116 | Streamvault 2010E series. 2U 18 BAY, Xeon Silver 4116, 16GB RAM, OS RAID1 (2) 240GB SSD, 42TB RAW (3) 14TB, RAID5, (2)x1GbE Ports, WIN SERV 2016. Dual PS. Genetec Security Center pre-installed. License sold separately. | Ea |  | 1 Year | 17595 | 6.5% | 16451.325
54733 | Genetec | SV-2010E-R18-48T-12-116 | Streamvault 2010E series. 2U 18 BAY, Xeon Silver 4116, 16GB RAM, OS RAID1 (2) 240GB SSD, 48TB RAW (4) 12TB, RAID5, (2)x1GbE Ports, WIN SERV 2016. Dual PS. Genetec Security Center pre-installed. License sold separately. | Ea |  | 1 Year | 17716 | 6.5% | 16564.46
54734 | Genetec | SV-2010E-R18-48T-8-116 | Streamvault 2010E series. 2U 18 BAY, Xeon Silver 4116, 16GB RAM, OS RAID1 (2) 240GB SSD, 48TB RAW (6) 8TB, RAID5, (2)x1GbE Ports, WIN SERV 2016. Dual PS. Genetec Security Center pre-installed. License sold separately. | Ea |  | 1 Year | 16774 | 6.5% | 15683.69
54735 | Genetec | SV-2010E-R18-50T-10-116 | Streamvault 2010E series. 2U 18 BAY, Xeon Silver 4116, 16GB RAM, OS RAID1 (2) 240GB SSD, 50TB RAW (5) 10TB, RAID5, (2)x1GbE Ports, WIN SERV 2016. Dual PS. Genetec Security Center pre-installed. License sold separately. | Ea |  | 1 Year | 16824 | 6.5% | 15730.44
54736 | Genetec | SV-2010E-R18-56T-14-116 | Streamvault 2010E series. 2U 18 BAY, Xeon Silver 4116, 16GB RAM, OS RAID1 (2) 240GB SSD, 56TB RAW (4) 14TB, RAID5, (2)x1GbE Ports, WIN SERV 2016. Dual PS. Genetec Security Center pre-installed. License sold separately. | Ea |  | 1 Year | 19295 | 6.5% | 18040.825
54737 | Genetec | SV-2010E-R18-56T-8-116 | Streamvault 2010E series. 2U 18 BAY, Xeon Silver 4116, 16GB RAM, OS RAID1 (2) 240GB SSD, 56TB RAW (7) 8TB, RAID5, (2)x1GbE Ports, WIN SERV 2016. Dual PS. Genetec Security Center pre-installed. License sold separately. | Ea |  | 1 Year | 17487 | 6.5% | 16350.345
54738 | Genetec | SV-2010E-R18-60T-10-116 | Streamvault 2010E series. 2U 18 BAY, Xeon Silver 4116, 16GB RAM, OS RAID1 (2) 240GB SSD, 60TB RAW (6) 10TB, RAID5, (2)x1GbE Ports, WIN SERV 2016. Dual PS. Genetec Security Center pre-installed. License sold separately. | Ea |  | 1 Year | 17689 | 6.5% | 16539.215
54739 | Genetec | SV-2010E-R18-60T-12-116 | Streamvault 2010E series. 2U 18 BAY, Xeon Silver 4116, 16GB RAM, OS RAID1 (2) 240GB SSD, 60TB RAW (5) 12TB, RAID5, (2)x1GbE Ports, WIN SERV 2016. Dual PS. Genetec Security Center pre-installed. License sold separately. | Ea |  | 1 Year | 19021 | 6.5% | 17784.635
54740 | Genetec | SV-2010E-R18-64T-8-116 | Streamvault 2010E series. 2U 18 BAY, Xeon Silver 4116, 16GB RAM, OS RAID1 (2) 240GB SSD, 64TB RAW (8) 8TB, RAID5, (2)x1GbE Ports, WIN SERV 2016. Dual PS. Genetec Security Center pre-installed. License sold separately. | Ea |  | 1 Year | 18200 | 6.5% | 17017
54741 | Genetec | SV-2010E-R18-70T-10-116 | Streamvault 2010E series. 2U 18 BAY, Xeon Silver 4116, 16GB RAM, OS RAID1 (2) 240GB SSD, 70TB RAW (7) 10TB, RAID5, (2)x1GbE Ports, WIN SERV 2016. Dual PS. Genetec Security Center pre-installed. License sold separately. | Ea |  | 1 Year | 18555 | 6.5% | 17348.925
54742 | Genetec | SV-2010E-R18-70T-14-116 | Streamvault 2010E series. 2U 18 BAY, Xeon Silver 4116, 16GB RAM, OS RAID1 (2) 240GB SSD, 70TB RAW (5) 14TB, RAID5, (2)x1GbE Ports, WIN SERV 2016. Dual PS. Genetec Security Center pre-installed. License sold separately. | Ea |  | 1 Year | 20995 | 6.5% | 19630.325
54743 | Genetec | SV-2010E-R18-72T-12-116 | Streamvault 2010E series. 2U 18 BAY, Xeon Silver 4116, 16GB RAM, OS RAID1 (2) 240GB SSD, 72TB RAW (6) 12TB, RAID5, (2)x1GbE Ports, WIN SERV 2016. Dual PS. Genetec Security Center pre-installed. License sold separately. | Ea |  | 1 Year | 20326 | 6.5% | 19004.81
54744 | Genetec | SV-2010E-R18-72T-8-116 | Streamvault 2010E series. 2U 18 BAY, Xeon Silver 4116, 16GB RAM, OS RAID1 (2) 240GB SSD, 72TB RAW (9) 8TB, RAID5, (2)x1GbE Ports, WIN SERV 2016. Dual PS. Genetec Security Center pre-installed. License sold separately. | Ea |  | 1 Year | 18913 | 6.5% | 17683.655
54745 | Genetec | SV-2010E-R18-80T-10-116 | Streamvault 2010E series. 2U 18 BAY, Xeon Silver 4116, 16GB RAM, OS RAID1 (2) 240GB SSD, 80TB RAW (8) 10TB, RAID5, (2)x1GbE Ports, WIN SERV 2016. Dual PS. Genetec Security Center pre-installed. License sold separately. | Ea |  | 1 Year | 19421 | 6.5% | 18158.635
54746 | Genetec | SV-2010E-R18-80T-8-116 | Streamvault 2010E series. 2U 18 BAY, Xeon Silver 4116, 16GB RAM, OS RAID1 (2) 240GB SSD, 80TB RAW (10) 8TB, RAID5, (2)x1GbE Ports, WIN SERV 2016. Dual PS. Genetec Security Center pre-installed. License sold separately. | Ea |  | 1 Year | 19626 | 6.5% | 18350.31
54747 | Genetec | SV-2010E-R18-84T-12-116 | Streamvault 2010E series. 2U 18 BAY, Xeon Silver 4116, 16GB RAM, OS RAID1 (2) 240GB SSD, 84TB RAW (7) 12TB, RAID5, (2)x1GbE Ports, WIN SERV 2016. Dual PS. Genetec Security Center pre-installed. License sold separately. | Ea |  | 1 Year | 21632 | 6.5% | 20225.92
54748 | Genetec | SV-2010E-R18-84T-14-116 | Streamvault 2010E series. 2U 18 BAY, Xeon Silver 4116, 16GB RAM, OS RAID1 (2) 240GB SSD, 84TB RAW (6) 14TB, RAID5, (2)x1GbE Ports, WIN SERV 2016. Dual PS. Genetec Security Center pre-installed. License sold separately. | Ea |  | 1 Year | 22695 | 6.5% | 21219.825
54749 | Genetec | SV-2010E-R18-88T-8-116 | Streamvault 2010E series. 2U 18 BAY, Xeon Silver 4116, 16GB RAM, OS RAID1 (2) 240GB SSD, 88TB RAW (11) 8TB, RAID5, (2)x1GbE Ports, WIN SERV 2016. Dual PS. Genetec Security Center pre-installed. License sold separately. | Ea |  | 1 Year | 20339 | 6.5% | 19016.965
54750 | Genetec | SV-2010E-R18-90T-10-116 | Streamvault 2010E series. 2U 18 BAY, Xeon Silver 4116, 16GB RAM, OS RAID1 (2) 240GB SSD, 90TB RAW (9) 10TB, RAID5, (2)x1GbE Ports, WIN SERV 2016. Dual PS. Genetec Security Center pre-installed. License sold separately. | Ea |  | 1 Year | 20287 | 6.5% | 18968.345
54751 | Genetec | SV-2010E-R18-96T-12-116 | Streamvault 2010E series. 2U 18 BAY, Xeon Silver 4116, 16GB RAM, OS RAID1 (2) 240GB SSD, 96TB RAW (8) 12TB, RAID5, (2)x1GbE Ports, WIN SERV 2016. Dual PS. Genetec Security Center pre-installed. License sold separately. | Ea |  | 1 Year | 22937 | 6.5% | 21446.095
54752 | Genetec | SV-2010E-R18-96T-8-116 | Streamvault 2010E series. 2U 18 BAY, Xeon Silver 4116, 16GB RAM, OS RAID1 (2) 240GB SSD, 96TB RAW (12) 8TB, RAID5, (2)x1GbE Ports, WIN SERV 2016. Dual PS. Genetec Security Center pre-installed. License sold separately. | Ea |  | 1 Year | 21053 | 6.5% | 19684.555
54753 | Genetec | SV-2010E-R18-98T-14-116 | Streamvault 2010E series. 2U 18 BAY, Xeon Silver 4116, 16GB RAM, OS RAID1 (2) 240GB SSD, 98TB RAW (7) 14TB, RAID5, (2)x1GbE Ports, WIN SERV 2016. Dual PS. Genetec Security Center pre-installed. License sold separately. | Ea |  | 1 Year | 24395 | 6.5% | 22809.325
54754 | Genetec | SV-2010E-R18-ACC-WTY-NBD-2Y-UP | SV-2010E-R18 Accessory - 1 Year (2 Years) Extension | Ea |  | 1 Year | 1981 | 6.5% | 1852.235
54755 | Genetec | SV-2010E-R18-D240-116 | Streamvault 2010E series. 2U 18 BAY, Xeon Silver 4116, 16GB RAM, OS RAID1 (2) 240GB SSD, (2)x1GbE Ports, WIN SERV 2016. Dual PS. Genetec Security Center pre-installed. License sold separately. | Ea |  | 1 Year | 12495 | 6.5% | 11682.825
54756 | Genetec | SV-2010E-R4-12T-4-110 | Streamvault 2000E Appliance - 1U 4 BAY, Xeon SILVER 4110, 16GB RAM, (3) 4TB,Windows 2016, (2) 1GbE, Matrox G200- VGA, RAID 5,6,10, Dual PS, Genetec Security Center pre-installed. License sold separately. | Ea |  | 1 Year | 9496 | 6.5% | 8878.76
54757 | Genetec | SV-2010E-R4-18T-6-110 | Streamvault 2000E Appliance - 1U 4 BAY, Xeon SILVER 4110, 16GB RAM, (3) 6TB,Windows 2016, (2) 1GbE, Matrox G200- VGA, RAID 5,6,10, Dual PS, Genetec Security Center pre-installed. License sold separately. | Ea |  | 1 Year | 10425 | 6.5% | 9747.375
54758 | Genetec | SV-2010E-R4-24T-8-110 | Streamvault 2000E Appliance - 1U 4 BAY, Xeon SILVER 4110, 16GB RAM, (3) 8TB,Windows 2016, (2) 1GbE, Matrox G200- VGA, RAID 5,6,10, Dual PS, Genetec Security Center pre-installed. License sold separately. | Ea |  | 1 Year | 10881 | 6.5% | 10173.735
54759 | Genetec | SV-2010E-R4-30T-10-110 | Streamvault 2000E Appliance - 1U 4 BAY, Xeon SILVER 4110, 16GB RAM, (3) 10TB,Windows 2016, (2) 1GbE, Matrox G200- VGA, RAID 5,6,10, Dual PS, Genetec Security Center pre-installed. License sold separately. | Ea |  | 1 Year | 11370 | 6.5% | 10630.95
54760 | Genetec | SV-2010E-R4-32T-8-110 | Streamvault 2000E Appliance - 1U 4 BAY, Xeon SILVER 4110, 16GB RAM, (4) 8TB,Windows 2016, (2) 1GbE, Matrox G200- VGA, RAID 5,6,10, Dual PS, Genetec Security Center pre-installed. License sold separately. | Ea |  | 1 Year | 11591 | 6.5% | 10837.585
54761 | Genetec | SV-2010E-R4-40T-10-110 | Streamvault 2000E Appliance - 1U 4 BAY, Xeon SILVER 4110, 16GB RAM, (4) 10TB,Windows 2016, (2) 1GbE, Matrox G200- VGA, RAID 5,6,10, Dual PS, Genetec Security Center pre-installed. License sold separately. | Ea |  | 1 Year | 12245 | 6.5% | 11449.075
54762 | Genetec | SV-2010E-R4-48T-12-110 | Streamvault 2000E Appliance - 1U 4 BAY, Xeon SILVER 4110, 16GB RAM, (2) 240GB SSD, (4) 12TB,Windows Server 2016, Dual PS. Genetec Security Center pre-installed. License sold separately. | Ea |  | 1 Year | 14150 | 6.5% | 13230.25
54763 | Genetec | SV-2010E-R4-6T-2-110 | Streamvault 2000E Appliance - 1U 4 BAY, Xeon SILVER 4110, 16GB RAM, (3) 2TB,Windows 2016, (2) 1GbE, Matrox G200- VGA, RAID 5,6,10, Dual PS, Genetec Security Center pre-installed. License sold separately. | Ea |  | 1 Year | 9324 | 6.5% | 8717.94
54764 | Genetec | SV-2010E-R4-ACC-WTY-NBD-2Y-UP | SV-2010E-R4 Accessory - 1 Year (2 Years) Extension | Ea |  | 1 Year | 700 | 6.5% | 654.5
54765 | Genetec | SV-2010E-R4-D240-110 | Streamvault 2000E Appliance - 1U 4 BAY, Xeon SILVER 4110, 16GB RAM, (2) 240GB SSD ,Windows Server 2016, (2) 1GbE, Dual PS. Genetec Security Center pre-installed. License sold separately. | Ea |  | 1 Year | 8211 | 6.5% | 7677.285
54766 | Genetec | SV-2010EX- R18-100T- 10-216-NYH | Streamvault 2010EX series. 2U 18 BAY, (2) Xeon Silver 4116, 32GB RAM, OS RAID1 (2) 240GB SSD, 100TB RAW (10) 10TB, RAID5 6 10, (4)x1GbE Ports, (2)x10GbE SFP+ Ports, WIN SRV 2016. Dual PS.iDRAC Enterprise 5-year 4-hour Mission Critical Warranty ProSupport service ProDeploy service. Genetec Security Center pre-installed. License sold separately. | Ea |  | 5 Year | 42473 | 6.5% | 39712.255
54767 | Genetec | SV-2010EX- R18-110T- 10-216-NYH | Streamvault 2010EX series. 2U 18 BAY, (2) Xeon Silver 4116, 32GB RAM, OS RAID1 (2) 240GB SSD, 110TB RAW (11) 10TB, RAID5 6 10, (4)x1GbE Ports, (2)x10GbE SFP+ Ports, WIN SRV 2016. Dual PS.iDRAC Enterprise 5-year 4-hour Mission Critical Warranty ProSupport service ProDeploy service. Genetec Security Center pre-installed. License sold separately. | Ea |  | 5 Year | 43291 | 6.5% | 40477.085
54768 | Genetec | SV-2010EX- R18-120T- 10-216-NYH | Streamvault 2010EX series. 2U 18 BAY, (2) Xeon Silver 4116, 32GB RAM, OS RAID1 (2) 240GB SSD, 120TB RAW (12) 10TB, RAID5 6 10, (4)x1GbE Ports, (2)x10GbE SFP+ Ports, WIN SRV 2016. Dual PS.iDRAC Enterprise 5-year 4-hour Mission Critical Warranty ProSupport service ProDeploy service. Genetec Security Center pre-installed. License sold separately. | Ea |  | 5 Year | 44112 | 6.5% | 41244.72
54769 | Genetec | SV-2010EX- R18-130T- 10-216-NYH | Streamvault 2010EX series. 2U 18 BAY, (2) Xeon Silver 4116, 32GB RAM, OS RAID1 (2) 240GB SSD, 130'TB RAW (13) 10TB, RAID5 6 10, (4)x1GbE Ports, (2)x10GbE SFP+ Ports, WIN SRV 2016. Dual PS.iDRAC Enterprise 5-year 4-hour Mission Critical Warranty ProSupport service ProDeploy service. Genetec Security Center pre-installed. License sold separately. | Ea |  | 5 Year | 44933 | 6.5% | 42012.355
54770 | Genetec | SV-2010EX- R18-140T- 10-216-NYH | Streamvault 2010EX series. 2U 18 BAY, (2) Xeon Silver 4116, 32GB RAM, OS RAID1 (2) 240GB SSD, 140TB RAW (14) 10TB, RAID5 6 10, (4)x1GbE Ports, (2)x10GbE SFP+ Ports, WIN SRV 2016. Dual PS.iDRAC Enterprise 5-year 4-hour Mission Critical Warranty ProSupport service ProDeploy service. Genetec Security Center pre-installed. License sold separately. | Ea |  | 5 Year | 45754 | 6.5% | 42779.99
54771 | Genetec | SV-2010EX- R18-150T- 10-216-NYH | Streamvault 2010EX series. 2U 18 BAY, (2) Xeon Silver 4116, 32GB RAM, OS RAID1 (2) 240GB SSD, 150TB RAW (15) 10TB, RAID5 6 10, (4)x1GbE Ports, (2)x10GbE SFP+ Ports, WIN SRV 2016. Dual PS.iDRAC Enterprise 5-year 4-hour Mission Critical Warranty ProSupport service ProDeploy service. Genetec Security Center pre-installed. License sold separately. | Ea |  | 5 Year | 46573 | 6.5% | 43545.755
54772 | Genetec | SV-2010EX- R18-160T- 10-216-NYH | Streamvault 2010EX series. 2U 18 BAY, (2) Xeon Silver 4116, 32GB RAM, OS RAID1 (2) 240GB SSD, 160TB RAW (16) 10TB, RAID5 6 10, (4)x1GbE Ports, (2)x10GbE SFP+ Ports, WIN SRV 2016. Dual PS.iDRAC Enterprise 5-year 4-hour Mission Critical Warranty ProSupport service ProDeploy service. Genetec Security Center pre-installed. License sold separately. | Ea |  | 5 Year | 47394 | 6.5% | 44313.39
54773 | Genetec | SV-2010EX- R18-170T- 10-216-NYH | Streamvault 2010EX series. 2U 18 BAY, (2) Xeon Silver 4116, 32GB RAM, OS RAID1 (2) 240GB SSD, 170TB RAW (17) 10TB, RAID5 6 10, (4)x1GbE Ports, (2)x10GbE SFP+ Ports, WIN SRV 2016. Dual PS.iDRAC Enterprise 5-year 4-hour Mission Critical Warranty ProSupport service ProDeploy service. Genetec Security Center pre-installed. License sold separately. | Ea |  | 5 Year | 48215 | 6.5% | 45081.025
54774 | Genetec | SV-2010EX- R18-180T- 10-216-NYH | Streamvault 2010EX series. 2U 18 BAY, (2) Xeon Silver 4116, 32GB RAM, OS RAID1 (2) 240GB SSD, 180TB RAW (18) 10TB, RAID5 6 10, (4)x1GbE Ports, (2)x10GbE SFP+ Ports, WIN SRV 2016. Dual PS.iDRAC Enterprise 5-year 4-hour Mission Critical Warranty ProSupport service ProDeploy service. Genetec Security Center pre-installed. License sold separately. | Ea |  | 5 Year | 49033 | 6.5% | 45845.855
54775 | Genetec | SV-2010EX- R18-50T-10- 216-NYH | Streamvault 2010EX series. 2U 18 BAY, (2) Xeon Silver 4116, 32GB RAM, OS RAID1 (2) 240GB SSD, 50TB RAW (5) 10TB, RAID5 6 10, (4)x1GbE Ports, (2)x10GbE SFP+ Ports, WIN SRV 2016. Dual PS. Genetec Security Center pre-installed.iDRAC Enterprise 5-year 4-hour Mission Critical Warranty ProSupport service ProDeploy service. License sold separately. | Ea |  | 5 Year | 38370 | 6.5% | 35875.95
54776 | Genetec | SV-2010EX- R18-60T-10- 216-NYH | Streamvault 2010EX series. 2U 18 BAY, (2) Xeon Silver 4116, 32GB RAM, OS RAID1 (2) 240GB SSD, 60TB RAW (6) 10TB, RAID5 6 10, (4)x1GbE Ports, (2)x10GbE SFP+ Ports, WIN SRV 2016. Dual PS. Genetec Security Center pre-installed.iDRAC Enterprise 5-year 4-hour Mission Critical Warranty ProSupport service ProDeploy service. License sold separately. | Ea |  | 5 Year | 39191 | 6.5% | 36643.585
54777 | Genetec | SV-2010EX- R18-70T-10- 216-NYH | Streamvault 2010EX series. 2U 18 BAY, (2) Xeon Silver 4116, 32GB RAM, OS RAID1 (2) 240GB SSD, 70TB RAW (7) 10TB, RAID5 6 10, (4)x1GbE Ports, (2)x10GbE SFP+ Ports, WIN SRV 2016. Dual PS.iDRAC Enterprise 5-year 4-hour Mission Critical Warranty ProSupport service ProDeploy service Genetec Security Center pre-installed. License sold separately. | Ea |  | 5 Year | 40012 | 6.5% | 37411.22
54778 | Genetec | SV-2010EX- R18-80T-10- 216-NYH | Streamvault 2010EX series. 2U 18 BAY, (2) Xeon Silver 4116, 32GB RAM, OS RAID1 (2) 240GB SSD, 80TB RAW (8) 10TB, RAID5 6 10, (4)x1GbE Ports, (2)x10GbE SFP+ Ports, WIN SRV 2016. Dual PS.iDRAC Enterprise 5-year 4-hour Mission Critical Warranty ProSupport service ProDeploy service. Genetec Security Center pre-installed. License sold separately. | Ea |  | 5 Year | 40831 | 6.5% | 38176.985
54779 | Genetec | SV-2010EX- R18-90T-10- 216-NYH | Streamvault 2010EX series. 2U 18 BAY, (2) Xeon Silver 4116, 32GB RAM, OS RAID1 (2) 240GB SSD, 90TB RAW (9) 10TB, RAID5 6 10, (4)x1GbE Ports, (2)x10GbE SFP+ Ports, WIN SRV 2016. Dual PS. Genetec Security Center pre-installed.iDRAC Enterprise 5-year 4-hour Mission Critical Warranty ProSupport service ProDeploy service. License sold separately. | Ea |  | 5 Year | 41652 | 6.5% | 38944.62
54780 | Genetec | SV-2010EX-R14-100T-10-210 | Streamvault 2000EX series. 2U 14 BAY, (2) Xeon Silver 4110, 32GB RAM, OS RAID1 (2) 240GB SSD, 100TB RAW (10) 10TB, RAID5, (4)x1GbE Ports, (2)x10GbE SFP+ Ports, WIN SRV 2016. Dual PS. Genetec Security Center pre-installed. License sold separately. | Ea |  | 1 Year | 20027 | 6.5% | 18725.245
54781 | Genetec | SV-2010EX-R14-108T-12-210 | Streamvault 2000EX series. 2U 14 BAY, (2) Xeon Silver 4110, 32GB RAM, OS RAID1 (2) 240GB SSD, 108TB RAW (9) 12TB, RAID5, (4)x1GbE Ports, (2)x10GbE SFP+ Ports, WIN SRV 2016. Dual PS. Genetec Security Center pre-installed. License sold separately. | Ea |  | 1 Year | 23116 | 6.5% | 21613.46
54782 | Genetec | SV-2010EX-R14-110T-10-210 | Streamvault 2000EX series. 2U 14 BAY, (2) Xeon Silver 4110, 32GB RAM, OS RAID1 (2) 240GB SSD, 110TB RAW (11) 10TB, RAID5, (4)x1GbE Ports, (2)x10GbE SFP+ Ports, WIN SRV 2016. Dual PS. Genetec Security Center pre-installed. License sold separately. | Ea |  | 1 Year | 20892 | 6.5% | 19534.02
54783 | Genetec | SV-2010EX-R14-112T-14-210 | Streamvault 2000EX series. 2U 14 BAY, (2) Xeon Silver 4110, 32GB RAM, OS RAID1 (2) 240GB SSD, 112TB RAW (8) 14TB, RAID5, (4)x1GbE Ports, (2)x10GbE SFP+ Ports, WIN SRV 2016. Dual PS. Genetec Security Center pre-installed. License sold separately. | Ea |  | 1 Year | 24969 | 6.5% | 23346.015
54784 | Genetec | SV-2010EX-R14-112T-8-210 | Streamvault 2000EX series. 2U 14 BAY, (2) Xeon Silver 4110, 32GB RAM, OS RAID1 (2) 240GB SSD, 112TB RAW (14) 8TB, RAID5, (4)x1GbE Ports, (2)x10GbE SFP+ Ports, WIN SRV 2016. Dual PS. Genetec Security Center pre-installed. License sold separately. | Ea |  | 1 Year | 21352 | 6.5% | 19964.12
54785 | Genetec | SV-2010EX-R14-120T-10-210 | Streamvault 2000EX series. 2U 14 BAY, (2) Xeon Silver 4110, 32GB RAM, OS RAID1 (2) 240GB SSD, 120TB RAW (12) 10TB, RAID5, (4)x1GbE Ports, (2)x10GbE SFP+ Ports, WIN SRV 2016. Dual PS. Genetec Security Center pre-installed. License sold separately. | Ea |  | 1 Year | 21758 | 6.5% | 20343.73
54786 | Genetec | SV-2010EX-R14-120T-12-210 | Streamvault 2000EX series. 2U 14 BAY, (2) Xeon Silver 4110, 32GB RAM, OS RAID1 (2) 240GB SSD, 120TB RAW (10) 12TB, RAID5, (4)x1GbE Ports, (2)x10GbE SFP+ Ports, WIN SRV 2016. Dual PS. Genetec Security Center pre-installed. License sold separately. | Ea |  | 1 Year | 24421 | 6.5% | 22833.635
54787 | Genetec | SV-2010EX-R14-126T-14-210 | Streamvault 2000EX series. 2U 14 BAY, (2) Xeon Silver 4110, 32GB RAM, OS RAID1 (2) 240GB SSD, 126TB RAW (9) 14TB, RAID5, (4)x1GbE Ports, (2)x10GbE SFP+ Ports, WIN SRV 2016. Dual PS. Genetec Security Center pre-installed. License sold separately. | Ea |  | 1 Year | 26669 | 6.5% | 24935.515
54788 | Genetec | SV-2010EX-R14-130T-10-210 | Streamvault 2000EX series. 2U 14 BAY, (2) Xeon Silver 4110, 32GB RAM, OS RAID1 (2) 240GB SSD, 130'TB RAW (13) 10TB, RAID5, (4)x1GbE Ports, (2)x10GbE SFP+ Ports, WIN SRV 2016. Dual PS. Genetec Security Center pre-installed. License sold separately. | Ea |  | 1 Year | 22624 | 6.5% | 21153.44
54789 | Genetec | SV-2010EX-R14-132T-12-210 | Streamvault 2000EX series. 2U 14 BAY, (2) Xeon Silver 4110, 32GB RAM, OS RAID1 (2) 240GB SSD, 132TB RAW (11) 12TB, RAID5, (4)x1GbE Ports, (2)x10GbE SFP+ Ports, WIN SRV 2016. Dual PS. Genetec Security Center pre-installed. License sold separately. | Ea |  | 1 Year | 25727 | 6.5% | 24054.745
54790 | Genetec | SV-2010EX-R14-140T-10-210 | Streamvault 2000EX series. 2U 14 BAY, (2) Xeon Silver 4110, 32GB RAM, OS RAID1 (2) 240GB SSD, 140TB RAW (14) 8TB, RAID5, (4)x1GbE Ports, (2)x10GbE SFP+ Ports, WIN SRV 2016. Dual PS. Genetec Security Center pre-installed. License sold separately. | Ea |  | 1 Year | 23490 | 6.5% | 21963.15
54791 | Genetec | SV-2010EX-R14-140T-14-210 | Streamvault 2000EX series. 2U 14 BAY, (2) Xeon Silver 4110, 32GB RAM, OS RAID1 (2) 240GB SSD, 140TB RAW (10) 14TB, RAID5, (4)x1GbE Ports, (2)x10GbE SFP+ Ports, WIN SRV 2016. Dual PS. Genetec Security Center pre-installed. License sold separately. | Ea |  | 1 Year | 28369 | 6.5% | 26525.015
54792 | Genetec | SV-2010EX-R14-144T-12-210 | Streamvault 2000EX series. 2U 14 BAY, (2) Xeon Silver 4110, 32GB RAM, OS RAID1 (2) 240GB SSD, 144TB RAW (12) 12TB, RAID5, (4)x1GbE Ports, (2)x10GbE SFP+ Ports, WIN SRV 2016. Dual PS. Genetec Security Center pre-installed. License sold separately. | Ea |  | 1 Year | 27032 | 6.5% | 25274.92
54793 | Genetec | SV-2010EX-R14-154T-14-210 | Streamvault 2000EX series. 2U 14 BAY, (2) Xeon Silver 4110, 32GB RAM, OS RAID1 (2) 240GB SSD, 154TB RAW (11) 14TB, RAID5, (4)x1GbE Ports, (2)x10GbE SFP+ Ports, WIN SRV 2016. Dual PS. Genetec Security Center pre-installed. License sold separately. | Ea |  | 1 Year | 30069 | 6.5% | 28114.515
54794 | Genetec | SV-2010EX-R14-156T-12-210 | Streamvault 2000EX series. 2U 14 BAY, (2) Xeon Silver 4110, 32GB RAM, OS RAID1 (2) 240GB SSD, 156TB RAW (13) 12TB, RAID5, (4)x1GbE Ports, (2)x10GbE SFP+ Ports, WIN SRV 2016. Dual PS. Genetec Security Center pre-installed. License sold separately. | Ea |  | 1 Year | 28337 | 6.5% | 26495.095
54795 | Genetec | SV-2010EX-R14-168T-12-210 | Streamvault 2000EX series. 2U 14 BAY, (2) Xeon Silver 4110, 32GB RAM, OS RAID1 (2) 240GB SSD, 168TB RAW (14) 12TB, RAID5, (4)x1GbE Ports, (2)x10GbE SFP+ Ports, WIN SRV 2016. Dual PS. Genetec Security Center pre-installed. License sold separately. | Ea |  | 1 Year | 29642 | 6.5% | 27715.27
54796 | Genetec | SV-2010EX-R14-168T-14-210 | Streamvault 2000EX series. 2U 14 BAY, (2) Xeon Silver 4110, 32GB RAM, OS RAID1 (2) 240GB SSD, 168TB RAW (12) 14TB, RAID5, (4)x1GbE Ports, (2)x10GbE SFP+ Ports, WIN SRV 2016. Dual PS. Genetec Security Center pre-installed. License sold separately. | Ea |  | 1 Year | 31769 | 6.5% | 29704.015
54797 | Genetec | SV-2010EX-R14-182T-14-210 | Streamvault 2000EX series. 2U 14 BAY, (2) Xeon Silver 4110, 32GB RAM, OS RAID1 (2) 240GB SSD, 182TB RAW (13) 14TB, RAID5, (4)x1GbE Ports, (2)x10GbE SFP+ Ports, WIN SRV 2016. Dual PS. Genetec Security Center pre-installed. License sold separately. | Ea |  | 1 Year | 33469 | 6.5% | 31293.515
54798 | Genetec | SV-2010EX-R14-196T-14-210 | Streamvault 2000EX series. 2U 14 BAY, (2) Xeon Silver 4110, 32GB RAM, OS RAID1 (2) 240GB SSD, 196TB RAW (14) 14TB, RAID5, (4)x1GbE Ports, (2)x10GbE SFP+ Ports, WIN SRV 2016. Dual PS. Genetec Security Center pre-installed. License sold separately. | Ea |  | 1 Year | 35169 | 6.5% | 32883.015
54799 | Genetec | SV-2010EX-R14-24T-8-210 | Streamvault 2000EX series. 2U 14 BAY, (2) Xeon Silver 4110, 32GB RAM, OS RAID1 (2) 240GB SSD, 24TB RAW (3) 8TB, RAID5, (4)x1GbE Ports, (2)x10GbE SFP+ Ports, WIN SRV 2016. Dual PS. Genetec Security Center pre-installed. License sold separately. | Ea |  | 1 Year | 13508 | 6.5% | 12629.98
54800 | Genetec | SV-2010EX-R14-30T-10-210 | Streamvault 2000EX series. 2U 14 BAY, (2) Xeon Silver 4110, 32GB RAM, OS RAID1 (2) 240GB SSD, 30TB RAW (3) 10TB, RAID5, (4)x1GbE Ports, (2)x10GbE SFP+ Ports, WIN SRV 2016. Dual PS. Genetec Security Center pre-installed. License sold separately. | Ea |  | 1 Year | 13966 | 6.5% | 13058.21
54801 | Genetec | SV-2010EX-R14-32T-8-210 | Streamvault 2000EX series. 2U 14 BAY, (2) Xeon Silver 4110, 32GB RAM, OS RAID1 (2) 240GB SSD, 32TB RAW (4) 8TB, RAID5, (4)x1GbE Ports, (2)x10GbE SFP+ Ports, WIN SRV 2016. Dual PS. Genetec Security Center pre-installed. License sold separately. | Ea |  | 1 Year | 14221 | 6.5% | 13296.635
54802 | Genetec | SV-2010EX-R14-36T-12-210 | Streamvault 2000EX series. 2U 14 BAY, (2) Xeon Silver 4110, 32GB RAM, OS RAID1 (2) 240GB SSD, 36TB RAW (3) 12TB, RAID5, (4)x1GbE Ports, (2)x10GbE SFP+ Ports, WIN SRV 2016. Dual PS. Genetec Security Center pre-installed. License sold separately. | Ea |  | 1 Year | 15285 | 6.5% | 14291.475
54803 | Genetec | SV-2010EX-R14-40T-10-210 | Streamvault 2000EX series. 2U 14 BAY, (2) Xeon Silver 4110, 32GB RAM, OS RAID1 (2) 240GB SSD, 40TB RAW (4) 10TB, RAID5, (4)x1GbE Ports, (2)x10GbE SFP+ Ports, WIN SRV 2016. Dual PS. Genetec Security Center pre-installed. License sold separately. | Ea |  | 1 Year | 14832 | 6.5% | 13867.92
54804 | Genetec | SV-2010EX-R14-40T-8-210 | Streamvault 2000EX series. 2U 14 BAY, (2) Xeon Silver 4110, 32GB RAM, OS RAID1 (2) 240GB SSD, 40TB RAW (5) 8TB, RAID5, (4)x1GbE Ports, (2)x10GbE SFP+ Ports, WIN SRV 2016. Dual PS. Genetec Security Center pre-installed. License sold separately. | Ea |  | 1 Year | 14935 | 6.5% | 13964.225
54805 | Genetec | SV-2010EX-R14-42T-14-210 | Streamvault 2000EX series. 2U 14 BAY, (2) Xeon Silver 4110, 32GB RAM, OS RAID1 (2) 240GB SSD, 42TB RAW (3) 14TB, RAID5, (4)x1GbE Ports, (2)x10GbE SFP+ Ports, WIN SRV 2016. Dual PS. Genetec Security Center pre-installed. License sold separately. | Ea |  | 1 Year | 16469 | 6.5% | 15398.515
54806 | Genetec | SV-2010EX-R14-48T-12-210 | Streamvault 2000EX series. 2U 14 BAY, (2) Xeon Silver 4110, 32GB RAM, OS RAID1 (2) 240GB SSD, 48TB RAW (4) 12TB, RAID5, (4)x1GbE Ports, (2)x10GbE SFP+ Ports, WIN SRV 2016. Dual PS. Genetec Security Center pre-installed. License sold separately. | Ea |  | 1 Year | 16590 | 6.5% | 15511.65
54807 | Genetec | SV-2010EX-R14-48T-8-210 | Streamvault 2000EX series. 2U 14 BAY, (2) Xeon Silver 4110, 32GB RAM, OS RAID1 (2) 240GB SSD, 48TB RAW (6) 8TB, RAID5, (4)x1GbE Ports, (2)x10GbE SFP+ Ports, WIN SRV 2016. Dual PS. Genetec Security Center pre-installed. License sold separately. | Ea |  | 1 Year | 15648 | 6.5% | 14630.88
54808 | Genetec | SV-2010EX-R14-50T-10-210 | Streamvault 2000EX series. 2U 14 BAY, (2) Xeon Silver 4110, 32GB RAM, OS RAID1 (2) 240GB SSD, 50TB RAW (5) 10TB, RAID5, (4)x1GbE Ports, (2)x10GbE SFP+ Ports, WIN SRV 2016. Dual PS. Genetec Security Center pre-installed. License sold separately. | Ea |  | 1 Year | 15698 | 6.5% | 14677.63
54809 | Genetec | SV-2010EX-R14-56T-14-210 | Streamvault 2000EX series. 2U 14 BAY, (2) Xeon Silver 4110, 32GB RAM, OS RAID1 (2) 240GB SSD, 56TB RAW (4) 14TB, RAID5, (4)x1GbE Ports, (2)x10GbE SFP+ Ports, WIN SRV 2016. Dual PS. Genetec Security Center pre-installed. License sold separately. | Ea |  | 1 Year | 18169 | 6.5% | 16988.015
54810 | Genetec | SV-2010EX-R14-56T-8-210 | Streamvault 2000EX series. 2U 14 BAY, (2) Xeon Silver 4110, 32GB RAM, OS RAID1 (2) 240GB SSD, 56TB RAW (7) 8TB, RAID5, (4)x1GbE Ports, (2)x10GbE SFP+ Ports, WIN SRV 2016. Dual PS. Genetec Security Center pre-installed. License sold separately. | Ea |  | 1 Year | 16631 | 6.5% | 15549.985
54811 | Genetec | SV-2010EX-R14-60T-10-210 | Streamvault 2000EX series. 2U 14 BAY, (2) Xeon Silver 4110, 32GB RAM, OS RAID1 (2) 240GB SSD, 60TB RAW (6) 10TB, RAID5, (4)x1GbE Ports, (2)x10GbE SFP+ Ports, WIN SRV 2016. Dual PS. Genetec Security Center pre-installed. License sold separately. | Ea |  | 1 Year | 16563 | 6.5% | 15486.405
54812 | Genetec | SV-2010EX-R14-60T-12-210 | Streamvault 2000EX series. 2U 14 BAY, (2) Xeon Silver 4110, 32GB RAM, OS RAID1 (2) 240GB SSD, 60TB RAW (5) 12TB, RAID5, (4)x1GbE Ports, (2)x10GbE SFP+ Ports, WIN SRV 2016. Dual PS. Genetec Security Center pre-installed. License sold separately. | Ea |  | 1 Year | 17895 | 6.5% | 16731.825
54813 | Genetec | SV-2010EX-R14-64T-8-210 | Streamvault 2000EX series. 2U 14 BAY, (2) Xeon Silver 4110, 32GB RAM, OS RAID1 (2) 240GB SSD, 64TB RAW (8) 8TB, RAID5, (4)x1GbE Ports, (2)x10GbE SFP+ Ports, WIN SRV 2016. Dual PS. Genetec Security Center pre-installed. License sold separately. | Ea |  | 1 Year | 17074 | 6.5% | 15964.19
54814 | Genetec | SV-2010EX-R14-70T-10-210 | Streamvault 2000EX series. 2U 14 BAY, (2) Xeon Silver 4110, 32GB RAM, OS RAID1 (2) 240GB SSD, 70TB RAW (7) 10TB, RAID5, (4)x1GbE Ports, (2)x10GbE SFP+ Ports, WIN SRV 2016. Dual PS. Genetec Security Center pre-installed. License sold separately. | Ea |  | 1 Year | 17429 | 6.5% | 16296.115
54815 | Genetec | SV-2010EX-R14-70T-14-210 | Streamvault 2000EX series. 2U 14 BAY, (2) Xeon Silver 4110, 32GB RAM, OS RAID1 (2) 240GB SSD, 70TB RAW (5) 14TB, RAID5, (4)x1GbE Ports, (2)x10GbE SFP+ Ports, WIN SRV 2016. Dual PS. Genetec Security Center pre-installed. License sold separately. | Ea |  | 1 Year | 19869 | 6.5% | 18577.515
54816 | Genetec | SV-2010EX-R14-72T-12-210 | Streamvault 2000EX series. 2U 14 BAY, (2) Xeon Silver 4110, 32GB RAM, OS RAID1 (2) 240GB SSD, 72TB RAW (6) 12TB, RAID5, (4)x1GbE Ports, (2)x10GbE SFP+ Ports, WIN SRV 2016. Dual PS. Genetec Security Center pre-installed. License sold separately. | Ea |  | 1 Year | 19200 | 6.5% | 17952
54817 | Genetec | SV-2010EX-R14-72T-8-210 | Streamvault 2000EX series. 2U 14 BAY, (2) Xeon Silver 4110, 32GB RAM, OS RAID1 (2) 240GB SSD, 72TB RAW (9) 8TB, RAID5, (4)x1GbE Ports, (2)x10GbE SFP+ Ports, WIN SRV 2016. Dual PS. Genetec Security Center pre-installed. License sold separately. | Ea |  | 1 Year | 17787 | 6.5% | 16630.845
54818 | Genetec | SV-2010EX-R14-80T-10-210 | Streamvault 2000EX series. 2U 14 BAY, (2) Xeon Silver 4110, 32GB RAM, OS RAID1 (2) 240GB SSD, 80TB RAW (8) 10TB, RAID5, (4)x1GbE Ports, (2)x10GbE SFP+ Ports, WIN SRV 2016. Dual PS. Genetec Security Center pre-installed. License sold separately. | Ea |  | 1 Year | 18295 | 6.5% | 17105.825
54819 | Genetec | SV-2010EX-R14-80T-8-210 | Streamvault 2000EX series. 2U 14 BAY, (2) Xeon Silver 4110, 32GB RAM, OS RAID1 (2) 240GB SSD, 80TB RAW (10) 8TB, RAID5, (4)x1GbE Ports, (2)x10GbE SFP+ Ports, WIN SRV 2016. Dual PS. Genetec Security Center pre-installed. License sold separately. | Ea |  | 1 Year | 18500 | 6.5% | 17297.5
54820 | Genetec | SV-2010EX-R14-84T-12-210 | Streamvault 2000EX series. 2U 14 BAY, (2) Xeon Silver 4110, 32GB RAM, OS RAID1 (2) 240GB SSD, 84TB RAW (7) 12TB, RAID5, (4)x1GbE Ports, (2)x10GbE SFP+ Ports, WIN SRV 2016. Dual PS. Genetec Security Center pre-installed. License sold separately. | Ea |  | 1 Year | 20506 | 6.5% | 19173.11
54821 | Genetec | SV-2010EX-R14-84T-14-210 | Streamvault 2000EX series. 2U 14 BAY, (2) Xeon Silver 4110, 32GB RAM, OS RAID1 (2) 240GB SSD, 84TB RAW (6) 14TB, RAID5, (4)x1GbE Ports, (2)x10GbE SFP+ Ports, WIN SRV 2016. Dual PS. Genetec Security Center pre-installed. License sold separately. | Ea |  | 1 Year | 21569 | 6.5% | 20167.015
54822 | Genetec | SV-2010EX-R14-88T-8-210 | Streamvault 2000EX series. 2U 14 BAY, (2) Xeon Silver 4110, 32GB RAM, OS RAID1 (2) 240GB SSD, 88TB RAW (11) 8TB, RAID5, (4)x1GbE Ports, (2)x10GbE SFP+ Ports, WIN SRV 2016. Dual PS. Genetec Security Center pre-installed. License sold separately. | Ea |  | 1 Year | 19213 | 6.5% | 17964.155
54823 | Genetec | SV-2010EX-R14-90T-10-210 | Streamvault 2000EX series. 2U 14 BAY, (2) Xeon Silver 4110, 32GB RAM, OS RAID1 (2) 240GB SSD, 90TB RAW (9) 10TB, RAID5, (4)x1GbE Ports, (2)x10GbE SFP+ Ports, WIN SRV 2016. Dual PS. Genetec Security Center pre-installed. License sold separately. | Ea |  | 1 Year | 19161 | 6.5% | 17915.535
54824 | Genetec | SV-2010EX-R14-96T-12-210 | Streamvault 2000EX series. 2U 14 BAY, (2) Xeon Silver 4110, 32GB RAM, OS RAID1 (2) 240GB SSD, 96TB RAW (8) 12TB, RAID5, (4)x1GbE Ports, (2)x10GbE SFP+ Ports, WIN SRV 2016. Dual PS. Genetec Security Center pre-installed. License sold separately. | Ea |  | 1 Year | 21811 | 6.5% | 20393.285
54825 | Genetec | SV-2010EX-R14-96T-8-210 | Streamvault 2000EX series. 2U 14 BAY, (2) Xeon Silver 4110, 32GB RAM, OS RAID1 (2) 240GB SSD, 96TB RAW (12) 8TB, RAID5, (4)x1GbE Ports, (2)x10GbE SFP+ Ports, WIN SRV 2016. Dual PS. Genetec Security Center pre-installed. License sold separately. | Ea |  | 1 Year | 19927 | 6.5% | 18631.745
54826 | Genetec | SV-2010EX-R14-98T-14-210 | Streamvault 2000EX series. 2U 14 BAY, (2) Xeon Silver 4110, 32GB RAM, OS RAID1 (2) 240GB SSD, 98TB RAW (7) 14TB, RAID5, (4)x1GbE Ports, (2)x10GbE SFP+ Ports, WIN SRV 2016. Dual PS. Genetec Security Center pre-installed. License sold separately. | Ea |  | 1 Year | 23269 | 6.5% | 21756.515
54827 | Genetec | SV-2010EX-R14-D240-210 | Streamvault 2000EX series. 2U 14 BAY, (2) Xeon Silver 4110, 32GB RAM, OS RAID1 (2) 240GB SSD, (4)x1GbE Ports, (2)x10GbE SFP+ Ports, WIN SRV 2016. Dual PS. Genetec Security Center pre-installed. License sold separately. | Ea |  | 1 Year | 11369 | 6.5% | 10630.015
54828 | Genetec | SV-2010EX-R18-100T-10-216 | Streamvault 2010EX series. 2U 18 BAY, (2) Xeon Silver 4116, 32GB RAM, OS RAID1 (2) 240GB SSD, 100TB RAW (10) 10TB, RAID5, (4)x1GbE Ports, (2)x10GbE SFP+ Ports, WIN SRV 2016. Dual PS. Genetec Security Center pre-installed. License sold separately. | Ea |  | 1 Year | 23221 | 6.5% | 21711.635
54829 | Genetec | SV-2010EX-R18-104T-8-216 | Streamvault 2010EX series. 2U 18 BAY, (2) Xeon Silver 4116, 32GB RAM, OS RAID1 (2) 240GB SSD, 104TB RAW (13) 8TB, RAID5, (4)x1GbE Ports, (2)x10GbE SFP+ Ports, WIN SRV 2016. Dual PS. Genetec Security Center pre-installed. License sold separately. | Ea |  | 1 Year | 23835 | 6.5% | 22285.725
54830 | Genetec | SV-2010EX-R18-108T-12-216 | Streamvault 2010EX series. 2U 18 BAY, (2) Xeon Silver 4116, 32GB RAM, OS RAID1 (2) 240GB SSD, 108TB RAW (9) 12TB, RAID5, (4)x1GbE Ports, (2)x10GbE SFP+ Ports, WIN SRV 2016. Dual PS. Genetec Security Center pre-installed. License sold separately. | Ea |  | 1 Year | 26311 | 6.5% | 24600.785
54831 | Genetec | SV-2010EX-R18-110T-10-216 | Streamvault 2010EX series. 2U 18 BAY, (2) Xeon Silver 4116, 32GB RAM, OS RAID1 (2) 240GB SSD, 110TB RAW (11) 10TB, RAID5, (4)x1GbE Ports, (2)x10GbE SFP+ Ports, WIN SRV 2016. Dual PS. Genetec Security Center pre-installed. License sold separately. | Ea |  | 1 Year | 24087 | 6.5% | 22521.345
54832 | Genetec | SV-2010EX-R18-112T-14-216 | Streamvault 2010EX series. 2U 18 BAY, (2) Xeon Silver 4116, 32GB RAM, OS RAID1 (2) 240GB SSD, 112TB RAW (8) 14TB, RAID5, (4)x1GbE Ports, (2)x10GbE SFP+ Ports, WIN SRV 2016. Dual PS. Genetec Security Center pre-installed. License sold separately. | Ea |  | 1 Year | 28163 | 6.5% | 26332.405
54833 | Genetec | SV-2010EX-R18-112T-8-216 | Streamvault 2010EX series. 2U 18 BAY, (2) Xeon Silver 4116, 32GB RAM, OS RAID1 (2) 240GB SSD, 112TB RAW (14) 8TB, RAID5, (4)x1GbE Ports, (2)x10GbE SFP+ Ports, WIN SRV 2016. Dual PS. Genetec Security Center pre-installed. License sold separately. | Ea |  | 1 Year | 24548 | 6.5% | 22952.38
54834 | Genetec | SV-2010EX-R18-120T-10-216 | Streamvault 2010EX series. 2U 18 BAY, (2) Xeon Silver 4116, 32GB RAM, OS RAID1 (2) 240GB SSD, 120TB RAW (12) 10TB, RAID5, (4)x1GbE Ports, (2)x10GbE SFP+ Ports, WIN SRV 2016. Dual PS. Genetec Security Center pre-installed. License sold separately. | Ea |  | 1 Year | 24953 | 6.5% | 23331.055
54835 | Genetec | SV-2010EX-R18-120T-12-216 | Streamvault 2010EX series. 2U 18 BAY, (2) Xeon Silver 4116, 32GB RAM, OS RAID1 (2) 240GB SSD, 120TB RAW (10) 12TB, RAID5, (4)x1GbE Ports, (2)x10GbE SFP+ Ports, WIN SRV 2016. Dual PS. Genetec Security Center pre-installed. License sold separately. | Ea |  | 1 Year | 27616 | 6.5% | 25820.96
54836 | Genetec | SV-2010EX-R18-120T-8-216 | Streamvault 2010EX series. 2U 18 BAY, (2) Xeon Silver 4116, 32GB RAM, OS RAID1 (2) 240GB SSD, 120TB RAW (15) 8TB, RAID5, (4)x1GbE Ports, (2)x10GbE SFP+ Ports, WIN SRV 2016. Dual PS. Genetec Security Center pre-installed. License sold separately. | Ea |  | 1 Year | 25261 | 6.5% | 23619.035
54837 | Genetec | SV-2010EX-R18-126T-14-216 | Streamvault 2010EX series. 2U 18 BAY, (2) Xeon Silver 4116, 32GB RAM, OS RAID1 (2) 240GB SSD, 126TB RAW (9) 14TB, RAID5, (4)x1GbE Ports, (2)x10GbE SFP+ Ports, WIN SRV 2016. Dual PS. Genetec Security Center pre-installed. License sold separately. | Ea |  | 1 Year | 29863 | 6.5% | 27921.905
54838 | Genetec | SV-2010EX-R18-128T-8-216 | Streamvault 2010EX series. 2U 18 BAY, (2) Xeon Silver 4116, 32GB RAM, OS RAID1 (2) 240GB SSD, 128TB RAW (16) 8TB, RAID5, (4)x1GbE Ports, (2)x10GbE SFP+ Ports, WIN SRV 2016. Dual PS. Genetec Security Center pre-installed. License sold separately. | Ea |  | 1 Year | 25974 | 6.5% | 24285.69
54839 | Genetec | SV-2010EX-R18-130T-10-216 | Streamvault 2010EX series. 2U 18 BAY, (2) Xeon Silver 4116, 32GB RAM, OS RAID1 (2) 240GB SSD, 130'TB RAW (13) 10TB, RAID5, (4)x1GbE Ports, (2)x10GbE SFP+ Ports, WIN SRV 2016. Dual PS. Genetec Security Center pre-installed. License sold separately. | Ea |  | 1 Year | 25819 | 6.5% | 24140.765
54840 | Genetec | SV-2010EX-R18-132T-12-216 | Streamvault 2010EX series. 2U 18 BAY, (2) Xeon Silver 4116, 32GB RAM, OS RAID1 (2) 240GB SSD, 132TB RAW (11) 12TB, RAID5, (4)x1GbE Ports, (2)x10GbE SFP+ Ports, WIN SRV 2016. Dual PS. Genetec Security Center pre-installed. License sold separately. | Ea |  | 1 Year | 28921 | 6.5% | 27041.135
54841 | Genetec | SV-2010EX-R18-136T-8-216 | Streamvault 2010EX series. 2U 18 BAY, (2) Xeon Silver 4116, 32GB RAM, OS RAID1 (2) 240GB SSD, 136TB RAW (17) 8TB, RAID5, (4)x1GbE Ports, (2)x10GbE SFP+ Ports, WIN SRV 2016. Dual PS. Genetec Security Center pre-installed. License sold separately. | Ea |  | 1 Year | 26687 | 6.5% | 24952.345
54842 | Genetec | SV-2010EX-R18-140T-10-216 | Streamvault 2010EX series. 2U 18 BAY, (2) Xeon Silver 4116, 32GB RAM, OS RAID1 (2) 240GB SSD, 140TB RAW (14) 10TB, RAID5, (4)x1GbE Ports, (2)x10GbE SFP+ Ports, WIN SRV 2016. Dual PS. Genetec Security Center pre-installed. License sold separately. | Ea |  | 1 Year | 26685 | 6.5% | 24950.475
54843 | Genetec | SV-2010EX-R18-140T-14-216 | Streamvault 2010EX series. 2U 18 BAY, (2) Xeon Silver 4116, 32GB RAM, OS RAID1 (2) 240GB SSD, 140TB RAW (10) 14TB, RAID5, (4)x1GbE Ports, (2)x10GbE SFP+ Ports, WIN SRV 2016. Dual PS. Genetec Security Center pre-installed. License sold separately. | Ea |  | 1 Year | 31563 | 6.5% | 29511.405
54844 | Genetec | SV-2010EX-R18-144T-12-216 | Streamvault 2010EX series. 2U 18 BAY, (2) Xeon Silver 4116, 32GB RAM, OS RAID1 (2) 240GB SSD, 144TB RAW (12) 12TB, RAID5, (4)x1GbE Ports, (2)x10GbE SFP+ Ports, WIN SRV 2016. Dual PS. Genetec Security Center pre-installed. License sold separately. | Ea |  | 1 Year | 30227 | 6.5% | 28262.245
54845 | Genetec | SV-2010EX-R18-150T-10-216 | Streamvault 2010EX series. 2U 18 BAY, (2) Xeon Silver 4116, 32GB RAM, OS RAID1 (2) 240GB SSD, 150TB RAW (15) 10TB, RAID5, (4)x1GbE Ports, (2)x10GbE SFP+ Ports, WIN SRV 2016. Dual PS. Genetec Security Center pre-installed. License sold separately. | Ea |  | 1 Year | 27550 | 6.5% | 25759.25
54846 | Genetec | SV-2010EX-R18-154T-14-216 | Streamvault 2010EX series. 2U 18 BAY, (2) Xeon Silver 4116, 32GB RAM, OS RAID1 (2) 240GB SSD, 154TB RAW (11) 14TB, RAID5, (4)x1GbE Ports, (2)x10GbE SFP+ Ports, WIN SRV 2016. Dual PS. Genetec Security Center pre-installed. License sold separately. | Ea |  | 1 Year | 33263 | 6.5% | 31100.905
54847 | Genetec | SV-2010EX-R18-156T-12-216 | Streamvault 2010EX series. 2U 18 BAY, (2) Xeon Silver 4116, 32GB RAM, OS RAID1 (2) 240GB SSD, 156TB RAW (13) 12TB, RAID5, (4)x1GbE Ports, (2)x10GbE SFP+ Ports, WIN SRV 2016. Dual PS. Genetec Security Center pre-installed. License sold separately. | Ea |  | 1 Year | 31532 | 6.5% | 29482.42
54848 | Genetec | SV-2010EX-R18-160T-10-216 | Streamvault 2010EX series. 2U 18 BAY, (2) Xeon Silver 4116, 32GB RAM, OS RAID1 (2) 240GB SSD, 160TB RAW (16) 10TB, RAID5, (4)x1GbE Ports, (2)x10GbE SFP+ Ports, WIN SRV 2016. Dual PS. Genetec Security Center pre-installed. License sold separately. | Ea |  | 1 Year | 28416 | 6.5% | 26568.96
54849 | Genetec | SV-2010EX-R18-168T-12-216 | Streamvault 2010EX series. 2U 18 BAY, (2) Xeon Silver 4116, 32GB RAM, OS RAID1 (2) 240GB SSD, 168TB RAW (14) 12TB, RAID5, (4)x1GbE Ports, (2)x10GbE SFP+ Ports, WIN SRV 2016. Dual PS. Genetec Security Center pre-installed. License sold separately. | Ea |  | 1 Year | 32837 | 6.5% | 30702.595
54850 | Genetec | SV-2010EX-R18-168T-14-216 | Streamvault 2010EX series. 2U 18 BAY, (2) Xeon Silver 4116, 32GB RAM, OS RAID1 (2) 240GB SSD, 168TB RAW (12) 14TB, RAID5, (4)x1GbE Ports, (2)x10GbE SFP+ Ports, WIN SRV 2016. Dual PS. Genetec Security Center pre-installed. License sold separately. | Ea |  | 1 Year | 34963 | 6.5% | 32690.405
54851 | Genetec | SV-2010EX-R18-170T-10-216 | Streamvault 2010EX series. 2U 18 BAY, (2) Xeon Silver 4116, 32GB RAM, OS RAID1 (2) 240GB SSD, 170TB RAW (17) 10TB, RAID5, (4)x1GbE Ports, (2)x10GbE SFP+ Ports, WIN SRV 2016. Dual PS. Genetec Security Center pre-installed. License sold separately. | Ea |  | 1 Year | 29282 | 6.5% | 27378.67
54852 | Genetec | SV-2010EX-R18-180T-10-216 | Streamvault 2010EX series. 2U 18 BAY, (2) Xeon Silver 4116, 32GB RAM, OS RAID1 (2) 240GB SSD, 180TB RAW (18) 10TB, RAID5, (4)x1GbE Ports, (2)x10GbE SFP+ Ports, WIN SRV 2016. Dual PS. Genetec Security Center pre-installed. License sold separately. | Ea |  | 1 Year | 30148 | 6.5% | 28188.38
54853 | Genetec | SV-2010EX-R18-180T-12-216 | Streamvault 2010EX series. 2U 18 BAY, (2) Xeon Silver 4116, 32GB RAM, OS RAID1 (2) 240GB SSD, 180TB RAW (15) 12TB, RAID5, (4)x1GbE Ports, (2)x10GbE SFP+ Ports, WIN SRV 2016. Dual PS. Genetec Security Center pre-installed. License sold separately. | Ea |  | 1 Year | 34142 | 6.5% | 31922.77
54854 | Genetec | SV-2010EX-R18-182T-14-216 | Streamvault 2010EX series. 2U 18 BAY, (2) Xeon Silver 4116, 32GB RAM, OS RAID1 (2) 240GB SSD, 182TB RAW (13) 14TB, RAID5, (4)x1GbE Ports, (2)x10GbE SFP+ Ports, WIN SRV 2016. Dual PS. Genetec Security Center pre-installed. License sold separately. | Ea |  | 1 Year | 36663 | 6.5% | 34279.905
54855 | Genetec | SV-2010EX-R18-192T-12-216 | Streamvault 2010EX series. 2U 18 BAY, (2) Xeon Silver 4116, 32GB RAM, OS RAID1 (2) 240GB SSD, 192TB RAW (16) 12TB, RAID5, (4)x1GbE Ports, (2)x10GbE SFP+ Ports, WIN SRV 2016. Dual PS. Genetec Security Center pre-installed. License sold separately. | Ea |  | 1 Year | 35448 | 6.5% | 33143.88
54856 | Genetec | SV-2010EX-R18-196T-14-216 | Streamvault 2010EX series. 2U 18 BAY, (2) Xeon Silver 4116, 32GB RAM, OS RAID1 (2) 240GB SSD, 196TB RAW (14) 14TB, RAID5, (4)x1GbE Ports, (2)x10GbE SFP+ Ports, WIN SRV 2016. Dual PS. Genetec Security Center pre-installed. License sold separately. | Ea |  | 1 Year | 38363 | 6.5% | 35869.405
54857 | Genetec | SV-2010EX-R18-204T-12-216 | Streamvault 2010EX series. 2U 18 BAY, (2) Xeon Silver 4116, 32GB RAM, OS RAID1 (2) 240GB SSD, 204TB RAW (17) 12TB, RAID5, (4)x1GbE Ports, (2)x10GbE SFP+ Ports, WIN SRV 2016. Dual PS. Genetec Security Center pre-installed. License sold separately. | Ea |  | 1 Year | 36753 | 6.5% | 34364.055
54858 | Genetec | SV-2010EX-R18-210T-14-216 | Streamvault 2010EX series. 2U 18 BAY, (2) Xeon Silver 4116, 32GB RAM, OS RAID1 (2) 240GB SSD, 210TB RAW (15) 14TB, RAID5, (4)x1GbE Ports, (2)x10GbE SFP+ Ports, WIN SRV 2016. Dual PS. Genetec Security Center pre-installed. License sold separately. | Ea |  | 1 Year | 40063 | 6.5% | 37458.905
54859 | Genetec | SV-2010EX-R18-216T-12-216 | Streamvault 2010EX series. 2U 18 BAY, (2) Xeon Silver 4116, 32GB RAM, OS RAID1 (2) 240GB SSD, 216TB RAW (18) 12TB, RAID5, (4)x1GbE Ports, (2)x10GbE SFP+ Ports, WIN SRV 2016. Dual PS. Genetec Security Center pre-installed. License sold separately. | Ea |  | 1 Year | 38058 | 6.5% | 35584.23
54860 | Genetec | SV-2010EX-R18-224T-14-216 | Streamvault 2010EX series. 2U 18 BAY, (2) Xeon Silver 4116, 32GB RAM, OS RAID1 (2) 240GB SSD, 224TB RAW (16) 14TB, RAID5, (4)x1GbE Ports, (2)x10GbE SFP+ Ports, WIN SRV 2016. Dual PS. Genetec Security Center pre-installed. License sold separately. | Ea |  | 1 Year | 41763 | 6.5% | 39048.405
54861 | Genetec | SV-2010EX-R18-238T-14-216 | Streamvault 2010EX series. 2U 18 BAY, (2) Xeon Silver 4116, 32GB RAM, OS RAID1 (2) 240GB SSD, 238TB RAW (17) 14TB, RAID5, (4)x1GbE Ports, (2)x10GbE SFP+ Ports, WIN SRV 2016. Dual PS. Genetec Security Center pre-installed. License sold separately. | Ea |  | 1 Year | 43463 | 6.5% | 40637.905
54862 | Genetec | SV-2010EX-R18-24T-8-216 | Streamvault 2010EX series. 2U 18 BAY, (2) Xeon Silver 4116, 32GB RAM, OS RAID1 (2) 240GB SSD, 24TB RAW (3) 8TB, RAID5, (4)x1GbE Ports, (2)x10GbE SFP+ Ports, WIN SRV 2016. Dual PS. Genetec Security Center pre-installed. License sold separately. | Ea |  | 1 Year | 16703 | 6.5% | 15617.305
54863 | Genetec | SV-2010EX-R18-30T-10-216 | Streamvault 2010EX series. 2U 18 BAY, (2) Xeon Silver 4116, 32GB RAM, OS RAID1 (2) 240GB SSD, 30TB RAW (3) 10TB, RAID5, (4)x1GbE Ports, (2)x10GbE SFP+ Ports, WIN SRV 2016. Dual PS. Genetec Security Center pre-installed. License sold separately. | Ea |  | 1 Year | 17161 | 6.5% | 16045.535
54864 | Genetec | SV-2010EX-R18-32T-8-216 | Streamvault 2010EX series. 2U 18 BAY, (2) Xeon Silver 4116, 32GB RAM, OS RAID1 (2) 240GB SSD, 32TB RAW (4) 8TB, RAID5, (4)x1GbE Ports, (2)x10GbE SFP+ Ports, WIN SRV 2016. Dual PS. Genetec Security Center pre-installed. License sold separately. | Ea |  | 1 Year | 17416 | 6.5% | 16283.96
54865 | Genetec | SV-2010EX-R18-36T-12-216 | Streamvault 2010EX series. 2U 18 BAY, (2) Xeon Silver 4116, 32GB RAM, OS RAID1 (2) 240GB SSD, 36TB RAW (3) 12TB, RAID5, (4)x1GbE Ports, (2)x10GbE SFP+ Ports, WIN SRV 2016. Dual PS. Genetec Security Center pre-installed. License sold separately. | Ea |  | 1 Year | 18479 | 6.5% | 17277.865
54866 | Genetec | SV-2010EX-R18-40T-10-216 | Streamvault 2010EX series. 2U 18 BAY, (2) Xeon Silver 4116, 32GB RAM, OS RAID1 (2) 240GB SSD, 40TB RAW (4) 10TB, RAID5, (4)x1GbE Ports, (2)x10GbE SFP+ Ports, WIN SRV 2016. Dual PS. Genetec Security Center pre-installed. License sold separately. | Ea |  | 1 Year | 18027 | 6.5% | 16855.245
54867 | Genetec | SV-2010EX-R18-40T-10-216-NYH | Streamvault 2010EX series. 2U 18 BAY, (2) Xeon Silver 4116, 32GB RAM, OS RAID1 (2) 240GB SSD, 40TB RAW (4) 10TB, RAID5 6 10, (4)x1GbE Ports, (2)x10GbE SFP+ Ports, WIN SRV 2016. Dual PS. iDRAC Enterprise 5-year 4-hour Mission Critical Warranty ProSupport service ProDeploy service. Genetec Security Center pre-installed. License sold separately. | Ea |  | 1 Year | 37552 | 6.5% | 35111.12
54868 | Genetec | SV-2010EX-R18-40T-8-216 | Streamvault 2010EX series. 2U 18 BAY, (2) Xeon Silver 4116, 32GB RAM, OS RAID1 (2) 240GB SSD, 40TB RAW (5) 8TB, RAID5, (4)x1GbE Ports, (2)x10GbE SFP+ Ports, WIN SRV 2016. Dual PS. Genetec Security Center pre-installed. License sold separately. | Ea |  | 1 Year | 18129 | 6.5% | 16950.615
54869 | Genetec | SV-2010EX-R18-42T-14-216 | Streamvault 2010EX series. 2U 18 BAY, (2) Xeon Silver 4116, 32GB RAM, OS RAID1 (2) 240GB SSD, 42TB RAW (3) 14TB, RAID5, (4)x1GbE Ports, (2)x10GbE SFP+ Ports, WIN SRV 2016. Dual PS. Genetec Security Center pre-installed. License sold separately. | Ea |  | 1 Year | 19663 | 6.5% | 18384.905
54870 | Genetec | SV-2010EX-R18-48T-12-216 | Streamvault 2010EX series. 2U 18 BAY, (2) Xeon Silver 4116, 32GB RAM, OS RAID1 (2) 240GB SSD, 48TB RAW (4) 12TB, RAID5, (4)x1GbE Ports, (2)x10GbE SFP+ Ports, WIN SRV 2016. Dual PS. Genetec Security Center pre-installed. License sold separately. | Ea |  | 1 Year | 19785 | 6.5% | 18498.975
54871 | Genetec | SV-2010EX-R18-48T-8-216 | Streamvault 2010EX series. 2U 18 BAY, (2) Xeon Silver 4116, 32GB RAM, OS RAID1 (2) 240GB SSD, 48TB RAW (6) 8TB, RAID5, (4)x1GbE Ports, (2)x10GbE SFP+ Ports, WIN SRV 2016. Dual PS. Genetec Security Center pre-installed. License sold separately. | Ea |  | 1 Year | 18842 | 6.5% | 17617.27
54872 | Genetec | SV-2010EX-R18-50T-10-216 | Streamvault 2010EX series. 2U 18 BAY, (2) Xeon Silver 4116, 32GB RAM, OS RAID1 (2) 240GB SSD, 50TB RAW (5) 10TB, RAID5, (4)x1GbE Ports, (2)x10GbE SFP+ Ports, WIN SRV 2016. Dual PS. Genetec Security Center pre-installed. License sold separately. | Ea |  | 1 Year | 18892 | 6.5% | 17664.02
54873 | Genetec | SV-2010EX-R18-56T-14-216 | Streamvault 2010EX series. 2U 18 BAY, (2) Xeon Silver 4116, 32GB RAM, OS RAID1 (2) 240GB SSD, 56TB RAW (4) 14TB, RAID5, (4)x1GbE Ports, (2)x10GbE SFP+ Ports, WIN SRV 2016. Dual PS. Genetec Security Center pre-installed. License sold separately. | Ea |  | 1 Year | 21363 | 6.5% | 19974.405
54874 | Genetec | SV-2010EX-R18-56T-8-216 | Streamvault 2010EX series. 2U 18 BAY, (2) Xeon Silver 4116, 32GB RAM, OS RAID1 (2) 240GB SSD, 56TB RAW (7) 8TB, RAID5, (4)x1GbE Ports, (2)x10GbE SFP+ Ports, WIN SRV 2016. Dual PS. Genetec Security Center pre-installed. License sold separately. | Ea |  | 1 Year | 19556 | 6.5% | 18284.86
54875 | Genetec | SV-2010EX-R18-60T-10-216 | Streamvault 2010EX series. 2U 18 BAY, (2) Xeon Silver 4116, 32GB RAM, OS RAID1 (2) 240GB SSD, 60TB RAW (6) 10TB, RAID5, (4)x1GbE Ports, (2)x10GbE SFP+ Ports, WIN SRV 2016. Dual PS. Genetec Security Center pre-installed. License sold separately. | Ea |  | 1 Year | 19758 | 6.5% | 18473.73
54876 | Genetec | SV-2010EX-R18-60T-12-216 | Streamvault 2010EX series. 2U 18 BAY, (2) Xeon Silver 4116, 32GB RAM, OS RAID1 (2) 240GB SSD, 60TB RAW (5) 12TB, RAID5, (4)x1GbE Ports, (2)x10GbE SFP+ Ports, WIN SRV 2016. Dual PS. Genetec Security Center pre-installed. License sold separately. | Ea |  | 1 Year | 21090 | 6.5% | 19719.15
54877 | Genetec | SV-2010EX-R18-64T-8-216 | Streamvault 2010EX series. 2U 18 BAY, (2) Xeon Silver 4116, 32GB RAM, OS RAID1 (2) 240GB SSD, 64TB RAW (8) 8TB, RAID5, (4)x1GbE Ports, (2)x10GbE SFP+ Ports, WIN SRV 2016. Dual PS. Genetec Security Center pre-installed. License sold separately. | Ea |  | 1 Year | 20269 | 6.5% | 18951.515
54878 | Genetec | SV-2010EX-R18-70T-10-216 | Streamvault 2010EX series. 2U 18 BAY, (2) Xeon Silver 4116, 32GB RAM, OS RAID1 (2) 240GB SSD, 70TB RAW (7) 10TB, RAID5, (4)x1GbE Ports, (2)x10GbE SFP+ Ports, WIN SRV 2016. Dual PS. Genetec Security Center pre-installed. License sold separately. | Ea |  | 1 Year | 20624 | 6.5% | 19283.44
54879 | Genetec | SV-2010EX-R18-70T-14-216 | Streamvault 2010EX series. 2U 18 BAY, (2) Xeon Silver 4116, 32GB RAM, OS RAID1 (2) 240GB SSD, 70TB RAW (5) 14TB, RAID5, (4)x1GbE Ports, (2)x10GbE SFP+ Ports, WIN SRV 2016. Dual PS. Genetec Security Center pre-installed. License sold separately. | Ea |  | 1 Year | 23063 | 6.5% | 21563.905
54880 | Genetec | SV-2010EX-R18-72T-12-216 | Streamvault 2010EX series. 2U 18 BAY, (2) Xeon Silver 4116, 32GB RAM, OS RAID1 (2) 240GB SSD, 72TB RAW (6) 12TB, RAID5, (4)x1GbE Ports, (2)x10GbE SFP+ Ports, WIN SRV 2016. Dual PS. Genetec Security Center pre-installed. License sold separately. | Ea |  | 1 Year | 22395 | 6.5% | 20939.325
54881 | Genetec | SV-2010EX-R18-72T-8-216 | Streamvault 2010EX series. 2U 18 BAY, (2) Xeon Silver 4116, 32GB RAM, OS RAID1 (2) 240GB SSD, 72TB RAW (9) 8TB, RAID5, (4)x1GbE Ports, (2)x10GbE SFP+ Ports, WIN SRV 2016. Dual PS. Genetec Security Center pre-installed. License sold separately. | Ea |  | 1 Year | 20982 | 6.5% | 19618.17
54882 | Genetec | SV-2010EX-R18-80T-10-216 | Streamvault 2010EX series. 2U 18 BAY, (2) Xeon Silver 4116, 32GB RAM, OS RAID1 (2) 240GB SSD, 80TB RAW (8) 10TB, RAID5, (4)x1GbE Ports, (2)x10GbE SFP+ Ports, WIN SRV 2016. Dual PS. Genetec Security Center pre-installed. License sold separately. | Ea |  | 1 Year | 21490 | 6.5% | 20093.15
54883 | Genetec | SV-2010EX-R18-80T-8-216 | Streamvault 2010EX series. 2U 18 BAY, (2) Xeon Silver 4116, 32GB RAM, OS RAID1 (2) 240GB SSD, 80TB RAW (10) 8TB, RAID5, (4)x1GbE Ports, (2)x10GbE SFP+ Ports, WIN SRV 2016. Dual PS. Genetec Security Center pre-installed. License sold separately. | Ea |  | 1 Year | 21695 | 6.5% | 20284.825
54884 | Genetec | SV-2010EX-R18-84T-12-216 | Streamvault 2010EX series. 2U 18 BAY, (2) Xeon Silver 4116, 32GB RAM, OS RAID1 (2) 240GB SSD, 84TB RAW (7) 12TB, RAID5, (4)x1GbE Ports, (2)x10GbE SFP+ Ports, WIN SRV 2016. Dual PS. Genetec Security Center pre-installed. License sold separately. | Ea |  | 1 Year | 23700 | 6.5% | 22159.5
54885 | Genetec | SV-2010EX-R18-84T-14-216 | Streamvault 2010EX series. 2U 18 BAY, (2) Xeon Silver 4116, 32GB RAM, OS RAID1 (2) 240GB SSD, 84TB RAW (6) 14TB, RAID5, (4)x1GbE Ports, (2)x10GbE SFP+ Ports, WIN SRV 2016. Dual PS. Genetec Security Center pre-installed. License sold separately. | Ea |  | 1 Year | 24763 | 6.5% | 23153.405
54886 | Genetec | SV-2010EX-R18-88T-8-216 | Streamvault 2010EX series. 2U 18 BAY, (2) Xeon Silver 4116, 32GB RAM, OS RAID1 (2) 240GB SSD, 88TB RAW (11) 8TB, RAID5, (4)x1GbE Ports, (2)x10GbE SFP+ Ports, WIN SRV 2016. Dual PS. Genetec Security Center pre-installed. License sold separately. | Ea |  | 1 Year | 22408 | 6.5% | 20951.48
54887 | Genetec | SV-2010EX-R18-90T-10-216 | Streamvault 2010EX series. 2U 18 BAY, (2) Xeon Silver 4116, 32GB RAM, OS RAID1 (2) 240GB SSD, 90TB RAW (9) 10TB, RAID5, (4)x1GbE Ports, (2)x10GbE SFP+ Ports, WIN SRV 2016. Dual PS. Genetec Security Center pre-installed. License sold separately. | Ea |  | 1 Year | 22356 | 6.5% | 20902.86
54888 | Genetec | SV-2010EX-R18-96T-12-216 | Streamvault 2010EX series. 2U 18 BAY, (2) Xeon Silver 4116, 32GB RAM, OS RAID1 (2) 240GB SSD, 96TB RAW (8) 12TB, RAID5, (4)x1GbE Ports, (2)x10GbE SFP+ Ports, WIN SRV 2016. Dual PS. Genetec Security Center pre-installed. License sold separately. | Ea |  | 1 Year | 25006 | 6.5% | 23380.61
54889 | Genetec | SV-2010EX-R18-96T-8-216 | Streamvault 2010EX series. 2U 18 BAY, (2) Xeon Silver 4116, 32GB RAM, OS RAID1 (2) 240GB SSD, 96TB RAW (12) 8TB, RAID5, (4)x1GbE Ports, (2)x10GbE SFP+ Ports, WIN SRV 2016. Dual PS. Genetec Security Center pre-installed. License sold separately. | Ea |  | 1 Year | 23121 | 6.5% | 21618.135
54890 | Genetec | SV-2010EX-R18-98T-14-216 | Streamvault 2010EX series. 2U 18 BAY, (2) Xeon Silver 4116, 32GB RAM, OS RAID1 (2) 240GB SSD, 98TB RAW (7) 14TB, RAID5, (4)x1GbE Ports, (2)x10GbE SFP+ Ports, WIN SRV 2016. Dual PS. Genetec Security Center pre-installed. License sold separately. | Ea |  | 1 Year | 26463 | 6.5% | 24742.905
54891 | Genetec | SV-2010EX-R18-D240-216 | Streamvault 2010EX series. 2U 18 BAY, (2) Xeon Silver 4116, 32GB RAM, OS RAID1 (2) 240GB SSD, (4)x1GbE Ports, (2)x10GbE SFP+ Ports, WIN SRV 2016. Dual PS. Genetec Security Center pre-installed. License sold separately. | Ea |  | 1 Year | 14563 | 6.5% | 13616.405
54892 | Genetec | SV-2010EX-R4-40T-10-210 | Streamvault 2000E Appliance - (2) Xeon Silver 4110, 32GB Ram, (2) 240GB SSD, (4) 10TB SATA, Windows Server 2016. Dual PS. Genetec Security Center pre-installed. License sold separately. | Ea |  | 1 Year | 14651 | 6.5% | 13698.685
54893 | Genetec | SV-300-ACC-1GBE-NIC | Network Adapter- Gigabit Ethernet | Ea |  | 1 Year | 65 | 6.5% | 60.775
54894 | Genetec | SV-300E-10T-I5 | SV-300E with 10TB including Security Center Omnicast/Synergis/AutoVu software (Inc. region specific power cord) (1GbE port standard, option for 2x 1Gbe ports) (Display Connections: 1x DisplayPort, 1x HDMI. Adapters for DVI, VGA sold separately): - 1 Directory for up to 32 cameras & 100 Readers (When used as a Client Workstation & Archiver) or 100 cameras & 100 readers (When used as an Archiver only) - 5 client/user connections - Plan Manager Basic - Alarm Management - Advanced Reporting - System Partitioning - Zone Monitoring - IO Module support - Import Tool - Visitor Management Module - Email Support - Macro Support (actual macros sold separately) - All languages supported | Ea |  | 1 Year | 4000 | 6.5% | 3740
54895 | Genetec | SV-300E-10T-I5-A08 | SV-300E with 10TB and 8 Channel Capture Card including Security Center Omnicast/Synergis/AutoVu software (Inc. region specific power cord) (1GbE port standard, option for 2x 1Gbe ports) (Display Connections: 1x DisplayPort, 1x HDMI. Adapters for DVI, VGA sold separately): - 1 Directory for up to 32 cameras & 100 Readers (When used as a Client Workstation & Archiver) or 100 cameras & 100 readers (When used as an Archiver only) - 5 client/user connections - Plan Manager Basic - Alarm Management - Advanced Reporting - System Partitioning - Zone Monitoring - IO Module support - Import Tool - Visitor Management Module - Email Support - Macro Support (actual macros sold separately) - All languages supported | Ea |  | 1 Year | 4810 | 6.5% | 4497.35
54896 | Genetec | SV-300E-10T-I5-A08-ARC | SV-300E with 10TB and 8 Channel Capture Card - Hardware Only - Archiver Only (Connects to Security Center Directory) | Ea |  | 1 Year | 4220 | 6.5% | 3945.7
54897 | Genetec | SV-300E-10T-I5-A16 | SV-300E with 10TB and 16 Channel Capture Card including Security Center Omnicast/Synergis/AutoVu software (Inc. region specific power cord) (1GbE port standard, option for 2x 1Gbe ports) (Display Connections: 1x DisplayPort, 1x HDMI. Adapters for DVI, VGA sold separately): - 1 Directory for up to 32 cameras & 100 Readers (When used as a Client Workstation & Archiver) or 100 cameras & 100 readers (When used as an Archiver only) - 5 client/user connections - Plan Manager Basic - Alarm Management - Advanced Reporting - System Partitioning - Zone Monitoring - IO Module support - Import Tool - Visitor Management Module - Email Support - Macro Support (actual macros sold separately) - All languages supported | Ea |  | 1 Year | 4980 | 6.5% | 4656.3
54898 | Genetec | SV-300E-10T-I5-A16-ARC | SV-300E with 10TB and 16 Channel Capture Card - Hardware Only - Archiver Only (Connects to Security Center Directory) | Ea |  | 1 Year | 4390 | 6.5% | 4104.65
54899 | Genetec | SV-300E-10T-I5-ARC | SV-300E with 10TB - Hardware Only - Archiver Only (Connects to Security Center Directory) | Ea |  | 1 Year | 3410 | 6.5% | 3188.35
54900 | Genetec | SV-300E-12T-I5 | SV-300E with 12TB including Security Center Omnicast/Synergis/AutoVu software (Inc. region specific power cord) (1GbE port standard, option for 2x 1Gbe ports) (Display Connections: 1x DisplayPort, 1x HDMI. Adapters for DVI, VGA sold separately): - 1 Directory for up to 32 cameras & 100 Readers (When used as a Client Workstation & Archiver) or 100 cameras & 100 readers (When used as an Archiver only) - 5 client/user connections - Plan Manager Basic - Alarm Management - Advanced Reporting - System Partitioning - Zone Monitoring - IO Module support - Import Tool - Visitor Management Module - Email Support - Macro Support (actual macros sold separately) - All languages supported | Ea |  | 1 Year | 4260 | 6.5% | 3983.1
54901 | Genetec | SV-300E-12T-I5-A08 | SV-300E with 12TB and 8 Channel Capture Card including Security Center Omnicast/Synergis/AutoVu software (Inc. region specific power cord) (1GbE port standard, option for 2x 1Gbe ports) (Display Connections: 1x DisplayPort, 1x HDMI. Adapters for DVI, VGA sold separately): - 1 Directory for up to 32 cameras & 100 Readers (When used as a Client Workstation & Archiver) or 100 cameras & 100 readers (When used as an Archiver only) - 5 client/user connections - Plan Manager Basic - Alarm Management - Advanced Reporting - System Partitioning - Zone Monitoring - IO Module support - Import Tool - Visitor Management Module - Email Support - Macro Support (actual macros sold separately) - All languages supported | Ea |  | 1 Year | 5150 | 6.5% | 4815.25
54902 | Genetec | SV-300E-12T-I5-A08-ARC | SV-300E with 12TB and 8 Channel Capture Card - Hardware Only - Archiver Only (Connects to Security Center Directory) | Ea |  | 1 Year | 4560 | 6.5% | 4263.6
54903 | Genetec | SV-300E-12T-I5-A16 | SV-300E with 12TB and 16 Channel Capture Card including Security Center Omnicast/Synergis/AutoVu software (Inc. region specific power cord) (1GbE port standard, option for 2x 1Gbe ports) (Display Connections: 1x DisplayPort, 1x HDMI. Adapters for DVI, VGA sold separately): - 1 Directory for up to 32 cameras & 100 Readers (When used as a Client Workstation & Archiver) or 100 cameras & 100 readers (When used as an Archiver only) - 5 client/user connections - Plan Manager Basic - Alarm Management - Advanced Reporting - System Partitioning - Zone Monitoring - IO Module support - Import Tool - Visitor Management Module - Email Support - Macro Support (actual macros sold separately) - All languages supported | Ea |  | 1 Year | 5070 | 6.5% | 4740.45
54904 | Genetec | SV-300E-12T-I5-A16-ARC | SV-300E with 12TB and 16 Channel Capture Card - Hardware Only - Archiver Only (Connects to Security Center Directory) | Ea |  | 1 Year | 4480 | 6.5% | 4188.8
54905 | Genetec | SV-300E-12T-I5-ARC | SV-300E with 12TB - Hardware Only - Archiver Only (Connects to Security Center Directory) | Ea |  | 1 Year | 3994 | 6.5% | 3734.39
54906 | Genetec | SV-300E-12T-I5-ARC-IBR | **Custom Build for Iberdrola** SV-300E with 14TB - Hardware Only - Archiver Only (Connects to Security Center Directory) | Ea |  | 1 Year | 4020 | 6.5% | 3758.7
54907 | Genetec | SV-300E-14T-I5 | SV-300E with 14TB including Security Center Omnicast/Synergis/AutoVu software (Inc. region specific power cord) (1GbE port standard, option for 2x 1Gbe ports) (Display Connections: 1x DisplayPort, 1x HDMI. Adapters for DVI, VGA sold separately): - 1 Directory for up to 32 cameras & 100 Readers (When used as a Client Workstation & Archiver) or 100 cameras & 100 readers (When used as an Archiver only) - 5 client/user connections - Plan Manager Basic - Alarm Management - Advanced Reporting - System Partitioning - Zone Monitoring - IO Module support - Import Tool - Visitor Management Module - Email Support - Macro Support (actual macros sold separately) - All languages supported | Ea |  | 1 Year | 4610 | 6.5% | 4310.35
54908 | Genetec | SV-300E-14T-I5-A08 | SV-300E with 14TB and 8 Channel Capture Card including Security Center Omnicast/Synergis/AutoVu software (Inc. region specific power cord) (1GbE port standard, option for 2x 1Gbe ports) (Display Connections: 1x DisplayPort, 1x HDMI. Adapters for DVI, VGA sold separately): - 1 Directory for up to 32 cameras & 100 Readers (When used as a Client Workstation & Archiver) or 100 cameras & 100 readers (When used as an Archiver only) - 5 client/user connections - Plan Manager Basic - Alarm Management - Advanced Reporting - System Partitioning - Zone Monitoring - IO Module support - Import Tool - Visitor Management Module - Email Support - Macro Support (actual macros sold separately) - All languages supported | Ea |  | 1 Year | 5500 | 6.5% | 5142.5
54909 | Genetec | SV-300E-14T-I5-A08-ARC | SV-300E with 14TB and 8 Channel Capture Card - Hardware Only - Archiver Only (Connects to Security Center Directory) | Ea |  | 1 Year | 4910 | 6.5% | 4590.85
54910 | Genetec | SV-300E-14T-I5-A16 | SV-300E with 14TB and 16 Channel Capture Card including Security Center Omnicast/Synergis/AutoVu software (Inc. region specific power cord) (1GbE port standard, option for 2x 1Gbe ports) (Display Connections: 1x DisplayPort, 1x HDMI. Adapters for DVI, VGA sold separately): - 1 Directory for up to 32 cameras & 100 Readers (When used as a Client Workstation & Archiver) or 100 cameras & 100 readers (When used as an Archiver only) - 5 client/user connections - Plan Manager Basic - Alarm Management - Advanced Reporting - System Partitioning - Zone Monitoring - IO Module support - Import Tool - Visitor Management Module - Email Support - Macro Support (actual macros sold separately) - All languages supported | Ea |  | 1 Year | 5630 | 6.5% | 5264.05
54911 | Genetec | SV-300E-14T-I5-A16-ARC | SV-300E with 14TB and 16 Channel Capture Card - Hardware Only - Archiver Only (Connects to Security Center Directory) | Ea |  | 1 Year | 5040 | 6.5% | 4712.4
54912 | Genetec | SV-300E-14T-I5-ARC | SV-300E with 14TB - Hardware Only - Archiver Only (Connects to Security Center Directory) | Ea |  | 1 Year | 4020 | 6.5% | 3758.7
54913 | Genetec | SV-300E-2T-I5 | SV-300E with 2TB including Security Center Omnicast/Synergis/AutoVu software (Inc. region specific power cord) (1GbE port standard, option for 2x 1Gbe ports) (Display Connections: 1x DisplayPort, 1x HDMI. Adapters for DVI, VGA sold separately): - 1 Directory for up to 32 cameras & 100 Readers (When used as a Client Workstation & Archiver) or 100 cameras & 100 readers (When used as an Archiver only) - 5 client/user connections - Plan Manager Basic - Alarm Management - Advanced Reporting - System Partitioning - Zone Monitoring - IO Module support - Import Tool - Visitor Management Module - Email Support - Macro Support (actual macros sold separately) - All languages supported | Ea |  | 1 Year | 3150 | 6.5% | 2945.25
54914 | Genetec | SV-300E-2T-I5-A08 | SV-300E with 2TB and 8 Channel Capture Card including Security Center Omnicast/Synergis/AutoVu software (Inc. region specific power cord) (1GbE port standard, option for 2x 1Gbe ports) (Display Connections: 1x DisplayPort, 1x HDMI. Adapters for DVI, VGA sold separately): - 1 Directory for up to 32 cameras & 100 Readers (When used as a Client Workstation & Archiver) or 100 cameras & 100 readers (When used as an Archiver only) - 5 client/user connections - Plan Manager Basic - Alarm Management - Advanced Reporting - System Partitioning - Zone Monitoring - IO Module support - Import Tool - Visitor Management Module - Email Support - Macro Support (actual macros sold separately) - All languages supported | Ea |  | 1 Year | 3890 | 6.5% | 3637.15
54915 | Genetec | SV-300E-2T-I5-A08-ARC | SV-300E with 2TB and 8 Channel Capture Card - Hardware Only - Archiver Only (Connects to Security Center Directory) | Ea |  | 1 Year | 3300 | 6.5% | 3085.5
54916 | Genetec | SV-300E-2T-I5-A16 | SV-300E with 2TB and 16 Channel Capture Card including Security Center Omnicast/Synergis/AutoVu software (Inc. region specific power cord) (1GbE port standard, option for 2x 1Gbe ports) (Display Connections: 1x DisplayPort, 1x HDMI. Adapters for DVI, VGA sold separately): - 1 Directory for up to 32 cameras & 100 Readers (When used as a Client Workstation & Archiver) or 100 cameras & 100 readers (When used as an Archiver only) - 5 client/user connections - Plan Manager Basic - Alarm Management - Advanced Reporting - System Partitioning - Zone Monitoring - IO Module support - Import Tool - Visitor Management Module - Email Support - Macro Support (actual macros sold separately) - All languages supported | Ea |  | 1 Year | 4010 | 6.5% | 3749.35
54917 | Genetec | SV-300E-2T-I5-A16-ARC | SV-300E with 2TB and 16 Channel Capture Card - Hardware Only - Archiver Only (Connects to Security Center Directory) | Ea |  | 1 Year | 3420 | 6.5% | 3197.7
54918 | Genetec | SV-300E-2T-I5-ARC | SV-300E with 2TB - Hardware Only - Archiver Only (Connects to Security Center Directory) | Ea |  | 1 Year | 2560 | 6.5% | 2393.6
54919 | Genetec | SV-300E-4T-I5 | SV-300E with 4TB including Security Center Omnicast/Synergis/AutoVu software (Inc. region specific power cord) (1GbE port standard, option for 2x 1Gbe ports) (Display Connections: 1x DisplayPort, 1x HDMI. Adapters for DVI, VGA sold separately): - 1 Directory for up to 32 cameras & 100 Readers (When used as a Client Workstation & Archiver) or 100 cameras & 100 readers (When used as an Archiver only) - 5 client/user connections - Plan Manager Basic - Alarm Management - Advanced Reporting - System Partitioning - Zone Monitoring - IO Module support - Import Tool - Visitor Management Module - Email Support - Macro Support (actual macros sold separately) - All languages supported | Ea |  | 1 Year | 3300 | 6.5% | 3085.5
54920 | Genetec | SV-300E-4T-I5-A08 | SV-300E with 4TB and 8 Channel Capture Card including Security Center Omnicast/Synergis/AutoVu software (Inc. region specific power cord) (1GbE port standard, option for 2x 1Gbe ports) (Display Connections: 1x DisplayPort, 1x HDMI. Adapters for DVI, VGA sold separately): - 1 Directory for up to 32 cameras & 100 Readers (When used as a Client Workstation & Archiver) or 100 cameras & 100 readers (When used as an Archiver only) - 5 client/user connections - Plan Manager Basic - Alarm Management - Advanced Reporting - System Partitioning - Zone Monitoring - IO Module support - Import Tool - Visitor Management Module - Email Support - Macro Support (actual macros sold separately) - All languages supported | Ea |  | 1 Year | 3990 | 6.5% | 3730.65
54921 | Genetec | SV-300E-4T-I5-A08-ARC | SV-300E with 4TB and 8 Channel Capture Card - Hardware Only - Archiver Only (Connects to Security Center Directory) | Ea |  | 1 Year | 3400 | 6.5% | 3179
54922 | Genetec | SV-300E-4T-I5-A16 | SV-300E with 4TB and 16 Channel Capture Card including Security Center Omnicast/Synergis/AutoVu software (Inc. region specific power cord) (1GbE port standard, option for 2x 1Gbe ports) (Display Connections: 1x DisplayPort, 1x HDMI. Adapters for DVI, VGA sold separately): - 1 Directory for up to 32 cameras & 100 Readers (When used as a Client Workstation & Archiver) or 100 cameras & 100 readers (When used as an Archiver only) - 5 client/user connections - Plan Manager Basic - Alarm Management - Advanced Reporting - System Partitioning - Zone Monitoring - IO Module support - Import Tool - Visitor Management Module - Email Support - Macro Support (actual macros sold separately) - All languages supported | Ea |  | 1 Year | 4150 | 6.5% | 3880.25
54923 | Genetec | SV-300E-4T-I5-A16-ARC | SV-300E with 4TB and 16 Channel Capture Card - Hardware Only - Archiver Only (Connects to Security Center Directory) | Ea |  | 1 Year | 3560 | 6.5% | 3328.6
54924 | Genetec | SV-300E-4T-I5-ARC | SV-300E with 4TB - Hardware Only - Archiver Only (Connects to Security Center Directory) | Ea |  | 1 Year | 2710 | 6.5% | 2533.85
54925 | Genetec | SV-300E-6T-I5 | SV-300E with 6TB including Security Center Omnicast/Synergis/AutoVu software (Inc. region specific power cord) (1GbE port standard, option for 2x 1Gbe ports) (Display Connections: 1x DisplayPort, 1x HDMI. Adapters for DVI, VGA sold separately): - 1 Directory for up to 32 cameras & 100 Readers (When used as a Client Workstation & Archiver) or 100 cameras & 100 readers (When used as an Archiver only) - 5 client/user connections - Plan Manager Basic - Alarm Management - Advanced Reporting - System Partitioning - Zone Monitoring - IO Module support - Import Tool - Visitor Management Module - Email Support - Macro Support (actual macros sold separately) - All languages supported | Ea |  | 1 Year | 3600 | 6.5% | 3366
54926 | Genetec | SV-300E-6T-I5-A08 | SV-300E with 6TB and 8 Channel Capture Card including Security Center Omnicast/Synergis/AutoVu software (Inc. region specific power cord) (1GbE port standard, option for 2x 1Gbe ports) (Display Connections: 1x DisplayPort, 1x HDMI. Adapters for DVI, VGA sold separately): - 1 Directory for up to 32 cameras & 100 Readers (When used as a Client Workstation & Archiver) or 100 cameras & 100 readers (When used as an Archiver only) - 5 client/user connections - Plan Manager Basic - Alarm Management - Advanced Reporting - System Partitioning - Zone Monitoring - IO Module support - Import Tool - Visitor Management Module - Email Support - Macro Support (actual macros sold separately) - All languages supported | Ea |  | 1 Year | 4340 | 6.5% | 4057.9
54927 | Genetec | SV-300E-6T-I5-A08-ARC | SV-300E with 6TB and 8 Channel Capture Card - Hardware Only - Archiver Only (Connects to Security Center Directory) | Ea |  | 1 Year | 3750 | 6.5% | 3506.25
54928 | Genetec | SV-300E-6T-I5-A16 | SV-300E with 6TB and 16 Channel Capture Card including Security Center Omnicast/Synergis/AutoVu software (Inc. region specific power cord) (1GbE port standard, option for 2x 1Gbe ports) (Display Connections: 1x DisplayPort, 1x HDMI. Adapters for DVI, VGA sold separately): - 1 Directory for up to 32 cameras & 100 Readers (When used as a Client Workstation & Archiver) or 100 cameras & 100 readers (When used as an Archiver only) - 5 client/user connections - Plan Manager Basic - Alarm Management - Advanced Reporting - System Partitioning - Zone Monitoring - IO Module support - Import Tool - Visitor Management Module - Email Support - Macro Support (actual macros sold separately) - All languages supported | Ea |  | 1 Year | 4510 | 6.5% | 4216.85
54929 | Genetec | SV-300E-6T-I5-A16-ARC | SV-300E with 6TB and 16 Channel Capture Card - Hardware Only - Archiver Only (Connects to Security Center Directory) | Ea |  | 1 Year | 3920 | 6.5% | 3665.2
54930 | Genetec | SV-300E-6T-I5-ARC | SV-300E with 6TB - Hardware Only - Archiver Only (Connects to Security Center Directory) | Ea |  | 1 Year | 3010 | 6.5% | 2814.35
54931 | Genetec | SV-300E-8T-I5 | SV-300E with 8TB including Security Center Omnicast/Synergis/AutoVu software (Inc. region specific power cord) (1GbE port standard, option for 2x 1Gbe ports) (Display Connections: 1x DisplayPort, 1x HDMI. Adapters for DVI, VGA sold separately): - 1 Directory for up to 32 cameras & 100 Readers (When used as a Client Workstation & Archiver) or 100 cameras & 100 readers (When used as an Archiver only) - 5 client/user connections - Plan Manager Basic - Alarm Management - Advanced Reporting - System Partitioning - Zone Monitoring - IO Module support - Import Tool - Visitor Management Module - Email Support - Macro Support (actual macros sold separately) - All languages supported | Ea |  | 1 Year | 3820 | 6.5% | 3571.7
54932 | Genetec | SV-300E-8T-I5-A08 | SV-300E with 8TB and 8 Channel Capture Card including Security Center Omnicast/Synergis/AutoVu software (Inc. region specific power cord) (1GbE port standard, option for 2x 1Gbe ports) (Display Connections: 1x DisplayPort, 1x HDMI. Adapters for DVI, VGA sold separately): - 1 Directory for up to 32 cameras & 100 Readers (When used as a Client Workstation & Archiver) or 100 cameras & 100 readers (When used as an Archiver only) - 5 client/user connections - Plan Manager Basic - Alarm Management - Advanced Reporting - System Partitioning - Zone Monitoring - IO Module support - Import Tool - Visitor Management Module - Email Support - Macro Support (actual macros sold separately) - All languages supported | Ea |  | 1 Year | 4570 | 6.5% | 4272.95
54933 | Genetec | SV-300E-8T-I5-A08-ARC | SV-300E with 8TB and 8 Channel Capture Card - Hardware Only - Archiver Only (Connects to Security Center Directory) | Ea |  | 1 Year | 3980 | 6.5% | 3721.3
54934 | Genetec | SV-300E-8T-I5-A16 | SV-300E with 8TB and 16 Channel Capture Card including Security Center Omnicast/Synergis/AutoVu software (Inc. region specific power cord) (1GbE port standard, option for 2x 1Gbe ports) (Display Connections: 1x DisplayPort, 1x HDMI. Adapters for DVI, VGA sold separately): - 1 Directory for up to 32 cameras & 100 Readers (When used as a Client Workstation & Archiver) or 100 cameras & 100 readers (When used as an Archiver only) - 5 client/user connections - Plan Manager Basic - Alarm Management - Advanced Reporting - System Partitioning - Zone Monitoring - IO Module support - Import Tool - Visitor Management Module - Email Support - Macro Support (actual macros sold separately) - All languages supported | Ea |  | 1 Year | 4740 | 6.5% | 4431.9
54935 | Genetec | SV-300E-8T-I5-A16-ARC | SV-300E with 8TB and 16 Channel Capture Card - Hardware Only - Archiver Only (Connects to Security Center Directory) | Ea |  | 1 Year | 4150 | 6.5% | 3880.25
54936 | Genetec | SV-300E-8T-I5-A16-ARC-IBR | **Custom Build for Iberdrola** SV-300E with 8TB and 16 Channel Capture Card - Hardware Only - Archiver Only (Connects to Security Center Directory) | Ea |  | 1 Year | 4150 | 6.5% | 3880.25
54937 | Genetec | SV-300E-8T-I5-ARC | SV-300E with 8TB - Hardware Only - Archiver Only (Connects to Security Center Directory) | Ea |  | 1 Year | 3230 | 6.5% | 3020.05
54938 | Genetec | SV-300E-8T-I5-ARC-IBR | **Custom Build for Iberdrola** SV-300E with 8TB - Hardware Only - Archiver Only (Connects to Security Center Directory) | Ea |  | 1 Year | 3230 | 6.5% | 3020.05
54939 | Genetec | SV-300E-ACC-6TB-HDD | SV-300E Accessory - 6TB 3.5" SATA Video Surveillance Hard Drive | Ea |  | 1 Year | 420 | 6.5% | 392.7
54940 | Genetec | SV-300E-ACC-RACKMOUNTBRACKET | SV-300E - Rack Mount Kit for SV-300E SFF models | Ea |  | 1 Year | 310 | 6.5% | 289.85
54941 | Genetec | SV-300E-T4-10T-10-I5 | SV-300E-T4 with 10TB including Security Center Omnicast/Synergis/AutoVu software (Inc. region specific power cord) (1GbE port standard, option for 2x 1Gbe ports) (Display Connections: 1x DisplayPort, 1x HDMI. Adapters for DVI, VGA sold separately): - 1 Directory for up to 32 cameras & 100 Readers (When used as a Client Workstation & Archiver) or 100 cameras & 100 readers (When used as an Archiver only) - 5 client/user connections - Plan Manager Basic - Alarm Management - Advanced Reporting - System Partitioning - Zone Monitoring - IO Module support - Import Tool - Visitor Management Module - Email Support - Macro Support (actual macros sold separately) - All languages supported | Ea |  | 1 Year | 4440 | 6.5% | 4151.4
54942 | Genetec | SV-300E-T4-10T-10-I5-A08 | SV-300E-T4 with 10TB and 8 Channel Capture Card including Security Center Omnicast/Synergis/AutoVu software (Inc. region specific power cord) (1GbE port standard, option for 2x 1Gbe ports) (Display Connections: 1x DisplayPort, 1x HDMI. Adapters for DVI, VGA sold separately): - 1 Directory for up to 32 cameras & 100 Readers (When used as a Client Workstation & Archiver) or 100 cameras & 100 readers (When used as an Archiver only) - 5 client/user connections - Plan Manager Basic - Alarm Management - Advanced Reporting - System Partitioning - Zone Monitoring - IO Module support - Import Tool - Visitor Management Module - Email Support - Macro Support (actual macros sold separately) - All languages supported | Ea |  | 1 Year | 5250 | 6.5% | 4908.75
54943 | Genetec | SV-300E-T4-10T-10-I5-A08-ARC | SV-300E-T4 with 10TB and 8 Channel Capture Card - Hardware Only - Archiver Only (Connects to Security Center Directory) | Ea |  | 1 Year | 4660 | 6.5% | 4357.1
54944 | Genetec | SV-300E-T4-10T-10-I5-A16 | SV-300E-T4 with 10TB and 16 Channel Capture Card including Security Center Omnicast/Synergis/AutoVu software (Inc. region specific power cord) (1GbE port standard, option for 2x 1Gbe ports) (Display Connections: 1x DisplayPort, 1x HDMI. Adapters for DVI, VGA sold separately): - 1 Directory for up to 32 cameras & 100 Readers (When used as a Client Workstation & Archiver) or 100 cameras & 100 readers (When used as an Archiver only) - 5 client/user connections - Plan Manager Basic - Alarm Management - Advanced Reporting - System Partitioning - Zone Monitoring - IO Module support - Import Tool - Visitor Management Module - Email Support - Macro Support (actual macros sold separately) - All languages supported | Ea |  | 1 Year | 5520 | 6.5% | 5161.2
54945 | Genetec | SV-300E-T4-10T-10-I5-A16-ARC | SV-300E-T4 with 10TB and 16 Channel Capture Card - Hardware Only - Archiver Only (Connects to Security Center Directory) | Ea |  | 1 Year | 4930 | 6.5% | 4609.55
54946 | Genetec | SV-300E-T4-10T-10-I5-A24 | SV-300E-T4 with 10TB and 24 Channel Capture Card including Security Center Omnicast/Synergis/AutoVu software (Inc. region specific power cord) (1GbE port standard, option for 2x 1Gbe ports) (Display Connections: 1x DisplayPort, 1x HDMI. Adapters for DVI, VGA sold separately): - 1 Directory for up to 32 cameras & 100 Readers (When used as a Client Workstation & Archiver) or 100 cameras & 100 readers (When used as an Archiver only) - 5 client/user connections - Plan Manager Basic - Alarm Management - Advanced Reporting - System Partitioning - Zone Monitoring - IO Module support - Import Tool - Visitor Management Module - Email Support - Macro Support (actual macros sold separately) - All languages supported | Ea |  | 1 Year | 6130 | 6.5% | 5731.55
54947 | Genetec | SV-300E-T4-10T-10-I5-A24-ARC | SV-300E-T4 with 10TB and 24 Channel Capture Card - Hardware Only - Archiver Only (Connects to Security Center Directory) | Ea |  | 1 Year | 5540 | 6.5% | 5179.9
54948 | Genetec | SV-300E-T4-10T-10-I5-A32 | SV-300E-T4 with 10TB and 32 Channel Capture Card including Security Center Omnicast/Synergis/AutoVu software (Inc. region specific power cord) (1GbE port standard, option for 2x 1Gbe ports) (Display Connections: 1x DisplayPort, 1x HDMI. Adapters for DVI, VGA sold separately): - 1 Directory for up to 32 cameras & 100 Readers (When used as a Client Workstation & Archiver) or 100 cameras & 100 readers (When used as an Archiver only) - 5 client/user connections - Plan Manager Basic - Alarm Management - Advanced Reporting - System Partitioning - Zone Monitoring - IO Module support - Import Tool - Visitor Management Module - Email Support - Macro Support (actual macros sold separately) - All languages supported | Ea |  | 1 Year | 6390 | 6.5% | 5974.65
54949 | Genetec | SV-300E-T4-10T-10-I5-A32-ARC | SV-300E-T4 with 10TB and 32 Channel Capture Card - Hardware Only - Archiver Only (Connects to Security Center Directory) | Ea |  | 1 Year | 5800 | 6.5% | 5423
54950 | Genetec | SV-300E-T4-10T-10-I5-ARC | SV-300E-T4 with 10TB - Hardware Only - Archiver Only (Connects to Security Center Directory) | Ea |  | 1 Year | 3850 | 6.5% | 3599.75
54951 | Genetec | SV-300E-T4-10T-10-S1000-I5 | SV-300E-T4 with 10TB & (1) Nvidia P1000 GPU, including Security Center Omnicast/Synergis/AutoVu software (Inc. region specific power cord) (1GbE port standard, option for 2x 1Gbe ports) (Display Connections: 1x DisplayPort, 1x HDMI. Adapters for DVI, VGA sold separately): - 1 Directory for up to 32 cameras & 100 Readers (When used as a Client Workstation & Archiver) or 100 cameras & 100 readers (When used as an Archiver only) - 5 client/user connections - Plan Manager Basic - Alarm Management - Advanced Reporting - System Partitioning - Zone Monitoring - IO Module support - Import Tool - Visitor Management Module - Email Support - Macro Support (actual macros sold separately) - All languages supported | Ea |  | 1 Year | 5650 | 6.5% | 5282.75
54952 | Genetec | SV-300E-T4-12T-12-I5 | SV-300E-T4 with 12TB including Security Center Omnicast/Synergis/AutoVu software (Inc. region specific power cord) (1GbE port standard, option for 2x 1Gbe ports) (Display Connections: 1x DisplayPort, 1x HDMI. Adapters for DVI, VGA sold separately): - 1 Directory for up to 32 cameras & 100 Readers (When used as a Client Workstation & Archiver) or 100 cameras & 100 readers (When used as an Archiver only) - 5 client/user connections - Plan Manager Basic - Alarm Management - Advanced Reporting - System Partitioning - Zone Monitoring - IO Module support - Import Tool - Visitor Management Module - Email Support - Macro Support (actual macros sold separately) - All languages supported | Ea |  | 1 Year | 4660 | 6.5% | 4357.1
54953 | Genetec | SV-300E-T4-12T-12-I5-A16 | SV-300E-T4 with 12TB and 16 Channel Capture Card including Security Center Omnicast/Synergis/AutoVu software (Inc. region specific power cord) (1GbE port standard, option for 2x 1Gbe ports) (Display Connections: 1x DisplayPort, 1x HDMI. Adapters for DVI, VGA sold separately): - 1 Directory for up to 32 cameras & 100 Readers (When used as a Client Workstation & Archiver) or 100 cameras & 100 readers (When used as an Archiver only) - 5 client/user connections - Plan Manager Basic - Alarm Management - Advanced Reporting - System Partitioning - Zone Monitoring - IO Module support - Import Tool - Visitor Management Module - Email Support - Macro Support (actual macros sold separately) - All languages supported | Ea |  | 1 Year | 6439 | 6.5% | 6020.465
54954 | Genetec | SV-300E-T4-12T-12-I5-A32 | SV-300E-T4 with 12TB and 32 Channel Capture Card including Security Center Omnicast/Synergis/AutoVu software (Inc. region specific power cord) (1GbE port standard, option for 2x 1Gbe ports) (Display Connections: 1x DisplayPort, 1x HDMI. Adapters for DVI, VGA sold separately): - 1 Directory for up to 32 cameras & 100 Readers (When used as a Client Workstation & Archiver) or 100 cameras & 100 readers (When used as an Archiver only) - 5 client/user connections - Plan Manager Basic - Alarm Management - Advanced Reporting - System Partitioning - Zone Monitoring - IO Module support - Import Tool - Visitor Management Module - Email Support - Macro Support (actual macros sold separately) - All languages supported | Ea |  | 1 Year | 6679 | 6.5% | 6244.865
54955 | Genetec | SV-300E-T4-12T-12-I5-A32-ARC | SV-300E-T4 with 12TB and 32 Channel Capture Card - Hardware Only - Archiver Only (Connects to Security Center Directory) | Ea |  | 1 Year | 6089 | 6.5% | 5693.215
54956 | Genetec | SV-300E-T4-12T-12-I5-A32-IBR | **Custom Build for Iberdrola** SV-300E-T4 with 12TB and 32 Channel Capture Card including Security Center Omnicast/Synergis/AutoVu software (Inc. region specific power cord) (1GbE port standard, option for 2x 1Gbe ports) (Display Connections: 1x DisplayPort, 1x HDMI. Adapters for DVI, VGA sold separately): - 1 Directory for up to 32 cameras & 100 Readers (When used as a Client Workstation & Archiver) or 100 cameras & 100 readers (When used as an Archiver only) - 5 client/user connections - Plan Manager Basic - Alarm Management - Advanced Reporting - System Partitioning - Zone Monitoring - IO Module support - Import Tool - Visitor Management Module - Email Support - Macro Support (actual macros sold separately) - All languages supported | Ea |  | 1 Year | 6679 | 6.5% | 6244.865
54957 | Genetec | SV-300E-T4-12T-12-I5-ARC | SV-300E-T4 with 12TB - Hardware Only - Archiver Only (Connects to Security Center Directory) | Ea |  | 1 Year | 4070 | 6.5% | 3805.45
54958 | Genetec | SV-300E-T4-16T-8-I5 | SV-300E-T4 with 16TB including Security Center Omnicast/Synergis/AutoVu software (Inc. region specific power cord) (1GbE port standard, option for 2x 1Gbe ports) (Display Connections: 1x DisplayPort, 1x HDMI. Adapters for DVI, VGA sold separately): - 1 Directory for up to 32 cameras & 100 Readers (When used as a Client Workstation & Archiver) or 100 cameras & 100 readers (When used as an Archiver only) - 5 client/user connections - Plan Manager Basic - Alarm Management - Advanced Reporting - System Partitioning - Zone Monitoring - IO Module support - Import Tool - Visitor Management Module - Email Support - Macro Support (actual macros sold separately) - All languages supported | Ea |  | 1 Year | 5040 | 6.5% | 4712.4
54959 | Genetec | SV-300E-T4-16T-8-I5-A08 | SV-300E-T4 with 16TB and 8 Channel Capture Card including Security Center Omnicast/Synergis/AutoVu software (Inc. region specific power cord) (1GbE port standard, option for 2x 1Gbe ports) (Display Connections: 1x DisplayPort, 1x HDMI. Adapters for DVI, VGA sold separately): - 1 Directory for up to 32 cameras & 100 Readers (When used as a Client Workstation & Archiver) or 100 cameras & 100 readers (When used as an Archiver only) - 5 client/user connections - Plan Manager Basic - Alarm Management - Advanced Reporting - System Partitioning - Zone Monitoring - IO Module support - Import Tool - Visitor Management Module - Email Support - Macro Support (actual macros sold separately) - All languages supported | Ea |  | 1 Year | 5850 | 6.5% | 5469.75
54960 | Genetec | SV-300E-T4-16T-8-I5-A08-ARC | SV-300E-T4 with 16TB and 8 Channel Capture Card - Hardware Only - Archiver Only (Connects to Security Center Directory) | Ea |  | 1 Year | 5260 | 6.5% | 4918.1
54961 | Genetec | SV-300E-T4-16T-8-I5-A16 | SV-300E-T4 with 16TB and 16 Channel Capture Card including Security Center Omnicast/Synergis/AutoVu software (Inc. region specific power cord) (1GbE port standard, option for 2x 1Gbe ports) (Display Connections: 1x DisplayPort, 1x HDMI. Adapters for DVI, VGA sold separately): - 1 Directory for up to 32 cameras & 100 Readers (When used as a Client Workstation & Archiver) or 100 cameras & 100 readers (When used as an Archiver only) - 5 client/user connections - Plan Manager Basic - Alarm Management - Advanced Reporting - System Partitioning - Zone Monitoring - IO Module support - Import Tool - Visitor Management Module - Email Support - Macro Support (actual macros sold separately) - All languages supported | Ea |  | 1 Year | 6120 | 6.5% | 5722.2
54962 | Genetec | SV-300E-T4-16T-8-I5-A16-ARC | SV-300E-T4 with 16TB and 16 Channel Capture Card - Hardware Only - Archiver Only (Connects to Security Center Directory) | Ea |  | 1 Year | 5530 | 6.5% | 5170.55
54963 | Genetec | SV-300E-T4-16T-8-I5-A24 | SV-300E-T4 with 16TB and 24 Channel Capture Card including Security Center Omnicast/Synergis/AutoVu software (Inc. region specific power cord) (1GbE port standard, option for 2x 1Gbe ports) (Display Connections: 1x DisplayPort, 1x HDMI. Adapters for DVI, VGA sold separately): - 1 Directory for up to 32 cameras & 100 Readers (When used as a Client Workstation & Archiver) or 100 cameras & 100 readers (When used as an Archiver only) - 5 client/user connections - Plan Manager Basic - Alarm Management - Advanced Reporting - System Partitioning - Zone Monitoring - IO Module support - Import Tool - Visitor Management Module - Email Support - Macro Support (actual macros sold separately) - All languages supported | Ea |  | 1 Year | 6730 | 6.5% | 6292.55
54964 | Genetec | SV-300E-T4-16T-8-I5-A24-ARC | SV-300E-T4 with 16TB and 24 Channel Capture Card - Hardware Only - Archiver Only (Connects to Security Center Directory) | Ea |  | 1 Year | 6140 | 6.5% | 5740.9
54965 | Genetec | SV-300E-T4-16T-8-I5-A32 | SV-300E-T4 with 16TB and 32 Channel Capture Card including Security Center Omnicast/Synergis/AutoVu software (Inc. region specific power cord) (1GbE port standard, option for 2x 1Gbe ports) (Display Connections: 1x DisplayPort, 1x HDMI. Adapters for DVI, VGA sold separately): - 1 Directory for up to 32 cameras & 100 Readers (When used as a Client Workstation & Archiver) or 100 cameras & 100 readers (When used as an Archiver only) - 5 client/user connections - Plan Manager Basic - Alarm Management - Advanced Reporting - System Partitioning - Zone Monitoring - IO Module support - Import Tool - Visitor Management Module - Email Support - Macro Support (actual macros sold separately) - All languages supported | Ea |  | 1 Year | 6990 | 6.5% | 6535.65
54966 | Genetec | SV-300E-T4-16T-8-I5-A32-ARC | SV-300E-T4 with 16TB and 32 Channel Capture Card - Hardware Only - Archiver Only (Connects to Security Center Directory) | Ea |  | 1 Year | 6400 | 6.5% | 5984
54967 | Genetec | SV-300E-T4-16T-8-I5-ARC | SV-300E-T4 with 16TB - Hardware Only - Archiver Only (Connects to Security Center Directory) | Ea |  | 1 Year | 4450 | 6.5% | 4160.75
54968 | Genetec | SV-300E-T4-20T-10-I5 | SV-300E-T4 with 20TB including Security Center Omnicast/Synergis/AutoVu software (Inc. region specific power cord) (1GbE port standard, option for 2x 1Gbe ports) (Display Connections: 1x DisplayPort, 1x HDMI. Adapters for DVI, VGA sold separately): - 1 Directory for up to 32 cameras & 100 Readers (When used as a Client Workstation & Archiver) or 100 cameras & 100 readers (When used as an Archiver only) - 5 client/user connections - Plan Manager Basic - Alarm Management - Advanced Reporting - System Partitioning - Zone Monitoring - IO Module support - Import Tool - Visitor Management Module - Email Support - Macro Support (actual macros sold separately) - All languages supported | Ea |  | 1 Year | 5550 | 6.5% | 5189.25
54969 | Genetec | SV-300E-T4-20T-10-I5-A08 | SV-300E-T4 with 20TB and 8 Channel Capture Card including Security Center Omnicast/Synergis/AutoVu software (Inc. region specific power cord) (1GbE port standard, option for 2x 1Gbe ports) (Display Connections: 1x DisplayPort, 1x HDMI. Adapters for DVI, VGA sold separately): - 1 Directory for up to 32 cameras & 100 Readers (When used as a Client Workstation & Archiver) or 100 cameras & 100 readers (When used as an Archiver only) - 5 client/user connections - Plan Manager Basic - Alarm Management - Advanced Reporting - System Partitioning - Zone Monitoring - IO Module support - Import Tool - Visitor Management Module - Email Support - Macro Support (actual macros sold separately) - All languages supported | Ea |  | 1 Year | 6360 | 6.5% | 5946.6
54970 | Genetec | SV-300E-T4-20T-10-I5-A08-ARC | SV-300E-T4 with 20TB and 8 Channel Capture Card - Hardware Only - Archiver Only (Connects to Security Center Directory) | Ea |  | 1 Year | 5770 | 6.5% | 5394.95
54971 | Genetec | SV-300E-T4-20T-10-I5-A16 | SV-300E-T4 with 20TB and 16 Channel Capture Card including Security Center Omnicast/Synergis/AutoVu software (Inc. region specific power cord) (1GbE port standard, option for 2x 1Gbe ports) (Display Connections: 1x DisplayPort, 1x HDMI. Adapters for DVI, VGA sold separately): - 1 Directory for up to 32 cameras & 100 Readers (When used as a Client Workstation & Archiver) or 100 cameras & 100 readers (When used as an Archiver only) - 5 client/user connections - Plan Manager Basic - Alarm Management - Advanced Reporting - System Partitioning - Zone Monitoring - IO Module support - Import Tool - Visitor Management Module - Email Support - Macro Support (actual macros sold separately) - All languages supported | Ea |  | 1 Year | 6630 | 6.5% | 6199.05
54972 | Genetec | SV-300E-T4-20T-10-I5-A16-ARC | SV-300E-T4 with 20TB and 16 Channel Capture Card - Hardware Only - Archiver Only (Connects to Security Center Directory) | Ea |  | 1 Year | 6040 | 6.5% | 5647.4
54973 | Genetec | SV-300E-T4-20T-10-I5-A24 | SV-300E-T4 with 20TB and 24 Channel Capture Card including Security Center Omnicast/Synergis/AutoVu software (Inc. region specific power cord) (1GbE port standard, option for 2x 1Gbe ports) (Display Connections: 1x DisplayPort, 1x HDMI. Adapters for DVI, VGA sold separately): - 1 Directory for up to 32 cameras & 100 Readers (When used as a Client Workstation & Archiver) or 100 cameras & 100 readers (When used as an Archiver only) - 5 client/user connections - Plan Manager Basic - Alarm Management - Advanced Reporting - System Partitioning - Zone Monitoring - IO Module support - Import Tool - Visitor Management Module - Email Support - Macro Support (actual macros sold separately) - All languages supported | Ea |  | 1 Year | 7240 | 6.5% | 6769.4
54974 | Genetec | SV-300E-T4-20T-10-I5-A24-ARC | SV-300E-T4 with 20TB and 24 Channel Capture Card - Hardware Only - Archiver Only (Connects to Security Center Directory) | Ea |  | 1 Year | 6650 | 6.5% | 6217.75
54975 | Genetec | SV-300E-T4-20T-10-I5-A32 | SV-300E-T4 with 20TB and 32 Channel Capture Card including Security Center Omnicast/Synergis/AutoVu software (Inc. region specific power cord) (1GbE port standard, option for 2x 1Gbe ports) (Display Connections: 1x DisplayPort, 1x HDMI. Adapters for DVI, VGA sold separately): - 1 Directory for up to 32 cameras & 100 Readers (When used as a Client Workstation & Archiver) or 100 cameras & 100 readers (When used as an Archiver only) - 5 client/user connections - Plan Manager Basic - Alarm Management - Advanced Reporting - System Partitioning - Zone Monitoring - IO Module support - Import Tool - Visitor Management Module - Email Support - Macro Support (actual macros sold separately) - All languages supported | Ea |  | 1 Year | 7500 | 6.5% | 7012.5
54976 | Genetec | SV-300E-T4-20T-10-I5-A32-ARC | SV-300E-T4 with 20TB and 32 Channel Capture Card - Hardware Only - Archiver Only (Connects to Security Center Directory) | Ea |  | 1 Year | 6910 | 6.5% | 6460.85
54977 | Genetec | SV-300E-T4-20T-10-I5-ARC | SV-300E-T4 with 20TB - Hardware Only - Archiver Only (Connects to Security Center Directory) | Ea |  | 1 Year | 4960 | 6.5% | 4637.6
54978 | Genetec | SV-300E-T4-20T-10-S1000-I5 | SV-300E-T4 with 20TB & (1) Nvidia P1000 GPU, including Security Center Omnicast/Synergis/AutoVu software (Inc. region specific power cord) (1GbE port standard, option for 2x 1Gbe ports) (Display Connections: 1x DisplayPort, 1x HDMI. Adapters for DVI, VGA sold separately): - 1 Directory for up to 32 cameras & 100 Readers (When used as a Client Workstation & Archiver) or 100 cameras & 100 readers (When used as an Archiver only) - 5 client/user connections - Plan Manager Basic - Alarm Management - Advanced Reporting - System Partitioning - Zone Monitoring - IO Module support - Import Tool - Visitor Management Module - Email Support - Macro Support (actual macros sold separately) - All languages supported | Ea |  | 1 Year | 6830 | 6.5% | 6386.05
54979 | Genetec | SV-300E-T4-24T-8-I5 | SV-300E-T4 with 24TB including Security Center Omnicast/Synergis/AutoVu software (Inc. region specific power cord) (1GbE port standard, option for 2x 1Gbe ports) (Display Connections: 1x DisplayPort, 1x HDMI. Adapters for DVI, VGA sold separately): - 1 Directory for up to 32 cameras & 100 Readers (When used as a Client Workstation & Archiver) or 100 cameras & 100 readers (When used as an Archiver only) - 5 client/user connections - Plan Manager Basic - Alarm Management - Advanced Reporting - System Partitioning - Zone Monitoring - IO Module support - Import Tool - Visitor Management Module - Email Support - Macro Support (actual macros sold separately) - All languages supported | Ea |  | 1 Year | 5900 | 6.5% | 5516.5
54980 | Genetec | SV-300E-T4-24T-8-I5-A08 | SV-300E-T4 with 24TB and 8 Channel Capture Card including Security Center Omnicast/Synergis/AutoVu software (Inc. region specific power cord) (1GbE port standard, option for 2x 1Gbe ports) (Display Connections: 1x DisplayPort, 1x HDMI. Adapters for DVI, VGA sold separately): - 1 Directory for up to 32 cameras & 100 Readers (When used as a Client Workstation & Archiver) or 100 cameras & 100 readers (When used as an Archiver only) - 5 client/user connections - Plan Manager Basic - Alarm Management - Advanced Reporting - System Partitioning - Zone Monitoring - IO Module support - Import Tool - Visitor Management Module - Email Support - Macro Support (actual macros sold separately) - All languages supported | Ea |  | 1 Year | 6710 | 6.5% | 6273.85
54981 | Genetec | SV-300E-T4-24T-8-I5-A08-ARC | SV-300E-T4 with 24TB and 8 Channel Capture Card - Hardware Only - Archiver Only (Connects to Security Center Directory) | Ea |  | 1 Year | 6120 | 6.5% | 5722.2
54982 | Genetec | SV-300E-T4-24T-8-I5-A16 | SV-300E-T4 with 24TB and 16 Channel Capture Card including Security Center Omnicast/Synergis/AutoVu software (Inc. region specific power cord) (1GbE port standard, option for 2x 1Gbe ports) (Display Connections: 1x DisplayPort, 1x HDMI. Adapters for DVI, VGA sold separately): - 1 Directory for up to 32 cameras & 100 Readers (When used as a Client Workstation & Archiver) or 100 cameras & 100 readers (When used as an Archiver only) - 5 client/user connections - Plan Manager Basic - Alarm Management - Advanced Reporting - System Partitioning - Zone Monitoring - IO Module support - Import Tool - Visitor Management Module - Email Support - Macro Support (actual macros sold separately) - All languages supported | Ea |  | 1 Year | 6970 | 6.5% | 6516.95
54983 | Genetec | SV-300E-T4-24T-8-I5-A16-ARC | SV-300E-T4 with 24TB and 16 Channel Capture Card - Hardware Only - Archiver Only (Connects to Security Center Directory) | Ea |  | 1 Year | 6380 | 6.5% | 5965.3
54984 | Genetec | SV-300E-T4-24T-8-I5-A24 | SV-300E-T4 with 24TB and 24 Channel Capture Card including Security Center Omnicast/Synergis/AutoVu software (Inc. region specific power cord) (1GbE port standard, option for 2x 1Gbe ports) (Display Connections: 1x DisplayPort, 1x HDMI. Adapters for DVI, VGA sold separately): - 1 Directory for up to 32 cameras & 100 Readers (When used as a Client Workstation & Archiver) or 100 cameras & 100 readers (When used as an Archiver only) - 5 client/user connections - Plan Manager Basic - Alarm Management - Advanced Reporting - System Partitioning - Zone Monitoring - IO Module support - Import Tool - Visitor Management Module - Email Support - Macro Support (actual macros sold separately) - All languages supported | Ea |  | 1 Year | 7590 | 6.5% | 7096.65
54985 | Genetec | SV-300E-T4-24T-8-I5-A24-ARC | SV-300E-T4 with 24TB and 24 Channel Capture Card - Hardware Only - Archiver Only (Connects to Security Center Directory) | Ea |  | 1 Year | 7000 | 6.5% | 6545
54986 | Genetec | SV-300E-T4-24T-8-I5-A32 | SV-300E-T4 with 24TB and 32 Channel Capture Card including Security Center Omnicast/Synergis/AutoVu software (Inc. region specific power cord) (1GbE port standard, option for 2x 1Gbe ports) (Display Connections: 1x DisplayPort, 1x HDMI. Adapters for DVI, VGA sold separately): - 1 Directory for up to 32 cameras & 100 Readers (When used as a Client Workstation & Archiver) or 100 cameras & 100 readers (When used as an Archiver only) - 5 client/user connections - Plan Manager Basic - Alarm Management - Advanced Reporting - System Partitioning - Zone Monitoring - IO Module support - Import Tool - Visitor Management Module - Email Support - Macro Support (actual macros sold separately) - All languages supported | Ea |  | 1 Year | 7850 | 6.5% | 7339.75
54987 | Genetec | SV-300E-T4-24T-8-I5-A32-ARC | SV-300E-T4 with 24TB and 32 Channel Capture Card - Hardware Only - Archiver Only (Connects to Security Center Directory) | Ea |  | 1 Year | 7260 | 6.5% | 6788.1
54988 | Genetec | SV-300E-T4-24T-8-I5-ARC | SV-300E-T4 with 24TB - Hardware Only - Archiver Only (Connects to Security Center Directory) | Ea |  | 1 Year | 5310 | 6.5% | 4964.85
54989 | Genetec | SV-300E-T4-30T-10-I5 | SV-300E-T4 with 30TB including Security Center Omnicast/Synergis/AutoVu software (Inc. region specific power cord) (1GbE port standard, option for 2x 1Gbe ports) (Display Connections: 1x DisplayPort, 1x HDMI. Adapters for DVI, VGA sold separately): - 1 Directory for up to 32 cameras & 100 Readers (When used as a Client Workstation & Archiver) or 100 cameras & 100 readers (When used as an Archiver only) - 5 client/user connections - Plan Manager Basic - Alarm Management - Advanced Reporting - System Partitioning - Zone Monitoring - IO Module support - Import Tool - Visitor Management Module - Email Support - Macro Support (actual macros sold separately) - All languages supported | Ea |  | 1 Year | 6660 | 6.5% | 6227.1
54990 | Genetec | SV-300E-T4-30T-10-I5-A08 | SV-300E-T4 with 30TB and 8 Channel Capture Card including Security Center Omnicast/Synergis/AutoVu software (Inc. region specific power cord) (1GbE port standard, option for 2x 1Gbe ports) (Display Connections: 1x DisplayPort, 1x HDMI. Adapters for DVI, VGA sold separately): - 1 Directory for up to 32 cameras & 100 Readers (When used as a Client Workstation & Archiver) or 100 cameras & 100 readers (When used as an Archiver only) - 5 client/user connections - Plan Manager Basic - Alarm Management - Advanced Reporting - System Partitioning - Zone Monitoring - IO Module support - Import Tool - Visitor Management Module - Email Support - Macro Support (actual macros sold separately) - All languages supported | Ea |  | 1 Year | 7470 | 6.5% | 6984.45
54991 | Genetec | SV-300E-T4-30T-10-I5-A08-ARC | SV-300E-T4 with 30TB and 8 Channel Capture Card - Hardware Only - Archiver Only (Connects to Security Center Directory) | Ea |  | 1 Year | 6880 | 6.5% | 6432.8
54992 | Genetec | SV-300E-T4-30T-10-I5-A16 | SV-300E-T4 with 30TB and 16 Channel Capture Card including Security Center Omnicast/Synergis/AutoVu software (Inc. region specific power cord) (1GbE port standard, option for 2x 1Gbe ports) (Display Connections: 1x DisplayPort, 1x HDMI. Adapters for DVI, VGA sold separately): - 1 Directory for up to 32 cameras & 100 Readers (When used as a Client Workstation & Archiver) or 100 cameras & 100 readers (When used as an Archiver only) - 5 client/user connections - Plan Manager Basic - Alarm Management - Advanced Reporting - System Partitioning - Zone Monitoring - IO Module support - Import Tool - Visitor Management Module - Email Support - Macro Support (actual macros sold separately) - All languages supported | Ea |  | 1 Year | 7740 | 6.5% | 7236.9
54993 | Genetec | SV-300E-T4-30T-10-I5-A16-ARC | SV-300E-T4 with 30TB and 16 Channel Capture Card - Hardware Only - Archiver Only (Connects to Security Center Directory) | Ea |  | 1 Year | 7150 | 6.5% | 6685.25
54994 | Genetec | SV-300E-T4-30T-10-I5-A24 | SV-300E-T4 with 30TB and 24 Channel Capture Card including Security Center Omnicast/Synergis/AutoVu software (Inc. region specific power cord) (1GbE port standard, option for 2x 1Gbe ports) (Display Connections: 1x DisplayPort, 1x HDMI. Adapters for DVI, VGA sold separately): - 1 Directory for up to 32 cameras & 100 Readers (When used as a Client Workstation & Archiver) or 100 cameras & 100 readers (When used as an Archiver only) - 5 client/user connections - Plan Manager Basic - Alarm Management - Advanced Reporting - System Partitioning - Zone Monitoring - IO Module support - Import Tool - Visitor Management Module - Email Support - Macro Support (actual macros sold separately) - All languages supported | Ea |  | 1 Year | 8350 | 6.5% | 7807.25
54995 | Genetec | SV-300E-T4-30T-10-I5-A24-ARC | SV-300E-T4 with 30TB and 24 Channel Capture Card - Hardware Only - Archiver Only (Connects to Security Center Directory) | Ea |  | 1 Year | 7760 | 6.5% | 7255.6
54996 | Genetec | SV-300E-T4-30T-10-I5-A32 | SV-300E-T4 with 30TB and 32 Channel Capture Card including Security Center Omnicast/Synergis/AutoVu software (Inc. region specific power cord) (1GbE port standard, option for 2x 1Gbe ports) (Display Connections: 1x DisplayPort, 1x HDMI. Adapters for DVI, VGA sold separately): - 1 Directory for up to 32 cameras & 100 Readers (When used as a Client Workstation & Archiver) or 100 cameras & 100 readers (When used as an Archiver only) - 5 client/user connections - Plan Manager Basic - Alarm Management - Advanced Reporting - System Partitioning - Zone Monitoring - IO Module support - Import Tool - Visitor Management Module - Email Support - Macro Support (actual macros sold separately) - All languages supported | Ea |  | 1 Year | 8610 | 6.5% | 8050.35
54997 | Genetec | SV-300E-T4-30T-10-I5-A32-ARC | SV-300E-T4 with 30TB and 32 Channel Capture Card - Hardware Only - Archiver Only (Connects to Security Center Directory) | Ea |  | 1 Year | 8020 | 6.5% | 7498.7
54998 | Genetec | SV-300E-T4-30T-10-I5-ARC | SV-300E-T4 with 30TB - Hardware Only - Archiver Only (Connects to Security Center Directory) | Ea |  | 1 Year | 6070 | 6.5% | 5675.45
54999 | Genetec | SV-300E-T4-32T-8-I5 | SV-300E-T4 with 32TB including Security Center Omnicast/Synergis/AutoVu software (Inc. region specific power cord) (1GbE port standard, option for 2x 1Gbe ports) (Display Connections: 1x DisplayPort, 1x HDMI. Adapters for DVI, VGA sold separately): - 1 Directory for up to 32 cameras & 100 Readers (When used as a Client Workstation & Archiver) or 100 cameras & 100 readers (When used as an Archiver only) - 5 client/user connections - Plan Manager Basic - Alarm Management - Advanced Reporting - System Partitioning - Zone Monitoring - IO Module support - Import Tool - Visitor Management Module - Email Support - Macro Support (actual macros sold separately) - All languages supported | Ea |  | 1 Year | 6760 | 6.5% | 6320.6
55000 | Genetec | SV-300E-T4-32T-8-I5-A08 | SV-300E-T4 with 32TB and 8 Channel Capture Card including Security Center Omnicast/Synergis/AutoVu software (Inc. region specific power cord) (1GbE port standard, option for 2x 1Gbe ports) (Display Connections: 1x DisplayPort, 1x HDMI. Adapters for DVI, VGA sold separately): - 1 Directory for up to 32 cameras & 100 Readers (When used as a Client Workstation & Archiver) or 100 cameras & 100 readers (When used as an Archiver only) - 5 client/user connections - Plan Manager Basic - Alarm Management - Advanced Reporting - System Partitioning - Zone Monitoring - IO Module support - Import Tool - Visitor Management Module - Email Support - Macro Support (actual macros sold separately) - All languages supported | Ea |  | 1 Year | 7570 | 6.5% | 7077.95
55001 | Genetec | SV-300E-T4-32T-8-I5-A08-ARC | SV-300E-T4 with 32TB and 8 Channel Capture Card - Hardware Only - Archiver Only (Connects to Security Center Directory) | Ea |  | 1 Year | 6980 | 6.5% | 6526.3
55002 | Genetec | SV-300E-T4-32T-8-I5-A16 | SV-300E-T4 with 32TB and 16 Channel Capture Card including Security Center Omnicast/Synergis/AutoVu software (Inc. region specific power cord) (1GbE port standard, option for 2x 1Gbe ports) (Display Connections: 1x DisplayPort, 1x HDMI. Adapters for DVI, VGA sold separately): - 1 Directory for up to 32 cameras & 100 Readers (When used as a Client Workstation & Archiver) or 100 cameras & 100 readers (When used as an Archiver only) - 5 client/user connections - Plan Manager Basic - Alarm Management - Advanced Reporting - System Partitioning - Zone Monitoring - IO Module support - Import Tool - Visitor Management Module - Email Support - Macro Support (actual macros sold separately) - All languages supported | Ea |  | 1 Year | 7830 | 6.5% | 7321.05
55003 | Genetec | SV-300E-T4-32T-8-I5-A16-ARC | SV-300E-T4 with 32TB and 16 Channel Capture Card - Hardware Only - Archiver Only (Connects to Security Center Directory) | Ea |  | 1 Year | 7240 | 6.5% | 6769.4
55004 | Genetec | SV-300E-T4-32T-8-I5-A24 | SV-300E-T4 with 32TB and 24 Channel Capture Card including Security Center Omnicast/Synergis/AutoVu software (Inc. region specific power cord) (1GbE port standard, option for 2x 1Gbe ports) (Display Connections: 1x DisplayPort, 1x HDMI. Adapters for DVI, VGA sold separately): - 1 Directory for up to 32 cameras & 100 Readers (When used as a Client Workstation & Archiver) or 100 cameras & 100 readers (When used as an Archiver only) - 5 client/user connections - Plan Manager Basic - Alarm Management - Advanced Reporting - System Partitioning - Zone Monitoring - IO Module support - Import Tool - Visitor Management Module - Email Support - Macro Support (actual macros sold separately) - All languages supported | Ea |  | 1 Year | 8440 | 6.5% | 7891.4
55005 | Genetec | SV-300E-T4-32T-8-I5-A24-ARC | SV-300E-T4 with 32TB and 24 Channel Capture Card - Hardware Only - Archiver Only (Connects to Security Center Directory) | Ea |  | 1 Year | 7850 | 6.5% | 7339.75
55006 | Genetec | SV-300E-T4-32T-8-I5-A32 | SV-300E-T4 with 32TB and 32 Channel Capture Card including Security Center Omnicast/Synergis/AutoVu software (Inc. region specific power cord) (1GbE port standard, option for 2x 1Gbe ports) (Display Connections: 1x DisplayPort, 1x HDMI. Adapters for DVI, VGA sold separately): - 1 Directory for up to 32 cameras & 100 Readers (When used as a Client Workstation & Archiver) or 100 cameras & 100 readers (When used as an Archiver only) - 5 client/user connections - Plan Manager Basic - Alarm Management - Advanced Reporting - System Partitioning - Zone Monitoring - IO Module support - Import Tool - Visitor Management Module - Email Support - Macro Support (actual macros sold separately) - All languages supported | Ea |  | 1 Year | 8710 | 6.5% | 8143.85
55007 | Genetec | SV-300E-T4-32T-8-I5-A32-ARC | SV-300E-T4 with 32TB and 32 Channel Capture Card - Hardware Only - Archiver Only (Connects to Security Center Directory) | Ea |  | 1 Year | 8120 | 6.5% | 7592.2
55008 | Genetec | SV-300E-T4-32T-8-I5-ARC | SV-300E-T4 with 32TB - Hardware Only - Archiver Only (Connects to Security Center Directory) | Ea |  | 1 Year | 6170 | 6.5% | 5768.95
55009 | Genetec | SV-300E-T4-40T-10-I5 | SV-300E-T4 with 40TB including Security Center Omnicast/Synergis/AutoVu software (Inc. region specific power cord) (1GbE port standard, option for 2x 1Gbe ports) (Display Connections: 1x DisplayPort, 1x HDMI. Adapters for DVI, VGA sold separately): - 1 Directory for up to 32 cameras & 100 Readers (When used as a Client Workstation & Archiver) or 100 cameras & 100 readers (When used as an Archiver only) - 5 client/user connections - Plan Manager Basic - Alarm Management - Advanced Reporting - System Partitioning - Zone Monitoring - IO Module support - Import Tool - Visitor Management Module - Email Support - Macro Support (actual macros sold separately) - All languages supported | Ea |  | 1 Year | 7780 | 6.5% | 7274.3
55010 | Genetec | SV-300E-T4-40T-10-I5-A08 | SV-300E-T4 with 40TB and 8 Channel Capture Card including Security Center Omnicast/Synergis/AutoVu software (Inc. region specific power cord) (1GbE port standard, option for 2x 1Gbe ports) (Display Connections: 1x DisplayPort, 1x HDMI. Adapters for DVI, VGA sold separately): - 1 Directory for up to 32 cameras & 100 Readers (When used as a Client Workstation & Archiver) or 100 cameras & 100 readers (When used as an Archiver only) - 5 client/user connections - Plan Manager Basic - Alarm Management - Advanced Reporting - System Partitioning - Zone Monitoring - IO Module support - Import Tool - Visitor Management Module - Email Support - Macro Support (actual macros sold separately) - All languages supported | Ea |  | 1 Year | 8580 | 6.5% | 8022.3
55011 | Genetec | SV-300E-T4-40T-10-I5-A08-ARC | SV-300E-T4 with 40TB and 8 Channel Capture Card - Hardware Only - Archiver Only (Connects to Security Center Directory) | Ea |  | 1 Year | 7990 | 6.5% | 7470.65
55012 | Genetec | SV-300E-T4-40T-10-I5-A16 | SV-300E-T4 with 40TB and 16 Channel Capture Card including Security Center Omnicast/Synergis/AutoVu software (Inc. region specific power cord) (1GbE port standard, option for 2x 1Gbe ports) (Display Connections: 1x DisplayPort, 1x HDMI. Adapters for DVI, VGA sold separately): - 1 Directory for up to 32 cameras & 100 Readers (When used as a Client Workstation & Archiver) or 100 cameras & 100 readers (When used as an Archiver only) - 5 client/user connections - Plan Manager Basic - Alarm Management - Advanced Reporting - System Partitioning - Zone Monitoring - IO Module support - Import Tool - Visitor Management Module - Email Support - Macro Support (actual macros sold separately) - All languages supported | Ea |  | 1 Year | 8850 | 6.5% | 8274.75
55013 | Genetec | SV-300E-T4-40T-10-I5-A16-ARC | SV-300E-T4 with 40TB and 16 Channel Capture Card - Hardware Only - Archiver Only (Connects to Security Center Directory) | Ea |  | 1 Year | 8260 | 6.5% | 7723.1
55014 | Genetec | SV-300E-T4-40T-10-I5-A24 | SV-300E-T4 with 40TB and 24 Channel Capture Card including Security Center Omnicast/Synergis/AutoVu software (Inc. region specific power cord) (1GbE port standard, option for 2x 1Gbe ports) (Display Connections: 1x DisplayPort, 1x HDMI. Adapters for DVI, VGA sold separately): - 1 Directory for up to 32 cameras & 100 Readers (When used as a Client Workstation & Archiver) or 100 cameras & 100 readers (When used as an Archiver only) - 5 client/user connections - Plan Manager Basic - Alarm Management - Advanced Reporting - System Partitioning - Zone Monitoring - IO Module support - Import Tool - Visitor Management Module - Email Support - Macro Support (actual macros sold separately) - All languages supported | Ea |  | 1 Year | 9460 | 6.5% | 8845.1
55015 | Genetec | SV-300E-T4-40T-10-I5-A24-ARC | SV-300E-T4 with 40TB and 24 Channel Capture Card - Hardware Only - Archiver Only (Connects to Security Center Directory) | Ea |  | 1 Year | 8870 | 6.5% | 8293.45
55016 | Genetec | SV-300E-T4-40T-10-I5-A32 | SV-300E-T4 with 40TB and 32 Channel Capture Card including Security Center Omnicast/Synergis/AutoVu software (Inc. region specific power cord) (1GbE port standard, option for 2x 1Gbe ports) (Display Connections: 1x DisplayPort, 1x HDMI. Adapters for DVI, VGA sold separately): - 1 Directory for up to 32 cameras & 100 Readers (When used as a Client Workstation & Archiver) or 100 cameras & 100 readers (When used as an Archiver only) - 5 client/user connections - Plan Manager Basic - Alarm Management - Advanced Reporting - System Partitioning - Zone Monitoring - IO Module support - Import Tool - Visitor Management Module - Email Support - Macro Support (actual macros sold separately) - All languages supported | Ea |  | 1 Year | 9720 | 6.5% | 9088.2
55017 | Genetec | SV-300E-T4-40T-10-I5-A32-ARC | SV-300E-T4 with 40TB and 32 Channel Capture Card - Hardware Only - Archiver Only (Connects to Security Center Directory) | Ea |  | 1 Year | 9130 | 6.5% | 8536.55
55018 | Genetec | SV-300E-T4-40T-10-I5-ARC | SV-300E-T4 with 40TB - Hardware Only - Archiver Only (Connects to Security Center Directory) | Ea |  | 1 Year | 7190 | 6.5% | 6722.65
55019 | Genetec | SV-300E-T4-4T-4-I5 | SV-300E-T4 with 4TB including Security Center Omnicast/Synergis/AutoVu software (Inc. region specific power cord) (1GbE port standard, option for 2x 1Gbe ports) (Display Connections: 1x DisplayPort, 1x HDMI. Adapters for DVI, VGA sold separately): - 1 Directory for up to 32 cameras & 100 Readers (When used as a Client Workstation & Archiver) or 100 cameras & 100 readers (When used as an Archiver only) - 5 client/user connections - Plan Manager Basic - Alarm Management - Advanced Reporting - System Partitioning - Zone Monitoring - IO Module support - Import Tool - Visitor Management Module - Email Support - Macro Support (actual macros sold separately) - All languages supported | Ea |  | 1 Year | 3730 | 6.5% | 3487.55
55020 | Genetec | SV-300E-T4-4T-4-I5-A24 | SV-300E-T4 with 4TB and 24 Channel Capture Card including Security Center Omnicast/Synergis/AutoVu software (Inc. region specific power cord) (1GbE port standard, option for 2x 1Gbe ports) (Display Connections: 1x DisplayPort, 1x HDMI. Adapters for DVI, VGA sold separately): - 1 Directory for up to 32 cameras & 100 Readers (When used as a Client Workstation & Archiver) or 100 cameras & 100 readers (When used as an Archiver only) - 5 client/user connections - Plan Manager Basic - Alarm Management - Advanced Reporting - System Partitioning - Zone Monitoring - IO Module support - Import Tool - Visitor Management Module - Email Support - Macro Support (actual macros sold separately) - All languages supported | Ea |  | 1 Year | 5420 | 6.5% | 5067.7
55021 | Genetec | SV-300E-T4-4T-4-I5-A24-ARC | SV-300E-T4 with 4TB and 24 Channel Capture Card - Hardware Only - Archiver Only (Connects to Security Center Directory) | Ea |  | 1 Year | 4830 | 6.5% | 4516.05
55022 | Genetec | SV-300E-T4-4T-4-I5-A32 | SV-300E-T4 with 4TB and 32 Channel Capture Card including Security Center Omnicast/Synergis/AutoVu software (Inc. region specific power cord) (1GbE port standard, option for 2x 1Gbe ports) (Display Connections: 1x DisplayPort, 1x HDMI. Adapters for DVI, VGA sold separately): - 1 Directory for up to 32 cameras & 100 Readers (When used as a Client Workstation & Archiver) or 100 cameras & 100 readers (When used as an Archiver only) - 5 client/user connections - Plan Manager Basic - Alarm Management - Advanced Reporting - System Partitioning - Zone Monitoring - IO Module support - Import Tool - Visitor Management Module - Email Support - Macro Support (actual macros sold separately) - All languages supported | Ea |  | 1 Year | 5680 | 6.5% | 5310.8
55023 | Genetec | SV-300E-T4-4T-4-I5-A32-ARC | SV-300E-T4 with 4TB and 32 Channel Capture Card - Hardware Only - Archiver Only (Connects to Security Center Directory) | Ea |  | 1 Year | 5090 | 6.5% | 4759.15
55024 | Genetec | SV-300E-T4-4T-4-I5-ARC | SV-300E-T4 with 4TB - Hardware Only - Archiver Only (Connects to Security Center Directory) | Ea |  | 1 Year | 3140 | 6.5% | 2935.9
55025 | Genetec | SV-300E-T4-6T-6-I5 | SV-300E-T4 with 6TB including Security Center Omnicast/Synergis/AutoVu software (Inc. region specific power cord) (1GbE port standard, option for 2x 1Gbe ports) (Display Connections: 1x DisplayPort, 1x HDMI. Adapters for DVI, VGA sold separately): - 1 Directory for up to 32 cameras & 100 Readers (When used as a Client Workstation & Archiver) or 100 cameras & 100 readers (When used as an Archiver only) - 5 client/user connections - Plan Manager Basic - Alarm Management - Advanced Reporting - System Partitioning - Zone Monitoring - IO Module support - Import Tool - Visitor Management Module - Email Support - Macro Support (actual macros sold separately) - All languages supported | Ea |  | 1 Year | 3980 | 6.5% | 3721.3
55026 | Genetec | SV-300E-T4-6T-6-I5-A24 | SV-300E-T4 with 6TB and 24 Channel Capture Card including Security Center Omnicast/Synergis/AutoVu software (Inc. region specific power cord) (1GbE port standard, option for 2x 1Gbe ports) (Display Connections: 1x DisplayPort, 1x HDMI. Adapters for DVI, VGA sold separately): - 1 Directory for up to 32 cameras & 100 Readers (When used as a Client Workstation & Archiver) or 100 cameras & 100 readers (When used as an Archiver only) - 5 client/user connections - Plan Manager Basic - Alarm Management - Advanced Reporting - System Partitioning - Zone Monitoring - IO Module support - Import Tool - Visitor Management Module - Email Support - Macro Support (actual macros sold separately) - All languages supported | Ea |  | 1 Year | 5660 | 6.5% | 5292.1
55027 | Genetec | SV-300E-T4-6T-6-I5-ARC | SV-300E-T4 with 6TB - Hardware Only - Archiver Only (Connects to Security Center Directory) | Ea |  | 1 Year | 3390 | 6.5% | 3169.65
55028 | Genetec | SV-300E-T4-8T-8-I5 | SV-300E-T4 with 8TB including Security Center Omnicast/Synergis/AutoVu software (Inc. region specific power cord) (1GbE port standard, option for 2x 1Gbe ports) (Display Connections: 1x DisplayPort, 1x HDMI. Adapters for DVI, VGA sold separately): - 1 Directory for up to 32 cameras & 100 Readers (When used as a Client Workstation & Archiver) or 100 cameras & 100 readers (When used as an Archiver only) - 5 client/user connections - Plan Manager Basic - Alarm Management - Advanced Reporting - System Partitioning - Zone Monitoring - IO Module support - Import Tool - Visitor Management Module - Email Support - Macro Support (actual macros sold separately) - All languages supported | Ea |  | 1 Year | 4190 | 6.5% | 3917.65
55029 | Genetec | SV-300E-T4-8T-8-I5-A08 | SV-300E-T4 with 8TB and 8 Channel Capture Card including Security Center Omnicast/Synergis/AutoVu software (Inc. region specific power cord) (1GbE port standard, option for 2x 1Gbe ports) (Display Connections: 1x DisplayPort, 1x HDMI. Adapters for DVI, VGA sold separately): - 1 Directory for up to 32 cameras & 100 Readers (When used as a Client Workstation & Archiver) or 100 cameras & 100 readers (When used as an Archiver only) - 5 client/user connections - Plan Manager Basic - Alarm Management - Advanced Reporting - System Partitioning - Zone Monitoring - IO Module support - Import Tool - Visitor Management Module - Email Support - Macro Support (actual macros sold separately) - All languages supported | Ea |  | 1 Year | 5030 | 6.5% | 4703.05
55030 | Genetec | SV-300E-T4-8T-8-I5-A08-ARC | SV-300E-T4 with 8TB and 8 Channel Capture Card - Hardware Only - Archiver Only (Connects to Security Center Directory) | Ea |  | 1 Year | 4440 | 6.5% | 4151.4
55031 | Genetec | SV-300E-T4-8T-8-I5-A16 | SV-300E-T4 with 8TB and 16 Channel Capture Card including Security Center Omnicast/Synergis/AutoVu software (Inc. region specific power cord) (1GbE port standard, option for 2x 1Gbe ports) (Display Connections: 1x DisplayPort, 1x HDMI. Adapters for DVI, VGA sold separately): - 1 Directory for up to 32 cameras & 100 Readers (When used as a Client Workstation & Archiver) or 100 cameras & 100 readers (When used as an Archiver only) - 5 client/user connections - Plan Manager Basic - Alarm Management - Advanced Reporting - System Partitioning - Zone Monitoring - IO Module support - Import Tool - Visitor Management Module - Email Support - Macro Support (actual macros sold separately) - All languages supported | Ea |  | 1 Year | 5260 | 6.5% | 4918.1
55032 | Genetec | SV-300E-T4-8T-8-I5-A16-ARC | SV-300E-T4 with 8TB and 16 Channel Capture Card - Hardware Only - Archiver Only (Connects to Security Center Directory) | Ea |  | 1 Year | 4670 | 6.5% | 4366.45
55033 | Genetec | SV-300E-T4-8T-8-I5-A24 | SV-300E-T4 with 8TB and 24 Channel Capture Card including Security Center Omnicast/Synergis/AutoVu software (Inc. region specific power cord) (1GbE port standard, option for 2x 1Gbe ports) (Display Connections: 1x DisplayPort, 1x HDMI. Adapters for DVI, VGA sold separately): - 1 Directory for up to 32 cameras & 100 Readers (When used as a Client Workstation & Archiver) or 100 cameras & 100 readers (When used as an Archiver only) - 5 client/user connections - Plan Manager Basic - Alarm Management - Advanced Reporting - System Partitioning - Zone Monitoring - IO Module support - Import Tool - Visitor Management Module - Email Support - Macro Support (actual macros sold separately) - All languages supported | Ea |  | 1 Year | 5870 | 6.5% | 5488.45
55034 | Genetec | SV-300E-T4-8T-8-I5-A24-ARC | SV-300E-T4 with 8TB and 24 Channel Capture Card - Hardware Only - Archiver Only (Connects to Security Center Directory) | Ea |  | 1 Year | 5280 | 6.5% | 4936.8
55035 | Genetec | SV-300E-T4-8T-8-I5-A32 | SV-300E-T4 with 8TB and 32 Channel Capture Card including Security Center Omnicast/Synergis/AutoVu software (Inc. region specific power cord) (1GbE port standard, option for 2x 1Gbe ports) (Display Connections: 1x DisplayPort, 1x HDMI. Adapters for DVI, VGA sold separately): - 1 Directory for up to 32 cameras & 100 Readers (When used as a Client Workstation & Archiver) or 100 cameras & 100 readers (When used as an Archiver only) - 5 client/user connections - Plan Manager Basic - Alarm Management - Advanced Reporting - System Partitioning - Zone Monitoring - IO Module support - Import Tool - Visitor Management Module - Email Support - Macro Support (actual macros sold separately) - All languages supported | Ea |  | 1 Year | 6140 | 6.5% | 5740.9
55036 | Genetec | SV-300E-T4-8T-8-I5-A32-ARC | SV-300E-T4 with 8TB and 32 Channel Capture Card - Hardware Only - Archiver Only (Connects to Security Center Directory) | Ea |  | 1 Year | 5550 | 6.5% | 5189.25
55037 | Genetec | SV-300E-T4-8T-8-I5-ARC | SV-300E-T4 with 8TB - Hardware Only - Archiver Only (Connects to Security Center Directory) | Ea |  | 1 Year | 3600 | 6.5% | 3366
55038 | Genetec | SV32-1AP-HIGalaxy | 1 Honeywell Galaxy Dimension intrusion panel connection | Ea |  | 1 Year | 500 | 6.5% | 467.5
55039 | Genetec | SV32-1AP-HIGalaxy | 1 Honeywell Galaxy Dimension intrusion panel connection | Ea |  | 1 Year | 500 | 6.5% | 467.5
55040 | Genetec | SV32-1AP-HIGalaxy | 1 Honeywell Galaxy Dimension intrusion panel connection | Ea |  | 1 Year | 500 | 6.5% | 467.5
55041 | Genetec | SV32-1AP-HIGalaxy | 1 Honeywell Galaxy Dimension intrusion panel connection | Ea |  | 1 Year | 500 | 6.5% | 467.5
55042 | Genetec | SV32-1AP-HIGalaxy | 1 Honeywell Galaxy Dimension intrusion panel connection | Ea |  | 1 Year | 500 | 6.5% | 467.5
55043 | Genetec | SV32-1AP-HIGalaxy | 1 Honeywell Galaxy Dimension intrusion panel connection | Ea |  | 1 Year | 500 | 6.5% | 467.5
55044 | Genetec | SV32-1AP-HIGalaxy | 1 Honeywell Galaxy Dimension intrusion panel connection | Ea |  | 1 Year | 500 | 6.5% | 467.5
55045 | Genetec | SV32-1AP-HIGalaxy | 1 Honeywell Galaxy Dimension intrusion panel connection | Ea |  | 1 Year | 500 | 6.5% | 467.5
55046 | Genetec | SV32-1AP-HIGalaxy | 1 Honeywell Galaxy Dimension intrusion panel connection | Ea |  | 1 Year | 500 | 6.5% | 467.5
55047 | Genetec | SV32-1AP-HIGalaxy | 1 Honeywell Galaxy Dimension intrusion panel connection | Ea |  | 1 Year | 500 | 6.5% | 467.5
55048 | Genetec | SV32-1AP-HIGalaxy | 1 Honeywell Galaxy Dimension intrusion panel connection | Ea |  | 1 Year | 500 | 6.5% | 467.5
55049 | Genetec | SV32-1AP-HIGalaxy | 1 Honeywell Galaxy Dimension intrusion panel connection | Ea |  | 1 Year | 500 | 6.5% | 467.5
55050 | Genetec | SV32-1AP-HIGalaxy | 1 Honeywell Galaxy Dimension intrusion panel connection | Ea |  | 1 Year | 500 | 6.5% | 467.5
55051 | Genetec | SV32-1AP-HIGalaxy | 1 Honeywell Galaxy Dimension intrusion panel connection | Ea |  | 1 Year | 500 | 6.5% | 467.5
55052 | Genetec | SV32-1AP-HIGalaxy | 1 Honeywell Galaxy Dimension intrusion panel connection | Ea |  | 1 Year | 500 | 6.5% | 467.5
55053 | Genetec | SV32-1AP-HIGalaxy | 1 Honeywell Galaxy Dimension intrusion panel connection | Ea |  | 1 Year | 500 | 6.5% | 467.5
55054 | Genetec | SV32-1AP-HIGalaxy | 1 Honeywell Galaxy Dimension intrusion panel connection | Ea |  | 1 Year | 500 | 6.5% | 467.5
55055 | Genetec | SV32-1AP-HIGalaxy | 1 Honeywell Galaxy Dimension intrusion panel connection | Ea |  | 1 Year | 500 | 6.5% | 467.5
55056 | Genetec | SV32-1AP-HIGalaxy | 1 Honeywell Galaxy Dimension intrusion panel connection | Ea |  | 1 Year | 500 | 6.5% | 467.5
55057 | Genetec | SV32-1AP-HIGalaxy | 1 Honeywell Galaxy Dimension intrusion panel connection | Ea |  | 1 Year | 500 | 6.5% | 467.5
55058 | Genetec | SV32-1AP-HIGalaxy | 1 Honeywell Galaxy Dimension intrusion panel connection | Ea |  | 1 Year | 22 | 6.5% | 20.57
55059 | Genetec | SV32-1AP-HIGalaxy | 1 Honeywell Galaxy Dimension intrusion panel connection | Ea |  | 1 Year | 500 | 6.5% | 467.5
55060 | Genetec | SV32-1AP-HIGalaxy | 1 Honeywell Galaxy Dimension intrusion panel connection | Ea |  | 1 Year | 500 | 6.5% | 467.5
55061 | Genetec | SV32-1AP-HIGalaxy | 1 Honeywell Galaxy Dimension intrusion panel connection | Ea |  | 1 Year | 500 | 6.5% | 467.5
55062 | Genetec | SV32-1C-GSC | 1 camera connection | Ea |  | 1 Year | 120 | 6.5% | 112.2
55063 | Genetec | SV32-1C-GSC | 1 camera connection | Ea |  | 1 Year | 120 | 6.5% | 112.2
55064 | Genetec | SV32-1C-GSC | 1 camera connection | Ea |  | 1 Year | 120 | 6.5% | 112.2
55065 | Genetec | SV32-1C-GSC | 1 camera connection | Ea |  | 1 Year | 120 | 6.5% | 112.2
55066 | Genetec | SV32-1C-GSC | 1 camera connection | Ea |  | 1 Year | 120 | 6.5% | 112.2
55067 | Genetec | SV32-1C-GSC | 1 camera connection | Ea |  | 1 Year | 120 | 6.5% | 112.2
55068 | Genetec | SV32-1MobileU-GSC | 1 Security Center Mobile app connection | Ea |  | 1 Year | 250 | 6.5% | 233.75
55069 | Genetec | SV32-1MobileU-GSC | 1 Security Center Mobile app connection | Ea |  | 1 Year | 250 | 6.5% | 233.75
55070 | Genetec | SV32-1MobileU-GSC | 1 Security Center Mobile app connection | Ea |  | 1 Year | 250 | 6.5% | 233.75
55071 | Genetec | SV32-1MobileU-GSC | 1 Security Center Mobile app connection | Ea |  | 1 Year | 250 | 6.5% | 233.75
55072 | Genetec | SV32-1MobileU-GSC | 1 Security Center Mobile app connection | Ea |  | 1 Year | 250 | 6.5% | 233.75
55073 | Genetec | SV32-1MobileU-GSC | 1 Security Center Mobile app connection | Ea |  | 1 Year | 250 | 6.5% | 233.75
55074 | Genetec | SV32-1R-GSC | 1 External reader connection (required when hardware not purchased from Genetec) | Ea |  | 1 Year | 175 | 6.5% | 163.625
55075 | Genetec | SV32-1R-GSC | 1 External reader connection (required when hardware not purchased from Genetec) | Ea |  | 1 Year | 175 | 6.5% | 163.625
55076 | Genetec | SV32-1R-GSC | 1 External reader connection (required when hardware not purchased from Genetec) | Ea |  | 1 Year | 175 | 6.5% | 163.625
55077 | Genetec | SV32-1R-GSC | 1 External reader connection (required when hardware not purchased from Genetec) | Ea |  | 1 Year | 175 | 6.5% | 163.625
55078 | Genetec | SV32D-1A1001-GSC | 1 Axis A1001 controller connection license (2 readers) | Ea |  | 1 Year | 150 | 6.5% | 140.25
55079 | Genetec | SV32D-1C-GSC | 1 camera connection license | Ea |  | 1 Year | 120 | 6.5% | 112.2
55080 | Genetec | SV32D-1MobileU-GSC | 1 Security Center Mobile app connection (mobile app or web client) | Ea |  | 1 Year | 250 | 6.5% | 233.75
55081 | Genetec | SV32D-1PAC-GSC | 1 analog camera connection (compatible with selected Encoder) | Ea |  | 1 Year | 84 | 6.5% | 78.54
55082 | Genetec | SV32D-1R-GSC | 1 External reader connection (required when hardware not purchased from Genetec) | Ea |  | 1 Year | 175 | 6.5% | 163.625
55083 | Genetec | SV32-SY-1S | 1 SharpV reader connection for license plate as a credential | Ea |  | 1 Year | 150 | 6.5% | 140.25
55084 | Genetec | SV32v2-TowerStand | SV32v2 Tower stand - black | Ea |  | 1 Year | 22 | 6.5% | 20.57
55085 | Genetec | SV32v2-TowerStand | SV32v2 Tower stand - black | Ea |  | 1 Year | 22 | 6.5% | 20.57
55086 | Genetec | SV32v2-TowerStand | SV32v2 Tower stand - black | Ea |  | 1 Year | 22 | 6.5% | 20.57
55087 | Genetec | SV32v2-TowerStand | SV32v2 Tower stand - black | Ea |  | 1 Year | 22 | 6.5% | 20.57
55088 | Genetec | SV32v2-TowerStand | SV32v2 Tower stand - black | Ea |  | 1 Year | 22 | 6.5% | 20.57
55089 | Genetec | SV32v2-TowerStand | SV32v2 Tower stand - black | Ea |  | 1 Year | 22 | 6.5% | 20.57
55090 | Genetec | SV32v2-TowerStand | SV32v2 Tower stand - black | Ea |  | 1 Year | 22 | 6.5% | 20.57
55091 | Genetec | SV32v2-TowerStand | SV32v2 Tower stand - black | Ea |  | 1 Year | 22 | 6.5% | 20.57
55092 | Genetec | SV32v2-TowerStand | SV32v2 Tower stand - black | Ea |  | 1 Year | 22 | 6.5% | 20.57
55093 | Genetec | SV32v2-TowerStand | SV32v2 Tower stand - black | Ea |  | 1 Year | 22 | 6.5% | 20.57
55094 | Genetec | SV32v2-TowerStand | SV32v2 Tower stand - black | Ea |  | 1 Year | 22 | 6.5% | 20.57
55095 | Genetec | SV32v2-TowerStand | SV32v2 Tower stand - black | Ea |  | 1 Year | 22 | 6.5% | 20.57
55096 | Genetec | SV32v2-TowerStand | SV32v2 Tower stand - black | Ea |  | 1 Year | 22 | 6.5% | 20.57
55097 | Genetec | SV32v2-TowerStand | SV32v2 Tower stand - black | Ea |  | 1 Year | 22 | 6.5% | 20.57
55098 | Genetec | SV32v2-TowerStand | SV32v2 Tower stand - black | Ea |  | 1 Year | 22 | 6.5% | 20.57
55099 | Genetec | SV32v2-TowerStand | SV32v2 Tower stand - black | Ea |  | 1 Year | 22 | 6.5% | 20.57
55100 | Genetec | SV32v2-TowerStand | SV32v2 Tower stand - black | Ea |  | 1 Year | 22 | 6.5% | 20.57
55101 | Genetec | SV32v2-TowerStand | SV32v2 Tower stand - black | Ea |  | 1 Year | 22 | 6.5% | 20.57
55102 | Genetec | SV32v2-TowerStand | SV32v2 Tower stand - black | Ea |  | 1 Year | 32.5 | 6.5% | 30.3875
55103 | Genetec | SV32v2-TowerStand | SV32v2 Tower stand - black | Ea |  | 1 Year | 22 | 6.5% | 20.57
55104 | Genetec | SV32v2-TowerStand | SV32v2 Tower stand - black | Ea |  | 1 Year | 22 | 6.5% | 20.57
55105 | Genetec | SV32v2-USB-NIC | SV32v2 USB to Ethernet Adapter (non-discounted) | Ea |  | 1 Year | 32.5 | 6.5% | 30.3875
55106 | Genetec | SV32v2-USB-NIC | SV32v2 USB to Ethernet Adapter (non-discounted) | Ea |  | 1 Year | 32.5 | 6.5% | 30.3875
55107 | Genetec | SV32v2-USB-NIC | SV32v2 USB to Ethernet Adapter (non-discounted) | Ea |  | 1 Year | 32.5 | 6.5% | 30.3875
55108 | Genetec | SV32v2-USB-NIC | SV32v2 USB to Ethernet Adapter (non-discounted) | Ea |  | 1 Year | 32.5 | 6.5% | 30.3875
55109 | Genetec | SV32v2-USB-NIC | SV32v2 USB to Ethernet Adapter (non-discounted) | Ea |  | 1 Year | 32.5 | 6.5% | 30.3875
55110 | Genetec | SV32v2-USB-NIC | SV32v2 USB to Ethernet Adapter (non-discounted) | Ea |  | 1 Year | 32.5 | 6.5% | 30.3875
55111 | Genetec | SV32v2-USB-NIC | SV32v2 USB to Ethernet Adapter (non-discounted) | Ea |  | 1 Year | 32.5 | 6.5% | 30.3875
55112 | Genetec | SV32v2-USB-NIC | SV32v2 USB to Ethernet Adapter (non-discounted) | Ea |  | 1 Year | 32.5 | 6.5% | 30.3875
55113 | Genetec | SV32v2-USB-NIC | SV32v2 USB to Ethernet Adapter (non-discounted) | Ea |  | 1 Year | 32.5 | 6.5% | 30.3875
55114 | Genetec | SV32v2-USB-NIC | SV32v2 USB to Ethernet Adapter (non-discounted) | Ea |  | 1 Year | 32.5 | 6.5% | 30.3875
55115 | Genetec | SV32v2-USB-NIC | SV32v2 USB to Ethernet Adapter (non-discounted) | Ea |  | 1 Year | 32.5 | 6.5% | 30.3875
55116 | Genetec | SV32v2-USB-NIC | SV32v2 USB to Ethernet Adapter (non-discounted) | Ea |  | 1 Year | 32.5 | 6.5% | 30.3875
55117 | Genetec | SV32v2-USB-NIC | SV32v2 USB to Ethernet Adapter (non-discounted) | Ea |  | 1 Year | 32.5 | 6.5% | 30.3875
55118 | Genetec | SV32v2-USB-NIC | SV32v2 USB to Ethernet Adapter (non-discounted) | Ea |  | 1 Year | 32.5 | 6.5% | 30.3875
55119 | Genetec | SV32v2-USB-NIC | SV32v2 USB to Ethernet Adapter (non-discounted) | Ea |  | 1 Year | 32.5 | 6.5% | 30.3875
55120 | Genetec | SV32v2-USB-NIC | SV32v2 USB to Ethernet Adapter (non-discounted) | Ea |  | 1 Year | 32.5 | 6.5% | 30.3875
55121 | Genetec | SV32v2-USB-NIC | SV32v2 USB to Ethernet Adapter (non-discounted) | Ea |  | 1 Year | 32.5 | 6.5% | 30.3875
55122 | Genetec | SV32v2-USB-NIC | SV32v2 USB to Ethernet Adapter (non-discounted) | Ea |  | 1 Year | 32.5 | 6.5% | 30.3875
55123 | Genetec | SV32v2-USB-NIC | SV32v2 USB to Ethernet Adapter (non-discounted) | Ea |  | 1 Year | 500 | 6.5% | 467.5
55124 | Genetec | SV32v2-USB-NIC | SV32v2 USB to Ethernet Adapter (non-discounted) | Ea |  | 1 Year | 32.5 | 6.5% | 30.3875
55125 | Genetec | SV32v2-USB-NIC | SV32v2 USB to Ethernet Adapter (non-discounted) | Ea |  | 1 Year | 32.5 | 6.5% | 30.3875
55126 | Genetec | SV32V2-WS-SFF-SLEEVE | Small form factor wall mount for SV32v2 | Ea |  | 1 Year | 100 | 6.5% | 93.5
55127 | Genetec | SV32V3-1AD-USCH | Security Center Active Directory Integration (users and cardholders). Enables Windows user accounts to be linked to Security Center user and Synergis cardholder accounts. Includes 1 connection to an Active Directory server. | Ea |  | 1 Year | 1720 | 6.5% | 1608.2
55128 | Genetec | SV32V3-1AP-HIGALAXY | 1 Honeywell Galaxy Dimension intrusion panel connection | Ea |  | 1 Year | 500 | 6.5% | 467.5
55129 | Genetec | SV32V3-1C-GSC | 1 camera connection | Ea |  | 1 Year | 120 | 6.5% | 112.2
55130 | Genetec | SV32V3-1MOBILEU-GSC | 1 Security Center Mobile app connection | Ea |  | 1 Year | 250 | 6.5% | 233.75
55131 | Genetec | SV32V3-1PAC-GSC | 1 promotional camera connection (valid with selected encoders only) | Ea |  | 1 Year | 84 | 6.5% | 78.54
55132 | Genetec | SV32V3-1PLEN | 1 Lenel OnGuard plugin. Mandatory Genetec Advantage. | Ea |  | 1 Year | 5000 | 6.5% | 4675
55133 | Genetec | SV32V3-1RC-GSC | 1 restricted camera connection (regular camera connection required) | Ea |  | 1 Year | 250 | 6.5% | 233.75
55134 | Genetec | SV32V3-1R-GSC | 1 External reader connection (required when hardware not purchased from Genetec) | Ea |  | 1 Year | 175 | 6.5% | 163.625
55135 | Genetec | SV32V3-1U | 1 Genetec Security Desk client connection (incl. Web Client) | Ea |  | 1 Year | 300 | 6.5% | 280.5
55136 | Genetec | SV32V3-1VLEN | 1 Lenel OnGuard Video Translator. Mandatory Genetec Advantage. | Ea |  | 1 Year | 7500 | 6.5% | 7012.5
55137 | Genetec | SV32V3-8TB-35SHD | SV32V3 - 8TB 3.5" HDD Replacement Drive | Ea |  | 1 Year | 628 | 6.5% | 587.18
55138 | Genetec | SV32V3-GSC-AV-S-1SHP | One (1) fixed Sharp camera connection (one (1) connection is required for each analyzed stream) | Ea |  | 1 Year | 450 | 6.5% | 420.75
55139 | Genetec | SV32V3-GSC-AV-S-PARKING | GSC AutoVu™ Standard Package For Parking Management. Includes Security Center Mapping for 5 Clients, List Updater and Pay-by-Plate Single. | Ea |  | 1 Year | 4995 | 6.5% | 4670.325
55140 | Genetec | SV32V3-GSC-FREEFLOW-1LOT | Free-Flow one (1) Parking Lot Connection | Ea |  | 1 Year | 5000 | 6.5% | 4675
55141 | Genetec | SV32V3-GSC-FREEFLOW-BASE | GSC AutoVu™ Free-Flow Base Package. Includes 1 Free-Flow Lot, List Updater and Pay-by-Plate. | Ea |  | 1 Year | 7500 | 6.5% | 7012.5
55142 | Genetec | SV32V3-GSC-SIPELIA-BASE | GSC Sipelia™ Base Package | Ea |  | 1 Year | 1500 | 6.5% | 1402.5
55143 | Genetec | SV32V3-RACKMOUNTBRACKET | SV32v3 Rack mount kit | Ea |  | 1 Year | 220 | 6.5% | 205.7
55144 | Genetec | SV32V3-SIPELIA-1SIP-ADV | Advanced Add-on for 1 Standard Connection providing failover and bidirectional audio and video recording (requires SV32V3-Sipelia-1SIP-STD) | Ea |  | 1 Year | 100 | 6.5% | 93.5
55145 | Genetec | SV32V3-SIPELIA-1SIP-STD | 1 Standard Connection to an Intercom Station (requires SV32v3-GSC-Sipelia-Base) | Ea |  | 1 Year | 160 | 6.5% | 149.6
55146 | Genetec | SV32V3-SIPELIA-1TRUNK | 1 SIP trunk connection to Hardware Intercom server or VOIP provider (requires SV32v3-GSC-Sipelia-Base) | Ea |  | 1 Year | 550 | 6.5% | 514.25
55147 | Genetec | SV32V3-SY-E-1USBR | 1 RF Ideas USB enrollment reader connection (not required if RF Ideas USB enrollment reader purchased with software). | Ea |  | 1 Year | 100 | 6.5% | 93.5
55148 | Genetec | SV32V3-TOWERSTAND | SV32v3 Tower stand - black | Ea |  | 1 Year | 30 | 6.5% | 28.05
55149 | Genetec | SV32V3-WARR-2YR-UP | SV32v3 additional 1 Year (2 Years) of warranty | Ea |  | 1 Year | 925 | 6.5% | 864.875
55150 | Genetec | SV32V3-WS-NIC | SV32v3-Network Adapter- Gigabit Ethernet | Ea |  | 1 Year | 65 | 6.5% | 60.775
55151 | Genetec | SV32V3-WS-SFF-SLEEVE | Small form factor wall mount for SV32v3 | Ea |  | 1 Year | 100 | 6.5% | 93.5
55152 | Genetec | SV-4000E-R4-D200-170 | BCDVIDEO - 1U 4 BAY RACKMOUNT SERVER DUAL 200GB SSD E3-1270V6 16GB (2) 200GB SSD DPS SVR 2016 5YR NBD WTY | Ea |  | 1 Year | 6975 | 6.5% | 6521.625
55153 | Genetec | SV-4000E-T8-24T-8-170 | Streamvault 4000E Appliance - 8 Bay Tower, Xeon E3-1270V6, 16GB RAM, (3) 8TB,Windows 2016, (2) 120GB SSD, (2) 1GbE, Matrox G200-VGA, RAID 5,6,10, Dual PS, Genetec Security Center pre-installed. License sold separately. | Ea |  | 1 Year | 10636 | 6.5% | 9944.66
55154 | Genetec | SV-4000E-T8-30T-10-170 | Streamvault 4000E Appliance - 8 Bay Tower, Xeon E3-1270V6, 16GB RAM, (3) 10TB,Windows 2016, (2) 120GB SSD, (2) 1GbE, Matrox G200-VGA, RAID 5,6,10, Dual PS, Genetec Security Center pre-installed. License sold separately. | Ea |  | 1 Year | 11569 | 6.5% | 10817.015
55155 | Genetec | SV-4000E-T8-32T-8-170 | Streamvault 4000E Appliance - 8 Bay Tower, Xeon E3-1270V6, 16GB RAM, (4) 8TB,Windows 2016, (2) 120GB SSD, (2) 1GbE, Matrox G200-VGA, RAID 5,6,10, Dual PS, Genetec Security Center pre-installed. License sold separately. | Ea |  | 1 Year | 11718 | 6.5% | 10956.33
55156 | Genetec | SV-4000E-T8-36T-12-170 | Streamvault 4000E Appliance - 8 Bay Tower, Xeon E3-1270V6, 16GB RAM, (3) 12TB,Windows 2016, (2) 120GB SSD, (2) 1GbE, Matrox G200-VGA, RAID 5,6,10, Dual PS, Genetec Security Center pre-installed. License sold separately. | Ea |  | 1 Year | 12542 | 6.5% | 11726.77
55157 | Genetec | SV-4000E-T8-40T-10-170 | Streamvault 4000E Appliance - 8 Bay Tower, Xeon E3-1270V6, 16GB RAM, (4) 10TB,Windows 2016, (2) 120GB SSD, (2) 1GbE, Matrox G200-VGA, RAID 5,6,10, Dual PS, Genetec Security Center pre-installed. License sold separately. | Ea |  | 1 Year | 12961 | 6.5% | 12118.535
55158 | Genetec | SV-4000E-T8-40T-8-170 | Streamvault 4000E Appliance - 8 Bay Tower, Xeon E3-1270V6, 16GB RAM, (5) 8TB,Windows 2016, (2) 120GB SSD, (2) 1GbE, Matrox G200-VGA, RAID 5,6,10, Dual PS, Genetec Security Center pre-installed. License sold separately. | Ea |  | 1 Year | 12799 | 6.5% | 11967.065
55159 | Genetec | SV-4000E-T8-48T-12-170 | Streamvault 4000E Appliance - 8 Bay Tower, Xeon E3-1270V6, 16GB RAM, (4) 12TB,Windows 2016, (2) 120GB SSD, (2) 1GbE, Matrox G200-VGA, RAID 5,6,10, Dual PS, Genetec Security Center pre-installed. License sold separately. | Ea |  | 1 Year | 14258 | 6.5% | 13331.23
55160 | Genetec | SV-4000E-T8-48T-8-170 | Streamvault 4000E Appliance - 8 Bay Tower, Xeon E3-1270V6, 16GB RAM, (6) 8TB,Windows 2016, (2) 120GB SSD, (2) 1GbE, Matrox G200-VGA, RAID 5,6,10, Dual PS, Genetec Security Center pre-installed. License sold separately. | Ea |  | 1 Year | 13880 | 6.5% | 12977.8
55161 | Genetec | SV-4000E-T8-50T-10-170 | Streamvault 4000E Appliance - 8 Bay Tower, Xeon E3-1270V6, 16GB RAM, (5) 10TB,Windows 2016, (2) 120GB SSD, (2) 1GbE, Matrox G200-VGA, RAID 5,6,10, Dual PS, Genetec Security Center pre-installed. License sold separately. | Ea |  | 1 Year | 14353 | 6.5% | 13420.055
55162 | Genetec | SV-4000E-T8-60T-10-170 | Streamvault 4000E Appliance - 8 Bay Tower, Xeon E3-1270V6, 16GB RAM, (6) 10TB,Windows 2016, (2) 120GB SSD, (2) 1GbE, Matrox G200-VGA, RAID 5,6,10, Dual PS, Genetec Security Center pre-installed. License sold separately. | Ea |  | 1 Year | 15745 | 6.5% | 14721.575
55163 | Genetec | SV-4000E-T8-60T-12-170 | Streamvault 4000E Appliance - 8 Bay Tower, Xeon E3-1270V6, 16GB RAM, (5) 12TB,Windows 2016, (2) 120GB SSD, (2) 1GbE, Matrox G200-VGA, RAID 5,6,10, Dual PS, Genetec Security Center pre-installed. License sold separately. | Ea |  | 1 Year | 15974 | 6.5% | 14935.69
55164 | Genetec | SV-4000E-T8-72T-12-170 | Streamvault 4000E Appliance - 8 Bay Tower, Xeon E3-1270V6, 16GB RAM, (6) 12TB,Windows 2016, (2) 120GB SSD, (2) 1GbE, Matrox G200-VGA, RAID 5,6,10, Dual PS, Genetec Security Center pre-installed. License sold separately. | Ea |  | 1 Year | 17691 | 6.5% | 16541.085
55165 | Genetec | SV-4000EX-R14-30T-10-210 | Streamvault 4000EX Appliance - 2U 14 BAY, (2) Silver 4110, 32GB RAM, (3) 10TB,Windows 2016, (2) 120GB SSD, (2) 10GbE,Matrox G200, VGA, RAID 5,6,10, Dual PS, Genetec Security Center pre-installed. License sold separately. | Ea |  | 1 Year | 15405 | 6.5% | 14403.675
55166 | Genetec | SV-4000EX-R8-24T-8-220 | Streamvault 4000E Appliance - 2U 8 BAY, (2) Xeon E5-2620V4, 32GB RAM, (3) 8TB,Windows 2016, Genetec Security Center pre-installed. License sold separately. | Ea |  | 1 Year | 14473 | 6.5% | 13532.255
55167 | Genetec | SV-4000X-R28-ACC-12T-HDD | SV-4000X-R28 Accessory - 12TB SAS HDD | Ea |  | 1 Year | 2214 | 6.5% | 2070.09
55168 | Genetec | SV-4000X-R28-ACC-240G-SSD | SV-4000X-R28 Accessory - 240GB SATA SSD | Ea |  | 1 Year | 615 | 6.5% | 575.025
55169 | Genetec | SV-4000X-R28-ACC-NIC-D10G | SV-4000X-R28 Accessory - Dual 10GbE Network Interface Card | Ea |  | 1 Year | 1190 | 6.5% | 1112.65
55170 | Genetec | SV-4000X-R28-ACC-PSU | SV-4000X-R28 Accessory - 800w Power Supply | Ea |  | 1 Year | 620 | 6.5% | 579.7
55171 | Genetec | SV-4010-ACC-WTY-NBD-5Y | SV-4010 Accessory - 1 Year (5 Years) Upgrade (Server and Directory) | Ea |  | 1 Year | 3190 | 6.5% | 2982.65
55172 | Genetec | SV-4010E-R14-100T-10-110 | Streamvault 4000E series. 2U 14 BAY, Xeon Silver 4110, 16GB RAM, OS RAID1 (2) 240GB SSD, 100TB RAW (10) 10TB, RAID5, (2)x1GbE Ports, WIN SRV 2016. Dual PS. Genetec Security Center pre-installed. License sold separately. | Ea |  | 1 Year | 23697 | 6.5% | 22156.695
55173 | Genetec | SV-4010E-R14-104T-8-110 | Streamvault 4000E series. 2U 14 BAY, Xeon Silver 4110, 16GB RAM, OS RAID1 (2) 240GB SSD, 104TB RAW (13) 8TB, RAID5, (2)x1GbE Ports, WIN SRV 2016. Dual PS. Genetec Security Center pre-installed. License sold separately. | Ea |  | 1 Year | 23829 | 6.5% | 22280.115
55174 | Genetec | SV-4010E-R14-108T-12-110 | Streamvault 4000E series. 2U 14 BAY, Xeon Silver 4110, 16GB RAM, OS RAID1 (2) 240GB SSD, 108TB RAW (9) 12TB, RAID5, (2)x1GbE Ports, WIN SRV 2016. Dual PS. Genetec Security Center pre-installed. License sold separately. | Ea |  | 1 Year | 25184 | 6.5% | 23547.04
55175 | Genetec | SV-4010E-R14-110T-10-110 | Streamvault 4000E series. 2U 14 BAY, Xeon Silver 4110, 16GB RAM, OS RAID1 (2) 240GB SSD, 110TB RAW (11) 10TB, RAID5, (2)x1GbE Ports, WIN SRV 2016. Dual PS. Genetec Security Center pre-installed. License sold separately. | Ea |  | 1 Year | 25053 | 6.5% | 23424.555
55176 | Genetec | SV-4010E-R14-112T-8-110 | Streamvault 4000E series. 2U 14 BAY, Xeon Silver 4110, 16GB RAM, OS RAID1 (2) 240GB SSD, 112TB RAW (14) 8TB, RAID5, (2)x1GbE Ports, WIN SRV 2016. Dual PS. Genetec Security Center pre-installed. License sold separately. | Ea |  | 1 Year | 24882 | 6.5% | 23264.67
55177 | Genetec | SV-4010E-R14-120T-10-110 | Streamvault 4000E series. 2U 14 BAY, Xeon Silver 4110, 16GB RAM, OS RAID1 (2) 240GB SSD, 120TB RAW (12) 10TB, RAID5, (2)x1GbE Ports, WIN SRV 2016. Dual PS. Genetec Security Center pre-installed. License sold separately. | Ea |  | 1 Year | 26408 | 6.5% | 24691.48
55178 | Genetec | SV-4010E-R14-120T-12-110 | Streamvault 4000E series. 2U 14 BAY, Xeon Silver 4110, 16GB RAM, OS RAID1 (2) 240GB SSD, 120TB RAW (10) 12TB, RAID5, (2)x1GbE Ports, WIN SRV 2016. Dual PS. Genetec Security Center pre-installed. License sold separately. | Ea |  | 1 Year | 26855 | 6.5% | 25109.425
55179 | Genetec | SV-4010E-R14-130T-10-110 | Streamvault 4000E series. 2U 14 BAY, Xeon Silver 4110, 16GB RAM, OS RAID1 (2) 240GB SSD, 130'TB RAW (13) 10TB, RAID5, (2)x1GbE Ports, WIN SRV 2016. Dual PS. Genetec Security Center pre-installed. License sold separately. | Ea |  | 1 Year | 27763 | 6.5% | 25958.405
55180 | Genetec | SV-4010E-R14-132T-12-110 | Streamvault 4000E series. 2U 14 BAY, Xeon Silver 4110, 16GB RAM, OS RAID1 (2) 240GB SSD, 132TB RAW (11) 12TB, RAID5, (2)x1GbE Ports, WIN SRV 2016. Dual PS. Genetec Security Center pre-installed. License sold separately. | Ea |  | 1 Year | 28526 | 6.5% | 26671.81
55181 | Genetec | SV-4010E-R14-140T-10-110 | Streamvault 4000E series. 2U 14 BAY, Xeon Silver 4110, 16GB RAM, OS RAID1 (2) 240GB SSD, 140TB RAW (14) 8TB, RAID5, (2)x1GbE Ports, WIN SRV 2016. Dual PS. Genetec Security Center pre-installed. License sold separately. | Ea |  | 1 Year | 29118 | 6.5% | 27225.33
55182 | Genetec | SV-4010E-R14-144T-12-110 | Streamvault 4000E series. 2U 14 BAY, Xeon Silver 4110, 16GB RAM, OS RAID1 (2) 240GB SSD, 144TB RAW (12) 12TB, RAID5, (2)x1GbE Ports, WIN SRV 2016. Dual PS. Genetec Security Center pre-installed. License sold separately. | Ea |  | 1 Year | 30197 | 6.5% | 28234.195
55183 | Genetec | SV-4010E-R14-156T-12-110 | Streamvault 4000E series. 2U 14 BAY, Xeon Silver 4110, 16GB RAM, OS RAID1 (2) 240GB SSD, 156TB RAW (13) 12TB, RAID5, (2)x1GbE Ports, WIN SRV 2016. Dual PS. Genetec Security Center pre-installed. License sold separately. | Ea |  | 1 Year | 31868 | 6.5% | 29796.58
55184 | Genetec | SV-4010E-R14-168T-12-110 | Streamvault 4000E series. 2U 14 BAY, Xeon Silver 4110, 16GB RAM, OS RAID1 (2) 240GB SSD, 168TB RAW (14) 12TB, RAID5, (2)x1GbE Ports, WIN SRV 2016. Dual PS. Genetec Security Center pre-installed. License sold separately. | Ea |  | 1 Year | 33539 | 6.5% | 31358.965
55185 | Genetec | SV-4010E-R14-24T-8-110 | Streamvault 4000E series. 2U 14 BAY, Xeon Silver 4110, 16GB RAM, OS RAID1 (2) 240GB SSD, 24TB RAW (3) 8TB, RAID5, (2)x1GbE Ports, WIN SRV 2016. Dual PS. Genetec Security Center pre-installed. License sold separately. | Ea |  | 1 Year | 13303 | 6.5% | 12438.305
55186 | Genetec | SV-4010E-R14-30T-10-110 | Streamvault 4000E series. 2U 14 BAY, Xeon Silver 4110, 16GB RAM, OS RAID1 (2) 240GB SSD, 30TB RAW (3) 10TB, RAID5, (2)x1GbE Ports, WIN SRV 2016. Dual PS. Genetec Security Center pre-installed. License sold separately. | Ea |  | 1 Year | 14211 | 6.5% | 13287.285
55187 | Genetec | SV-4010E-R14-32T-8-110 | Streamvault 4000E series. 2U 14 BAY, Xeon Silver 4110, 16GB RAM, OS RAID1 (2) 240GB SSD, 32TB RAW (4) 8TB, RAID5, (2)x1GbE Ports, WIN SRV 2016. Dual PS. Genetec Security Center pre-installed. License sold separately. | Ea |  | 1 Year | 14355 | 6.5% | 13421.925
55188 | Genetec | SV-4010E-R14-36T-12-110 | Streamvault 4000E series. 2U 14 BAY, Xeon Silver 4110, 16GB RAM, OS RAID1 (2) 240GB SSD, 36TB RAW (3) 12TB, RAID5, (2)x1GbE Ports, WIN SRV 2016. Dual PS. Genetec Security Center pre-installed. License sold separately. | Ea |  | 1 Year | 15158 | 6.5% | 14172.73
55189 | Genetec | SV-4010E-R14-40T-10-110 | Streamvault 4000E series. 2U 14 BAY, Xeon Silver 4110, 16GB RAM, OS RAID1 (2) 240GB SSD, 40TB RAW (4) 10TB, RAID5, (2)x1GbE Ports, WIN SRV 2016. Dual PS. Genetec Security Center pre-installed. License sold separately. | Ea |  | 1 Year | 15566 | 6.5% | 14554.21
55190 | Genetec | SV-4010E-R14-40T-8-110 | Streamvault 4000E series. 2U 14 BAY, Xeon Silver 4110, 16GB RAM, OS RAID1 (2) 240GB SSD, 40TB RAW (5) 8TB, RAID5, (2)x1GbE Ports, WIN SRV 2016. Dual PS. Genetec Security Center pre-installed. License sold separately. | Ea |  | 1 Year | 15408 | 6.5% | 14406.48
55191 | Genetec | SV-4010E-R14-48T-12-110 | Streamvault 4000E series. 2U 14 BAY, Xeon Silver 4110, 16GB RAM, OS RAID1 (2) 240GB SSD, 48TB RAW (4) 12TB, RAID5, (2)x1GbE Ports, WIN SRV 2016. Dual PS. Genetec Security Center pre-installed. License sold separately. | Ea |  | 1 Year | 16829 | 6.5% | 15735.115
55192 | Genetec | SV-4010E-R14-48T-8-110 | Streamvault 4000E series. 2U 14 BAY, Xeon Silver 4110, 16GB RAM, OS RAID1 (2) 240GB SSD, 48TB RAW (6) 8TB, RAID5, (2)x1GbE Ports, WIN SRV 2016. Dual PS. Genetec Security Center pre-installed. License sold separately. | Ea |  | 1 Year | 16461 | 6.5% | 15391.035
55193 | Genetec | SV-4010E-R14-50T-10-110 | Streamvault 4000E series. 2U 14 BAY, Xeon Silver 4110, 16GB RAM, OS RAID1 (2) 240GB SSD, 50TB RAW (5) 10TB, RAID5, (2)x1GbE Ports, WIN SRV 2016. Dual PS. Genetec Security Center pre-installed. License sold separately. | Ea |  | 1 Year | 16921 | 6.5% | 15821.135
55194 | Genetec | SV-4010E-R14-56T-8-110 | Streamvault 4000E series. 2U 14 BAY, Xeon Silver 4110, 16GB RAM, OS RAID1 (2) 240GB SSD, 56TB RAW (7) 8TB, RAID5, (2)x1GbE Ports, WIN SRV 2016. Dual PS. Genetec Security Center pre-installed. License sold separately. | Ea |  | 1 Year | 17513 | 6.5% | 16374.655
55195 | Genetec | SV-4010E-R14-60T-10-110 | Streamvault 4000E series. 2U 14 BAY, Xeon Silver 4110, 16GB RAM, OS RAID1 (2) 240GB SSD, 60TB RAW (6) 10TB, RAID5, (2)x1GbE Ports, WIN SRV 2016. Dual PS. Genetec Security Center pre-installed. License sold separately. | Ea |  | 1 Year | 18276 | 6.5% | 17088.06
55196 | Genetec | SV-4010E-R14-60T-12-110 | Streamvault 4000E series. 2U 14 BAY, Xeon Silver 4110, 16GB RAM, OS RAID1 (2) 240GB SSD, 60TB RAW (5) 12TB, RAID5, (2)x1GbE Ports, WIN SRV 2016. Dual PS. Genetec Security Center pre-installed. License sold separately. | Ea |  | 1 Year | 18500 | 6.5% | 17297.5
55197 | Genetec | SV-4010E-R14-64T-8-110 | Streamvault 4000E series. 2U 14 BAY, Xeon Silver 4110, 16GB RAM, OS RAID1 (2) 240GB SSD, 64TB RAW (8) 8TB, RAID6, (2)x1GbE Ports, WIN SRV 2016. Dual PS. Genetec Security Center pre-installed. License sold separately. | Ea |  | 1 Year | 18566 | 6.5% | 17359.21
55198 | Genetec | SV-4010E-R14-70T-10-110 | Streamvault 4000E series. 2U 14 BAY, Xeon Silver 4110, 16GB RAM, OS RAID1 (2) 240GB SSD, 70TB RAW (7) 10TB, RAID5, (2)x1GbE Ports, WIN SRV 2016. Dual PS. Genetec Security Center pre-installed. License sold separately. | Ea |  | 1 Year | 19632 | 6.5% | 18355.92
55199 | Genetec | SV-4010E-R14-72T-12-110 | Streamvault 4000E series. 2U 14 BAY, Xeon Silver 4110, 16GB RAM, OS RAID1 (2) 240GB SSD, 72TB RAW (6) 12TB, RAID5, (2)x1GbE Ports, WIN SRV 2016. Dual PS. Genetec Security Center pre-installed. License sold separately. | Ea |  | 1 Year | 20171 | 6.5% | 18859.885
55200 | Genetec | SV-4010E-R14-72T-8-110 | Streamvault 4000E series. 2U 14 BAY, Xeon Silver 4110, 16GB RAM, OS RAID1 (2) 240GB SSD, 72TB RAW (9) 8TB, RAID5, (2)x1GbE Ports, WIN SRV 2016. Dual PS. Genetec Security Center pre-installed. License sold separately. | Ea |  | 1 Year | 19618 | 6.5% | 18342.83
55201 | Genetec | SV-4010E-R14-80T-10-110 | Streamvault 4000E series. 2U 14 BAY, Xeon Silver 4110, 16GB RAM, OS RAID1 (2) 240GB SSD, 80TB RAW (8) 10TB, RAID5, (2)x1GbE Ports, WIN SRV 2016. Dual PS. Genetec Security Center pre-installed. License sold separately. | Ea |  | 1 Year | 20987 | 6.5% | 19622.845
55202 | Genetec | SV-4010E-R14-80T-8-110 | Streamvault 4000E series. 2U 14 BAY, Xeon Silver 4110, 16GB RAM, OS RAID1 (2) 240GB SSD, 80TB RAW (10) 8TB, RAID5, (2)x1GbE Ports, WIN SRV 2016. Dual PS. Genetec Security Center pre-installed. License sold separately. | Ea |  | 1 Year | 20671 | 6.5% | 19327.385
55203 | Genetec | SV-4010E-R14-84T-12-110 | Streamvault 4000E series. 2U 14 BAY, Xeon Silver 4110, 16GB RAM, OS RAID1 (2) 240GB SSD, 84TB RAW (7) 12TB, RAID5, (2)x1GbE Ports, WIN SRV 2016. Dual PS. Genetec Security Center pre-installed. License sold separately. | Ea |  | 1 Year | 21842 | 6.5% | 20422.27
55204 | Genetec | SV-4010E-R14-88T-8-110 | Streamvault 4000E series. 2U 14 BAY, Xeon Silver 4110, 16GB RAM, OS RAID1 (2) 240GB SSD, 88TB RAW (11) 8TB, RAID5, (2)x1GbE Ports, WIN SRV 2016. Dual PS. Genetec Security Center pre-installed. License sold separately. | Ea |  | 1 Year | 21724 | 6.5% | 20311.94
55205 | Genetec | SV-4010E-R14-90T-10-110 | Streamvault 4000E series. 2U 14 BAY, Xeon Silver 4110, 16GB RAM, OS RAID1 (2) 240GB SSD, 90TB RAW (9) 10TB, RAID5, (2)x1GbE Ports, WIN SRV 2016. Dual PS. Genetec Security Center pre-installed. License sold separately. | Ea |  | 1 Year | 22342 | 6.5% | 20889.77
55206 | Genetec | SV-4010E-R14-96T-12-110 | Streamvault 4000E series. 2U 14 BAY, Xeon Silver 4110, 16GB RAM, OS RAID1 (2) 240GB SSD, 96TB RAW (8) 12TB, RAID5, (2)x1GbE Ports, WIN SRV 2016. Dual PS. Genetec Security Center pre-installed. License sold separately. | Ea |  | 1 Year | 23513 | 6.5% | 21984.655
55207 | Genetec | SV-4010E-R14-96T-8-110 | Streamvault 4000E series. 2U 14 BAY, Xeon Silver 4110, 16GB RAM, OS RAID1 (2) 240GB SSD, 96TB RAW (12) 8TB, RAID5, (2)x1GbE Ports, WIN SRV 2016. Dual PS. Genetec Security Center pre-installed. License sold separately. | Ea |  | 1 Year | 22776 | 6.5% | 21295.56
55208 | Genetec | SV-4010E-R14-ACC-WTY-NBD-2Y-UP | SV-4010E-R14 Accessory - 1 Year (2 Years) Extension | Ea |  | 1 Year | 700 | 6.5% | 654.5
55209 | Genetec | SV-4010E-R14-D240-110 | Streamvault 4000E series. 2U 14 BAY, Xeon Silver 4110, 16GB RAM, OS RAID1 (2) 240GB SSD, (2)x1GbE Ports, WIN SRV 2016. Dual PS. Genetec Security Center pre-installed. License sold separately. | Ea |  | 1 Year | 10145 | 6.5% | 9485.575
55210 | Genetec | SV-4010E-R18-100T-10-116 | Streamvault 4010E Appliance - 2U 18 BAY, Xeon Silver 4116, 16GB RAM, (10) 10TB,Windows 2016, (2) 240GB SSD, (2)x1GbE Ports, (2) Mgmt, Matox G200-VGA,RAID 5,6,10, Dual PS, Genetec Security Center pre-installed. License sold separately. | Ea |  | 1 Year | 26215 | 6.5% | 24511.025
55211 | Genetec | SV-4010E-R18-104T-8-116 | Streamvault 4010E Appliance - 2U 18 BAY, Xeon Silver 4116, 16GB RAM, (13) 8TB,Windows 2016, (2) 240GB SSD, (2)x1GbE Ports, (2) Mgmt, Matox G200-VGA,RAID 5,6,10, Dual PS, Genetec Security Center pre-installed. License sold separately. | Ea |  | 1 Year | 26350 | 6.5% | 24637.25
55212 | Genetec | SV-4010E-R18-108T-12-116 | Streamvault 4010E Appliance - 2U 18 BAY, Xeon Silver 4116, 16GB RAM, (9) 12TB,Windows 2016, (2) 240GB SSD, (2)x1GbE Ports, (2) Mgmt, Matox G200-VGA,RAID 5,6,10, Dual PS, Genetec Security Center pre-installed. License sold separately. | Ea |  | 1 Year | 27742 | 6.5% | 25938.77
55213 | Genetec | SV-4010E-R18-110T-10-116 | Streamvault 4010E Appliance - 2U 18 BAY, Xeon Silver 4116, 16GB RAM, (11) 10TB,Windows 2016, (2) 240GB SSD, (2)x1GbE Ports, (2) Mgmt, Matox G200-VGA,RAID 5,6,10, Dual PS, Genetec Security Center pre-installed. License sold separately. | Ea |  | 1 Year | 27607 | 6.5% | 25812.545
55214 | Genetec | SV-4010E-R18-112T-8-116 | Streamvault 4010E Appliance - 2U 18 BAY, Xeon Silver 4116, 16GB RAM, (14) 8TB,Windows 2016, (2) 240GB SSD, (2)x1GbE Ports, (2) Mgmt, Matox G200-VGA,RAID 5,6,10, Dual PS, Genetec Security Center pre-installed. License sold separately. | Ea |  | 1 Year | 27431 | 6.5% | 25647.985
55215 | Genetec | SV-4010E-R18-120T-10-116 | Streamvault 4010E Appliance - 2U 18 BAY, Xeon Silver 4116, 16GB RAM, (12) 10TB,Windows 2016, (2) 240GB SSD, (2)x1GbE Ports, (2) Mgmt, Matox G200-VGA,RAID 5,6,10, Dual PS, Genetec Security Center pre-installed. License sold separately. | Ea |  | 1 Year | 28999 | 6.5% | 27114.065
55216 | Genetec | SV-4010E-R18-120T-12-116 | Streamvault 4010E Appliance - 2U 18 BAY, Xeon Silver 4116, 16GB RAM, (10) 12TB,Windows 2016, (2) 240GB SSD, (2)x1GbE Ports, (2) Mgmt, Matox G200-VGA,RAID 5,6,10, Dual PS, Genetec Security Center pre-installed. License sold separately. | Ea |  | 1 Year | 29458 | 6.5% | 27543.23
55217 | Genetec | SV-4010E-R18-120T-8-116 | Streamvault 4010E Appliance - 2U 18 BAY, Xeon Silver 4116, 16GB RAM, (15) 8TB,Windows 2016, (2) 240GB SSD, (2)x1GbE Ports, (2) Mgmt, Matox G200-VGA,RAID 5,6,10, Dual PS, Genetec Security Center pre-installed. License sold separately. | Ea |  | 1 Year | 28512 | 6.5% | 26658.72
55218 | Genetec | SV-4010E-R18-128T-8-116 | Streamvault 4010E Appliance - 2U 18 BAY, Xeon Silver 4116, 16GB RAM, (16) 8TB,Windows 2016, (2) 240GB SSD, (2)x1GbE Ports, (2) Mgmt, Matox G200-VGA,RAID 5,6,10, Dual PS, Genetec Security Center pre-installed. License sold separately. | Ea |  | 1 Year | 29593 | 6.5% | 27669.455
55219 | Genetec | SV-4010E-R18-130T-10-116 | Streamvault 4010E Appliance - 2U 18 BAY, Xeon Silver 4116, 16GB RAM, (13) 10TB,Windows 2016, (2) 240GB SSD, (2)x1GbE Ports, (2) Mgmt, Matox G200-VGA,RAID 5,6,10, Dual PS, Genetec Security Center pre-installed. License sold separately. | Ea |  | 1 Year | 30391 | 6.5% | 28415.585
55220 | Genetec | SV-4010E-R18-132T-12-116 | Streamvault 4010E Appliance - 2U 18 BAY, Xeon Silver 4116, 16GB RAM, (11) 12TB,Windows 2016, (2) 240GB SSD, (2)x1GbE Ports, (2) Mgmt, Matox G200-VGA,RAID 5,6,10, Dual PS, Genetec Security Center pre-installed. License sold separately. | Ea |  | 1 Year | 31174 | 6.5% | 29147.69
55221 | Genetec | SV-4010E-R18-136T-8-116 | Streamvault 4010E Appliance - 2U 18 BAY, Xeon Silver 4116, 16GB RAM, (17) 8TB,Windows 2016, (2) 240GB SSD, (2)x1GbE Ports, (2) Mgmt, Matox G200-VGA,RAID 5,6,10, Dual PS, Genetec Security Center pre-installed. License sold separately. | Ea |  | 1 Year | 30674 | 6.5% | 28680.19
55222 | Genetec | SV-4010E-R18-140T-10-116 | Streamvault 4010E Appliance - 2U 18 BAY, Xeon Silver 4116, 16GB RAM, (14) 10TB,Windows 2016, (2) 240GB SSD, (2)x1GbE Ports, (2) Mgmt, Matox G200-VGA,RAID 5,6,10, Dual PS, Genetec Security Center pre-installed. License sold separately. | Ea |  | 1 Year | 31782 | 6.5% | 29716.17
55223 | Genetec | SV-4010E-R18-144T-12-116 | Streamvault 4010E Appliance - 2U 18 BAY, Xeon Silver 4116, 16GB RAM, (12) 12TB,Windows 2016, (2) 240GB SSD, (2)x1GbE Ports, (2) Mgmt, Matox G200-VGA,RAID 5,6,10, Dual PS, Genetec Security Center pre-installed. License sold separately. | Ea |  | 1 Year | 32891 | 6.5% | 30753.085
55224 | Genetec | SV-4010E-R18-144T-8-116 | Streamvault 4010E Appliance - 2U 18 BAY, Xeon Silver 4116, 16GB RAM, (18) 8TB,Windows 2016, (2) 240GB SSD, (2)x1GbE Ports, (2) Mgmt, Matox G200-VGA,RAID 5,6,10, Dual PS, Genetec Security Center pre-installed. License sold separately. | Ea |  | 1 Year | 31755 | 6.5% | 29690.925
55225 | Genetec | SV-4010E-R18-150T-10-116 | Streamvault 4010E Appliance - 2U 18 BAY, Xeon Silver 4116, 16GB RAM, (15) 10TB,Windows 2016, (2) 240GB SSD, (2)x1GbE Ports, (2) Mgmt, Matox G200-VGA,RAID 5,6,10, Dual PS, Genetec Security Center pre-installed. License sold separately. | Ea |  | 1 Year | 33174 | 6.5% | 31017.69
55226 | Genetec | SV-4010E-R18-156T-12-116 | Streamvault 4010E Appliance - 2U 18 BAY, Xeon Silver 4116, 16GB RAM, (13) 12TB,Windows 2016, (2) 240GB SSD, (2)x1GbE Ports, (2) Mgmt, Matox G200-VGA,RAID 5,6,10, Dual PS, Genetec Security Center pre-installed. License sold separately. | Ea |  | 1 Year | 34607 | 6.5% | 32357.545
55227 | Genetec | SV-4010E-R18-160T-10-116 | Streamvault 4010E Appliance - 2U 18 BAY, Xeon Silver 4116, 16GB RAM, (16) 10TB,Windows 2016, (2) 240GB SSD, (2)x1GbE Ports, (2) Mgmt, Matox G200-VGA,RAID 5,6,10, Dual PS, Genetec Security Center pre-installed. License sold separately. | Ea |  | 1 Year | 34566 | 6.5% | 32319.21
55228 | Genetec | SV-4010E-R18-168T-12-116 | Streamvault 4010E Appliance - 2U 18 BAY, Xeon Silver 4116, 16GB RAM, (14) 12TB,Windows 2016, (2) 240GB SSD, (2)x1GbE Ports, (2) Mgmt, Matox G200-VGA,RAID 5,6,10, Dual PS, Genetec Security Center pre-installed. License sold separately. | Ea |  | 1 Year | 36323 | 6.5% | 33962.005
55229 | Genetec | SV-4010E-R18-170T-10-116 | Streamvault 4010E Appliance - 2U 18 BAY, Xeon Silver 4116, 16GB RAM, (17) 10TB,Windows 2016, (2) 240GB SSD, (2)x1GbE Ports, (2) Mgmt, Matox G200-VGA,RAID 5,6,10, Dual PS, Genetec Security Center pre-installed. License sold separately. | Ea |  | 1 Year | 35958 | 6.5% | 33620.73
55230 | Genetec | SV-4010E-R18-180T-10-116 | Streamvault 4010E Appliance - 2U 18 BAY, Xeon Silver 4116, 16GB RAM, (18) 10TB,Windows 2016, (2) 240GB SSD, (2)x1GbE Ports, (2) Mgmt, Matox G200-VGA,RAID 5,6,10, Dual PS, Genetec Security Center pre-installed. License sold separately. | Ea |  | 1 Year | 37350 | 6.5% | 34922.25
55231 | Genetec | SV-4010E-R18-180T-12-116 | Streamvault 4010E Appliance - 2U 18 BAY, Xeon Silver 4116, 16GB RAM, (15) 12TB,Windows 2016, (2) 240GB SSD, (2)x1GbE Ports, (2) Mgmt, Matox G200-VGA,RAID 5,6,10, Dual PS, Genetec Security Center pre-installed. License sold separately. | Ea |  | 1 Year | 38039 | 6.5% | 35566.465
55232 | Genetec | SV-4010E-R18-192T-12-116 | Streamvault 4010E Appliance - 2U 18 BAY, Xeon Silver 4116, 16GB RAM, (16) 12TB,Windows 2016, (2) 240GB SSD, (2)x1GbE Ports, (2) Mgmt, Matox G200-VGA,RAID 5,6,10, Dual PS, Genetec Security Center pre-installed. License sold separately. | Ea |  | 1 Year | 39755 | 6.5% | 37170.925
55233 | Genetec | SV-4010E-R18-204T-12-116 | Streamvault 4010E Appliance - 2U 18 BAY, Xeon Silver 4116, 16GB RAM, (17) 12TB,Windows 2016, (2) 240GB SSD, (2)x1GbE Ports, (2) Mgmt, Matox G200-VGA,RAID 5,6,10, Dual PS, Genetec Security Center pre-installed. License sold separately. | Ea |  | 1 Year | 41472 | 6.5% | 38776.32
55234 | Genetec | SV-4010E-R18-216T-12-116 | Streamvault 4010E Appliance - 2U 18 BAY, Xeon Silver 4116, 16GB RAM, (18) 12TB,Windows 2016, (2) 240GB SSD, (2)x1GbE Ports, (2) Mgmt, Matox G200-VGA,RAID 5,6,10, Dual PS, Genetec Security Center pre-installed. License sold separately. | Ea |  | 1 Year | 43188 | 6.5% | 40380.78
55235 | Genetec | SV-4010E-R18-24T-8-116 | Streamvault 4010E Appliance - 2U 18 BAY, Xeon Silver 4116, 16GB RAM, (3) 8TB,Windows 2016, (2) 240GB SSD, (2)x1GbE Ports, (2) Mgmt, Matox G200-VGA,RAID 5,6,10, Dual PS, Genetec Security Center pre-installed. License sold separately. | Ea |  | 1 Year | 15539 | 6.5% | 14528.965
55236 | Genetec | SV-4010E-R18-30T-10-116 | Streamvault 4010E Appliance - 2U 18 BAY, Xeon Silver 4116, 16GB RAM, (3) 10TB,Windows 2016, (2) 240GB SSD, (2)x1GbE Ports, (2) Mgmt, Matox G200-VGA,RAID 5,6,10, Dual PS, Genetec Security Center pre-installed. License sold separately. | Ea |  | 1 Year | 16472 | 6.5% | 15401.32
55237 | Genetec | SV-4010E-R18-32T-8-116 | Streamvault 4010E Appliance - 2U 18 BAY, Xeon Silver 4116, 16GB RAM, (4) 8TB,Windows 2016, (2) 240GB SSD, (2)x1GbE Ports, (2) Mgmt, Matox G200-VGA,RAID 5,6,10, Dual PS, Genetec Security Center pre-installed. License sold separately. | Ea |  | 1 Year | 16620 | 6.5% | 15539.7
55238 | Genetec | SV-4010E-R18-36T-12-116 | Streamvault 4010E Appliance - 2U 18 BAY, Xeon Silver 4116, 16GB RAM, (3) 12TB,Windows 2016, (2) 240GB SSD, (2)x1GbE Ports, (2) Mgmt, Matox G200-VGA,RAID 5,6,10, Dual PS, Genetec Security Center pre-installed. License sold separately. | Ea |  | 1 Year | 17445 | 6.5% | 16311.075
55239 | Genetec | SV-4010E-R18-40T-10-116 | Streamvault 4010E Appliance - 2U 18 BAY, Xeon Silver 4116, 16GB RAM, (4) 10TB,Windows 2016, (2) 240GB SSD, (2)x1GbE Ports, (2) Mgmt, Matox G200-VGA,RAID 5,6,10, Dual PS, Genetec Security Center pre-installed. License sold separately. | Ea |  | 1 Year | 17864 | 6.5% | 16702.84
55240 | Genetec | SV-4010E-R18-40T-8-116 | Streamvault 4010E Appliance - 2U 18 BAY, Xeon Silver 4116, 16GB RAM, (5) 8TB,Windows 2016, (2) 240GB SSD, (2)x1GbE Ports, (2) Mgmt, Matox G200-VGA,RAID 5,6,10, Dual PS, Genetec Security Center pre-installed. License sold separately. | Ea |  | 1 Year | 17701 | 6.5% | 16550.435
55241 | Genetec | SV-4010E-R18-48T-12-116 | Streamvault 4010E Appliance - 2U 18 BAY, Xeon Silver 4116, 16GB RAM, (4) 12TB,Windows 2016, (2) 240GB SSD, (2)x1GbE Ports, (2) Mgmt, Matox G200-VGA,RAID 5,6,10, Dual PS, Genetec Security Center pre-installed. License sold separately. | Ea |  | 1 Year | 19161 | 6.5% | 17915.535
55242 | Genetec | SV-4010E-R18-48T-8-116 | Streamvault 4010E Appliance - 2U 18 BAY, Xeon Silver 4116, 16GB RAM, (6) 8TB,Windows 2016, (2) 240GB SSD, (2)x1GbE Ports, (2) Mgmt, Matox G200-VGA,RAID 5,6,10, Dual PS, Genetec Security Center pre-installed. License sold separately. | Ea |  | 1 Year | 18782 | 6.5% | 17561.17
55243 | Genetec | SV-4010E-R18-50T-10-116 | Streamvault 4010E Appliance - 2U 18 BAY, Xeon Silver 4116, 16GB RAM, (5) 10TB,Windows 2016, (2) 240GB SSD, (2)x1GbE Ports, (2) Mgmt, Matox G200-VGA,RAID 5,6,10, Dual PS, Genetec Security Center pre-installed. License sold separately. | Ea |  | 1 Year | 19255 | 6.5% | 18003.425
55244 | Genetec | SV-4010E-R18-56T-8-116 | Streamvault 4010E Appliance - 2U 18 BAY, Xeon Silver 4116, 16GB RAM, (7) 8TB,Windows 2016, (2) 240GB SSD, (2)x1GbE Ports, (2) Mgmt, Matox G200-VGA,RAID 5,6,10, Dual PS, Genetec Security Center pre-installed. License sold separately. | Ea |  | 1 Year | 19864 | 6.5% | 18572.84
55245 | Genetec | SV-4010E-R18-60T-10-116 | Streamvault 4010E Appliance - 2U 18 BAY, Xeon Silver 4116, 16GB RAM, (6) 10TB,Windows 2016, (2) 240GB SSD, (2)x1GbE Ports, (2) Mgmt, Matox G200-VGA,RAID 5,6,10, Dual PS, Genetec Security Center pre-installed. License sold separately. | Ea |  | 1 Year | 20647 | 6.5% | 19304.945
55246 | Genetec | SV-4010E-R18-60T-12-116 | Streamvault 4010E Appliance - 2U 18 BAY, Xeon Silver 4116, 16GB RAM, (5) 12TB,Windows 2016, (2) 240GB SSD, (2)x1GbE Ports, (2) Mgmt, Matox G200-VGA,RAID 5,6,10, Dual PS, Genetec Security Center pre-installed. License sold separately. | Ea |  | 1 Year | 20877 | 6.5% | 19519.995
55247 | Genetec | SV-4010E-R18-64T-8-116 | Streamvault 4010E Appliance - 2U 18 BAY, Xeon Silver 4116, 16GB RAM, (8) 8TB,Windows 2016, (2) 240GB SSD, (2)x1GbE Ports, (2) Mgmt, Matox G200-VGA,RAID 5,6,10, Dual PS, Genetec Security Center pre-installed. License sold separately. | Ea |  | 1 Year | 20945 | 6.5% | 19583.575
55248 | Genetec | SV-4010E-R18-70T-10-116 | Streamvault 4010E Appliance - 2U 18 BAY, Xeon Silver 4116, 16GB RAM, (7) 10TB,Windows 2016, (2) 240GB SSD, (2)x1GbE Ports, (2) Mgmt, Matox G200-VGA,RAID 5,6,10, Dual PS, Genetec Security Center pre-installed. License sold separately. | Ea |  | 1 Year | 22039 | 6.5% | 20606.465
55249 | Genetec | SV-4010E-R18-72T-12-116 | Streamvault 4010E Appliance - 2U 18 BAY, Xeon Silver 4116, 16GB RAM, (6) 12TB,Windows 2016, (2) 240GB SSD, (2)x1GbE Ports, (2) Mgmt, Matox G200-VGA,RAID 5,6,10, Dual PS, Genetec Security Center pre-installed. License sold separately. | Ea |  | 1 Year | 22593 | 6.5% | 21124.455
55250 | Genetec | SV-4010E-R18-72T-8-116 | Streamvault 4010E Appliance - 2U 18 BAY, Xeon Silver 4116, 16GB RAM, (9) 8TB,Windows 2016, (2) 240GB SSD, (2)x1GbE Ports, (2) Mgmt, Matox G200-VGA,RAID 5,6,10, Dual PS, Genetec Security Center pre-installed. License sold separately. | Ea |  | 1 Year | 22026 | 6.5% | 20594.31
55251 | Genetec | SV-4010E-R18-80T-10-116 | Streamvault 4010E Appliance - 2U 18 BAY, Xeon Silver 4116, 16GB RAM, (8) 10TB,Windows 2016, (2) 240GB SSD, (2)x1GbE Ports, (2) Mgmt, Matox G200-VGA,RAID 5,6,10, Dual PS, Genetec Security Center pre-installed. License sold separately. | Ea |  | 1 Year | 23431 | 6.5% | 21907.985
55252 | Genetec | SV-4010E-R18-80T-8-116 | Streamvault 4010E Appliance - 2U 18 BAY, Xeon Silver 4116, 16GB RAM, (10) 8TB,Windows 2016, (2) 240GB SSD, (2)x1GbE Ports, (2) Mgmt, Matox G200-VGA,RAID 5,6,10, Dual PS, Genetec Security Center pre-installed. License sold separately. | Ea |  | 1 Year | 23107 | 6.5% | 21605.045
55253 | Genetec | SV-4010E-R18-84T-12-116 | Streamvault 4010E Appliance - 2U 18 BAY, Xeon Silver 4116, 16GB RAM, (7) 12TB,Windows 2016, (2) 240GB SSD, (2)x1GbE Ports, (2) Mgmt, Matox G200-VGA,RAID 5,6,10, Dual PS, Genetec Security Center pre-installed. License sold separately. | Ea |  | 1 Year | 24309 | 6.5% | 22728.915
55254 | Genetec | SV-4010E-R18-88T-8-116 | Streamvault 4010E Appliance - 2U 18 BAY, Xeon Silver 4116, 16GB RAM, (11) 8TB,Windows 2016, (2) 240GB SSD, (2)x1GbE Ports, (2) Mgmt, Matox G200-VGA,RAID 5,6,10, Dual PS, Genetec Security Center pre-installed. License sold separately. | Ea |  | 1 Year | 24188 | 6.5% | 22615.78
55255 | Genetec | SV-4010E-R18-90T-10-116 | Streamvault 4010E Appliance - 2U 18 BAY, Xeon Silver 4116, 16GB RAM, (9) 10TB,Windows 2016, (2) 240GB SSD, (2)x1GbE Ports, (2) Mgmt, Matox G200-VGA,RAID 5,6,10, Dual PS, Genetec Security Center pre-installed. License sold separately. | Ea |  | 1 Year | 24823 | 6.5% | 23209.505
55256 | Genetec | SV-4010E-R18-96T-12-116 | Streamvault 4010E Appliance - 2U 18 BAY, Xeon Silver 4116, 16GB RAM, (8) 12TB,Windows 2016, (2) 240GB SSD, (2)x1GbE Ports, (2) Mgmt, Matox G200-VGA,RAID 5,6,10, Dual PS, Genetec Security Center pre-installed. License sold separately. | Ea |  | 1 Year | 26026 | 6.5% | 24334.31
55257 | Genetec | SV-4010E-R18-96T-8-116 | Streamvault 4010E Appliance - 2U 18 BAY, Xeon Silver 4116, 16GB RAM, (12) 8TB,Windows 2016, (2) 240GB SSD, (2)x1GbE Ports, (2) Mgmt, Matox G200-VGA,RAID 5,6,10, Dual PS, Genetec Security Center pre-installed. License sold separately. | Ea |  | 1 Year | 25269 | 6.5% | 23626.515
55258 | Genetec | SV-4010E-R18-ACC-WTY-NBD-2Y-UP | SV-4010E-R18 Accessory - 1 Year (2 Years) Extension | Ea |  | 1 Year | 1981 | 6.5% | 1852.235
55259 | Genetec | SV-4010E-R4-24T-8-110 | Streamvault 4000E Appliance - 1U 4 BAY, Xeon Silver 4110, 16GB RAM, (3) 8TB,Windows Server 2016, (2) 240GB SSD, (2) 1GbE, RAID 1,5,6,10, Dual PS, Genetec Security Center pre-installed. License sold separately. | Ea |  | 1 Year | 11221 | 6.5% | 10491.635
55260 | Genetec | SV-4010E-R4-30T-10-110 | Streamvault 4000E Appliance - 1U 4 BAY, Xeon Silver 4110, 16GB RAM, (3) 10TB,Windows Server 2016, (2) 240GB SSD, (2) 1GbE, RAID 1,5,6,10, Dual PS, Genetec Security Center pre-installed. License sold separately. | Ea |  | 1 Year | 12105 | 6.5% | 11318.175
55261 | Genetec | SV-4010E-R4-32T-8-110 | Streamvault 4000E Appliance - 1U 4 BAY, Xeon Silver 4110, 16GB RAM, (4) 8TB,Windows Server 2016, (2) 240GB SSD, (2) 1GbE, RAID 1,5,6,10, Dual PS, Genetec Security Center pre-installed. License sold separately. | Ea |  | 1 Year | 12246 | 6.5% | 11450.01
55262 | Genetec | SV-4010E-R4-36T-12-110 | Streamvault 4000E Appliance - 1U 4 BAY, Xeon Silver 4110, 16GB RAM, (3) 12TB,Windows Server 2016, (2) 240GB SSD, (2) 1GbE, RAID 1,5,6,10, Dual PS, Genetec Security Center pre-installed. License sold separately. | Ea |  | 1 Year | 13028 | 6.5% | 12181.18
55263 | Genetec | SV-4010E-R4-40T-10-110 | Streamvault 4000E Appliance - 1U 4 BAY, Xeon Silver 4110, 16GB RAM, (4) 10TB,Windows Server 2016, (2) 240GB SSD, (2) 1GbE, RAID 1,5,6,10, Dual PS, Genetec Security Center pre-installed. License sold separately. | Ea |  | 1 Year | 13426 | 6.5% | 12553.31
55264 | Genetec | SV-4010E-R4-48T-12-110 | Streamvault 4000E Appliance - 1U 4 BAY, Xeon Silver 4110, 16GB RAM, (4) 12TB,Windows Server 2016, (2) 240GB SSD, (2) 1GbE, RAID 1,5,6,10, Dual PS, Genetec Security Center pre-installed. License sold separately. | Ea |  | 1 Year | 15450 | 6.5% | 14445.75
55265 | Genetec | SV-4010E-R4-ACC-WTY-NBD-2Y-UP | SV-4010E-R4 Accessory - 1 Year (2 Years) Extension | Ea |  | 1 Year | 700 | 6.5% | 654.5
55266 | Genetec | SV-4010EX-216T-12-216 | Streamvault 4000E Appliance - 2U 18 BAY RACKMOUNT SERVER 216TB 2)XEON SILVER 4116 32GB (2)240GB SSD (18)12TB SAS DPS 10G ,Windows 2016, Genetec Security Center pre-installed. License sold separately. | Ea |  | 1 Year | 45796 | 6.5% | 42819.26
55267 | Genetec | SV-4010EX-ACC-WTY-MC4-5Y | SV-4010EX Accessory - 5 Year Mission Critical 4 Hour Warranty | Ea |  | 1 Year | 8323.75 | 6.5% | 7782.7063
55268 | Genetec | SV-4010EX-R14-100T-10-210 | Streamvault 4000EX series. 2U 14 BAY, (2) Xeon Silver 4110, 32GB RAM, OS RAID1 (2) 240GB SSD, 100TB RAW (10) 10TB, RAID5, (4)x1GbE Ports, (2)x10GbE SFP+ Ports, WIN SRV 2016. Dual PS. Genetec Security Center pre-installed. License sold separately. | Ea |  | 1 Year | 24987 | 6.5% | 23362.845
55269 | Genetec | SV-4010EX-R14-104T-8-210 | Streamvault 4000EX series. 2U 14 BAY, (2) Xeon Silver 4110, 32GB RAM, OS RAID1 (2) 240GB SSD, 104TB RAW (13) 8TB, RAID5, (4)x1GbE Ports, (2)x10GbE SFP+ Ports, WIN SRV 2016. Dual PS. Genetec Security Center pre-installed. License sold separately. | Ea |  | 1 Year | 25421 | 6.5% | 23768.635
55270 | Genetec | SV-4010EX-R14-108T-12-210 | Streamvault 4000EX series. 2U 14 BAY, (2) Xeon Silver 4110, 32GB RAM, OS RAID1 (2) 240GB SSD, 108TB RAW (9) 12TB, RAID5, (4)x1GbE Ports, (2)x10GbE SFP+ Ports, WIN SRV 2016. Dual PS. Genetec Security Center pre-installed. License sold separately. | Ea |  | 1 Year | 26777 | 6.5% | 25036.495
55271 | Genetec | SV-4010EX-R14-110T-10-210 | Streamvault 4000EX series. 2U 14 BAY, (2) Xeon Silver 4110, 32GB RAM, OS RAID1 (2) 240GB SSD, 110TB RAW (11) 10TB, RAID5, (4)x1GbE Ports, (2)x10GbE SFP+ Ports, WIN SRV 2016. Dual PS. Genetec Security Center pre-installed. License sold separately. | Ea |  | 1 Year | 26342 | 6.5% | 24629.77
55272 | Genetec | SV-4010EX-R14-112T-8-210 | Streamvault 4000EX series. 2U 14 BAY, (2) Xeon Silver 4110, 32GB RAM, OS RAID1 (2) 240GB SSD, 112TB RAW (14) 8TB, RAID5, (4)x1GbE Ports, (2)x10GbE SFP+ Ports, WIN SRV 2016. Dual PS. Genetec Security Center pre-installed. License sold separately. | Ea |  | 1 Year | 26474 | 6.5% | 24753.19
55273 | Genetec | SV-4010EX-R14-120T-10-210 | Streamvault 4000EX series. 2U 14 BAY, (2) Xeon Silver 4110, 32GB RAM, OS RAID1 (2) 240GB SSD, 120TB RAW (12) 10TB, RAID5, (4)x1GbE Ports, (2)x10GbE SFP+ Ports, WIN SRV 2016. Dual PS. Genetec Security Center pre-installed. License sold separately. | Ea |  | 1 Year | 27698 | 6.5% | 25897.63
55274 | Genetec | SV-4010EX-R14-120T-12-210 | Streamvault 4000EX series. 2U 14 BAY, (2) Xeon Silver 4110, 32GB RAM, OS RAID1 (2) 240GB SSD, 120TB RAW (10) 12TB, RAID5, (4)x1GbE Ports, (2)x10GbE SFP+ Ports, WIN SRV 2016. Dual PS. Genetec Security Center pre-installed. License sold separately. | Ea |  | 1 Year | 28448 | 6.5% | 26598.88
55275 | Genetec | SV-4010EX-R14-130T-10-210 | Streamvault 4000EX series. 2U 14 BAY, (2) Xeon Silver 4110, 32GB RAM, OS RAID1 (2) 240GB SSD, 130'TB RAW (13) 10TB, RAID5, (4)x1GbE Ports, (2)x10GbE SFP+ Ports, WIN SRV 2016. Dual PS. Genetec Security Center pre-installed. License sold separately. | Ea |  | 1 Year | 29053 | 6.5% | 27164.555
55276 | Genetec | SV-4010EX-R14-132T-12-210 | Streamvault 4000EX series. 2U 14 BAY, (2) Xeon Silver 4110, 32GB RAM, OS RAID1 (2) 240GB SSD, 132TB RAW (11) 12TB, RAID5, (4)x1GbE Ports, (2)x10GbE SFP+ Ports, WIN SRV 2016. Dual PS. Genetec Security Center pre-installed. License sold separately. | Ea |  | 1 Year | 30119 | 6.5% | 28161.265
55277 | Genetec | SV-4010EX-R14-140T-10-210 | Streamvault 4000EX series. 2U 14 BAY, (2) Xeon Silver 4110, 32GB RAM, OS RAID1 (2) 240GB SSD, 140TB RAW (14) 8TB, RAID5, (4)x1GbE Ports, (2)x10GbE SFP+ Ports, WIN SRV 2016. Dual PS. Genetec Security Center pre-installed. License sold separately. | Ea |  | 1 Year | 30408 | 6.5% | 28431.48
55278 | Genetec | SV-4010EX-R14-144T-12-210 | Streamvault 4000EX series. 2U 14 BAY, (2) Xeon Silver 4110, 32GB RAM, OS RAID1 (2) 240GB SSD, 144TB RAW (12) 12TB, RAID5, (4)x1GbE Ports, (2)x10GbE SFP+ Ports, WIN SRV 2016. Dual PS. Genetec Security Center pre-installed. License sold separately. | Ea |  | 1 Year | 31790 | 6.5% | 29723.65
55279 | Genetec | SV-4010EX-R14-156T-12-210 | Streamvault 4000EX series. 2U 14 BAY, (2) Xeon Silver 4110, 32GB RAM, OS RAID1 (2) 240GB SSD, 156TB RAW (13) 12TB, RAID5, (4)x1GbE Ports, (2)x10GbE SFP+ Ports, WIN SRV 2016. Dual PS. Genetec Security Center pre-installed. License sold separately. | Ea |  | 1 Year | 33461 | 6.5% | 31286.035
55280 | Genetec | SV-4010EX-R14-168T-12-210 | Streamvault 4000EX series. 2U 14 BAY, (2) Xeon Silver 4110, 32GB RAM, OS RAID1 (2) 240GB SSD, 168TB RAW (14) 12TB, RAID5, (4)x1GbE Ports, (2)x10GbE SFP+ Ports, WIN SRV 2016. Dual PS. Genetec Security Center pre-installed. License sold separately. | Ea |  | 1 Year | 35132 | 6.5% | 32848.42
55281 | Genetec | SV-4010EX-R14-24T-8-210 | Streamvault 4000EX series. 2U 14 BAY, (2) Xeon Silver 4110, 32GB RAM, OS RAID1 (2) 240GB SSD, 24TB RAW (3) 8TB, RAID5, (4)x1GbE Ports, (2)x10GbE SFP+ Ports, WIN SRV 2016. Dual PS. Genetec Security Center pre-installed. License sold separately. | Ea |  | 1 Year | 14895 | 6.5% | 13926.825
55282 | Genetec | SV-4010EX-R14-32T-8-210 | Streamvault 4000EX series. 2U 14 BAY, (2) Xeon Silver 4110, 32GB RAM, OS RAID1 (2) 240GB SSD, 32TB RAW (4) 8TB, RAID5, (4)x1GbE Ports, (2)x10GbE SFP+ Ports, WIN SRV 2016. Dual PS. Genetec Security Center pre-installed. License sold separately. | Ea |  | 1 Year | 15948 | 6.5% | 14911.38
55283 | Genetec | SV-4010EX-R14-36T-12-210 | Streamvault 4000EX series. 2U 14 BAY, (2) Xeon Silver 4110, 32GB RAM, OS RAID1 (2) 240GB SSD, 36TB RAW (3) 12TB, RAID5, (4)x1GbE Ports, (2)x10GbE SFP+ Ports, WIN SRV 2016. Dual PS. Genetec Security Center pre-installed. License sold separately. | Ea |  | 1 Year | 16750 | 6.5% | 15661.25
55284 | Genetec | SV-4010EX-R14-40T-10-210 | Streamvault 4000EX series. 2U 14 BAY, (2) Xeon Silver 4110, 32GB RAM, OS RAID1 (2) 240GB SSD, 40TB RAW (4) 10TB, RAID5, (4)x1GbE Ports, (2)x10GbE SFP+ Ports, WIN SRV 2016. Dual PS. Genetec Security Center pre-installed. License sold separately. | Ea |  | 1 Year | 17158 | 6.5% | 16042.73
55285 | Genetec | SV-4010EX-R14-40T-8-210 | Streamvault 4000EX series. 2U 14 BAY, (2) Xeon Silver 4110, 32GB RAM, OS RAID1 (2) 240GB SSD, 40TB RAW (5) 8TB, RAID5, (4)x1GbE Ports, (2)x10GbE SFP+ Ports, WIN SRV 2016. Dual PS. Genetec Security Center pre-installed. License sold separately. | Ea |  | 1 Year | 17000 | 6.5% | 15895
55286 | Genetec | SV-4010EX-R14-48T-12-210 | Streamvault 4000EX series. 2U 14 BAY, (2) Xeon Silver 4110, 32GB RAM, OS RAID1 (2) 240GB SSD, 48TB RAW (4) 12TB, RAID5, (4)x1GbE Ports, (2)x10GbE SFP+ Ports, WIN SRV 2016. Dual PS. Genetec Security Center pre-installed. License sold separately. | Ea |  | 1 Year | 18421 | 6.5% | 17223.635
55287 | Genetec | SV-4010EX-R14-48T-8-210 | Streamvault 4000EX series. 2U 14 BAY, (2) Xeon Silver 4110, 32GB RAM, OS RAID1 (2) 240GB SSD, 48TB RAW (6) 8TB, RAID5, (4)x1GbE Ports, (2)x10GbE SFP+ Ports, WIN SRV 2016. Dual PS. Genetec Security Center pre-installed. License sold separately. | Ea |  | 1 Year | 18053 | 6.5% | 16879.555
55288 | Genetec | SV-4010EX-R14-50T-10-210 | Streamvault 4000EX series. 2U 14 BAY, (2) Xeon Silver 4110, 32GB RAM, OS RAID1 (2) 240GB SSD, 50TB RAW (5) 10TB, RAID5, (4)x1GbE Ports, (2)x10GbE SFP+ Ports, WIN SRV 2016. Dual PS. Genetec Security Center pre-installed. License sold separately. | Ea |  | 1 Year | 18513 | 6.5% | 17309.655
55289 | Genetec | SV-4010EX-R14-56T-8-210 | Streamvault 4000EX series. 2U 14 BAY, (2) Xeon Silver 4110, 32GB RAM, OS RAID1 (2) 240GB SSD, 56TB RAW (7) 8TB, RAID5, (4)x1GbE Ports, (2)x10GbE SFP+ Ports, WIN SRV 2016. Dual PS. Genetec Security Center pre-installed. License sold separately. | Ea |  | 1 Year | 19106 | 6.5% | 17864.11
55290 | Genetec | SV-4010EX-R14-60T-10-210 | Streamvault 4000EX series. 2U 14 BAY, (2) Xeon Silver 4110, 32GB RAM, OS RAID1 (2) 240GB SSD, 60TB RAW (6) 10TB, RAID5, (4)x1GbE Ports, (2)x10GbE SFP+ Ports, WIN SRV 2016. Dual PS. Genetec Security Center pre-installed. License sold separately. | Ea |  | 1 Year | 19869 | 6.5% | 18577.515
55291 | Genetec | SV-4010EX-R14-60T-12-210 | Streamvault 4000EX series. 2U 14 BAY, (2) Xeon Silver 4110, 32GB RAM, OS RAID1 (2) 240GB SSD, 60TB RAW (5) 12TB, RAID5, (4)x1GbE Ports, (2)x10GbE SFP+ Ports, WIN SRV 2016. Dual PS. Genetec Security Center pre-installed. License sold separately. | Ea |  | 1 Year | 20092 | 6.5% | 18786.02
55292 | Genetec | SV-4010EX-R14-64T-8-210 | Streamvault 4000EX series. 2U 14 BAY, (2) Xeon Silver 4110, 32GB RAM, OS RAID1 (2) 240GB SSD, 64TB RAW (8) 8TB, RAID5, (4)x1GbE Ports, (2)x10GbE SFP+ Ports, WIN SRV 2016. Dual PS. Genetec Security Center pre-installed. License sold separately. | Ea |  | 1 Year | 20158 | 6.5% | 18847.73
55293 | Genetec | SV-4010EX-R14-70T-10-210 | Streamvault 4000EX series. 2U 14 BAY, (2) Xeon Silver 4110, 32GB RAM, OS RAID1 (2) 240GB SSD, 70TB RAW (7) 10TB, RAID5, (4)x1GbE Ports, (2)x10GbE SFP+ Ports, WIN SRV 2016. Dual PS. Genetec Security Center pre-installed. License sold separately. | Ea |  | 1 Year | 21224 | 6.5% | 19844.44
55294 | Genetec | SV-4010EX-R14-72T-12-210 | Streamvault 4000EX series. 2U 14 BAY, (2) Xeon Silver 4110, 32GB RAM, OS RAID1 (2) 240GB SSD, 72TB RAW (6) 12TB, RAID5, (4)x1GbE Ports, (2)x10GbE SFP+ Ports, WIN SRV 2016. Dual PS. Genetec Security Center pre-installed. License sold separately. | Ea |  | 1 Year | 21763 | 6.5% | 20348.405
55295 | Genetec | SV-4010EX-R14-72T-8-210 | Streamvault 4000EX series. 2U 14 BAY, (2) Xeon Silver 4110, 32GB RAM, OS RAID1 (2) 240GB SSD, 72TB RAW (9) 8TB, RAID5, (4)x1GbE Ports, (2)x10GbE SFP+ Ports, WIN SRV 2016. Dual PS. Genetec Security Center pre-installed. License sold separately. | Ea |  | 1 Year | 21211 | 6.5% | 19832.285
55296 | Genetec | SV-4010EX-R14-80T-10-210 | Streamvault 4000EX series. 2U 14 BAY, (2) Xeon Silver 4110, 32GB RAM, OS RAID1 (2) 240GB SSD, 80TB RAW (8) 10TB, RAID5, (4)x1GbE Ports, (2)x10GbE SFP+ Ports, WIN SRV 2016. Dual PS. Genetec Security Center pre-installed. License sold separately. | Ea |  | 1 Year | 22579 | 6.5% | 21111.365
55297 | Genetec | SV-4010EX-R14-80T-8-210 | Streamvault 4000EX series. 2U 14 BAY, (2) Xeon Silver 4110, 32GB RAM, OS RAID1 (2) 240GB SSD, 80TB RAW (10) 8TB, RAID5, (4)x1GbE Ports, (2)x10GbE SFP+ Ports, WIN SRV 2016. Dual PS. Genetec Security Center pre-installed. License sold separately. | Ea |  | 1 Year | 22263 | 6.5% | 20815.905
55298 | Genetec | SV-4010EX-R14-84T-12-210 | Streamvault 4000EX series. 2U 14 BAY, (2) Xeon Silver 4110, 32GB RAM, OS RAID1 (2) 240GB SSD, 84TB RAW (7) 12TB, RAID5, (4)x1GbE Ports, (2)x10GbE SFP+ Ports, WIN SRV 2016. Dual PS. Genetec Security Center pre-installed. License sold separately. | Ea |  | 1 Year | 23435 | 6.5% | 21911.725
55299 | Genetec | SV-4010EX-R14-88T-8-210 | Streamvault 4000EX series. 2U 14 BAY, (2) Xeon Silver 4110, 32GB RAM, OS RAID1 (2) 240GB SSD, 88TB RAW (11) 8TB, RAID5, (4)x1GbE Ports, (2)x10GbE SFP+ Ports, WIN SRV 2016. Dual PS. Genetec Security Center pre-installed. License sold separately. | Ea |  | 1 Year | 23316 | 6.5% | 21800.46
55300 | Genetec | SV-4010EX-R14-88T-8-210-CYP | **Exclusive for US Navy / M.C. Dean** Streamvault 4000EX series. 2U 14 BAY, (2) Xeon Silver 4110, 32GB RAM, OS RAID1 (2) 240GB SSD, 88TB RAW (11) 8TB, RAID5, (4)x1GbE Ports, (2)x10GbE SFP+ Ports, WIN SRV 2016. Dual PS. Genetec Security Center pre-installed. License sold separately. | Ea |  | 1 Year | 23316 | 6.5% | 21800.46
55301 | Genetec | SV-4010EX-R14-90T-10-210 | Streamvault 4000EX series. 2U 14 BAY, (2) Xeon Silver 4110, 32GB RAM, OS RAID1 (2) 240GB SSD, 90TB RAW (9) 10TB, RAID5, (4)x1GbE Ports, (2)x10GbE SFP+ Ports, WIN SRV 2016. Dual PS. Genetec Security Center pre-installed. License sold separately. | Ea |  | 1 Year | 23935 | 6.5% | 22379.225
55302 | Genetec | SV-4010EX-R14-96T-12-210 | Streamvault 4000EX series. 2U 14 BAY, (2) Xeon Silver 4110, 32GB RAM, OS RAID1 (2) 240GB SSD, 96TB RAW (8) 12TB, RAID5, (4)x1GbE Ports, (2)x10GbE SFP+ Ports, WIN SRV 2016. Dual PS. Genetec Security Center pre-installed. License sold separately. | Ea |  | 1 Year | 25106 | 6.5% | 23474.11
55303 | Genetec | SV-4010EX-R14-96T-8-210 | Streamvault 4000EX series. 2U 14 BAY, (2) Xeon Silver 4110, 32GB RAM, OS RAID1 (2) 240GB SSD, 96TB RAW (12) 8TB, RAID5, (4)x1GbE Ports, (2)x10GbE SFP+ Ports, WIN SRV 2016. Dual PS. Genetec Security Center pre-installed. License sold separately. | Ea |  | 1 Year | 24369 | 6.5% | 22785.015
55304 | Genetec | SV-4010EX-R14-D240-210 | Streamvault 4000EX series. 2U 14 BAY, (2) Xeon Silver 4110, 32GB RAM, OS RAID1 (2) 240GB SSD, (4)x1GbE Ports, (2)x10GbE SFP+ Ports, WIN SRV 2016. Dual PS. Genetec Security Center pre-installed. License sold separately. | Ea |  | 1 Year | 12587 | 6.5% | 11768.845
55305 | Genetec | SV-4010EX-R18-100T-10-216 | Streamvault 4010EX Appliance - 2U 18 BAY, (2) Xeon Silver 4116, 32GB RAM, (10) 10TB,Windows 2016, (2) 240GB SSD, (2) 1GbE, (2) 10GbE, Matox G200-VGA,RAID 5,6,10, Dual PS, Genetec Security Center pre-installed. License sold separately. | Ea |  | 1 Year | 28823 | 6.5% | 26949.505
55306 | Genetec | SV-4010EX-R18-104T-8-216 | Streamvault 4010EX Appliance - 2U 18 BAY, (2) Xeon Silver 4116, 32GB RAM, (13) 8TB,Windows 2016, (2) 240GB SSD, (2) 1GbE, (2) 10GbE, Matox G200-VGA,RAID 5,6,10, Dual PS, Genetec Security Center pre-installed. License sold separately. | Ea |  | 1 Year | 28958 | 6.5% | 27075.73
55307 | Genetec | SV-4010EX-R18-108T-12-216 | Streamvault 4010EX Appliance - 2U 18 BAY, (2) Xeon Silver 4116, 32GB RAM, (9) 12TB,Windows 2016, (2) 240GB SSD, (2) 1GbE, (2) 10GbE, Matox G200-VGA,RAID 5,6,10, Dual PS, Genetec Security Center pre-installed. License sold separately. | Ea |  | 1 Year | 30350 | 6.5% | 28377.25
55308 | Genetec | SV-4010EX-R18-110T-10-216 | Streamvault 4010EX Appliance - 2U 18 BAY, (2) Xeon Silver 4116, 32GB RAM, (11) 10TB,Windows 2016, (2) 240GB SSD, (2) 1GbE, (2) 10GbE, Matox G200-VGA,RAID 5,6,10, Dual PS, Genetec Security Center pre-installed. License sold separately. | Ea |  | 1 Year | 30215 | 6.5% | 28251.025
55309 | Genetec | SV-4010EX-R18-112T-8-216 | Streamvault 4010EX Appliance - 2U 18 BAY, (2) Xeon Silver 4116, 32GB RAM, (14) 8TB,Windows 2016, (2) 240GB SSD, (2) 1GbE, (2) 10GbE, Matox G200-VGA,RAID 5,6,10, Dual PS, Genetec Security Center pre-installed. License sold separately. | Ea |  | 1 Year | 30039 | 6.5% | 28086.465
55310 | Genetec | SV-4010EX-R18-120T-10-216 | Streamvault 4010EX Appliance - 2U 18 BAY, (2) Xeon Silver 4116, 32GB RAM, (12) 10TB,Windows 2016, (2) 240GB SSD, (2) 1GbE, (2) 10GbE, Matox G200-VGA,RAID 5,6,10, Dual PS, Genetec Security Center pre-installed. License sold separately. | Ea |  | 1 Year | 31606 | 6.5% | 29551.61
55311 | Genetec | SV-4010EX-R18-120T-12-216 | Streamvault 4010EX Appliance - 2U 18 BAY, (2) Xeon Silver 4116, 32GB RAM, (10) 12TB,Windows 2016, (2) 240GB SSD, (2) 1GbE, (2) 10GbE, Matox G200-VGA,RAID 5,6,10, Dual PS, Genetec Security Center pre-installed. License sold separately. | Ea |  | 1 Year | 32066 | 6.5% | 29981.71
55312 | Genetec | SV-4010EX-R18-120T-8-216 | Streamvault 4010EX Appliance - 2U 18 BAY, (2) Xeon Silver 4116, 32GB RAM, (15) 8TB,Windows 2016, (2) 240GB SSD, (2) 1GbE, (2) 10GbE, Matox G200-VGA,RAID 5,6,10, Dual PS, Genetec Security Center pre-installed. License sold separately. | Ea |  | 1 Year | 31120 | 6.5% | 29097.2
55313 | Genetec | SV-4010EX-R18-128T-8-216 | Streamvault 4010EX Appliance - 2U 18 BAY, (2) Xeon Silver 4116, 32GB RAM, (16) 8TB,Windows 2016, (2) 240GB SSD, (2) 1GbE, (2) 10GbE, Matox G200-VGA,RAID 5,6,10, Dual PS, Genetec Security Center pre-installed. License sold separately. | Ea |  | 1 Year | 32201 | 6.5% | 30107.935
55314 | Genetec | SV-4010EX-R18-130T-10-216 | Streamvault 4010EX Appliance - 2U 18 BAY, (2) Xeon Silver 4116, 32GB RAM, (13) 10TB,Windows 2016, (2) 240GB SSD, (2) 1GbE, (2) 10GbE, Matox G200-VGA,RAID 5,6,10, Dual PS, Genetec Security Center pre-installed. License sold separately. | Ea |  | 1 Year | 32998 | 6.5% | 30853.13
55315 | Genetec | SV-4010EX-R18-132T-12-216 | Streamvault 4010EX Appliance - 2U 18 BAY, (2) Xeon Silver 4116, 32GB RAM, (11) 12TB,Windows 2016, (2) 240GB SSD, (2) 1GbE, (2) 10GbE, Matox G200-VGA,RAID 5,6,10, Dual PS, Genetec Security Center pre-installed. License sold separately. | Ea |  | 1 Year | 33782 | 6.5% | 31586.17
55316 | Genetec | SV-4010EX-R18-136T-8-216 | Streamvault 4010EX Appliance - 2U 18 BAY, (2) Xeon Silver 4116, 32GB RAM, (17) 8TB,Windows 2016, (2) 240GB SSD, (2) 1GbE, (2) 10GbE, Matox G200-VGA,RAID 5,6,10, Dual PS, Genetec Security Center pre-installed. License sold separately. | Ea |  | 1 Year | 33282 | 6.5% | 31118.67
55317 | Genetec | SV-4010EX-R18-140T-10-216 | Streamvault 4010EX Appliance - 2U 18 BAY, (2) Xeon Silver 4116, 32GB RAM, (14) 10TB,Windows 2016, (2) 240GB SSD, (2) 1GbE, (2) 10GbE, Matox G200-VGA,RAID 5,6,10, Dual PS, Genetec Security Center pre-installed. License sold separately. | Ea |  | 1 Year | 34390 | 6.5% | 32154.65
55318 | Genetec | SV-4010EX-R18-144T-12-216 | Streamvault 4010EX Appliance - 2U 18 BAY, (2) Xeon Silver 4116, 32GB RAM, (12) 12TB,Windows 2016, (2) 240GB SSD, (2) 1GbE, (2) 10GbE, Matox G200-VGA,RAID 5,6,10, Dual PS, Genetec Security Center pre-installed. License sold separately. | Ea |  | 1 Year | 35498 | 6.5% | 33190.63
55319 | Genetec | SV-4010EX-R18-144T-8-216 | Streamvault 4010EX Appliance - 2U 18 BAY, (2) Xeon Silver 4116, 32GB RAM, (18) 8TB,Windows 2016, (2) 240GB SSD, (2) 1GbE, (2) 10GbE, Matox G200-VGA,RAID 5,6,10, Dual PS, Genetec Security Center pre-installed. License sold separately. | Ea |  | 1 Year | 34363 | 6.5% | 32129.405
55320 | Genetec | SV-4010EX-R18-150T-10-216 | Streamvault 4010EX Appliance - 2U 18 BAY, (2) Xeon Silver 4116, 32GB RAM, (15) 10TB,Windows 2016, (2) 240GB SSD, (2) 1GbE, (2) 10GbE, Matox G200-VGA,RAID 5,6,10, Dual PS, Genetec Security Center pre-installed. License sold separately. | Ea |  | 1 Year | 35782 | 6.5% | 33456.17
55321 | Genetec | SV-4010EX-R18-156T-12-216 | Streamvault 4010EX Appliance - 2U 18 BAY, (2) Xeon Silver 4116, 32GB RAM, (13) 12TB,Windows 2016, (2) 240GB SSD, (2) 1GbE, (2) 10GbE, Matox G200-VGA,RAID 5,6,10, Dual PS, Genetec Security Center pre-installed. License sold separately. | Ea |  | 1 Year | 37215 | 6.5% | 34796.025
55322 | Genetec | SV-4010EX-R18-160T-10-216 | Streamvault 4010EX Appliance - 2U 18 BAY, (2) Xeon Silver 4116, 32GB RAM, (16) 10TB,Windows 2016, (2) 240GB SSD, (2) 1GbE, (2) 10GbE, Matox G200-VGA,RAID 5,6,10, Dual PS, Genetec Security Center pre-installed. License sold separately., | Ea |  | 1 Year | 37174 | 6.5% | 34757.69
55323 | Genetec | SV-4010EX-R18-168T-12-216 | Streamvault 4010EX Appliance - 2U 18 BAY, (2) Xeon Silver 4116, 32GB RAM, (14) 12TB,Windows 2016, (2) 240GB SSD, (2) 1GbE, (2) 10GbE, Matox G200-VGA,RAID 5,6,10, Dual PS, Genetec Security Center pre-installed. License sold separately. | Ea |  | 1 Year | 38931 | 6.5% | 36400.485
55324 | Genetec | SV-4010EX-R18-170T-10-216 | Streamvault 4010EX Appliance - 2U 18 BAY, (2) Xeon Silver 4116, 32GB RAM, (17) 10TB,Windows 2016, (2) 240GB SSD, (2) 1GbE, (2) 10GbE, Matox G200-VGA,RAID 5,6,10, Dual PS, Genetec Security Center pre-installed. License sold separately. | Ea |  | 1 Year | 38566 | 6.5% | 36059.21
55325 | Genetec | SV-4010EX-R18-180T-10-216 | Streamvault 4010EX Appliance - 2U 18 BAY, (2) Xeon Silver 4116, 32GB RAM, (18) 10TB,Windows 2016, (2) 240GB SSD, (2) 1GbE, (2) 10GbE, Matox G200-VGA,RAID 5,6,10, Dual PS, Genetec Security Center pre-installed. License sold separately. | Ea |  | 1 Year | 39958 | 6.5% | 37360.73
55326 | Genetec | SV-4010EX-R18-180T-12-216 | Streamvault 4010EX Appliance - 2U 18 BAY, (2) Xeon Silver 4116, 32GB RAM, (15) 12TB,Windows 2016, (2) 240GB SSD, (2) 1GbE, (2) 10GbE, Matox G200-VGA,RAID 5,6,10, Dual PS, Genetec Security Center pre-installed. License sold separately. | Ea |  | 1 Year | 40647 | 6.5% | 38004.945
55327 | Genetec | SV-4010EX-R18-192T-12-216 | Streamvault 4010EX Appliance - 2U 18 BAY, (2) Xeon Silver 4116, 32GB RAM, (16) 12TB,Windows 2016, (2) 240GB SSD, (2) 1GbE, (2) 10GbE, Matox G200-VGA,RAID 5,6,10, Dual PS, Genetec Security Center pre-installed. License sold separately. | Ea |  | 1 Year | 42363 | 6.5% | 39609.405
55328 | Genetec | SV-4010EX-R18-204T-12-216 | Streamvault 4010EX Appliance - 2U 18 BAY, (2) Xeon Silver 4116, 32GB RAM, (17) 12TB,Windows 2016, (2) 240GB SSD, (2) 1GbE, (2) 10GbE, Matox G200-VGA,RAID 5,6,10, Dual PS, Genetec Security Center pre-installed. License sold separately. | Ea |  | 1 Year | 44079 | 6.5% | 41213.865
55329 | Genetec | SV-4010EX-R18-216T-12-216 | Streamvault 4010EX Appliance - 2U 18 BAY, (2) Xeon Silver 4116, 32GB RAM, (18) 12TB,Windows 2016, (2) 240GB SSD, (2) 1GbE, (2) 10GbE, Matox G200-VGA,RAID 5,6,10, Dual PS, Genetec Security Center pre-installed. License sold separately. | Ea |  | 1 Year | 45796 | 6.5% | 42819.26
55330 | Genetec | SV-4010EX-R18-24T-8-216 | Streamvault 4010EX Appliance - 2U 18 BAY, (2) Xeon Silver 4116, 32GB RAM, (3) 8TB,Windows 2016, (2) 240GB SSD, (2) 1GbE, (2) 10GbE, Matox G200-VGA,RAID 5,6,10, Dual PS, Genetec Security Center pre-installed. License sold separately. | Ea |  | 1 Year | 18147 | 6.5% | 16967.445
55331 | Genetec | SV-4010EX-R18-30T-10-216 | Streamvault 4010EX Appliance - 2U 18 BAY, (2) Xeon Silver 4116, 32GB RAM, (3) 10TB,Windows 2016, (2) 240GB SSD, (2) 1GbE, (2) 10GbE, Matox G200-VGA,RAID 5,6,10, Dual PS, Genetec Security Center pre-installed. License sold separately. | Ea |  | 1 Year | 19079 | 6.5% | 17838.865
55332 | Genetec | SV-4010EX-R18-32T-8-216 | Streamvault 4010EX Appliance - 2U 18 BAY, (2) Xeon Silver 4116, 32GB RAM, (4) 8TB,Windows 2016, (2) 240GB SSD, (2) 1GbE, (2) 10GbE, Matox G200-VGA,RAID 5,6,10, Dual PS, Genetec Security Center pre-installed. License sold separately. | Ea |  | 1 Year | 19228 | 6.5% | 17978.18
55333 | Genetec | SV-4010EX-R18-36T-12-216 | Streamvault 4010EX Appliance - 2U 18 BAY, (2) Xeon Silver 4116, 32GB RAM, (3) 12TB,Windows 2016, (2) 240GB SSD, (2) 1GbE, (2) 10GbE, Matox G200-VGA,RAID 5,6,10, Dual PS, Genetec Security Center pre-installed. License sold separately. | Ea |  | 1 Year | 20052 | 6.5% | 18748.62
55334 | Genetec | SV-4010EX-R18-40T-10-216 | Streamvault 4010EX Appliance - 2U 18 BAY, (2) Xeon Silver 4116, 32GB RAM, (4) 10TB,Windows 2016, (2) 240GB SSD, (2) 1GbE, (2) 10GbE, Matox G200-VGA,RAID 5,6,10, Dual PS, Genetec Security Center pre-installed. License sold separately. | Ea |  | 1 Year | 20471 | 6.5% | 19140.385
55335 | Genetec | SV-4010EX-R18-40T-8-216 | Streamvault 4010EX Appliance - 2U 18 BAY, (2) Xeon Silver 4116, 32GB RAM, (5) 8TB,Windows 2016, (2) 240GB SSD, (2) 1GbE, (2) 10GbE, Matox G200-VGA,RAID 5,6,10, Dual PS, Genetec Security Center pre-installed. License sold separately. | Ea |  | 1 Year | 20309 | 6.5% | 18988.915
55336 | Genetec | SV-4010EX-R18-48T-12-216 | Streamvault 4010EX Appliance - 2U 18 BAY, (2) Xeon Silver 4116, 32GB RAM, (4) 12TB,Windows 2016, (2) 240GB SSD, (2) 1GbE, (2) 10GbE, Matox G200-VGA,RAID 5,6,10, Dual PS, Genetec Security Center pre-installed. License sold separately. | Ea |  | 1 Year | 21769 | 6.5% | 20354.015
55337 | Genetec | SV-4010EX-R18-48T-8-216 | Streamvault 4010EX Appliance - 2U 18 BAY, (2) Xeon Silver 4116, 32GB RAM, (6) 8TB,Windows 2016, (2) 240GB SSD, (2) 1GbE, (2) 10GbE, Matox G200-VGA,RAID 5,6,10, Dual PS, Genetec Security Center pre-installed. License sold separately. | Ea |  | 1 Year | 21390 | 6.5% | 19999.65
55338 | Genetec | SV-4010EX-R18-50T-10-216 | Streamvault 4010EX Appliance - 2U 18 BAY, (2) Xeon Silver 4116, 32GB RAM, (5) 10TB,Windows 2016, (2) 240GB SSD, (2) 1GbE, (2) 10GbE, Matox G200-VGA,RAID 5,6,10, Dual PS, Genetec Security Center pre-installed. License sold separately. | Ea |  | 1 Year | 21863 | 6.5% | 20441.905
55339 | Genetec | SV-4010EX-R18-56T-8-216 | Streamvault 4010EX Appliance - 2U 18 BAY, (2) Xeon Silver 4116, 32GB RAM, (7) 8TB,Windows 2016, (2) 240GB SSD, (2) 1GbE, (2) 10GbE, Matox G200-VGA,RAID 5,6,10, Dual PS, Genetec Security Center pre-installed. License sold separately. | Ea |  | 1 Year | 22471 | 6.5% | 21010.385
55340 | Genetec | SV-4010EX-R18-60T-10-216 | Streamvault 4010EX Appliance - 2U 18 BAY, (2) Xeon Silver 4116, 32GB RAM, (6) 10TB,Windows 2016, (2) 240GB SSD, (2) 1GbE, (2) 10GbE, Matox G200-VGA,RAID 5,6,10, Dual PS, Genetec Security Center pre-installed. License sold separately. | Ea |  | 1 Year | 23255 | 6.5% | 21743.425
55341 | Genetec | SV-4010EX-R18-60T-12-216 | Streamvault 4010EX Appliance - 2U 18 BAY, (2) Xeon Silver 4116, 32GB RAM, (5) 12TB,Windows 2016, (2) 240GB SSD, (2) 1GbE, (2) 10GbE, Matox G200-VGA,RAID 5,6,10, Dual PS, Genetec Security Center pre-installed. License sold separately. | Ea |  | 1 Year | 23485 | 6.5% | 21958.475
55342 | Genetec | SV-4010EX-R18-64T-8-216 | Streamvault 4010EX Appliance - 2U 18 BAY, (2) Xeon Silver 4116, 32GB RAM, (8) 8TB,Windows 2016, (2) 240GB SSD, (2) 1GbE, (2) 10GbE, Matox G200-VGA,RAID 5,6,10, Dual PS, Genetec Security Center pre-installed. License sold separately. | Ea |  | 1 Year | 23552 | 6.5% | 22021.12
55343 | Genetec | SV-4010EX-R18-70T-10-216 | Streamvault 4010EX Appliance - 2U 18 BAY, (2) Xeon Silver 4116, 32GB RAM, (7) 10TB,Windows 2016, (2) 240GB SSD, (2) 1GbE, (2) 10GbE, Matox G200-VGA,RAID 5,6,10, Dual PS, Genetec Security Center pre-installed. License sold separately. | Ea |  | 1 Year | 24647 | 6.5% | 23044.945
55344 | Genetec | SV-4010EX-R18-72T-12-216 | Streamvault 4010EX Appliance - 2U 18 BAY, (2) Xeon Silver 4116, 32GB RAM, (6) 12TB,Windows 2016, (2) 240GB SSD, (2) 1GbE, (2) 10GbE, Matox G200-VGA,RAID 5,6,10, Dual PS, Genetec Security Center pre-installed. License sold separately. | Ea |  | 1 Year | 25201 | 6.5% | 23562.935
55345 | Genetec | SV-4010EX-R18-72T-8-216 | Streamvault 4010EX Appliance - 2U 18 BAY, (2) Xeon Silver 4116, 32GB RAM, (9) 8TB,Windows 2016, (2) 240GB SSD, (2) 1GbE, (2) 10GbE, Matox G200-VGA,RAID 5,6,10, Dual PS, Genetec Security Center pre-installed. License sold separately. | Ea |  | 1 Year | 24633 | 6.5% | 23031.855
55346 | Genetec | SV-4010EX-R18-80T-10-216 | Streamvault 4010EX Appliance - 2U 18 BAY, (2) Xeon Silver 4116, 32GB RAM, (8) 10TB,Windows 2016, (2) 240GB SSD, (2) 1GbE, (2) 10GbE, Matox G200-VGA,RAID 5,6,10, Dual PS, Genetec Security Center pre-installed. License sold separately. | Ea |  | 1 Year | 26039 | 6.5% | 24346.465
55347 | Genetec | SV-4010EX-R18-80T-8-216 | Streamvault 4010EX Appliance - 2U 18 BAY, (2) Xeon Silver 4116, 32GB RAM, (10) 8TB,Windows 2016, (2) 240GB SSD, (2) 1GbE, (2) 10GbE, Matox G200-VGA,RAID 5,6,10, Dual PS, Genetec Security Center pre-installed. License sold separately. | Ea |  | 1 Year | 25715 | 6.5% | 24043.525
55348 | Genetec | SV-4010EX-R18-84T-12-216 | Streamvault 4010EX Appliance - 2U 18 BAY, (2) Xeon Silver 4116, 32GB RAM, (7) 12TB,Windows 2016, (2) 240GB SSD, (2) 1GbE, (2) 10GbE, Matox G200-VGA,RAID 5,6,10, Dual PS, Genetec Security Center pre-installed. License sold separately. | Ea |  | 1 Year | 26917 | 6.5% | 25167.395
55349 | Genetec | SV-4010EX-R18-88T-8-216 | Streamvault 4010EX Appliance - 2U 18 BAY, (2) Xeon Silver 4116, 32GB RAM, (11) 8TB,Windows 2016, (2) 240GB SSD, (2) 1GbE, (2) 10GbE, Matox G200-VGA,RAID 5,6,10, Dual PS, Genetec Security Center pre-installed. License sold separately. | Ea |  | 1 Year | 26796 | 6.5% | 25054.26
55350 | Genetec | SV-4010EX-R18-90T-10-216 | Streamvault 4010EX Appliance - 2U 18 BAY, (2) Xeon Silver 4116, 32GB RAM, (9) 10TB,Windows 2016, (2) 240GB SSD, (2) 1GbE, (2) 10GbE, Matox G200-VGA,RAID 5,6,10, Dual PS, Genetec Security Center pre-installed. License sold separately. | Ea |  | 1 Year | 27431 | 6.5% | 25647.985
55351 | Genetec | SV-4010EX-R18-96T-12-216 | Streamvault 4010EX Appliance - 2U 18 BAY, (2) Xeon Silver 4116, 32GB RAM, (8) 12TB,Windows 2016, (2) 240GB SSD, (2) 1GbE, (2) 10GbE, Matox G200-VGA,RAID 5,6,10, Dual PS, Genetec Security Center pre-installed. License sold separately. | Ea |  | 1 Year | 28633 | 6.5% | 26771.855
55352 | Genetec | SV-4010EX-R18-96T-8-216 | Streamvault 4010EX Appliance - 2U 18 BAY, (2) Xeon Silver 4116, 32GB RAM, (12) 8TB,Windows 2016, (2) 240GB SSD, (2) 1GbE, (2) 10GbE, Matox G200-VGA,RAID 5,6,10, Dual PS, Genetec Security Center pre-installed. License sold separately. | Ea |  | 1 Year | 27877 | 6.5% | 26064.995
55353 | Genetec | SV-4010EX-R4-D200-210 | Streamvault 4000EX series. 1U 4 BAY, (2) Silver 4110, 32GB RAM, 240GB SSD, WIN SRV 2016. Dual PS. Genetec Security Center pre-installed. License sold separately. | Ea |  | 1 Year | 9761 | 6.5% | 9126.535
55354 | Genetec | SV-4010EX-R4-D240-210 | Streamvault 4000E Appliance - 2U Rackmount 4 Bay Streamvault Appliance (2) Silver 4110, (2) Xeon Silver 4110 16GB RAM (2) 240GB SSD (2) 550W PSU Windows Server 2016 Genetec Security Center pre-installed. License sold separately. | Ea |  | 1 Year | 9217 | 6.5% | 8617.895
55355 | Genetec | SV-7010EX-R8-D240-216 | Streamvault 7010EX Appliance - 1U, (2) Xeon Silver 4116, 32GB RAM, (2) 240GB SSD, (2) 10GbE SFP+. Genetec Security Center pre-installed. License sold separately. | Ea |  | 1 Year | 13200 | 6.5% | 12342
55356 | Genetec | SVA-100E-256G-I5 | SV-100E for Analytics - 8500T Core i5, 256GB SSD, 8GB RAM, Single PS, Win 10. Genetec Security Center pre-installed. License sold separately - Only for purchase with SV-AIO analytics license | Ea |  | 1 Year | 1480 | 6.5% | 1383.8
55357 | Genetec | SVA-1010E-R2-EMB-I7 | Streamvault Analytics 1010E Appliance – 1U 2 BAY, Core i7-8700, 16GB Ram, 256GB SSD, Embedded Graphics, Dual PS, Windows 10. Genetec Security Center pre-installed. License sold separately. | Ea |  | 1 Year | 3660 | 6.5% | 3422.1
55358 | Genetec | SVA-1010E-R2-S1000-I7 | Streamvault Analytics 1010E Appliance – 1U 2 BAY, Core i7-8700, 16GB Ram, 256GB SSD, P1000 GPU, Dual PS, Windows 10. Genetec Security Center pre-installed. License sold separately. | Ea |  | 1 Year | 4826 | 6.5% | 4512.31
55359 | Genetec | SVA-1010E-R2-S2000-I7 | Streamvault Analytics 1010E Appliance – 1U 2 BAY, Core i7-8700, 16GB Ram, 256GB SSD, P2000 GPU, Dual PS, Windows 10. Genetec Security Center pre-installed. License sold separately. | Ea |  | 1 Year | 5100 | 6.5% | 4768.5
55360 | Genetec | SVA-1010E-R8-24T-D4000-234 | Streamvault Analytics 1010E Appliance – 2U 8 BAY, (2) Xeon Gold 6134, 256GB Ram, (2) 512GB SSD, (3) 8TB SAS, (2) P4000 GPU, (4) 1GbE Ports, Dual PS, Windows 10 Pro. Genetec Security Center pre-installed. License sold separately. | Ea |  | 1 Year | 29884 | 6.5% | 27941.54
55361 | Genetec | SVA-1010E-R8-32T-D4000-234 | Streamvault Analytics 1010E Appliance – 2U 8 BAY, (2) Xeon Gold 6134, 256GB Ram, (2) 512GB SSD, (4) 8TB SAS, (2) P4000 GPU, (4) 1GbE Ports, Dual PS, Windows 10 Pro. Genetec Security Center pre-installed. License sold separately. | Ea |  | 1 Year | 30940 | 6.5% | 28928.9
55362 | Genetec | SVA-101E-256G-I5 | SV-101E for Analytics - 8500T Core i5, 256GB SSD, 16GB RAM, Single PS, Win 10. Genetec Security Center pre-installed. License sold separately - Only for purchase with SV-AIO analytics license | Ea |  | 1 Year | 1700 | 6.5% | 1589.5
55363 | Genetec | SV-ACC-AIO-E-WTY-2Y-KYD | SV-100E & SV-300E (SFF) - 1 Year (2 Years) Extension & Keep Your Drive | Ea |  | 1 Year | 400 | 6.5% | 374
55364 | Genetec | SV-ACC-AIO-OSLANGUAGE-SPANISH | Spanish Language Option for Operating System - For All-in-One appliances (SV-100 & SV-300 series) | Ea |  | 1 Year | 70 | 6.5% | 65.45
55365 | Genetec | SV-ACC-DP-DVI | DISPLAYPORT TO DVI ADAPTER | Ea |  | 1 Year | 24 | 6.5% | 22.44
55366 | Genetec | SV-ACC-DP-HDMI | DISPLAYPORT TO HDMI ADAPTER | Ea |  | 1 Year | 24 | 6.5% | 22.44
55367 | Genetec | SV-ACC-DP-VGA | DISPLAYPORT TO VGA ADAPTER | Ea |  | 1 Year | 24 | 6.5% | 22.44
55368 | Genetec | SV-ACC-DVDRW | Optical drive DVD Read/Write for use in SVW-300E and SVW-500E. | Ea |  | 1 Year | 65 | 6.5% | 60.775
55369 | Genetec | SV-ACC-DVI-HDMI | DVI TO HDMI ADAPTER | Ea |  | 1 Year | 19 | 6.5% | 17.765
55370 | Genetec | SV-ACC-MDP-HDMI | SV Accessory - Mini DisplayPort TO HDMI Adapter | Ea |  | 1 Year | 33 | 6.5% | 30.855
55371 | Genetec | SV-ACC-R8-2620 | 8 BAY Tower or Rackmount Server, E5-2620V4 PROCESSOR KIT | Ea |  | 1 Year | 1111 | 6.5% | 1038.785
55372 | Genetec | SV-ACC-SRV-10TB-SAS | Streamvault Storage Upgrade - 10TB SAS HDD for SV-4000 Series | Ea |  | 1 Year | 2000 | 6.5% | 1870
55373 | Genetec | SV-ACC-SRV-10TB-SATA | Streamvault Storage Upgrade - 10TB SATA Helium HDD for SV-1000 & SV-2000 Series | Ea |  | 1 Year | 1555 | 6.5% | 1453.925
55374 | Genetec | SV-ACC-SRV-16GB | Streamvault Tower or Rackmount Accessory - 16GB RAM- V4 PROCESSOR | Ea |  | 1 Year | 545 | 6.5% | 509.575
55375 | Genetec | SV-ACC-SRV-200GB-SSD | Streamvault Storage Upgrade - 200 GB 2.5" SATA SSD | Ea |  | 1 Year | 526.66 | 6.5% | 492.4271
55376 | Genetec | SV-ACC-SRV-240GB-SSD | Streamvault Storage Upgrade - 240GB 3.5" SSD Drive | Ea |  | 1 Year | 600 | 6.5% | 561
55377 | Genetec | SV-ACC-SRV-6TB-SAS | Streamvault Storage Upgrade - 6TB SAS HDD for SV-4000 Series | Ea |  | 1 Year | 1200 | 6.5% | 1122
55378 | Genetec | SV-ACC-SRV-8TB-SAS | Streamvault Storage Upgrade - 8TB SAS HDD for SV-4000 Series | Ea |  | 1 Year | 1500 | 6.5% | 1402.5
55379 | Genetec | SV-ACC-SRV-8TB-SATA | Streamvault Storage Upgrade - 8TB SATA Helium HDD for SV-1000 & SV-2000 Series | Ea |  | 1 Year | 1182 | 6.5% | 1105.17
55380 | Genetec | SV-ACC-SRV-BEZEL-1U | Streamvault Tower or Rackmount Servers - Bezel (Size 1U) | Ea |  | 1 Year | 20 | 6.5% | 18.7
55381 | Genetec | SV-ACC-SRV-BEZEL-2U | Streamvault Tower or Rackmount Servers - Bezel (Size 1U) | Ea |  | 1 Year | 20 | 6.5% | 18.7
55382 | Genetec | SV-ACC-SRV-DPFC | Streamvault Tower or Rackmount Accessory - 16GB DUAL PORT FIBER CHANNEL CARD | Ea |  | 1 Year | 2560 | 6.5% | 2393.6
55383 | Genetec | SV-ACC-SRV-NIC-10G-D | Streamvault Tower or Rackmount Accessory - DUAL PORT 10G ETHERNET ADAPTER-COPPER | Ea |  | 1 Year | 829 | 6.5% | 775.115
55384 | Genetec | SV-ACC-SRV-NIC-10G-X | Streamvault Tower or Rackmount Accessory - DUAL PORT 10G ETHERNET ADAPTER SFP+ SR | Ea |  | 1 Year | 1050 | 6.5% | 981.75
55385 | Genetec | SV-ACC-SRV-NIC-1G-D | Streamvault Tower or Rackmount Accessory - DUAL PORT 1G ETHERNET ADAPTER CARD | Ea |  | 1 Year | 300 | 6.5% | 280.5
55386 | Genetec | SV-ACC-SRV-NIC-1G-Q | Streamvault Tower or Rackmount Accessory - QUAD PORT 1G ETHERNET ADAPTER CARD | Ea |  | 1 Year | 540 | 6.5% | 504.9
55387 | Genetec | SV-ACC-SRV-R15-2620 | Streamvault 15 BAY Tower or Rackmount Server E5-2620 PROCESSOR KIT | Ea |  | 1 Year | 1030 | 6.5% | 963.05
55388 | Genetec | SV-ACC-SRV-R2-16GB | Streamvault Rackmount Accessory - 16GB RAM - R2 Enclosure | Ea |  | 1 Year | 375 | 6.5% | 350.625
55389 | Genetec | SV-ACC-SRV-R4-2620 | Streamvault 4 BAY Tower or Rackmount Server E5-2620V4 PROCESSOR KIT | Ea |  | 1 Year | 1115 | 6.5% | 1042.525
55390 | Genetec | SV-ACC-SRV-SPFC | Streamvault Tower or Rackmount Accessory - 16GB SINGLE PORT FIBER CHANNEL CARD | Ea |  | 1 Year | 1640 | 6.5% | 1533.4
55391 | Genetec | SV-ACC-SRV-SVR2012-UP | Streamvault Tower or Rackmount Servers MICROSOFT SERVER 2012 OPERATING SYSTEM - UPGRADE | Ea |  | 1 Year | 1050 | 6.5% | 981.75
55392 | Genetec | SV-ACC-SRV-SVR2016-UP | MICROSOFT SERVER 2016 OPERATING SYSTEM - UPGRADE | Ea |  | 1 Year | 1050 | 6.5% | 981.75
55393 | Genetec | SV-ACC-SRV-SVR2016-UP | MICROSOFT SERVER 2016 OPERATING SYSTEM - UPGRADE | Ea |  | 1 Year | 1050 | 6.5% | 981.75
55394 | Genetec | SV-ACC-SVR2012 | Microsoft Server 2012 R2 Operating System - HPE | Ea |  | 1 Year | 1500 | 6.5% | 1402.5
55395 | Genetec | SV-ACC-USB-NIC | USB to Ethernet Adapter | Ea |  | 1 Year | 50 | 6.5% | 46.75
55396 | Genetec | SV-E-ACC-DPFC-8GB | Dual Port 8GB Fibre Channel HBA, Low Profile | Ea |  | 1 Year | 1710 | 6.5% | 1598.85
55397 | Genetec | SV-E-ACC-DPNC-1G-RJ45 | Streamvault Server (E) Accessory - Dual Port 1 GbE RJ45 Network LOM Mezzanine Card | Ea |  | 1 Year | 141 | 6.5% | 131.835
55398 | Genetec | SV-E-ACC-SQL17-STD-DCAL-1 | Microsoft SQL 2017 Standard, DCAL 1 | Ea |  | 1 Year | 420 | 6.5% | 392.7
55399 | Genetec | SV-E-ACC-SQL17-STD-OPEN-NOCAL | Microsoft SQL 2017 Standard, No CAL | Ea |  | 1 Year | 1792.45 | 6.5% | 1675.9408
55400 | Genetec | SV-E-ACC-SQL-ENT | Microsoft SQL - 2-Core Enterprise License - Unlimited Users - 1 Year | Ea |  | 1 Year | 17000 | 6.5% | 15895
55401 | Genetec | SV-E-ACC-SQL-OPEN | Microsoft SQL Open License 1 Server, 5 CALS | Ea |  | 1 Year | 3250 | 6.5% | 3038.75
55402 | Genetec | SV-E-ACC-SRV-10G-EX | Streamvault Server (E) Accessory - Dual Port 10G Ethernet Adapter SFP+ SR | Ea |  | 1 Year | 624 | 6.5% | 583.44
55403 | Genetec | SV-E-ACC-SRV-10T-SAS | Streamvault Server (E) Accessory - 10TB 7200 RPM SAS 12Gbps 3.5in HDD | Ea |  | 1 Year | 1391 | 6.5% | 1300.585
55404 | Genetec | SV-E-ACC-SRV-10T-SHD | Streamvault Server (E) Accessory - 10TB Video Surveillance Hard Drive 3.5" HDD | Ea |  | 1 Year | 813 | 6.5% | 760.155
55405 | Genetec | SV-E-ACC-SRV-12T-SAS | Streamvault Server (E) Accessory - 12TB 7200 RPM SAS 12Gbps 3.5in HDD | Ea |  | 1 Year | 1715 | 6.5% | 1603.525
55406 | Genetec | SV-E-ACC-SRV-12T-SHD | Streamvault Server (E) Accessory - 12TB Video Surveillance Hard Drive 3.5" HDD | Ea |  | 1 Year | 1231 | 6.5% | 1150.985
55407 | Genetec | SV-E-ACC-SRV-14T-SHD | Streamvault Server (E) Accessory - 14TB Video Surveillance Hard Drive 3.5" HDD | Ea |  | 1 Year | 1085 | 6.5% | 1014.475
55408 | Genetec | SV-E-ACC-SRV-16GB-CORE | Streamvault Server (E) Accessory - 16GB RAM Memory - 2RX8 DDR4 UDIMM 2400MHz ECC | Ea |  | 1 Year | 775.25 | 6.5% | 724.8587
55409 | Genetec | SV-E-ACC-SRV-1G-NIC-D | Streamvault Server (E) Accessory - Dual Port 1G NIC Card | Ea |  | 1 Year | 375 | 6.5% | 350.625
55410 | Genetec | SV-E-ACC-SRV-1T-SAS | Streamvault Server (E) Accessory - 1TB Dual Port SAS 7200 RPM Drive 14G | Ea |  | 1 Year | 730 | 6.5% | 682.55
55411 | Genetec | SV-E-ACC-SRV-2016 | Microsoft Server 2016 Operating System - Full License | Ea |  | 1 Year | 1600 | 6.5% | 1496
55412 | Genetec | SV-E-ACC-SRV-2016-UP | Microsoft Server 2016 Upgrade | Ea |  | 1 Year | 950 | 6.5% | 888.25
55413 | Genetec | SV-E-ACC-SRV-2T-SATA | Streamvault Server (E) Accessory - 2TB SATA HDD 3.5" | Ea |  | 1 Year | 450 | 6.5% | 420.75
55414 | Genetec | SV-E-ACC-SRV-4T-SATA | Streamvault Server (E) Accessory - 4TB 3.5" SATA HDD | Ea |  | 1 Year | 260 | 6.5% | 243.1
55415 | Genetec | SV-E-ACC-SRV-4T-SHD | Streamvault Server (E) Accessory - 4TB Video Surveillance Hard Drive 3.5" HDD | Ea |  | 1 Year | 260 | 6.5% | 243.1
55416 | Genetec | SV-E-ACC-SRV-600-SAS | Streamvault Server (E) Accessory - 600GB 15K Dual Port SAS HDD 3.5" | Ea |  | 1 Year | 930 | 6.5% | 869.55
55417 | Genetec | SV-E-ACC-SRV-6T-SAS | Streamvault Server (E) Accessory - 6TB 7200 RPM SAS 12Gbps 3.5in HDD | Ea |  | 1 Year | 781 | 6.5% | 730.235
55418 | Genetec | SV-E-ACC-SRV-6T-SHD | Streamvault Server (E) Accessory - 6TB Video Surveillance Hard Drive 3.5" HDD | Ea |  | 1 Year | 513 | 6.5% | 479.655
55419 | Genetec | SV-E-ACC-SRV-8GB-E3 | Streamvault Server (E) Accessory - 8GB RAM Memory E3 Processors | Ea |  | 1 Year | 377 | 6.5% | 352.495
55420 | Genetec | SV-E-ACC-SRV-8GB-E5 | Streamvault Server (E) Accessory - 8GB RAM Memory E5 Processors | Ea |  | 1 Year | 377 | 6.5% | 352.495
55421 | Genetec | SV-E-ACC-SRV-8GB-SC | Streamvault Server (E) Accessory - 8GB RAM Memory - Xeon Scalable Processors | Ea |  | 1 Year | 426 | 6.5% | 398.31
55422 | Genetec | SV-E-ACC-SRV-8T-SAS | Streamvault Server (E) Accessory - 8TB 7200 RPM SAS 12Gbps 3.5in HDD | Ea |  | 1 Year | 1081 | 6.5% | 1010.735
55423 | Genetec | SV-E-ACC-SRV-8T-SHD | Streamvault Server (E) Accessory - 8TB Video Surveillance Hard Drive 3.5" HDD | Ea |  | 1 Year | 656 | 6.5% | 613.36
55424 | Genetec | SV-E-ACC-SRV-900-SAS | Streamvault Server (E) Accessory - 900GB 15K Dual Port SAS HDD 3.5" | Ea |  | 1 Year | 1295 | 6.5% | 1210.825
55425 | Genetec | SV-E-ACC-SRV-IDRAC-ENT | IDRAC ENTERPRISE License | Ea |  | 1 Year | 180 | 6.5% | 168.3
55426 | Genetec | SV-E-ACC-SRV-IDRAC-ENT-13G | IDRAC ENTERPRISE LICENSE 13G SERVERS | Ea |  | 1 Year | 180 | 6.5% | 168.3
55427 | Genetec | SV-E-ACC-SRV-IDRAC-ENT-14G | IDRAC ENTERPRISE LICENSE 14G SERVERS | Ea |  | 1 Year | 180 | 6.5% | 168.3
55428 | Genetec | SV-E-ACC-SRV-MZ-10G-SFP+-D | Streamvault Server (E) Accessory - Broadcom Dual Port 10G SFP+ LOM Mezzanine Card | Ea |  | 1 Year | 392 | 6.5% | 366.52
55429 | Genetec | SV-E-ACC-SVR2012 | Microsoft Server 2012 R2 Operating System - Dell | Ea |  | 1 Year | 1600 | 6.5% | 1496
55430 | Genetec | SVPRO-PCORD-AU | (Spare) Australia country specific power cord | Ea |  | 1 Year | 27 | 6.5% | 25.245
55431 | Genetec | SVPRO-PCORD-AU | (Spare) Australia country specific power cord | Ea |  | 1 Year | 27 | 6.5% | 25.245
55432 | Genetec | SVPRO-PCORD-EU | (Spare) Europe country specific power cord | Ea |  | 1 Year | 27 | 6.5% | 25.245
55433 | Genetec | SVPRO-PCORD-EU | (Spare) Europe country specific power cord | Ea |  | 1 Year | 27 | 6.5% | 25.245
55434 | Genetec | SVPRO-PCORD-NA | (Spare) North America country specific power cord | Ea |  | 1 Year | 27 | 6.5% | 25.245
55435 | Genetec | SVPRO-PCORD-NA | (Spare) North America country specific power cord | Ea |  | 1 Year | 27 | 6.5% | 25.245
55436 | Genetec | SVPRO-PCORD-UK | (Spare) United Kingdom country specific power cord | Ea |  | 1 Year | 27 | 6.5% | 25.245
55437 | Genetec | SVPRO-PCORD-UK | (Spare) United Kingdom country specific power cord | Ea |  | 1 Year | 27 | 6.5% | 25.245
55438 | Genetec | SVPROV3-ADDRAM-8GB | Dell 8GB Certified Memory Module - 2Rx4 DDR3 RDIMM 1333MHz LV | Ea |  | 1 Year | 197 | 6.5% | 184.195
55439 | Genetec | SVPROV3-EXTSTORAGE-4TB | 4TB 7.2K RPM NLSAS 512n 3.5in Hot-plug Hard Drive,CusKit (400-ALRT ) | Ea |  | 1 Year | 1300 | 6.5% | 1215.5
55440 | Genetec | SVPROV4-ADDRAM-8GB | Additional 8GB Ram Add-on | Ea |  | 1 Year | 338 | 6.5% | 316.03
55441 | Genetec | SVPROV4-TMP | SVPROV4- Trust Platform Module (TPM) | Ea |  | 1 Year | 72 | 6.5% | 67.32
55442 | Genetec | SVPROV4-TMP | SVPROV4- Trust Platform Module (TPM) | Ea |  | 1 Year | 72 | 6.5% | 67.32
55443 | Genetec | SVPROv4-WARR-2YR-UP | 1 Year (2 Years) Upgrade for a total of 1 Year (5 Years) | Ea |  | 1 Year | 620 | 6.5% | 579.7
55444 | Genetec | SVPROv4-WARR-2YR-UP | 1 Year (2 Years) Upgrade for a total of 1 Year (5 Years) | Ea |  | 1 Year | 620 | 6.5% | 579.7
55445 | Genetec | SVPROV5-ADDRAM-8GB | Additional 8GB Ram Add-on | Ea |  | 1 Year | 338 | 6.5% | 316.03
55446 | Genetec | SVPROV5-EXTSTORAGE-4TB | Sv-Prov5 Hard Drive 4TB 3.5" | Ea |  | 1 Year | 990 | 6.5% | 925.65
55447 | Genetec | SVS-7000-ACC-SE-SP-MOD | Streamvault SVS-7000 series Accessory. EXPANSION ARRAY COLD SPARE I/O MODULE | Ea |  | 1 Year | 1625 | 6.5% | 1519.375
55448 | Genetec | SVS-7000-ACC-SH-SP-KT | Streamvault SVS-7000 series Accessory. COLD SPARES KIT-CONTROLLER,FAN Power Supply (2) 10TB RAW, RAID5 DRIVES | Ea |  | 1 Year | 13300 | 6.5% | 12435.5
55449 | Genetec | SVS-7000-ACC-SP-14HD | Streamvault SVS-7000 series Accessory. (14) 10TB RAW, SAS HARD DRIVES | Ea |  | 1 Year | 16520 | 6.5% | 15446.2
55450 | Genetec | SVS-7000-ACC-SP-2HD | Streamvault SVS-7000 series Accessory. HARD DRIVE SPARES KIT- (2)x10TB RAW, SAS DRIVES | Ea |  | 1 Year | 2500 | 6.5% | 2337.5
55451 | Genetec | SVS-7000-SE-420T-10 | SVS-7000 series. SAN Expansion Unit - 4U 56 BAY -420TB RAW, RAID6 | Ea |  | 1 Year | 73977 | 6.5% | 69168.495
55452 | Genetec | SVS-7000-SH-IS-560T-10 | SVS-7000 series. SAN Headend Controller - 4U 56 BAY, 1G/10G ISCSI SAN 4 SFP+, 560TB RAW, RAID6 | Ea |  | 1 Year | 101593 | 6.5% | 94989.455
55453 | Genetec | SVS-7001-ACC-SP-14HD-12T-84B | Streamvault SVS-7001 series Accessory. (14) 12TB Hard Drive Kit for 84 Bay | Ea |  | 1 Year | 17050 | 6.5% | 15941.75
55454 | Genetec | SVS-7001-ACC-WTY-MC4-5Y | SVS-7001 Accessory - 5 year Mission Critical 4 Hour Warranty for 84 bay SAN. | Ea |  | 1 Year | 11582 | 6.5% | 10829.17
55455 | Genetec | SVS-7001E-SE-120T-10 | SVS-7000 series - 10G iSCSI SAN Expansion Unit - 2U 12 BAY - 120TB RAW (12x 10TB Enterprise SAS Drives), Dual PS. | Ea |  | 1 Year | 27114 | 6.5% | 25351.59
55456 | Genetec | SVS-7001E-SE-300T-10 | SVS-7000 series - 10G iSCSI SAN Expansion Unit - 4U 60 BAY - 300TB RAW (30x 10TB Enterprise SAS Drives), Dual PS. | Ea |  | 1 Year | 73563 | 6.5% | 68781.405
55457 | Genetec | SVS-7001E-SE-600T-10 | SVS-7000 series - 10G iSCSI SAN Expansion Unit - 4U 60 BAY - 600TB RAW (60x 10TB Enterprise SAS Drives), Dual PS. | Ea |  | 1 Year | 129497 | 6.5% | 121079.695
55458 | Genetec | SVS-7001E-SE-60T-10 | SVS-7000 series - 10G iSCSI SAN Expansion Unit - 2U 12 BAY - 60TB RAW (6x 10TB Enterprise SAS Drives), Dual PS. | Ea |  | 1 Year | 16186 | 6.5% | 15133.91
55459 | Genetec | SVS-7001E-SE-720T-12 | SVS-7000 series - 10G iSCSI SAN Expansion Unit - 4U 60 BAY - 720TB RAW (60x 12TB Enterprise SAS Drives), Dual PS. | Ea |  | 1 Year | 143800 | 6.5% | 134453
55460 | Genetec | SVS-7001E-SH-IS-120T-10 | SVS-7000 series - 10G iSCSI SAN Headend Controller - 2U 12 BAY - 120TB RAW (12x 10TB Enterprise SAS Drives), (12) 10G SFP+, (2) Controllers, Dual PS. | Ea |  | 1 Year | 36011 | 6.5% | 33670.285
55461 | Genetec | SVS-7001E-SH-IS-300T-10 | SVS-7000 series - 10G iSCSI SAN Headend Controller - 4U 60 BAY - 300TB RAW (30x 10TB Enterprise SAS Drives), (12) 10G SFP+, (2) Controllers, Dual PS. | Ea |  | 1 Year | 74443 | 6.5% | 69604.205
55462 | Genetec | SVS-7001E-SH-IS-504T-12 | SVS-7000 series - 10G iSCSI SAN Headend Controller - 5U 84 BAY - 504TB RAW (42x 12TB Enterprise SAS Drives), (12) 10G SFP+, (2) Controllers, Dual PS. | Ea |  | 1 Year | 136239 | 6.5% | 127383.465
55463 | Genetec | SVS-7001E-SH-IS-600T-10 | SVS-7000 series - 10G iSCSI SAN Headend Controller - 4U 60 BAY - 600TB RAW (60x 10TB Enterprise SAS Drives), (12) 10G SFP+, (2) Controllers, Dual PS. | Ea |  | 1 Year | 119812 | 6.5% | 112024.22
55464 | Genetec | SVS-7001E-SH-IS-60T-10 | SVS-7000 series - 10G iSCSI SAN Headend Controller - 2U 12 BAY - 60TB RAW (6x 10TB Enterprise SAS Drives), (12) 10G SFP+, (2) Controllers, Dual PS. | Ea |  | 1 Year | 27010 | 6.5% | 25254.35
55465 | Genetec | SVS-7001E-SH-IS-70T-10 | SVS-7000 series - 10G iSCSI SAN Headend Controller - 2U 12 BAY - 70TB RAW (7x 10TB Enterprise SAS Drives), (12) 10G SFP+, (2) Controllers, Dual PS. | Ea |  | 1 Year | 28401 | 6.5% | 26554.935
55466 | Genetec | SVS-7001E-SH-IS-720T-12 | SVS-7000 series - 10G iSCSI SAN Headend Controller - 4U 60 BAY - 720TB RAW (60x 12TB Enterprise SAS Drives), (12) 10G SFP+, (2) Controllers, Dual PS. | Ea |  | 1 Year | 130500 | 6.5% | 122017.5
55467 | Genetec | SVS-7001E-SH-IS-90T-10 | SVS-7000 series - 10G iSCSI SAN Headend Controller - 2U 12 BAY - 90TB RAW (9x 10TB Enterprise SAS Drives), (12) 10G SFP+, (2) Controllers, Dual PS. | Ea |  | 1 Year | 31195 | 6.5% | 29167.325
55468 | Genetec | SVW-300E-SF2-1000-I7 | Streamvault Workstation SVW-300E - SFF, Core I7-8700, (1) 2.5" SFF Bays + (1) 3.5" LFF Bays, 16GB RAM, 1TB HDD, Windows 10 Pro, 256GB SSD, (2) 1GbE, NVIDIA P1000, Single PS, Genetec Security Center pre-installed. License sold separately. | Ea |  | 1 Year | 3126 | 6.5% | 2922.81
55469 | Genetec | SVW-300E-SF2-I7 | Streamvault Workstation SVW-300E - SFF, Core I7-8700, (1) 2.5" SFF Bays + (1) 3.5" LFF Bays, 16GB RAM, 1TB HDD, Windows 10 Pro, 256GB SSD, (2) 1GbE, Single PS, Genetec Security Center pre-installed. License sold separately. | Ea |  | 1 Year | 2217 | 6.5% | 2072.895
55470 | Genetec | SVW-300E-SF2-P620-I7 | Streamvault Workstation SVW-300E - SFF, Core I7-8700, (1) 2.5" SFF Bays + (1) 3.5" LFF Bays, 16GB RAM, 1TB HDD, Windows 10 Pro, 256GBSSD, (2) 1GbE, Single PS, Genetec Security Center pre-installed. License sold separately. | Ea |  | 1 Year | 2729 | 6.5% | 2551.615
55471 | Genetec | SVW-300E-T2-S1050-I5 | Streamvault Workstation SVW-300E - Tower, Core I5-8500, 16GB RAM, 256GB SSD, Windows 10 Pro, NVIDIA GTX1050TI. Genetec Security Center pre-installed. License sold separately. | Ea |  | 1 Year | 2320 | 6.5% | 2169.2
55472 | Genetec | SVW-300E-T2-S1050-I5-BTS | **Exclusively for Boots** Streamvault Workstation SVW-300E - Tower, Core I5, 16GB RAM, 256GB SSD, Windows 10 Pro, NVIDIA GTX1050TI. Genetec Security Center pre-installed. License sold separately. | Ea |  | 1 Year | 2150 | 6.5% | 2010.25
55473 | Genetec | SVW-300E-T2-S1050-I7 | Streamvault Workstation SVW-300E - Tower, Core I7-8700, 16GB RAM, 256GB SSD, Windows 10 Pro, NVIDIA GTX1050TI. Genetec Security Center pre-installed. License sold separately. | Ea |  | 1 Year | 2450 | 6.5% | 2290.75
55474 | Genetec | SVW-300E-T4-1000-I7 | Streamvault Workstation SVW-300E - Tower, Core I7-7700K, (1) 2.5" SFF Bay + (3) 3.5" LFF Bays, 16GB RAM, 1TB HDD, Windows 10 Pro, 256GBSSD, (2) 1GbE, NVIDIA P1000, Single PS, Genetec Security Center pre-installed. License sold separately. | Ea |  | 1 Year | 3600 | 6.5% | 3366
55475 | Genetec | SVW-300E-T4-1030-I7 | Streamvault Workstation SVW-300E - Tower, Core I7-7700K, (1) 2.5" SFF Bay + (3) 3.5" LFF Bays, 16GB RAM, 1TB HDD, Windows 10 Pro, 128GB SSD, (2) 1GbE, NVIDIA GT1030, Single PS, Genetec Security Center pre-installed. License sold separately. | Ea |  | 1 Year | 3610 | 6.5% | 3375.35
55476 | Genetec | SVW-300E-T4-1050-I7 | Streamvault Workstation SVW-300E - Tower, Core I7-7700K, (1) 2.5" SFF Bay + (3) 3.5" LFF Bays, 16GB RAM, 1TB HDD, Windows 10 Pro, 256GBSSD, (2) 1GbE, NVIDIA GTX1050TI, Single PS, Genetec Security Center pre-installed. License sold separately. | Ea |  | 1 Year | 3187 | 6.5% | 2979.845
55477 | Genetec | SVW-300E-T4-1060-I7 | Streamvault Workstation SVW-300E - Tower, Core I7-7700K, (1) 2.5" SFF Bay + (3) 3.5" LFF Bays, 16GB RAM, 1TB HDD, Windows 10 Pro, 256GBSSD, (2) 1GbE, NVIDIA GTX1060, Single PS, Genetec Security Center pre-installed. License sold separately. | Ea |  | 1 Year | 3497 | 6.5% | 3269.695
55478 | Genetec | SVW-300E-T4-2000-I7 | Streamvault Workstation SVW-300E - Tower, Core I7-7700K, (1) 2.5" SFF Bay + (3) 3.5" LFF Bays, 16GB RAM, 1TB HDD, Windows 10 Pro, 256GBSSD, (2) 1GbE, NVIDIA P2000, Single PS, Genetec Security Center pre-installed. License sold separately. | Ea |  | 1 Year | 3924 | 6.5% | 3668.94
55479 | Genetec | SVW-300E-T4-D1000-I7 | Streamvault Workstation SVW-300E - Tower, Core I7-7700K, (1) 2.5" SFF Bay + (3) 3.5" LFF Bays, 16GB RAM, 1TB HDD, Windows 10 Pro, 256GBSSD, (2) 1GbE, (2) NVIDIA P1000, Single PS, Genetec Security Center pre-installed. License sold separately. | Ea |  | 1 Year | 4381 | 6.5% | 4096.235
55480 | Genetec | SVW-300E-T4-D2000-I7 | Streamvault Workstation SVW-300E - Tower, Core I7-7700K, (1) 2.5" SFF Bay + (3) 3.5" LFF Bays, 16GB RAM, 1TB HDD, Windows 10 Pro, 256GBSSD, (2) 1GbE, (2) NVIDIA P2000, Single PS, Genetec Security Center pre-installed. License sold separately. | Ea |  | 1 Year | 5050 | 6.5% | 4721.75
55481 | Genetec | SVW-300E-T4-I7 | Streamvault Workstation SVW-300E - Tower, Core I7-7700K, (1) 2.5" SFF Bay + (3) 3.5" LFF Bays, 16GB RAM, 1TB HDD, Windows 10 Pro, 256GBSSD, (2) 1GbE, Intel HD630 Integrated, (2) 1GbE, Single PS, Genetec Security Center pre-installed. License sold separately. | Ea |  | 1 Year | 2818 | 6.5% | 2634.83
55482 | Genetec | SVW-501E-R2-D1000-I7 | Streamvault Workstation SVW-501E - 1U 2 Bay Rackmount, Core I7-8700, 16 RAM, 256GB SSD, (2) NVIDIA P1000, Windows 10 Pro. Dual PS. Genetec Security Center pre-installed. License sold separately. | Ea |  | 1 Year | 5605 | 6.5% | 5240.675
55483 | Genetec | SVW-501E-R2-D2000-I7 | Streamvault Workstation SVW-501E - 1U 2 Bay Rackmount, Core I7-8700, 16 RAM, 256GB SSD, (2) NVIDIA P4000, Windows 10 Pro. Dual PS. Genetec Security Center pre-installed. License sold separately. | Ea |  | 1 Year | 8074 | 6.5% | 7549.19
55484 | Genetec | SVW-501E-R2-D620-I7 | Streamvault Workstation SVW-501E - 1U 2 Bay Rackmount, Core I7-8700, 16 RAM, 256GB SSD, (2) NVIDIA P620, Windows 10 Pro. Dual PS. Genetec Security Center pre-installed. License sold separately. | Ea |  | 1 Year | 4905 | 6.5% | 4586.175
55485 | Genetec | SVW-501E-R2-EMB-I7 | Streamvault Workstation SVW-501E - 1U 2 Bay Rackmount, Core I7-8700, 16 RAM, 256GB SSD, Embedded Graphics, Windows 10 Pro. Dual PS. Genetec Security Center pre-installed. License sold separately. | Ea |  | 1 Year | 3660 | 6.5% | 3422.1
55486 | Genetec | SVW-501E-R2-S1000-I7 | Streamvault Workstation SVW-501E - 1U 2 Bay Rackmount, Core I7-8700, 16 RAM, 256GB SSD, (1) NVIDIA P1000, Windows 10 Pro. Dual PS. Genetec Security Center pre-installed. License sold separately. | Ea |  | 1 Year | 4826 | 6.5% | 4512.31
55487 | Genetec | SVW-501E-R2-S1060-I7 | Streamvault Workstation SVW-501E - 1U 2 Bay Rackmount, Core I7-8700, 16 RAM, 256GB SSD, (1) NVIDIA GTX1060, Windows 10 Pro. Dual PS. Genetec Security Center pre-installed. License sold separately. | Ea |  | 1 Year | 4344 | 6.5% | 4061.64
55488 | Genetec | SVW-501E-R2-S1080-I7 | Streamvault Workstation SVW-501E - 1U 2 Bay Rackmount, Core I7-8700, 16 RAM, 256GB SSD, (1) NVIDIA GTX1080, Windows 10 Pro. Dual PS. Genetec Security Center pre-installed. License sold separately. | Ea |  | 1 Year | 5488 | 6.5% | 5131.28
55489 | Genetec | SVW-501E-R2-S2000-I7 | Streamvault Workstation SVW-501E - 1U 2 Bay Rackmount, Core I7-8700, 16 RAM, 256GB SSD, (1) NVIDIA P2000, Windows 10 Pro. Dual PS. Genetec Security Center pre-installed. License sold separately. | Ea |  | 1 Year | 5100 | 6.5% | 4768.5
55490 | Genetec | SVW-501E-R2-S4000-I7 | Streamvault Workstation SVW-501E - 1U 2 Bay Rackmount, Core I7-8700, 16 RAM, 256GB SSD, (1) NVIDIA P4000, Windows 10 Pro. Dual PS. Genetec Security Center pre-installed. License sold separately. | Ea |  | 1 Year | 6061 | 6.5% | 5667.035
55491 | Genetec | SVW-501E-R2-S620-I7 | Streamvault Workstation SVW-501E - 1U 2 Bay Rackmount, Core I7-8700, 16 RAM, 256GB SSD, (1) NVIDIA P620, Windows 10 Pro. Dual PS. Genetec Security Center pre-installed. License sold separately. | Ea |  | 1 Year | 4476 | 6.5% | 4185.06
55492 | Genetec | SVW-501E-R8-4000-130 | Streamvault Workstation SVW-501E - Rackmount, Xeon Gold 6130, (2) 2.5" SFF Bay + (6) 3.5" LFF Bays, 128GB RAM, 1TB HDD, Windows 10 Pro, (2) 512GB SSD, (2) 1GbE, (1) NVIDIA P4000, Dual PS, Genetec Security Center pre-installed. License sold separately. | Ea |  | 1 Year | 18200 | 6.5% | 17017
55493 | Genetec | SVW-501E-T5-1000-145 | Streamvault Workstation SVW-501E - Tower, Xeon W-2145, (1) 2.5" SFF Bay + (4) 3.5" LFF Bays, 16GB RAM, 1TB HDD, Windows 10 Pro, 256GB SSD, (2) 1GbE, NVIDIA P1000, Single PS, Genetec Security Center pre-installed. License sold separately. | Ea |  | 1 Year | 6242 | 6.5% | 5836.27
55494 | Genetec | SVW-501E-T5-1050-145 | Streamvault Workstation SVW-501E - Tower, Xeon W-2145, (1) 2.5" SFF Bay + (4) 3.5" LFF Bays, 16GB RAM, 1TB HDD, Windows 10 Pro, 256GB SSD, (2) 1GbE, NVIDIA GTX1050TI, Single PS, Genetec Security Center pre-installed. License sold separately. | Ea |  | 1 Year | 5829 | 6.5% | 5450.115
55495 | Genetec | SVW-501E-T5-1060-145 | Streamvault Workstation SVW-501E - Tower, Xeon W-2145, (1) 2.5" SFF Bay + (4) 3.5" LFF Bays, 16GB RAM, 1TB HDD, Windows 10 Pro, 256GB SSD, (2) 1GbE, NVIDIA GTX1060, Single PS, Genetec Security Center pre-installed. License sold separately. | Ea |  | 1 Year | 6139 | 6.5% | 5739.965
55496 | Genetec | SVW-501E-T5-1060-I7 | Streamvault Workstation SVW-501E - Tower, Core i7 7820X, (1) 2.5" SFF Bay + (4) 3.5" SFF Bays, 16GB RAM, 1TB HDD, Windows 10 Pro, 256GB SSD, (2) 1GbE, NVIDIA GTX1060, Single PS. Genetec Security Center pre-installed. License sold separately. | Ea |  | 1 Year | 4493 | 6.5% | 4200.955
55497 | Genetec | SVW-501E-T5-1060-I9 | Streamvault Workstation SVW-501E - Tower, Core i9 7940X, (1) 2.5" SFF Bay + (4) 3.5" SFF Bays, 16GB RAM, 1TB HDD, Windows 10 Pro, 256GB SSD, (2) 1GbE, NVIDIA GTX1060, Single PS. Genetec Security Center pre-installed. License sold separately. | Ea |  | 1 Year | 6395 | 6.5% | 5979.325
55498 | Genetec | SVW-501E-T5-1070-145 | Streamvault Workstation SVW-501E - Tower, Xeon W-2145, (1) 2.5" SFF Bay + (4) 3.5" LFF Bays, 16GB RAM, 1TB HDD, Windows 10 Pro, 256GB SSD, (2) 1GbE, NVIDIA GTX1070, Single PS, Genetec Security Center pre-installed. License sold separately. | Ea |  | 1 Year | 6447 | 6.5% | 6027.945
55499 | Genetec | SVW-501E-T5-1080-145 | Streamvault Workstation SVW-501E - Tower, Xeon W-2145, (1) 2.5" SFF Bay + (4) 3.5" LFF Bays, 16GB RAM, 1TB HDD, Windows 10 Pro, 256GB SSD, (2) 1GbE, NVIDIA GTX1080, Single PS, Genetec Security Center pre-installed. License sold separately. | Ea |  | 1 Year | 6895 | 6.5% | 6446.825
55500 | Genetec | SVW-501E-T5-1080-I7 | Streamvault Workstation SVW-501E - Tower, Core i7 7820X, (1) 2.5" SFF Bay + (4) 3.5" SFF Bays, 16GB RAM, 1TB HDD, Windows 10 Pro, 256GB SSD, (2) 1GbE, NVIDIA GTX1080, Single PS. Genetec Security Center pre-installed. License sold separately. | Ea |  | 1 Year | 5139 | 6.5% | 4804.965
55501 | Genetec | SVW-501E-T5-1080-I9 | Streamvault Workstation SVW-501E - Tower, Core i9 7940X, (1) 2.5" SFF Bay + (4) 3.5" SFF Bays, 16GB RAM, 1TB HDD, Windows 10 Pro, 256GB SSD, (2) 1GbE, NVIDIA GTX1080, Single PS. Genetec Security Center pre-installed. License sold separately. | Ea |  | 1 Year | 7760 | 6.5% | 7255.6
55502 | Genetec | SVW-501E-T5-2000-145 | Streamvault Workstation SVW-501E - Tower, Xeon W-2145, (1) 2.5" SFF Bay + (4) 3.5" LFF Bays, 16GB RAM, 1TB HDD, Windows 10 Pro, 256GB SSD, (2) 1GbE, NVIDIA P2000, Single PS, Genetec Security Center pre-installed. License sold separately. | Ea |  | 1 Year | 6566 | 6.5% | 6139.21
55503 | Genetec | SVW-501E-T5-4000-145 | Streamvault Workstation SVW-501E - Tower, Xeon W-2145, (1) 2.5" SFF Bay + (4) 3.5" LFF Bays, 16GB RAM, 1TB HDD, Windows 10 Pro, 256GB SSD, (2) 1GbE, NVIDIA P4000, Single PS, Genetec Security Center pre-installed. License sold separately. | Ea |  | 1 Year | 7637 | 6.5% | 7140.595
55504 | Genetec | SVW-501E-T5-D1000-145 | Streamvault Workstation SVW-501E - Tower, Xeon W-2145, (1) 2.5" SFF Bay + (4) 3.5" LFF Bays, 16GB RAM, 1TB HDD, Windows 10 Pro, 256GB SSD, (2) 1GbE, (2) NVIDIA P1000, Single PS, Genetec Security Center pre-installed. License sold separately. | Ea |  | 1 Year | 7024 | 6.5% | 6567.44
55505 | Genetec | SVW-501E-T5-D1050-145 | Streamvault Workstation SVW-501E - Tower, Xeon W-2145, (1) 2.5" SFF Bay + (4) 3.5" LFF Bays, 16GB RAM, 1TB HDD, Windows 10 Pro, 256GB SSD, (2) 1GbE, (2) NVIDIA GTX1050TI, Single PS, Genetec Security Center pre-installed. License sold separately. | Ea |  | 1 Year | 6197 | 6.5% | 5794.195
55506 | Genetec | SVW-501E-T5-D1060-145 | Streamvault Workstation SVW-501E - Tower, Xeon W-2145, (1) 2.5" SFF Bay + (4) 3.5" LFF Bays, 16GB RAM, 1TB HDD, Windows 10 Pro, 256GB SSD, (2) 1GbE, (2) NVIDIA GTX1060, Single PS, Genetec Security Center pre-installed. License sold separately. | Ea |  | 1 Year | 6818 | 6.5% | 6374.83
55507 | Genetec | SVW-501E-T5-D1060-I7 | Streamvault Workstation SVW-501E - Tower, Core i7 7820X, (1) 2.5" SFF Bay + (4) 3.5" SFF Bays, 16GB RAM, 1TB HDD, Windows 10 Pro, 256GB SSD, (2) 1GbE, (2) NVIDIA GTX1060, Single PS. Genetec Security Center pre-installed. License sold separately. | Ea |  | 1 Year | 5181 | 6.5% | 4844.235
55508 | Genetec | SVW-501E-T5-D1060-I9 | Streamvault Workstation SVW-501E - Tower, Core i9 7940X, (1) 2.5" SFF Bay + (4) 3.5" SFF Bays, 16GB RAM, 1TB HDD, Windows 10 Pro, 256GB SSD, (2) 1GbE, (2) NVIDIA GTX1060, Single PS. Genetec Security Center pre-installed. License sold separately. | Ea |  | 1 Year | 7083 | 6.5% | 6622.605
55509 | Genetec | SVW-501E-T5-D1070-145 | Streamvault Workstation SVW-501E - Tower, Xeon W-2145, (1) 2.5" SFF Bay + (4) 3.5" LFF Bays, 16GB RAM, 1TB HDD, Windows 10 Pro, 256GB SSD, (2) 1GbE, (2) NVIDIA GTX1070, Single PS, Genetec Security Center pre-installed. License sold separately. | Ea |  | 1 Year | 7434 | 6.5% | 6950.79
55510 | Genetec | SVW-501E-T5-D1080-145 | Streamvault Workstation SVW-501E - Tower, Xeon W-2145, (1) 2.5" SFF Bay + (4) 3.5" LFF Bays, 16GB RAM, 1TB HDD, Windows 10 Pro, 256GB SSD, (2) 1GbE, (2) NVIDIA GTX1080, Single PS, Genetec Security Center pre-installed. License sold separately. | Ea |  | 1 Year | 8329 | 6.5% | 7787.615
55511 | Genetec | SVW-501E-T5-D1080-I7 | Streamvault Workstation SVW-501E - Tower, Core i7 7820X, (1) 2.5" SFF Bay + (4) 3.5" SFF Bays, 16GB RAM, 1TB HDD, Windows 10 Pro, 256GB SSD, (2) 1GbE, (2) NVIDIA GTX1080, Single PS. Genetec Security Center pre-installed. License sold separately. | Ea |  | 1 Year | 6472 | 6.5% | 6051.32
55512 | Genetec | SVW-501E-T5-D1080-I9 | Streamvault Workstation SVW-501E - Tower, Core i9 7940X, (1) 2.5" SFF Bay + (4) 3.5" SFF Bays, 16GB RAM, 1TB HDD, Windows 10 Pro, 256GB SSD, (2) 1GbE, (2) NVIDIA GTX1080, Single PS. Genetec Security Center pre-installed. License sold separately. | Ea |  | 1 Year | 9093 | 6.5% | 8501.955
55513 | Genetec | SVW-501E-T5-D2000-145 | Streamvault Workstation SVW-501E - Tower, Xeon W-2145, (1) 2.5" SFF Bay + (4) 3.5" LFF Bays, 16GB RAM, 1TB HDD, Windows 10 Pro, 256GB SSD, (2) 1GbE, (2) NVIDIA P2000, Single PS, Genetec Security Center pre-installed. License sold separately. | Ea |  | 1 Year | 7671 | 6.5% | 7172.385
55514 | Genetec | SVW-501E-T5-D4000-145 | Streamvault Workstation SVW-501E - Tower, Xeon W-2145, (1) 2.5" SFF Bay + (4) 3.5" LFF Bays, 16GB RAM, 1TB HDD, Windows 10 Pro, 256GB SSD, (2) 1GbE, (2) NVIDIA P4000, Single PS, Genetec Security Center pre-installed. License sold separately. | Ea |  | 1 Year | 9813 | 6.5% | 9175.155
55515 | Genetec | SVW-ACC-GTX1050TI | Streamvault Workstation Accessory. NVIDIA GTX1050TI GRAPHICS CARD | Ea |  | 1 Year | 350 | 6.5% | 327.25
55516 | Genetec | SVW-ACC-T-GTX1050TI | Streamvault Workstation Accessory. NVIDIA GTX1050TI GRAPHICS CARD (Only compatible with Tower Workstations) | Ea |  | 1 Year | 350 | 6.5% | 327.25
55517 | Genetec | SVW-ACC-T-GTX1060 | Streamvault Workstation Accessory. NVIDIA GTX1060 GRAPHICS CARD (Only compatible with Tower Workstations) | Ea |  | 1 Year | 645 | 6.5% | 603.075
55518 | Genetec | SVW-E-ACC-T5-RMKT | Streamvault Server (E) Accessory - Rackmount Kit for T05 Enclosures | Ea |  | 1 Year | 400 | 6.5% | 374
55519 | Genetec | SVW-E-ACC-T6-RMKT | Streamvault Server (E) Accessory - Rackmount Kit for T06 Enclosures | Ea |  | 1 Year | 382 | 6.5% | 357.17
55520 | Genetec | SY-082608 | LM2 1.0 HLF 250 IM L2 | Ea |  | 1 Year | 59 | 6.5% | 55.165
55521 | Genetec | SY-082667-043 | Minot AFB custom overlaminate Film for Fargo printer | Ea |  | 1 Year | 182 | 6.5% | 170.17
55522 | Genetec | SY-1326LGSMV-GEN | ProxCard II Proximity Access Card (Clam Shell) (cannot print directly to a Clamshell card). Predefined H10304 Card Format with Facility Code H10304, will provide next card range available | Ea |  | 1 Year | 2.68 | 6.5% | 2.5058
55523 | Genetec | SY-1386LGGMN-GEN | ISOProx II Graphics Quality PVC, Proximity Access Card. **Predefined H10304 Card Format with Facility Code H10304, will provide next card range available | Ea |  | 1 Year | 4.92 | 6.5% | 4.6002
55524 | Genetec | SY-2000HPGGMN-GEN | iCLASS SR Contactless Smart Card, 2k bit with 2 application areas. Supported with standard iCLASS/multiCLASS and iCLASS/multiCLASS SE readers. **Predefined H10304 Card Format with Facility Code H10304, will provide next card range available | Ea |  | 1 Year | 3.86 | 6.5% | 3.6091
55525 | Genetec | SY-21X23ENC-KIT | Small Enclosure Kit (unassembled). 21x23 inches/53.3x58.4 cm enclosure, lock/key, tamper, backplate, screws for backplate (including for Mercury and HID modules), battery cover and tamper. | Ea |  | 1 Year | 575 | 6.5% | 537.625
55526 | Genetec | SY-29X23ENC-KIT | Large Enclosure Kit (unassembled). 29x23 inches/73.7 x 58.4 cm enclosure, lock/key, tamper, backplate, screws for backplate (including for Mercury and HID modules), battery cover and tamper | Ea |  | 1 Year | 680 | 6.5% | 635.8
55527 | Genetec | SY-2MR50MOUNT-KIT | Adapter kit to mount 2 MR50 into the Genetec enclosures (same footprint as an MR52) | Ea |  | 1 Year | 30 | 6.5% | 28.05
55528 | Genetec | SY-4RDHIDPW-B-EU-KIT | 4-reader HID Kit (pre-wired) for EMEA: 21x23 inches/53.3x58.4 cm enclosure Kit, 6A Power Supply Kit, Synergis CloudLink, two HID V100s with standoffs and screws. 4 software reader connections included | Ea |  | 1 Year | 2900 | 6.5% | 2711.5
55529 | Genetec | SY-4RDHIDPW-B-EU-KIT-SCS | 4-reader HID Kit (pre-wired) for EMEA: 21x23 inches/53.3x58.4 cm enclosure Kit, 6A Power Supply Kit, Synergis CloudLink, two HID V100s with standoffs and screws. - For Synergis SaaS only | Ea |  | 1 Year | 2800 | 6.5% | 2618
55530 | Genetec | SY-4RDHIDPW-B-NA-KIT | 4-reader HID Kit (pre-wired) for America: 21x23 inches/53.3x58.4 cm enclosure Kit, 6A Power Supply Kit, Synergis CloudLink, two HID V100s with standoffs and screws. 4 software reader connections included | Ea |  | 1 Year | 2900 | 6.5% | 2711.5
55531 | Genetec | SY-4RDHIDPW-B-NA-KIT-SCS | 4-reader HID Kit (pre-wired) for America: 21x23 inches/53.3x58.4 cm enclosure Kit, 6A Power Supply Kit, Synergis CloudLink, two HID V100s with standoffs and screws. - For Synergis SaaS only | Ea |  | 1 Year | 2800 | 6.5% | 2618
55532 | Genetec | SY-5006PGGMN-GEN | COMPOSITE ICLASS SEOS CONTACTLESS SMART CARD 8 KB MEMORY, ER PROG., F-GLOSS, B-GLOSS, Matching iCLASS #, NO SLOT **Predefined H10304 Card Format with Facility Code H10304, will provide next card range available | Ea |  | 1 Year | 3.86 | 6.5% | 3.6091
55533 | Genetec | SY-6APS-B-EU-KIT | 6A Power Supply Kit for EMEA. 6A power supply/charger board (220VAC/60Hz, 12 VDC @ 6A output); Screws, standoffs and fuse assembly | Ea |  | 1 Year | 360 | 6.5% | 336.6
55534 | Genetec | SY-6APS-B-NA-KIT | 6A Power Supply Kit for America. 6A power supply/charger board (110VAC/60Hz, 12 VDC @ 6A output); Screws, standoffs and fuse assembly | Ea |  | 1 Year | 320 | 6.5% | 299.2
55535 | Genetec | SY-70100AEP0N-SCS | VertX V100 Reader Interface. (with plastic enclosure back plate & cover; no power supply, metal enclosure not included) - For Synergis SaaS only | Ea |  | 1 Year | 435 | 6.5% | 406.725
55536 | Genetec | SY-72000BEP0N01A-SCS | VertX EVO V2000 Reader Interface/Network Controller (with plastic enclosure back plate & cover; no power supply, metal enclosure not included). - For Synergis SaaS only | Ea |  | 1 Year | 899 | 6.5% | 840.565
55537 | Genetec | Sy-82000-114-01 | EH400/EHR40/EHRP40 Hi-O Mounting Plate. mounting plate used to mount the product to US single-gang or EU/APAC 60mm mounting holes. | Ea |  | 1 Year | 22 | 6.5% | 20.57
55538 | Genetec | Sy-82000-126-01 | EH400-K Mounting Plate. EH400-K mounting plate used to mount the product to US single-gang, US double-gang or EU/APAC 60mm mounting holes. | Ea |  | 1 Year | 22 | 6.5% | 20.57
55539 | Genetec | Sy-82000-130-01 | Mountable Module Mounting Plate. Mountable modules (EDWM-M, EDM-M, EWM-M, EIM-M) mounting plate used to mount the product to US single-gang or EU/APAC 60mm mounting holes. | Ea |  | 1 Year | 22 | 6.5% | 20.57
55540 | Genetec | Sy-82000-325-01 | EH400 Installation Accessory Kit. EH400 installation Accessory kit. Includes mounting screws, male terminal strip connectors and installation manual. | Ea |  | 1 Year | 13.25 | 6.5% | 12.3887
55541 | Genetec | Sy-82000-325-02 | EHR40 / EHRP40 Installation Accessory Kit. EHR40 / EHRP40 installation Accessory kit. Includes mounting screws, male terminal strip connectors and installation manual. | Ea |  | 1 Year | 13.25 | 6.5% | 12.3887
55542 | Genetec | Sy-82000-342-01 | EH400-K Installation Accessory Kit. EH400-K installation Accessory kit. Includes mounting screws, male terminal strip connectors and installation manual. | Ea |  | 1 Year | 13.25 | 6.5% | 12.3887
55543 | Genetec | Sy-82000-342-02 | EDWM-M Door & Reader Module Accessory Kit. EDWM-M installation Accessory kit. Includes mounting screws, male terminal strip connectors and installation manual. | Ea |  | 1 Year | 13.25 | 6.5% | 12.3887
55544 | Genetec | Sy-82000-342-03 | EDM-M Door Module Accessory Kit. EDM-M installation Accessory kit. Includes mounting screws, male terminal strip connectors and installation manual. | Ea |  | 1 Year | 13.25 | 6.5% | 12.3887
55545 | Genetec | Sy-82000-342-04 | EIM-M Input Module Accessory Kit. EIM-M installation Accessory kit. Includes mounting screws, male terminal strip connectors and installation manual. | Ea |  | 1 Year | 13.25 | 6.5% | 12.3887
55546 | Genetec | Sy-82000-342-05 | EWM-M Wiegand Module Accessory Kit. EWM-M installation Accessory kit. Includes mounting screws, male terminal strip connectors and installation manual. | Ea |  | 1 Year | 13.25 | 6.5% | 12.3887
55547 | Genetec | Sy-82000CKE1A | E1A EDGE EVO EH400-K Standard Controller. Single door, IP-based controller for Host-based systems. Single physical package. Door inputs/outputs are 4 external inputs, 2 outputs; on-board optical tamper (standard mount). One Wiegand/Clock-and-Data reader interface. Hi-O compliant. For use indoor or outside in weatherproof enclosure. US single-gang, US double-gang or EU/APAC 60mm mount. Software reader connection (qty 1) is included | Ea |  | 1 Year | 475 | 6.5% | 444.125
55548 | Genetec | SY-82000CKE1A-SCS | E1A EDGE EVO EH400-K Standard Controller. Single door, IP-based controller for Host-based systems. Single physical package. Door inputs/outputs are 4 external inputs, 2 outputs; on-board optical tamper (standard mount). One Wiegand/Clock-and-Data reader interface. Hi-O compliant. For use indoor or outside in weatherproof enclosure. US single-gang, US double-gang or EU/APAC 60mm mount. - For Synergis SaaS only | Ea |  | 1 Year | 428 | 6.5% | 400.18
55549 | Genetec | Sy-82100AKA | EHR40 & EHRP40 Spacer. EHR(P)40 flush-mount spacer with 0.5” circular knockouts. US single-gang or EU/APAC 60mm mounting holes. | Ea |  | 1 Year | 27.5 | 6.5% | 25.7125
55550 | Genetec | Sy-82100AKB | EH400 Spacer. EH400 Hi-O flush-mount spacer with 0.5” circular knockouts. US single-gang or EU/APAC 60mm mounting holes. | Ea |  | 1 Year | 27.5 | 6.5% | 25.7125
55551 | Genetec | Sy-82100AKB-R | EH400 Reverse Mounting Plate. EH400 Reverse Mounting Plate. EH400 reverse-mount kit. For mounting in cabinets with connectors facing the cabinet opening (toward installer). | Ea |  | 1 Year | 27.5 | 6.5% | 25.7125
55552 | Genetec | Sy-82100AKC | Mountable Module (-M) Spacer. Mountable modules (EDWM-M, EDM-M, EWM-M, EIM-M) flush-mount spacer with 0.5” circular knockouts. US single-gang or EU/APAC 60mm mounting holes. | Ea |  | 1 Year | 27.5 | 6.5% | 25.7125
55553 | Genetec | Sy-82100AKC-R | Mountable Module Reverse Mounting Plate. Mountable Module Reverse Mounting Plate. Mountable modules (EDWM-M, EDM-M, EWM-M, EIM-M) reverse-mount kit. For mounting in cabinets with connectors facing the cabinet opening (toward installer). | Ea |  | 1 Year | 27.5 | 6.5% | 25.7125
55554 | Genetec | Sy-82100AKD | EH400-K Spacer. EH400-K spacer / flush-mount spacer with 0.5” circular knockouts. US single-gang, US double-gang or EU/APAC 60mm mounting holes. | Ea |  | 1 Year | 27.5 | 6.5% | 25.7125
55555 | Genetec | Sy-82100AKD-R | EH400-K Reverse Mounting Plate. EH400-K Reverse Mounting Plate. EH400-K reverse-mount kit. For mounting in cabinets with connectors facing the cabinet opening (toward installer). | Ea |  | 1 Year | 27.5 | 6.5% | 25.7125
55556 | Genetec | Sy-82120CKI0001A | EDGE EVO EHR40-K Standard Controller/Reader & Module. Single door, IP-based controller with integrated R40 iCLASS reader for host-based systems. Two physical packages; IP-based reader for mount at access point and “Door Module” with interface to 4 external inputs, 2 outputs; optical tamper. Hi-O compliant. Second reader possible using Hi-O iCLASS reader or additional Hi-O interface module (EWM-M or EDWM-M). For indoor use. Door Module mounted in secure location. US Single-gang or EU/APAC 60mm mount. Software reader connection (qty 1) is included | Ea |  | 1 Year | 535 | 6.5% | 500.225
55557 | Genetec | SY-82120CKI0001A-SCS | EDGE EVO EHR40-K Standard Controller/Reader & Module. Single door, IP-based controller with integrated R40 iCLASS reader for host-based systems. Two physical packages; IP-based reader for mount at access point and “Door Module” with interface to 4 external inputs, 2 outputs; optical tamper. Hi-O compliant. Second reader possible using Hi-O iCLASS reader or additional Hi-O interface module (EWM-M or EDWM-M). For indoor use. Door Module mounted in secure location. US Single-gang or EU/APAC 60mm mount. - For Synergis SaaS only | Ea |  | 1 Year | 482 | 6.5% | 450.67
55558 | Genetec | Sy-82125CKI0001A | EDGE EVO EHRP40-K Standard Controller/Reader & Module. Single door, IP-based controller with integrated RP40 multiCLASS reader for host-based systems. Two physical packages; IP-based reader for mount at access point and “Door /Wiegand Module” with interface to 4 external inputs, 2 outputs and one Wiegand / Clock-and-Data reader interface; Second reader possible using Wiegand or Hi-O interface. Optical tamper (standard mount). Hi-O compliant. For indoor use. Door / Wiegand Module mounted in secure location. US Single-gang or EU/APAC 60mm mount. Software reader connection (qty 1) is included | Ea |  | 1 Year | 585 | 6.5% | 546.975
55559 | Genetec | SY-82125CKI0001A-SCS | EDGE EVO EHRP40-K Standard Controller/Reader & Module. Single door, IP-based controller with integrated RP40 multiCLASS reader for host-based systems. Two physical packages; IP-based reader for mount at access point and “Door /Wiegand Module” with interface to 4 external inputs, 2 outputs and one Wiegand / Clock-and-Data reader interface; Second reader possible using Wiegand or Hi-O interface. Optical tamper (standard mount). Hi-O compliant. For indoor use. Door / Wiegand Module mounted in secure location. US Single-gang or EU/APAC 60mm mount. - For Synergis SaaS only | Ea |  | 1 Year | 530 | 6.5% | 495.55
55560 | Genetec | Sy-82301AN | EDGE EVO ELM Lock Module. The “Lock Module” is a Hi-O to single (1) output interface. Primary use is single (1) lock output. For mount in US single-gang electrical box, hollow door frame or other location. Hi-O compliant. Output can be re-purposed for general purpose (Hi-O Group 2 configuration). | Ea |  | 1 Year | 78 | 6.5% | 72.93
55561 | Genetec | Sy-82340AKM | EDGE EVO EIM-M Input Module. The “Input Module” is a Hi-O to discrete input. Inputs are 4 external inputs; on-board optical tamper (standard mount). Hi-O compliant. Hi-O compliant. For use indoor or outside in weatherproof enclosure. IO is always general | Ea |  | 1 Year | 105 | 6.5% | 98.175
55562 | Genetec | Sy-82342AKM | EDGE EVO EDM-M Door Module. The “Door Module” is a Hi-O to discrete IO interface. Door inputs/outputs are 4 external inputs, 2 outputs; on-board optical tamper (standard mount). Hi-O compliant. For use indoor or outside in weatherproof enclosure. IO can be used for general purpose using Hi-O Group 2 hardware jumper configuration | Ea |  | 1 Year | 220 | 6.5% | 205.7
55563 | Genetec | Sy-82360AKM | EDGE EVO EWM-M Wiegand Module. The “Wiegand Module” is a Hi-O to one (1) Wiegand / Clock-and-Data reader interface. Hi-O compliant. Hi-O compliant. For use indoor or outside in weatherproof enclosure. Software reader connection (qty 1) is included | Ea |  | 1 Year | 130 | 6.5% | 121.55
55564 | Genetec | SY-82360AKM-SCS | EDGE EVO EWM-M Wiegand Module. The “Wiegand Module” is a Hi-O to one (1) Wiegand / Clock-and-Data reader interface. Hi-O compliant. Hi-O compliant. For use indoor or outside in weatherproof enclosure. - For Synergis SaaS only | Ea |  | 1 Year | 115 | 6.5% | 107.525
55565 | Genetec | Sy-82363AKM | EDGE EVO EDWM-M Door & Wiegand Module. The “Door & Wiegand Module” is a Hi-O to discrete IO and one (1) Wiegand / Clock-and-Data reader interface. Door inputs/outputs are 4 external inputs, 2 outputs; on-board optical tamper (standard mount). Hi-O compliant. For use indoor or outside in weatherproof enclosure. IO can be used for general purpose using Hi-O Group 2 hardware jumper configuration. Software reader connection (qty 1) is included | Ea |  | 1 Year | 270 | 6.5% | 252.45
55566 | Genetec | SY-82363AKM-SCS | EDGE EVO EDWM-M Door & Wiegand Module. The “Door & Wiegand Module” is a Hi-O to discrete IO and one (1) Wiegand / Clock-and-Data reader interface. Door inputs/outputs are 4 external inputs, 2 outputs; on-board optical tamper (standard mount). Hi-O compliant. For use indoor or outside in weatherproof enclosure. IO can be used for general purpose using Hi-O Group 2 hardware jumper configuration. - For Synergis SaaS only | Ea |  | 1 Year | 243 | 6.5% | 227.205
55567 | Genetec | SY-8920 | Proximity and aptiQ™ Smart Card Combo 2K byte/16k bit ISO Glossy White | Ea |  | 1 Year | 11.3 | 6.5% | 10.5655
55568 | Genetec | SY-8RDHIDPW-B-EU-KIT | 8-reader HID Kit (pre-wired) for EMEA (Only to be used with 220V/50HZ) : 29x23 inches/73.7 x 58.4 cm enclosure Kit, 6A Power Supply Kit, Synergis CloudLink, Four HID V100s with standoffs and screws. 8 software reader connections included | Ea |  | 1 Year | 4191 | 6.5% | 3918.585
55569 | Genetec | SY-8RDHIDPW-B-EU-KIT-SCS | 8-reader HID Kit (pre-wired) for EMEA (Only to be used with 220V/50HZ) : 29x23 inches/73.7 x 58.4 cm enclosure Kit, 6A Power Supply Kit, Synergis CloudLink, Four HID V100s with standoffs and screws. - For Synergis SaaS only | Ea |  | 1 Year | 3995 | 6.5% | 3735.325
55570 | Genetec | SY-8RDHIDPW-B-NA-KIT | 8-reader HID Kit (pre-wired) for America: 29x23 inches/73.66 x 58.4 cm enclosure Kit, 6A Power Supply Kit,Synergis CloudLink, Four HID V100s with standoffs and screws. 8 software reader connections included | Ea |  | 1 Year | 4000 | 6.5% | 3740
55571 | Genetec | SY-8RDHIDPW-B-NA-KIT-SCS | 8-reader HID Kit (pre-wired) for America: 29x23 inches/73.66 x 58.4 cm enclosure Kit, 6A Power Supply Kit,Synergis CloudLink, Four HID V100s with standoffs and screws. - For Synergis SaaS only | Ea |  | 1 Year | 3810 | 6.5% | 3562.35
55572 | Genetec | Sy-91000ABNNN | HID M2000 - pivCLASS Authentication Module (PAM) Universal FIPS-201 hardware module, preloaded firmware and documentation (with plastic enclosure back plate & cover). First year maintenance included. | Ea |  | 1 Year | 1990 | 6.5% | 1860.65
55573 | Genetec | Sy-91000ANNNN | HID M2000 - pivCLASS Authentication Module (PAM) Universal FIPS-201 hardware module, preloaded firmware and documentation (no enclosure included). First year maintenance included. | Ea |  | 1 Year | 2300 | 6.5% | 2150.5
55574 | Genetec | Sy-91000-MS | HID PAM FW, STD M&S 8X5 M-F CST | Ea |  | 1 Year | 200 | 6.5% | 187
55575 | Genetec | SY-9551 | Credentials | Ea |  | 1 Year | 6.5 | 6.5% | 6.0775
55576 | Genetec | SY-9558 | Credentials | Ea |  | 1 Year | 9.1 | 6.5% | 8.5085
55577 | Genetec | SY-9951 | Credentials | Ea |  | 1 Year | 8.9 | 6.5% | 8.3215
55578 | Genetec | SY-9958 | Credentials | Ea |  | 1 Year | 10.6 | 6.5% | 9.911
55579 | Genetec | SY-A1001 | AXIS A1001 Network Door Controller with Connector Kit & Cable Ties - Includes two Reader Connections. | Ea |  | 1 Year | 749 | 6.5% | 700.315
55580 | Genetec | Sy-A-KS100-640-PA | Assa Abloy server cabinet lock KS100, PROX Reader, Aperio, PoE Powered - INCLUDES 1 READER CONNECTION | Ea |  | 1 Year | 699 | 6.5% | 653.565
55581 | Genetec | Sy-A-KS100-640-SE | Assa Abloy server cabinet lock KS100, iCLASS SE Reader, Aperio, PoE Powered - INCLUDES 1 READER CONNECTION | Ea |  | 1 Year | 621 | 6.5% | 580.635
55582 | Genetec | SY-ANT400-REM-IO-6DB | Directional Remote Indoor/Outdoor Antenna Module with 6dB Gain - Includes Antenna, 15' Coax, Coax Whip, Articulated Wall/Post Mounting Hardware. For indoor use with PIM400 and/or WRI400. Requires MGB+MCA5 Antenna Grounding Kit for outdoor applications. | Ea |  | 1 Year | 497 | 6.5% | 464.695
55583 | Genetec | SY-A-R100-PA | Aperio Surface Mounted Wireless Reader R100-PA with Prox - INCLUDES 1 READER CONNECTION | Ea |  | 1 Year | 425 | 6.5% | 397.375
55584 | Genetec | SY-A-R100-SE | Aperio Surface Mounted Wireless Reader R100-SE with iCLASS SE - INCLUDES 1 READER CONNECTION | Ea |  | 1 Year | 425 | 6.5% | 397.375
55585 | Genetec | Sy-B920NHRNEK0032Y | PIVCLASS BUNDLE, TWO R40-H PIVCLASS REV E PIGTAIL BLK RDRS & ONE M2000 PIVCLASS AUTHENTICATION MODULE (PAM), 032Y PIVCLASS CONFIG | Ea |  | 1 Year | 1953 | 6.5% | 1826.055
55586 | Genetec | Sy-Cheetah | Innometriks Cheetah Core plus contact smartcard reader | Ea |  | 1 Year | 1428 | 6.5% | 1335.18
55587 | Genetec | Sy-Cheetah-Bio | Innometriks Cheetah Core plus Lumidigm Mercury scanner | Ea |  | 1 Year | 1758 | 6.5% | 1643.73
55588 | Genetec | Sy-Cheetah-PIV-Mode | Cheetah PIV mode for Cheetah Core | Ea |  | 1 Year | 105 | 6.5% | 98.175
55589 | Genetec | SY-CLOUDLINK | Synergis Cloud Link with 2GB of RAM, 16GB Flash, image installed with Synergis access control firmware, four RS-485 ports, PoE. | Ea |  | 1 Year | 1150 | 6.5% | 1075.25
55590 | Genetec | SY-CLOUDLINK-312 | Synergis CloudLink with the extention module, total of 12 serial bus and supports 3 SAM. Unit not certified UL294 or ULC319 | Ea |  | 1 Year | 1600 | 6.5% | 1496
55591 | Genetec | SY-COM400L | AD-400 Wireless Communication Kit (Cover with Indicator Lens, 900MHz Communication PCB) | Ea |  | 1 Year | 240 | 6.5% | 224.4
55592 | Genetec | SY-COM400P | AD-400 Wireless Communication Kit (Cover with Indicator Lens, 900MHz Communication PCB) | Ea |  | 1 Year | 327 | 6.5% | 305.745
55593 | Genetec | SY-CP-15 | Cosmetic Backplate Cover – Single Gang (5.65" x 3.85") | Ea |  | 1 Year | 29.6 | 6.5% | 27.676
55594 | Genetec | Sy-D91920ANN | pivCLASS Evaluation Kit for CHUID, CAK Authentication Includes: One RP40 reader, one PAM, one EDGE Solo single door stand-alone controller, OMNNIKEY 3821 PC contact card reader, pivCLASS software and documentation, PIV test card kit, Legacy test card kit | Ea |  | 1 Year | 2885 | 6.5% | 2697.475
55595 | Genetec | SY-E920NHPNEK000P1 | PIVCLASS BUNDLE, EMBEDDED AUTHENTICATION MODULE & TWO R40-H PIGTAIL READERS, FIRST YEAR EA MAINTENANCE AND SUPPORT INCLUDED | Ea |  | 1 Year | 855 | 6.5% | 799.425
55596 | Genetec | SY-E920PHPNEK000P2 | PIVCLASS BUNDLE, EMBEDDED AUTHENTICATION MODULE & TWO RP40-H PIGTAIL READERS, FIRST YEAR EA MAINTENANCE AND SUPPORT INCLUDED | Ea |  | 1 Year | 910 | 6.5% | 850.85
55597 | Genetec | SY-E923NPPNEK000P3 | PIVCLASS BUNDLE, EMBEDDED AUTHENTICATION MODULE & TWO RKCL40-P PIGTAIL READERS, FIRST YEAR EA MAINTENANCE AND SUPPORT INCLUDED | Ea |  | 1 Year | 1560 | 6.5% | 1458.6
55598 | Genetec | SY-E923PPPNEK000P4 | PIVCLASS BUNDLE, EMBEDDED AUTHENTICATION MODULE & TWO RPKCL40-P PIGTAIL READERS, FIRST YEAR EA MAINTENANCE AND SUPPORT INCLUDED | Ea |  | 1 Year | 1615 | 6.5% | 1510.025
55599 | Genetec | Sy-EP1501 | Intelligent Controller, 16MB RAM Ethernet 2In/2Out/2Rd (Software Connections included) - Add mount SY-EP1501MOUNT if being installed in a Genetec enclosure | Ea |  | 1 Year | 670 | 6.5% | 626.45
55600 | Genetec | SY-EP1501MOUNT | Adapter kit to mount 1 EP1501 into the Genetec enclosures | Ea |  | 1 Year | 30 | 6.5% | 28.05
55601 | Genetec | SY-EP1501-SCS | Mercury Intelligent Controller, 16MB RAM Ethernet 2In/2Out/2Rd - Add mounts SY-EP1501MOUNT if being installed in a Genetec enclosure - For Synergis SaaS only | Ea |  | 1 Year | 603 | 6.5% | 563.805
55602 | Genetec | Sy-EP1502 | Mercury Intelligent Controller, 16MB RAM Ethernet 8In/4Out/2Rd (Software Connections included) | Ea |  | 1 Year | 1440 | 6.5% | 1346.4
55603 | Genetec | SY-EP1502-SCS | Mercury Intelligent Controller, 16MB RAM Ethernet 8In/4Out/2Rd - For Synergis SaaS only | Ea |  | 1 Year | 1296 | 6.5% | 1211.76
55604 | Genetec | Sy-EP2500 | Intelligent Controller, 32MB RAM, Ethernet | Ea |  | 1 Year | 1470 | 6.5% | 1374.45
55605 | Genetec | Sy-EP4502 | Mercury Intelligent Controller, 256MB RAM Ethernet 8In/4Out/2Rd (Software Connections included) | Ea |  | 1 Year | 2500 | 6.5% | 2337.5
55606 | Genetec | SY-EPT10-SP28 | Power Transfer Hinge | Ea |  | 1 Year | 484 | 6.5% | 452.54
55607 | Genetec | SY-ET10-2PS-1 | Mullion Style PIV/CIV WaveLynx Ethos Reader. High Frequency 13.56MHz - DESFire EV2 PIV/CIV using INID protocol. | Ea |  | 1 Year | 266 | 6.5% | 248.71
55608 | Genetec | SY-ET10-2WS | Ethos Wiegand/OSDP Mullion Reader with HF | Ea |  | 1 Year | 168 | 6.5% | 157.08
55609 | Genetec | SY-ET20-2PS-1 | Wall Mount Style PIV/CIV WaveLynx Ethos Reader. High Frequency 13.56MHz - DESFire EV2 | Ea |  | 1 Year | 320 | 6.5% | 299.2
55610 | Genetec | SY-ET20-2WS | Ethos Wiegand/OSDP Single Gang Reader with HF | Ea |  | 1 Year | 222 | 6.5% | 207.57
55611 | Genetec | SY-ET25-2PS-1 | Wall Mount with Keypad Style PIV/CIV WaveLynx Ethos Reader. High Frequency 13.56MHz - DESFire EV2 PIV/CIV using INID protocol. | Ea |  | 1 Year | 482 | 6.5% | 450.67
55612 | Genetec | SY-GWE | Allegion NDE Gateway | Ea |  | 1 Year | 759 | 6.5% | 709.665
55613 | Genetec | SY-HDDKIT-USB | Includes Handheld Device pre-loaded with SUS Application, and HHD-USB Cable. Used to initialize, manage, and test AD and CO Series devices | Ea |  | 1 Year | 1255 | 6.5% | 1173.425
55614 | Genetec | Sy-HHDKIT-USB | Allegion Handheld Device Kit -Includes Handheld Device pre-loaded with SUS Application, HHD-USB Cable. Used to initialize, manage, and test AD Series and CO Series devices. | Ea |  | 1 Year | 1255 | 6.5% | 1173.425
55615 | Genetec | SY-INV-FCD-L | Desktop multispectral fingerprint scanning and enrollment device with USB connectivity, integrated with IXM WEB - Lumidigm | Ea |  | 1 Year | 350 | 6.5% | 327.25
55616 | Genetec | SY-INV-FCD-S | Desktop optical fingerprint scanning and enrollment device with USB connectivity, integrated with IXM WEB - SecuGen | Ea |  | 1 Year | 140 | 6.5% | 130.9
55617 | Genetec | SY-INV-MYCRO-FP1 | Security: Fingerprint Reader Only ¦ Sensor: Optical Sensor ¦ Communication: TCP/IP, 512 Bit Customizable Wiegand Input/Output, RS-485, RS-232, USB Aux ¦ 1:N User Capacity - 10K, 1:1 User Capacity - 25K ¦ Log Capacity: 100K ¦ Vandal Proof ¦ Weatherproof: IP65 ¦ Operating Temperature: -20°C to +60°C | Ea |  | 1 Year | 870 | 6.5% | 813.45
55618 | Genetec | SY-INV-MYCRO-FP2 | Security: Fingerprint Reader + RFID Card Reader - EM Prox/MiFARE/DESFire ¦ Sensor: Optical Sensor ¦ Communication: TCP/IP, 512 Bit Customizable Wiegand Input/Output, RS-485, RS-232, USB Aux ¦ 1:N User Capacity - 10K, 1:1 User Capacity - 25K ¦ Log Capacity: 100K ¦ Vandal Proof ¦ Weatherproof: IP65 ¦ Operating Temperature: -20°C to +60°C | Ea |  | 1 Year | 1010 | 6.5% | 944.35
55619 | Genetec | SY-INV-MYCRO-FP3 | Security: Fingerprint Reader + RFID Card Reader - HID Prox ¦ Sensor: Optical Sensor ¦ Communication: TCP/IP, 512 Bit Customizable Wiegand Input/Output, RS-485, RS-232, USB Aux ¦ 1:N User Capacity - 10K, 1:1 User Capacity - 25K ¦ Log Capacity: 100K ¦ Vandal Proof ¦ Weatherproof: IP65 ¦ Operating Temperature: -20°C to +60°C | Ea |  | 1 Year | 1060 | 6.5% | 991.1
55620 | Genetec | SY-INV-MYCRO-FP4 | Security: Fingerprint Reader + RFID Card Reader - iCLASS/MiFARE/DESFire ¦ Sensor: Optical Sensor ¦ Communication: TCP/IP, 512 Bit Customizable Wiegand Input/Output, RS-485, RS-232, USB Aux ¦ 1:N User Capacity - 10K, 1:1 User Capacity - 25K ¦ Log Capacity: 100K ¦ Vandal Proof ¦ Weatherproof: IP65 ¦ Operating Temperature: -20°C to +60°C | Ea |  | 1 Year | 1160 | 6.5% | 1084.6
55621 | Genetec | SY-INV-SECURE-RELAY-BOX | Secure Relay Box - Secure door control from inside the premises via private RS-485 communication when connected with IXM products. | Ea |  | 1 Year | 140 | 6.5% | 130.9
55622 | Genetec | SY-INV-SENSE2-FPL3-BLT | Security: Fingerprint Reader + RFID Card Reader - HID Prox ¦ Sensor: Multispectral Imaging Sensor with Liveness Detection ¦ PoE+ ¦ Device Powers Door Strike ¦ Communication: TCP/IP, 512 Bit Customizable Wiegand Input/Output, RS-485, RS-232, USB Aux ¦ 1:N User Capacity - 20K, 1:1 User Capacity - 100K ¦ Log Capacity: 500K ¦ Presence Detect ¦ Vandal Proof ¦ Weatherproof: IP65 ¦ Operating Temperature: -20°C to +60°C ¦ Color: Black/Titanium | Ea |  | 1 Year | 1820 | 6.5% | 1701.7
55623 | Genetec | SY-INV-SENSE2-FPL4-BLT | Security: Fingerprint Reader + RFID Card Reader - iCLASS/MiFARE/DESFire ¦ Sensor: Multispectral Imaging Sensor with Liveness Detection ¦ PoE+ ¦ Device Powers Door Strike ¦ Communication: TCP/IP, 512 Bit Customizable Wiegand Input/Output, RS-485, RS-232, USB Aux ¦ 1:N User Capacity - 20K, 1:1 User Capacity - 100K ¦ Log Capacity: 500K ¦ Presence Detect ¦ Vandal Proof ¦ Weatherproof: IP65 ¦ Operating Temperature: -20°C to +60°C ¦ Color: Black/Titanium | Ea |  | 1 Year | 1930 | 6.5% | 1804.55
55624 | Genetec | SY-INV-TITAN-FPLV2-BLCR | Security: Face Recognition + Fingerprint + PIN + RFID Card Reader - MiFARE/DESFire/EM Prox ¦ Sensor: Multispectral Imaging Sensor with Liveness Detection ¦ PoE+ ¦ Device Powers Door Strike ¦ Communication: TCP/IP, 512 Bit Customizable Wiegand Input/Output, RS-485, RS-232, USB Aux ¦ 1:N User Capacity Face - 100K, 1:1 User Capacity Face - 1 million ¦ 1:N User Capacity Fingerprint - 50K, 1:1 User Capacity Fingerprint - 500K ¦ Log Capacity: 500K ¦ 21 MP Camera with Autofocus and LED Flash ¦ Ultra HD 4K Video Recording ¦ 2.2 GHz Quad core Qualcomm Snapdragon Processor ¦ 5.0" 1080p IPS Capacitive Touchscreen ¦ Corning Gorilla Glass 5 ¦ Wi-Fi ¦ Bluetooth ¦ Presence Detect ¦ Vandal Proof ¦ Weatherproof: IP67 ¦ Operating Temperature: -25°C to +75°C ¦ Color: Carbon Black | Ea |  | 1 Year | 5170 | 6.5% | 4833.95
55625 | Genetec | SY-INV-TOUCH-2-FPL2-BLC | Security: Fingerprint Reader + Face Detection + PIN + RFID Card Reader - EM Prox/MiFARE/DESFire ¦ Sensor: Multispectral Imaging Sensor with Liveness Detection ¦ PoE+ ¦ Device Powers Door Strike ¦ Communication: TCP/IP, 512 Bit Customizable Wiegand Input/Output, RS-485, RS-232, USB Aux ¦ 1:N User Capacity - 20K, 1:1 User Capacity - 100K ¦ Log Capacity: 500K ¦ 5 MP Camera ¦ 2.4" IPS Capacitive Touchscreen ¦ Corning Gorilla Glass 5 ¦ Presence Detect ¦ Vandal Proof ¦ Weatherproof: IP65 ¦ Operating Temperature: -20°C to +60°C ¦ Color: Black/Chrome | Ea |  | 1 Year | 2210 | 6.5% | 2066.35
55626 | Genetec | SY-KEYLOCK | lock assembly replacement for Genetec Synergis enclosures | Ea |  | 1 Year | 5 | 6.5% | 4.675
55627 | Genetec | SY-LP1502-SCS | Mercury Intelligent Controller, Linux Based, 8In/4Out/2Rd - For Synergis SaaS only | Ea |  | 1 Year | 1296 | 6.5% | 1211.76
55628 | Genetec | SY-LSP-NL2 | LSP IP live power monitoring device | Ea |  | 1 Year | 200 | 6.5% | 187
55629 | Genetec | Sy-M5-16DO | Mercury 16 Digital Output Control Module (16 Digital Arrays) for M5 enclosure. No connectors included, must reuse original connectors | Ea |  | 1 Year | 484 | 6.5% | 452.54
55630 | Genetec | Sy-M5-16DOR | Mercury 16 Relay Output Controller Module (16 solid state relays) for M5 enclosure. No connectors included, must reuse original connectors | Ea |  | 1 Year | 484 | 6.5% | 452.54
55631 | Genetec | Sy-M5-20IN | Mercury 20 Zone Input Monitor Module for M5 enclosure. No connectors included, must reuse original connectors | Ea |  | 1 Year | 506 | 6.5% | 473.11
55632 | Genetec | SY-M5-2K | Mercury M2000 bridge product, Includes M5-IC controller. Includes 4 reader license connections. No connectors included, must reuse original connectors | Ea |  | 1 Year | 1785 | 6.5% | 1668.975
55633 | Genetec | SY-M5-2K-Base | Mercury M2000 bridge product, NO M5-IC CONTROLLER INCLUDED. Includes 4 reader license connections. No connectors included, must reuse original connectors | Ea |  | 1 Year | 830 | 6.5% | 776.05
55634 | Genetec | SY-M5-2K-SCS | Mercury M2000 bridge product, Includes M5-IC controller. No connectors included, must reuse original connectors - For Synergis SaaS only | Ea |  | 1 Year | 1607 | 6.5% | 1502.545
55635 | Genetec | Sy-M5-2RP | Mercury Reader Interface Module (2 Rdr, 4 Inputs, 6 Outputs) for M5 enclosure - 2 Software Synergis Reader Connections included. No connectors included, must reuse original connectors | Ea |  | 1 Year | 590 | 6.5% | 551.65
55636 | Genetec | SY-M5-2RP-SCS | Mercury Reader Interface Module (2 Rdr, 4 Inputs, 6 Outputs) for M5 enclosure. No connectors included, must reuse original connectors. - For Synergis SaaS only | Ea |  | 1 Year | 531 | 6.5% | 496.485
55637 | Genetec | Sy-M5-2SRP | Mercury Supervised Reader Interface Module (2 Rdr, 4 Inputs, 6 Outputs) for M5 enclosure - 2 Software Synergis Reader Connections included. No connectors included, must reuse original connectors | Ea |  | 1 Year | 590 | 6.5% | 551.65
55638 | Genetec | SY-M5-2SRP-SCS | Mercury Supervised Reader Interface Module (2 Rdr, 4 Inputs, 6 Outputs) for M5 enclosure. No connectors included, must reuse original connectors. - For Synergis SaaS only | Ea |  | 1 Year | 531 | 6.5% | 496.485
55639 | Genetec | Sy-M5-8RP | Mercury Supervised Reader Interface Module (8 Supervised Rdr Connections) for M5 enclosure- 8 Software Synergis Reader Connections included. No connectors included, must reuse original connectors | Ea |  | 1 Year | 1090 | 6.5% | 1019.15
55640 | Genetec | SY-M5-8RP-SCS | Mercury Supervised Reader Interface Module (8 Supervised Rdr Connections) for M5 enclosure. No connectors included, must reuse original connectors. - For Synergis SaaS only | Ea |  | 1 Year | 981 | 6.5% | 917.235
55641 | Genetec | Sy-M5-COM | Mercury M5 Combination Power & RS485 Communications Bridge. No connectors included, must reuse original connectors | Ea |  | 1 Year | 253 | 6.5% | 236.555
55642 | Genetec | SY-M5-IC | Mercury Intelligent Controller for M5 replacement, 32MB RAM Ethernet, Dual RS485 ports. No connectors included, must reuse original connectors | Ea |  | 1 Year | 979 | 6.5% | 915.365
55643 | Genetec | Sy-M5-MUX8 | Mercury MUX8 module - RS-232/485 to 8 Channel Mux - Same form factor as M5-8RP | Ea |  | 1 Year | 499 | 6.5% | 466.565
55644 | Genetec | Sy-MR16IN | Mercury MR16IN 16-input Monitor Module (2 relays, PCB only, software connections included) | Ea |  | 1 Year | 750 | 6.5% | 701.25
55645 | Genetec | SY-MR16IN-S3 | Mercury MR16IN 16-input Monitor Module Series 3 (2 relays, PCB only, software connections included) | Ea |  | 1 Year | 750 | 6.5% | 701.25
55646 | Genetec | SY-MR16OUT-S3 | Mercury MR16OUT 16-relay Output Control Module Series 3 (PCB only, software connections included) | Ea |  | 1 Year | 750 | 6.5% | 701.25
55647 | Genetec | Sy-MR50 | Mercury MR50 1-reader interface module (2 inputs, 2 relays, PCB only, software connections included) - Add mount SY-2MR50MOUNT-KIT if being installed in a Genetec enclosure | Ea |  | 1 Year | 350 | 6.5% | 327.25
55648 | Genetec | SY-MR50-S3 | Mercury MR50 1-reader interface module Series 3 (2 inputs, 2 relays, PCB only, software connections included) | Ea |  | 1 Year | 362.1 | 6.5% | 338.5635
55649 | Genetec | SY-MR50-S3-SCS | Mercury MR50 2-reader interface module Series 3 (8 inputs, 6 relays, PCB only) - For Synergis SaaS only | Ea |  | 1 Year | 364.94 | 6.5% | 341.2189
55650 | Genetec | SY-MR50-SCS | Mercury MR50 2-reader interface module 1 Rdr, 2 Inputs, 2 Outputs - For Synergis SaaS only | Ea |  | 1 Year | 346.95 | 6.5% | 324.3983
55651 | Genetec | Sy-MR51e | Mercury Reader Interface Module w/PoE (2 Rdr/1 door, 4 Inputs, 2 relays) - 2 Software Synergis Reader Connections included | Ea |  | 1 Year | 463 | 6.5% | 432.905
55652 | Genetec | SY-MR51E-SCS | Mercury Reader Interface Module w/PoE (2 Rdr/1 door, 4 Inputs, 2 relays) - For Synergis SaaS only | Ea |  | 1 Year | 417 | 6.5% | 389.895
55653 | Genetec | Sy-MR52 | Mercury MR52 2-reader interface module (8 inputs, 6 relays, PCB only, software connections included) | Ea |  | 1 Year | 630 | 6.5% | 589.05
55654 | Genetec | SY-MR52-S3 | Mercury MR52 2-reader interface module Series 3 (8 inputs, 6 relays, PCB only, software connections included) | Ea |  | 1 Year | 630 | 6.5% | 589.05
55655 | Genetec | SY-MR52-S3-SCS | Mercury MR52 2-reader interface module Series 3 (8 inputs, 6 relays, PCB only) - For Synergis SaaS only | Ea |  | 1 Year | 567 | 6.5% | 530.145
55656 | Genetec | SY-MR52-SCS | Mercury MR52 2-reader interface module (8 inputs, 6 relays, PCB only) - For Synergis SaaS only | Ea |  | 1 Year | 567 | 6.5% | 530.145
55657 | Genetec | SY-MS-ACS | Mercury Reader Interface Module (8 RDR capacity, direct and/or 485) - SH iStar Pro ACM Bridge Board | Ea |  | 1 Year | 1300 | 6.5% | 1215.5
55658 | Genetec | SY-MS-ACS-R | **Refurbished** Mercury Reader Interface Module (8 RDR capacity, direct and/or 485) - SH iStar Pro ACM Bridge Board | Ea |  | 1 Year | 1300 | 6.5% | 1215.5
55659 | Genetec | SY-MS-ACS-SCS | Mercury Reader Interface Module (8 RDR capacity, direct and/or 485) - SH iStar Pro ACM Bridge Board - For Synergis SaaS only | Ea |  | 1 Year | 1170 | 6.5% | 1093.95
55660 | Genetec | SY-MS-I8S | Mercury Remote Input Module (8 supervised inputs) - SH iStar Pro I8 Bridge Board | Ea |  | 1 Year | 350 | 6.5% | 327.25
55661 | Genetec | SY-MS-ICS | Mercury Controller, Ethernet Enabled - SH iStar Pro GCM Bridge Board | Ea |  | 1 Year | 1400 | 6.5% | 1309
55662 | Genetec | SY-MS-R8S | Mercury Output Module (8 relay outputs) - SH iStar Pro R8 Bridge Board | Ea |  | 1 Year | 400 | 6.5% | 374
55663 | Genetec | SY-MT11-485 | Multi-Technology Reader – Mullion Mount - RS-485 capability | Ea |  | 1 Year | 327 | 6.5% | 305.745
55664 | Genetec | SY-MT15 | Multi-Technology Reader – Wall Mount, Dimensions: 5.1" x 3.25" x 0.76". Power required: 5-16 VDC | Ea |  | 1 Year | 257.48 | 6.5% | 240.7438
55665 | Genetec | SY-MT20 | USB/BLE (ENGAGE mobile app) MIFARE/EV1 PIV Enrollment Reader | Ea |  | 1 Year | 380 | 6.5% | 355.3
55666 | Genetec | SY-MT20W | Credential enrollment reader with ENGAGE™ technology | Ea |  | 1 Year | 547 | 6.5% | 511.445
55667 | Genetec | SY-PIB300-2D | Panel Interface Board. Supports up to two AD-300 Locks. Wiegand or Clock & Data output. Includes Weatherproof Enclosure (7.1" x 7.1"), RS485 input. Requires 12 or 24 VDC Power Supply. | Ea |  | 1 Year | 432 | 6.5% | 403.92
55668 | Genetec | Sy-PIM400-1501-LC | Schlage PIM400 RS485 in enclosure for AD400, doesn't include the EP1501. | Ea |  | 1 Year | 1440 | 6.5% | 1346.4
55669 | Genetec | Sy-PIM400-485 | Schlage PIM400 RS485 RSI only. For AD400. | Ea |  | 1 Year | 1575 | 6.5% | 1472.625
55670 | Genetec | SY-PIM400-TD2 | Panel Interface Module (supports 2 doors). Wiegand or Clock & Data output. Includes Weatherproof Enclosure (7.1" x 7.1"), Internal Antenna with ability to add Remote Antenna. Requires 12 or 24 VDC power supply. Relay Board sold separately. | Ea |  | 1 Year | 801 | 6.5% | 748.935
55671 | Genetec | SY-PR10 | Schlage Proximity Reader - Mini-Mullion Mount - Dimensions: 4.26" x 1.72" x 0.81". Power required: 5-16 VDC | Ea |  | 1 Year | 159 | 6.5% | 148.665
55672 | Genetec | Sy-PVC-PAS-MS | HID PIVCLASS PASSAGE SW, STD M&S 8X5 M-F CST | Ea |  | 1 Year | 64 | 6.5% | 59.84
55673 | Genetec | SY-RDR-6081AK0 | pcProx Enroll HID Prox Black USB Virtual COM Reader (includes USB enrollment reader connection license) | Ea |  | 1 Year | 233.06 | 6.5% | 217.9111
55674 | Genetec | SY-RDR-6081AK2 | pcProx Enroll HID Prox Black 5v PS/2 RS232 Reader (includes USB enrollment reader connection license) | Ea |  | 1 Year | 231.6 | 6.5% | 216.546
55675 | Genetec | Sy-RDR-6081AKU | RF Ideas pcProx HID USB reader (supports up to 64-bit card numbers) (includes USB enrollment reader connection license) | Ea |  | 1 Year | 230 | 6.5% | 215.05
55676 | Genetec | SY-RDR-7580AKU | pcProx Writer Black Desktop with MIFARE USB (includes USB enrollment reader connection license) | Ea |  | 1 Year | 270 | 6.5% | 252.45
55677 | Genetec | Sy-RDR-7581AKU | RF Ideas AIR ID Enroll 14443/15693 CSN USB reader (includes USB enrollment reader connection license) | Ea |  | 1 Year | 270 | 6.5% | 252.45
55678 | Genetec | SY-RDR-7P71AKU | pcProx FIPS201/PIV Black USB Reader | Ea |  | 1 Year | 307.2 | 6.5% | 287.232
55679 | Genetec | Sy-RDR-80081AKU | RF Ideas pcProx Plus Enroll w/iCLASS Black USB Reader (includes USB enrollment reader connection license) | Ea |  | 1 Year | 273 | 6.5% | 255.255
55680 | Genetec | SY-SIA-3RDPARTYACTIV | Activation of a reader that was not bought from Genetec | Ea |  | 1 Year | 80 | 6.5% | 74.8
55681 | Genetec | SY-SIA-BEN2-PAB | Lector BioLite N2, Outdoor IP Fingerprint Terminal | Ea |  | 1 Year | 1240 | 6.5% | 1159.4
55682 | Genetec | SY-SIA-BEP2-OA | BIOENTRY PLUS 2 - Biométrico de huella, lector/controlador, MultiCLASS SE and Dual RFID (125kHzEM, HID Prox & 13.56Mhz MIFARE, DESFire/EV1, FeliCa, iCLASS SE/SR, NFC,ISO14443A/B, ISO15693), Sensor Óptico (OP5) | Ea |  | 1 Year | 800 | 6.5% | 748
55683 | Genetec | SY-SIA-BEP2-OD | BIOENTRY PLUS 2 - Biométrico de huella, lector/controlador, Dual RFID(125kHz EM & 13.56MhzMIFARE, DESFire/EV1, FeliCa, NFC, ISO14443A/B, ISO15693), Sensor Óptico (OP5) | Ea |  | 1 Year | 686 | 6.5% | 641.41
55684 | Genetec | SY-SIA-BEW2-OAP | BioEntry W2 lector RFID multiClass SE y RFID Dual (125 kHz EM, HID Prox y 13.56 MHz Mifare, DESFIRE/EV1, Felica, iClass SE/SR, NFC,Felica, ISO14443A/B, ISO5693), sensor de huella óptico OP5, LFD | Ea |  | 1 Year | 1044 | 6.5% | 976.14
55685 | Genetec | SY-SIA-BEW2-ODP | BioEntry W2 lector RFID dual (13.56 MHz Mifare, DESFire/EV1, NFC,Felica, ISO14443A/B, ISO5693 y 125 kHz EM), sensor de huella óptico OP5, LFD | Ea |  | 1 Year | 896 | 6.5% | 837.76
55686 | Genetec | SY-SIA-BEW2-OHP | BioEntry W2 lector RFID 125 kHz HID Prox, sensor de huella óptico OP5, LFD | Ea |  | 1 Year | 978 | 6.5% | 914.43
55687 | Genetec | SY-SIA-BIOMINI | Fingerprint Biometric USB enrollment scanner | Ea |  | 1 Year | 140 | 6.5% | 130.9
55688 | Genetec | SY-SIA-BLN-OC-V2 | Lector de huella BioLite Net Mifare/DESFIRE óptico Entry 2 | Ea |  | 1 Year | 954 | 6.5% | 891.99
55689 | Genetec | SY-SIA-BLR-OC-V2 | Lector de huella BioLite Net 125 kHz EM óptico Entry 2 | Ea |  | 1 Year | 870 | 6.5% | 813.45
55690 | Genetec | SY-SIA-BS2-OEPW | Fingerprint Biometric Reader, RFID (125kHz EM), Optical Sensor(OP5), PoE, WiFi | Ea |  | 1 Year | 1350 | 6.5% | 1262.25
55691 | Genetec | SY-SIA-BS2-OHPW | Fingerprint Biometric Reader, RFID (125kHz HID Prox), Optical Sensor(OP5), PoE, WiFi | Ea |  | 1 Year | 1540 | 6.5% | 1439.9
55692 | Genetec | SY-SIA-BS2-OIPW | Fingerprint Biometric Reader, RFID (13.56MHz, iClass/iClass SE), Optical Sensor(OP5), PoE, WiFi | Ea |  | 1 Year | 1650 | 6.5% | 1542.75
55693 | Genetec | SY-SIA-BS2-OMPW | Fingerprint Biometric Reader, RFID (13.56MHz Mifare/Desfire), Optical Sensor(OP5), PoE, WiFi | Ea |  | 1 Year | 1456 | 6.5% | 1361.36
55694 | Genetec | SY-SIA-BSA2-OEPW | BioStation A2 125 kHz EM, sensor Óptico (OP5), PoE, WiFi, LFD | Ea |  | 1 Year | 1707 | 6.5% | 1596.045
55695 | Genetec | SY-SIA-BSA2-OHPW | BioStation A2 125 kHz HID Prox, sensor Óptico (OP5), PoE, WiFi, LFD | Ea |  | 1 Year | 1896 | 6.5% | 1772.76
55696 | Genetec | SY-SIA-BSA2-OIPW | BioStation A2 13.56 MHz Mifare, Desfire/EV1, Felica, iClass SE/SR, NFC, ISO 14443A/B, ISO15693) sensor Óptico (OP5), PoE, WiFi , LFD | Ea |  | 1 Year | 2006 | 6.5% | 1875.61
55697 | Genetec | SY-SIA-BSA2-OMPW | BioStation A2 13.56 MHz Mifare, DESFire/EV1, Felica, NFC, ISO 14443A/B, ISO15693), sensor Óptico (OP5), PoE, WiFi, LFD | Ea |  | 1 Year | 1816 | 6.5% | 1697.96
55698 | Genetec | SY-SIA-BSL2-OE | BioStation L2 125 kHz EM, sensor óptico OP5, LFD | Ea |  | 1 Year | 954 | 6.5% | 891.99
55699 | Genetec | SY-SIA-BSL2-OM | BioStation L2 13.56 MHz Mifare, DESFire/EV1, Felica, NFC, ISO 14443A/B, ISO 15693) sensor óptico OP5, LFD | Ea |  | 1 Year | 1018 | 6.5% | 951.83
55700 | Genetec | SY-SIA-FS2-AC | 1 adaptador de corriente de 24V para SY-SPR-FS2M-EHMIW & SY-SPR-FS2M-EM | Ea |  | 1 Year | 54 | 6.5% | 50.49
55701 | Genetec | SY-SIA-FS2M-EHMIW | Terminal de Reconocimiento Facial FaceStation 2, MultiCLASS SE and Dual RFID (125kHz EM, HID Prox & 13.56MhzMIFARE, DESFire/EV1, FeliCa, iCLASS SE/SR, NFC, ISO14443A/B, ISO15693), WiFi,BLE(Bluetooth Low Energy). Necesita 1 adaptador de corriente de 24V, SY-SPR-FS2-AC | Ea |  | 1 Year | 1835 | 6.5% | 1715.725
55702 | Genetec | SY-SIA-FS2M-EM | Terminal de Reconocimiento Facial FaceStation 2, Dual RFID(125kHz EM & 13.56Mhz MIFARE, DESFire/EV1, FeliCa,NFC, ISO14443A/B, ISO15693). Necesita 1 adaptador de corriente de 24V, SY-SPR-FS2-AC | Ea |  | 1 Year | 1606 | 6.5% | 1501.61
55703 | Genetec | SY-SM10 | Schlage Contactless Smart Card Reader – Mini-Mullion Mount - Dimensions: 4.26" x 1.72" x 0.81". Power required: 5-16 VDC | Ea |  | 1 Year | 169 | 6.5% | 158.015
55704 | Genetec | SY-SPR-BEW2-ODP | BioEntry W2 - Dual RFID (13.56 MHz Mifare, DESFire/EV1, NFC,Felica, ISO14443A/B, ISO5693 y 125 kHz EM), optical sensor OP5, LFD | Ea |  | 1 Year | 813 | 6.5% | 760.155
55705 | Genetec | SY-SPR-BIOSTAR-ADV | BioStar Access Control Management License - Advanced (No. of Doors: 100) | Ea |  | 1 Year | 1000 | 6.5% | 935
55706 | Genetec | SY-SPR-BIOSTAR-BAS | BioStar Access Control Management License - Basic (No. of Doors: 5) | Ea |  | 1 Year | 250 | 6.5% | 233.75
55707 | Genetec | SY-SPR-BIOSTAR-ENT | BioStar Access Control Management License - Enterprise (No. of Doors: 1000) | Ea |  | 1 Year | 12500 | 6.5% | 11687.5
55708 | Genetec | SY-SPR-BIOSTAR-PRO | BioStar Access Control Management License - Professional (No. of Doors: 300) | Ea |  | 1 Year | 2500 | 6.5% | 2337.5
55709 | Genetec | SY-SPR-BIOSTAR-STD | BioStar Access Control Management License - Standard (No. of Doors: 20) | Ea |  | 1 Year | 500 | 6.5% | 467.5
55710 | Genetec | Sy-S-ROUT485 | Salto Sallis Router RS485 - Must be connected to one of the SMC RS485 ports | Ea |  | 1 Year | 108 | 6.5% | 100.98
55711 | Genetec | Sy-S-SALLISCNF | Salto Sallis Configuration Software | Ea |  | 1 Year | 341 | 6.5% | 318.835
55712 | Genetec | Sy-TWIC-Client | Innometriks Software for integrating TWIC client card enrollment (TWIC-Suite needed). Includes SDK connection to Security Center. | Ea |  | 1 Year | 1170 | 6.5% | 1093.95
55713 | Genetec | Sy-TWIC-Suite | Innometriks Software for integrating TWIC Cards, includes one client, server and Hotlist software | Ea |  | 1 Year | 2825 | 6.5% | 2641.375
55714 | Genetec | SY-WPR400-MTK | Wireless Portable Reader (with Multi-Technology with Keypad Reader Module). Handheld, battery-operated unit with Multi-Technology with Keypad Reader Module. | Ea |  | 1 Year | 1930 | 6.5% | 1804.55
55715 | Genetec | VABUNDL1 | KiwiVision Bundle One for 1 video channel (perpetual license). Contains ONE license of either KiwiVision Intrusion Detector, Object Detector, Activity Visualizer, Queue Detector ou People Counter. Mandatory Genetec Advantage | Ea |  | 1 Year | 450 | 6.5% | 420.75
55716 | Genetec | VABUNDLU | KiwiVision Bundle Unlimited for 1 video channel (perpetual license). Contains ANY amount of KiwiVision Intrusion Detector, Object Detector, Activity Visualizer, Queue Detector and People Counter. Mandatory Genetec Advantage | Ea |  | 1 Year | 1090 | 6.5% | 1019.15
55717 | Genetec | VASECAMH | Camera Health Monitor for 1 video channel (perpetual license). Detects if a camera was tampered with or the image quality has decreased over time. Mandatory Genetec Advantage | Ea |  | 1 Year | 45 | 6.5% | 42.075
55718 | Genetec | VASEVIDE | Video Enhancer for 1 video channel (perpetual license). Optimizes a video stream by removing snow, rain and fog and by stabilizing to provide a clear image for the operator. Mandatory Genetec Advantage | Ea |  | 1 Year | 35 | 6.5% | 32.725
55719 | Genetec | VATPSAN6 | Parking Space Analyzer 6 for 1 video channel (perpetual license). Automatically detects if parking spots are occupied and measures the parking duration of up to 6 parking spots. Mandatory Genetec Advantage | Ea |  | 1 Year | 660 | 6.5% | 617.1
55720 | Genetec | VATPSANA | Parking Space Analyzer Unlimited for 1 video channel (perpetual license). Automatically detects if parking spots are occupied and measures the parking duration. Mandatory Genetec Advantage | Ea |  | 1 Year | 2300 | 6.5% | 2150.5
55721 | Genetec | VATTRAAN | Traffic Analyzer for 1 video channel (perpetual license). Automatically counts and classifies vehicles on intersections. Mandatory Genetec Advantage | Ea |  | 1 Year | 2300 | 6.5% | 2150.5
55722 | Genetec | SV-1011E-R8-24T-8-208 | Streamvault™ 1000E series - 2U 8-Bay Streamvault™ Appliance 24TB (1) Xeon Silver 4208 16GB RAM (2) 256GB 2.5" SSD (3) 8TB SATA HDD (4) 1GbE RJ45 Ports (2) 1100W PSU Windows 10 Enterprise, Supports Data RAID 0, 1, 5, 6, 10, 5YR NBD KYHD Warranty. Genetec™ Security Center pre-installed. License sold separately. | Ea |  | 1 Year | 9060.49 | 6.5% | 8471.5582
55723 | Genetec | SV-1011E-R8-96T-16-208 | Streamvault™ 1000E series - 2U 8-Bay Streamvault™ Appliance 96TB (1) Xeon Silver 4208 16GB RAM (2) 256GB 2.5" SSD (6) 16TB SATA HDD (4) 1GbE RJ45 Ports (2) 1100W PSU Windows 10 Enterprise, Supports Data RAID 0, 1, 5, 6, 10, 5YR NBD KYHD Warranty. Genetec™ Security Center pre-installed. License sold separately. | Ea |  | 1 Year | 14507.95 | 6.5% | 13564.9333
55724 | Genetec | SVW-302E-SF1-S1000-I7 | (1) NVIDIA Quadro P1000 (1) Core i7-9700 16GB RAM (1) 256GB M.2 SSD (1) 1TB 3.5" SATA HDD (1) 1GbE RJ45 (1) 200W PSU Windows 10 Enterprise 5YR NBD Warranty. Genetec™ Security Center pre-installed. License sold separately. | Ea |  | 1 Year | 3238 | 6.5% | 3027.53
55725 | Genetec | SY-DV4RD-E2M | LifeSafety Power - Genetec enclosure - 12V & 24VDC ¦ 75W 110V¦60HZ ¦ 4 Reader ¦ 2 Mercury or 2 Mercury and Cloudlink¦E2M - Requires double stacking (2) Mercury boards with hinged standoffs to maintain full reader count with Cloudlink | Ea |  | 1 Year | 570 | 6.5% | 532.95
55726 | Genetec | Sy-LP1502 | Mercury Intelligent Controller, Linux Based, 8In/4Out/2Rd (Software Connections included) | Ea |  | 1 Year | 1500 | 6.5% | 1402.5
55727 | HES | 7000 | SB: 7000-12/24 | Ea |  | 1 Year (5 Years) | 246 | 8% | 226.32
55728 | HES | 10180001 | J-630 | Ea |  | 1 Year (5 Years) | 34 | 8% | 31.28
55729 | HES | 10180002 | J-BLK | Ea |  | 1 Year (5 Years) | 54 | 8% | 49.68
55730 | HES | 10180003 | J-613 | Ea |  | 1 Year (5 Years) | 54 | 8% | 49.68
55731 | HES | 10180004 | J-605 | Ea |  | 1 Year (5 Years) | 100 | 8% | 92
55732 | HES | 10180005 | J-606 | Ea |  | 1 Year (5 Years) | 90 | 8% | 82.8
55733 | HES | 10180006 | J-612 | Ea |  | 1 Year (5 Years) | 90 | 8% | 82.8
55734 | HES | 10180007 | J-629 | Ea |  | 1 Year (5 Years) | 90 | 8% | 82.8
55735 | HES | 10180021 | KD-630 | Ea |  | 1 Year (5 Years) | 34 | 8% | 31.28
55736 | HES | 10180022 | KD-BLK | Ea |  | 1 Year (5 Years) | 54 | 8% | 49.68
55737 | HES | 10180023 | KD-613 | Ea |  | 1 Year (5 Years) | 54 | 8% | 49.68
55738 | HES | 10180024 | KD-605 | Ea |  | 1 Year (5 Years) | 100 | 8% | 92
55739 | HES | 10180025 | KD-606 | Ea |  | 1 Year (5 Years) | 90 | 8% | 82.8
55740 | HES | 10180026 | KD-612 | Ea |  | 1 Year (5 Years) | 90 | 8% | 82.8
55741 | HES | 10180027 | KD-629 | Ea |  | 1 Year (5 Years) | 90 | 8% | 82.8
55742 | HES | 10180031 | KM-630 | Ea |  | 1 Year (5 Years) | 34 | 8% | 31.28
55743 | HES | 10180032 | KM-BLK | Ea |  | 1 Year (5 Years) | 54 | 8% | 49.68
55744 | HES | 10180033 | KM-613 | Ea |  | 1 Year (5 Years) | 54 | 8% | 49.68
55745 | HES | 10180034 | KM-605 | Ea |  | 1 Year (5 Years) | 100 | 8% | 92
55746 | HES | 10180035 | KM-606 | Ea |  | 1 Year (5 Years) | 90 | 8% | 82.8
55747 | HES | 10180036 | KM-612 | Ea |  | 1 Year (5 Years) | 90 | 8% | 82.8
55748 | HES | 10180037 | KM-629 | Ea |  | 1 Year (5 Years) | 90 | 8% | 82.8
55749 | HES | 10180051 | ND-630 | Ea |  | 1 Year (5 Years) | 52 | 8% | 47.84
55750 | HES | 10180052 | FP:ND-BLK | Ea |  | 1 Year (5 Years) | 72 | 8% | 66.24
55751 | HES | 10180053 | ND-613 | Ea |  | 1 Year (5 Years) | 72 | 8% | 66.24
55752 | HES | 10180054 | ND-605 | Ea |  | 1 Year (5 Years) | 101 | 8% | 92.92
55753 | HES | 10180055 | ND-606 | Ea |  | 1 Year (5 Years) | 89 | 8% | 81.88
55754 | HES | 10180056 | ND-612 | Ea |  | 1 Year (5 Years) | 89 | 8% | 81.88
55755 | HES | 10180057 | FP:ND-629 | Ea |  | 1 Year (5 Years) | 89 | 8% | 81.88
55756 | HES | 10180061 | NM-630 | Ea |  | 1 Year (5 Years) | 52 | 8% | 47.84
55757 | HES | 10180062 | NM-BLK | Ea |  | 1 Year (5 Years) | 72 | 8% | 66.24
55758 | HES | 10180063 | NM-613 | Ea |  | 1 Year (5 Years) | 72 | 8% | 66.24
55759 | HES | 10180064 | NM-605 | Ea |  | 1 Year (5 Years) | 101 | 8% | 92.92
55760 | HES | 10180065 | NM-606 | Ea |  | 1 Year (5 Years) | 89 | 8% | 81.88
55761 | HES | 10180066 | NM-612 | Ea |  | 1 Year (5 Years) | 89 | 8% | 81.88
55762 | HES | 10180067 | NM-629 | Ea |  | 1 Year (5 Years) | 89 | 8% | 81.88
55763 | HES | 10180141 | HM-630 | Ea |  | 1 Year (5 Years) | 52 | 8% | 47.84
55764 | HES | 10180142 | HM-BLK | Ea |  | 1 Year (5 Years) | 72 | 8% | 66.24
55765 | HES | 10180143 | HM-613 | Ea |  | 1 Year (5 Years) | 72 | 8% | 66.24
55766 | HES | 10180144 | HM-605 | Ea |  | 1 Year (5 Years) | 101 | 8% | 92.92
55767 | HES | 10180145 | HM-606 | Ea |  | 1 Year (5 Years) | 89 | 8% | 81.88
55768 | HES | 10180146 | HM-612 | Ea |  | 1 Year (5 Years) | 89 | 8% | 81.88
55769 | HES | 10180147 | HM-629 | Ea |  | 1 Year (5 Years) | 89 | 8% | 81.88
55770 | HES | 10180161 | Z-630 | Ea |  | 1 Year (5 Years) | 35 | 8% | 32.2
55771 | HES | 10180162 | Z-BLK | Ea |  | 1 Year (5 Years) | 55 | 8% | 50.6
55772 | HES | 10180163 | Z-613 | Ea |  | 1 Year (5 Years) | 55 | 8% | 50.6
55773 | HES | 10180164 | FP:Z-605 | Ea |  | 1 Year (5 Years) | 101 | 8% | 92.92
55774 | HES | 10180165 | FP:Z-606 | Ea |  | 1 Year (5 Years) | 89 | 8% | 81.88
55775 | HES | 10180166 | Z-612 | Ea |  | 1 Year (5 Years) | 89 | 8% | 81.88
55776 | HES | 10180167 | Z-629 | Ea |  | 1 Year (5 Years) | 89 | 8% | 81.88
55777 | HES | 10180191 | J-2-630 | Ea |  | 1 Year (5 Years) | 68 | 8% | 62.56
55778 | HES | 10180192 | J-2-BLK | Ea |  | 1 Year (5 Years) | 88 | 8% | 80.96
55779 | HES | 10180193 | J-2-613 | Ea |  | 1 Year (5 Years) | 88 | 8% | 80.96
55780 | HES | 10180194 | J-2-605 | Ea |  | 1 Year (5 Years) | 112 | 8% | 103.04
55781 | HES | 10180195 | J-2-606 | Ea |  | 1 Year (5 Years) | 98 | 8% | 90.16
55782 | HES | 10180196 | J-2-612 | Ea |  | 1 Year (5 Years) | 98 | 8% | 90.16
55783 | HES | 10180197 | J-2-629 | Ea |  | 1 Year (5 Years) | 98 | 8% | 90.16
55784 | HES | 10180251 | KM-2-630 | Ea |  | 1 Year (5 Years) | 68 | 8% | 62.56
55785 | HES | 10180252 | KM-2-BLK | Ea |  | 1 Year (5 Years) | 88 | 8% | 80.96
55786 | HES | 10180253 | KM-2-613 | Ea |  | 1 Year (5 Years) | 88 | 8% | 80.96
55787 | HES | 10180254 | KM-2-605 | Ea |  | 1 Year (5 Years) | 112 | 8% | 103.04
55788 | HES | 10180255 | KM-2-606 | Ea |  | 1 Year (5 Years) | 98 | 8% | 90.16
55789 | HES | 10180256 | KM-2-612 | Ea |  | 1 Year (5 Years) | 98 | 8% | 90.16
55790 | HES | 10180257 | KM-2-629 | Ea |  | 1 Year (5 Years) | 98 | 8% | 90.16
55791 | HES | 10180261 | HTD-630 | Ea |  | 1 Year (5 Years) | 52 | 8% | 47.84
55792 | HES | 10180262 | HTD-BLK | Ea |  | 1 Year (5 Years) | 72 | 8% | 66.24
55793 | HES | 10180263 | HTD-613 | Ea |  | 1 Year (5 Years) | 72 | 8% | 66.24
55794 | HES | 10180264 | HTD-605 | Ea |  | 1 Year (5 Years) | 101 | 8% | 92.92
55795 | HES | 10180265 | HTD-606 | Ea |  | 1 Year (5 Years) | 89 | 8% | 81.88
55796 | HES | 10180266 | HTD-612 | Ea |  | 1 Year (5 Years) | 89 | 8% | 81.88
55797 | HES | 10180267 | HTD-629 | Ea |  | 1 Year (5 Years) | 89 | 8% | 81.88
55798 | HES | 10180423 | 1000-104 | Ea |  | 1 Year (5 Years) | 61 | 8% | 56.12
55799 | HES | 10180426 | 1000-110 | Ea |  | 1 Year (5 Years) | 100 | 8% | 92
55800 | HES | 10180427 | 1000-102 | Ea |  | 1 Year (5 Years) | 33 | 8% | 30.36
55801 | HES | 10180428 | 1000-130 | Ea |  | 1 Year (5 Years) | 45 | 8% | 41.4
55802 | HES | 10180561 | R-630 | Ea |  | 1 Year (5 Years) | 52 | 8% | 47.84
55803 | HES | 10180562 | R-BLK | Ea |  | 1 Year (5 Years) | 72 | 8% | 66.24
55804 | HES | 10180563 | R-613 | Ea |  | 1 Year (5 Years) | 72 | 8% | 66.24
55805 | HES | 10180564 | R-605 | Ea |  | 1 Year (5 Years) | 102 | 8% | 93.84
55806 | HES | 10180565 | FP: R-606 | Ea |  | 1 Year (5 Years) | 90 | 8% | 82.8
55807 | HES | 10180566 | R-612 | Ea |  | 1 Year (5 Years) | 90 | 8% | 82.8
55808 | HES | 10180567 | R-629 | Ea |  | 1 Year (5 Years) | 90 | 8% | 82.8
55809 | HES | 10180571 | E-630 | Ea |  | 1 Year (5 Years) | 52 | 8% | 47.84
55810 | HES | 10180572 | E-BLK | Ea |  | 1 Year (5 Years) | 72 | 8% | 66.24
55811 | HES | 10180573 | E-613 | Ea |  | 1 Year (5 Years) | 72 | 8% | 66.24
55812 | HES | 10180574 | E-605 | Ea |  | 1 Year (5 Years) | 102 | 8% | 93.84
55813 | HES | 10180575 | E-606 | Ea |  | 1 Year (5 Years) | 90 | 8% | 82.8
55814 | HES | 10180576 | E-612 | Ea |  | 1 Year (5 Years) | 90 | 8% | 82.8
55815 | HES | 10180577 | E-629 | Ea |  | 1 Year (5 Years) | 90 | 8% | 82.8
55816 | HES | 10180601 | 1006-103 | Ea |  | 1 Year (5 Years) | 11 | 8% | 10.12
55817 | HES | 10180602 | 1006-105 | Ea |  | 1 Year (5 Years) | 31 | 8% | 28.52
55818 | HES | 10180603 | 1006-109 | Ea |  | 1 Year (5 Years) | 43 | 8% | 39.56
55819 | HES | 10190401 | SB:5000-12/24D | Ea |  | 1 Year (5 Years) | 175 | 8% | 161
55820 | HES | 10190402 | 5000-LBM | Ea |  | 1 Year (5 Years) | 250 | 8% | 230
55821 | HES | 10190403 | 5000C | Ea |  | 1 Year (5 Years) | 199 | 8% | 183.08
55822 | HES | 10190412 | 5000C-LBM | Ea |  | 1 Year (5 Years) | 274 | 8% | 252.08
55823 | HES | 10200001 | 501-630 | Ea |  | 1 Year (5 Years) | 19 | 8% | 17.48
55824 | HES | 10200002 | 501-BLK | Ea |  | 1 Year (5 Years) | 40 | 8% | 36.8
55825 | HES | 10200003 | 501-613 | Ea |  | 1 Year (5 Years) | 40 | 8% | 36.8
55826 | HES | 10200004 | 501-605 | Ea |  | 1 Year (5 Years) | 65 | 8% | 59.8
55827 | HES | 10200005 | 501-606 | Ea |  | 1 Year (5 Years) | 48 | 8% | 44.16
55828 | HES | 10200006 | 501-612 | Ea |  | 1 Year (5 Years) | 48 | 8% | 44.16
55829 | HES | 10200007 | 501-629 | Ea |  | 1 Year (5 Years) | 65 | 8% | 59.8
55830 | HES | 10200011 | 501A-630 | Ea |  | 1 Year (5 Years) | 24 | 8% | 22.08
55831 | HES | 10200012 | 501A-BLK | Ea |  | 1 Year (5 Years) | 44 | 8% | 40.48
55832 | HES | 10200013 | 501A-613 | Ea |  | 1 Year (5 Years) | 44 | 8% | 40.48
55833 | HES | 10200014 | 501A-605 | Ea |  | 1 Year (5 Years) | 71 | 8% | 65.32
55834 | HES | 10200015 | 501A-606 | Ea |  | 1 Year (5 Years) | 51 | 8% | 46.92
55835 | HES | 10200016 | 501A-612 | Ea |  | 1 Year (5 Years) | 51 | 8% | 46.92
55836 | HES | 10200017 | 501A-629 | Ea |  | 1 Year (5 Years) | 71 | 8% | 65.32
55837 | HES | 10200021 | 502-630 | Ea |  | 1 Year (5 Years) | 42 | 8% | 38.64
55838 | HES | 10200022 | 502-BLK | Ea |  | 1 Year (5 Years) | 57 | 8% | 52.44
55839 | HES | 10200023 | 502-613 | Ea |  | 1 Year (5 Years) | 57 | 8% | 52.44
55840 | HES | 10200024 | 502-605 | Ea |  | 1 Year (5 Years) | 85 | 8% | 78.2
55841 | HES | 10200025 | 502-606 | Ea |  | 1 Year (5 Years) | 70 | 8% | 64.4
55842 | HES | 10200026 | 502-612 | Ea |  | 1 Year (5 Years) | 70 | 8% | 64.4
55843 | HES | 10200027 | 502-629 | Ea |  | 1 Year (5 Years) | 85 | 8% | 78.2
55844 | HES | 10200031 | 503-630 | Ea |  | 1 Year (5 Years) | 42 | 8% | 38.64
55845 | HES | 10200032 | 503-BLK | Ea |  | 1 Year (5 Years) | 57 | 8% | 52.44
55846 | HES | 10200033 | 503-613 | Ea |  | 1 Year (5 Years) | 57 | 8% | 52.44
55847 | HES | 10200034 | 503-605 | Ea |  | 1 Year (5 Years) | 85 | 8% | 78.2
55848 | HES | 10200035 | 503-606 | Ea |  | 1 Year (5 Years) | 70 | 8% | 64.4
55849 | HES | 10200036 | 503-612 | Ea |  | 1 Year (5 Years) | 70 | 8% | 64.4
55850 | HES | 10200037 | 503-629 | Ea |  | 1 Year (5 Years) | 85 | 8% | 78.2
55851 | HES | 10200041 | 504-630 | Ea |  | 1 Year (5 Years) | 42 | 8% | 38.64
55852 | HES | 10200042 | 504-BLK | Ea |  | 1 Year (5 Years) | 57 | 8% | 52.44
55853 | HES | 10200043 | 504-613 | Ea |  | 1 Year (5 Years) | 57 | 8% | 52.44
55854 | HES | 10200044 | 504-605 | Ea |  | 1 Year (5 Years) | 85 | 8% | 78.2
55855 | HES | 10200045 | 504-606 | Ea |  | 1 Year (5 Years) | 70 | 8% | 64.4
55856 | HES | 10200046 | 504-612 | Ea |  | 1 Year (5 Years) | 70 | 8% | 64.4
55857 | HES | 10200047 | 504-629 | Ea |  | 1 Year (5 Years) | 85 | 8% | 78.2
55858 | HES | 10200081 | 5104-1/2 | Ea |  | 1 Year (5 Years) | 52 | 8% | 47.84
55859 | HES | 10200082 | 5104-1 | Ea |  | 1 Year (5 Years) | 58 | 8% | 53.36
55860 | HES | 10200083 | 5104-1-1/4 | Ea |  | 1 Year (5 Years) | 60 | 8% | 55.2
55861 | HES | 10200088 | 5000-105 | Ea |  | 1 Year (5 Years) | 31 | 8% | 28.52
55862 | HES | 10270022 | 2001-1 | Ea |  | 1 Year (5 Years) | 38 | 8% | 34.96
55863 | HES | 10270051 | 150:STRIKE LATCH GUARD | Ea |  | 1 Year (5 Years) | 87 | 8% | 80.04
55864 | HES | 10270052 | 152:UNIVERSAL MOUNTING TABS | Ea |  | 1 Year (5 Years) | 25 | 8% | 23
55865 | HES | 10270057 | 157D | Ea |  | 1 Year (5 Years) | 41 | 8% | 37.72
55866 | HES | 10270058 | 157D:TORX SECURITY BIT | Ea |  | 1 Year (5 Years) | 13 | 8% | 11.96
55867 | HES | 10270402 | 2001M | Ea |  | 1 Year (5 Years) | 65 | 8% | 59.8
55868 | HES | 10270403 | 2006M | Ea |  | 1 Year (5 Years) | 49 | 8% | 45.08
55869 | HES | 10270404 | 2007M | Ea |  | 1 Year (5 Years) | 20 | 8% | 18.4
55870 | HES | 10270405 | 2004M | Ea |  | 1 Year (5 Years) | 40 | 8% | 36.8
55871 | HES | 10270406 | 2005M3 | Ea |  | 1 Year (5 Years) | 99 | 8% | 91.08
55872 | HES | 10530601 | 4500C-630 | Ea |  | 1 Year (5 Years) | 597 | 8% | 549.24
55873 | HES | 10530602 | 4500C-605 | Ea |  | 1 Year (5 Years) | 683 | 8% | 628.36
55874 | HES | 10530603 | 4500C-606 | Ea |  | 1 Year (5 Years) | 670 | 8% | 616.4
55875 | HES | 10530604 | 4500C-612 | Ea |  | 1 Year (5 Years) | 670 | 8% | 616.4
55876 | HES | 10530605 | 4500C-613 | Ea |  | 1 Year (5 Years) | 638 | 8% | 586.96
55877 | HES | 10530606 | 4500C-629 | Ea |  | 1 Year (5 Years) | 683 | 8% | 628.36
55878 | HES | 10530607 | 4500C-630-LBM | Ea |  | 1 Year (5 Years) | 707 | 8% | 650.44
55879 | HES | 10530608 | 4500C-605-LBM | Ea |  | 1 Year (5 Years) | 793 | 8% | 729.56
55880 | HES | 10530609 | 4500C-606-LBM | Ea |  | 1 Year (5 Years) | 780 | 8% | 717.6
55881 | HES | 10530610 | 4500C-612-LBM | Ea |  | 1 Year (5 Years) | 780 | 8% | 717.6
55882 | HES | 10530611 | 4500C-613-LBM | Ea |  | 1 Year (5 Years) | 748 | 8% | 688.16
55883 | HES | 10530612 | 4500C-629-LBM | Ea |  | 1 Year (5 Years) | 793 | 8% | 729.56
55884 | HES | 10530613 | 4500C-630-LBSM | Ea |  | 1 Year (5 Years) | 717 | 8% | 659.64
55885 | HES | 10530614 | 4500C-605-LBSM | Ea |  | 1 Year (5 Years) | 803 | 8% | 738.76
55886 | HES | 10530615 | 4500C-606-LBSM | Ea |  | 1 Year (5 Years) | 790 | 8% | 726.8
55887 | HES | 10530616 | 4500C-612-LBSM | Ea |  | 1 Year (5 Years) | 790 | 8% | 726.8
55888 | HES | 10530617 | 4500C-613-LBSM | Ea |  | 1 Year (5 Years) | 758 | 8% | 697.36
55889 | HES | 10530618 | 4500C-629-LBSM | Ea |  | 1 Year (5 Years) | 803 | 8% | 738.76
55890 | HES | 10580001 | 4500-105 | Ea |  | 1 Year (5 Years) | 31 | 8% | 28.52
55891 | HES | 10580002 | 4500-131 | Ea |  | 1 Year (5 Years) | 40 | 8% | 36.8
55892 | HES | 10580003 | 4500-110 | Ea |  | 1 Year (5 Years) | 95 | 8% | 87.4
55893 | HES | 10580004 | 4501-1/2IN-BLK | Ea |  | 1 Year (5 Years) | 53 | 8% | 48.76
55894 | HES | 10580005 | 4501-1IN-BLK | Ea |  | 1 Year (5 Years) | 60 | 8% | 55.2
55895 | HES | 10590401 | 5200-630 | Ea |  | 1 Year (5 Years) | 180 | 8% | 165.6
55896 | HES | 10590402 | 5200-LBM | Ea |  | 1 Year (5 Years) | 255 | 8% | 234.6
55897 | HES | 10590403 | 5200-LBSM | Ea |  | 1 Year (5 Years) | 265 | 8% | 243.8
55898 | HES | 10590404 | 5200C-630 | Ea |  | 1 Year (5 Years) | 204 | 8% | 187.68
55899 | HES | 10590411 | 5200C-LBM | Ea |  | 1 Year (5 Years) | 279 | 8% | 256.68
55900 | HES | 10590412 | 5200C-LBSM | Ea |  | 1 Year (5 Years) | 289 | 8% | 265.88
55901 | HES | 10600001 | 5204-1/2 | Ea |  | 1 Year (5 Years) | 52 | 8% | 47.84
55902 | HES | 10600002 | 5204-1 | Ea |  | 1 Year (5 Years) | 58 | 8% | 53.36
55903 | HES | 10600003 | 5204-1-1/4 | Ea |  | 1 Year (5 Years) | 60 | 8% | 55.2
55904 | HES | 10600011 | 5200-500 | Ea |  | 1 Year (5 Years) | 55 | 8% | 50.6
55905 | HES | 10600012 | 5200 105 | Ea |  | 1 Year (5 Years) | 31 | 8% | 28.52
55906 | HES | 10620401 | 1006-630 | Ea |  | 1 Year (5 Years) | 552 | 8% | 507.84
55907 | HES | 10620402 | 1006-BLK | Ea |  | 1 Year (5 Years) | 572 | 8% | 526.24
55908 | HES | 10620403 | 1006-613 | Ea |  | 1 Year (5 Years) | 598 | 8% | 550.16
55909 | HES | 10620404 | 1006-605 | Ea |  | 1 Year (5 Years) | 638 | 8% | 586.96
55910 | HES | 10620405 | 1006-606 | Ea |  | 1 Year (5 Years) | 625 | 8% | 575
55911 | HES | 10620406 | 1006-612 | Ea |  | 1 Year (5 Years) | 625 | 8% | 575
55912 | HES | 10620407 | 1006-629 | Ea |  | 1 Year (5 Years) | 638 | 8% | 586.96
55913 | HES | 10620408 | 1006-630-LBM | Ea |  | 1 Year (5 Years) | 662 | 8% | 609.04
55914 | HES | 10620409 | 1006-BLK-LBM | Ea |  | 1 Year (5 Years) | 682 | 8% | 627.44
55915 | HES | 10620410 | 1006-613-LBM | Ea |  | 1 Year (5 Years) | 708 | 8% | 651.36
55916 | HES | 10620411 | 1006-605-LBM | Ea |  | 1 Year (5 Years) | 748 | 8% | 688.16
55917 | HES | 10620412 | 1006-606-LBM | Ea |  | 1 Year (5 Years) | 735 | 8% | 676.2
55918 | HES | 10620413 | 1006-612-LBM | Ea |  | 1 Year (5 Years) | 735 | 8% | 676.2
55919 | HES | 10620414 | 1006-629-LBM | Ea |  | 1 Year (5 Years) | 748 | 8% | 688.16
55920 | HES | 10620415 | 1006-630-LBSM | Ea |  | 1 Year (5 Years) | 672 | 8% | 618.24
55921 | HES | 10620416 | 1006-BLK-LBSM | Ea |  | 1 Year (5 Years) | 692 | 8% | 636.64
55922 | HES | 10620417 | 1006-605-LBSM | Ea |  | 1 Year (5 Years) | 758 | 8% | 697.36
55923 | HES | 10620418 | 1006-606-LBSM | Ea |  | 1 Year (5 Years) | 745 | 8% | 685.4
55924 | HES | 10620419 | 1006-612-LBSM | Ea |  | 1 Year (5 Years) | 745 | 8% | 685.4
55925 | HES | 10620420 | 1006-613-LBSM | Ea |  | 1 Year (5 Years) | 718 | 8% | 660.56
55926 | HES | 10620421 | 1006-629-LBSM | Ea |  | 1 Year (5 Years) | 758 | 8% | 697.36
55927 | HES | 10620422 | 1006-F-630 | Ea |  | 1 Year (5 Years) | 552 | 8% | 507.84
55928 | HES | 10620423 | 1006-F-BLK | Ea |  | 1 Year (5 Years) | 572 | 8% | 526.24
55929 | HES | 10620424 | 1006-F-613 | Ea |  | 1 Year (5 Years) | 598 | 8% | 550.16
55930 | HES | 10620425 | 1006-F-605 | Ea |  | 1 Year (5 Years) | 638 | 8% | 586.96
55931 | HES | 10620426 | 1006-F-606 | Ea |  | 1 Year (5 Years) | 625 | 8% | 575
55932 | HES | 10620427 | 1006-F-612 | Ea |  | 1 Year (5 Years) | 625 | 8% | 575
55933 | HES | 10620428 | 1006-F-629 | Ea |  | 1 Year (5 Years) | 638 | 8% | 586.96
55934 | HES | 10620429 | 1006-F-630-LBM | Ea |  | 1 Year (5 Years) | 662 | 8% | 609.04
55935 | HES | 10620430 | 1006-F-BLK-LBM | Ea |  | 1 Year (5 Years) | 682 | 8% | 627.44
55936 | HES | 10620431 | 1006-F-613-LBM | Ea |  | 1 Year (5 Years) | 708 | 8% | 651.36
55937 | HES | 10620432 | 1006-F-605-LBM | Ea |  | 1 Year (5 Years) | 748 | 8% | 688.16
55938 | HES | 10620433 | SB:1006-F-12/24D-606-LBM | Ea |  | 1 Year (5 Years) | 735 | 8% | 676.2
55939 | HES | 10620434 | 1006-F-612-LBM | Ea |  | 1 Year (5 Years) | 735 | 8% | 676.2
55940 | HES | 10620435 | SB:1006-F-12/24D-629-LBM | Ea |  | 1 Year (5 Years) | 748 | 8% | 688.16
55941 | HES | 10620436 | 1006-F-630-LBSM | Ea |  | 1 Year (5 Years) | 672 | 8% | 618.24
55942 | HES | 10620437 | 1006-F-BLK-LBSM | Ea |  | 1 Year (5 Years) | 692 | 8% | 636.64
55943 | HES | 10620438 | 1006-F-605-LBSM | Ea |  | 1 Year (5 Years) | 758 | 8% | 697.36
55944 | HES | 10620439 | SB:1006-F-12/24D-606-LBSM | Ea |  | 1 Year (5 Years) | 745 | 8% | 685.4
55945 | HES | 10620440 | 1006-F-612-LBSM | Ea |  | 1 Year (5 Years) | 745 | 8% | 685.4
55946 | HES | 10620441 | 1006-F-613-LBSM | Ea |  | 1 Year (5 Years) | 718 | 8% | 660.56
55947 | HES | 10620442 | 1006-F-629-LBSM | Ea |  | 1 Year (5 Years) | 758 | 8% | 697.36
55948 | HES | 10620443 | 1006CLB-630 | Ea |  | 1 Year (5 Years) | 587 | 8% | 540.04
55949 | HES | 10620453 | 1006CDB-630 | Ea |  | 1 Year (5 Years) | 610 | 8% | 561.2
55950 | HES | 10620454 | 1006CDB-F-630 | Ea |  | 1 Year (5 Years) | 610 | 8% | 561.2
55951 | HES | 10620475 | LB-630 | Ea |  | 1 Year (5 Years) | 35 | 8% | 32.2
55952 | HES | 10620482 | DB-630 | Ea |  | 1 Year (5 Years) | 58 | 8% | 53.36
55953 | HES | 10620489 | DB2-630 | Ea |  | 1 Year (5 Years) | 83 | 8% | 76.36
55954 | HES | 10620496 | 1006CS-630 | Ea |  | 1 Year (5 Years) | 659 | 8% | 606.28
55955 | HES | 10620503 | 1006CS-F-630 | Ea |  | 1 Year (5 Years) | 695 | 8% | 639.4
55956 | HES | 10620510 | 1006CLB-630-LBM | Ea |  | 1 Year (5 Years) | 697 | 8% | 641.24
55957 | HES | 10620517 | 1006CLB-630-LBSM | Ea |  | 1 Year (5 Years) | 707 | 8% | 650.44
55958 | HES | 10620524 | 1006CLB-F-630-LBM | Ea |  | 1 Year (5 Years) | 697 | 8% | 641.24
55959 | HES | 10620531 | 1006CLB-F-630-LBSM | Ea |  | 1 Year (5 Years) | 707 | 8% | 650.44
55960 | HES | 10680401 | SB:8300-12/24D | Ea |  | 1 Year (5 Years) | 505 | 8% | 464.6
55961 | HES | 10680402 | 8300-LBM | Ea |  | 1 Year (5 Years) | 615 | 8% | 565.8
55962 | HES | 10680403 | 8300C-630 | Ea |  | 1 Year (5 Years) | 535 | 8% | 492.2
55963 | HES | 10680407 | 8300C-LBM-630 | Ea |  | 1 Year (5 Years) | 645 | 8% | 593.4
55964 | HES | 10700401 | 8500-630 | Ea |  | 1 Year (5 Years) | 505 | 8% | 464.6
55965 | HES | 10700402 | 8500-605 | Ea |  | 1 Year (5 Years) | 563 | 8% | 517.96
55966 | HES | 10700403 | 8500-606 | Ea |  | 1 Year (5 Years) | 553 | 8% | 508.76
55967 | HES | 10700404 | 8500-612 | Ea |  | 1 Year (5 Years) | 553 | 8% | 508.76
55968 | HES | 10700405 | 8500-613 | Ea |  | 1 Year (5 Years) | 553 | 8% | 508.76
55969 | HES | 10700406 | 8500-629 | Ea |  | 1 Year (5 Years) | 563 | 8% | 517.96
55970 | HES | 10700407 | 8500-LBM | Ea |  | 1 Year (5 Years) | 615 | 8% | 565.8
55971 | HES | 10700408 | 8500-605-LBM | Ea |  | 1 Year (5 Years) | 673 | 8% | 619.16
55972 | HES | 10700409 | 8500-12/24D-606-LBM | Ea |  | 1 Year (5 Years) | 663 | 8% | 609.96
55973 | HES | 10700410 | 8500-12/24D-612-LBM | Ea |  | 1 Year (5 Years) | 663 | 8% | 609.96
55974 | HES | 10700411 | 8500-613-LBM | Ea |  | 1 Year (5 Years) | 663 | 8% | 609.96
55975 | HES | 10700412 | 8500-629-LBM | Ea |  | 1 Year (5 Years) | 673 | 8% | 619.16
55976 | HES | 10700413 | 8500-LBSM | Ea |  | 1 Year (5 Years) | 625 | 8% | 575
55977 | HES | 10700414 | 8500-605-LBSM | Ea |  | 1 Year (5 Years) | 683 | 8% | 628.36
55978 | HES | 10700415 | 8500-606-LBSM | Ea |  | 1 Year (5 Years) | 673 | 8% | 619.16
55979 | HES | 10700416 | 8500-612-LBSM | Ea |  | 1 Year (5 Years) | 673 | 8% | 619.16
55980 | HES | 10700417 | 8500-613-LBSM | Ea |  | 1 Year (5 Years) | 673 | 8% | 619.16
55981 | HES | 10700418 | 8500-629-LBSM | Ea |  | 1 Year (5 Years) | 683 | 8% | 628.36
55982 | HES | 10720401 | SB:8000-12/24D | Ea |  | 1 Year (5 Years) | 210 | 8% | 193.2
55983 | HES | 10720402 | 8000-LBM | Ea |  | 1 Year (5 Years) | 320 | 8% | 294.4
55984 | HES | 10720403 | 8000C-630 | Ea |  | 1 Year (5 Years) | 240 | 8% | 220.8
55985 | HES | 10720410 | 8000C-LBM | Ea |  | 1 Year (5 Years) | 350 | 8% | 322
55986 | HES | 10760001 | 801-630 | Ea |  | 1 Year (5 Years) | 30 | 8% | 27.6
55987 | HES | 10760002 | 801-BLK | Ea |  | 1 Year (5 Years) | 50 | 8% | 46
55988 | HES | 10760003 | 801-613 | Ea |  | 1 Year (5 Years) | 50 | 8% | 46
55989 | HES | 10760004 | 801-605 | Ea |  | 1 Year (5 Years) | 78 | 8% | 71.76
55990 | HES | 10760005 | 801-606 | Ea |  | 1 Year (5 Years) | 62 | 8% | 57.04
55991 | HES | 10760006 | 801-612 | Ea |  | 1 Year (5 Years) | 62 | 8% | 57.04
55992 | HES | 10760007 | 801-629 | Ea |  | 1 Year (5 Years) | 78 | 8% | 71.76
55993 | HES | 10760011 | 801A-630 | Ea |  | 1 Year (5 Years) | 35 | 8% | 32.2
55994 | HES | 10760012 | 801A-BLK | Ea |  | 1 Year (5 Years) | 55 | 8% | 50.6
55995 | HES | 10760013 | 801A-613 | Ea |  | 1 Year (5 Years) | 55 | 8% | 50.6
55996 | HES | 10760014 | 801A-605 | Ea |  | 1 Year (5 Years) | 83 | 8% | 76.36
55997 | HES | 10760015 | 801A-606 | Ea |  | 1 Year (5 Years) | 67 | 8% | 61.64
55998 | HES | 10760016 | 801A-612 | Ea |  | 1 Year (5 Years) | 67 | 8% | 61.64
55999 | HES | 10760017 | 801A-629 | Ea |  | 1 Year (5 Years) | 83 | 8% | 76.36
56000 | HES | 10760021 | 802-630 | Ea |  | 1 Year (5 Years) | 48 | 8% | 44.16
56001 | HES | 10760022 | 802-BLK | Ea |  | 1 Year (5 Years) | 76 | 8% | 69.92
56002 | HES | 10760023 | 802-613 | Ea |  | 1 Year (5 Years) | 68 | 8% | 62.56
56003 | HES | 10760024 | 802-605 | Ea |  | 1 Year (5 Years) | 96 | 8% | 88.32
56004 | HES | 10760025 | 802-606 | Ea |  | 1 Year (5 Years) | 80 | 8% | 73.6
56005 | HES | 10760026 | FP:802-612 | Ea |  | 1 Year (5 Years) | 80 | 8% | 73.6
56006 | HES | 10760027 | FP:802-629 | Ea |  | 1 Year (5 Years) | 96 | 8% | 88.32
56007 | HES | 10760031 | 803-630 | Ea |  | 1 Year (5 Years) | 48 | 8% | 44.16
56008 | HES | 10760032 | 803-BLK | Ea |  | 1 Year (5 Years) | 68 | 8% | 62.56
56009 | HES | 10760033 | 803-613 | Ea |  | 1 Year (5 Years) | 68 | 8% | 62.56
56010 | HES | 10760034 | 803-605 | Ea |  | 1 Year (5 Years) | 96 | 8% | 88.32
56011 | HES | 10760035 | FP:803-606 | Ea |  | 1 Year (5 Years) | 80 | 8% | 73.6
56012 | HES | 10760036 | 803-612 | Ea |  | 1 Year (5 Years) | 80 | 8% | 73.6
56013 | HES | 10760037 | 803-629 | Ea |  | 1 Year (5 Years) | 96 | 8% | 88.32
56014 | HES | 10760051 | 805-630 | Ea |  | 1 Year (5 Years) | 48 | 8% | 44.16
56015 | HES | 10760052 | 805-BLK | Ea |  | 1 Year (5 Years) | 68 | 8% | 62.56
56016 | HES | 10760053 | 805-613 | Ea |  | 1 Year (5 Years) | 68 | 8% | 62.56
56017 | HES | 10760054 | 805-605 | Ea |  | 1 Year (5 Years) | 96 | 8% | 88.32
56018 | HES | 10760055 | 805-606 | Ea |  | 1 Year (5 Years) | 80 | 8% | 73.6
56019 | HES | 10760056 | 805-612 | Ea |  | 1 Year (5 Years) | 80 | 8% | 73.6
56020 | HES | 10760057 | FP:805-629 | Ea |  | 1 Year (5 Years) | 96 | 8% | 88.32
56021 | HES | 10760061 | 801E-630 | Ea |  | 1 Year (5 Years) | 30 | 8% | 27.6
56022 | HES | 10760062 | 801E-605 | Ea |  | 1 Year (5 Years) | 78 | 8% | 71.76
56023 | HES | 10760063 | 801E-606 | Ea |  | 1 Year (5 Years) | 62 | 8% | 57.04
56024 | HES | 10760064 | 801E-612 | Ea |  | 1 Year (5 Years) | 62 | 8% | 57.04
56025 | HES | 10760065 | 801E-613 | Ea |  | 1 Year (5 Years) | 50 | 8% | 46
56026 | HES | 10760066 | 801E-629 | Ea |  | 1 Year (5 Years) | 78 | 8% | 71.76
56027 | HES | 10760067 | 801E-BLK | Ea |  | 1 Year (5 Years) | 50 | 8% | 46
56028 | HES | 10790001 | 852K-630 | Ea |  | 1 Year (5 Years) | 39 | 8% | 35.88
56029 | HES | 10790002 | 852K-605 | Ea |  | 1 Year (5 Years) | 87 | 8% | 80.04
56030 | HES | 10790003 | 852K-606 | Ea |  | 1 Year (5 Years) | 71 | 8% | 65.32
56031 | HES | 10790004 | 852K-612 | Ea |  | 1 Year (5 Years) | 71 | 8% | 65.32
56032 | HES | 10790005 | 852K-613 | Ea |  | 1 Year (5 Years) | 61 | 8% | 56.12
56033 | HES | 10790006 | 852K-629 | Ea |  | 1 Year (5 Years) | 87 | 8% | 80.04
56034 | HES | 10790011 | 852L-630 | Ea |  | 1 Year (5 Years) | 39 | 8% | 35.88
56035 | HES | 10790012 | 852L-605 | Ea |  | 1 Year (5 Years) | 87 | 8% | 80.04
56036 | HES | 10790013 | 852L-606 | Ea |  | 1 Year (5 Years) | 71 | 8% | 65.32
56037 | HES | 10790014 | 852L-612 | Ea |  | 1 Year (5 Years) | 71 | 8% | 65.32
56038 | HES | 10790015 | 852L-613 | Ea |  | 1 Year (5 Years) | 61 | 8% | 56.12
56039 | HES | 10790016 | 852L-629 | Ea |  | 1 Year (5 Years) | 87 | 8% | 80.04
56040 | HES | 10790021 | 852M-630 | Ea |  | 1 Year (5 Years) | 39 | 8% | 35.88
56041 | HES | 10790022 | 852M-605 | Ea |  | 1 Year (5 Years) | 87 | 8% | 80.04
56042 | HES | 10790023 | 852M-606 | Ea |  | 1 Year (5 Years) | 71 | 8% | 65.32
56043 | HES | 10790024 | 852M-612 | Ea |  | 1 Year (5 Years) | 71 | 8% | 65.32
56044 | HES | 10790025 | 852M-613 | Ea |  | 1 Year (5 Years) | 61 | 8% | 56.12
56045 | HES | 10790026 | 852M-629 | Ea |  | 1 Year (5 Years) | 87 | 8% | 80.04
56046 | HES | 10790031 | 851M-630 | Ea |  | 1 Year (5 Years) | 39 | 8% | 35.88
56047 | HES | 10790032 | 851M-605 | Ea |  | 1 Year (5 Years) | 87 | 8% | 80.04
56048 | HES | 10790033 | 851M-606 | Ea |  | 1 Year (5 Years) | 71 | 8% | 65.32
56049 | HES | 10790034 | 851M-612 | Ea |  | 1 Year (5 Years) | 71 | 8% | 65.32
56050 | HES | 10790035 | 851M-613 | Ea |  | 1 Year (5 Years) | 61 | 8% | 56.12
56051 | HES | 10790036 | 851M-629 | Ea |  | 1 Year (5 Years) | 87 | 8% | 80.04
56052 | HES | 1006CAS | Complete Pac For Deadbolt Recapture | Ea |  | 1 Year (5 Years) | 610 | 8% | 561.2
56053 | HES | 1006CAS-2 | Complete Pac For Deadbolt Recapture, Wood Frame | Ea |  | 1 Year (5 Years) | 635 | 8% | 584.2
56054 | HES | 1006CAS-2-F | Complete Pac For Deadbolt Recapture, Wood Frame, Fail Safe | Ea |  | 1 Year (5 Years) | 635 | 8% | 584.2
56055 | HES | 1006CAS-F | Complete Pac For Deadbolt Recapture, Fail Safe | Ea |  | 1 Year (5 Years) | 610 | 8% | 561.2
56056 | HES | 1500-104-605 | KIT: 1500-104-605 | Ea |  | 1 Year (5 Years) | 82 | 8% | 75.44
56057 | HES | 1500-104-606 | KIT: 1500-104-606 | Ea |  | 1 Year (5 Years) | 76 | 8% | 69.92
56058 | HES | 1500-104-612 | KIT: 1500-104-612 | Ea |  | 1 Year (5 Years) | 76 | 8% | 69.92
56059 | HES | 1500-104-613E | KIT: 1500-104-613E | Ea |  | 1 Year (5 Years) | 61 | 8% | 56.12
56060 | HES | 1500-104-629 | KIT: 1500-104-629 | Ea |  | 1 Year (5 Years) | 76 | 8% | 69.92
56061 | HES | 1500-104-630 | KIT: 1500-104-630 | Ea |  | 1 Year (5 Years) | 38 | 8% | 34.96
56062 | HES | 1500-104-BSP | KIT: 1500-104-BLK | Ea |  | 1 Year (5 Years) | 61 | 8% | 56.12
56063 | HES | 1500-106-605 | KIT: 1500-106-605 | Ea |  | 1 Year (5 Years) | 75 | 8% | 69
56064 | HES | 1500-106-606 | KIT: 1500-106-606 | Ea |  | 1 Year (5 Years) | 69 | 8% | 63.48
56065 | HES | 1500-106-612 | KIT: 1500-106-612 | Ea |  | 1 Year (5 Years) | 69 | 8% | 63.48
56066 | HES | 1500-106-613E | KIT: 1500-106-613E | Ea |  | 1 Year (5 Years) | 54 | 8% | 49.68
56067 | HES | 1500-106-629 | KIT: 1500-106-629 | Ea |  | 1 Year (5 Years) | 69 | 8% | 63.48
56068 | HES | 1500-106-630 | KIT: 1500-106-630 | Ea |  | 1 Year (5 Years) | 31 | 8% | 28.52
56069 | HES | 1500-106-BSP | KIT: 1500-106-BLK | Ea |  | 1 Year (5 Years) | 54 | 8% | 49.68
56070 | HES | 1500-605 | Electric Strike Body Only | Ea |  | 1 Year (5 Years) | 570 | 8% | 524.4
56071 | HES | 1500-605-DLM | Electric Strike Body Only | Ea |  | 1 Year (5 Years) | 780 | 8% | 717.6
56072 | HES | 1500-605-DLMS | Electric Strike Body Only | Ea |  | 1 Year (5 Years) | 790 | 8% | 726.8
56073 | HES | 1500-605-LM | Electric Strike Body Only | Ea |  | 1 Year (5 Years) | 675 | 8% | 621
56074 | HES | 1500-605-LMS | Electric Strike Body Only | Ea |  | 1 Year (5 Years) | 685 | 8% | 630.2
56075 | HES | 1500-606 | Electric Strike Body Only | Ea |  | 1 Year (5 Years) | 560 | 8% | 515.2
56076 | HES | 1500-606-DLM | Electric Strike Body Only | Ea |  | 1 Year (5 Years) | 770 | 8% | 708.4
56077 | HES | 1500-606-DLMS | Electric Strike Body Only | Ea |  | 1 Year (5 Years) | 780 | 8% | 717.6
56078 | HES | 1500-606-LM | Electric Strike Body Only | Ea |  | 1 Year (5 Years) | 665 | 8% | 611.8
56079 | HES | 1500-606-LMS | Electric Strike Body Only | Ea |  | 1 Year (5 Years) | 675 | 8% | 621
56080 | HES | 1500-612 | Electric Strike Body Only | Ea |  | 1 Year (5 Years) | 560 | 8% | 515.2
56081 | HES | 1500-612-DLM | Electric Strike Body Only | Ea |  | 1 Year (5 Years) | 780 | 8% | 717.6
56082 | HES | 1500-612-DLMS | Electric Strike Body Only | Ea |  | 1 Year (5 Years) | 790 | 8% | 726.8
56083 | HES | 1500-612-LM | Electric Strike Body Only | Ea |  | 1 Year (5 Years) | 675 | 8% | 621
56084 | HES | 1500-612-LMS | Electric Strike Body Only | Ea |  | 1 Year (5 Years) | 685 | 8% | 630.2
56085 | HES | 1500-613E | Electric Strike Body Only | Ea |  | 1 Year (5 Years) | 526 | 8% | 483.92
56086 | HES | 1500-613E-DLM | Electric Strike Body Only | Ea |  | 1 Year (5 Years) | 736 | 8% | 677.12
56087 | HES | 1500-613E-DLMS | Electric Strike Body Only | Ea |  | 1 Year (5 Years) | 746 | 8% | 686.32
56088 | HES | 1500-613E-LM | Electric Strike Body Only | Ea |  | 1 Year (5 Years) | 631 | 8% | 580.52
56089 | HES | 1500-613E-LMS | Electric Strike Body Only | Ea |  | 1 Year (5 Years) | 641 | 8% | 589.72
56090 | HES | 1500-629 | Electric Strike Body Only | Ea |  | 1 Year (5 Years) | 570 | 8% | 524.4
56091 | HES | 1500-629-DLM | Electric Strike Body Only | Ea |  | 1 Year (5 Years) | 780 | 8% | 717.6
56092 | HES | 1500-629-DLMS | Electric Strike Body Only | Ea |  | 1 Year (5 Years) | 790 | 8% | 726.8
56093 | HES | 1500-629-LM | Electric Strike Body Only | Ea |  | 1 Year (5 Years) | 675 | 8% | 621
56094 | HES | 1500-629-LMS | Electric Strike Body Only | Ea |  | 1 Year (5 Years) | 685 | 8% | 630.2
56095 | HES | 1500-630 | Electric Strike Body Only | Ea |  | 1 Year (5 Years) | 494 | 8% | 454.48
56096 | HES | 1500-630-DLM | Electric Strike Body Only | Ea |  | 1 Year (5 Years) | 704 | 8% | 647.68
56097 | HES | 1500-630-DLMS | Electric Strike Body Only | Ea |  | 1 Year (5 Years) | 714 | 8% | 656.88
56098 | HES | 1500-630-LM | Electric Strike Body Only | Ea |  | 1 Year (5 Years) | 599 | 8% | 551.08
56099 | HES | 1500-630-LMS | Electric Strike Body Only | Ea |  | 1 Year (5 Years) | 609 | 8% | 560.28
56100 | HES | 1500-BSP | Electric Strike Body Only | Ea |  | 1 Year (5 Years) | 526 | 8% | 483.92
56101 | HES | 1500-BSP-DLM | Electric Strike Body Only | Ea |  | 1 Year (5 Years) | 736 | 8% | 677.12
56102 | HES | 1500-BSP-DLMS | Electric Strike Body Only | Ea |  | 1 Year (5 Years) | 746 | 8% | 686.32
56103 | HES | 1500-BSP-LM | Electric Strike Body Only | Ea |  | 1 Year (5 Years) | 631 | 8% | 580.52
56104 | HES | 1500-BSP-LMS | Electric Strike Body Only | Ea |  | 1 Year (5 Years) | 641 | 8% | 589.72
56105 | HES | 1500C-605 | Complete Pac For Latchbolts | Ea |  | 1 Year (5 Years) | 635 | 8% | 584.2
56106 | HES | 1500C-605-DLM | Complete Pac For Latchbolts | Ea |  | 1 Year (5 Years) | 845 | 8% | 777.4
56107 | HES | 1500C-605-DLMS | Complete Pac For Latchbolts | Ea |  | 1 Year (5 Years) | 855 | 8% | 786.6
56108 | HES | 1500C-605-LM | Complete Pac For Latchbolts | Ea |  | 1 Year (5 Years) | 740 | 8% | 680.8
56109 | HES | 1500C-605-LMS | Complete Pac For Latchbolts | Ea |  | 1 Year (5 Years) | 750 | 8% | 690
56110 | HES | 1500C-606 | Complete Pac For Latchbolts | Ea |  | 1 Year (5 Years) | 620 | 8% | 570.4
56111 | HES | 1500C-606-DLM | Complete Pac For Latchbolts | Ea |  | 1 Year (5 Years) | 830 | 8% | 763.6
56112 | HES | 1500C-606-DLMS | Complete Pac For Latchbolts | Ea |  | 1 Year (5 Years) | 840 | 8% | 772.8
56113 | HES | 1500C-606-LM | Complete Pac For Latchbolts | Ea |  | 1 Year (5 Years) | 725 | 8% | 667
56114 | HES | 1500C-606-LMS | Complete Pac For Latchbolts | Ea |  | 1 Year (5 Years) | 735 | 8% | 676.2
56115 | HES | 1500C-612 | Complete Pac For Latchbolts | Ea |  | 1 Year (5 Years) | 620 | 8% | 570.4
56116 | HES | 1500C-612-DLM | Complete Pac For Latchbolts | Ea |  | 1 Year (5 Years) | 830 | 8% | 763.6
56117 | HES | 1500C-612-DLMS | Complete Pac For Latchbolts | Ea |  | 1 Year (5 Years) | 840 | 8% | 772.8
56118 | HES | 1500C-612-LM | Complete Pac For Latchbolts | Ea |  | 1 Year (5 Years) | 725 | 8% | 667
56119 | HES | 1500C-612-LMS | Complete Pac For Latchbolts | Ea |  | 1 Year (5 Years) | 735 | 8% | 676.2
56120 | HES | 1500C-613E | Complete Pac For Latchbolts | Ea |  | 1 Year (5 Years) | 592 | 8% | 544.64
56121 | HES | 1500C-613E-DLM | Complete Pac For Latchbolts | Ea |  | 1 Year (5 Years) | 802 | 8% | 737.84
56122 | HES | 1500C-613E-DLMS | Complete Pac For Latchbolts | Ea |  | 1 Year (5 Years) | 812 | 8% | 747.04
56123 | HES | 1500C-613E-LM | Complete Pac For Latchbolts | Ea |  | 1 Year (5 Years) | 697 | 8% | 641.24
56124 | HES | 1500C-613E-LMS | Complete Pac For Latchbolts | Ea |  | 1 Year (5 Years) | 707 | 8% | 650.44
56125 | HES | 1500C-629 | Complete Pac For Latchbolts | Ea |  | 1 Year (5 Years) | 625 | 8% | 575
56126 | HES | 1500C-629-DLM | Complete Pac For Latchbolts | Ea |  | 1 Year (5 Years) | 835 | 8% | 768.2
56127 | HES | 1500C-629-DLMS | Complete Pac For Latchbolts | Ea |  | 1 Year (5 Years) | 845 | 8% | 777.4
56128 | HES | 1500C-629-LM | Complete Pac For Latchbolts | Ea |  | 1 Year (5 Years) | 730 | 8% | 671.6
56129 | HES | 1500C-629-LMS | Complete Pac For Latchbolts | Ea |  | 1 Year (5 Years) | 740 | 8% | 680.8
56130 | HES | 1500C-630 | Complete Pac For Latchbolts | Ea |  | 1 Year (5 Years) | 535 | 8% | 492.2
56131 | HES | 1500C-630-DLM | Complete Pac For Latchbolts | Ea |  | 1 Year (5 Years) | 745 | 8% | 685.4
56132 | HES | 1500C-630-DLMS | Complete Pac For Latchbolts | Ea |  | 1 Year (5 Years) | 755 | 8% | 694.6
56133 | HES | 1500C-630-LM | Complete Pac For Latchbolts | Ea |  | 1 Year (5 Years) | 640 | 8% | 588.8
56134 | HES | 1500C-630-LMS | Complete Pac For Latchbolts | Ea |  | 1 Year (5 Years) | 650 | 8% | 598
56135 | HES | 1500C-BSP | Complete Pac For Latchbolts | Ea |  | 1 Year (5 Years) | 592 | 8% | 544.64
56136 | HES | 1500C-BSP-DLM | Complete Pac For Latchbolts | Ea |  | 1 Year (5 Years) | 802 | 8% | 737.84
56137 | HES | 1500C-BSP-DLMS | Complete Pac For Latchbolts | Ea |  | 1 Year (5 Years) | 812 | 8% | 747.04
56138 | HES | 1500C-BSP-LM | Complete Pac For Latchbolts | Ea |  | 1 Year (5 Years) | 697 | 8% | 641.24
56139 | HES | 1500C-BSP-LMS | Complete Pac For Latchbolts | Ea |  | 1 Year (5 Years) | 707 | 8% | 650.44
56140 | HES | 1600-104-605 | KIT: 1600-104-605 | Ea |  | 1 Year (5 Years) | 82 | 8% | 75.44
56141 | HES | 1600-104-606 | KIT: 1600-104-606 | Ea |  | 1 Year (5 Years) | 76 | 8% | 69.92
56142 | HES | 1600-104-612 | KIT: 1600-104-612 | Ea |  | 1 Year (5 Years) | 76 | 8% | 69.92
56143 | HES | 1600-104-613E | KIT: 1600-104-613E | Ea |  | 1 Year (5 Years) | 61 | 8% | 56.12
56144 | HES | 1600-104-629 | KIT: 1600-104-629 | Ea |  | 1 Year (5 Years) | 76 | 8% | 69.92
56145 | HES | 1600-104-630 | KIT: 1600-104-630 | Ea |  | 1 Year (5 Years) | 38 | 8% | 34.96
56146 | HES | 1600-104-BSP | KIT: 1600-104-BSP | Ea |  | 1 Year (5 Years) | 61 | 8% | 56.12
56147 | HES | 1600-106-605 | KIT: 1600-106-605 | Ea |  | 1 Year (5 Years) | 75 | 8% | 69
56148 | HES | 1600-106-606 | KIT: 1600-106-606 | Ea |  | 1 Year (5 Years) | 69 | 8% | 63.48
56149 | HES | 1600-106-612 | KIT: 1600-106-612 | Ea |  | 1 Year (5 Years) | 69 | 8% | 63.48
56150 | HES | 1600-106-613E | KIT: 1600-106-613E | Ea |  | 1 Year (5 Years) | 54 | 8% | 49.68
56151 | HES | 1600-106-629 | KIT: 1600-106-629 | Ea |  | 1 Year (5 Years) | 69 | 8% | 63.48
56152 | HES | 1600-106-630 | KIT: 1600-106-630 | Ea |  | 1 Year (5 Years) | 31 | 8% | 28.52
56153 | HES | 1600-106-BSP | KIT: 1600-106-BSP | Ea |  | 1 Year (5 Years) | 54 | 8% | 49.68
56154 | HES | 1600-605 | Electric Strike Body Only | Ea |  | 1 Year (5 Years) | 570 | 8% | 524.4
56155 | HES | 1600-605-DLM | Electric Strike Body Only | Ea |  | 1 Year (5 Years) | 780 | 8% | 717.6
56156 | HES | 1600-605-DLMS | Electric Strike Body Only | Ea |  | 1 Year (5 Years) | 790 | 8% | 726.8
56157 | HES | 1600-605-LM | Electric Strike Body Only | Ea |  | 1 Year (5 Years) | 675 | 8% | 621
56158 | HES | 1600-605-LMS | Electric Strike Body Only | Ea |  | 1 Year (5 Years) | 685 | 8% | 630.2
56159 | HES | 1600-606 | Electric Strike Body Only | Ea |  | 1 Year (5 Years) | 560 | 8% | 515.2
56160 | HES | 1600-606-DLM | Electric Strike Body Only | Ea |  | 1 Year (5 Years) | 770 | 8% | 708.4
56161 | HES | 1600-606-DLMS | Electric Strike Body Only | Ea |  | 1 Year (5 Years) | 780 | 8% | 717.6
56162 | HES | 1600-606-LM | Electric Strike Body Only | Ea |  | 1 Year (5 Years) | 665 | 8% | 611.8
56163 | HES | 1600-606-LMS | Electric Strike Body Only | Ea |  | 1 Year (5 Years) | 675 | 8% | 621
56164 | HES | 1600-612 | Electric Strike Body Only | Ea |  | 1 Year (5 Years) | 560 | 8% | 515.2
56165 | HES | 1600-612-DLM | Electric Strike Body Only | Ea |  | 1 Year (5 Years) | 770 | 8% | 708.4
56166 | HES | 1600-612-DLMS | Electric Strike Body Only | Ea |  | 1 Year (5 Years) | 780 | 8% | 717.6
56167 | HES | 1600-612-LM | Electric Strike Body Only | Ea |  | 1 Year (5 Years) | 665 | 8% | 611.8
56168 | HES | 1600-612-LMS | Electric Strike Body Only | Ea |  | 1 Year (5 Years) | 675 | 8% | 621
56169 | HES | 1600-613E | Electric Strike Body Only | Ea |  | 1 Year (5 Years) | 526 | 8% | 483.92
56170 | HES | 1600-613E-DLM | Electric Strike Body Only | Ea |  | 1 Year (5 Years) | 736 | 8% | 677.12
56171 | HES | 1600-613E-DLMS | Electric Strike Body Only | Ea |  | 1 Year (5 Years) | 746 | 8% | 686.32
56172 | HES | 1600-613E-LM | Electric Strike Body Only | Ea |  | 1 Year (5 Years) | 631 | 8% | 580.52
56173 | HES | 1600-613E-LMS | Electric Strike Body Only | Ea |  | 1 Year (5 Years) | 641 | 8% | 589.72
56174 | HES | 1600-629 | Electric Strike Body Only | Ea |  | 1 Year (5 Years) | 570 | 8% | 524.4
56175 | HES | 1600-629-DLM | Electric Strike Body Only | Ea |  | 1 Year (5 Years) | 780 | 8% | 717.6
56176 | HES | 1600-629-DLMS | Electric Strike Body Only | Ea |  | 1 Year (5 Years) | 790 | 8% | 726.8
56177 | HES | 1600-629-LM | Electric Strike Body Only | Ea |  | 1 Year (5 Years) | 675 | 8% | 621
56178 | HES | 1600-629-LMS | Electric Strike Body Only | Ea |  | 1 Year (5 Years) | 685 | 8% | 630.2
56179 | HES | 1600-630 | Electric Strike Body Only | Ea |  | 1 Year (5 Years) | 494 | 8% | 454.48
56180 | HES | 1600-630-DLM | Electric Strike Body Only | Ea |  | 1 Year (5 Years) | 704 | 8% | 647.68
56181 | HES | 1600-630-DLMS | Electric Strike Body Only | Ea |  | 1 Year (5 Years) | 714 | 8% | 656.88
56182 | HES | 1600-630-LM | Electric Strike Body Only | Ea |  | 1 Year (5 Years) | 599 | 8% | 551.08
56183 | HES | 1600-630-LMS | Electric Strike Body Only | Ea |  | 1 Year (5 Years) | 609 | 8% | 560.28
56184 | HES | 1600-BSP | Electric Strike Body Only | Ea |  | 1 Year (5 Years) | 526 | 8% | 483.92
56185 | HES | 1600-BSP-DLM | Electric Strike Body Only | Ea |  | 1 Year (5 Years) | 736 | 8% | 677.12
56186 | HES | 1600-BSP-DLMS | Electric Strike Body Only | Ea |  | 1 Year (5 Years) | 746 | 8% | 686.32
56187 | HES | 1600-BSP-LM | Electric Strike Body Only | Ea |  | 1 Year (5 Years) | 631 | 8% | 580.52
56188 | HES | 1600-BSP-LMS | Electric Strike Body Only | Ea |  | 1 Year (5 Years) | 641 | 8% | 589.72
56189 | HES | 1600-CDB-605 | Complete Pac For Deadbolts | Ea |  | 1 Year (5 Years) | 635 | 8% | 584.2
56190 | HES | 1600-CDB-605-DLM | Complete Pac For Deadbolts | Ea |  | 1 Year (5 Years) | 845 | 8% | 777.4
56191 | HES | 1600-CDB-605-DLMS | Complete Pac For Deadbolts | Ea |  | 1 Year (5 Years) | 855 | 8% | 786.6
56192 | HES | 1600-CDB-605-LM | Complete Pac For Deadbolts | Ea |  | 1 Year (5 Years) | 740 | 8% | 680.8
56193 | HES | 1600-CDB-605-LMS | Complete Pac For Deadbolts | Ea |  | 1 Year (5 Years) | 750 | 8% | 690
56194 | HES | 1600-CDB-606 | Complete Pac For Deadbolts | Ea |  | 1 Year (5 Years) | 620 | 8% | 570.4
56195 | HES | 1600-CDB-606-DLM | Complete Pac For Deadbolts | Ea |  | 1 Year (5 Years) | 830 | 8% | 763.6
56196 | HES | 1600-CDB-606-DLMS | Complete Pac For Deadbolts | Ea |  | 1 Year (5 Years) | 840 | 8% | 772.8
56197 | HES | 1600-CDB-606-LM | Complete Pac For Deadbolts | Ea |  | 1 Year (5 Years) | 725 | 8% | 667
56198 | HES | 1600-CDB-606-LMS | Complete Pac For Deadbolts | Ea |  | 1 Year (5 Years) | 735 | 8% | 676.2
56199 | HES | 1600-CDB-612 | Complete Pac For Deadbolts | Ea |  | 1 Year (5 Years) | 620 | 8% | 570.4
56200 | HES | 1600-CDB-612-DLM | Complete Pac For Deadbolts | Ea |  | 1 Year (5 Years) | 830 | 8% | 763.6
56201 | HES | 1600-CDB-612-DLMS | Complete Pac For Deadbolts | Ea |  | 1 Year (5 Years) | 840 | 8% | 772.8
56202 | HES | 1600-CDB-612-LM | Complete Pac For Deadbolts | Ea |  | 1 Year (5 Years) | 725 | 8% | 667
56203 | HES | 1600-CDB-612-LMS | Complete Pac For Deadbolts | Ea |  | 1 Year (5 Years) | 735 | 8% | 676.2
56204 | HES | 1600-CDB-613E | Complete Pac For Deadbolts | Ea |  | 1 Year (5 Years) | 592 | 8% | 544.64
56205 | HES | 1600-CDB-613E-DLM | Complete Pac For Deadbolts | Ea |  | 1 Year (5 Years) | 802 | 8% | 737.84
56206 | HES | 1600-CDB-613E-DLMS | Complete Pac For Deadbolts | Ea |  | 1 Year (5 Years) | 812 | 8% | 747.04
56207 | HES | 1600-CDB-613E-LM | Complete Pac For Deadbolts | Ea |  | 1 Year (5 Years) | 697 | 8% | 641.24
56208 | HES | 1600-CDB-613E-LMS | Complete Pac For Deadbolts | Ea |  | 1 Year (5 Years) | 707 | 8% | 650.44
56209 | HES | 1600-CDB-629 | Complete Pac For Deadbolts | Ea |  | 1 Year (5 Years) | 625 | 8% | 575
56210 | HES | 1600-CDB-629-DLM | Complete Pac For Deadbolts | Ea |  | 1 Year (5 Years) | 835 | 8% | 768.2
56211 | HES | 1600-CDB-629-DLMS | Complete Pac For Deadbolts | Ea |  | 1 Year (5 Years) | 845 | 8% | 777.4
56212 | HES | 1600-CDB-629-LM | Complete Pac For Deadbolts | Ea |  | 1 Year (5 Years) | 730 | 8% | 671.6
56213 | HES | 1600-CDB-629-LMS | Complete Pac For Deadbolts | Ea |  | 1 Year (5 Years) | 740 | 8% | 680.8
56214 | HES | 1600-CDB-630 | Complete Pac For Deadbolts | Ea |  | 1 Year (5 Years) | 535 | 8% | 492.2
56215 | HES | 1600-CDB-630-DLM | Complete Pac For Deadbolts | Ea |  | 1 Year (5 Years) | 745 | 8% | 685.4
56216 | HES | 1600-CDB-630-DLMS | Complete Pac For Deadbolts | Ea |  | 1 Year (5 Years) | 755 | 8% | 694.6
56217 | HES | 1600-CDB-630-LM | Complete Pac For Deadbolts | Ea |  | 1 Year (5 Years) | 640 | 8% | 588.8
56218 | HES | 1600-CDB-630-LMS | Complete Pac For Deadbolts | Ea |  | 1 Year (5 Years) | 650 | 8% | 598
56219 | HES | 1600-CDB-BSP | Complete Pac For Deadbolts | Ea |  | 1 Year (5 Years) | 592 | 8% | 544.64
56220 | HES | 1600-CDB-BSP-DLM | Complete Pac For Deadbolts | Ea |  | 1 Year (5 Years) | 802 | 8% | 737.84
56221 | HES | 1600-CDB-BSP-DLMS | Complete Pac For Deadbolts | Ea |  | 1 Year (5 Years) | 812 | 8% | 747.04
56222 | HES | 1600-CDB-BSP-LM | Complete Pac For Deadbolts | Ea |  | 1 Year (5 Years) | 697 | 8% | 641.24
56223 | HES | 1600-CDB-BSP-LMS | Complete Pac For Deadbolts | Ea |  | 1 Year (5 Years) | 707 | 8% | 650.44
56224 | HES | 1600-CLB-605 | Complete Pac For Latchbolts | Ea |  | 1 Year (5 Years) | 635 | 8% | 584.2
56225 | HES | 1600-CLB-605-DLM | Complete Pac For Latchbolts | Ea |  | 1 Year (5 Years) | 845 | 8% | 777.4
56226 | HES | 1600-CLB-605-DLMS | Complete Pac For Latchbolts | Ea |  | 1 Year (5 Years) | 855 | 8% | 786.6
56227 | HES | 1600-CLB-605-LM | Complete Pac For Latchbolts | Ea |  | 1 Year (5 Years) | 697 | 8% | 641.24
56228 | HES | 1600-CLB-605-LMS | Complete Pac For Latchbolts | Ea |  | 1 Year (5 Years) | 707 | 8% | 650.44
56229 | HES | 1600-CLB-606 | Complete Pac For Latchbolts | Ea |  | 1 Year (5 Years) | 620 | 8% | 570.4
56230 | HES | 1600-CLB-606-DLM | Complete Pac For Latchbolts | Ea |  | 1 Year (5 Years) | 830 | 8% | 763.6
56231 | HES | 1600-CLB-606-DLMS | Complete Pac For Latchbolts | Ea |  | 1 Year (5 Years) | 840 | 8% | 772.8
56232 | HES | 1600-CLB-606-LM | Complete Pac For Latchbolts | Ea |  | 1 Year (5 Years) | 725 | 8% | 667
56233 | HES | 1600-CLB-606-LMS | Complete Pac For Latchbolts | Ea |  | 1 Year (5 Years) | 735 | 8% | 676.2
56234 | HES | 1600-CLB-612 | Complete Pac For Latchbolts | Ea |  | 1 Year (5 Years) | 620 | 8% | 570.4
56235 | HES | 1600-CLB-612-DLM | Complete Pac For Latchbolts | Ea |  | 1 Year (5 Years) | 835 | 8% | 768.2
56236 | HES | 1600-CLB-612-DLMS | Complete Pac For Latchbolts | Ea |  | 1 Year (5 Years) | 845 | 8% | 777.4
56237 | HES | 1600-CLB-612-LM | Complete Pac For Latchbolts | Ea |  | 1 Year (5 Years) | 730 | 8% | 671.6
56238 | HES | 1600-CLB-612-LMS | Complete Pac For Latchbolts | Ea |  | 1 Year (5 Years) | 740 | 8% | 680.8
56239 | HES | 1600-CLB-613E | Complete Pac For Latchbolts | Ea |  | 1 Year (5 Years) | 592 | 8% | 544.64
56240 | HES | 1600-CLB-613E-DLM | Complete Pac For Latchbolts | Ea |  | 1 Year (5 Years) | 802 | 8% | 737.84
56241 | HES | 1600-CLB-613E-DLMS | Complete Pac For Latchbolts | Ea |  | 1 Year (5 Years) | 812 | 8% | 747.04
56242 | HES | 1600-CLB-613E-LM | Complete Pac For Latchbolts | Ea |  | 1 Year (5 Years) | 740 | 8% | 680.8
56243 | HES | 1600-CLB-613E-LMS | Complete Pac For Latchbolts | Ea |  | 1 Year (5 Years) | 750 | 8% | 690
56244 | HES | 1600-CLB-629 | Complete Pac For Latchbolts | Ea |  | 1 Year (5 Years) | 625 | 8% | 575
56245 | HES | 1600-CLB-629-DLM | Complete Pac For Latchbolts | Ea |  | 1 Year (5 Years) | 835 | 8% | 768.2
56246 | HES | 1600-CLB-629-DLMS | Complete Pac For Latchbolts | Ea |  | 1 Year (5 Years) | 845 | 8% | 777.4
56247 | HES | 1600-CLB-629-LM | Complete Pac For Latchbolts | Ea |  | 1 Year (5 Years) | 730 | 8% | 671.6
56248 | HES | 1600-CLB-629-LMS | Complete Pac For Latchbolts | Ea |  | 1 Year (5 Years) | 740 | 8% | 680.8
56249 | HES | 1600-CLB-630 | Complete Pac For Latchbolts | Ea |  | 1 Year (5 Years) | 535 | 8% | 492.2
56250 | HES | 1600-CLB-630-DLM | Complete Pac For Latchbolts | Ea |  | 1 Year (5 Years) | 745 | 8% | 685.4
56251 | HES | 1600-CLB-630-DLMS | Complete Pac For Latchbolts | Ea |  | 1 Year (5 Years) | 755 | 8% | 694.6
56252 | HES | 1600-CLB-630-LM | Complete Pac For Latchbolts | Ea |  | 1 Year (5 Years) | 640 | 8% | 588.8
56253 | HES | 1600-CLB-630-LMS | Complete Pac For Latchbolts | Ea |  | 1 Year (5 Years) | 650 | 8% | 598
56254 | HES | 1600-CLB-BSP | Complete Pac For Latchbolts | Ea |  | 1 Year (5 Years) | 592 | 8% | 544.64
56255 | HES | 1600-CLB-BSP-DLM | Complete Pac For Latchbolts | Ea |  | 1 Year (5 Years) | 745 | 8% | 685.4
56256 | HES | 1600-CLB-BSP-DLMS | Complete Pac For Latchbolts | Ea |  | 1 Year (5 Years) | 755 | 8% | 694.6
56257 | HES | 1600-CLB-BSP-LM | Complete Pac For Latchbolts | Ea |  | 1 Year (5 Years) | 697 | 8% | 641.24
56258 | HES | 1600-CLB-BSP-LMS | Complete Pac For Latchbolts | Ea |  | 1 Year (5 Years) | 707 | 8% | 650.44
56259 | HES | 1600-CS-605 | Complete Pac For Latchbolt & Deadbolts | Ea |  | 1 Year (5 Years) | 748 | 8% | 688.16
56260 | HES | 1600-CS-605-DLM | Complete Pac For Latchbolt & Deadbolts | Ea |  | 1 Year (5 Years) | 968 | 8% | 890.56
56261 | HES | 1600-CS-605-DLMS | Complete Pac For Latchbolt & Deadbolts | Ea |  | 1 Year (5 Years) | 978 | 8% | 899.76
56262 | HES | 1600-CS-605-LM | Complete Pac For Latchbolt & Deadbolts | Ea |  | 1 Year (5 Years) | 858 | 8% | 789.36
56263 | HES | 1600-CS-605-LMS | Complete Pac For Latchbolt & Deadbolts | Ea |  | 1 Year (5 Years) | 868 | 8% | 798.56
56264 | HES | 1600-CS-606 | Complete Pac For Latchbolt & Deadbolts | Ea |  | 1 Year (5 Years) | 775 | 8% | 713
56265 | HES | 1600-CS-606-DLM | Complete Pac For Latchbolt & Deadbolts | Ea |  | 1 Year (5 Years) | 985 | 8% | 906.2
56266 | HES | 1600-CS-606-DLMS | Complete Pac For Latchbolt & Deadbolts | Ea |  | 1 Year (5 Years) | 995 | 8% | 915.4
56267 | HES | 1600-CS-606-LM | Complete Pac For Latchbolt & Deadbolts | Ea |  | 1 Year (5 Years) | 880 | 8% | 809.6
56268 | HES | 1600-CS-606-LMS | Complete Pac For Latchbolt & Deadbolts | Ea |  | 1 Year (5 Years) | 890 | 8% | 818.8
56269 | HES | 1600-CS-612 | Complete Pac For Latchbolt & Deadbolts | Ea |  | 1 Year (5 Years) | 775 | 8% | 713
56270 | HES | 1600-CS-612-DLM | Complete Pac For Latchbolt & Deadbolts | Ea |  | 1 Year (5 Years) | 978 | 8% | 899.76
56271 | HES | 1600-CS-612-DLMS | Complete Pac For Latchbolt & Deadbolts | Ea |  | 1 Year (5 Years) | 988 | 8% | 908.96
56272 | HES | 1600-CS-612-LM | Complete Pac For Latchbolt & Deadbolts | Ea |  | 1 Year (5 Years) | 868 | 8% | 798.56
56273 | HES | 1600-CS-612-LMS | Complete Pac For Latchbolt & Deadbolts | Ea |  | 1 Year (5 Years) | 878 | 8% | 807.76
56274 | HES | 1600-CS-613E | Complete Pac For Latchbolt & Deadbolts | Ea |  | 1 Year (5 Years) | 640 | 8% | 588.8
56275 | HES | 1600-CS-613E-DLM | Complete Pac For Latchbolt & Deadbolts | Ea |  | 1 Year (5 Years) | 850 | 8% | 782
56276 | HES | 1600-CS-613E-DLMS | Complete Pac For Latchbolt & Deadbolts | Ea |  | 1 Year (5 Years) | 860 | 8% | 791.2
56277 | HES | 1600-CS-613E-LM | Complete Pac For Latchbolt & Deadbolts | Ea |  | 1 Year (5 Years) | 745 | 8% | 685.4
56278 | HES | 1600-CS-613E-LMS | Complete Pac For Latchbolt & Deadbolts | Ea |  | 1 Year (5 Years) | 755 | 8% | 694.6
56279 | HES | 1600-CS-629 | Complete Pac For Latchbolt & Deadbolts | Ea |  | 1 Year (5 Years) | 758 | 8% | 697.36
56280 | HES | 1600-CS-629-DLM | Complete Pac For Latchbolt & Deadbolts | Ea |  | 1 Year (5 Years) | 978 | 8% | 899.76
56281 | HES | 1600-CS-629-DLMS | Complete Pac For Latchbolt & Deadbolts | Ea |  | 1 Year (5 Years) | 988 | 8% | 908.96
56282 | HES | 1600-CS-629-LM | Complete Pac For Latchbolt & Deadbolts | Ea |  | 1 Year (5 Years) | 868 | 8% | 798.56
56283 | HES | 1600-CS-629-LMS | Complete Pac For Latchbolt & Deadbolts | Ea |  | 1 Year (5 Years) | 878 | 8% | 807.76
56284 | HES | 1600-CS-630 | Complete Pac For Latchbolt & Deadbolts | Ea |  | 1 Year (5 Years) | 592 | 8% | 544.64
56285 | HES | 1600-CS-630-DLM | Complete Pac For Latchbolt & Deadbolts | Ea |  | 1 Year (5 Years) | 802 | 8% | 737.84
56286 | HES | 1600-CS-630-DLMS | Complete Pac For Latchbolt & Deadbolts | Ea |  | 1 Year (5 Years) | 812 | 8% | 747.04
56287 | HES | 1600-CS-630-LM | Complete Pac For Latchbolt & Deadbolts | Ea |  | 1 Year (5 Years) | 697 | 8% | 641.24
56288 | HES | 1600-CS-630-LMS | Complete Pac For Latchbolt & Deadbolts | Ea |  | 1 Year (5 Years) | 707 | 8% | 650.44
56289 | HES | 1600-CS-BSP | Complete Pac For Latchbolt & Deadbolts | Ea |  | 1 Year (5 Years) | 640 | 8% | 588.8
56290 | HES | 1600-CS-BSP-DLM | Complete Pac For Latchbolt & Deadbolts | Ea |  | 1 Year (5 Years) | 850 | 8% | 782
56291 | HES | 1600-CS-BSP-DLMS | Complete Pac For Latchbolt & Deadbolts | Ea |  | 1 Year (5 Years) | 860 | 8% | 791.2
56292 | HES | 1600-CS-BSP-LM | Complete Pac For Latchbolt & Deadbolts | Ea |  | 1 Year (5 Years) | 745 | 8% | 685.4
56293 | HES | 1600-CS-BSP-LMS | Complete Pac For Latchbolt & Deadbolts | Ea |  | 1 Year (5 Years) | 755 | 8% | 694.6
56294 | HES | 1DB-2-605 | FACEPLATE KIT: 1DB-2-605 | Ea |  | 1 Year (5 Years) | 114 | 8% | 104.88
56295 | HES | 1DB-2-606 | FACEPLATE KIT: 1DB-2-606 | Ea |  | 1 Year (5 Years) | 108 | 8% | 99.36
56296 | HES | 1DB-2-612 | FACEPLATE KIT: 1DB-2-612 | Ea |  | 1 Year (5 Years) | 108 | 8% | 99.36
56297 | HES | 1DB-2-613E | FACEPLATE KIT: 1DB-2-613E | Ea |  | 1 Year (5 Years) | 93 | 8% | 85.56
56298 | HES | 1DB-2-629 | FACEPLATE KIT: 1DB-2-629 | Ea |  | 1 Year (5 Years) | 108 | 8% | 99.36
56299 | HES | 1DB-2-630 | FACEPLATE KIT: 1DB-2-630 | Ea |  | 1 Year (5 Years) | 68 | 8% | 62.56
56300 | HES | 1DB-2-BSP | FACEPLATE KIT: 1DB-2-BSP | Ea |  | 1 Year (5 Years) | 93 | 8% | 85.56
56301 | HES | 1DB-605 | FACEPLATE KIT: 1DB-605 | Ea |  | 1 Year (5 Years) | 87 | 8% | 80.04
56302 | HES | 1DB-606 | FACEPLATE KIT: 1DB-606 | Ea |  | 1 Year (5 Years) | 81 | 8% | 74.52
56303 | HES | 1DB-612 | FACEPLATE KIT: 1DB-612 | Ea |  | 1 Year (5 Years) | 81 | 8% | 74.52
56304 | HES | 1DB-613E | FACEPLATE KIT: 1DB-613E | Ea |  | 1 Year (5 Years) | 66 | 8% | 60.72
56305 | HES | 1DB-629 | FACEPLATE KIT: 1DB-629 | Ea |  | 1 Year (5 Years) | 81 | 8% | 74.52
56306 | HES | 1DB-630 | FACEPLATE KIT: 1DB-630 | Ea |  | 1 Year (5 Years) | 41 | 8% | 37.72
56307 | HES | 1DB-BSP | FACEPLATE KIT: 1DB-BSP | Ea |  | 1 Year (5 Years) | 66 | 8% | 60.72
56308 | HES | 1LB-2-605 | FACEPLATE KIT: 1LB-2-605 | Ea |  | 1 Year (5 Years) | 114 | 8% | 104.88
56309 | HES | 1LB-2-606 | FACEPLATE KIT: 1LB-2-606 | Ea |  | 1 Year (5 Years) | 108 | 8% | 99.36
56310 | HES | 1LB-2-612 | FACEPLATE KIT: 1LB-2-612 | Ea |  | 1 Year (5 Years) | 108 | 8% | 99.36
56311 | HES | 1LB-2-613E | FACEPLATE KIT: 1LB-2-613E | Ea |  | 1 Year (5 Years) | 93 | 8% | 85.56
56312 | HES | 1LB-2-629 | FACEPLATE KIT: 1LB-2-629 | Ea |  | 1 Year (5 Years) | 108 | 8% | 99.36
56313 | HES | 1LB-2-630 | FACEPLATE KIT: 1LB-2-630 | Ea |  | 1 Year (5 Years) | 68 | 8% | 62.56
56314 | HES | 1LB-2-BSP | FACEPLATE KIT: 1LB-2-BLK | Ea |  | 1 Year (5 Years) | 93 | 8% | 85.56
56315 | HES | 1LB-605 | FACEPLATE KIT: 1LB-605 | Ea |  | 1 Year (5 Years) | 87 | 8% | 80.04
56316 | HES | 1LB-606 | FACEPLATE KIT: 1LB-606 | Ea |  | 1 Year (5 Years) | 81 | 8% | 74.52
56317 | HES | 1LB-612 | FACEPLATE KIT: 1LB-612 | Ea |  | 1 Year (5 Years) | 81 | 8% | 74.52
56318 | HES | 1LB-613E | FACEPLATE KIT: 1LB-613E | Ea |  | 1 Year (5 Years) | 66 | 8% | 60.72
56319 | HES | 1LB-629 | FACEPLATE KIT: 1LB-629 | Ea |  | 1 Year (5 Years) | 81 | 8% | 74.52
56320 | HES | 1LB-630 | FACEPLATE KIT: 1LB-630 | Ea |  | 1 Year (5 Years) | 41 | 8% | 37.72
56321 | HES | 1LB-BSP | FACEPLATE KIT: 1LB-BLK | Ea |  | 1 Year (5 Years) | 66 | 8% | 60.72
56322 | HES | 7000-104 | OPT:LIP EXTENSION TRIM ADAPTER (791 & 792 OPTIONS ONLY) | Ea |  | 1 Year (5 Years) | 31 | 8% | 28.52
56323 | HES | 7000-105 | OPT:TRIM ENHANCER (GOOF PLATE) (791 & 792 OPTIONS ONLY) | Ea |  | 1 Year (5 Years) | 31 | 8% | 28.52
56324 | HES | 7000-106 | OPT:KEEPER POCKET ADAPTER (783S & 789S OPTIONS ONLY) | Ea |  | 1 Year (5 Years) | 30 | 8% | 27.6
56325 | HES | 7000-107 | OPT: FULL KEEPER SHIP PACK | Ea |  | 1 Year (5 Years) | 16 | 8% | 14.72
56326 | HES | 7000-108 | OPT: SPACER PLATE (783S & 789S OPTIONS, BLACK FINISH ONLY) | Ea |  | 1 Year (5 Years) | 33 | 8% | 30.36
56327 | HES | 7000-110 | OPT: REPLACEMENT STRIKE PLATE (701 OPTION ONLY) | Ea |  | 1 Year (5 Years) | 103 | 8% | 94.76
56328 | HES | 7000C-630 | 7000C-12/24-630 | Ea |  | 1 Year (5 Years) | 305 | 8% | 280.6
56329 | HES | 7000C-630-LBM | 7000C-12/24-LBM 630 | Ea |  | 1 Year (5 Years) | 415 | 8% | 381.8
56330 | HES | 7000-LBM | SB: 7000-12/24-LBM | Ea |  | 1 Year (5 Years) | 356 | 8% | 327.52
56331 | HES | 7501-605 | 7501-12/24-605 | Ea |  | 1 Year (5 Years) | 692 | 8% | 636.64
56332 | HES | 7501-605-LBM | 7501-12/24-605-LBM | Ea |  | 1 Year (5 Years) | 802 | 8% | 737.84
56333 | HES | 7501-606 | 7501-12/24-606 | Ea |  | 1 Year (5 Years) | 679 | 8% | 624.68
56334 | HES | 7501-606-LBM | 7501-12/24-606-LBM | Ea |  | 1 Year (5 Years) | 789 | 8% | 725.88
56335 | HES | 7501-612 | 7501-12/24-612 | Ea |  | 1 Year (5 Years) | 679 | 8% | 624.68
56336 | HES | 7501-612-LBM | 7501-12/24-612-LBM | Ea |  | 1 Year (5 Years) | 789 | 8% | 725.88
56337 | HES | 7501-613 | 7501-12/24-613 | Ea |  | 1 Year (5 Years) | 663 | 8% | 609.96
56338 | HES | 7501-613-LBM | 7501-12/24-613-LBM | Ea |  | 1 Year (5 Years) | 773 | 8% | 711.16
56339 | HES | 7501-629 | 7501-12/24-629 | Ea |  | 1 Year (5 Years) | 692 | 8% | 636.64
56340 | HES | 7501-629-LBM | 7501-12/24-629-LBM | Ea |  | 1 Year (5 Years) | 802 | 8% | 737.84
56341 | HES | 7501-630 | 7501-12/24-630 | Ea |  | 1 Year (5 Years) | 606 | 8% | 557.52
56342 | HES | 7501-630-LBM | 7501-12/24-630-LBM | Ea |  | 1 Year (5 Years) | 716 | 8% | 658.72
56343 | HES | 783S-613E | FP: 783S-613E | Ea |  | 1 Year (5 Years) | 217 | 8% | 199.64
56344 | HES | 783S-630 | FP: 783S-630 | Ea |  | 1 Year (5 Years) | 152 | 8% | 139.84
56345 | HES | 786S-613E | FP: 783S-613E | Ea |  | 1 Year (5 Years) | 247 | 8% | 227.24
56346 | HES | 786S-630 | FP: 783S-630 | Ea |  | 1 Year (5 Years) | 170 | 8% | 156.4
56347 | HES | 789S-613E | FP: 789S-613E | Ea |  | 1 Year (5 Years) | 247 | 8% | 227.24
56348 | HES | 789S-630 | FP: 789S-630 | Ea |  | 1 Year (5 Years) | 170 | 8% | 156.4
56349 | HES | 791-605 | FP: 791-605 | Ea |  | 1 Year (5 Years) | 106 | 8% | 97.52
56350 | HES | 791-606 | FP: 791-606 | Ea |  | 1 Year (5 Years) | 90 | 8% | 82.8
56351 | HES | 791-612 | FP: 791-612 | Ea |  | 1 Year (5 Years) | 90 | 8% | 82.8
56352 | HES | 791-613E | FP: 791-613E | Ea |  | 1 Year (5 Years) | 78 | 8% | 71.76
56353 | HES | 791-629 | FP: 791-629 | Ea |  | 1 Year (5 Years) | 106 | 8% | 97.52
56354 | HES | 791-630 | FP: 791-630 | Ea |  | 1 Year (5 Years) | 59 | 8% | 54.28
56355 | HES | 791-BLK | FP: 791-BLK | Ea |  | 1 Year (5 Years) | 78 | 8% | 71.76
56356 | HES | 792-605 | FP: 792-605 | Ea |  | 1 Year (5 Years) | 106 | 8% | 97.52
56357 | HES | 792-606 | FP: 792-606 | Ea |  | 1 Year (5 Years) | 90 | 8% | 82.8
56358 | HES | 792-612 | FP: 792-612 | Ea |  | 1 Year (5 Years) | 90 | 8% | 82.8
56359 | HES | 792-613E | FP: 792-613E | Ea |  | 1 Year (5 Years) | 78 | 8% | 71.76
56360 | HES | 792-629 | FP: 792-629 | Ea |  | 1 Year (5 Years) | 106 | 8% | 97.52
56361 | HES | 792-630 | FP: 792-630 | Ea |  | 1 Year (5 Years) | 59 | 8% | 54.28
56362 | HES | 792-BLK | FP: 792-BLK | Ea |  | 1 Year (5 Years) | 78 | 8% | 71.76
56363 | HES | 9000-108-613E | 9000 SPACER KIT 1/8 PLATE DARK OXIDIZED BRONZE | Ea |  | 1 Year (5 Years) | 45 | 8% | 41.4
56364 | HES | 9000-108-628E | 9000 SPACER KIT 1/8 PLATE CLEAR ANODIZED POWDER | Ea |  | 1 Year (5 Years) | 45 | 8% | 41.4
56365 | HES | 9000-108-630 | 9000 SPACER KIT 1/8 PLATE SATIN STAINLESS STEEL | Ea |  | 1 Year (5 Years) | 32 | 8% | 29.44
56366 | HES | 9000-108-BSP | 9000 SPACER KIT 1/8 PLATE BLACK SUEDE POWDER | Ea |  | 1 Year (5 Years) | 45 | 8% | 41.4
56367 | HES | 9000-116-613E | 9000 SPACER KIT 1/16 PLATE DARK OXIDIZED BRONZE | Ea |  | 1 Year (5 Years) | 45 | 8% | 41.4
56368 | HES | 9000-116-628E | 9000 SPACER KIT 1/16 PLATE CLEAR ANODIZED POWDER | Ea |  | 1 Year (5 Years) | 45 | 8% | 41.4
56369 | HES | 9000-116-630 | 9000 SPACER KIT 1/16 PLATE SATIN STAINLESS STEEL | Ea |  | 1 Year (5 Years) | 32 | 8% | 29.44
56370 | HES | 9000-116-BSP | 9000 SPACER KIT 1/16 PLATE BLACK SUEDE POWDER | Ea |  | 1 Year (5 Years) | 45 | 8% | 41.4
56371 | HES | 9000-MTK | 9000-MTK | Ea |  | 1 Year (5 Years) | 75 | 8% | 69
56372 | HES | 9400-605 | 9400-605 | Ea |  | 1 Year (5 Years) | 596 | 8% | 548.32
56373 | HES | 9400-605-LBM | 9400-605-LBM | Ea |  | 1 Year (5 Years) | 706 | 8% | 649.52
56374 | HES | 9400-605-LBSM | 9400-605-LBSM | Ea |  | 1 Year (5 Years) | 716 | 8% | 658.72
56375 | HES | 9400-606 | 9400-606 | Ea |  | 1 Year (5 Years) | 583 | 8% | 536.36
56376 | HES | 9400-606-LBM | 9400-606-LBM | Ea |  | 1 Year (5 Years) | 693 | 8% | 637.56
56377 | HES | 9400-606-LBSM | 9400-606-LBSM | Ea |  | 1 Year (5 Years) | 703 | 8% | 646.76
56378 | HES | 9400-612 | 9400-612 | Ea |  | 1 Year (5 Years) | 583 | 8% | 536.36
56379 | HES | 9400-612-LBM | 9400-612-LBM | Ea |  | 1 Year (5 Years) | 693 | 8% | 637.56
56380 | HES | 9400-612-LBSM | 9400-12/24D-612-LBSM | Ea |  | 1 Year (5 Years) | 703 | 8% | 646.76
56381 | HES | 9400-613 | 9400-613 | Ea |  | 1 Year (5 Years) | 583 | 8% | 536.36
56382 | HES | 9400-613E | 9400-613E | Ea |  | 1 Year (5 Years) | 542 | 8% | 498.64
56383 | HES | 9400-613E-LBM | 9400-613E-LBM | Ea |  | 1 Year (5 Years) | 652 | 8% | 599.84
56384 | HES | 9400-613E-LBSM | 9400-613E-LBSM | Ea |  | 1 Year (5 Years) | 662 | 8% | 609.04
56385 | HES | 9400-613-LBM | 9400-613-LBM | Ea |  | 1 Year (5 Years) | 693 | 8% | 637.56
56386 | HES | 9400-613-LBSM | 9400-613-LBSM | Ea |  | 1 Year (5 Years) | 703 | 8% | 646.76
56387 | HES | 9400-629 | 9400-629 | Ea |  | 1 Year (5 Years) | 596 | 8% | 548.32
56388 | HES | 9400-629-LBM | 9400-629-LBM | Ea |  | 1 Year (5 Years) | 706 | 8% | 649.52
56389 | HES | 9400-629-LBSM | 9400-12/24D-629-LBSM | Ea |  | 1 Year (5 Years) | 716 | 8% | 658.72
56390 | HES | 9400-630 | 9400-630 | Ea |  | 1 Year (5 Years) | 510 | 8% | 469.2
56391 | HES | 9400-630-LBM | 9400-630-LBM | Ea |  | 1 Year (5 Years) | 620 | 8% | 570.4
56392 | HES | 9400-630-LBSM | 9400-630-LBSM | Ea |  | 1 Year (5 Years) | 630 | 8% | 579.6
56393 | HES | 9500-605 | 9500-605 | Ea |  | 1 Year (5 Years) | 681 | 8% | 626.52
56394 | HES | 9500-605-LBM | 9500-12/24D-605-LBM | Ea |  | 1 Year (5 Years) | 791 | 8% | 727.72
56395 | HES | 9500-605-LBSM | 9500-605-LBSM | Ea |  | 1 Year (5 Years) | 801 | 8% | 736.92
56396 | HES | 9500-606 | 9500-606 | Ea |  | 1 Year (5 Years) | 668 | 8% | 614.56
56397 | HES | 9500-606-LBM | 9500-606-LBM | Ea |  | 1 Year (5 Years) | 778 | 8% | 715.76
56398 | HES | 9500-606-LBSM | 9500-606-LBSM | Ea |  | 1 Year (5 Years) | 788 | 8% | 724.96
56399 | HES | 9500-612 | 9500-612 | Ea |  | 1 Year (5 Years) | 668 | 8% | 614.56
56400 | HES | 9500-612-LBM | 9500-612-LBM | Ea |  | 1 Year (5 Years) | 778 | 8% | 715.76
56401 | HES | 9500-612-LBSM | 9500-612-LBSM | Ea |  | 1 Year (5 Years) | 788 | 8% | 724.96
56402 | HES | 9500-613 | 9500-613 | Ea |  | 1 Year (5 Years) | 668 | 8% | 614.56
56403 | HES | 9500-613E | 9500-613E | Ea |  | 1 Year (5 Years) | 627 | 8% | 576.84
56404 | HES | 9500-613E-LBM | 9500-613E-LBM | Ea |  | 1 Year (5 Years) | 737 | 8% | 678.04
56405 | HES | 9500-613E-LBSM | 9500-613E-LBSM | Ea |  | 1 Year (5 Years) | 747 | 8% | 687.24
56406 | HES | 9500-613-LBM | 9500-613-LBM | Ea |  | 1 Year (5 Years) | 778 | 8% | 715.76
56407 | HES | 9500-613-LBSM | 9500-613-LBSM | Ea |  | 1 Year (5 Years) | 788 | 8% | 724.96
56408 | HES | 9500-629 | 9500-629 | Ea |  | 1 Year (5 Years) | 681 | 8% | 626.52
56409 | HES | 9500-629-LBM | 9500-629-LBM | Ea |  | 1 Year (5 Years) | 791 | 8% | 727.72
56410 | HES | 9500-629-LBSM | 9500-629-LBSM | Ea |  | 1 Year (5 Years) | 801 | 8% | 736.92
56411 | HES | 9500-630 | 9500-630 | Ea |  | 1 Year (5 Years) | 595 | 8% | 547.4
56412 | HES | 9500-630-LBM | 9500-630-LBM | Ea |  | 1 Year (5 Years) | 705 | 8% | 648.6
56413 | HES | 9500-630-LBSM | 9500-630-LBSM | Ea |  | 1 Year (5 Years) | 715 | 8% | 657.8
56414 | HES | 9600-605 | 9600-605 | Ea |  | 1 Year (5 Years) | 596 | 8% | 548.32
56415 | HES | 9600-605-LBM | 9600-605-LBM | Ea |  | 1 Year (5 Years) | 706 | 8% | 649.52
56416 | HES | 9600-605-LBSM | 9600-605-LBSM | Ea |  | 1 Year (5 Years) | 716 | 8% | 658.72
56417 | HES | 9600-606 | 9600-606 | Ea |  | 1 Year (5 Years) | 583 | 8% | 536.36
56418 | HES | 9600-606-LBM | 9600-606-LBM | Ea |  | 1 Year (5 Years) | 693 | 8% | 637.56
56419 | HES | 9600-606-LBSM | 9600-606-LBSM | Ea |  | 1 Year (5 Years) | 703 | 8% | 646.76
56420 | HES | 9600-612 | 9600-612 | Ea |  | 1 Year (5 Years) | 583 | 8% | 536.36
56421 | HES | 9600-612-LBM | 9600-612-LBM | Ea |  | 1 Year (5 Years) | 693 | 8% | 637.56
56422 | HES | 9600-612-LBSM | 9600-612-LBSM | Ea |  | 1 Year (5 Years) | 703 | 8% | 646.76
56423 | HES | 9600-613 | 9600-613 | Ea |  | 1 Year (5 Years) | 583 | 8% | 536.36
56424 | HES | 9600-613E | 9600-613E | Ea |  | 1 Year (5 Years) | 542 | 8% | 498.64
56425 | HES | 9600-613E-LBM | 9600-613E-LBM | Ea |  | 1 Year (5 Years) | 652 | 8% | 599.84
56426 | HES | 9600-613E-LBSM | 9600-613E-LBSM | Ea |  | 1 Year (5 Years) | 662 | 8% | 609.04
56427 | HES | 9600-613-LBM | 9600-613-LBM | Ea |  | 1 Year (5 Years) | 693 | 8% | 637.56
56428 | HES | 9600-613-LBSM | 9600-613-LBSM | Ea |  | 1 Year (5 Years) | 703 | 8% | 646.76
56429 | HES | 9600-629 | 9600-629 | Ea |  | 1 Year (5 Years) | 596 | 8% | 548.32
56430 | HES | 9600-629-LBM | 9600-629-LBM | Ea |  | 1 Year (5 Years) | 706 | 8% | 649.52
56431 | HES | 9600-629-LBSM | 9600-629-LBSM | Ea |  | 1 Year (5 Years) | 716 | 8% | 658.72
56432 | HES | 9600-630 | 9600-630 | Ea |  | 1 Year (5 Years) | 510 | 8% | 469.2
56433 | HES | 9600-630-LBM | 9600-630-LBM | Ea |  | 1 Year (5 Years) | 620 | 8% | 570.4
56434 | HES | 9600-630-LBSM | 9600-630-LBSM | Ea |  | 1 Year (5 Years) | 630 | 8% | 579.6
56435 | HES | 9600-DEMO | 9600-DEMO | Ea |  | 1 Year (5 Years) | 760 | 8% | 699.2
56436 | HES | 9700-605 | 9700-605 | Ea |  | 1 Year (5 Years) | 681 | 8% | 626.52
56437 | HES | 9700-605-LBM | 9700-605-LBM | Ea |  | 1 Year (5 Years) | 791 | 8% | 727.72
56438 | HES | 9700-605-LBSM | 9700-605-LBSM | Ea |  | 1 Year (5 Years) | 801 | 8% | 736.92
56439 | HES | 9700-606 | 9700-606 | Ea |  | 1 Year (5 Years) | 668 | 8% | 614.56
56440 | HES | 9700-606-LBM | 9700-606-LBM | Ea |  | 1 Year (5 Years) | 778 | 8% | 715.76
56441 | HES | 9700-606-LBSM | 9700-606-LBSM | Ea |  | 1 Year (5 Years) | 788 | 8% | 724.96
56442 | HES | 9700-612 | 9700-612 | Ea |  | 1 Year (5 Years) | 668 | 8% | 614.56
56443 | HES | 9700-612-LBM | 9700-612-LBM | Ea |  | 1 Year (5 Years) | 778 | 8% | 715.76
56444 | HES | 9700-612-LBSM | 9700-612-LBSM | Ea |  | 1 Year (5 Years) | 788 | 8% | 724.96
56445 | HES | 9700-613 | 9700-613 | Ea |  | 1 Year (5 Years) | 668 | 8% | 614.56
56446 | HES | 9700-613E | 9700-613E | Ea |  | 1 Year (5 Years) | 627 | 8% | 576.84
56447 | HES | 9700-613E-LBM | 9700-613E-LBM | Ea |  | 1 Year (5 Years) | 737 | 8% | 678.04
56448 | HES | 9700-613E-LBSM | 9700-613E-LBSM | Ea |  | 1 Year (5 Years) | 747 | 8% | 687.24
56449 | HES | 9700-613-LBM | 9700-613-LBM | Ea |  | 1 Year (5 Years) | 778 | 8% | 715.76
56450 | HES | 9700-613-LBSM | 9700-12/24-613-LBSM | Ea |  | 1 Year (5 Years) | 788 | 8% | 724.96
56451 | HES | 9700-629 | 9700-629 | Ea |  | 1 Year (5 Years) | 681 | 8% | 626.52
56452 | HES | 9700-629-LBM | 9700-629-LBM | Ea |  | 1 Year (5 Years) | 791 | 8% | 727.72
56453 | HES | 9700-629-LBSM | 9700-629-LBSM | Ea |  | 1 Year (5 Years) | 801 | 8% | 736.92
56454 | HES | 9700-630 | 9700-630 | Ea |  | 1 Year (5 Years) | 595 | 8% | 547.4
56455 | HES | 9700-630-LBM | 9700-630-LBM | Ea |  | 1 Year (5 Years) | 705 | 8% | 648.6
56456 | HES | 9700-630-LBSM | 9700-630-LBSM | Ea |  | 1 Year (5 Years) | 715 | 8% | 657.8
56457 | HES | 9700-DEMO-630 | 9700-DEMO-630 | Ea |  | 1 Year (5 Years) | 845 | 8% | 777.4
56458 | HES | 9800-605 | 9800 SERIES ELECTRIC STRIKE BRIGHT BRASS | Ea |  | 1 Year (5 Years) | 681 | 8% | 626.52
56459 | HES | 9800-606 | 9800 SERIES ELECTRIC STRIKE SATIN BRASS | Ea |  | 1 Year (5 Years) | 668 | 8% | 614.56
56460 | HES | 9800-613E | 9800 SERIES ELECTRIC STRIKE DK SATIN BRONZE POWDER | Ea |  | 1 Year (5 Years) | 327 | 8% | 300.84
56461 | HES | 9800-628E | 9800 SERIES ELECTRIC STRIKE CLEAR ANODIZED POWDER | Ea |  | 1 Year (5 Years) | 627 | 8% | 576.84
56462 | HES | 9800-629 | 9800 SERIES ELECTRIC STRIKE BRIGHT STAINLESS | Ea |  | 1 Year (5 Years) | 681 | 8% | 626.52
56463 | HES | 9800-630 | 9800 SERIES ELECTRIC STRIKE SATIN STAINLESS | Ea |  | 1 Year (5 Years) | 595 | 8% | 547.4
56464 | HES | 9800-BSP | 9800 SERIES ELECTRIC STRIKE BLACK SUEDE POWDER | Ea |  | 1 Year (5 Years) | 627 | 8% | 576.84
56465 | HES | HESCUT-MTK | METAL TEMPLATE KIT FOR HES CUT STRIKE | Ea |  | 1 Year (5 Years) | 75 | 8% | 69
56466 | HES | K20 | RFID STANDALONE CABINET LOCK | Ea |  | 1 Year (5 Years) | 175 | 8% | 161
56467 | HES | K200-622-B2 | K200 CABINET LOCK, BLACK, PINCH KNOB | Ea |  | 1 Year (5 Years) | 605 | 8% | 556.6
56468 | HES | KP20 | KEYPAD STANDALONE CABINET LOCK | Ea |  | 1 Year (5 Years) | 155 | 8% | 142.6
56469 | HES | KS200-640 | KS200-640 | Ea |  | 1 Year (5 Years) | 555 | 8% | 510.6
56470 | HES | MOD-1SOL | SOLENOID REPLACEMENT MODULE | Ea |  | 1 Year (5 Years) | 286 | 8% | 263.12
56471 | HES | OPT-1DLM | 1500/1600 DUAL LOCK MONITOR | Ea |  | 1 Year (5 Years) | 210 | 8% | 193.2
56472 | HES | OPT-1LM | 1500/1600 LOCK MONITOR | Ea |  | 1 Year (5 Years) | 105 | 8% | 96.6
56473 | HES | OPT-1SRK | KIT: SPRING, 1500/1600 | Ea |  | 1 Year (5 Years) | 46 | 8% | 42.32
56474 | HES | SMB | SURFACE MOUNTING BOX | Ea |  | 1 Year (5 Years) | 209 | 8% | 192.28
56475 | HID | 1321 | PHOTO POUCH, ALL-PHOTO STYLE | Ea |  | 1 Year | 1.3 | 5% | 1.235
56476 | HID | 11300 | EASYLOBBY SOLO VISITOR MANAGEMENT SOFTWARE | Ea |  | 1 Year | 1000 | 5% | 950
56477 | HID | 11301 | EASYLOBBY SOLO VISITOR MANAGEMENT DEMO SOFTWARE | Ea |  | 1 Year | 1000 | 5% | 950
56478 | HID | 11310 | EASYLOBBY SOLO ANNUAL MAINTENANCE PER COPY (INCLUDES ALL UPDATES AND SUPPORT) | Ea |  | 1 Year | 150 | 5% | 142.5
56479 | HID | 20060 | CON 4 PIN 2MM | Ea |  | 1 Year | 1.5 | 5% | 1.425
56480 | HID | 41839 | WEBCAM - LOGITECH B525 HD WEBCAM | Ea |  | 1 Year | 100 | 5% | 95
56481 | HID | 44200 | RBN C30 CART YMCKO 250 | Ea |  | 1 Year | 120 | 5% | 114
56482 | HID | 44201 | RBN C30 CART RESIN BLK PR 1000 | Ea |  | 1 Year | 66.25 | 5% | 62.9375
56483 | HID | 44202 | RBN C30 CART RESIN BLK ST 1000 | Ea |  | 1 Year | 37 | 5% | 35.15
56484 | HID | 44206 | RBN C30 CART RESIN WHI 1000 | Ea |  | 1 Year | 66.25 | 5% | 62.9375
56485 | HID | 44210 | RBN C30 CART YMCKOK 200 | Ea |  | 1 Year | 127.5 | 5% | 121.125
56486 | HID | 44211 | RBN C30 CART RESIN KO 500 | Ea |  | 1 Year | 155 | 5% | 147.25
56487 | HID | 44215 | RBN REFILL C30 YMCKO 250 | Ea |  | 1 Year | 106.2 | 5% | 100.89
56488 | HID | 44230 | RBN D4 CART YMCKO 250 | Ea |  | 1 Year | 112.25 | 5% | 106.6375
56489 | HID | 44231 | RBN D4 CART RESIN BLK PRE 1000 | Ea |  | 1 Year | 56.25 | 5% | 53.4375
56490 | HID | 44240 | RBN D4 CART YMCKOK 200 | Ea |  | 1 Year | 118.25 | 5% | 112.3375
56491 | HID | 44259 | RBN REFILL D4 HALF YMCKO 350 | Ea |  | 1 Year | 82.75 | 5% | 78.6125
56492 | HID | 44260 | KIT CLEANING RL C30/DTC400 (3) | Ea |  | 1 Year | 22.5 | 5% | 21.375
56493 | HID | 44261 | REFILL CARTRIDGE EXTRA | Ea |  | 1 Year | 20 | 5% | 19
56494 | HID | 44270 | STARTER CART C30 YMCKO 250 | Ea |  | 1 Year | 120 | 5% | 114
56495 | HID | 44280 | STARTER CART D4 YMCKO 250 | Ea |  | 1 Year | 112.25 | 5% | 106.6375
56496 | HID | 44313 | KIT KGE/KKE PRINTHD DTC300/400 | Ea |  | 1 Year | 699 | 5% | 664.05
56497 | HID | 45000 | RBN D1000 CART YMCKO 250 | Ea |  | 1 Year | 85 | 5% | 80.75
56498 | HID | 45010 | RBN D1000 CART YMCKOK 200 | Ea |  | 1 Year | 95 | 5% | 90.25
56499 | HID | 45014 | RBN D1000 CART HALF YMCKO 350 | Ea |  | 1 Year | 80 | 5% | 76
56500 | HID | 45015 | RBN D1000 REFILL YMCKO 250 | Ea |  | 1 Year | 75 | 5% | 71.25
56501 | HID | 45029 | RBN D1000 REFILL HALF YMCKO 350 | Ea |  | 1 Year | 70 | 5% | 66.5
56502 | HID | 45100 | RBN D4000 CART YMCKO 250 | Ea |  | 1 Year | 95 | 5% | 90.25
56503 | HID | 45101 | RBN D4000 CART RESIN BLK PRE 1000 | Ea |  | 1 Year | 47.5 | 5% | 45.125
56504 | HID | 45102 | RBN D4000 CART RESIN BLK STD 1000 | Ea |  | 1 Year | 27.5 | 5% | 26.125
56505 | HID | 45103 | RBN D4000 CART RESIN BLUE 1000 | Ea |  | 1 Year | 50 | 5% | 47.5
56506 | HID | 45105 | RBN D4000 CART RESIN RED 1000 | Ea |  | 1 Year | 50 | 5% | 47.5
56507 | HID | 45106 | RBN D4000 CART RESIN WHITE 1000 | Ea |  | 1 Year | 50 | 5% | 47.5
56508 | HID | 45107 | RBN D4000 CART RESIN GOLD 1000 | Ea |  | 1 Year | 58 | 5% | 55.1
56509 | HID | 45108 | RBN D4000 CART RESIN SILVER 1000 | Ea |  | 1 Year | 58 | 5% | 55.1
56510 | HID | 45109 | RBN D4000 CART YMCFKO 200 | Ea |  | 1 Year | 102.5 | 5% | 97.375
56511 | HID | 45110 | RBN D4000 CART YMCKOK 200 | Ea |  | 1 Year | 100 | 5% | 95
56512 | HID | 45111 | RBN D4000 CART RESIN KO 500 | Ea |  | 1 Year | 115 | 5% | 109.25
56513 | HID | 45113 | RBN D4000 CART BO 500 | Ea |  | 1 Year | 105 | 5% | 99.75
56514 | HID | 45114 | RBN D4000 CART HALF YMCKO 350 | Ea |  | 1 Year | 87 | 5% | 82.65
56515 | HID | 45117 | RBN D1000/4000 REFIL RESIN BLK STD 1000 | Ea |  | 1 Year | 20 | 5% | 19
56516 | HID | 45130 | RBN D4000 CART RESIN MET GOLD 500 | Ea |  | 1 Year | 50 | 5% | 47.5
56517 | HID | 45131 | RBN D4000 CART RESIN MET SILVER 500 | Ea |  | 1 Year | 45 | 5% | 42.75
56518 | HID | 45133 | RBN D4000 REFILL HALF YMCKOK 275 | Ea |  | 1 Year | 70 | 5% | 66.5
56519 | HID | 45200 | RBN D4500 YMCKO 500 | Ea |  | 1 Year | 161 | 5% | 152.95
56520 | HID | 45201 | RBN D4500 RESIN BLK PREM 3000 | Ea |  | 1 Year | 120 | 5% | 114
56521 | HID | 45202 | RBN D4500 RESIN BLK STD 3000 | Ea |  | 1 Year | 48 | 5% | 45.6
56522 | HID | 45203 | RBN D4500 RESIN BLUE 2000 | Ea |  | 1 Year | 72 | 5% | 68.4
56523 | HID | 45205 | RBN D4500 RESIN RED 2000 | Ea |  | 1 Year | 72 | 5% | 68.4
56524 | HID | 45206 | RBN D4500 RESIN WHITE 2000 | Ea |  | 1 Year | 72 | 5% | 68.4
56525 | HID | 45207 | RBN D4500 RESIN GOLD 2000 | Ea |  | 1 Year | 100 | 5% | 95
56526 | HID | 45209 | RBN D4500 YMCFKO 500 | Ea |  | 1 Year | 208 | 5% | 197.6
56527 | HID | 45210 | RBN D4500 YMCKOK 500 | Ea |  | 1 Year | 215 | 5% | 204.25
56528 | HID | 45213 | RBN D4500 BO 1250 | Ea |  | 1 Year | 225 | 5% | 213.75
56529 | HID | 45214 | RBN D4500 HALF YMCKO 850 | Ea |  | 1 Year | 212.5 | 5% | 201.875
56530 | HID | 45215 | RBN D4500 YMCKK 500 | Ea |  | 1 Year | 220 | 5% | 209
56531 | HID | 45302 | RBN CIM LUX CART RESIN BLK STD 1000 | Ea |  | 1 Year | 31 | 5% | 29.45
56532 | HID | 45410 | RBN C50 EZ YMCKO 100 NM | Ea |  | 1 Year | 40 | 5% | 38
56533 | HID | 45411 | RBN C50 ECO YMCKO 100 NM | Ea |  | 1 Year | 32 | 5% | 30.4
56534 | HID | 45601 | RBN D1000 REFILL HALF YMCKOKO 225 | Ea |  | 1 Year | 77.5 | 5% | 73.625
56535 | HID | 45700 | RBN D5500 YMCKO 500 | Ea |  | 1 Year | 161 | 5% | 152.95
56536 | HID | 45701 | RBN D5500 RESIN BLK PREM 3000 | Ea |  | 1 Year | 120 | 5% | 114
56537 | HID | 45702 | RBN D5500 RESIN BLK STD 3000 | Ea |  | 1 Year | 40 | 5% | 38
56538 | HID | 45710 | RBN D5500 YMCKOK 500 | Ea |  | 1 Year | 215 | 5% | 204.25
56539 | HID | 45714 | RBN D5500 HALF YMCKO 850 | Ea |  | 1 Year | 212.5 | 5% | 201.875
56540 | HID | 45715 | RBN D5500 YMCKK 500 | Ea |  | 1 Year | 220 | 5% | 209
56541 | HID | 47434 | DTC 5127 UPGRADE KIT | Ea |  | 1 Year | 800 | 5% | 760
56542 | HID | 47435 | DTC UPGRADE FD DTC4XXXE | Ea |  | 1 Year | 1050 | 5% | 997.5
56543 | HID | 47500 | KIT, PH REPLCMNT D1000/4000/4500 | Ea |  | 1 Year | 720 | 5% | 684
56544 | HID | 47501 | KIT, PH REPLACEMENT D1000M | Ea |  | 1 Year | 720 | 5% | 684
56545 | HID | 47700 | DTC UPGRADE KIT CS CONTACT STATION | Ea |  | 1 Year | 400 | 5% | 380
56546 | HID | 47701 | DTC UPGRADE KIT 5121/CS | Ea |  | 1 Year | 1000 | 5% | 950
56547 | HID | 47702 | DTC UPGRADE KIT 5125/CS | Ea |  | 1 Year | 1000 | 5% | 950
56548 | HID | 47703 | DTC UPGRADE KIT 5125 | Ea |  | 1 Year | 800 | 5% | 760
56549 | HID | 47704 | DTC UPGRADE KIT 5121/5125 | Ea |  | 1 Year | 1000 | 5% | 950
56550 | HID | 47705 | DTC UPGRADE KIT 5121 | Ea |  | 1 Year | 800 | 5% | 760
56551 | HID | 47706 | DTC UPGRADE KIT 5121/5125/CS | Ea |  | 1 Year | 1000 | 5% | 950
56552 | HID | 47709 | DTC UPGRADE KIT MG | Ea |  | 1 Year | 600 | 5% | 570
56553 | HID | 47710 | DTC UPGRADE KIT JIS II MG | Ea |  | 1 Year | 700 | 5% | 665
56554 | HID | 47711 | DTC DTC UPGRADE ETHERNET KIT | Ea |  | 1 Year | 300 | 5% | 285
56555 | HID | 47713 | DTC UPGRADE KIT MTR CS (NO RF) | Ea |  | 1 Year | 400 | 5% | 380
56556 | HID | 47714 | DTC UPGRADE KIT 5121/MOTORIZED CS | Ea |  | 1 Year | 1000 | 5% | 950
56557 | HID | 47715 | DTC UPGRADE KIT 5125/MOTORIZED CS | Ea |  | 1 Year | 1000 | 5% | 950
56558 | HID | 47716 | DTC UPGRADE KIT 5121/5125/MOTORIZED CS | Ea |  | 1 Year | 1000 | 5% | 950
56559 | HID | 47721 | DTC UPGRADE SAME SIDE IN/OUT HOPPER | Ea |  | 1 Year | 600 | 5% | 570
56560 | HID | 47722 | DTC UPGRADE DUAL INPUT HOPPER | Ea |  | 1 Year | 600 | 5% | 570
56561 | HID | 47725 | KIT CLEANING RL DTC4500 (3) | Ea |  | 1 Year | 26 | 5% | 24.7
56562 | HID | 47729 | WIRELESS MODULE CUSTOMER KIT | Ea |  | 1 Year | 400 | 5% | 380
56563 | HID | 47730 | WIRELESS MODULE SPARE CLIPS KIT | Ea |  | 1 Year | 30 | 5% | 28.5
56564 | HID | 47732 | DTC UPGRADE DUAL INPUT HOPPER LK | Ea |  | 1 Year | 700 | 5% | 665
56565 | HID | 47733 | DTC UPGRADE SAME SIDE IN/OUT HOPPER LK | Ea |  | 1 Year | 700 | 5% | 665
56566 | HID | 47734 | WIRELESS MODULE CUSTOMER KIT - UK | Ea |  | 1 Year | 400 | 5% | 380
56567 | HID | 47736 | DTC1500 FLIPPER UPGRADE | Ea |  | 1 Year | 650 | 5% | 617.5
56568 | HID | 50000 | DTC1250E NA | Ea |  | 1 Year | 2099 | 5% | 1994.05
56569 | HID | 50001 | DTC1250E 5121 NA | Ea |  | 1 Year | 3099 | 5% | 2944.05
56570 | HID | 50006 | DTC1250E 5121/5125/CS NA | Ea |  | 1 Year | 3299 | 5% | 3134.05
56571 | HID | 50008 | DTC1250E 5127 NA | Ea |  | 1 Year | 3099 | 5% | 2944.05
56572 | HID | 50010 | DTC1250E MG NA | Ea |  | 1 Year | 2899 | 5% | 2754.05
56573 | HID | 50016 | DTC1250E MG/5121/5125/CS NA | Ea |  | 1 Year | 3899 | 5% | 3704.05
56574 | HID | 50018 | DTC1250E MG/5127 NA | Ea |  | 1 Year | 3699 | 5% | 3514.05
56575 | HID | 50020 | DTC1250E ETH NA | Ea |  | 1 Year | 2599 | 5% | 2469.05
56576 | HID | 50026 | DTC1250E ETH/5121/5125/CS NA | Ea |  | 1 Year | 3599 | 5% | 3419.05
56577 | HID | 50028 | DTC1250E ETH/5127 NA | Ea |  | 1 Year | 3399 | 5% | 3229.05
56578 | HID | 50030 | DTC1250E ETH/MG NA | Ea |  | 1 Year | 3199 | 5% | 3039.05
56579 | HID | 50036 | DTC1250E ETH/MG/5121/5125/CS NA | Ea |  | 1 Year | 4199 | 5% | 3989.05
56580 | HID | 50038 | DTC1250E ETH/MG/5127 NA | Ea |  | 1 Year | 3999 | 5% | 3799.05
56581 | HID | 50055 | DTC1250E KIOSK FD/MG/ETH/5121/CS | Ea |  | 1 Year | 4544 | 5% | 4316.8
56582 | HID | 50060 | DTC1250E NA ARGENTINA | Ea |  | 1 Year | 2099 | 5% | 1994.05
56583 | HID | 50061 | DTC1250E SS BUNDLE W/ASURE ID LAM ARGENTINA | Ea |  | 1 Year | 1637.5 | 5% | 1555.625
56584 | HID | 50062 | DTC1250E FD NA ARGENTINA | Ea |  | 1 Year | 2149 | 5% | 2041.55
56585 | HID | 50100 | DTC1250E FD NA | Ea |  | 1 Year | 2749 | 5% | 2611.55
56586 | HID | 50106 | DTC1250E FD/5121/5125/CS NA | Ea |  | 1 Year | 3949 | 5% | 3751.55
56587 | HID | 50108 | DTC1250E FD/5127 NA | Ea |  | 1 Year | 3749 | 5% | 3561.55
56588 | HID | 50110 | DTC1250E FD/MG NA | Ea |  | 1 Year | 3549 | 5% | 3371.55
56589 | HID | 50116 | DTC1250E FD/MG/5121/5125/CS NA | Ea |  | 1 Year | 4549 | 5% | 4321.55
56590 | HID | 50118 | DTC1250E FD/MG/5127 NA | Ea |  | 1 Year | 4349 | 5% | 4131.55
56591 | HID | 50120 | DTC1250E FD ETH NA | Ea |  | 1 Year | 3249 | 5% | 3086.55
56592 | HID | 50126 | DTC1250E FD/ETH/5121/5125/CS NA | Ea |  | 1 Year | 4249 | 5% | 4036.55
56593 | HID | 50128 | DTC1250E FD ETH 5127 NA | Ea |  | 1 Year | 4049 | 5% | 3846.55
56594 | HID | 50130 | DTC1250E FD/MG/ETH NA | Ea |  | 1 Year | 3849 | 5% | 3656.55
56595 | HID | 50136 | DTC1250E FD/MG/ETH/5121/5125/CS NA | Ea |  | 1 Year | 4849 | 5% | 4606.55
56596 | HID | 50138 | DTC1250E FD/MG/ETH/5127 NA | Ea |  | 1 Year | 4649 | 5% | 4416.55
56597 | HID | 50600 | DTC1250E STD BUNDLE W/ASURE ID NA | Ea |  | 1 Year | 2499 | 5% | 2374.05
56598 | HID | 50605 | DTC1250E BASIC BUNDLE NA | Ea |  | 1 Year | 2149 | 5% | 2041.55
56599 | HID | 50608 | DTC1250E 5127 STD BUNDLE W/ASURE ID NA | Ea |  | 1 Year | 3298 | 5% | 3133.1
56600 | HID | 51000 | DTC1250E AP | Ea |  | 1 Year | 2099 | 5% | 1994.05
56601 | HID | 51001 | DTC1250E 5121 AP | Ea |  | 1 Year | 3099 | 5% | 2944.05
56602 | HID | 51002 | DTC1250E 5121/CS BIS AP | Ea |  | 1 Year | 3099 | 5% | 2944.05
56603 | HID | 51008 | DTC1250E 5127 AP | Ea |  | 1 Year | 3099 | 5% | 2944.05
56604 | HID | 51018 | DTC1250E MG/5127 AP | Ea |  | 1 Year | 3699 | 5% | 3514.05
56605 | HID | 51028 | DTC1250E ETH/5127 AP | Ea |  | 1 Year | 3399 | 5% | 3229.05
56606 | HID | 51038 | DTC1250E ETH/MG/5127 AP | Ea |  | 1 Year | 3999 | 5% | 3799.05
56607 | HID | 51108 | DTC1250E FD/5127 AP | Ea |  | 1 Year | 3749 | 5% | 3561.55
56608 | HID | 51118 | DTC1250E FD/MG/5127 AP | Ea |  | 1 Year | 4349 | 5% | 4131.55
56609 | HID | 51128 | DTC1250E FD/ETH/5127 AP | Ea |  | 1 Year | 4049 | 5% | 3846.55
56610 | HID | 51138 | DTC1250E FD/MG/ETH/5127 AP | Ea |  | 1 Year | 4649 | 5% | 4416.55
56611 | HID | 51240 | DTC1000ME MONOCHROME - CCC | Ea |  | 1 Year | 1599 | 5% | 1519.05
56612 | HID | 51400 | DTC1500 | Ea |  | 1 Year | 2299 | 5% | 2184.05
56613 | HID | 51401 | DTC1500 MG | Ea |  | 1 Year | 2899 | 5% | 2754.05
56614 | HID | 51402 | DTC1500 5121/CS | Ea |  | 1 Year | 3299 | 5% | 3134.05
56615 | HID | 51403 | DTC1500 5121/5125/CS | Ea |  | 1 Year | 3499 | 5% | 3324.05
56616 | HID | 51405 | DTC1500 FD | Ea |  | 1 Year | 2949 | 5% | 2801.55
56617 | HID | 51406 | DTC1500 FD/MG | Ea |  | 1 Year | 3549 | 5% | 3371.55
56618 | HID | 51407 | DTC1500 FD/5121/CS | Ea |  | 1 Year | 3949 | 5% | 3751.55
56619 | HID | 51408 | DTC1500 FD/5121/5125/CS | Ea |  | 1 Year | 4149 | 5% | 3941.55
56620 | HID | 51410 | DTC1500 FD/L1 | Ea |  | 1 Year | 5449 | 5% | 5176.55
56621 | HID | 51411 | DTC1500 FD/MG/L1 | Ea |  | 1 Year | 6049 | 5% | 5746.55
56622 | HID | 51412 | DTC1500 FD/5121/CS/L1 | Ea |  | 1 Year | 6449 | 5% | 6126.55
56623 | HID | 51413 | DTC1500 FD/5121/5125/CS/L1 | Ea |  | 1 Year | 6649 | 5% | 6316.55
56624 | HID | 51415 | DTC1500-BIS | Ea |  | 1 Year | 2299 | 5% | 2184.05
56625 | HID | 51416 | DTC1500 FD-BIS | Ea |  | 1 Year | 2949 | 5% | 2801.55
56626 | HID | 51417 | DTC1500 CCC | Ea |  | 1 Year | 2299 | 5% | 2184.05
56627 | HID | 51418 | DTC1500 FD CCC | Ea |  | 1 Year | 2949 | 5% | 2801.55
56628 | HID | 51420 | DTC1500 5121/CS/MG | Ea |  | 1 Year | 3899 | 5% | 3704.05
56629 | HID | 51421 | DTC1500 FD/5121/MG | Ea |  | 1 Year | 4549 | 5% | 4321.55
56630 | HID | 51425 | DTC1500 CONSUMABLES PACK | Ea |  | 1 Year | 510 | 5% | 484.5
56631 | HID | 51430 | DTC1500 FD BUNDLE | Ea |  | 1 Year | 3109 | 5% | 2953.55
56632 | HID | 51608 | DTC1250E 5127 STD BUNDLE W/ASURE ID AP | Ea |  | 1 Year | 3299 | 5% | 3134.05
56633 | HID | 51700 | C50 BASIC BUNDLE NM | Ea |  | 1 Year | 1799 | 5% | 1709.05
56634 | HID | 51701 | C50 FLEX1 BUNDLE NM | Ea |  | 1 Year | 2199 | 5% | 2089.05
56635 | HID | 51702 | C50 FLEX2 BUNDLE NM | Ea |  | 1 Year | 2799 | 5% | 2659.05
56636 | HID | 51720 | C50 BIS | Ea |  | 1 Year | 1799 | 5% | 1709.05
56637 | HID | 51721 | DTC1250E -BIS | Ea |  | 1 Year | 2099 | 5% | 1994.05
56638 | HID | 51722 | DTC1250E FD -BIS | Ea |  | 1 Year | 2749 | 5% | 2611.55
56639 | HID | 51723 | DTC4500E -BIS | Ea |  | 1 Year | 3299 | 5% | 3134.05
56640 | HID | 51724 | DTC4500E FD -BIS | Ea |  | 1 Year | 4349 | 5% | 4131.55
56641 | HID | 51860 | DTC4250E FD CCC | Ea |  | 1 Year | 4049 | 5% | 3846.55
56642 | HID | 51870 | DTC4500E CCC | Ea |  | 1 Year | 3299 | 5% | 3134.05
56643 | HID | 51880 | DTC4500E FD CCC | Ea |  | 1 Year | 4349 | 5% | 4131.55
56644 | HID | 51910 | DTC1250E FD/MG CCC AP | Ea |  | 1 Year | 3348 | 5% | 3180.6
56645 | HID | 51975 | C50 NM | Ea |  | 1 Year | 1799 | 5% | 1709.05
56646 | HID | 52000 | DTC4250E | Ea |  | 1 Year | 2999 | 5% | 2849.05
56647 | HID | 52006 | DTC4250E 5121/5125/CS | Ea |  | 1 Year | 4199 | 5% | 3989.05
56648 | HID | 52008 | DTC4250E 5127 | Ea |  | 1 Year | 3999 | 5% | 3799.05
56649 | HID | 52010 | DTC4250E MG | Ea |  | 1 Year | 3599 | 5% | 3419.05
56650 | HID | 52016 | DTC4250E MG/5121/5125/CS | Ea |  | 1 Year | 4799 | 5% | 4559.05
56651 | HID | 52018 | DTC4250E MG/5127 | Ea |  | 1 Year | 4599 | 5% | 4369.05
56652 | HID | 52100 | DTC4250E FD | Ea |  | 1 Year | 4049 | 5% | 3846.55
56653 | HID | 52106 | DTC4250E FD/5121/5125/CS | Ea |  | 1 Year | 5249 | 5% | 4986.55
56654 | HID | 52108 | DTC4250E FD/5127 | Ea |  | 1 Year | 5049 | 5% | 4796.55
56655 | HID | 52110 | DTC4250E FD/MG | Ea |  | 1 Year | 4849 | 5% | 4606.55
56656 | HID | 52116 | DTC4250E FD/MG/5121/5125/CS | Ea |  | 1 Year | 5849 | 5% | 5556.55
56657 | HID | 52118 | DTC4250E FD/MG/5127 | Ea |  | 1 Year | 5649 | 5% | 5366.55
56658 | HID | 52160 | DTC4250E FD ARGENTINA | Ea |  | 1 Year | 4049 | 5% | 3846.55
56659 | HID | 52161 | DTC4250E DS ETH BUNDLE W/ASURE ID LAM ARGENTINA | Ea |  | 1 Year | 2384 | 5% | 2264.8
56660 | HID | 52200 | DTC4250E IO | Ea |  | 1 Year | 3799 | 5% | 3609.05
56661 | HID | 52206 | DTC4250E IO/5121/5125/CS | Ea |  | 1 Year | 4799 | 5% | 4559.05
56662 | HID | 52208 | DTC4250E IO/5127 | Ea |  | 1 Year | 4599 | 5% | 4369.05
56663 | HID | 52210 | DTC4250E IO/MG | Ea |  | 1 Year | 4399 | 5% | 4179.05
56664 | HID | 52216 | DTC4250E IO/MG/5121/5125/CS | Ea |  | 1 Year | 5399 | 5% | 5129.05
56665 | HID | 52218 | DTC4250E IO/MG/5127 | Ea |  | 1 Year | 5199 | 5% | 4939.05
56666 | HID | 52300 | DTC4250E FD/IO | Ea |  | 1 Year | 4849 | 5% | 4606.55
56667 | HID | 52306 | DTC4250E FD/IO/5121/5125/CS | Ea |  | 1 Year | 5849 | 5% | 5556.55
56668 | HID | 52308 | DTC4250E FD/IO/5127 | Ea |  | 1 Year | 5649 | 5% | 5366.55
56669 | HID | 52310 | DTC4250E FD/IO/MG | Ea |  | 1 Year | 5449 | 5% | 5176.55
56670 | HID | 52316 | DTC4250E FD/IO/MG/5121/5125/CS | Ea |  | 1 Year | 6449 | 5% | 6126.55
56671 | HID | 52318 | DTC4250E FD/IO/MG/5127 | Ea |  | 1 Year | 6149 | 5% | 5841.55
56672 | HID | 52600 | DTC4250E STD BUNDLE W/ASURE ID | Ea |  | 1 Year | 3899 | 5% | 3704.05
56673 | HID | 52601 | DTC4250E SYSTEM | Ea |  | 1 Year | 3118 | 5% | 2962.1
56674 | HID | 52602 | DTC4250E FD BUNDLE W/ASURE ID | Ea |  | 1 Year | 4549 | 5% | 4321.55
56675 | HID | 52608 | DTC4250E 5127 STD BUNDLE W/ASURE ID | Ea |  | 1 Year | 4699 | 5% | 4464.05
56676 | HID | 53200 | DTC1000ME MONOCHROME | Ea |  | 1 Year | 1599 | 5% | 1519.05
56677 | HID | 53210 | DTC1000ME MONOCHROME MG | Ea |  | 1 Year | 2198 | 5% | 2088.1
56678 | HID | 53220 | DTC1000ME MONOCHROME ETH | Ea |  | 1 Year | 1898 | 5% | 1803.1
56679 | HID | 53230 | DTC1000ME MONOCHROME ETH/MG | Ea |  | 1 Year | 2497 | 5% | 2372.15
56680 | HID | 53723 | DTC4500E UPGRADE L1 | Ea |  | 1 Year | 2500 | 5% | 2375
56681 | HID | 53724 | DTC4500E UPGRADE L2 | Ea |  | 1 Year | 3500 | 5% | 3325
56682 | HID | 54313 | KIT DTC400E C30E/M30E PH RPLC | Ea |  | 1 Year | 799 | 5% | 759.05
56683 | HID | 55000 | DTC4500E | Ea |  | 1 Year | 3299 | 5% | 3134.05
56684 | HID | 55006 | DTC4500E 5121/5125/CS | Ea |  | 1 Year | 4499 | 5% | 4274.05
56685 | HID | 55008 | DTC4500E 5127 | Ea |  | 1 Year | 4299 | 5% | 4084.05
56686 | HID | 55010 | DTC4500E MG | Ea |  | 1 Year | 4099 | 5% | 3894.05
56687 | HID | 55016 | DTC4500E MG/5121/5125/CS | Ea |  | 1 Year | 5099 | 5% | 4844.05
56688 | HID | 55018 | DTC4500E MG/5127 | Ea |  | 1 Year | 4899 | 5% | 4654.05
56689 | HID | 55020 | DTC4500E LK | Ea |  | 1 Year | 3599 | 5% | 3419.05
56690 | HID | 55026 | DTC4500E 5121/5125/CS/LK | Ea |  | 1 Year | 4599 | 5% | 4369.05
56691 | HID | 55028 | DTC4500E 5127/LK | Ea |  | 1 Year | 4398 | 5% | 4178.1
56692 | HID | 55030 | DTC4500E MG/LK | Ea |  | 1 Year | 4199 | 5% | 3989.05
56693 | HID | 55036 | DTC4500E MG/5121/5125/CS/LK | Ea |  | 1 Year | 5199 | 5% | 4939.05
56694 | HID | 55038 | DTC4500E MG/5127/LK | Ea |  | 1 Year | 4999 | 5% | 4749.05
56695 | HID | 55100 | DTC4500E FD | Ea |  | 1 Year | 4349 | 5% | 4131.55
56696 | HID | 55106 | DTC4500E FD/5121/5125/CS | Ea |  | 1 Year | 5549 | 5% | 5271.55
56697 | HID | 55108 | DTC4500E FD/5127 | Ea |  | 1 Year | 5349 | 5% | 5081.55
56698 | HID | 55110 | DTC4500E FD/MG | Ea |  | 1 Year | 5149 | 5% | 4891.55
56699 | HID | 55116 | DTC4500E FD/MG/5121/5125/CS | Ea |  | 1 Year | 6149 | 5% | 5841.55
56700 | HID | 55118 | DTC4500E FD/MG/5127 | Ea |  | 1 Year | 5949 | 5% | 5651.55
56701 | HID | 55120 | DTC4500E FD/LK | Ea |  | 1 Year | 4649 | 5% | 4416.55
56702 | HID | 55126 | DTC4500E FD/5121/5125/CS/LK | Ea |  | 1 Year | 5649 | 5% | 5366.55
56703 | HID | 55128 | DTC4500E FD/5127/LK | Ea |  | 1 Year | 5348 | 5% | 5080.6
56704 | HID | 55130 | DTC4500E FD/MG/LK | Ea |  | 1 Year | 5249 | 5% | 4986.55
56705 | HID | 55136 | DTC4500E FD/MG/5121/5125/CS/LK | Ea |  | 1 Year | 6249 | 5% | 5936.55
56706 | HID | 55138 | DTC4500E FD/MG/5127/LK | Ea |  | 1 Year | 6049 | 5% | 5746.55
56707 | HID | 55200 | DTC4500E IO | Ea |  | 1 Year | 4099 | 5% | 3894.05
56708 | HID | 55206 | DTC4500E IO/5121/5125/CS | Ea |  | 1 Year | 5099 | 5% | 4844.05
56709 | HID | 55208 | DTC4500E IO/5127 | Ea |  | 1 Year | 4899 | 5% | 4654.05
56710 | HID | 55210 | DTC4500E IO/MG | Ea |  | 1 Year | 4699 | 5% | 4464.05
56711 | HID | 55216 | DTC4500E IO/MG/5121/5125/CS | Ea |  | 1 Year | 5799 | 5% | 5509.05
56712 | HID | 55218 | DTC4500E IO/MG/5127 | Ea |  | 1 Year | 5499 | 5% | 5224.05
56713 | HID | 55220 | DTC4500E IO/LK | Ea |  | 1 Year | 4199 | 5% | 3989.05
56714 | HID | 55226 | DTC4500E IO/5121/5125/CS/LK | Ea |  | 1 Year | 5199 | 5% | 4939.05
56715 | HID | 55228 | DTC4500E IO/5127/LK | Ea |  | 1 Year | 4999 | 5% | 4749.05
56716 | HID | 55230 | DTC4500E IO/MG/LK | Ea |  | 1 Year | 4799 | 5% | 4559.05
56717 | HID | 55236 | DTC4500E IO/MG/5121/5125/CS/LK | Ea |  | 1 Year | 5799 | 5% | 5509.05
56718 | HID | 55238 | DTC4500E IO/MG/5127/LK | Ea |  | 1 Year | 5599 | 5% | 5319.05
56719 | HID | 55300 | DTC4500E FD/IO | Ea |  | 1 Year | 5149 | 5% | 4891.55
56720 | HID | 55306 | DTC4500E FD/IO/5121/5125/CS | Ea |  | 1 Year | 6149 | 5% | 5841.55
56721 | HID | 55308 | DTC4500E FD/IO/5127 | Ea |  | 1 Year | 5949 | 5% | 5651.55
56722 | HID | 55310 | DTC4500E FD/IO/MG | Ea |  | 1 Year | 5749 | 5% | 5461.55
56723 | HID | 55316 | DTC4500E FD/IO/MG/5121/5125/CS | Ea |  | 1 Year | 6749 | 5% | 6411.55
56724 | HID | 55318 | DTC4500E FD/IO/MG/5127 | Ea |  | 1 Year | 6549 | 5% | 6221.55
56725 | HID | 55320 | DTC4500E FD/IO/LK | Ea |  | 1 Year | 5249 | 5% | 4986.55
56726 | HID | 55326 | DTC4500E FD/IO/5121/5125/CS/LK | Ea |  | 1 Year | 6249 | 5% | 5936.55
56727 | HID | 55328 | DTC4500E FD/IO/5127/LK | Ea |  | 1 Year | 6049 | 5% | 5746.55
56728 | HID | 55330 | DTC4500E FD/IO/MG/LK | Ea |  | 1 Year | 5849 | 5% | 5556.55
56729 | HID | 55336 | DTC4500E FD/IO/MG/5121/5125/CS/LK | Ea |  | 1 Year | 6849 | 5% | 6506.55
56730 | HID | 55338 | DTC4500E FD/IO/MG/5127/LK | Ea |  | 1 Year | 6649 | 5% | 6316.55
56731 | HID | 55400 | DTC4500E L1 | Ea |  | 1 Year | 5799 | 5% | 5509.05
56732 | HID | 55406 | DTC4500E L1/5121/5125/CS | Ea |  | 1 Year | 6999 | 5% | 6649.05
56733 | HID | 55408 | DTC4500E L1/5127 | Ea |  | 1 Year | 6799 | 5% | 6459.05
56734 | HID | 55410 | DTC4500E L1/MG | Ea |  | 1 Year | 6599 | 5% | 6269.05
56735 | HID | 55416 | DTC4500E L1/MG/5121/5125/CS | Ea |  | 1 Year | 7599 | 5% | 7219.05
56736 | HID | 55418 | DTC4500E L1/MG/5127 | Ea |  | 1 Year | 7399 | 5% | 7029.05
56737 | HID | 55420 | DTC4500E L1/LK | Ea |  | 1 Year | 6199 | 5% | 5889.05
56738 | HID | 55426 | DTC4500E L1/5121/5125/CS/LK | Ea |  | 1 Year | 7199 | 5% | 6839.05
56739 | HID | 55428 | DTC4500E L1/5127/LK | Ea |  | 1 Year | 6999 | 5% | 6649.05
56740 | HID | 55430 | DTC4500E L1/MG/LK | Ea |  | 1 Year | 6799 | 5% | 6459.05
56741 | HID | 55436 | DTC4500E L1/MG/5121/5125/CS/LK | Ea |  | 1 Year | 7799 | 5% | 7409.05
56742 | HID | 55438 | DTC4500E L1/MG/5127/LK | Ea |  | 1 Year | 7599 | 5% | 7219.05
56743 | HID | 55500 | DTC4500E L2 | Ea |  | 1 Year | 6849 | 5% | 6506.55
56744 | HID | 55506 | DTC4500E L2/5121/5125/CS | Ea |  | 1 Year | 8049 | 5% | 7646.55
56745 | HID | 55508 | DTC4500E L2/5127 | Ea |  | 1 Year | 7849 | 5% | 7456.55
56746 | HID | 55510 | DTC4500E L2/MG | Ea |  | 1 Year | 7649 | 5% | 7266.55
56747 | HID | 55516 | DTC4500E L2/MG/5121/5125/CS | Ea |  | 1 Year | 8649 | 5% | 8216.55
56748 | HID | 55518 | DTC4500E L2/MG/5127 | Ea |  | 1 Year | 8449 | 5% | 8026.55
56749 | HID | 55520 | DTC4500E L2/LK | Ea |  | 1 Year | 7249 | 5% | 6886.55
56750 | HID | 55526 | DTC4500E L2/5121/5125/CS/LK | Ea |  | 1 Year | 8249 | 5% | 7836.55
56751 | HID | 55528 | DTC4500E L2/5127/LK | Ea |  | 1 Year | 8049 | 5% | 7646.55
56752 | HID | 55530 | DTC4500E L2/MG/LK | Ea |  | 1 Year | 7849 | 5% | 7456.55
56753 | HID | 55536 | DTC4500E L2/MG/5121/5125/CS/LK | Ea |  | 1 Year | 8849 | 5% | 8406.55
56754 | HID | 55538 | DTC4500E L2/MG/5127/LK | Ea |  | 1 Year | 8649 | 5% | 8216.55
56755 | HID | 55600 | DTC4500E STD BUNDLE W/ASURE ID | Ea |  | 1 Year | 4099 | 5% | 3894.05
56756 | HID | 55602 | DTC4500E 5121 SYSTEM | Ea |  | 1 Year | 4199 | 5% | 3989.05
56757 | HID | 55608 | DTC4500E 5127 STD BUNDLE W/ASURE ID | Ea |  | 1 Year | 4898 | 5% | 4653.1
56758 | HID | 55700 | DTC4500E TALL FLIPPER | Ea |  | 1 Year | 1500 | 5% | 1425
56759 | HID | 56395 | DTC5500LMX CONSUMABLES PACK | Ea |  | 1 Year | 710 | 5% | 674.5
56760 | HID | 56396 | UPGRADE KIT FAN | Ea |  | 1 Year | 55.75 | 5% | 52.9625
56761 | HID | 56399 | KIT CLEANING DTC5500LMX | Ea |  | 1 Year | 65 | 5% | 61.75
56762 | HID | 76843 | GAUZE CLEANING PADS 10/PACK | Ea |  | 1 Year | 18.95 | 5% | 18.0025
56763 | HID | 76922 | PRINTHEAD CLEANING PENS 2/PACK | Ea |  | 1 Year | 18.95 | 5% | 18.0025
56764 | HID | 81518 | KIT CLEANING I.D. CARD PRINTER | Ea |  | 1 Year (2 Years) | 59.95 | 5% | 56.9525
56765 | HID | 81733 | RBN P/R YMCKO 250 IMAGE MAG | Ea |  | 1 Year | 220 | 5% | 209
56766 | HID | 81750 | CARD PVC W/LOW MAG 30 MIL CR80 | Ea |  | 1 Year | 81.9 | 5% | 77.805
56767 | HID | 81751 | CARD PVC W/HI MAG 30 MIL CR80 | Ea |  | 1 Year | 107.1 | 5% | 101.745
56768 | HID | 81754 | CARD PVC W/O MAG 30 MIL CR80 | Ea |  | 1 Year | 56.75 | 5% | 53.9125
56769 | HID | 81758 | CARD PVC .010 W/O MAG CR80 | Ea |  | 1 Year | 94.5 | 5% | 89.775
56770 | HID | 81759 | CARD PVC .010 WITH ADHESIVE | Ea |  | 1 Year | 161.8 | 5% | 153.71
56771 | HID | 81760 | CARD CLEANING CARDPRT 50/PK | Ea |  | 1 Year | 25 | 5% | 23.75
56772 | HID | 81780 | FILM OVERLAY MAG CLEAR 500 IMA | Ea |  | 1 Year | 45.38 | 5% | 43.111
56773 | HID | 81783 | POLYGUARD 0.6 MAG CLEAR 250 IM | Ea |  | 1 Year | 99 | 5% | 94.05
56774 | HID | 81789 | POLYGUARD 1.0 CLEAR 250 IM W/P | Ea |  | 1 Year | 99 | 5% | 94.05
56775 | HID | 82118 | TTF WORLD VIEW PORTRAIT | Ea |  | 1 Year | 154.5 | 5% | 146.775
56776 | HID | 82125 | POLY 1.0 UV CLEAR | Ea |  | 1 Year | 100.8 | 5% | 95.76
56777 | HID | 82133 | ASY-10 PK IPA CLEANING CARD | Ea |  | 1 Year | 40 | 5% | 38
56778 | HID | 82136 | CARD POLY NOCO ULTRACARD PREMIUM | Ea |  | 1 Year | 132.85 | 5% | 126.2075
56779 | HID | 82137 | CARD POLY HICO ULTRACARD PREMIUM | Ea |  | 1 Year | 171.5 | 5% | 162.925
56780 | HID | 82206 | CARD CR100 - 30 MIL | Ea |  | 1 Year | 89.25 | 5% | 84.7875
56781 | HID | 82224 | POLYGUARD 1.0 GLOBE W/PLUG | Ea |  | 1 Year | 150 | 5% | 142.5
56782 | HID | 82226 | THINFILM SECURE GLOBE W/PLUG | Ea |  | 1 Year | 170 | 5% | 161.5
56783 | HID | 82241 | POLY 1.0 IC HF/WHL PATCH W/PLG | Ea |  | 1 Year | 65.1 | 5% | 61.845
56784 | HID | 82266 | CARD CR-80 10 MIL ADH W/PAPER | Ea |  | 1 Year | 161.8 | 5% | 153.71
56785 | HID | 82267 | CARD CR-80 10 MIL ADH W/MYLAR | Ea |  | 1 Year | 271.7 | 5% | 258.115
56786 | HID | 82279 | CARD 10 MIL ADHESIVE W/MYLAR | Ea |  | 1 Year | 271.7 | 5% | 258.115
56787 | HID | 82289 | CARD PC W/O MAG 30 MIL CR80 | Ea |  | 1 Year | 725 | 5% | 688.75
56788 | HID | 82600 | LM2 0.6 WHL 250 IM | Ea |  | 1 Year | 73.5 | 5% | 69.825
56789 | HID | 82601 | LM2 1.0 WHL 250 IM | Ea |  | 1 Year | 73.5 | 5% | 69.825
56790 | HID | 82602 | LM2 1.0 UV RES WHL 250 IM | Ea |  | 1 Year | 210 | 5% | 199.5
56791 | HID | 82603 | LM2 0.6 SEC ORBIT WHL 250 IM | Ea |  | 1 Year | 136.5 | 5% | 129.675
56792 | HID | 82604 | LM2 1.0 SEC ORBIT WHL 250 IM | Ea |  | 1 Year | 136.5 | 5% | 129.675
56793 | HID | 82607 | LM2 0.6 HLF 250 IM L2 | Ea |  | 1 Year | 60.9 | 5% | 57.855
56794 | HID | 82608 | LM2 1.0 HLF 250 IM L2 | Ea |  | 1 Year | 60.9 | 5% | 57.855
56795 | HID | 82609 | LM2 1.0 UV RES HLF 250 IM L2 | Ea |  | 1 Year | 136.5 | 5% | 129.675
56796 | HID | 82612 | LM2 1.0 WHL IC 250 IM L1 | Ea |  | 1 Year | 84 | 5% | 79.8
56797 | HID | 82613 | LM2 1.0 UV RES WH IC 250 IM L1 | Ea |  | 1 Year | 210 | 5% | 199.5
56798 | HID | 82615 | LM2 TTF CLEAR 500 IM | Ea |  | 1 Year | 57.75 | 5% | 54.8625
56799 | HID | 82618 | LM2 SEC ORBIT REG TTF 500 IM | Ea |  | 1 Year | 136.5 | 5% | 129.675
56800 | HID | 82655 | LM2 1.0 LG WHL IC 250 IM L1 | Ea |  | 1 Year | 84 | 5% | 79.8
56801 | HID | 82700 | LMX 1.0 CLEAR WHL 1000 | Ea |  | 1 Year | 180 | 5% | 171
56802 | HID | 82701 | LMX 1.0 CLEAR UV WHL 1000 | Ea |  | 1 Year | 270 | 5% | 256.5
56803 | HID | 82702 | LMX 1.0 ORBIT WHL 1000 | Ea |  | 1 Year | 300 | 5% | 285
56804 | HID | 82710 | LMX 1.0 CLEAR HALF 1000 | Ea |  | 1 Year | 220 | 5% | 209
56805 | HID | 82711 | LMX 1.0 CLEAR UV HALF 1000 | Ea |  | 1 Year | 270 | 5% | 256.5
56806 | HID | 82720 | LMX 1.0 CLEAR WHL IC 1000 LAM1 ONLY | Ea |  | 1 Year | 230 | 5% | 218.5
56807 | HID | 82721 | LMX 1.0 CLEAR UV WHL IC 1000 LAM1 ONLY | Ea |  | 1 Year | 270 | 5% | 256.5
56808 | HID | 84013 | RBN PANELED RT-YMCKK 400 IMAGE | Ea |  | 1 Year | 350 | 5% | 332.5
56809 | HID | 84033 | RBN ID INTM 1250 PANELED | Ea |  | 1 Year | 350 | 5% | 332.5
56810 | HID | 84034 | RBN ID INTM OVERSIZE 1250 | Ea |  | 1 Year | 350 | 5% | 332.5
56811 | HID | 84035 | RBN PANEL RT YMCKK WIDE 400 IM | Ea |  | 1 Year | 350 | 5% | 332.5
56812 | HID | 84049 | RBN H2 HALF PANEL YMCKK 750 IMAGE | Ea |  | 1 Year | 250 | 5% | 237.5
56813 | HID | 84050 | RBN H2 YMC 750 IMAGE | Ea |  | 1 Year | 250 | 5% | 237.5
56814 | HID | 84051 | RBN H2 YMCK 500 IMAGE | Ea |  | 1 Year | 209 | 5% | 198.55
56815 | HID | 84052 | RBN H2 YMCKK 500 IMAGE | Ea |  | 1 Year | 250 | 5% | 237.5
56816 | HID | 84053 | RBN H2 INTM 1500 IMAGE | Ea |  | 1 Year | 150 | 5% | 142.5
56817 | HID | 84054 | RBN H2 SEC ORBIT INTM 500 IM | Ea |  | 1 Year | 415 | 5% | 394.25
56818 | HID | 84056 | RBN H2 YMCKH 500 IMAGE | Ea |  | 1 Year | 300 | 5% | 285
56819 | HID | 84057 | RBN H2 YMCKI 500 IMAGE | Ea |  | 1 Year | 290 | 5% | 275.5
56820 | HID | 84059 | RBN H2 YMCKIKI 400 IMAGE | Ea |  | 1 Year | 280 | 5% | 266
56821 | HID | 84060 | RBN H2 K RESIN 3000 IMAGE | Ea |  | 1 Year | 201.25 | 5% | 191.1875
56822 | HID | 84061 | RBN H2 YMCFK 500 IMAGE | Ea |  | 1 Year | 240 | 5% | 228
56823 | HID | 84068 | RBN H2 YMCIKH 450 IMAGE | Ea |  | 1 Year | 370 | 5% | 351.5
56824 | HID | 84069 | RBN H2 HALF PANEL YMCK 1000 IMAGE | Ea |  | 1 Year | 270 | 5% | 256.5
56825 | HID | 85625 | USB 2.0 HS CABLE 6 FT A-B | Ea |  | 1 Year | 19.95 | 5% | 18.9525
56826 | HID | 85975 | PRINTHEAD CLEANING SWAB 4/PK | Ea |  | 1 Year | 10.95 | 5% | 10.4025
56827 | HID | 86002 | KIT PRINTHEAD REPLACEMENT DTC550 | Ea |  | 1 Year | 800 | 5% | 760
56828 | HID | 86003 | KIT CLEANING DTC550 PRINTERS | Ea |  | 1 Year (2 Years) | 55 | 5% | 52.25
56829 | HID | 86004 | KIT CLEANING RLS HDP5000, HDP5K, HDPII, HDPII+ (10) | Ea |  | 1 Year | 45 | 5% | 42.75
56830 | HID | 86031 | RBN YMCKO 60MM 400 IMAGE | Ea |  | 1 Year | 253.5 | 5% | 240.825
56831 | HID | 86079 | CARD CONTACT SMART | Ea |  | 1 Year | 22 | 5% | 20.9
56832 | HID | 86091 | KIT PRINTHEAD HDP5000/5600 300DPI | Ea |  | 1 Year | 750 | 5% | 712.5
56833 | HID | 86093 | KIT PRINTHEAD HDP5600 600DPI | Ea |  | 1 Year | 999 | 5% | 949.05
56834 | HID | 86095 | KIT PRINTHEAD HDP6600 600DPI | Ea |  | 1 Year | 999 | 5% | 949.05
56835 | HID | 86131 | CLEANING CARD DTC300/400 50 PK | Ea |  | 1 Year | 50 | 5% | 47.5
56836 | HID | 86141 | CLEANING CARD HDP8500 50 PK | Ea |  | 1 Year | 50 | 5% | 47.5
56837 | HID | 86161 | ASURE ID DEVELOPERS EDITION | Ea |  | 1 Year | 250 | 5% | 237.5
56838 | HID | 86164 | ASURE ID DEVELOPERS EDITION (SERIAL ONLY) | Ea |  | 1 Year | 250 | 5% | 237.5
56839 | HID | 86165 | ASURE ID DEV EXCHANGE ED | Ea |  | 1 Year | 625 | 5% | 593.75
56840 | HID | 86168 | ASURE ID DEV EXCHANGE ED (SERIAL ONLY) | Ea |  | 1 Year | 625 | 5% | 593.75
56841 | HID | 86175 | KIT - PRINTHEAD HAND ANGLE ADJUSTER | Ea |  | 1 Year | 150 | 5% | 142.5
56842 | HID | 86177 | DTC CLEANING KIT | Ea |  | 1 Year | 57.5 | 5% | 54.625
56843 | HID | 86178 | ASURE ID SDK | Ea |  | 1 Year | 1500 | 5% | 1425
56844 | HID | 86185 | KIT TAB CARDPATH INSERT | Ea |  | 1 Year | 129.5 | 5% | 123.025
56845 | HID | 86187 | KIT HDP5000 RIBBON SENSOR | Ea |  | 1 Year | 10 | 5% | 9.5
56846 | HID | 86191 | DTC 4250E/4500/4500EPRINTER ON-CALL EXP 2nd YR | Ea |  | 1 Year (2 Years) | 825 | 5% | 783.75
56847 | HID | 86193 | DTC4500/4500E PRINTER & LAMINATOR ON-CALL EXP 2nd YR | Ea |  | 1 Year (2 Years) | 1000 | 5% | 950
56848 | HID | 86200 | RBN DTC550 YMCKO 500 IMAGE | Ea |  | 1 Year | 265 | 5% | 251.75
56849 | HID | 86201 | RBN DTC550 YMCKOK 400 IMAGE | Ea |  | 1 Year | 205 | 5% | 194.75
56850 | HID | 86202 | RBN DTC550 YMCKK 500 IMAGE | Ea |  | 1 Year | 225 | 5% | 213.75
56851 | HID | 86203 | RBN DTC550 BLK PREM 3000 IMAGE | Ea |  | 1 Year | 110 | 5% | 104.5
56852 | HID | 86204 | RBN DTC550 BLK STD 3000 IMAGE | Ea |  | 1 Year | 42 | 5% | 39.9
56853 | HID | 86208 | RBN DTC550 RESIN WHITE 1000 IM | Ea |  | 1 Year | 55 | 5% | 52.25
56854 | HID | 86212 | RBN DTC550 YMCFKO 400 IMAGE | Ea |  | 1 Year | 200 | 5% | 190
56855 | HID | 86220 | RBN DCS 7XX YMCKO 500 IMAGE | Ea |  | 1 Year | 220 | 5% | 209
56856 | HID | 86374 | HDP5000-LC ON-CALL EXP 2nd YR | Ea |  | 1 Year | 1200 | 5% | 1140
56857 | HID | 86375 | HDP5000 ON-CALL EXP 2nd YR | Ea |  | 1 Year | 925 | 5% | 878.75
56858 | HID | 86393 | HDP5600 ON-CALL EXP 2ND YR | Ea |  | 1 Year | 925 | 5% | 878.75
56859 | HID | 86394 | HDP5600 PRINTER & LAMINATOR ON-CALL EXP 2ND YR | Ea |  | 1 Year (2 Years) | 1200 | 5% | 1140
56860 | HID | 86395 | DTC5500LMX ON-CALL EXP 2ND YR | Ea |  | 1 Year | 1000 | 5% | 950
56861 | HID | 86411 | ASURE ID - SOLO | Ea |  | 1 Year | 250 | 5% | 237.5
56862 | HID | 86412 | ASURE ID - EXPRESS | Ea |  | 1 Year | 850 | 5% | 807.5
56863 | HID | 86413 | ASURE ID - ENTERPRISE | Ea |  | 1 Year | 1750 | 5% | 1662.5
56864 | HID | 86414 | ASURE ID - EXCHANGE | Ea |  | 1 Year | 2850 | 5% | 2707.5
56865 | HID | 86415 | ASURE ID UPGRADE SOLO TO EXPRESS | Ea |  | 1 Year | 600 | 5% | 570
56866 | HID | 86416 | ASURE ID UPGRADE SOLO TO ENTERPRISE | Ea |  | 1 Year | 1500 | 5% | 1425
56867 | HID | 86417 | ASURE ID UPGRADE SOLO TO EXCHANGE | Ea |  | 1 Year | 2600 | 5% | 2470
56868 | HID | 86418 | ASURE ID UPGRADE EXPRESS TO ENTERPRISE | Ea |  | 1 Year | 900 | 5% | 855
56869 | HID | 86419 | ASURE ID UPGRADE EXPRESS TO EXCHANGE | Ea |  | 1 Year | 2000 | 5% | 1900
56870 | HID | 86420 | ASURE ID UPGRADE ENTERPRISE TO EXCHANGE | Ea |  | 1 Year | 1100 | 5% | 1045
56871 | HID | 86421 | ASURE ID EDUCATION IMPORT/EXPORT LICENSE | Ea |  | 1 Year | 800 | 5% | 760
56872 | HID | 86425 | ASURE ID UPGRADE EXPRESS 5.X TO EXPRESS 7 | Ea |  | 1 Year | 450 | 5% | 427.5
56873 | HID | 86426 | ASURE ID UPGRADE EXPRESS 5.X TO ENTERPRISE 7 | Ea |  | 1 Year | 1150 | 5% | 1092.5
56874 | HID | 86427 | ASURE ID UPGRADE EXPRESS 5.X TO EXCHANGE 7 | Ea |  | 1 Year | 2050 | 5% | 1947.5
56875 | HID | 86428 | ASURE ID UPGRADE ENTERPRISE 5.X TO ENTERPRISE 7 | Ea |  | 1 Year | 1150 | 5% | 1092.5
56876 | HID | 86429 | ASURE ID UPGRADE ENTERPRISE 5.X TO EXCHANGE 7 | Ea |  | 1 Year | 2050 | 5% | 1947.5
56877 | HID | 86430 | ASURE ID UPGRADE EXCHANGE 5.X TO EXCHANGE 7 | Ea |  | 1 Year | 2050 | 5% | 1947.5
56878 | HID | 86431 | ASURE ID ENTERPRISE- SITE LICENSE 1 - 5 | Ea |  | 1 Year | 653 | 5% | 620.35
56879 | HID | 86432 | ASURE ID ENTERPRISE - SITE LICENSE 6 - 20 | Ea |  | 1 Year | 597 | 5% | 567.15
56880 | HID | 86433 | ASURE ID ENTERPRISE - SITE LICENSE 21+ | Ea |  | 1 Year | 547 | 5% | 519.65
56881 | HID | 86434 | ASURE ID EXCHANGE - SITE LICENSE 1 - 5 | Ea |  | 1 Year | 1676 | 5% | 1592.2
56882 | HID | 86435 | ASURE ID EXCHANGE - SITE LICENSE 6 - 20 | Ea |  | 1 Year | 1500 | 5% | 1425
56883 | HID | 86436 | ASURE ID EXCHANGE - SITE LICENSE 21+ | Ea |  | 1 Year | 1425 | 5% | 1353.75
56884 | HID | 86437 | ASURE ID - SITE LICENSE UPGRADE ENTERPRISE 1-5 TO EXCHANGE 1-5 | Ea |  | 1 Year | 912 | 5% | 866.4
56885 | HID | 86438 | ASURE ID - SITE LICENSE UPGRADE ENTERPRISE 6-20 TO EXCHANGE 6-20 | Ea |  | 1 Year | 798 | 5% | 758.1
56886 | HID | 86439 | ASURE ID - SITE LICENSE UPGRADE ENTERPRISE 21+ TO EXCHANGE 21+ | Ea |  | 1 Year | 713 | 5% | 677.35
56887 | HID | 86440 | ASURE ID - SITE LICENSE UPGRADE ENTERPRISE 5.X 1-5 TO ENTERPRISE 7 1-5 | Ea |  | 1 Year | 392 | 5% | 372.4
56888 | HID | 86441 | ASURE ID - SITE LICENSE UPGRADE ENTERPRISE 5.X 6-20 TO ENTERPRISE 7 6-20 | Ea |  | 1 Year | 358 | 5% | 340.1
56889 | HID | 86442 | ASURE ID - SITE LICENSE UPGRADE ENTERPRISE 5.X 21+ TO ENTERPRISE 7 21+ | Ea |  | 1 Year | 328 | 5% | 311.6
56890 | HID | 86443 | ASURE ID - SITE LICENSE UPGRADE ENTERPRISE 5.X 1-5 TO EXCHANGE 7 1-5 | Ea |  | 1 Year | 1006 | 5% | 955.7
56891 | HID | 86444 | ASURE ID - SITE LICENSE UPGRADE ENTERPRISE 5.X 6-20 TO EXCHANGE 7 6-20 | Ea |  | 1 Year | 900 | 5% | 855
56892 | HID | 86445 | ASURE ID - SITE LICENSE UPGRADE ENTERPRISE 5.X 21+ TO EXCHANGE 7 21+ | Ea |  | 1 Year | 855 | 5% | 812.25
56893 | HID | 86446 | ASURE ID - SITE LICENSE UPGRADE EXCHANGE 5.X 1-5 TO EXCHANGE 7 1-5 | Ea |  | 1 Year | 838 | 5% | 796.1
56894 | HID | 86447 | ASURE ID - SITE LICENSE UPGRADE EXCHANGE 5.X 6-20 TO EXCHANGE 7 6-20 | Ea |  | 1 Year | 750 | 5% | 712.5
56895 | HID | 86448 | ASURE ID - SITE LICENSE UPGRADE EXCHANGE 5.X 21+ TO EXCHANGE 7 21+ | Ea |  | 1 Year | 713 | 5% | 677.35
56896 | HID | 86449 | ASURE ID - PROTECT PLAN - SOLO - 1YR | Ea |  | 1 Year | 150 | 5% | 142.5
56897 | HID | 86450 | ASURE ID - PROTECT PLAN - SOLO - 2YR | Ea |  | 1 Year | 250 | 5% | 237.5
56898 | HID | 86452 | ASURE ID - PROTECT PLAN - EXPRESS - 1YR | Ea |  | 1 Year | 250 | 5% | 237.5
56899 | HID | 86453 | ASURE ID - PROTECT PLAN - EXPRESS - 2YR | Ea |  | 1 Year | 450 | 5% | 427.5
56900 | HID | 86455 | ASURE ID - PROTECT PLAN - ENTERPRISE - 1YR | Ea |  | 1 Year | 550 | 5% | 522.5
56901 | HID | 86456 | ASURE ID - PROTECT PLAN - ENTERPRISE -2YR | Ea |  | 1 Year | 750 | 5% | 712.5
56902 | HID | 86458 | ASURE ID - PROTECT PLAN - EXCHANGE - 1YR | Ea |  | 1 Year | 850 | 5% | 807.5
56903 | HID | 86459 | ASURE ID - PROTECT PLAN - EXCHANGE - 2YR | Ea |  | 1 Year | 1150 | 5% | 1092.5
56904 | HID | 86461 | ASURE ID - PROTECT PLAN - ENTERPRISE SITE 1-5 - 1YR | Ea |  | 1 Year | 280 | 5% | 266
56905 | HID | 86462 | ASURE ID - PROTECT PLAN - ENTERPRISE SITE 6-20 - 1YR | Ea |  | 1 Year | 210.84 | 5% | 200.298
56906 | HID | 86463 | ASURE ID - PROTECT PLAN - ENTERPRISE SITE 21+ - 1YR | Ea |  | 1 Year | 140 | 5% | 133
56907 | HID | 86464 | ASURE ID - PROTECT PLAN - ENTERPRISE SITE 1-5 - 2YR | Ea |  | 1 Year | 481 | 5% | 456.95
56908 | HID | 86465 | ASURE ID - PROTECT PLAN - ENTERPRISE SITE 6-20 - 2YR | Ea |  | 1 Year | 360.08 | 5% | 342.076
56909 | HID | 86466 | ASURE ID - PROTECT PLAN - ENTERPRISE SITE 21+ - 2YR | Ea |  | 1 Year | 240 | 5% | 228
56910 | HID | 86470 | ASURE ID - PROTECT PLAN - EXCHANGE SITE 1-5 - 1YR | Ea |  | 1 Year | 740 | 5% | 703
56911 | HID | 86471 | ASURE ID - PROTECT PLAN - EXCHANGE SITE 6-20 - 1YR | Ea |  | 1 Year | 554.47 | 5% | 526.7465
56912 | HID | 86472 | ASURE ID - PROTECT PLAN - EXCHANGE SITE 21+ - 1YR | Ea |  | 1 Year | 371 | 5% | 352.45
56913 | HID | 86473 | ASURE ID - PROTECT PLAN - EXCHANGE SITE 1-5 - 2YR | Ea |  | 1 Year | 1278 | 5% | 1214.1
56914 | HID | 86474 | ASURE ID - PROTECT PLAN - EXCHANGE SITE 6-20 - 2YR | Ea |  | 1 Year | 959.6 | 5% | 911.62
56915 | HID | 86475 | ASURE ID - PROTECT PLAN - EXCHANGE SITE 21+ - 2YR | Ea |  | 1 Year | 640 | 5% | 608
56916 | HID | 86493 | ASURE ID 7 - EXPRESS PROMO | Ea |  | 1 Year | 300 | 5% | 285
56917 | HID | 88932 | KIT CLEANING ROLLER LAM (15 PK) | Ea |  | 1 Year | 70 | 5% | 66.5
56918 | HID | 88933 | KIT CLEANING HDP6600 AND HDP8500 | Ea |  | 1 Year | 75 | 5% | 71.25
56919 | HID | 88934 | KIT - HDP8500-PRINTHEAD REPLACEMENT | Ea |  | 1 Year | 800 | 5% | 760
56920 | HID | 88935 | H5K UPGRADE L1 | Ea |  | 1 Year | 2500 | 5% | 2375
56921 | HID | 88936 | H5K UPGRADE L2 | Ea |  | 1 Year | 3500 | 5% | 3325
56922 | HID | 89001 | HDP5000 UPGRADE FD | Ea |  | 1 Year | 1050 | 5% | 997.5
56923 | HID | 89022 | UPGRADE FD/5125 | Ea |  | 1 Year | 2100 | 5% | 1995
56924 | HID | 89033 | UPGRADE FD/5125D | Ea |  | 1 Year | 2100 | 5% | 1995
56925 | HID | 89053 | UPGRADE FD/5121D | Ea |  | 1 Year | 2150 | 5% | 2042.5
56926 | HID | 89060 | UPGRADE FD/5125/5121D | Ea |  | 1 Year | 3100 | 5% | 2945
56927 | HID | 89150 | H5K(GSA) FD/L2 | Ea |  | 1 Year | 9845 | 5% | 9352.75
56928 | HID | 89200 | KIT CLEANING HDP5000 | Ea |  | 1 Year | 60 | 5% | 57
56929 | HID | 89201 | HDP5000 MAG MODULE | Ea |  | 1 Year | 600 | 5% | 570
56930 | HID | 89202 | HDP5000 5121D ENCODER | Ea |  | 1 Year | 1000 | 5% | 950
56931 | HID | 89203 | HDP5000 5121 ENCODER | Ea |  | 1 Year | 1000 | 5% | 950
56932 | HID | 89204 | HDP5000 & HDP5600 5125D ENCODER | Ea |  | 1 Year | 1000 | 5% | 950
56933 | HID | 89205 | HDP5000 & HDP5600 5125 ENCODER | Ea |  | 1 Year | 1000 | 5% | 950
56934 | HID | 89206 | HDP5000 & HDP5600 MAG MODULE JIS2 | Ea |  | 1 Year | 700 | 5% | 665
56935 | HID | 89213 | KIT LOCK HDP5000 | Ea |  | 1 Year | 120 | 5% | 114
56936 | HID | 89214 | KIT-ADJUSTABLE HDP5000 FILM CARTRIDGE | Ea |  | 1 Year | 120 | 5% | 114
56937 | HID | 89215 | KIT LOCK UPGRADE HDP5000LC | Ea |  | 1 Year | 120 | 5% | 114
56938 | HID | 89223 | CARD CARTRIDGE 200 CARD BLK | Ea |  | 1 Year | 375 | 5% | 356.25
56939 | HID | 89225 | KIT CLEANING HDPII PLUS | Ea |  | 1 Year | 55 | 5% | 52.25
56940 | HID | 89227 | HDP5000 THIRD PARTY ENCODER | Ea |  | 1 Year | 300 | 5% | 285
56941 | HID | 89270 | KIT UPGRADE HOPPER DUAL | Ea |  | 1 Year | 975 | 5% | 926.25
56942 | HID | 89272 | KIT UPGRADE LOCK MANUAL HOPPER DUAL | Ea |  | 1 Year | 999 | 5% | 949.05
56943 | HID | 89277 | HDP5000 & HDP5600 5127 UPGRADE KIT | Ea |  | 1 Year | 1000 | 5% | 950
56944 | HID | 89300 | HDP5000 SYSTEM W/ASURE ID | Ea |  | 1 Year | 4995 | 5% | 4745.25
56945 | HID | 89301 | HDP5000 SYSTEM | Ea |  | 1 Year | 4495 | 5% | 4270.25
56946 | HID | 89302 | HDP5000 W/YMCK +ASURE ID EXPRESS | Ea |  | 1 Year | 4195 | 5% | 3985.25
56947 | HID | 89305 | HDP5000 FD W/YMCK +ASURE ID EXPRESS | Ea |  | 1 Year | 5145 | 5% | 4887.75
56948 | HID | 89320 | HDP5000 CCC | Ea |  | 1 Year | 3995 | 5% | 3795.25
56949 | HID | 89321 | HDP5000 L1 CCC | Ea |  | 1 Year | 6495 | 5% | 6170.25
56950 | HID | 89322 | HDP5000 FD CCC | Ea |  | 1 Year | 5045 | 5% | 4792.75
56951 | HID | 89324 | HDP5000 FD/L2 CCC | Ea |  | 1 Year | 8545 | 5% | 8117.75
56952 | HID | 89330 | HDP5000 KOREA | Ea |  | 1 Year | 3995 | 5% | 3795.25
56953 | HID | 89331 | HDP5000 L1 KOREA | Ea |  | 1 Year | 6495 | 5% | 6170.25
56954 | HID | 89332 | HDP5000 FD KOREA | Ea |  | 1 Year | 5045 | 5% | 4792.75
56955 | HID | 89333 | HDP5000 FD/L1 KOREA | Ea |  | 1 Year | 7545 | 5% | 7167.75
56956 | HID | 89335 | HDP5000 FD (INDONESIA) | Ea |  | 1 Year | 5045 | 5% | 4792.75
56957 | HID | 89336 | HDP5000 -BIS | Ea |  | 1 Year | 3995 | 5% | 3795.25
56958 | HID | 89337 | HDP5000 FD -BIS | Ea |  | 1 Year | 5045 | 5% | 4792.75
56959 | HID | 89600 | HDP5000 | Ea |  | 1 Year | 3995 | 5% | 3795.25
56960 | HID | 89601 | HDP5000 MG | Ea |  | 1 Year | 4795 | 5% | 4555.25
56961 | HID | 89602 | HDP5000 5121 | Ea |  | 1 Year | 5195 | 5% | 4935.25
56962 | HID | 89603 | HDP5000 5125 | Ea |  | 1 Year | 5195 | 5% | 4935.25
56963 | HID | 89604 | HDP5000 MG/5121 | Ea |  | 1 Year | 5795 | 5% | 5505.25
56964 | HID | 89605 | HDP5000 MG/5125 | Ea |  | 1 Year | 5795 | 5% | 5505.25
56965 | HID | 89609 | HDP5000 5127 | Ea |  | 1 Year | 5195 | 5% | 4935.25
56966 | HID | 89610 | HDP5000 MG/5127 | Ea |  | 1 Year | 5795 | 5% | 5505.25
56967 | HID | 89620 | HDP5000 L1 | Ea |  | 1 Year | 6495 | 5% | 6170.25
56968 | HID | 89621 | HDP5000 MG/L1 | Ea |  | 1 Year | 7295 | 5% | 6930.25
56969 | HID | 89622 | HDP5000 5121/L1 | Ea |  | 1 Year | 7695 | 5% | 7310.25
56970 | HID | 89623 | HDP5000 5125/L1 | Ea |  | 1 Year | 7695 | 5% | 7310.25
56971 | HID | 89624 | HDP5000 MG/5121/L1 | Ea |  | 1 Year | 8295 | 5% | 7880.25
56972 | HID | 89625 | HDP5000 MG/5125/L1 | Ea |  | 1 Year | 8295 | 5% | 7880.25
56973 | HID | 89629 | HDP5000 5127/L1 | Ea |  | 1 Year | 7695 | 5% | 7310.25
56974 | HID | 89630 | HDP5000 MG/5127/L1 | Ea |  | 1 Year | 8295 | 5% | 7880.25
56975 | HID | 89631 | HDP5000 ARGENTINA | Ea |  | 1 Year | 3995 | 5% | 3795.25
56976 | HID | 89640 | HDP5000 FD | Ea |  | 1 Year | 5045 | 5% | 4792.75
56977 | HID | 89641 | HDP5000 FD/MG | Ea |  | 1 Year | 5845 | 5% | 5552.75
56978 | HID | 89642 | HDP5000 FD/5121 | Ea |  | 1 Year | 6044 | 5% | 5741.8
56979 | HID | 89643 | HDP5000 FD/5125 | Ea |  | 1 Year | 6044 | 5% | 5741.8
56980 | HID | 89644 | HDP5000 FD/MG/5121 | Ea |  | 1 Year | 6643 | 5% | 6310.85
56981 | HID | 89645 | HDP5000 FD/MG/5125 | Ea |  | 1 Year | 6643 | 5% | 6310.85
56982 | HID | 89646 | HDP5000 FD/5121/5125 | Ea |  | 1 Year | 7043 | 5% | 6690.85
56983 | HID | 89647 | HDP5000 FD/MG/5121/5125 | Ea |  | 1 Year | 7642 | 5% | 7259.9
56984 | HID | 89648 | HDP5000 FD/5121D | Ea |  | 1 Year | 6245 | 5% | 5932.75
56985 | HID | 89649 | HDP5000 FD/5125D | Ea |  | 1 Year | 6245 | 5% | 5932.75
56986 | HID | 89650 | HDP5000 FD/MG/5121D | Ea |  | 1 Year | 6845 | 5% | 6502.75
56987 | HID | 89651 | HDP5000 FD/MG/5125D | Ea |  | 1 Year | 6845 | 5% | 6502.75
56988 | HID | 89652 | HDP5000 FD/5125/5121D | Ea |  | 1 Year | 7245 | 5% | 6882.75
56989 | HID | 89653 | HDP5000 FD/MG/5125/5121D | Ea |  | 1 Year | 7845 | 5% | 7452.75
56990 | HID | 89655 | HDP5000 FD/5127 | Ea |  | 1 Year | 6245 | 5% | 5932.75
56991 | HID | 89657 | HDP5000 FD/MG/5127 | Ea |  | 1 Year | 6845 | 5% | 6502.75
56992 | HID | 89658 | HDP5000 FD ARGENTINA | Ea |  | 1 Year | 5045 | 5% | 4792.75
56993 | HID | 89660 | HDP5000 FD/L1 | Ea |  | 1 Year | 7545 | 5% | 7167.75
56994 | HID | 89661 | HDP5000 FD/MG/L1 | Ea |  | 1 Year | 8345 | 5% | 7927.75
56995 | HID | 89662 | HDP5000 FD/5121/L1 | Ea |  | 1 Year | 8544 | 5% | 8116.8
56996 | HID | 89663 | HDP5000 FD/5125/L1 | Ea |  | 1 Year | 8745 | 5% | 8307.75
56997 | HID | 89664 | HDP5000 FD/MG/5121/L1 | Ea |  | 1 Year | 9345 | 5% | 8877.75
56998 | HID | 89665 | HDP5000 FD/MG/5125/L1 | Ea |  | 1 Year | 9345 | 5% | 8877.75
56999 | HID | 89668 | HDP5000 FD/5121D/L1 | Ea |  | 1 Year | 8745 | 5% | 8307.75
57000 | HID | 89669 | HDP5000 FD/5125D/L1 | Ea |  | 1 Year | 8745 | 5% | 8307.75
57001 | HID | 89670 | HDP5000 FD/MG/5121D/L1 | Ea |  | 1 Year | 9345 | 5% | 8877.75
57002 | HID | 89671 | HDP5000 FD/MG/5125D/L1 | Ea |  | 1 Year | 9345 | 5% | 8877.75
57003 | HID | 89672 | HDP5000 FD/5125/5121D/L1 | Ea |  | 1 Year | 9745 | 5% | 9257.75
57004 | HID | 89673 | HDP5000 FD/MG/5125/5121D/L1 | Ea |  | 1 Year | 10345 | 5% | 9827.75
57005 | HID | 89675 | HDP5000 FD/5127/L1 | Ea |  | 1 Year | 8745 | 5% | 8307.75
57006 | HID | 89676 | HDP5000 FD/MG/5127/L1 | Ea |  | 1 Year | 9345 | 5% | 8877.75
57007 | HID | 89677 | HDP5000 FD/L1 ARGENTINA | Ea |  | 1 Year | 7545 | 5% | 7167.75
57008 | HID | 89680 | HDP5000 FD/L2 | Ea |  | 1 Year | 8545 | 5% | 8117.75
57009 | HID | 89681 | HDP5000 FD/MG/L2 | Ea |  | 1 Year | 9345 | 5% | 8877.75
57010 | HID | 89682 | HDP5000 FD/5121/L2 | Ea |  | 1 Year | 9745 | 5% | 9257.75
57011 | HID | 89683 | HDP5000 FD/5125/L2 | Ea |  | 1 Year | 9745 | 5% | 9257.75
57012 | HID | 89684 | HDP5000 FD/MG/5121/L2 | Ea |  | 1 Year | 10143 | 5% | 9635.85
57013 | HID | 89685 | HDP5000 FD/MG/5125/L2 | Ea |  | 1 Year | 10143 | 5% | 9635.85
57014 | HID | 89686 | HDP5000 FD/5121/5125/L2 | Ea |  | 1 Year | 10745 | 5% | 10207.75
57015 | HID | 89687 | HDP5000 FD/MG/5121/5125/L2 | Ea |  | 1 Year | 11345 | 5% | 10777.75
57016 | HID | 89688 | HDP5000 FD/5121D/L2 | Ea |  | 1 Year | 9745 | 5% | 9257.75
57017 | HID | 89689 | HDP5000 FD/5125D/L2 | Ea |  | 1 Year | 9745 | 5% | 9257.75
57018 | HID | 89690 | HDP5000 FD/MG/5121D/L2 | Ea |  | 1 Year | 10345 | 5% | 9827.75
57019 | HID | 89691 | HDP5000 FD/MG/5125D/L2 | Ea |  | 1 Year | 10345 | 5% | 9827.75
57020 | HID | 89692 | HDP5000 FD/5125/5121D/L2 | Ea |  | 1 Year | 10745 | 5% | 10207.75
57021 | HID | 89693 | HDP5000 FD/MG/5125/5121D/L2 | Ea |  | 1 Year | 11345 | 5% | 10777.75
57022 | HID | 89695 | HDP5000 FD/5127/L2 | Ea |  | 1 Year | 9745 | 5% | 9257.75
57023 | HID | 89696 | HDP5000 FD/MG/5127/L2 | Ea |  | 1 Year | 10345 | 5% | 9827.75
57024 | HID | 89700 | HDP5000 DH | Ea |  | 1 Year | 5095 | 5% | 4840.25
57025 | HID | 89701 | HDP5000 DH/MG | Ea |  | 1 Year | 5493 | 5% | 5218.35
57026 | HID | 89702 | HDP5000 DH/5121 | Ea |  | 1 Year | 6095 | 5% | 5790.25
57027 | HID | 89703 | HDP5000 DH/5125 | Ea |  | 1 Year | 5893 | 5% | 5598.35
57028 | HID | 89704 | HDP5000 DH/MG/5121 | Ea |  | 1 Year | 6492 | 5% | 6167.4
57029 | HID | 89705 | HDP5000 DH/MG/5125 | Ea |  | 1 Year | 6492 | 5% | 6167.4
57030 | HID | 89706 | HDP5000 DH/5121/5125 | Ea |  | 1 Year | 6892 | 5% | 6547.4
57031 | HID | 89707 | HDP5000 DH/MG/5121/5125 | Ea |  | 1 Year | 7491 | 5% | 7116.45
57032 | HID | 89720 | HDP5000 DH/L1 | Ea |  | 1 Year | 7595 | 5% | 7215.25
57033 | HID | 89721 | HDP5000 DH/MG/L1 | Ea |  | 1 Year | 8195 | 5% | 7785.25
57034 | HID | 89722 | HDP5000 DH/5121/L1 | Ea |  | 1 Year | 8393 | 5% | 7973.35
57035 | HID | 89723 | HDP5000 DH/5125/L1 | Ea |  | 1 Year | 8393 | 5% | 7973.35
57036 | HID | 89724 | HDP5000 DH/MG/5121/L1 | Ea |  | 1 Year | 8992 | 5% | 8542.4
57037 | HID | 89725 | HDP5000 DH/MG/5125/L1 | Ea |  | 1 Year | 8992 | 5% | 8542.4
57038 | HID | 89726 | HDP5000 DH/5121/5125/L1 | Ea |  | 1 Year | 9392 | 5% | 8922.4
57039 | HID | 89727 | HDP5000 DH/MG/5121/5125/L1 | Ea |  | 1 Year | 9991 | 5% | 9491.45
57040 | HID | 89740 | HDP5000 FD/DH | Ea |  | 1 Year | 6145 | 5% | 5837.75
57041 | HID | 89741 | HDP5000 FD/DH/MG | Ea |  | 1 Year | 6543 | 5% | 6215.85
57042 | HID | 89742 | HDP5000 FD/DH/5121 | Ea |  | 1 Year | 6943 | 5% | 6595.85
57043 | HID | 89743 | HDP5000 FD/DH/5125 | Ea |  | 1 Year | 6943 | 5% | 6595.85
57044 | HID | 89744 | HDP5000 FD/DH/MG/5121 | Ea |  | 1 Year | 7542 | 5% | 7164.9
57045 | HID | 89745 | HDP5000 FD/DH/MG/5125 | Ea |  | 1 Year | 7542 | 5% | 7164.9
57046 | HID | 89746 | HDP5000 FD/DH/5121/5125 | Ea |  | 1 Year | 7942 | 5% | 7544.9
57047 | HID | 89747 | HDP5000 FD/DH/MG/5121/5125 | Ea |  | 1 Year | 8541 | 5% | 8113.95
57048 | HID | 89748 | HDP5000 FD/DH/5121D | Ea |  | 1 Year | 7145 | 5% | 6787.75
57049 | HID | 89749 | HDP5000 FD/DH/5125D | Ea |  | 1 Year | 7145 | 5% | 6787.75
57050 | HID | 89750 | HDP5000 FD/DH/MG/5121D | Ea |  | 1 Year | 7745 | 5% | 7357.75
57051 | HID | 89751 | HDP5000 FD/DH/MG/5125D | Ea |  | 1 Year | 8145 | 5% | 7737.75
57052 | HID | 89752 | HDP5000 FD/DH/5125/5121D | Ea |  | 1 Year | 8145 | 5% | 7737.75
57053 | HID | 89753 | HDP5000 FD/DH/MG/5125/5121D | Ea |  | 1 Year | 8745 | 5% | 8307.75
57054 | HID | 89760 | HDP5000 FD/DH/L1 | Ea |  | 1 Year | 8645 | 5% | 8212.75
57055 | HID | 89761 | HDP5000 FD/DH/MG/L1 | Ea |  | 1 Year | 9043 | 5% | 8590.85
57056 | HID | 89762 | HDP5000 FD/DH/5121/L1 | Ea |  | 1 Year | 9443 | 5% | 8970.85
57057 | HID | 89763 | HDP5000 FD/DH/5125/L1 | Ea |  | 1 Year | 9443 | 5% | 8970.85
57058 | HID | 89764 | HDP5000 FD/DH/MG/5121/L1 | Ea |  | 1 Year | 10042 | 5% | 9539.9
57059 | HID | 89765 | HDP5000 FD/DH/MG/5125/L1 | Ea |  | 1 Year | 10042 | 5% | 9539.9
57060 | HID | 89766 | HDP5000 FD/DH/5121/5125/L1 | Ea |  | 1 Year | 10442 | 5% | 9919.9
57061 | HID | 89767 | HDP5000 FD/DH/MG/5121/5125/L1 | Ea |  | 1 Year | 11041 | 5% | 10488.95
57062 | HID | 89768 | HDP5000 FD/DH/5121D/L1 | Ea |  | 1 Year | 9443 | 5% | 8970.85
57063 | HID | 89769 | HDP5000 FD/DH/5125D/L1 | Ea |  | 1 Year | 9645 | 5% | 9162.75
57064 | HID | 89770 | HDP5000 FD/DH/MG/5121D/L1 | Ea |  | 1 Year | 10245 | 5% | 9732.75
57065 | HID | 89771 | HDP5000 FD/DH/MG/5125D/L1 | Ea |  | 1 Year | 10042 | 5% | 9539.9
57066 | HID | 89772 | HDP5000 FD/DH/5125/5121D/L1 | Ea |  | 1 Year | 10442 | 5% | 9919.9
57067 | HID | 89773 | HDP5000 FD/DH/MG/5125/5121D/L1 | Ea |  | 1 Year | 11245 | 5% | 10682.75
57068 | HID | 89780 | HDP5000 FD/DH/L2 | Ea |  | 1 Year | 9645 | 5% | 9162.75
57069 | HID | 89781 | HDP5000 FD/DH/MG/L2 | Ea |  | 1 Year | 10245 | 5% | 9732.75
57070 | HID | 89782 | HDP5000 FD/DH/5121/L2 | Ea |  | 1 Year | 10443 | 5% | 9920.85
57071 | HID | 89783 | HDP5000 FD/DH/5125/L2 | Ea |  | 1 Year | 10443 | 5% | 9920.85
57072 | HID | 89784 | HDP5000 FD/DH/MG/5121/L2 | Ea |  | 1 Year | 11042 | 5% | 10489.9
57073 | HID | 89785 | HDP5000 FD/DH/MG/5125/L2 | Ea |  | 1 Year | 11042 | 5% | 10489.9
57074 | HID | 89786 | HDP5000 FD/DH/5121/5125/L2 | Ea |  | 1 Year | 11442 | 5% | 10869.9
57075 | HID | 89787 | HDP5000 FD/DH/MG/5121/5125/L2 | Ea |  | 1 Year | 12041 | 5% | 11438.95
57076 | HID | 89788 | HDP5000 FD/DH/5121D/L2 | Ea |  | 1 Year | 10645 | 5% | 10112.75
57077 | HID | 89789 | HDP5000 FD/DH/5125D/L2 | Ea |  | 1 Year | 10645 | 5% | 10112.75
57078 | HID | 89790 | HDP5000 FD/DH/MG/5121D/L2 | Ea |  | 1 Year | 11042 | 5% | 10489.9
57079 | HID | 89791 | HDP5000 FD/DH/MG/5125D/L2 | Ea |  | 1 Year | 11042 | 5% | 10489.9
57080 | HID | 89792 | HDP5000 FD/DH/5125/5121D/L2 | Ea |  | 1 Year | 11645 | 5% | 11062.75
57081 | HID | 89793 | HDP5000 FD/DH/MG/5125/5121D/L2 | Ea |  | 1 Year | 12041 | 5% | 11438.95
57082 | HID | 89800 | HDP5000 LK | Ea |  | 1 Year | 4095 | 5% | 3890.25
57083 | HID | 89801 | HDP5000 MG/LK | Ea |  | 1 Year | 4694 | 5% | 4459.3
57084 | HID | 89802 | HDP5000 5121/LK | Ea |  | 1 Year | 5094 | 5% | 4839.3
57085 | HID | 89803 | HDP5000 5125/LK | Ea |  | 1 Year | 5094 | 5% | 4839.3
57086 | HID | 89804 | HDP5000 MG/5121/LK | Ea |  | 1 Year | 5693 | 5% | 5408.35
57087 | HID | 89805 | HDP5000 MG/5125/LK | Ea |  | 1 Year | 5693 | 5% | 5408.35
57088 | HID | 89808 | HDP5000 MG JISII/LK | Ea |  | 1 Year | 4694 | 5% | 4459.3
57089 | HID | 89820 | HDP5000 L1/LK | Ea |  | 1 Year | 6895 | 5% | 6550.25
57090 | HID | 89821 | HDP5000 MG/L1/LK | Ea |  | 1 Year | 7294 | 5% | 6929.3
57091 | HID | 89822 | HDP5000 5121/L1/LK | Ea |  | 1 Year | 7694 | 5% | 7309.3
57092 | HID | 89823 | HDP5000 5125/L1/LK | Ea |  | 1 Year | 7694 | 5% | 7309.3
57093 | HID | 89824 | HDP5000 MG/5121/L1/LK | Ea |  | 1 Year | 8293 | 5% | 7878.35
57094 | HID | 89825 | HDP5000 MG/5125/L1/LK | Ea |  | 1 Year | 8293 | 5% | 7878.35
57095 | HID | 89840 | HDP5000 FD/LK | Ea |  | 1 Year | 5345 | 5% | 5077.75
57096 | HID | 89841 | HDP5000 FD/MG/LK | Ea |  | 1 Year | 5744 | 5% | 5456.8
57097 | HID | 89842 | HDP5000 FD/5121/LK | Ea |  | 1 Year | 6144 | 5% | 5836.8
57098 | HID | 89843 | HDP5000 FD/5125/LK | Ea |  | 1 Year | 6144 | 5% | 5836.8
57099 | HID | 89844 | HDP5000 FD/MG/5121/LK | Ea |  | 1 Year | 6743 | 5% | 6405.85
57100 | HID | 89845 | HDP5000 FD/MG/5125/LK | Ea |  | 1 Year | 6743 | 5% | 6405.85
57101 | HID | 89848 | HDP5000 FD/5121D/LK | Ea |  | 1 Year | 6144 | 5% | 5836.8
57102 | HID | 89849 | HDP5000 FD/5125D/LK | Ea |  | 1 Year | 6144 | 5% | 5836.8
57103 | HID | 89850 | HDP5000 FD/MG/5121D/LK | Ea |  | 1 Year | 6743 | 5% | 6405.85
57104 | HID | 89851 | HDP5000 FD/MG/5125D/LK | Ea |  | 1 Year | 6743 | 5% | 6405.85
57105 | HID | 89852 | HDP5000 FD/5125/5121D/LK | Ea |  | 1 Year | 7345 | 5% | 6977.75
57106 | HID | 89853 | HDP5000 FD/MG/5125/5121D/LK | Ea |  | 1 Year | 7742 | 5% | 7354.9
57107 | HID | 89854 | HDP5000 FD/MG JISII/LK | Ea |  | 1 Year | 5744 | 5% | 5456.8
57108 | HID | 89860 | HDP5000 FD/L1/LK | Ea |  | 1 Year | 7945 | 5% | 7547.75
57109 | HID | 89861 | HDP5000 FD/MG/L1/LK | Ea |  | 1 Year | 8545 | 5% | 8117.75
57110 | HID | 89862 | HDP5000 FD/5121/L1/LK | Ea |  | 1 Year | 8744 | 5% | 8306.8
57111 | HID | 89863 | HDP5000 FD/5125/L1/LK | Ea |  | 1 Year | 8744 | 5% | 8306.8
57112 | HID | 89864 | HDP5000 FD/MG/5121/L1/LK | Ea |  | 1 Year | 9343 | 5% | 8875.85
57113 | HID | 89865 | HDP5000 FD/MG/5125/L1/LK | Ea |  | 1 Year | 9343 | 5% | 8875.85
57114 | HID | 89868 | HDP5000 FD/5121D/L1/LK | Ea |  | 1 Year | 9045 | 5% | 8592.75
57115 | HID | 89869 | HDP5000 FD/5125D/L1/LK | Ea |  | 1 Year | 8744 | 5% | 8306.8
57116 | HID | 89870 | HDP5000 FD/MG/5121D/L1/LK | Ea |  | 1 Year | 9343 | 5% | 8875.85
57117 | HID | 89871 | HDP5000 FD/MG/5125D/L1/LK | Ea |  | 1 Year | 9343 | 5% | 8875.85
57118 | HID | 89872 | HDP5000 FD/5125/5121D/L1/LK | Ea |  | 1 Year | 9743 | 5% | 9255.85
57119 | HID | 89873 | HDP5000 FD/MG/5125/5121D/L1/LK | Ea |  | 1 Year | 10545 | 5% | 10017.75
57120 | HID | 89880 | HDP5000 FD/L2/LK | Ea |  | 1 Year | 8745 | 5% | 8307.75
57121 | HID | 89881 | HDP5000 FD/MG/L2/LK | Ea |  | 1 Year | 9545 | 5% | 9067.75
57122 | HID | 89882 | HDP5000 FD/5121/L2/LK | Ea |  | 1 Year | 9744 | 5% | 9256.8
57123 | HID | 89883 | HDP5000 FD/5125/L2/LK | Ea |  | 1 Year | 9744 | 5% | 9256.8
57124 | HID | 89884 | HDP5000 FD/MG/5121/L2/LK | Ea |  | 1 Year | 10343 | 5% | 9825.85
57125 | HID | 89885 | HDP5000 FD/MG/5125/L2/LK | Ea |  | 1 Year | 10343 | 5% | 9825.85
57126 | HID | 89888 | HDP5000 FD/5121D/L2/LK | Ea |  | 1 Year | 9945 | 5% | 9447.75
57127 | HID | 89889 | HDP5000 FD/5125D/L2/LK | Ea |  | 1 Year | 9744 | 5% | 9256.8
57128 | HID | 89890 | HDP5000 FD/MG/5121D/L2/LK | Ea |  | 1 Year | 10343 | 5% | 9825.85
57129 | HID | 89891 | HDP5000 FD/MG/5125D/L2/LK | Ea |  | 1 Year | 10343 | 5% | 9825.85
57130 | HID | 89892 | HDP5000 FD/5125/5121D/L2/LK | Ea |  | 1 Year | 10743 | 5% | 10205.85
57131 | HID | 89893 | HDP5000 FD/MG/5125/5121D/L2/LK | Ea |  | 1 Year | 11342 | 5% | 10774.9
57132 | HID | 89900 | HDP5000 DH/LK | Ea |  | 1 Year | 5295 | 5% | 5030.25
57133 | HID | 89901 | HDP5000 DH/MG/LK | Ea |  | 1 Year | 5693 | 5% | 5408.35
57134 | HID | 89902 | HDP5000 DH/5121/LK | Ea |  | 1 Year | 6093 | 5% | 5788.35
57135 | HID | 89903 | HDP5000 DH/5125/LK | Ea |  | 1 Year | 6093 | 5% | 5788.35
57136 | HID | 89904 | HDP5000 DH/MG/5121/LK | Ea |  | 1 Year | 6692 | 5% | 6357.4
57137 | HID | 89905 | HDP5000 DH/MG/5125/LK | Ea |  | 1 Year | 6692 | 5% | 6357.4
57138 | HID | 89920 | HDP5000 DH/L1/LK | Ea |  | 1 Year | 7694 | 5% | 7309.3
57139 | HID | 89921 | HDP5000 DH/MG/L1/LK | Ea |  | 1 Year | 8293 | 5% | 7878.35
57140 | HID | 89922 | HDP5000 DH/5121/L1/LK | Ea |  | 1 Year | 8693 | 5% | 8258.35
57141 | HID | 89923 | HDP5000 DH/5125/L1/LK | Ea |  | 1 Year | 8693 | 5% | 8258.35
57142 | HID | 89924 | HDP5000 DH/MG/5121/L1/LK | Ea |  | 1 Year | 9292 | 5% | 8827.4
57143 | HID | 89925 | HDP5000 DH/MG/5125/L1/LK | Ea |  | 1 Year | 9495 | 5% | 9020.25
57144 | HID | 89940 | HDP5000 FD/DH/LK | Ea |  | 1 Year | 6144 | 5% | 5836.8
57145 | HID | 89941 | HDP5000 FD/DH/MG/LK | Ea |  | 1 Year | 6743 | 5% | 6405.85
57146 | HID | 89942 | HDP5000 FD/DH/5121/LK | Ea |  | 1 Year | 7143 | 5% | 6785.85
57147 | HID | 89943 | HDP5000 FD/DH/5125/LK | Ea |  | 1 Year | 7143 | 5% | 6785.85
57148 | HID | 89944 | HDP5000 FD/DH/MG/5121/LK | Ea |  | 1 Year | 7742 | 5% | 7354.9
57149 | HID | 89945 | HDP5000 FD/DH/MG/5125/LK | Ea |  | 1 Year | 7742 | 5% | 7354.9
57150 | HID | 89948 | HDP5000 FD/DH/5121D/LK | Ea |  | 1 Year | 7143 | 5% | 6785.85
57151 | HID | 89949 | HDP5000 FD/DH/5125D/LK | Ea |  | 1 Year | 7143 | 5% | 6785.85
57152 | HID | 89950 | HDP5000 FD/DH/MG/5121D/LK | Ea |  | 1 Year | 7742 | 5% | 7354.9
57153 | HID | 89951 | HDP5000 FD/DH/MG/5125D/LK | Ea |  | 1 Year | 7742 | 5% | 7354.9
57154 | HID | 89952 | HDP5000 FD/DH/5125/5121D/LK | Ea |  | 1 Year | 8142 | 5% | 7734.9
57155 | HID | 89953 | HDP5000 FD/DH/MG/5125/5121D/LK | Ea |  | 1 Year | 8741 | 5% | 8303.95
57156 | HID | 89960 | HDP5000 FD/DH/L1/LK | Ea |  | 1 Year | 8945 | 5% | 8497.75
57157 | HID | 89961 | HDP5000 FD/DH/MG/L1/LK | Ea |  | 1 Year | 9343 | 5% | 8875.85
57158 | HID | 89962 | HDP5000 FD/DH/5121/L1/LK | Ea |  | 1 Year | 9743 | 5% | 9255.85
57159 | HID | 89963 | HDP5000 FD/DH/5125/L1/LK | Ea |  | 1 Year | 9743 | 5% | 9255.85
57160 | HID | 89964 | HDP5000 FD/DH/MG/5121/L1/LK | Ea |  | 1 Year | 10342 | 5% | 9824.9
57161 | HID | 89965 | HDP5000 FD/DH/MG/5125/L1/LK | Ea |  | 1 Year | 10342 | 5% | 9824.9
57162 | HID | 89968 | HDP5000 FD/DH/5121D/L1/LK | Ea |  | 1 Year | 9945 | 5% | 9447.75
57163 | HID | 89969 | HDP5000 FD/DH/5125D/L1/LK | Ea |  | 1 Year | 9743 | 5% | 9255.85
57164 | HID | 89970 | HDP5000 FD/DH/MG/5121D/L1/LK | Ea |  | 1 Year | 10445 | 5% | 9922.75
57165 | HID | 89971 | HDP5000 FD/DH/MG/5125D/L1/LK | Ea |  | 1 Year | 10545 | 5% | 10017.75
57166 | HID | 89972 | HDP5000 FD/DH/5125/5121D/L1/LK | Ea |  | 1 Year | 10742 | 5% | 10204.9
57167 | HID | 89973 | HDP5000 FD/DH/MG/5125/5121D/L1/LK | Ea |  | 1 Year | 11341 | 5% | 10773.95
57168 | HID | 89980 | HDP5000 FD/DH/L2/LK | Ea |  | 1 Year | 9945 | 5% | 9447.75
57169 | HID | 89981 | HDP5000 FD/DH/MG/L2/LK | Ea |  | 1 Year | 10545 | 5% | 10017.75
57170 | HID | 89982 | HDP5000 FD/DH/5121/L2/LK | Ea |  | 1 Year | 10743 | 5% | 10205.85
57171 | HID | 89983 | HDP5000 FD/DH/5125/L2/LK | Ea |  | 1 Year | 10743 | 5% | 10205.85
57172 | HID | 89984 | HDP5000 FD/DH/MG/5121/L2/LK | Ea |  | 1 Year | 11342 | 5% | 10774.9
57173 | HID | 89985 | HDP5000 FD/DH/MG/5125/L2/LK | Ea |  | 1 Year | 11342 | 5% | 10774.9
57174 | HID | 89988 | HDP5000 FD/DH/5121D/L2/LK | Ea |  | 1 Year | 10743 | 5% | 10205.85
57175 | HID | 89989 | HDP5000 FD/DH/5125D/L2/LK | Ea |  | 1 Year | 10743 | 5% | 10205.85
57176 | HID | 89990 | HDP5000 FD/DH/MG/5121D/L2/LK | Ea |  | 1 Year | 11342 | 5% | 10774.9
57177 | HID | 89991 | HDP5000 FD/DH/MG/5125D/L2/LK | Ea |  | 1 Year | 11342 | 5% | 10774.9
57178 | HID | 89992 | HDP5000 FD/DH/5125/5121D/L2/LK | Ea |  | 1 Year | 11742 | 5% | 11154.9
57179 | HID | 89993 | HDP5000 FD/DH/MG/5125/5121D/L2/LK | Ea |  | 1 Year | 12341 | 5% | 11723.95
57180 | HID | 89996 | HDP5000 FD/DH/MG/5127/L2/LK | Ea |  | 1 Year | 11545 | 5% | 10967.75
57181 | HID | 130063 | PWR CORD - BLACK | Ea |  | 1 Year | 18 | 5% | 17.1
57182 | HID | 130069 | PWR CORD - EUROPEAN 6 FOOT | Ea |  | 1 Year | 18 | 5% | 17.1
57183 | HID | 130070 | PWR CORD - BLK UK 6 FOOT | Ea |  | 1 Year | 18 | 5% | 17.1
57184 | HID | 150071 | SPRING-COMP.120ODx.375Lx.014WD | Ea |  | 1 Year | 1.62 | 5% | 1.539
57185 | HID | 150074 | SPRING-COMP .48ODx 1.0L x.036 | Ea |  | 1 Year | 1.8 | 5% | 1.71
57186 | HID | 150175 | SPRING-COMP .240 X .562 X .016 | Ea |  | 1 Year | 1.44 | 5% | 1.368
57187 | HID | 220058 | PRINTHEAD THERMAL KKE | Ea |  | 1 Year | 699 | 5% | 664.05
57188 | HID | 260212 | BAG 24 X 26 3 MIL | Ea |  | 1 Year | 0.84 | 5% | 0.798
57189 | HID | 260218 | BOX 9 1/8 X 6 1/8 X 1 3/8 C-SE | Ea |  | 1 Year | 3.75 | 5% | 3.5625
57190 | HID | 260253 | BAG POLY 30 X 30 - 2 MIL | Ea |  | 1 Year | 1.05 | 5% | 0.9975
57191 | HID | 260272 | BAG POLY 36 X 36 - 2 MIL | Ea |  | 1 Year | 1.25 | 5% | 1.1875
57192 | HID | 260287 | BAG POLY 20 X 20 X 2 MIL | Ea |  | 1 Year | 0.6 | 5% | 0.57
57193 | HID | 510863 | CARD TEST MIFARE ENCODING | Ea |  | 1 Year | 15 | 5% | 14.25
57194 | HID | 510864 | CARD TEST HID PROX READING | Ea |  | 1 Year | 15 | 5% | 14.25
57195 | HID | 510935 | CARD TEST ICLASS ENCODING | Ea |  | 1 Year | 15 | 5% | 14.25
57196 | HID | 511024 | HDP5000 DRIVER CD | Ea |  | 1 Year | 2.5 | 5% | 2.375
57197 | HID | 511027 | CARD TEST CONTACT SMART | Ea |  | 1 Year | 15 | 5% | 14.25
57198 | HID | 511190 | FARGO HDP8500 SOFTWARE/DRIVER CD-ROM | Ea |  | 1 Year | 2 | 5% | 1.9
57199 | HID | 760252 | CAM-HEADLIFT; CAVITY FAMILY MO | Ea |  | 1 Year | 0.48 | 5% | 0.456
57200 | HID | 760286 | PULLEY-RBN MOTOR | Ea |  | 1 Year | 1.17 | 5% | 1.1115
57201 | HID | 760288 | GEAR-RBN IDLER | Ea |  | 1 Year | 1.2 | 5% | 1.14
57202 | HID | 771687 | PULLEY-GEAR COMBINATION | Ea |  | 1 Year | 10 | 5% | 9.5
57203 | HID | 810253 | BRUSH-STATIC DISSIPATIVE | Ea |  | 1 Year | 12 | 5% | 11.4
57204 | HID | 810265 | GEAR-PLATEN CARD DRIVE | Ea |  | 1 Year | 10 | 5% | 9.5
57205 | HID | 810266 | GEAR-CARD TRANSPORT DRIVE | Ea |  | 1 Year | 15 | 5% | 14.25
57206 | HID | 810492 | ENCODER WHEEL | Ea |  | 1 Year | 12.81 | 5% | 12.1695
57207 | HID | 840236 | POST-MAG HEAD 2MM | Ea |  | 1 Year | 2.14 | 5% | 2.033
57208 | HID | 840288 | PULLEY-PRESS 15 GRV MXL | Ea |  | 1 Year | 12.02 | 5% | 11.419
57209 | HID | 2121300 | STR:SENSOR :22 2601:VIN | Ea |  | 1 Year | 3.1 | 5% | 2.945
57210 | HID | 2719030 | CG3: PET CARD, NO TECHNOLOGY, .030 THICK, F-GLOSS, B-GLOSS | Ea |  | 1 Year | 1.04 | 5% | 0.988
57211 | HID | 2930020 | CAT GRAF QUAL OVLAY FOR CR CD | Ea |  | 1 Year | 0.9 | 5% | 0.855
57212 | HID | 0055A | END ITEM, SMARTID SCREW COVER, GEN II, ROHS COMPLIANT | Ea |  | 1 Year | 3 | 5% | 2.85
57213 | HID | 0056A | END ITEM, SMARTID BLACK PLEXIGLASS COVER, GEN II, ROHS COMPLIANT | Ea |  | 1 Year | 5 | 5% | 4.75
57214 | HID | 0057A | END ITEM, SMARTID,8 PIN TERMINAL BLOCK FEMALE CONNECTOR, ROHS COMPLIANT | Ea |  | 1 Year | 8 | 5% | 7.6
57215 | HID | 01-0014-01 | CBL, ASSY, BIO MODULE, SAGEM CBM, 5 IN. | Ea |  | 1 Year | 30 | 5% | 28.5
57216 | HID | 01-0032-01 | CARD KIT, PIV CLASS, AI STANDARD TEST CARD PKG ACTIVIDENTITY P/N: TPPPIV02SP (GOOD PIV AND PIV-I CARD PLUS A GOOD PIV CARD THAT IS REVOKED AND IS ON THE CRL) INCLUDES THE CA CERTIFICATES AND ASSOCIATED CRL. | Ea |  | 1 Year | 350 | 5% | 332.5
57217 | HID | 01-0034-01 | CARD KIT, PIV CLASS, AI AUDIT CARD PKG ACTIVIDENTITY P/N: TPPPIV03SP. INCLUDES 23 CARDS, 2 ARE "GOLDEN" CARDS WITH NO ERRORS: THE REMAINING 21 HAVE SOME TYPE OF SECURITY COMPROMISE. INCLUDES CA CERTIFICATES, CRL, AND USER GUIDES. | Ea |  | 1 Year | 880 | 5% | 836
57218 | HID | 0300A | END ITEM, SMARTID TAMPER SWITCH, ROHS COMPLIANT | Ea |  | 1 Year | 20 | 5% | 19
57219 | HID | 04-0001-03 | TOOL, SCTY-SPNR BIT, ENTRYPROX | Ea |  | 1 Year | 5.2 | 5% | 4.94
57220 | HID | 050030C | DTC1250E ETH/MG NA CHINA | Ea |  | 1 Year | 2999 | 5% | 2849.05
57221 | HID | 0501600475-120890 | ICLASS CONFIGURATION CARD, 40K JCOP CONTACTLESS, 10 PACK | Ea |  | 1 Year | 20 | 5% | 19
57222 | HID | 0501600475-120890-P | ICLASS CONFIGURATION CARD, 40K JCOP CONTACTLESS, PRE PRINTED & INITIALIZED | Ea |  | 1 Year | 20 | 5% | 19
57223 | HID | 0501600475-A000067 | CONFIGURATION CARD, SMARTCARD J3A040 V2.4.1, PROG., F-ULTRA LOW POWER MODE, B-SE READER CONFIG CARD, NO #, NO SLOT | Ea |  | 1 Year | 20 | 5% | 19
57224 | HID | 0501600475-A000068 | CONFIGURATION CARD, SMARTCARD J3A040 V2.4.1, PROG., F-NORMAL POWER MODE, B-SE READER CONFIG CARD, NO#, NO SLOT | Ea |  | 1 Year | 20 | 5% | 19
57225 | HID | 0501600475-CONFIG | CONFIGURATION CARD, PRE PRINTED, INITIALIZED, ICLASS SE AND MULTICLASS SE | Ea |  | 1 Year | 20 | 5% | 19
57226 | HID | 053723U | DTC4500E UPGRADE L1 TAA | Ea |  | 1 Year | 2500 | 5% | 2375
57227 | HID | 055000U | DTC4500E TAA | Ea |  | 1 Year | 3599 | 5% | 3419.05
57228 | HID | 055006U | DTC4500E 5121/5125/CS TAA | Ea |  | 1 Year | 4599 | 5% | 4369.05
57229 | HID | 055008U | DTC4500E 5127 TAA | Ea |  | 1 Year | 4399 | 5% | 4179.05
57230 | HID | 055010U | DTC4500E MG TAA | Ea |  | 1 Year | 4199 | 5% | 3989.05
57231 | HID | 055016U | DTC4500E MG/5121/5125/CS TAA | Ea |  | 1 Year | 5199 | 5% | 4939.05
57232 | HID | 055018U | DTC4500E MG/5127 TAA | Ea |  | 1 Year | 4999 | 5% | 4749.05
57233 | HID | 055020U | DTC4500E LK TAA | Ea |  | 1 Year | 3699 | 5% | 3514.05
57234 | HID | 055100U | DTC4500E FD TAA | Ea |  | 1 Year | 4649 | 5% | 4416.55
57235 | HID | 055106U | DTC4500E FD/5121/5125/CS TAA | Ea |  | 1 Year | 5549 | 5% | 5271.55
57236 | HID | 055108U | DTC4500E FD/5127 TAA | Ea |  | 1 Year | 5349 | 5% | 5081.55
57237 | HID | 055110U | DTC4500E FD/MG TAA | Ea |  | 1 Year | 5249 | 5% | 4986.55
57238 | HID | 055116U | DTC4500E FD/MG/5121/5125/CS TAA | Ea |  | 1 Year | 6149 | 5% | 5841.55
57239 | HID | 055118U | DTC4500E FD/MG/5127 TAA | Ea |  | 1 Year | 5949 | 5% | 5651.55
57240 | HID | 055200U | DTC4500E IO TAA | Ea |  | 1 Year | 4199 | 5% | 3989.05
57241 | HID | 055206U | DTC4500E IO/5121/5125/CS TAA | Ea |  | 1 Year | 5199 | 5% | 4939.05
57242 | HID | 055210U | DTC4500E IO/MG TAA | Ea |  | 1 Year | 4799 | 5% | 4559.05
57243 | HID | 055216U | DTC4500E IO/MG/5121/5125/CS TAA | Ea |  | 1 Year | 5799 | 5% | 5509.05
57244 | HID | 055300U | DTC4500E FD/IO TAA | Ea |  | 1 Year | 5249 | 5% | 4986.55
57245 | HID | 055306U | DTC4500E FD/IO/5121/5125/CS TAA | Ea |  | 1 Year | 6149 | 5% | 5841.55
57246 | HID | 055310U | DTC4500E FD/IO/MG TAA | Ea |  | 1 Year | 5749 | 5% | 5461.55
57247 | HID | 055316U | DTC4500E FD/IO/MG/5121/5125/CS TAA | Ea |  | 1 Year | 6749 | 5% | 6411.55
57248 | HID | 055400U | DTC4500E L1 TAA | Ea |  | 1 Year | 6099 | 5% | 5794.05
57249 | HID | 055406U | DTC4500E L1/5121/5125/CS TAA | Ea |  | 1 Year | 7099 | 5% | 6744.05
57250 | HID | 055408U | DTC4500E L1/5127 TAA | Ea |  | 1 Year | 6899 | 5% | 6554.05
57251 | HID | 055410U | DTC4500E L1/MG TAA | Ea |  | 1 Year | 6699 | 5% | 6364.05
57252 | HID | 055416U | DTC4500E L1/MG/5121/5125/CS TAA | Ea |  | 1 Year | 7699 | 5% | 7314.05
57253 | HID | 055418U | DTC4500E L1/MG/5127 TAA | Ea |  | 1 Year | 7499 | 5% | 7124.05
57254 | HID | 055500U | DTC4500E L2 TAA | Ea |  | 1 Year | 7149 | 5% | 6791.55
57255 | HID | 055506U | DTC4500E L2/5121/5125/CS TAA | Ea |  | 1 Year | 7644 | 5% | 7261.8
57256 | HID | 055508U | DTC4500E L2/5127 TAA | Ea |  | 1 Year | 7849 | 5% | 7456.55
57257 | HID | 055510U | DTC4500E L2/MG TAA | Ea |  | 1 Year | 7749 | 5% | 7361.55
57258 | HID | 055516U | DTC4500E L2/MG/5121/5125/CS TAA | Ea |  | 1 Year | 8649 | 5% | 8216.55
57259 | HID | 055518U | DTC4500E L2/MG/5127 TAA | Ea |  | 1 Year | 8449 | 5% | 8026.55
57260 | HID | 055520U | DTC4500E L2/LK TAA | Ea |  | 1 Year | 7249 | 5% | 6886.55
57261 | HID | 055526U | DTC4500E L2/5121/5125/CS/LK TAA | Ea |  | 1 Year | 8249 | 5% | 7836.55
57262 | HID | 055536U | DTC4500E L2/MG/5121/5125/CS/LK TAA | Ea |  | 1 Year | 8949 | 5% | 8501.55
57263 | HID | 055600U | DTC4500E STD BUNDLE W/ASURE ID TAA | Ea |  | 1 Year | 4399 | 5% | 4179.05
57264 | HID | 055602U | DTC4500E 5121 SYSTEM TAA | Ea |  | 1 Year | 4499 | 5% | 4274.05
57265 | HID | 055603U | DTC4500E FD 5121 SYSTEM TAA | Ea |  | 1 Year | 5149 | 5% | 4891.55
57266 | HID | 082237-022 | CSTM REG TTF KKU | Ea |  | 1 Year | 210 | 5% | 199.5
57267 | HID | 082605-047 | USASOC 1.0 LM2 WHL 250 L1/L2 | Ea |  | 1 Year | 189 | 5% | 179.55
57268 | HID | 082667-037 | KCSM 0.6 LM2 WHL 250 L1/L2 HS | Ea |  | 1 Year | 189 | 5% | 179.55
57269 | HID | 082667-114 | PORT TAMPA BAY 1.0 LM2 WHL 250 L1/L2 S | Ea |  | 1 Year | 189 | 5% | 179.55
57270 | HID | 088935U | H5K UPGRADE L1 TAA | Ea |  | 1 Year | 2500 | 5% | 2375
57271 | HID | 088936U | H5K UPGRADE L2 TAA | Ea |  | 1 Year | 3800 | 5% | 3610
57272 | HID | 089300U | HDP5000 SYSTEM W/ASURE ID TAA | Ea |  | 1 Year | 5295 | 5% | 5030.25
57273 | HID | 089600-OCE | HDP5000 ON CALL EXPRESS | Ea |  | 1 Year | 4794 | 5% | 4554.3
57274 | HID | 089600U | HDP5000 TAA | Ea |  | 1 Year | 4295 | 5% | 4080.25
57275 | HID | 089601U | HDP5000 MG TAA | Ea |  | 1 Year | 4895 | 5% | 4650.25
57276 | HID | 089602U | HDP5000 5121 TAA | Ea |  | 1 Year | 5295 | 5% | 5030.25
57277 | HID | 089603U | HDP5000 5125 TAA | Ea |  | 1 Year | 5295 | 5% | 5030.25
57278 | HID | 089609U | HDP5000 5127 TAA | Ea |  | 1 Year | 5295 | 5% | 5030.25
57279 | HID | 089610U | HDP5000 MG/5127 TAA | Ea |  | 1 Year | 5895 | 5% | 5600.25
57280 | HID | 089620-OCE | HDP5000 L1 ON CALL EXPRESS | Ea |  | 1 Year | 7794 | 5% | 7404.3
57281 | HID | 089620U | HDP5000 L1 TAA | Ea |  | 1 Year | 6795 | 5% | 6455.25
57282 | HID | 089621U | HDP5000 MG/L1 TAA | Ea |  | 1 Year | 7395 | 5% | 7025.25
57283 | HID | 089624U | HDP5000 MG/5121/L1 TAA | Ea |  | 1 Year | 8395 | 5% | 7975.25
57284 | HID | 089640-OCE | HDP5000 FD ON CALL EXPRESS | Ea |  | 1 Year | 5994 | 5% | 5694.3
57285 | HID | 089640U | HDP5000 FD TAA | Ea |  | 1 Year | 5345 | 5% | 5077.75
57286 | HID | 089641U | HDP5000 FD/MG TAA | Ea |  | 1 Year | 5945 | 5% | 5647.75
57287 | HID | 089642U | HDP5000 FD/5121 TAA | Ea |  | 1 Year | 6044 | 5% | 5741.8
57288 | HID | 089643U | HDP5000 FD/5125 TAA | Ea |  | 1 Year | 6044 | 5% | 5741.8
57289 | HID | 089644U | HDP5000 FD/MG/5121 TAA | Ea |  | 1 Year | 6643 | 5% | 6310.85
57290 | HID | 089645U | HDP5000 FD/MG/5125 TAA | Ea |  | 1 Year | 6643 | 5% | 6310.85
57291 | HID | 089646U | HDP5000 FD/5121/5125 TAA | Ea |  | 1 Year | 7043 | 5% | 6690.85
57292 | HID | 089647U | HDP5000 FD/MG/5121/5125 TAA | Ea |  | 1 Year | 7642 | 5% | 7259.9
57293 | HID | 089648U | HDP5000 FD/5121D TAA | Ea |  | 1 Year | 6345 | 5% | 6027.75
57294 | HID | 089649U | HDP5000 FD/5125D TAA | Ea |  | 1 Year | 6345 | 5% | 6027.75
57295 | HID | 089650U | HDP5000 FD/MG/5121D TAA | Ea |  | 1 Year | 6945 | 5% | 6597.75
57296 | HID | 089651U | HDP5000 FD/MG/5125D TAA | Ea |  | 1 Year | 6643 | 5% | 6310.85
57297 | HID | 089652U | HDP5000 FD/5125/5121D TAA | Ea |  | 1 Year | 7043 | 5% | 6690.85
57298 | HID | 089653U | HDP5000 FD/MG/5125/5121D TAA | Ea |  | 1 Year | 7945 | 5% | 7547.75
57299 | HID | 089655U | HDP5000 FD/5127 TAA | Ea |  | 1 Year | 6345 | 5% | 6027.75
57300 | HID | 089657U | HDP5000 FD/MG/5127 TAA | Ea |  | 1 Year | 6945 | 5% | 6597.75
57301 | HID | 089660-OCE | HDP5000 FD/L1 ON CALL EXPRESS | Ea |  | 1 Year | 9194 | 5% | 8734.3
57302 | HID | 089660U | HDP5000 FD/L1 TAA | Ea |  | 1 Year | 7845 | 5% | 7452.75
57303 | HID | 089661U | HDP5000 FD/MG/L1 TAA | Ea |  | 1 Year | 8445 | 5% | 8022.75
57304 | HID | 089668U | HDP5000 FD/5121D/L1 TAA | Ea |  | 1 Year | 8845 | 5% | 8402.75
57305 | HID | 089669U | HDP5000 FD/5125D/L1 TAA | Ea |  | 1 Year | 8845 | 5% | 8402.75
57306 | HID | 089670U | HDP5000 FD/MG/5121D/L1 TAA | Ea |  | 1 Year | 9445 | 5% | 8972.75
57307 | HID | 089671U | HDP5000 FD/MG/5125D/L1 TAA | Ea |  | 1 Year | 9445 | 5% | 8972.75
57308 | HID | 089672U | HDP5000 FD/5125/5121D/L1 TAA | Ea |  | 1 Year | 9845 | 5% | 9352.75
57309 | HID | 089680U | HDP5000 FD/L2 TAA | Ea |  | 1 Year | 8845 | 5% | 8402.75
57310 | HID | 089681U | HDP5000 FD/MG/L2 TAA | Ea |  | 1 Year | 9445 | 5% | 8972.75
57311 | HID | 089682U | HDP5000 FD/5121/L2 TAA | Ea |  | 1 Year | 9544 | 5% | 9066.8
57312 | HID | 089688U | HDP5000 FD/5121D/L2 TAA | Ea |  | 1 Year | 9845 | 5% | 9352.75
57313 | HID | 089689U | HDP5000 FD/5125D/L2 TAA | Ea |  | 1 Year | 9845 | 5% | 9352.75
57314 | HID | 089690U | HDP5000 FD/MG/5121D/L2 TAA | Ea |  | 1 Year | 10445 | 5% | 9922.75
57315 | HID | 089692U | HDP5000 FD/5125/5121D/L2 TAA | Ea |  | 1 Year | 10845 | 5% | 10302.75
57316 | HID | 089693U | HDP5000 FD/MG/5125/5121D/L2 TAA | Ea |  | 1 Year | 11445 | 5% | 10872.75
57317 | HID | 089700-OCE | HDP5000 DH ON CALL EXPRESS | Ea |  | 1 Year | 5693 | 5% | 5408.35
57318 | HID | 089740-OCE | HDP5000 FD/DH ON CALL EXPRESS | Ea |  | 1 Year | 6893 | 5% | 6548.35
57319 | HID | 089740U | HDP5000 FD/DH TAA | Ea |  | 1 Year | 5944 | 5% | 5646.8
57320 | HID | 089741U | HDP5000 FD/DH/MG TAA | Ea |  | 1 Year | 6543 | 5% | 6215.85
57321 | HID | 089742U | HDP5000 FD/DH/5121 TAA | Ea |  | 1 Year | 6943 | 5% | 6595.85
57322 | HID | 089743U | HDP5000 FD/DH/5125 TAA | Ea |  | 1 Year | 6943 | 5% | 6595.85
57323 | HID | 089744U | HDP5000 FD/DH/MG/5121 TAA | Ea |  | 1 Year | 7542 | 5% | 7164.9
57324 | HID | 089745U | HDP5000 FD/DH/MG/5125 TAA | Ea |  | 1 Year | 7542 | 5% | 7164.9
57325 | HID | 089746U | HDP5000 FD/DH/5121/5125 TAA | Ea |  | 1 Year | 7942 | 5% | 7544.9
57326 | HID | 089747U | HDP5000 FD/DH/MG/5121/5125 TAA | Ea |  | 1 Year | 8541 | 5% | 8113.95
57327 | HID | 089748U | HDP5000 FD/DH/5121D TAA | Ea |  | 1 Year | 6943 | 5% | 6595.85
57328 | HID | 089749U | HDP5000 FD/DH/5125D TAA | Ea |  | 1 Year | 6943 | 5% | 6595.85
57329 | HID | 089750U | HDP5000 FD/DH/MG/5121D TAA | Ea |  | 1 Year | 7542 | 5% | 7164.9
57330 | HID | 089751U | HDP5000 FD/DH/MG/5125D TAA | Ea |  | 1 Year | 7542 | 5% | 7164.9
57331 | HID | 089752U | HDP5000 FD/DH/5125/5121D TAA | Ea |  | 1 Year | 7942 | 5% | 7544.9
57332 | HID | 089753U | HDP5000 FD/DH/MG/5125/5121D TAA | Ea |  | 1 Year | 8541 | 5% | 8113.95
57333 | HID | 089760-OCE | HDP5000 FD/DH/L1 ON CALL EXPRESS | Ea |  | 1 Year | 9594 | 5% | 9114.3
57334 | HID | 089780U | HDP5000 FD/DH/L2 TAA | Ea |  | 1 Year | 9444 | 5% | 8971.8
57335 | HID | 089789U | HDP5000 FD/DH/5125D/L2 TAA | Ea |  | 1 Year | 10745 | 5% | 10207.75
57336 | HID | 089900-OCE | HDP5000 DH/LK ON CALL EXPRESS | Ea |  | 1 Year | 5893 | 5% | 5598.35
57337 | HID | 089940-OCE | HDP5000 FD/DH/LK ON CALL EXPRESS | Ea |  | 1 Year | 7093 | 5% | 6738.35
57338 | HID | 089970U | HDP5000 FD/DH/MG/5121D/L1/LK TAA | Ea |  | 1 Year | 10342 | 5% | 9824.9
57339 | HID | 1100-1174 | P/T HOUSING, BLACK, W/STEEL POST | Ea |  | 1 Year | 20.34 | 5% | 19.323
57340 | HID | 1100-1274 | PT HOUSING, WHITE, W/STEEL POST | Ea |  | 1 Year | 12 | 5% | 11.4
57341 | HID | 1100-1998-01 | COVER REMOVAL TOOL (500 SERIES) | Ea |  | 1 Year | 8.52 | 5% | 8.094
57342 | HID | 1100-3598 | ENCLOSURE, BLACK, CAST | Ea |  | 1 Year | 222.85 | 5% | 211.7075
57343 | HID | 1100-3607 | GASKET, PLASTIC, MODEL 780 | Ea |  | 1 Year | 5.27 | 5% | 5.0065
57344 | HID | 1100-3657 | FACEPLATE P/T, PASS THRU | Ea |  | 1 Year | 8.63 | 5% | 8.1985
57345 | HID | 1100-3785 | MOLDED BACK GASKET, RUBBER, MODEL 740/780 | Ea |  | 1 Year | 27.2 | 5% | 25.84
57346 | HID | 1100-3852 | FACEPLATE, MYLAR, MODEL 740 | Ea |  | 1 Year | 28.57 | 5% | 27.1415
57347 | HID | 1100-4452 | CARD PVC W/MAGSTRIPE, ISO THIN, NON-PROG, DIRECT PRINTING | Ea |  | 1 Year | 6.12 | 5% | 5.814
57348 | HID | 1100-8100 | UNIVERSAL STEEL MOUNTING PLATE | Ea |  | 1 Year | 30 | 5% | 28.5
57349 | HID | 1153-0019 | MAGVIEW SPRAY (ENCODERS), BARCODE #76413280019 | Ea |  | 1 Year | 45.72 | 5% | 43.434
57350 | HID | 130285N | WASHER .125IDX.375ODx.04 NYLON | Ea |  | 1 Year | 0.26 | 5% | 0.247
57351 | HID | 130307N | RIVET DIA. .094 X .125 BAA | Ea |  | 1 Year | 2.5 | 5% | 2.375
57352 | HID | 130870N | NUT M2.5X.45 | Ea |  | 1 Year | 0.14 | 5% | 0.133
57353 | HID | 130871N | SCREW M2.5X.45X10MM PPH CZ | Ea |  | 1 Year | 0.16 | 5% | 0.152
57354 | HID | 130877N | WASHER .257 IDX.400 OD .032 TH | Ea |  | 1 Year | 1.24 | 5% | 1.178
57355 | HID | 130878N | CLAMP-CBL MWSEB-3-01A-RT | Ea |  | 1 Year | 0.98 | 5% | 0.931
57356 | HID | 130950N | WASHER-SPRING .193x.375x.004" | Ea |  | 1 Year | 0.66 | 5% | 0.627
57357 | HID | 130951N | WASHER-SPRING .269x.423x.006" | Ea |  | 1 Year | 0.32 | 5% | 0.304
57358 | HID | 130952N | DOWEL PIN .0625D X .375L | Ea |  | 1 Year | 0.26 | 5% | 0.247
57359 | HID | 130958N | SCREW M2X.4X6MM FLATHEAD PHIL | Ea |  | 1 Year | 0.2 | 5% | 0.19
57360 | HID | 130985N | NUT M3 X .5 KEPS CZ | Ea |  | 1 Year | 0.2 | 5% | 0.19
57361 | HID | 130989N | SCREW M3 X .5 X 6MM PCSH | Ea |  | 1 Year | 0.14 | 5% | 0.133
57362 | HID | 1324GAN11 | COV, DYE SUB OVLAY | Ea |  | 1 Year | 0.98 | 5% | 0.931
57363 | HID | 1324GAN21 | COV, DYE SUB OVLAY | Ea |  | 1 Year | 0.98 | 5% | 0.931
57364 | HID | 1324GAN22 | COV, DYE SUB OVLAY | Ea |  | 1 Year | 0.98 | 5% | 0.931
57365 | HID | 1324GAV11 | COV, DYE SUB OVLAY | Ea |  | 1 Year | 0.98 | 5% | 0.931
57366 | HID | 1324GAV21 | COV, DYE SUB OVLAY | Ea |  | 1 Year | 0.98 | 5% | 0.931
57367 | HID | 1324GAV22 | COV, DYE SUB OVLAY | Ea |  | 1 Year | 0.98 | 5% | 0.931
57368 | HID | 1324GBN22 | COV, CD TXP W/O SLT, PCII SIZE, 20 MIL, 3M ADH | Ea |  | 1 Year | 0.98 | 5% | 0.931
57369 | HID | 1324GBV22 | COV, CD TXP W/ SLT, PCII SIZE, 20 MIL, 3M ADH | Ea |  | 1 Year | 0.98 | 5% | 0.931
57370 | HID | 1326CGSMV | PROXCARD II, PROG. CASI RUSCO FORMAT, WHITE/HID LOGO, MATCHING #, VERT SLOT | Ea |  | 1 Year | 3.53 | 5% | 3.3535
57371 | HID | 1326LASMV | PROXCARD II, PROG, ADHESIVE, B-HID LOGO, MATCH #, VERT SLOT | Ea |  | 1 Year | 4.18 | 5% | 3.971
57372 | HID | 1326LASNV | PROXCARD II, PROG, ADHESIVE, B-HID LOGO, NO #, VERT SLOT | Ea |  | 1 Year | 4.18 | 5% | 3.971
57373 | HID | 1326LASRV | PROXCARD II, PROG, ADHESIVE, B-HID LOGO, RANDOM #, VERT SLOT | Ea |  | 1 Year | 4.18 | 5% | 3.971
57374 | HID | 1326LASSV | PROXCARD II, PROG, ADHESIVE, B-HID LOGO, SEQ #, VERT SLOT | Ea |  | 1 Year | 4.18 | 5% | 3.971
57375 | HID | 1326LCSSV-A140C | PROXCARD II, CUSTOM, ADI, SAFE SYS, PTD | Ea |  | 1 Year | 3.53 | 5% | 3.3535
57376 | HID | 1326LGSMV | PROXCARD II, PROG, F-GLOSS, B-HID LOGO, MATCH #, VERT SLOT | Ea |  | 1 Year | 3.53 | 5% | 3.3535
57377 | HID | 1326LGSMV-27452 | PROXCARD II, PROG, F-GLOSS, B-HID LOGO, MATCH #, VERT SLOT, PACKAGED 50 PER BOX | Ea |  | 1 Year | 3.53 | 5% | 3.3535
57378 | HID | 1326LGSNV | PROXCARD II, PROG, F-GLOSS, B-HID LOGO, NO #, VERT SLOT | Ea |  | 1 Year | 3.53 | 5% | 3.3535
57379 | HID | 1326LGSRV | PROXCARD II, PROG, F-GLOSS, B-HID LOGO, RANDOM #, VERT SLOT | Ea |  | 1 Year | 3.53 | 5% | 3.3535
57380 | HID | 1326LGSSV | PROXCARD II, PROG, F-GLOSS, B-HID LOGO, SEQ #, VERT SLOT | Ea |  | 1 Year | 3.53 | 5% | 3.3535
57381 | HID | 1326LMSMV | PROXCARD II, PROG, F-MATTE, B-HID LOGO, MATCH #, VERT SLOT | Ea |  | 1 Year | 3.53 | 5% | 3.3535
57382 | HID | 1326LMSMV-PACK100 | PROXCARD II, PROG, F-MATTE, B-HID LOGO, MATCHING #, VERT SLOT, PACK 100 | Ea |  | 1 Year | 3.53 | 5% | 3.3535
57383 | HID | 1326LMSMV-U1496 | PROXCARD II, CUSTOM, WHT, STD, PACKAGED 100 PER BOX, SARGENT PN: 52-0219 | Ea |  | 1 Year | 3.53 | 5% | 3.3535
57384 | HID | 1326LMSNV | PROXCARD II, PROG, F-MATTE, B-HID LOGO, NO #, VERT SLOT | Ea |  | 1 Year | 3.53 | 5% | 3.3535
57385 | HID | 1326LMSRV | PROXCARD II, PROG, F-MATTE, B-HID LOGO, RANDOM #, VERT SLOT | Ea |  | 1 Year | 3.53 | 5% | 3.3535
57386 | HID | 1326LMSRV-DMP | PROXCARD II, PROG, F-MATTE, B-HID PROX LOGO, RANDOM NON-MATCHING SEQ #, VERT SLOT, CUSTOM CUSTOMER LIST | Ea |  | 1 Year | 3.53 | 5% | 3.3535
57387 | HID | 1326LMSSV | PROXCARD II, PROG, F-MATTE, B-HID LOGO, SEQ #, VERT SLOT | Ea |  | 1 Year | 3.53 | 5% | 3.3535
57388 | HID | 1326LMSSV-PACK50 | PROXCARD II, PROG, F-MATTE, B-HID LOGO, SEQ #, VERT SLOT, PACKED 50 PER BOX | Ea |  | 1 Year | 3.53 | 5% | 3.3535
57389 | HID | 1326LSSMV | PROXCARD II, PROG, F-HID LOGO, B-HID LOGO, MATCH #, VERT SLOT | Ea |  | 1 Year | 3.53 | 5% | 3.3535
57390 | HID | 1326LSSMV-110249 | PROXCARD II, PROG, F-HID LOGO, B-HID LOGO, MATCH #, CUSTOM PACKAGING 50 PER BOX | Ea |  | 1 Year | 3.53 | 5% | 3.3535
57391 | HID | 1326LSSMV-160101 | PROXCARD II, PROG, F-HID LOGO, B-HID LOGO, MATCH #, VERT SLOT, CUST INKJET W/OUT SO# | Ea |  | 1 Year | 3.53 | 5% | 3.3535
57392 | HID | 1326LSSMV-PACK50 | PROXCARD II, PROG, F-HID LOGO, B-HID LOGO, MATCH #, PACKAGING 50 PER BOX | Ea |  | 1 Year | 3.53 | 5% | 3.3535
57393 | HID | 1326LSSNV | PROXCARD II, PROG, F-HID LOGO, B-HID LOGO, NO #, VERT SLOT | Ea |  | 1 Year | 3.53 | 5% | 3.3535
57394 | HID | 1326LSSRV | PROXCARD II, PROG, F-HID LOGO, B-HID LOGO, RANDOM #, VERT SLOT | Ea |  | 1 Year | 3.53 | 5% | 3.3535
57395 | HID | 1326LSSSV | PROXCARD II, PROG, F-HID LOGO, B-HID LOGO, SEQ #, VERT SLOT | Ea |  | 1 Year | 3.53 | 5% | 3.3535
57396 | HID | 1326LSSSV-160101 | PROXCARD II, PROG, F-HID LOGO, B-HID LOGO, SEQ. #, VERT SLOT, CUST INKJET W/OUT SO# | Ea |  | 1 Year | 3.53 | 5% | 3.3535
57397 | HID | 1326NASSV | PROXCARD II, NON-PROG, ADHESIVE, B-HID LOGO, SEQ #, VERT SLOT | Ea |  | 1 Year | 4.18 | 5% | 3.971
57398 | HID | 1326NGCNV-A000486 | PROXCARD II, NON-PROG, F-GLOSS, B-HID LOGO W/ CUSTOMER TEXT, NO #, VERT SLOT | Ea |  | 1 Year | 3.53 | 5% | 3.3535
57399 | HID | 1326NGSNV | PROXCARD II, NON-PROG, F-GLOSS, B-HID LOGO, NO #, VERT SLOT | Ea |  | 1 Year | 3.53 | 5% | 3.3535
57400 | HID | 1326NGSSV | PROXCARD II, NON-PROG, F-GLOSS, B-HID LOGO, SEQ #, VERT SLOT | Ea |  | 1 Year | 3.53 | 5% | 3.3535
57401 | HID | 1326NMSNV | PROXCARD II, NON-PROG, F-MATTE, B-HID LOGO, NO #, VERT SLOT | Ea |  | 1 Year | 3.53 | 5% | 3.3535
57402 | HID | 1326NMSNV-NON-TECH | PROXCARD II, NON-TECHNOLOGY CLAMSHELL, F-MATTE, B-HID LOGO, NO #, VERT SLOT | Ea |  | 1 Year | 3.53 | 5% | 3.3535
57403 | HID | 1326NMSSV | PROXCARD II, NON-PROG, F-MATTE, B-HID LOGO, SEQ #, VERT SLOT | Ea |  | 1 Year | 3.53 | 5% | 3.3535
57404 | HID | 1326NNSNV-60045 | PROXCD II, NON-PROG, B-HID LOGO, NO #, VERT SLOT, SUPPLY 60-0045-01 LABEL | Ea |  | 1 Year | 3.53 | 5% | 3.3535
57405 | HID | 1326NSSNV | PROXCARD II, NON-PROG, F-HID LOGO, B-HID LOGO, NO #, VERT SLOT | Ea |  | 1 Year | 3.53 | 5% | 3.3535
57406 | HID | 1326NSSSV | PROXCARD II, NON-PROG, F-HID LOGO, B-HID LOGO, SEQ #, VERT SLOT | Ea |  | 1 Year | 3.53 | 5% | 3.3535
57407 | HID | 1326NWSNV | PROXCARD II, NON-PROG, F-MATTE, B-HID LOGO, NO #, VERT SLOT | Ea |  | 1 Year | 3.53 | 5% | 3.3535
57408 | HID | 1336LG1MN | DUOPROX II, PROG, F-GLOSS, B-GLOSS LOW CORE 300 OE MAG STRIPE, MATCH #, NO SLOT | Ea |  | 1 Year | 7.14 | 5% | 6.783
57409 | HID | 1336LG1MN-120327 | DUOPROX II, CUSTOM, F- GLOSS, B- HID BUG W/ LOCO 300 OE MAG STRIPE | Ea |  | 1 Year | 7.14 | 5% | 6.783
57410 | HID | 1336LG7MN | DUOPROX II, PROG, F-GLOSS, MAG STRIPE & DEBITEK, MATCH #, NO SLOT, LAM | Ea |  | 1 Year | 7.14 | 5% | 6.783
57411 | HID | 1336LG7RN | DUOPROX II, PROG, F-GLOSS, MAG STRIPE & DEBITEK, RANDOM #, NO SLOT, LAM | Ea |  | 1 Year | 7.14 | 5% | 6.783
57412 | HID | 1336LG7SN | DUOPROX II, PROG, F-GLOSS, MAG STRIPE & DEBITEK, SEQ #, NO SLOT, LAM | Ea |  | 1 Year | 7.14 | 5% | 6.783
57413 | HID | 1336LGCCV-110020 | DUOPROX II, PROG 125K, QUINTRON CUSTOM LASER LOCATION, RANDOM LASER#, VERT SLOT | Ea |  | 1 Year | 7.14 | 5% | 6.783
57414 | HID | 1336LGCMN-120714 | DUOPROX II, CUSTOM, F-GLOSS, B-GLOSS, MATCHING#, NO SLOT, CUSTOM INKJET & LOCATION W/OUT SALES ORDER | Ea |  | 1 Year | 7.14 | 5% | 6.783
57415 | HID | 1336LGCMN-120836 | DUOPROX II, PROG, F-GLOSS, B-2750 MAG STRIPE & DEBITEK, MATCH #, NO SLOT | Ea |  | 1 Year | 7.14 | 5% | 6.783
57416 | HID | 1336LGCMN-310059 | DUOPROX II, PROG, F-GLOSS, B-GLOSS, MATCHING #, NO SLOT, CUSTOM MARKING-NO SALES ORDER, LAM | Ea |  | 1 Year | 7.14 | 5% | 6.783
57417 | HID | 1336LGCMN-41911 | DUOPROX II, CUSTOM, BANNERBRIDGE W/ DUAL MAGSTRIPE, LAM | Ea |  | 1 Year | 7.14 | 5% | 6.783
57418 | HID | 1336LGCMN-H1037 | DUOPROX II, CUSTOM, HID CORP. DUAL MAG., LAM | Ea |  | 1 Year | 7.14 | 5% | 6.783
57419 | HID | 1336LGCRN-M1008 | DUOPROX II, PROG, F-GLOSS, B-MATRIX SYSTEMS/OHIO RETURN ADDRESS W/MAG, RANDOM NON-MATCHING SEQ #, NO SLOT, LAM | Ea |  | 1 Year | 7.14 | 5% | 6.783
57420 | HID | 1336LGCRV-110020 | DUOPROX II, CUSTOM, F-GLOSS, B-QUINTRON, RANDOM#, VERT. SLOT, LAM | Ea |  | 1 Year | 7.14 | 5% | 6.783
57421 | HID | 1336LGCSN-H1037 | DUOPROX II, CUSTOM, HID CORP. DUAL MAG., LAM | Ea |  | 1 Year | 7.14 | 5% | 6.783
57422 | HID | 1336LGDMN | DUOPROX II, PROG, F-GLOSS, DEBITEK, MATCH #, NO SLOT | Ea |  | 1 Year | 7.14 | 5% | 6.783
57423 | HID | 1336LGGAN | DUOPROX II, PROG, F-GLOSS, B-GLOSS, ENGRAVED MATCH #, NO SLOT | Ea |  | 1 Year | 7.14 | 5% | 6.783
57424 | HID | 1336LGGAV | DUOPROX II, PROGRAM, F-GLOSS, B-GLOSS, ENGRAVED MATCH #, VERT SLOT | Ea |  | 1 Year | 7.14 | 5% | 6.783
57425 | HID | 1336LGGBN | DUOPROX II, PROG, F-GLOSS, B-GLOSS, ENGRAVED SEQ #, NO SLOT | Ea |  | 1 Year | 7.14 | 5% | 6.783
57426 | HID | 1336LGGBV | DUOPROX II, PROG, F-GLOSS, B-GLOSS, ENGRAVED SEQ #, VERT SLOT | Ea |  | 1 Year | 7.14 | 5% | 6.783
57427 | HID | 1336LGGCH | DUOPROX II, PROG, F-GLOSS, B-GLOSS, RANDOM LASER #, HZNTL SLOT | Ea |  | 1 Year | 7.14 | 5% | 6.783
57428 | HID | 1336LGGCN | DUOPROX II, PROG, F-GLOSS, B-GLOSS, ENGRAVED RANDOM #, NO SLOT | Ea |  | 1 Year | 7.14 | 5% | 6.783
57429 | HID | 1336LGGCV | DUOPROX II, PROG, F-GLOSS, B-GLOSS, RANDOM LASER #, VERT. SLOT | Ea |  | 1 Year | 7.14 | 5% | 6.783
57430 | HID | 1336LGGMH | DUOPROX II, PROG, F-GLOSS, B-GLOSS, MATCH #, HZNTL SLOT | Ea |  | 1 Year | 7.14 | 5% | 6.783
57431 | HID | 1336LGGMN | DUOPROX II, PROG, F-GLOSS, B-GLOSS, MATCH #, NO SLOT | Ea |  | 1 Year | 7.14 | 5% | 6.783
57432 | HID | 1336LGGMN-110987 | DUOPROX II, PROG, F-GLOSS, B- GLOSS, MATCH #, NO SLOT | Ea |  | 1 Year | 7.14 | 5% | 6.783
57433 | HID | 1336LGGMN-2750 | DUOPROX II, CUSTOM, 2750 MAGSTRIPE, MATCHING#, NO SLOT, LAM | Ea |  | 1 Year | 7.14 | 5% | 6.783
57434 | HID | 1336LGGMN-A000861 | DUOPROX II, PROG, F-GLOSS, B-GLOSS W/CUSTOM MARKING-CARD ID NUMBER ONLY, MATCHING #, NO SLOT | Ea |  | 1 Year | 7.14 | 5% | 6.783
57435 | HID | 1336LGGMV | DUOPROX II, PROG, F-GLOSS, B-GLOSS, MATCH #, VERT SLOT | Ea |  | 1 Year | 7.14 | 5% | 6.783
57436 | HID | 1336LGGNH | DUOPROX II, PROG, F-GLOSS, B-GLOSS, NO #, HZNTL SLOT | Ea |  | 1 Year | 7.14 | 5% | 6.783
57437 | HID | 1336LGGNN | DUOPROX II, PROG, F-GLOSS, B-GLOSS, NO #, NO SLOT | Ea |  | 1 Year | 7.14 | 5% | 6.783
57438 | HID | 1336LGGNV | DUOPROX II, PROG, F-GLOSS, B-GLOSS, NO #, VERT SLOT | Ea |  | 1 Year | 7.14 | 5% | 6.783
57439 | HID | 1336LGGRH | DUOPROX II, PROG, F-GLOSS, B-GLOSS, RANDOM #, HZNTL SLOT | Ea |  | 1 Year | 7.14 | 5% | 6.783
57440 | HID | 1336LGGRN | DUOPROX II, PROG, F-GLOSS, B-GLOSS, RANDOM #, NO SLOT | Ea |  | 1 Year | 7.14 | 5% | 6.783
57441 | HID | 1336LGGRV | DUOPROX II, PROG, F-GLOSS, B-GLOSS, RANDOM #, VERT SLOT | Ea |  | 1 Year | 7.14 | 5% | 6.783
57442 | HID | 1336LGGSH | DUOPROX II, PROG, F-GLOSS, B-GLOSS, SEQ #, HZNTL SLOT | Ea |  | 1 Year | 7.14 | 5% | 6.783
57443 | HID | 1336LGGSN | DUOPROX II, PROG, F-GLOSS, B-GLOSS, SEQ #, NO SLOT | Ea |  | 1 Year | 7.14 | 5% | 6.783
57444 | HID | 1336LGGSN-PACK50 | DUOPROX II, PROG, F-GLOSS, B-GLOSS, SEQ #, NO SLOT, PACKED 50 PER BOX | Ea |  | 1 Year | 7.14 | 5% | 6.783
57445 | HID | 1336LGGSV | DUOPROX II, PROG, F-GLOSS, B-GLOSS, SEQ #, VERT SLOT | Ea |  | 1 Year | 7.14 | 5% | 6.783
57446 | HID | 1336LGJMN | DUOPROX II, PROG, F-GLOSS, B-GLOSS, MATCH #, NO SLOT | Ea |  | 1 Year | 7.14 | 5% | 6.783
57447 | HID | 1336LGJSN | DUOPROX II, PROG, F-GLOSS, B-GLOSS, SEQ #, NO SLOT | Ea |  | 1 Year | 7.14 | 5% | 6.783
57448 | HID | 1336LGSMH | DUOPROX II, PROG, F-GLOSS, B-HID LOGO, MATCH #, HZNTL SLOT | Ea |  | 1 Year | 7.14 | 5% | 6.783
57449 | HID | 1336LGSMN | DUOPROX II, PROG, F-GLOSS, B-HID LOGO, MATCH #, NO SLOT | Ea |  | 1 Year | 7.14 | 5% | 6.783
57450 | HID | 1336LGSMV | DUOPROX II, PROG, F-GLOSS, B-HID LOGO, MATCH #, VERT SLOT | Ea |  | 1 Year | 7.14 | 5% | 6.783
57451 | HID | 1336LGSNN | DUOPROX II, PROG, F-GLOSS, B-HID LOGO, NO #, NO SLOT | Ea |  | 1 Year | 7.14 | 5% | 6.783
57452 | HID | 1336LGSNV | DUOPROX II, PROG, F-GLOSS, B-HID LOGO, NO #, VERT SLOT | Ea |  | 1 Year | 7.14 | 5% | 6.783
57453 | HID | 1336LGSRN | DUOPROX II, PROG, F-GLOSS, B-HID LOGO, RANDOM #, NO SLOT | Ea |  | 1 Year | 7.14 | 5% | 6.783
57454 | HID | 1336LGSRV | DUOPROX II, PROG, F-GLOSS, B-HID LOGO, RANDOM #, VERT SLOT | Ea |  | 1 Year | 7.14 | 5% | 6.783
57455 | HID | 1336LGSSH | DUOPROX II, PROG, F-GLOSS, B-HID LOGO, SEQ #, HZNTL SLOT | Ea |  | 1 Year | 7.14 | 5% | 6.783
57456 | HID | 1336LGSSN | DUOPROX II, PROG, F-GLOSS, B-HID LOGO, SEQ #, NO SLOT | Ea |  | 1 Year | 7.14 | 5% | 6.783
57457 | HID | 1336LGSSV | DUOPROX II, PROG, F-GLOSS, B-HID LOGO, SEQ #, VERT SLOT | Ea |  | 1 Year | 7.14 | 5% | 6.783
57458 | HID | 1336NG1NN | DUOPROX II, NON-PROG, F-GLOSS, B-GLOSS W/300 LOCO MAG, NO #, NO SLOT | Ea |  | 1 Year | 7.14 | 5% | 6.783
57459 | HID | 1336NG7NN | DUOPROX II, NON-PROG, F-GLOSS, MAG STRIPE & DEBITEK, NO #, NO SLOT, LAM | Ea |  | 1 Year | 7.14 | 5% | 6.783
57460 | HID | 1336NGCNN-H1037 | DUOPROX II, CUSTOM, HID CORP. DUAL MAG. | Ea |  | 1 Year | 7.14 | 5% | 6.783
57461 | HID | 1336NGDNN | DUOPROX II, NON-PROG, F-GLOSS, DEBITEK, NO #, NO SLOT | Ea |  | 1 Year | 7.14 | 5% | 6.783
57462 | HID | 1336NGGBN | DUOPROX II, NON-PROG, F-GLOSS, B-GLOSS, SEQ LASER#, NO SLOT | Ea |  | 1 Year | 7.14 | 5% | 6.783
57463 | HID | 1336NGGNH | DUOPROX II, NON-PROG, F-GLOSS, B-GLOSS, NO #, HZNTL SLOT | Ea |  | 1 Year | 7.14 | 5% | 6.783
57464 | HID | 1336NGGNN | DUOPROX II, NON-PROG, F-GLOSS, B-GLOSS, NO #, NO SLOT | Ea |  | 1 Year | 7.14 | 5% | 6.783
57465 | HID | 1336NGGNV | DUOPROX II, NON-PROG, F-GLOSS, B-GLOSS, NO #, VERT SLOT | Ea |  | 1 Year | 7.14 | 5% | 6.783
57466 | HID | 1336NGGSH | DUOPROX II, NON PROG, F-GLOSS, B-GLOSS, SEQ #, HZNTL SLOT | Ea |  | 1 Year | 7.14 | 5% | 6.783
57467 | HID | 1336NGGSN | DUOPROX II, NON-PROG, F-GLOSS, B-GLOSS, SEQ #, NO SLOT | Ea |  | 1 Year | 7.14 | 5% | 6.783
57468 | HID | 1336NGGSV | DUOPROX II, NON-PROG, F-GLOSS, B-GLOSS, SEQ #, VERT SLOT | Ea |  | 1 Year | 7.14 | 5% | 6.783
57469 | HID | 1336NGJNN | DUOPROX II, NON-PROG, F-GLOSS, B-GLOSS, NO #, NO SLOT | Ea |  | 1 Year | 7.14 | 5% | 6.783
57470 | HID | 1336NGJSN | DUOPROX II, NON-PROG, F-GLOSS, B-GLOSS, SEQ #, NO SLOT | Ea |  | 1 Year | 7.14 | 5% | 6.783
57471 | HID | 1336NGPNN | DUOPROX II, NON-PROG, F-GLOSS, B-GLOSS, NO #, NO SLOT | Ea |  | 1 Year | 7.14 | 5% | 6.783
57472 | HID | 1336NGSNH | DUOPROX II, NON-PROG, F-GLOSS, B-HID LOGO, NO #, HZNTL SLOT | Ea |  | 1 Year | 7.14 | 5% | 6.783
57473 | HID | 1336NGSNN | DUOPROX II, NON-PROG, F-GLOSS, B-HID LOGO, NO #, NO SLOT | Ea |  | 1 Year | 7.14 | 5% | 6.783
57474 | HID | 1336NGSNV | DUOPROX II, NON-PROG, F-GLOSS, B-HID LOGO, NO #, VERT SLOT | Ea |  | 1 Year | 7.14 | 5% | 6.783
57475 | HID | 1336NGSSN | DUOPROX II, NON-PROG, F-GLOSS, B-HID LOGO, SEQ #, NO SLOT | Ea |  | 1 Year | 7.14 | 5% | 6.783
57476 | HID | 1336NGSSV | DUOPROX II, NON-PROG, F-GLOSS, B-HID LOGO, SEQ #, VERT SLOT | Ea |  | 1 Year | 7.14 | 5% | 6.783
57477 | HID | 1346CNSMN | PROXKEY III, PROG INDALA CASI-RUSCO, F-BLACK, B-HID LOGO, MATCHING #, NO SLOT | Ea |  | 1 Year | 7.02 | 5% | 6.669
57478 | HID | 1346LNSAN | PROXKEY III, PROG., F-BLACK, B-HID LOGO, SEQ. LASER MATCHING #, NO SLOT | Ea |  | 1 Year | 7.02 | 5% | 6.669
57479 | HID | 1346LNSBN | PROXKEY III, PROG., F-BLACK, B-HID LOGO, SEQ. NON-MATCH. LASER #, NO SLOT | Ea |  | 1 Year | 7.02 | 5% | 6.669
57480 | HID | 1346LNSBN-A000198 | PROXKEY III, PROG., F-BLACK, B-HID LOGO, SEQ. NON-MATCH. LASER #, NO SLOT, CUSTOM MARKING | Ea |  | 1 Year | 7.02 | 5% | 6.669
57481 | HID | 1346LNSBN-PACK50 | PROXKEY III, PROG., F-BLACK, B-HID LOGO, SEQ. NON-MATCH. LASER #, NO SLOT, PACK IN LOTS OF 50 | Ea |  | 1 Year | 7.02 | 5% | 6.669
57482 | HID | 1346LNSCN | PROXKEY III, PROG., F-BLACK, B-HID LOGO, SEQ. RANDOM LASER #, NO SLOT | Ea |  | 1 Year | 7.02 | 5% | 6.669
57483 | HID | 1346LNSMN | PROXKEY III, PROG., F-BLACK, B-HID LOGO, SEQ.MATCHING #, NO SLOT | Ea |  | 1 Year | 7.02 | 5% | 6.669
57484 | HID | 1346LNSMN-310064 | PROXKEY III, PROG, F-HID LOGO, B-STD BACK, MATCH #, NO SLOT, NO SALES ORDER ON MARKING. | Ea |  | 1 Year | 7.02 | 5% | 6.669
57485 | HID | 1346LNSMN-A000186 | PROXKEY III, PROG, F-BLACK, B-HID LOGO, F-BLACK, B-HID LOGO, MATCHING #, NO SLOT | Ea |  | 1 Year | 7.02 | 5% | 6.669
57486 | HID | 1346LNSMN-KIT | PROXKEY III, PROG. H10302, F-BLACK, B-HID LOGO, SEQ.MATCHING #, NO SLOT | Ea |  | 1 Year | 7.02 | 5% | 6.669
57487 | HID | 1346LNSMN-PACK10 | PROXKEY III, PROG., F-BLACK, B-HID LOGO, MATCH#, NO SLOT, PACK IN LOTS OF 10 | Ea |  | 1 Year | 7.02 | 5% | 6.669
57488 | HID | 1346LNSMN-PACK50 | PROXKEY III, PROG., F-BLACK, B-HID LOGO, MATCH#, NO SLOT, PACK IN LOTS OF 50 | Ea |  | 1 Year | 7.02 | 5% | 6.669
57489 | HID | 1346LNSNN | PROXKEY III, PROG., F-BLACK, B-HID LOGO, NO#, NO SLOT | Ea |  | 1 Year | 7.02 | 5% | 6.669
57490 | HID | 1346LNSRN | PROXKEY III, PROG., F-BLACK, B-HID LOGO, RANDOM MATCHING #, NO SLOT | Ea |  | 1 Year | 7.02 | 5% | 6.669
57491 | HID | 1346LNSRN-DMP | PROXKEY III, PROG, F-BLACK, B-HID LOGO, RANDOM NON-MATCHING SEQ #, NO SLOT, CUSTOM CUSTOMER LIST | Ea |  | 1 Year | 7.02 | 5% | 6.669
57492 | HID | 1346LNSSN | PROXKEY III, PROG., F-BLACK, B-HID LOGO, SEQ. NON-MATCHING #, NO SLOT | Ea |  | 1 Year | 7.02 | 5% | 6.669
57493 | HID | 1346LNSSN-PACK50 | PROXKEY III, PROG., F-BLACK, B-HID LOGO, SEQ. NON-MATCH. SEQ. #, NO SLOT, PACK IN LOTS OF 50 | Ea |  | 1 Year | 7.02 | 5% | 6.669
57494 | HID | 1346NNSBN | PROXKEY III, NON-PROG, F-PROXKEY III, B-STANDARD, SEQ. LASER#, NO SLOT | Ea |  | 1 Year | 7.02 | 5% | 6.669
57495 | HID | 1346NNSNN | PROXKEY III, NON-PROG, F-PROXKEY III, B-STANDARD, NO #, NO SLOT | Ea |  | 1 Year | 7.02 | 5% | 6.669
57496 | HID | 1346NNSON | PROXKEY III, NON-PROG, F-PROXKEY III, B-STANDARD, SEQ. #, NO SLOT | Ea |  | 1 Year | 7.02 | 5% | 6.669
57497 | HID | 1346NNSSN | PROXKEY III, NON-PROG, F-PROXKEY III, B-STANDARD, SEQ. #, NO SLOT | Ea |  | 1 Year | 7.02 | 5% | 6.669
57498 | HID | 1351LBSMN | PROXPASS TAG, PROG, MATCH # LEAD FREE | Ea |  | 1 Year | 40.25 | 5% | 38.2375
57499 | HID | 1351LBSNN | PROXPASS TAG, PROG, NO # LEAD FREE | Ea |  | 1 Year | 40.25 | 5% | 38.2375
57500 | HID | 1351LBSRN | PROXPASS TAG, PROG, RANDOM # LEAD FREE | Ea |  | 1 Year | 40.25 | 5% | 38.2375
57501 | HID | 1351LBSRN-DMP | PROXPASS TAG, PROG, RANDOM NON-MATCHING SEQ #, LEAD FREE, CUSTOM CUSTOMER LIST | Ea |  | 1 Year | 40.25 | 5% | 38.2375
57502 | HID | 1351LBSSN | PROXPASS TAG, PROG, SEQ # LEAD FREE | Ea |  | 1 Year | 40.25 | 5% | 38.2375
57503 | HID | 1351NBSSN | PROXPASS TAG, NON-PROG, SEQ # LEAD FREE | Ea |  | 1 Year | 40.25 | 5% | 38.2375
57504 | HID | 137-0005-11 | STRAIN RELIEF, NYL, .11- .26 IN. (WITH OUT NUT), LEAD FREE | Ea |  | 1 Year | 2.6 | 5% | 2.47
57505 | HID | 1386LCCMN-110847 | ISOPROX II, CUSTOM, PROG, F-LAFAYETTE GARAGE, B-LAFAYETTE GARAGE, TREAT THIS CARD LIKE CASH W/BUG, SEQ MATCHING#, NO SLOT, LAM | Ea |  | 1 Year | 6.49 | 5% | 6.1655
57506 | HID | 1386LCCMN-A000233 | ISOPROX II, CUSTOM, F-FULL BLEED, B-FULL BLEED W/ BUG, MATCHING#, NO SLOT, LAM | Ea |  | 1 Year | 6.49 | 5% | 6.1655
57507 | HID | 1386LCCMN-A000984 | ISOPROX II, PROG, F-SNAP EMPLOYEE W/OVI, B-SNAP INC W/LOGO, MATCHING #, NO SLOT, LAM | Ea |  | 1 Year | 6.49 | 5% | 6.1655
57508 | HID | 1386LCCMN-A000985 | ISOPROX II, PROG, F-SNAP EMPLOYEE W/OVI, B-SNAP INC W/LOGO, MATCHING #, NO SLOT, LAM | Ea |  | 1 Year | 6.49 | 5% | 6.1655
57509 | HID | 1386LCCMN-A000986 | ISOPROX II, PROG, F-SNAP CONTRACTOR W/OVI W/PHOTOBOX, B-SNAP INC. W/LOGO, MATCHING #, NO SLOT, LAM | Ea |  | 1 Year | 6.49 | 5% | 6.1655
57510 | HID | 1386LCCNN-A000066 | ISOPROX II, CUSTOM, F-DTK SAMPLE CARD, B-ICLASS HID PROX, NO #, NO SLOT | Ea |  | 1 Year | 6.49 | 5% | 6.1655
57511 | HID | 1386LCGMN-110653 | ISOPROX II, CUSTOM, PINK (PMS 217) CARD, MATCHING, NO SLOT, LAM | Ea |  | 1 Year | 6.49 | 5% | 6.1655
57512 | HID | 1386LGCMN-16017A | ISOPROX II, PROG 125K, F-GLOSS, CUSTOM, MATCH #, NO SLOT, CUSTOM INKJET & LOCATION | Ea |  | 1 Year | 6.49 | 5% | 6.1655
57513 | HID | 1386LGCMN-210261 | DUOPROX II, CUSTOM, F-GLOSS, B-PLAN B, MATCHING, NO SLOT, LAM | Ea |  | 1 Year | 6.49 | 5% | 6.1655
57514 | HID | 1386LGCMV-111200 | ISOPROX II, PROG, F-GLOSS, B-PALADIN TECHNOLOGIES, MATCHING #, VERT SLOT, LAM | Ea |  | 1 Year | 6.49 | 5% | 6.1655
57515 | HID | 1386LGCMV-16017A | ISOPROX II, PROG 125K, G-GLOSS, CUSTOM, MATCH #, VERT SLOT, CUSTOM INKJET & LOCATION | Ea |  | 1 Year | 6.49 | 5% | 6.1655
57516 | HID | 1386LGCNN-110520 | ISOPROX II, CUSTOM, SOCIAL SECURITY MD, NO#, NO SLOT, LAM | Ea |  | 1 Year | 6.49 | 5% | 6.1655
57517 | HID | 1386LGGAH | ISOPROX II, PROG, F-GLOSS, B-HID LOGO, ENGRAVED MATCH #, HZNTL SLOT | Ea |  | 1 Year | 6.49 | 5% | 6.1655
57518 | HID | 1386LGGAN | ISOPROX II, PROG, F-GLOSS, B-GLOSS, ENGRAVED MATCH #, NO SLOT | Ea |  | 1 Year | 6.49 | 5% | 6.1655
57519 | HID | 1386LGGAN-509 | ISOPROX II, PROG 125K, HID LOGO, SLOT INDICATORS, CUSTOM LASER ON FRONT | Ea |  | 1 Year | 6.49 | 5% | 6.1655
57520 | HID | 1386LGGAN-A000262 | ISOPROX II, PROG, F-GLOSS, B-GLOSS, REV 4 LASER MATCHING #, PRINT TEST REQUIRED, NO SLOT | Ea |  | 1 Year | 6.49 | 5% | 6.1655
57521 | HID | 1386LGGAV | ISOPROX II, PROG, F-GLOSS, B-GLOSS, ENGRAVED MATCH #, VERT SLOT | Ea |  | 1 Year | 6.49 | 5% | 6.1655
57522 | HID | 1386LGGBH | ISOPROX II, PROG, F-GLOSS, B-GLOSS, SEQ NON-MATCHING LASER #, HORZ SLOT | Ea |  | 1 Year | 6.49 | 5% | 6.1655
57523 | HID | 1386LGGBN | ISOPROX II, PROG, F-GLOSS, B-GLOSS, ENGRAVED SEQ #, NO SLOT | Ea |  | 1 Year | 6.49 | 5% | 6.1655
57524 | HID | 1386LGGBN-PACK50 | ISOPROX II, PROG, F-GLOSS, B-GLOSS, SEQ. LASER NON-MATCHING, NO SLOT | Ea |  | 1 Year | 6.49 | 5% | 6.1655
57525 | HID | 1386LGGBV | ISOPROX II, PROG, F-GLOSS, B-GLOSS, ENGRAVED SEQ #, VERT SLOT | Ea |  | 1 Year | 6.49 | 5% | 6.1655
57526 | HID | 1386LGGCN | ISOPROX II, PROG, F-GLOSS, B-GLOSS, RANDOM NON-MATCHING SEQ. ENGRAVED#, NO SLOT | Ea |  | 1 Year | 6.49 | 5% | 6.1655
57527 | HID | 1386LGGMB | ISOPROX II, PROG, F-GLOSS, B-GLOSS, MATCH #, NO SLOT | Ea |  | 1 Year | 6.49 | 5% | 6.1655
57528 | HID | 1386LGGMB-H103F | ISOPROX II, CUSTOM, PLAIN WHITE CSTM THKNESS | Ea |  | 1 Year | 6.49 | 5% | 6.1655
57529 | HID | 1386LGGMH | ISOPROX II, PROG, F-GLOSS, B-GLOSS, MATCH #, HZNTL SLOT | Ea |  | 1 Year | 6.49 | 5% | 6.1655
57530 | HID | 1386LGGMH-111012 | ISOPROX II, PROG 125K, F-GLOSS, CUSTOM INKJET LOCATION, MATCH #, HORZ. SLOT | Ea |  | 1 Year | 6.49 | 5% | 6.1655
57531 | HID | 1386LGGMH-16010 | ISOPROX II, PROG 125K, F-GLOSS, SPECIAL INKJET LOCATION, MATCH #, HORIZONTAL SLOT | Ea |  | 1 Year | 6.49 | 5% | 6.1655
57532 | HID | 1386LGGMN | ISOPROX II, PROG, F-GLOSS, B-GLOSS, MATCH #, NO SLOT | Ea |  | 1 Year | 6.49 | 5% | 6.1655
57533 | HID | 1386LGGMN-110371 | ISOPROX II, PROG, F-GLOSS, B-GLOSS, MATCHING #, NO SLOT | Ea |  | 1 Year | 6.49 | 5% | 6.1655
57534 | HID | 1386LGGMN-1141 | ISOPROX II, CUSTOM, F-GLOSS, B-HID BUG W/SLOT INDICATORS CUSTOM THICKNESS .047", MATCHING#, NO SLOT, LAM | Ea |  | 1 Year | 6.49 | 5% | 6.1655
57535 | HID | 1386LGGMN-120128 | ISOPROX II, CUSTOM, PROG, GLOSS/GLOSS CUSTOM THICKNESS .049, MATCHING#. LAM | Ea |  | 1 Year | 6.49 | 5% | 6.1655
57536 | HID | 1386LGGMN-16010 | ISOPROX II, PROG 125K, F-GLOSS, SPECIAL INKJET LOCATION, MATCH #, NO SLOT | Ea |  | 1 Year | 6.49 | 5% | 6.1655
57537 | HID | 1386LGGMN-27453 | ISOPROX II, PROG 125K, F-GLOSS, B-GLOSS, MATCH #, PACKAGED IN BOXES OF 50 | Ea |  | 1 Year | 6.49 | 5% | 6.1655
57538 | HID | 1386LGGMN-502 | ISOPROX II, PROG, F-GLOSS, B-GLOSS, CUSTOM MARKING LOCATION, NO SLOT | Ea |  | 1 Year | 6.49 | 5% | 6.1655
57539 | HID | 1386LGGMN-503 | ISOPROX II, CUSTOM, F-GLOSS, B-GLOSS, MATCH#, NO SLOT, CUSTOM LOCATION | Ea |  | 1 Year | 6.49 | 5% | 6.1655
57540 | HID | 1386LGGMN-A000092 | ISOPROX II, PROG., F-GLOSS, B-GLOSS, MATCH #, NO SLOT, PACK 100 | Ea |  | 1 Year | 6.49 | 5% | 6.1655
57541 | HID | 1386LGGMN-A000733 | ISOPROX II, PROG, F-GLOSS, B-GLOSS W/NO SALES ORDER #, MATCHING #, NO SLOT | Ea |  | 1 Year | 6.49 | 5% | 6.1655
57542 | HID | 1386LGGMN-C100P | ISOPROX II, CUSTOM, CDKEY, CSTM INKJET LOC | Ea |  | 1 Year | 6.49 | 5% | 6.1655
57543 | HID | 1386LGGMN-DD | ISOPROX II, PROG, F-GLOSS, B-GLOSS, MATCH #, NO SLOT - DDPROX PROGRAMMING | Ea |  | 1 Year | 6.49 | 5% | 6.1655
57544 | HID | 1386LGGMN-PACK50 | ISOPROX II, PROG, F-GLOSS, B-GLOSS, MATCHING #, NO SLOT | Ea |  | 1 Year | 6.49 | 5% | 6.1655
57545 | HID | 1386LGGMN-TRW | ISOPROX II, PROG, F-THERMAL REWRITE, B-GLOSS, MATCHING#, NO SLOT, LAM | Ea |  | 1 Year | 6.49 | 5% | 6.1655
57546 | HID | 1386LGGMV | ISOPROX II, PROG, F-GLOSS, B-GLOSS, MATCH #, VERT SLOT | Ea |  | 1 Year | 6.49 | 5% | 6.1655
57547 | HID | 1386LGGMV-S12906 | ISOPROX II, PROG, F-GLOSS, B-GLOSS, MATCH #, VERT SLOT, CUST SIMPLEX EDI | Ea |  | 1 Year | 6.49 | 5% | 6.1655
57548 | HID | 1386LGGNH | ISOPROX II, PROG, F-GLOSS, B-GLOSS, NO #, HZNTL SLOT | Ea |  | 1 Year | 6.49 | 5% | 6.1655
57549 | HID | 1386LGGNN | ISOPROX II, PROG, F-GLOSS, B-GLOSS, NO #, NO SLOT | Ea |  | 1 Year | 6.49 | 5% | 6.1655
57550 | HID | 1386LGGNN-1141 | ISOPROX II, HID BUG W/SLOT INDICATORS CUSTOM THICKNESS .047", NO#, NO SLOT, LAM | Ea |  | 1 Year | 6.49 | 5% | 6.1655
57551 | HID | 1386LGGNN-120128 | ISOPROX II, CUSTOM, PROG, GLOSS/GLOSS CUSTOM THICKNESS .049, NO INKJET, LAM | Ea |  | 1 Year | 6.49 | 5% | 6.1655
57552 | HID | 1386LGGNN-A000703 | ISOPROX II, PROG, F-GLOSS, B-GLOSS W/NO SALES ORDER #, NO #, NO SLOT | Ea |  | 1 Year | 6.49 | 5% | 6.1655
57553 | HID | 1386LGGNV | ISOPROX II, PROG, F-GLOSS, B-GLOSS, NO #, VERT SLOT | Ea |  | 1 Year | 6.49 | 5% | 6.1655
57554 | HID | 1386LGGRH | ISOPROX II, PROG, F-GLOSS, B-GLOSS, RANDOM #, HZNTL SLOT | Ea |  | 1 Year | 6.49 | 5% | 6.1655
57555 | HID | 1386LGGRN | ISOPROX II, PROG, F-GLOSS, B-GLOSS, RANDOM #, NO SLOT | Ea |  | 1 Year | 6.49 | 5% | 6.1655
57556 | HID | 1386LGGRN-111409 | ISOPROX II, CUSTOM, PROG., F-GLOSS, B-GLOSS, RANDOM #, NO SLOT, D-STLE MARKING WITH NO SALES ORDER # | Ea |  | 1 Year | 6.49 | 5% | 6.1655
57557 | HID | 1386LGGRN-DMP | ISOPROX II, PROG, F-GLOSS, B-GLOSS, RANDOM NON-MATCHING SEQ #, NO SLOT, CUSTOM CUSTOMER LIST | Ea |  | 1 Year | 6.49 | 5% | 6.1655
57558 | HID | 1386LGGRV | ISOPROX II, PROG, F-GLOSS, B-GLOSS, RANDOM #, VERT SLOT | Ea |  | 1 Year | 6.49 | 5% | 6.1655
57559 | HID | 1386LGGSH | ISOPROX II, PROG, F-GLOSS, B-GLOSS, SEQ #, HZNTL SLOT | Ea |  | 1 Year | 6.49 | 5% | 6.1655
57560 | HID | 1386LGGSN | ISOPROX II, PROG, F-GLOSS, B-GLOSS, SEQ #, NO SLOT | Ea |  | 1 Year | 6.49 | 5% | 6.1655
57561 | HID | 1386LGGSN-110371 | ISOPROX II, PROG, F-GLOSS, B-GLOSS, SEQ #, NO SLOT, PACKAGED IN 50 PER BOX | Ea |  | 1 Year | 6.49 | 5% | 6.1655
57562 | HID | 1386LGGSN-1141 | ISOPROX II, CUSTOM, F-GLOSS, B-HID BUG W/SLOT INDICATORS CUSTOM THICKNESS .047", SEQ.#, NO SLOT, LAM | Ea |  | 1 Year | 6.49 | 5% | 6.1655
57563 | HID | 1386LGGSN-PACK50 | ISOPROX II, PROG, F-GLOSS, B-GLOSS, SEQ #, NO SLOT, PACKED 50 PER BOX | Ea |  | 1 Year | 6.49 | 5% | 6.1655
57564 | HID | 1386LGGSV | ISOPROX II, PROG, F-GLOSS, B-GLOSS, SEQ #, VERT SLOT | Ea |  | 1 Year | 6.49 | 5% | 6.1655
57565 | HID | 1386LGGSV-1141 | ISOPROX II, CUSTOM, F-GLOSS, B-HID BUG W/SLOT INDICATORS CUSTOM THICKNESS .047", SEQ.#, VERT. SLOT, LAM | Ea |  | 1 Year | 6.49 | 5% | 6.1655
57566 | HID | 1386LGGXAN-210336 | ISOPROX II, PROG, WHITE, LEGIC PRIME 1024, LASER #, NO SLOT | Ea |  | 1 Year | 14.83 | 5% | 14.0885
57567 | HID | 1386LGGXBN-210382 | ISOPROX II, PROG, WHITE, WHITE LEGIC PROX/LEGIC MIM 1024, SEQ. LASER #, NO SLOT | Ea |  | 1 Year | 6.49 | 5% | 6.1655
57568 | HID | 1386LGPMN | ISOPROX II, PROG, F-GLOSS, B-GLOSS, MATCH #, NO SLOT, SLOT DOTS | Ea |  | 1 Year | 6.49 | 5% | 6.1655
57569 | HID | 1386LGPNN | ISOPROX II, PROG, F-GLOSS, B-GLOSS, NO #, NO SLOT | Ea |  | 1 Year | 6.49 | 5% | 6.1655
57570 | HID | 1386LGPRN | ISOPROX II, PROG, F-GLOSS, B-GLOSS, RANDOM #, NO SLOT | Ea |  | 1 Year | 6.49 | 5% | 6.1655
57571 | HID | 1386LGSAN | ISOPROX II, PROG, F-GLOSS, B-HID LOGO, LASER MARK SEQ #, NO SLOT | Ea |  | 1 Year | 6.49 | 5% | 6.1655
57572 | HID | 1386LGSAV | ISOPROX II, PROG, F-GLOSS, B-HID LOGO, ENGRAVED MATCH #, VERT SLOT | Ea |  | 1 Year | 6.49 | 5% | 6.1655
57573 | HID | 1386LGSMH | ISOPROX II, PROG, F-GLOSS, B-HID LOGO, MATCH #, HZNTL SLOT | Ea |  | 1 Year | 6.49 | 5% | 6.1655
57574 | HID | 1386LGSMN | ISOPROX II, PROG, F-GLOSS, B-HID LOGO, MATCH #, NO SLOT | Ea |  | 1 Year | 6.49 | 5% | 6.1655
57575 | HID | 1386LGSMV | ISOPROX II, PROG, F-GLOSS, B-HID LOGO, MATCH #, VERT SLOT | Ea |  | 1 Year | 6.49 | 5% | 6.1655
57576 | HID | 1386LGSMV-PACK10 | ISOPROX II, PROG, F-GLOSS, B-STANDARD, MATCHING #, VERT. SLOT, PACKED 10 PER BOX | Ea |  | 1 Year | 6.49 | 5% | 6.1655
57577 | HID | 1386LGSNN | ISOPROX II, PROG, F-GLOSS, B-HID LOGO, NO #, NO SLOT | Ea |  | 1 Year | 6.49 | 5% | 6.1655
57578 | HID | 1386LGSNV | ISOPROX II, PROG, F-GLOSS, B-HID LOGO, NO #, VERT SLOT | Ea |  | 1 Year | 6.49 | 5% | 6.1655
57579 | HID | 1386LGSRN | ISOPROX II, PROG, F-GLOSS, B-HID LOGO, RANDOM #, NO SLOT | Ea |  | 1 Year | 6.49 | 5% | 6.1655
57580 | HID | 1386LGSRV | ISOPROX II, PROG, F-GLOSS, B-HID LOGO, RANDOM #, VERT SLOT | Ea |  | 1 Year | 6.49 | 5% | 6.1655
57581 | HID | 1386LGSSH | ISOPROX II, PROG, F-GLOSS, B-HID LOGO, SEQ #, HZNTL SLOT | Ea |  | 1 Year | 6.49 | 5% | 6.1655
57582 | HID | 1386LGSSN | ISOPROX II, PROG, F-GLOSS, B-HID LOGO, SEQ #, NO SLOT | Ea |  | 1 Year | 6.49 | 5% | 6.1655
57583 | HID | 1386LGSSV | ISOPROX II, PROG, F-GLOSS, B-HID LOGO, SEQ #, VERT SLOT | Ea |  | 1 Year | 6.49 | 5% | 6.1655
57584 | HID | 1386NCGNN-A000224 | ISOPROX II, NON-PPOG., F - TYCO INTEGRATED FIRE & SECURITY, B - GLOSS, NO.#, NO SLOT, LAM | Ea |  | 1 Year | 6.49 | 5% | 6.1655
57585 | HID | 1386NGCAN-210285 | ISOPROX II, CUSTOM, NON-PROG., F-GLOSS, B-CUSTOM LASER LOCATION, LASER #, NO SLOT | Ea |  | 1 Year | 6.49 | 5% | 6.1655
57586 | HID | 1386NGCCN-210285 | ISOPROX II, CUSTOM, NON-PROG., F-GLOSS, B-CUSTOM LASER LOCATION, RANDOM NON MATCHING LASER #, NO SLOT | Ea |  | 1 Year | 6.49 | 5% | 6.1655
57587 | HID | 1386NGGBN | ISOPROX II, NON-PROG, F-GLOSS, B-GLOSS, SEQ NON-MATCHING LASER #, NO SLOT | Ea |  | 1 Year | 6.49 | 5% | 6.1655
57588 | HID | 1386NGGNH | ISOPROX II, NON-PROG, F-GLOSS, B-GLOSS, NO #, HZNTL SLOT | Ea |  | 1 Year | 6.49 | 5% | 6.1655
57589 | HID | 1386NGGNN | ISOPROX II, NON-PROG, F-GLOSS, B-GLOSS, NO #, NO SLOT | Ea |  | 1 Year | 6.49 | 5% | 6.1655
57590 | HID | 1386NGGNN-HW | ISOPROX II, NON-PROG, F-GLOSS, B-GLOSS, NO #, NO SLOT, HONEYWELL P/N PVCH4NP , HONEYWELL UPC 781410448070 | Ea |  | 1 Year | 6.49 | 5% | 6.1655
57591 | HID | 1386NGGNV | ISOPROX II, NON-PROG, F-GLOSS, B-GLOSS, NO #, VERT SLOT | Ea |  | 1 Year | 6.49 | 5% | 6.1655
57592 | HID | 1386NGGSH | ISOPROX II, NON-PROG, F-GLOSS, B-GLOSS, SEQ NON-MATCHING #, HORZ SLOT | Ea |  | 1 Year | 6.49 | 5% | 6.1655
57593 | HID | 1386NGGSN | ISOPROX II, NON-PROG, F-GLOSS, B-GLOSS, SEQ #, NO SLOT | Ea |  | 1 Year | 6.49 | 5% | 6.1655
57594 | HID | 1386NGGSV | ISOPROX II, NON-PROG, F-GLOSS, B-GLOSS, SEQ #, VERT SLOT | Ea |  | 1 Year | 6.49 | 5% | 6.1655
57595 | HID | 1386NGPNN | ISOPROX II, NON-PROG, F-GLOSS, B-GLOSS, NO #, NO SLOT, SLOT DOTS | Ea |  | 1 Year | 6.49 | 5% | 6.1655
57596 | HID | 1386NGSNN | ISOPROX II, NON-PROG, F-GLOSS, B-HID LOGO, NO #, NO SLOT | Ea |  | 1 Year | 6.49 | 5% | 6.1655
57597 | HID | 1386NGSNV | ISOPROX II, NON-PROG, F-GLOSS, B-HID LOGO, NO #, VERT SLOT | Ea |  | 1 Year | 6.49 | 5% | 6.1655
57598 | HID | 1386NGSSN | ISOPROX II, NON-PROG, F-GLOSS, B-HID LOGO, SEQ #, NO SLOT | Ea |  | 1 Year | 6.49 | 5% | 6.1655
57599 | HID | 1386NGSSV | ISOPROX II, NON-PROG, F-GLOSS, B-HID LOGO, SEQ NON-MATCHING #, VERT SLOT | Ea |  | 1 Year | 6.49 | 5% | 6.1655
57600 | HID | 1391LCSSN-160111 | MICROPROX TAG, PROG 125K, CUSTOM INKJET, ADHESIVE BACK, SEQ # | Ea |  | 1 Year | 4.72 | 5% | 4.484
57601 | HID | 1391LGSMN | MICROPROX TAG, PROG, GRAY, MATCH # | Ea |  | 1 Year | 4.72 | 5% | 4.484
57602 | HID | 1391LGSMN-110324 | MICROPROX TAG, PROG, GRAY NO ARTWORK, MATCH #, CUSTOM INKJET ON FRONT | Ea |  | 1 Year | 4.72 | 5% | 4.484
57603 | HID | 1391LGSMN-A000571 | MICROPROX TAG, PROG, F-GRAY NO ARTWORK, B-ADHESIVE, MATCHING # ON FRONT, NO SLOT | Ea |  | 1 Year | 4.72 | 5% | 4.484
57604 | HID | 1391LGSNN | MICROPROX TAG, PROG 125K, GRAY, ADHESIVE, NO #, NO SLOT | Ea |  | 1 Year | 4.72 | 5% | 4.484
57605 | HID | 1391LGSSN | MICROPROX TAG, PROG, GRAY, NON-MATCH #, NO SLOT | Ea |  | 1 Year | 4.72 | 5% | 4.484
57606 | HID | 1391LKSRN | MICROPROX TAG, PROG, BLACK, RANDOM # | Ea |  | 1 Year | 4.72 | 5% | 4.484
57607 | HID | 1391LSSMN | MICROPROX TAG, PROG, GRAY, MATCH # | Ea |  | 1 Year | 4.72 | 5% | 4.484
57608 | HID | 1391LSSNN | MICROPROX TAG, PROG, GRAY, NO # | Ea |  | 1 Year | 4.72 | 5% | 4.484
57609 | HID | 1391LSSRN | MICROPROX TAG, PROG, GRAY, RANDOM # | Ea |  | 1 Year | 4.72 | 5% | 4.484
57610 | HID | 1391LSSSN | MICROPROX TAG, PROG, GRAY, SEQ # | Ea |  | 1 Year | 4.72 | 5% | 4.484
57611 | HID | 1391LSSSN-A000198 | MICROPROX TAG, PROG 125K, F-HID LOGO GRAY, B-ADHESIVE, SEQ. NON-MATCHING #, NO SLOT, CUSTOM MARKING, PACKAGE IN LOTS OF 50 | Ea |  | 1 Year | 4.72 | 5% | 4.484
57612 | HID | 1391LSSSN-PACK50 | MICROPROX TAG, PROG, GRAY, SEQ. NON-MATCH #, PACKAGE IN LOTS OF 50 | Ea |  | 1 Year | 4.72 | 5% | 4.484
57613 | HID | 1391NGSNN | MICROPROX TAG, NON-PRGMD, GRY, ADH BCKG, NO # | Ea |  | 1 Year | 4.72 | 5% | 4.484
57614 | HID | 1391NGSSN | MICROPROX TAG, NON-PROG, GRAY, SEQ # | Ea |  | 1 Year | 4.72 | 5% | 4.484
57615 | HID | 1391NKSNN | MICROPROX TAG, NON-PROG, BLACK, NO # | Ea |  | 1 Year | 4.72 | 5% | 4.484
57616 | HID | 1391NSSNN | MICROPROX TAG, NON-PROG, GRAY, NO # | Ea |  | 1 Year | 4.72 | 5% | 4.484
57617 | HID | 1391NSSON | MICROPROX TAG, NON-PROG, GRAY, SEQ. # | Ea |  | 1 Year | 4.72 | 5% | 4.484
57618 | HID | 1391NSSSN | MICROPROX TAG, NON-PROG, F-HID LOGO GRAY, ADHESIVE, SEQ #, NO SLOT | Ea |  | 1 Year | 4.72 | 5% | 4.484
57619 | HID | 140012N | WASHER M3 EXT TOOTH LOCKING | Ea |  | 1 Year | 0.08 | 5% | 0.076
57620 | HID | 140040N | WASHER 3.2MM X 7MM X .5MM | Ea |  | 1 Year | 0.08 | 5% | 0.076
57621 | HID | 140046N | RING-RETAINING EXT-E 1/16 | Ea |  | 1 Year | 0.2 | 5% | 0.19
57622 | HID | 140048N | RING-RETAINING EXT-C 1/4 | Ea |  | 1 Year | 1 | 5% | 0.95
57623 | HID | 140061N | RING-RETAINING EXT-E 3/32 | Ea |  | 1 Year | 1 | 5% | 0.95
57624 | HID | 140062N | RING-RETAINING EXT-E 1/4 | Ea |  | 1 Year | 1 | 5% | 0.95
57625 | HID | 140063N | RING-RETAINING EXT-E 3/16 | Ea |  | 1 Year | 0.1 | 5% | 0.095
57626 | HID | 140065N | RING-RETAINING EXT-E 5/32 | Ea |  | 1 Year | 0.12 | 5% | 0.114
57627 | HID | 140069N | TIE WRAP 4.00"L X 0.10"W | Ea |  | 1 Year | 19.5 | 5% | 18.525
57628 | HID | 140072N | RING-RETAINING 1/8" | Ea |  | 1 Year | 0.52 | 5% | 0.494
57629 | HID | 1430MG1AV | HID MIFARE, PROG HID 13.56M, F-GLOSS, B-GLOSS W/MAG, LASER MATCH #, VERT SLOT | Ea |  | 1 Year | 4.1 | 5% | 3.895
57630 | HID | 1430MG1MN | HID MIFARE, PROG HID 13.56M, F-GLOSS, B-GLOSS, MATCH #, NO SLOT | Ea |  | 1 Year | 4.1 | 5% | 3.895
57631 | HID | 1430MG1MV | HID MIFARE 1K, PROG HID 13.56M, F-GLOSS, B-GLOSS W/MAG, MATCH #, VERT SLOT | Ea |  | 1 Year | 4.1 | 5% | 3.895
57632 | HID | 1430MG1NN | HID MIFARE, PROG HID 13.56M, F-GLOSS, B-GLOSS, NO #, NO SLOT | Ea |  | 1 Year | 4.1 | 5% | 3.895
57633 | HID | 1430MGGAN | HID MIFARE, PROG HID 13.56M, F-GLOSS, B-GLOSS, LASER #, IE015209 FORMAT, NO SLOT | Ea |  | 1 Year | 4.1 | 5% | 3.895
57634 | HID | 1430MGGMN | HID MIFARE, PROG HID 13.56M, F-GLOSS, B-GLOSS, MATCH #, NO SLOT | Ea |  | 1 Year | 4.1 | 5% | 3.895
57635 | HID | 1430MGGMV | HID MIFARE, PROG HID 13.56M, F-GLOSS, B-GLOSS, MATCH #, VERT SLOT | Ea |  | 1 Year | 4.1 | 5% | 3.895
57636 | HID | 1430MGGNN | HID MIFARE, PROG HID 13.56M, F-GLOSS, B-GLOSS, NO #, NO SLOT | Ea |  | 1 Year | 4.1 | 5% | 3.895
57637 | HID | 1430MGGNV | HID MIFARE, PROG HID 13.56M, F-GLOSS, B-GLOSS, NO #, VERT SLOT | Ea |  | 1 Year | 4.1 | 5% | 3.895
57638 | HID | 1430MGGSN | HID MIFARE 1K, PROG HID 13.56M, F-GLOSS, B-GLOSS, SEQ NON-MATCH #, NO SLOT | Ea |  | 1 Year | 4.1 | 5% | 3.895
57639 | HID | 1430MGGSV | HID MIFARE, PROG HID 13.56M, F-GLOSS, B-GLOSS, SEQ #, VERT SLOT | Ea |  | 1 Year | 4.1 | 5% | 3.895
57640 | HID | 1430MGGUN | HID MIFARE 1K, PROG, F-GLOSS, B-GLOSS, UID (CSN) HEX #, NO SLOT | Ea |  | 1 Year | 4.1 | 5% | 3.895
57641 | HID | 1430MGGVN | HID MIFARE 1K, PROG, F-GLOSS, B-GLOSS, UID (CSN) DECIMAL #, NO SLOT | Ea |  | 1 Year | 4.1 | 5% | 3.895
57642 | HID | 1430MGGZN | HID MIFARE 1K, PROG, F-GLOSS, B-GLOSS, LASER REVERSED UID (CSN) DECIMAL #, NO SLOT | Ea |  | 1 Year | 4.1 | 5% | 3.895
57643 | HID | 1430NE1NN | HID MIFARE, NON-PROG, F-GLOSS EMBEDDABLE, B-GLOSS W/MAG, NO #, NO SLOT | Ea |  | 1 Year | 4.1 | 5% | 3.895
57644 | HID | 1430NG1NN | ISO CARD MIFARE 1K 4BNUID, NON-PROG, F-GLOSS, B-GLOSS W/MAG, NO #, NO SLOT | Ea |  | 1 Year | 4.1 | 5% | 3.895
57645 | HID | 1430NG1NV | HID MIFARE 1K, NON-PROG, F-GLOSS, B-GLOSS W/MAG, NO #, VERT SLOT | Ea |  | 1 Year | 4.1 | 5% | 3.895
57646 | HID | 1430NG1SN | HID MIFARE, NON-PROG, F-GLOSS, B-GLOSS W/ MAG, SEQ #, NO SLOT | Ea |  | 1 Year | 4.1 | 5% | 3.895
57647 | HID | 1430NG1SV | HID MIFARE 1K, NON-PROG, F-GLOSS, B-GLOSS W/MAG, SEQ NON-MATCHING #, VERT SLOT | Ea |  | 1 Year | 4.1 | 5% | 3.895
57648 | HID | 1430NGGBN | HID MIFARE, NON-PROG, F-GLOSS, B-GLOSS, SEQ LASER #, NO SLOT | Ea |  | 1 Year | 4.1 | 5% | 3.895
57649 | HID | 1430NGGCN | HID MIFARE, NON-PROG, F-GLOSS, B-GLOSS, ENGRAVED RANDOM #, NO SLOT | Ea |  | 1 Year | 4.1 | 5% | 3.895
57650 | HID | 1430NGGNN | ISO CARD MIFARE 1K 4BNUID, NON-PROG, F-GLOSS, B-GLOSS, NO #, NO SLOT | Ea |  | 1 Year | 4.1 | 5% | 3.895
57651 | HID | 1430NGGNN-120190 | HID MIFARE, NON-PROG, F-GLOSS, B-GLOSS, NO #, NO SLOT, INVERT MODULE LOC. | Ea |  | 1 Year | 4.1 | 5% | 3.895
57652 | HID | 1430NGGNN-310109 | MIFARE 1K CARD, NON-PROGRAM, F-GLOSS, B-GLOSS, NO#, NO SLOT, SO# PRINTED ON CARD | Ea |  | 1 Year | 4.1 | 5% | 3.895
57653 | HID | 1430NGGNV | HID MIFARE, NON-PROG, F-GLOSS, B-GLOSS, NO #, VERT SLOT | Ea |  | 1 Year | 4.1 | 5% | 3.895
57654 | HID | 1430NGGSN | HID MIFARE, NON-PROG, F-GLOSS, B-GLOSS, SEQ #, NO SLOT | Ea |  | 1 Year | 4.1 | 5% | 3.895
57655 | HID | 1430NGGSV | HID MIFARE, NON-PROG, F-GLOSS, B-GLOSS, SEQ #, VERT SLOT | Ea |  | 1 Year | 4.1 | 5% | 3.895
57656 | HID | 1430NGGUN | HID MIFARE, NON-PROG, F-GLOSS, B-GLOSS, CARD NUMBER ONLY, NO SLOT | Ea |  | 1 Year | 4.1 | 5% | 3.895
57657 | HID | 1430NGGUV | HID MIFARE 1K, NON-PROG, F-GLOSS, B-GLOSS, UID (CSN) HEX #, VERT SLOT | Ea |  | 1 Year | 4.1 | 5% | 3.895
57658 | HID | 1430NGGVN | HID MIFARE 1K, NON-PROG, F-GLOSS, B-GLOSS, UID (CSN) DECIMAL #, NO SLOT | Ea |  | 1 Year | 4.1 | 5% | 3.895
57659 | HID | 1430NGGVN-310146 | HID MIFARE 1K, NON-PROG, F-GLOSS, B-GLOSS, 7 BYTE UID (CSN) DECIMAL #, NO SLOT, LAM | Ea |  | 1 Year | 4.1 | 5% | 3.895
57660 | HID | 1430NGGZN | HID MIFARE 1K, NON-PROG, F-GLOSS, B-GLOSS, LASER REVERSED UID (CSN) DECIMAL #, NO SLOT | Ea |  | 1 Year | 4.1 | 5% | 3.895
57661 | HID | 1430SG1NN | HID MIFARE 1K, CUSTOM PROG, F-GLOSS, B-GLOSS W/ MAG, NO #, NO SLOT | Ea |  | 1 Year | 4.1 | 5% | 3.895
57662 | HID | 1430SGGMN | HID MIFARE 1K, CUSTOM PROG, F-GLOSS, B-GLOSS, MATCHING #, NO SLOT | Ea |  | 1 Year | 4.1 | 5% | 3.895
57663 | HID | 1430SGGMV | HID MIFARE 1K, CUSTOM PROG, F-GLOSS, B-GLOSS, MATCHING #, VERT. SLOT | Ea |  | 1 Year | 4.1 | 5% | 3.895
57664 | HID | 1430SGGNN | HID MIFARE 1K, CUSTOM PROG, F-GLOSS, B-GLOSS, NO #, NO SLOT | Ea |  | 1 Year | 4.1 | 5% | 3.895
57665 | HID | 1431BG1AVA | HID PROX/MIFARE, PROG., F-GLOSS, B-MAG STRIPE, ENGRAVED PROX#, NO SLOT, ENGRAVED MIFARE# | Ea |  | 1 Year | 7.7 | 5% | 7.315
57666 | HID | 1431BG1MNM | HID PROX & MIFARE, PROG HID 125K & 13.56M, F-GLOSS, B-MAG STRIPE, MATCH #, NO SLOT, MATCH 13.56 # | Ea |  | 1 Year | 7.7 | 5% | 7.315
57667 | HID | 1431BG1MNN | HID PROX & MIFARE, PROG HID 125K & 13.56M, F-GLOSS, B-MAG STRIPE, MATCH #, NO SLOT, NO 13.56 # | Ea |  | 1 Year | 7.7 | 5% | 7.315
57668 | HID | 1431BG1MVM | HID PROX & MIFARE, PROG HID 125K & 13.56M, F-GLOSS, B-MAG STRIPE, MATCH #, VERT SLOT, MATCH 13.56 # | Ea |  | 1 Year | 7.7 | 5% | 7.315
57669 | HID | 1431BG1NNN | MIFARE PROX 1K, PROG MIFARE/PROX, F-GLOSS, B-GLOSS W/MAG, NO MIFARE #, NO SLOT, NO PROX # | Ea |  | 1 Year | 7.7 | 5% | 7.315
57670 | HID | 1431BG1NVN | HID MIFARE & PROX, PROG HID 13.56 & 125K , F-GLOSS, B-GLOSS W/ MAG STRIPE, NO 13.56, VERT SLOT, NO # | Ea |  | 1 Year | 7.7 | 5% | 7.315
57671 | HID | 1431BGGMNM | HID PROX & MIFARE, PROG HID 125K & 13.56M, F-GLOSS, B-GLOSS, MATCH #, NO SLOT, MATCH 13.56 # | Ea |  | 1 Year | 7.7 | 5% | 7.315
57672 | HID | 1431BGGMNN | HID PROX & MIFARE, PROG HID 125K & 13.56M, F-GLOSS, B-GLOSS, MATCH #, NO SLOT, NO 13.56 # | Ea |  | 1 Year | 7.7 | 5% | 7.315
57673 | HID | 1431BGGMVM | HID PROX & MIFARE, PROG HID 125K & 13.56M, F-GLOSS, B-BLOSS, MATCH #, VERT SLOT, MATCH 13.56 # | Ea |  | 1 Year | 7.7 | 5% | 7.315
57674 | HID | 1431BGGMVN | HID MIFARE & PROX, PROG HID 13.56M & 125, F-GLOSS, B-GLOSS, MATCH MIFARE #, SLOT, NO 125 # | Ea |  | 1 Year | 7.7 | 5% | 7.315
57675 | HID | 1431BGGNNM | HID PROX & MIFARE, PROG HID 125K & 13.56M, F-GLOSS, B-GLOSS, NO 125 #, NO SLOT, MATCHING 13.56 # | Ea |  | 1 Year | 7.7 | 5% | 7.315
57676 | HID | 1431BGGNNN | MIFARE PROX 1K, PROG MIFARE/PROX, F-GLOSS, B-GLOSS, NO MIFARE #, NO SLOT, NO PROX # | Ea |  | 1 Year | 7.7 | 5% | 7.315
57677 | HID | 1431BGGNNS | HID MIFARE PROX, PROG., F-GLOSS, B-GLOSS, NO MIFARE#, NO SLOT, SEQ. PROX# | Ea |  | 1 Year | 7.7 | 5% | 7.315
57678 | HID | 1431BGGNVM | MIFARE PROX 1K, PROG MIFARE/PROX, F-GLOSS, B-GLOSS, NO MIFARE #, VERT SLOT, MATCHING PROX # | Ea |  | 1 Year | 7.7 | 5% | 7.315
57679 | HID | 1431BGGSNN | HID PROX & MIFARE, PROG HID 125K & 13.56M, F-GLOSS, B-GLOSS, SEQ. 125 #, NO SLOT, NO 13.56 # | Ea |  | 1 Year | 7.7 | 5% | 7.315
57680 | HID | 1431BGGSNS | HID PROX & MIFARE, PROG HID 125K & 13.56M, F-GLOSS B-GLOSS, SEQ #, NO SLOT, SEQ 13.56 # | Ea |  | 1 Year | 7.7 | 5% | 7.315
57681 | HID | 1431BGGSVN | MIFARE PROX 1K, PROG MIFARE/PROX, F-GLOSS, B-GLOSS, SEQ NON-MATCHING MIFARE #, VERT SLOT, NO PROX # | Ea |  | 1 Year | 7.7 | 5% | 7.315
57682 | HID | 1431LE1MNN | HID PROX & MIFARE, PROG 125K, EMBEDDABLE, MAGSTRIPE, MATCH #, NO SLOT, NO 13.56 # | Ea |  | 1 Year | 7.7 | 5% | 7.315
57683 | HID | 1431LEGMNN | HID PROX & MIFARE, PROG 125K ONLY, EMBEDDABLE, B-GLOSS, MATCH #, NO SLOT, NO 13.56 # | Ea |  | 1 Year | 7.7 | 5% | 7.315
57684 | HID | 1431LEGNNN | HID PROX & MIFARE, PROG 125K ONLY, EMBEDDABLE, B-GLOSS, NO 125 #, NO SLOT, NO 13.56 # | Ea |  | 1 Year | 7.7 | 5% | 7.315
57685 | HID | 1431LEGSNN | HID PROX & MIFARE, PROG 125K ONLY, EMBEDDABLE, B-GLOSS, SEQ #, NO SLOT, NO 13.56 # | Ea |  | 1 Year | 7.7 | 5% | 7.315
57686 | HID | 1431LG1MNM | HID PROX & MIFARE, PROG 125K ONLY, F-GLOSS, B-GLOSS W. MAGSTRIPE, MATCH PROX#, MATCH MIFARE #, NO SLOT, | Ea |  | 1 Year | 7.7 | 5% | 7.315
57687 | HID | 1431LG1MNN | HID PROX & MIFARE, PROG 125K ONLY, F-GLOSS, B-GLOSS, MATCH #, NO SLOT, NO 13.56 # | Ea |  | 1 Year | 7.7 | 5% | 7.315
57688 | HID | 1431LG1MNN-HW | HID PROX & MIFARE, PROG 125K ONLY, F-GLOSS, B-GLOSS W/ MAG, MATCH #, NO SLOT, NO 13.56 #, HONEYWELL P/N OFP1M0026, HONEYWELL UPC 781410854871 | Ea |  | 1 Year | 7.7 | 5% | 7.315
57689 | HID | 1431LG1MVN | MIFARE PROX 1K, NON-PROG MIFARE, PROG PROX, F-GLOSS, B-GLOSS W/MAG, MATCHING MIFARE #, VERT SLOT, NO PROX # | Ea |  | 1 Year | 7.7 | 5% | 7.315
57690 | HID | 1431LG1NNM | HID MIFARE 1K PROX, PROG. PROX, F-GLOSS, B-GLOSS, NO MIFARE #, NO SLOT, MATCH PROX # | Ea |  | 1 Year | 7.7 | 5% | 7.315
57691 | HID | 1431LG1NNN | HID PROX & MIFARE, PROG 125K, F-GLOSS, MAGSTRIPE, NO #, NO SLOT, NO 13.56M # | Ea |  | 1 Year | 7.7 | 5% | 7.315
57692 | HID | 1431LG1NVM | HID MIFARE PROX, PROG. PROX, F-GLOSS, B-GLOSS W/MAG, NO MIFARE#, VERT SLOT, MATCH. PROX# | Ea |  | 1 Year | 7.7 | 5% | 7.315
57693 | HID | 1431LG1NVN | HID PROX & MIFARE, PROG 125K, F-GLOSS, B- GLOSS W/MAGSTRIPE, NO #, VERT SLOT, NO 13.56M # | Ea |  | 1 Year | 7.7 | 5% | 7.315
57694 | HID | 1431LG1SNN | HID PROX & MIFARE, PROG 125K, F-GLOSS, MAGSTRIPE, SEQ #, NO SLOT, NO 13.56 # | Ea |  | 1 Year | 7.7 | 5% | 7.315
57695 | HID | 1431LG1SNS | HID PROX & MIFARE, PROG 125K, F-GLOSS, MAGSTRIPE, SEQ #, NO SLOT, SEQ 13.56 # | Ea |  | 1 Year | 7.7 | 5% | 7.315
57696 | HID | 1431LG1UNM | HID MIFARE PROX, PROG PROX ONLY, F-GLOSS, B-GLOSS, CSN MIFARE #, NO SLOT, MATCHING PROX # | Ea |  | 1 Year | 7.7 | 5% | 7.315
57697 | HID | 1431LG1VNM | HID MIFARE 1K + PROX, NON-PROG MIFARE, PROG PROX, F-GLOSS, B-GLOSS W/MAG, UID (CSN) DECIMAL MIFARE #, NO SLOT, MATCHING PROX # | Ea |  | 1 Year | 7.7 | 5% | 7.315
57698 | HID | 1431LG1ZNM | HID MIFARE 1K + PROX, NON-PROG MIFARE, PROG PROX, F-GLOSS, B-GLOSS W/MAG, LASER REVERSED UID (CSN) DECIMAL MIFARE #, NO SLOT, MATCHING PROX # | Ea |  | 1 Year | 7.7 | 5% | 7.315
57699 | HID | 1431LGGANN | HID PROX & MIFARE, PROG, F-GLOSS, B-GLOSS, SEQ LASER, NO SLOT, NO 13.56 # | Ea |  | 1 Year | 7.7 | 5% | 7.315
57700 | HID | 1431LGGBNN | HID PROX & MIFARE, PROG, F-GLOSS, B-GLOSS, SEQ LASER, NO SLOT, NO 13.56 # | Ea |  | 1 Year | 7.7 | 5% | 7.315
57701 | HID | 1431LGGMNS | HID PROX & MIFARE, PROG, F-GLOSS, B-GLOSS, MATCH #, NO SLOT, SEQ. NON-MATCH 13.56 # | Ea |  | 1 Year | 7.7 | 5% | 7.315
57702 | HID | 1431LGGMNU | HID MIFARE PROX, PROG, F-GLOSS, B-GLOSS, CSN #, NO SLOT, NO 13.56 # | Ea |  | 1 Year | 7.7 | 5% | 7.315
57703 | HID | 1431LGGMVN | HID PROX & MIFARE, PROG, F-GLOSS, B-GLOSS, MATCH #, VERT SLOT, NO 13.56 # | Ea |  | 1 Year | 7.7 | 5% | 7.315
57704 | HID | 1431LGGMVU | HID PROX & MIFARE, PROG, F-GLOSS, B-GLOSS, CSN #, VERT SLOT, NO 13.56 # | Ea |  | 1 Year | 7.7 | 5% | 7.315
57705 | HID | 1431LGGNNA | HID MIFARE PROX, PROG, F-GLOSS, B-GLOSS, NO MIFARE#, NO SLOT, LASER PROX# | Ea |  | 1 Year | 7.7 | 5% | 7.315
57706 | HID | 1431LGGNNM | HID MIFARE PROX, PROG, F-GLOSS, B-GLOSS, NO MIFARE#, NO SLOT, MATCH. PROX # | Ea |  | 1 Year | 7.7 | 5% | 7.315
57707 | HID | 1431LGGNNN | HID MIFARE & PROX, PROG PROX ONLY, F-GLOSS, B-GLOSS, NO MIFARE #, NO SLOT, NO PROX # | Ea |  | 1 Year | 7.7 | 5% | 7.315
57708 | HID | 1431LGGNNS | HID MIFARE & PROX, PROG, F-GLOSS, B-GLOSS, NO 13.56, NO SLOT, SEQ. PROX # | Ea |  | 1 Year | 7.7 | 5% | 7.315
57709 | HID | 1431LGGNNU | HID MIFARE PROX, PROG, F-GLOSS, B-GLOSS, NO MIFARE, NO SLOT, CSN PROX# | Ea |  | 1 Year | 7.7 | 5% | 7.315
57710 | HID | 1431LGGNVM | HID MIFARE PROX, PROG, F-GLOSS, B-GLOSS, NO MIFARE #, VERT SLOT, MATCH. PROX # | Ea |  | 1 Year | 7.7 | 5% | 7.315
57711 | HID | 1431LGGRNN | HID PROX & MIFARE, PROG, F-GLOSS, B-GLOSS, RANDOM #, NO SLOT, NO 13.56 # | Ea |  | 1 Year | 7.7 | 5% | 7.315
57712 | HID | 1431LGGSNS | HID PROX & MIFARE, PROG, F-GLOSS, B-GLOSS, SEQ #, NO SLOT, SEQ 13.56 # | Ea |  | 1 Year | 7.7 | 5% | 7.315
57713 | HID | 1431LGGSVN | HID PROX & MIFARE, PROG, F-GLOSS, B-GLOSS, SEQ #, VERT SLOT, NO 13.56 # | Ea |  | 1 Year | 7.7 | 5% | 7.315
57714 | HID | 1431LGGUNM | HID MIFARE 1K + PROX, NON-PROG MIFARE, PROG PROX, F-GLOSS, B-GLOSS, UID (CSN) HEX MIFARE #, NO SLOT, MATCHING PROX # | Ea |  | 1 Year | 7.7 | 5% | 7.315
57715 | HID | 1431LGGUNN | HID MIFARE 1K + PROX, NON-PROG MIFARE, PROG PROX, F-GLOSS, B-GLOSS, UID (CSN) HEX MIFARE #, NO SLOT, NO PROX # | Ea |  | 1 Year | 7.7 | 5% | 7.315
57716 | HID | 1431LGGUVM | HID MIFARE 1K + PROX, NON-PROG MIFARE, PROG PROX, F-GLOSS, B-GLOSS, UID (CSN) HEX MIFARE #, VERT SLOT, MATCHING PROX # | Ea |  | 1 Year | 7.7 | 5% | 7.315
57717 | HID | 1431LGGVNM | HID MIFARE 1K + PROX, NON-PROG MIFARE, PROG PROX, F-GLOSS, B-GLOSS, UID (CSN) DECIMAL MIFARE #, NO SLOT, MATCHING PROX # | Ea |  | 1 Year | 7.7 | 5% | 7.315
57718 | HID | 1431LGGZNM | HID MIFARE 1K + PROX, NON-PROG MIFARE, PROG PROX, F-GLOSS, B-GLOSS, LASER REVERSED UID (CSN) DECIMAL MIFARE #, NO SLOT, MATCHING PROX # | Ea |  | 1 Year | 7.7 | 5% | 7.315
57719 | HID | 1431MG1NNM | HID PROX & MIFARE, PROG 13.56M, F-GLOSS, B-GLOSS W/ MAG, NO #, NO SLOT, MATCH 13.56 # | Ea |  | 1 Year | 7.7 | 5% | 7.315
57720 | HID | 1431MGGMNM | HID PROX & MIFARE, PROG HID 13.56M, F-GLOSS, B-GLOSS, MATCH #, NO SLOT, MATCH 125K # | Ea |  | 1 Year | 7.7 | 5% | 7.315
57721 | HID | 1431MGGMNN | HID MIFARE & PROX, PROG HID 13.56M, F-GLOSS, B-GLOSS, MATCH #, NO SLOT, NO 125K # | Ea |  | 1 Year | 7.7 | 5% | 7.315
57722 | HID | 1431MGGNNM | HID PROX & MIFARE, PROG 13.56M, F-GLOSS, B-GLOSS, NO #, NO SLOT, MATCH 13.56 # | Ea |  | 1 Year | 7.7 | 5% | 7.315
57723 | HID | 1431MGGNNN | HID PROX & MIFARE, PROG HID 13.56M, F-GLOSS, B-GLOSS, NO MATCH #, NO SLOT, NO 125K # | Ea |  | 1 Year | 7.7 | 5% | 7.315
57724 | HID | 1431NE1NNN | HID PROX & MIFARE, NON PROG, EMBEDDABLE, MAGSTRIPE, NO #, NO SLOT, NO 125K # | Ea |  | 1 Year | 7.7 | 5% | 7.315
57725 | HID | 1431NEGNNN | HID PROX & MIFARE, NON-PROG, EMBEDDEABLE, B-GLOSS, NO #, NO SLOT, NO 13.56 # | Ea |  | 1 Year | 7.7 | 5% | 7.315
57726 | HID | 1431NG1NNN | HID PROX & MIFARE 1K, NON-PROG, F-GLOSS, B-GLOSS W/ MAG, NO #, NO SLOT, NO 13.56 # | Ea |  | 1 Year | 7.7 | 5% | 7.315
57727 | HID | 1431NG1NVN | HID MIFARE & PROX, NON-PROG, F-GLOSS, B-GLOSS, NO 13.56, VERT SLOT, NO PROX # | Ea |  | 1 Year | 7.7 | 5% | 7.315
57728 | HID | 1431NGGNNN | HID PROX & MIFARE, NON-PROG, F-GLOSS, B-GLOSS, NO #, NO SLOT, NO 13.56 # | Ea |  | 1 Year | 7.7 | 5% | 7.315
57729 | HID | 1431NGGNVN | HID MIFARE PROX, NON-PROG, F-GLOSS, B-GLOSS, NO MIFARE#, VERT. SLOT, NO PROX# | Ea |  | 1 Year | 7.7 | 5% | 7.315
57730 | HID | 1431NGGSNN | HID PROX & MIFARE, NON-PROG, F-GLOSS, B-GLOSS, NO #, NO SLOT, 13356 # | Ea |  | 1 Year | 7.7 | 5% | 7.315
57731 | HID | 1431NGGSVN | HID PROX & MIFARE, NON-PROG, F-GLOSS, B-GLOSS, NO #, SLOT, 1356 # | Ea |  | 1 Year | 7.7 | 5% | 7.315
57732 | HID | 1431RG1MNM | HID MIFARE/PROX & MIFARE, CUSTOM PROG, F-GLOSS, B-GLOSS W/MAG, MATCH. MIFARE #, NO SLOT, MATCH. PROX # | Ea |  | 1 Year | 7.7 | 5% | 7.315
57733 | HID | 1431RGGMNM | HID PROX & MIFARE, CUSTOM PROG, GLOSS, GLOSS, MATCHING #, NO SLOT, NO 13.56# | Ea |  | 1 Year | 7.7 | 5% | 7.315
57734 | HID | 1431RGGMNN | HID PROX & MIFARE, CUSTOM PROG, GLOSS, GLOSS, MATCHING #, NO SLOT, NO 13.56# | Ea |  | 1 Year | 7.7 | 5% | 7.315
57735 | HID | 1431SG1MNN | HID PROX & MIFARE, CUSTOM PROG, F-GLOSS, B-HID LOGO W/MAG, MATCH #, NO SLOT, NO 13.56 # | Ea |  | 1 Year | 7.7 | 5% | 7.315
57736 | HID | 1431SG1MVN | HID PROX & MIFARE, CUSTOM PROG, F-GLOSS, B-HID LOGO W/MAG, MATCH #, VERT SLOT, NO 13.56 # | Ea |  | 1 Year | 7.7 | 5% | 7.315
57737 | HID | 1431SGGMNN | HID PROX & MIFARE, CUSTOM PROG, F-GLOSS, B-HID LOGO, MATCH #, NO SLOT, NO 13.56 # | Ea |  | 1 Year | 7.7 | 5% | 7.315
57738 | HID | 1431SGGNNM | HID PROX & MIFARE, CUSTOM PROG, F-GLOSS, B-HID LOGO, NO #, NO SLOT, MATCH 13.56 # | Ea |  | 1 Year | 7.7 | 5% | 7.315
57739 | HID | 1431SGGSNN | HID PROX & MIFARE, CUSTOM PROG, F-GLOSS, B-HID LOGO, SEQ. NON#, NO SLOT, NO 13.56 # | Ea |  | 1 Year | 7.7 | 5% | 7.315
57740 | HID | 1434MSSAN | HID MIFARE KEYFOB 1K, PROG, F- STD HID AW, B- STD, LASER MATCH #, NO SLOT | Ea |  | 1 Year | 6.08 | 5% | 5.776
57741 | HID | 1434MSSBN | HID MIFARE KEYFOB 1K, PROG, F- STD HID AW, B- STD, LASER SEQ #, NO SLOT | Ea |  | 1 Year | 6.08 | 5% | 5.776
57742 | HID | 1434MSSMN | HID MIFARE KEYFOB 1K, PROG, F- STD HID AW, B- STD, MATCH #, NO SLOT | Ea |  | 1 Year | 6.08 | 5% | 5.776
57743 | HID | 1434MSSNN | HID MIFARE KEYFOB 1K, PROG, F- STD HID AW, B- STD, NO SEQ #, NO SLOT | Ea |  | 1 Year | 6.08 | 5% | 5.776
57744 | HID | 1434MSSRN | HID MIFARE KEYFOB 1K, PROG, F- STD HID AW, B- STD, RANDOM #, NO SLOT | Ea |  | 1 Year | 6.08 | 5% | 5.776
57745 | HID | 1434MSSSN | HID MIFARE KEYFOB 1K, PROG, F- STD HID AW, B- STD, SEQ #, NO SLOT | Ea |  | 1 Year | 6.08 | 5% | 5.776
57746 | HID | 1434MSSXN | HID MIFARE KEYFOB 1K, PROG, F-STD HID AW, B-STD, LASER UID (CSN) DECIMAL #, NO SLOT | Ea |  | 1 Year | 6.08 | 5% | 5.776
57747 | HID | 1434NSSAN | HID MIFARE KEYFOB 1K, NON-PROG, F- STD HID AW, B- STD, MATCHING LASER #, NO SLOT | Ea |  | 1 Year | 6.08 | 5% | 5.776
57748 | HID | 1434NSSBN | HID MIFARE KEYFOB 1K, NON-PROG, F- STD HID AW, B- STD, SEQ NON-MATCH LASER #, NO SLOT | Ea |  | 1 Year | 6.08 | 5% | 5.776
57749 | HID | 1434NSSNN | HID MIFARE KEYFOB 1K, NON-PROG, F- STD HID AW, B- STD, NO SEQ #, NO SLOT | Ea |  | 1 Year | 6.08 | 5% | 5.776
57750 | HID | 1434NSSSN | HID MIFARE KEYFOB 1K, NON-PROG, F- STD HID AW, B- STD, SEQ.#, NO SLOT | Ea |  | 1 Year | 6.08 | 5% | 5.776
57751 | HID | 1434NSSUN | HID MIFARE KEYFOB 1K, NON-PROG, F-STD HID AW, B-STD, UID (CSN) HEX #, NO SLOT | Ea |  | 1 Year | 6.08 | 5% | 5.776
57752 | HID | 1434NSSXN | HID MIFARE KEYFOB 1K, NON-PROG, F-STD HID AW, B-STD, LASER UID (CSN) DECIMAL #, NO SLOT | Ea |  | 1 Year | 6.08 | 5% | 5.776
57753 | HID | 1434SSSMN | HID MIFARE KEYFOB 1K, CUSTOM PROG, F-STD HID AW, B- STD, MATCH #, NO SLOT | Ea |  | 1 Year | 6.08 | 5% | 5.776
57754 | HID | 1435MSSMN | HID MIFARE ADH TAG 1K, PROG, F- STD HID AW, B- STD, MATCH #, NO SLOT | Ea |  | 1 Year | 5.08 | 5% | 4.826
57755 | HID | 1435MSSNN | HID MIFARE ADH TAG 1K, PROG, F- STD HID AW, B- STD, NO SEQ #, NO SLOT | Ea |  | 1 Year | 5.08 | 5% | 4.826
57756 | HID | 1435NSSNN | HID MIFARE ADH TAG 1K, NON-PROG, F- STD HID AW, B- STD, NO SEQ #, NO SLOT | Ea |  | 1 Year | 5.08 | 5% | 4.826
57757 | HID | 1435NSSRN | HID MIFARE ADH TAG 1K, NON-PROG, F- STD HID AW, B- STD, RANDOM #, NO SLOT | Ea |  | 1 Year | 5.08 | 5% | 4.826
57758 | HID | 1435NSSSN | HID MIFARE ADH TAG 1K, NON-PROG, F- STD HID AW, B- STD, SEQ #, NO SLOT | Ea |  | 1 Year | 5.08 | 5% | 4.826
57759 | HID | 1435NSSUN | HID MIFARE ADH TAG 1K, NON-PROG, F- STD HID AW, B-STD, UID (CSN) #, NO SLOT | Ea |  | 1 Year | 5.08 | 5% | 4.826
57760 | HID | 1435SSSMN | HID MIFARE ADH TAG 1K, CUSTOM PROG, F- STD HID AW, B- STD, MATCH #, NO SLOT | Ea |  | 1 Year | 5.08 | 5% | 4.826
57761 | HID | 1436MEGMV | COMPOSITE HID MIFARE 1K COMP, PROG, F-GLOSS, B-GLOSS, MATCH #, VERT SLOT, LAM | Ea |  | 1 Year | 6.16 | 5% | 5.852
57762 | HID | 1436MG1MN | HID MIFARE 1K COMP, PROG, F-GLOSS, B-GLOSS W/ MAG, MATCH #, NO SLOT | Ea |  | 1 Year | 4.1 | 5% | 3.895
57763 | HID | 1436MG1MV | HID MIFARE 1K COMP, PROG, F-GLOSS, B-GLOSS W/ MAG, MATCH #, VERT SLOT | Ea |  | 1 Year | 4.1 | 5% | 3.895
57764 | HID | 1436MGGMN | HID MIFARE 1K COMP, PROG, F-GLOSS, B-GLOSS, MATCH #, NO SLOT | Ea |  | 1 Year | 4.1 | 5% | 3.895
57765 | HID | 1436MGGMV | HID MIFARE 1K COMP, PROG, F-GLOSS, B-GLOSS, MATCH #, VERT SLOT | Ea |  | 1 Year | 4.1 | 5% | 3.895
57766 | HID | 1436MGGNN | HID MIFARE 1K COMP, PROG, F-GLOSS, B-GLOSS, NO #, NO SLOT | Ea |  | 1 Year | 4.1 | 5% | 3.895
57767 | HID | 1436NE1NN | ISO CARD MIFARE 1K 4BNUID COMP, NON-PROG, F-EMB. GLOSS, B-GLOSS W/MAG, NO #, NO SLOT, LAM | Ea |  | 1 Year | 6.16 | 5% | 5.852
57768 | HID | 1436NEGNN | ISO CARD MIFARE 1K 4BNUID COMP, PROG, F-EMB. GLOSS, B-GLOSS, NO #, NO SLOT, LAM | Ea |  | 1 Year | 6.16 | 5% | 5.852
57769 | HID | 1436NG1NN | ISO CARD MIFARE 1K 4BNUID COMP, NON-PROG, F-GLOSS, B-GLOSS W/MAG, NO #, NO SLOT | Ea |  | 1 Year | 4.1 | 5% | 3.895
57770 | HID | 1436NG1NV | HID MIFARE 1K COMP, NON-PROG, F-GLOSS, B-GLOSS W/ MAG, NO #, VERT SLOT , LAM | Ea |  | 1 Year | 4.1 | 5% | 3.895
57771 | HID | 1436NG1UN | COMPOSITE HID MIFARE 1K, NON-PROG, F-GLOSS, B-GLOSS W/MAG, UID (CSN) HEX #, NO SLOT | Ea |  | 1 Year | 4.1 | 5% | 3.895
57772 | HID | 1436NGGNN | ISO CARD MIFARE 1K 4BNUID COMP, NON-PROG, F-GLOSS, B-GLOSS, NO #, NO SLOT | Ea |  | 1 Year | 4.1 | 5% | 3.895
57773 | HID | 1436NGGNV | HID MIFARE 1K COMP, NON-PROG, F-GLOSS, B-GLOSS, NO #, VERT SLOT | Ea |  | 1 Year | 4.1 | 5% | 3.895
57774 | HID | 1436NGGSN | COMPOSITE HID MIFARE 1K, NON-PROG, F-GLOSS, B-GLOSS, SEQ. NON-MATCHING #, NO SLOT | Ea |  | 1 Year | 4.1 | 5% | 3.895
57775 | HID | 1436NGGSV | HID MIFARE 1K COMP, NON-PROG, F-GLOSS, B-GLOSS, SEQ. NON-MATCHING #, VERT SLOT | Ea |  | 1 Year | 4.1 | 5% | 3.895
57776 | HID | 1436NGGUN | COMPOSITE HID MIFARE 1K, NON-PROG, F-GLOSS, B-GLOSS, UID (CSN) HEX #, NO SLOT, LAM | Ea |  | 1 Year | 4.1 | 5% | 3.895
57777 | HID | 1436NGGUV | COMPOSITE HID MIFARE 1K, NON-PROG, F-GLOSS, B-GLOSS, UID (CSN) HEX #, VERT SLOT, LAM | Ea |  | 1 Year | 4.1 | 5% | 3.895
57778 | HID | 1436NGGVN | COMPOSITE HID MIFARE 1K, NON-PROG, F-GLOSS, B-GLOSS, UID (CSN) DECIMAL #, NO SLOT | Ea |  | 1 Year | 4.1 | 5% | 3.895
57779 | HID | 1436NGGZN | COMPOSITE HID MIFARE 1K, NON-PROG, F-GLOSS, B-GLOSS, LASER REVERSED UID (CSN) DECIMAL #, NO SLOT | Ea |  | 1 Year | 4.1 | 5% | 3.895
57780 | HID | 1436SG1MN | COMPOSITE HID MIFARE 1K, CUSTOM PROG, F-GLOSS, B-GLOSS W/MAG, MATCHING #, NO SLOT, LAM | Ea |  | 1 Year | 4.1 | 5% | 3.895
57781 | HID | 1436SGGMN | HID MIFARE 1K COMP, CUSTOM PROG, F-GLOSS, B-GLOSS, MATCHING #, NO SLOT, LAM | Ea |  | 1 Year | 4.1 | 5% | 3.895
57782 | HID | 1436SGGMV | HID MIFARE 1K COMP, CUSTOM PROG, F-GLOSS, B-GLOSS, MATCHING #, VERT SLOT, LAM | Ea |  | 1 Year | 4.1 | 5% | 3.895
57783 | HID | 1437BEGMNM | COMPOSITE MIFARE 1K PROX, PROG., F-GLOSS, B-GLOSS, MATCH MIFARE#, NO SLOT, MATCH. PROX # | Ea |  | 1 Year | 10.12 | 5% | 9.614
57784 | HID | 1437BGGMNM | COMPOSITE MIFARE PROX 1K, PROG., F-GLOSS, B-GLOSS, MATCH MIFARE#, NO SLOT, MATCHING PROX# | Ea |  | 1 Year | 7.7 | 5% | 7.315
57785 | HID | 1437BGGMNN | HID PROX & MIFARE 1K COMP, PROG HID 125K & 13.56M, F-GLOSS, B-GLOSS, MATCH #, NO SLOT, NO 13.56 # | Ea |  | 1 Year | 7.7 | 5% | 7.315
57786 | HID | 1437BGGNNM | HID MIFARE PROX 1K COMP, PROG HID 13.56 &125K, F-GLOSS, B-GLOSS, NO 13.56, NO SLOT, MATCHING 125K # | Ea |  | 1 Year | 7.7 | 5% | 7.315
57787 | HID | 1437LE1NNM | HID MIFARE & PROX 1K COMP, EMBEDDABLE, PROG, F-GLOSS, B-GLOSS W/ MAG, NO 13.56 #, NO SLOT, MATCH PROX # | Ea |  | 1 Year | 10.12 | 5% | 9.614
57788 | HID | 1437LEGNNM | COMPOSITE HID MIFARE 1K PROX, EMBEDDABLE, PROG, F-GLOSS, B-GLOSS, NO MIFARE #, NO SLOT, MATCH PROX # | Ea |  | 1 Year | 10.12 | 5% | 9.614
57789 | HID | 1437LEGSNN | HID PROX & MIFARE 1K COMP, EMBEDDABLE, PROG, F-GLOSS, B-GLOSS, SEQ #, NO SLOT, NO 13.56 # | Ea |  | 1 Year | 10.12 | 5% | 9.614
57790 | HID | 1437LG1MVN | HID PROX & MIFARE 1K COMP, PROG, F-GLOSS, B-GLOSS W/ MAG, MATCH #, VERT SLOT, NO 13.56 # | Ea |  | 1 Year | 7.7 | 5% | 7.315
57791 | HID | 1437LG1NNM | COMPOSITE MIFARE PROX 1K, PROG, F-GLOSS, B-GLOSS W/MAG, NO MIFARE #, NO SLOT, MATCH. PROX# | Ea |  | 1 Year | 7.7 | 5% | 7.315
57792 | HID | 1437LG1NNN | COMPOSITE MIFARE PROX 1K, PROX PROG, F - GLOSS, B - GLOSS W/MAG, NO MIFARE #, NO SLOT, NO PROX # | Ea |  | 1 Year | 7.7 | 5% | 7.315
57793 | HID | 1437LG1SNN | HID PROX & MIFARE 1K COMP, PROG, F-GLOSS, B-GLOSS W/ MAG, SEQ #, NO SLOT, NO 13.56 # | Ea |  | 1 Year | 7.7 | 5% | 7.315
57794 | HID | 1437LGGMNN | HID PROX & MIFARE 1K COMP, PROG, F-GLOSS, B-GLOSS, MATCH #, NO SLOT, NO 13.56 # | Ea |  | 1 Year | 7.7 | 5% | 7.315
57795 | HID | 1437LGGMNN-A001226 | TENSOR, MIFARE 1K/PROX COMPOSITE, PROG, F-GLOSS, B-GLOSS, MATCHING PROX#, NO SO#, NO SLOT | Ea |  | 1 Year | 7.7 | 5% | 7.315
57796 | HID | 1437LGGMVN | HID PROX & MIFARE 1K COMP, PROG, F-GLOSS, B-GLOSS, MATCH #, VERT SLOT, NO 13.56 # | Ea |  | 1 Year | 7.7 | 5% | 7.315
57797 | HID | 1437LGGNNA | COMPOSITE HID MIFARE 1K PROX, PROG, F-GLOSS, B-GLOSS, NO MIFARE #, NO SLOT, ENGRAVED PROX #, LAM | Ea |  | 1 Year | 7.7 | 5% | 7.315
57798 | HID | 1437LGGNNB | COMPOSITE HID MIFARE 1K PROX, PROG, F-GLOSS, B-GLOSS, NO MIFARE #, NO SLOT, SEQ LASER PROX #, LAM | Ea |  | 1 Year | 7.7 | 5% | 7.315
57799 | HID | 1437LGGNNM | COMPOSITE HID MIFARE 1K PROX, PROG, F-GLOSS, B-GLOSS, NO MIFARE #, NO SLOT, MATCH. PROX #, LAM | Ea |  | 1 Year | 7.7 | 5% | 7.315
57800 | HID | 1437LGGNNN | COMPOSITE MIFARE PROX 1K, PROG, F-GLOSS, B-GLOSS, NO MIFARE#, NO SLOT, NO PROX#, LAM | Ea |  | 1 Year | 7.7 | 5% | 7.315
57801 | HID | 1437LGGNNS | COMPOSITE HID MIFARE 1K PROX, PROG, F-GLOSS, B-GLOSS, NO MIFARE #, NO SLOT, SEQ. PROX #, LAM | Ea |  | 1 Year | 7.7 | 5% | 7.315
57802 | HID | 1437LGGNVM | COMPOSITE HID MIFARE 1K PROX, PROG, F-GLOSS, B-GLOSS, NO MIFARE #, VERT SLOT, NO PROX #, LAM | Ea |  | 1 Year | 7.7 | 5% | 7.315
57803 | HID | 1437LGSNNS | COMPOSITE HID MIFARE 1K PROX, PROG, F-GLOSS, B-HID LOGO, NO #, NO SLOT, SEQ. PROX #, LAM | Ea |  | 1 Year | 7.7 | 5% | 7.315
57804 | HID | 1437MGGMNN | COMPOSITE MIFARE PROX 1K, PROG MIFARE, NON-PROG PROX, F-GLOSS, B-GLOSS, MATCHING MIFARE #, NO SLOT, NO PROX # | Ea |  | 1 Year | 7.7 | 5% | 7.315
57805 | HID | 1437NE1NNN | COMPOSITE MIFARE PROX 1K, EMBEDDABLE, NON-PROG, F-GLOSS, B-GLOSS W/MAG, NO MIFARE#, NO SLOT, NO PROX#, LAM | Ea |  | 1 Year | 10.12 | 5% | 9.614
57806 | HID | 1437NEGNNN | COMPOSITE MIFARE PROX 1K, EMBEDDABLE, NON-PROG, F-GLOSS, B-GLOSS, NO MIFARE#, NO SLOT, NO PROX#, LAM | Ea |  | 1 Year | 10.12 | 5% | 9.614
57807 | HID | 1437NG1NNN | COMPOSITE MIFARE PROX 1K, NON-PROG, F-GLOSS, B-GLOSS W/MAG, NO MIFARE #, NO SLOT, NO PROX# | Ea |  | 1 Year | 7.7 | 5% | 7.315
57808 | HID | 1437NGCNNN-A000141 | COMPOSITE MIFARE PROX 1K , NON-PROG, F-GLOSS, B-GLOSS W/ DUAL MAG, NO MIFARE#, NO SLOT, NO PROX#, LAM | Ea |  | 1 Year | 7.7 | 5% | 7.315
57809 | HID | 1437NGGNNN | COMPOSITE MIFARE PROX 1K , NON-PROG, F-GLOSS, B-GLOSS, NO MIFARE#, NO SLOT, NO PROX#, LAM | Ea |  | 1 Year | 7.7 | 5% | 7.315
57810 | HID | 1437TG1NNN | COMPOSITE MIFARE PROX 1K, MIFARE PROG BLANK, PROX CONFIGURED AS INDALA, F-GLOSS, B-GLOSS W/MAG, NO MIFARE #, NO SLOT, NO PROX # | Ea |  | 1 Year | 7.7 | 5% | 7.315
57811 | HID | 1440MCCMN-A000063 | HID MIFARE, PROG HID 13.56M, F-DTK SAMPLE CARD, B-ICLASS MIFARE 4K, MATCH #, NO SLOT | Ea |  | 1 Year | 8 | 5% | 7.6
57812 | HID | 1440MG1MN | HID MIFARE, PROG HID 13.56M, F-GLOSS, B-GLOSS W/ MAG, MATCH #, NO SLOT, 4K | Ea |  | 1 Year | 8 | 5% | 7.6
57813 | HID | 1440MG1MV | HID MIFARE, PROG HID 13.56M, F-GLOSS, B-GLOSS W/ MAG, MATCH #, VERT SLOT, 4K | Ea |  | 1 Year | 8 | 5% | 7.6
57814 | HID | 1440MG1NN | HID MIFARE, PROG HID 13.56M, F-GLOSS, B-GLOSS W/ MAG, NO #, NO SLOT, 4K | Ea |  | 1 Year | 8 | 5% | 7.6
57815 | HID | 1440MG1SN | HID MIFARE, PROG HID 13.56M, F-GLOSS, B-GLOSS W/MAG, SEQ #, NO SLOT, 4K | Ea |  | 1 Year | 8 | 5% | 7.6
57816 | HID | 1440MG1SV | HID MIFARE, PROG HID 13.56M, F-GLOSS, B-GLOSS W/ MAG, SEQ #, VERT SLOT, 4K | Ea |  | 1 Year | 8 | 5% | 7.6
57817 | HID | 1440MGGAN | HID MIFARE, PROG HID 13.56M, F-GLOSS, B-GLOSS, MATCH LASER #, NO SLOT, 4K | Ea |  | 1 Year | 8 | 5% | 7.6
57818 | HID | 1440MGGMN | HID MIFARE, PROG HID 13.56M, F-GLOSS, B-GLOSS, MATCH #, NO SLOT, 4K | Ea |  | 1 Year | 8 | 5% | 7.6
57819 | HID | 1440MGGMV | HID MIFARE, PROG HID 13.56M, F-GLOSS, B-GLOSS, MATCH #, VERT. SLOT, 4K | Ea |  | 1 Year | 8 | 5% | 7.6
57820 | HID | 1440MGGNN | HID MIFARE, PROG HID 13.56M, F-GLOSS, B-GLOSS, NO #, NO SLOT, 4K | Ea |  | 1 Year | 8 | 5% | 7.6
57821 | HID | 1440MGGSN | HID MIFARE, PROG HID 13.56M, F-GLOSS, B-GLOSS, SEQ NON-MATCH #, NO SLOT, 4K | Ea |  | 1 Year | 8 | 5% | 7.6
57822 | HID | 1440MGGVN | HID MIFARE, PROG., F-GLOSS, B-GLOSS, CSN DECIMAL #, NO SLOT | Ea |  | 1 Year | 8 | 5% | 7.6
57823 | HID | 1440NE1NN | HID MIFARE 4K, NON-PROG, F-GLOSS EMBEDDABLE, B-MAGSTRIPE, NO #, NO SLOT | Ea |  | 1 Year | 8 | 5% | 7.6
57824 | HID | 1440NEGNN | HID MIFARE 4K, NON-PROG, F-GLOSS EMBEDDABLE, B-GLOSS, NO #, NO SLOT | Ea |  | 1 Year | 8 | 5% | 7.6
57825 | HID | 1440NG1NN | ISO CARD MIFARE EV1 4K 4BNUID, NON PRGM, F-GLOSS, MAGSTRIPE, NO #, NO SLOT, 4K | Ea |  | 1 Year | 8 | 5% | 7.6
57826 | HID | 1440NGGBN | HID MIFARE 4K, NON PRGM, F-GLOSS, B-GLOSS, SEQ. NON-MATCHING LASER #, NO SLOT | Ea |  | 1 Year | 8 | 5% | 7.6
57827 | HID | 1440NGGNN | ISO CARD MIFARE EV1 4K 4BNUID, NON PRGM, F-GLOSS, B-GLOSS, NO #, NO SLOT | Ea |  | 1 Year | 8 | 5% | 7.6
57828 | HID | 1440NGGNV | HID MIFARE 4K, NON-PROG, F-GLOSS, B-GLOSS, SEQ.#, VERT. SLOT | Ea |  | 1 Year | 8 | 5% | 7.6
57829 | HID | 1440NGGSN | HID MIFARE 4K, NON PRGM, F-GLOSS, B-GLOSS, SEQ. NON-MATCHING #, NO SLOT | Ea |  | 1 Year | 8 | 5% | 7.6
57830 | HID | 1440NGGSV | HID MIFARE 4K, NON-PROG, F-GLOSS, B-GLOSS, SEQ.#, VERT. SLOT | Ea |  | 1 Year | 8 | 5% | 7.6
57831 | HID | 1440NGGUN | 1440 MIFARE 4K CARD, UID (CSN) HEX CARD NUMBERING ONLY | Ea |  | 1 Year | 8 | 5% | 7.6
57832 | HID | 1440NGGUV | HID MIFARE 4K, NON-PROG, F-GLOSS, B-GLOSS, UID (CSN) HEX #, VERT SLOT | Ea |  | 1 Year | 8 | 5% | 7.6
57833 | HID | 1440NGGVN | HID MIFARE 4K, NON-PROG, F-GLOSS, B-GLOSS, UID (CSN) DECIMAL #, NO SLOT | Ea |  | 1 Year | 8 | 5% | 7.6
57834 | HID | 1440NGGVV | HID MIFARE 4K, NON-PROG, F-GLOSS, B-GLOSS, UID (CSN) DECIMAL #, VERT SLOT | Ea |  | 1 Year | 8 | 5% | 7.6
57835 | HID | 1440SGGMN | HID MIFARE, CUSTOM PROG, F-GLOSS, B-GLOSS, MATCH #, NO SLOT, 4K | Ea |  | 1 Year | 8 | 5% | 7.6
57836 | HID | 1441BG1MVM | MIFARE PROX 4K, PROG MIFARE/PROX, F-GLOSS, B-GLOSS W/MAG, MATCHING MIFARE #, VERT SLOT, MATCHING PROX # | Ea |  | 1 Year | 10.4 | 5% | 9.88
57837 | HID | 1441BGGMNM | HID MIFARE PROX, PROG., F-GLOSS, B-GLOSS, MATCH MIFARE#, NO SLOT, MATCH PROX# | Ea |  | 1 Year | 10.4 | 5% | 9.88
57838 | HID | 1441BGGMNN | HID MIFARE PROX, PROG., F-GLOSS, B-GLOSS, MATCH MIFARE#, NO SLOT, NO PROX # | Ea |  | 1 Year | 10.4 | 5% | 9.88
57839 | HID | 1441BGGMVM | HID MIFARE PROX, PROG., F-GLOSS, B-GLOSS, MATCH MIFARE#, VERT SLOT, MATCH. PROX# | Ea |  | 1 Year | 10.4 | 5% | 9.88
57840 | HID | 1441BGGNNM | HID MIFARE PROX, PROG. F-GLOSS, B-GLOSS, NO MIFARE #, NO SLOT, MATCHING PROX# | Ea |  | 1 Year | 10.4 | 5% | 9.88
57841 | HID | 1441BGGNNN | HID MIFARE PROX, PROG. F-GLOSS, B-GLOSS, NO MIFARE #, NO SLOT, NO PROX# | Ea |  | 1 Year | 10.4 | 5% | 9.88
57842 | HID | 1441BGGNVM | HID MIFARE PROX, PROG., F-GLOSS, B-GLOSS, NO MIFARE #, VERT. SLOT, MATCHING. PROX # | Ea |  | 1 Year | 10.4 | 5% | 9.88
57843 | HID | 1441BGGNVS | HID MIFARE PROX, PROG., F-GLOSS, B-GLOSS, NO MIFARE #, VERT. SLOT, SEQ. PROX # | Ea |  | 1 Year | 10.4 | 5% | 9.88
57844 | HID | 1441BGGSNS | HID MIFARE 4K PROX, PROG., F-GLOSS, B-GLOSS, SEQ. MIFARE#, NO SLOT, SEQ. PROX# | Ea |  | 1 Year | 10.4 | 5% | 9.88
57845 | HID | 1441BGGSVN | HID MIFARE 4K PROX, PROG., F-GLOSS, B-GLOSS, SEQ. MIFARE, NO SLOT, NO PROX | Ea |  | 1 Year | 10.4 | 5% | 9.88
57846 | HID | 1441BGSMNS | HID MIFARE PROX, PROG., F-GLOSS, B-STD HID ARTWORK, MATCH. MIFARE #, NO SLOT, SEQ. PROX, LAM | Ea |  | 1 Year | 10.4 | 5% | 9.88
57847 | HID | 1441BGSNNM | HID MIFARE PROX, PROG., F-GLOSS, B-STD HID ARTWORK, NO MIFARE #, NO SLOT, MATCH. PROX #, LAM | Ea |  | 1 Year | 10.4 | 5% | 9.88
57848 | HID | 1441LG1MNN | HID PROX & MIFARE 4K, PROG 125K F-GLOSS, B-GLOSS W/MAG STRIPE, MATCH #, NO SLOT, NO 13.56 #, 4K | Ea |  | 1 Year | 10.4 | 5% | 9.88
57849 | HID | 1441LG1NNA | HID MIFARE PROX, PROG. F-GLOSS, B-GLOSS W/MAG, NO MIFARE #, NO SLOT, LASER. PROX # | Ea |  | 1 Year | 10.4 | 5% | 9.88
57850 | HID | 1441LG1NNM | HID MIFARE PROX, PROG. F-GLOSS, B-GLOSS W/MAG, NO MIFARE #, NO SLOT, MATCH. PROX | Ea |  | 1 Year | 10.4 | 5% | 9.88
57851 | HID | 1441LG1NNS | HID MIFARE PROX, PROG. F-GLOSS, B-GLOSS W/MAG, NO MIFARE #, NO SLOT, SEQ. PROX # | Ea |  | 1 Year | 10.4 | 5% | 9.88
57852 | HID | 1441LG1NVM | HID MIFARE PROX, PROG., F-GLOSS, B-GLOSS W/MAG, NO MIFARE #, VERT. SLOT, MATCH. PROX # | Ea |  | 1 Year | 10.4 | 5% | 9.88
57853 | HID | 1441LG1SNN | HID PROX & MIFARE 4K, PROG 125K F-GLOSS, B-GLOSS W/MAG STRIPE, SEQ #, NO SLOT, NO 13.56 # | Ea |  | 1 Year | 10.4 | 5% | 9.88
57854 | HID | 1441LGGANN | HID PROX & MIFARE 4K, PROG 125 KHZ, F-GLOSS, B-GLOSS, MATCH LASER #, NO SLOT, NO 13.56 # | Ea |  | 1 Year | 10.4 | 5% | 9.88
57855 | HID | 1441LGGMNN | HID PROX & MIFARE 4K, PROG 125 KHZ, F-GLOSS, B-GLOSS, MATCH #, NO SLOT, NO 13.56 # | Ea |  | 1 Year | 10.4 | 5% | 9.88
57856 | HID | 1441LGGMNS | HID PROX & MIFARE 4K, PROG 125 KHZ, F-GLOSS, B-GLOSS, MATCH #, NO SLOT, SEQ. NON-MATCH 13.56 # | Ea |  | 1 Year | 10.4 | 5% | 9.88
57857 | HID | 1441LGGMVN | HID PROX & MIFARE 4K, PROG 125 KHZ, F-GLOSS, B-GLOSS, MATCH #, VERT SLOT, NO 13.56 # | Ea |  | 1 Year | 10.4 | 5% | 9.88
57858 | HID | 1441LGGNNA | HID MIFARE PROX, PROG. PROX, F-GLOSS, B-GLOSS, NO MIFARE, NO SLOT, MATCH LASER PROX # | Ea |  | 1 Year | 10.4 | 5% | 9.88
57859 | HID | 1441LGGNNM | HID MIFARE 4K/PROX, PROG. PROX, F-GLOSS, B-GLOSS, NO MIFARE #, NO SLOT, MATCH. PROX | Ea |  | 1 Year | 10.4 | 5% | 9.88
57860 | HID | 1441LGGNNN | HID MIFARE PROX 4K, PROG., F-GLOSS, B-GLOSS, NO MIFARE #, NO SLOT, NO PROX# | Ea |  | 1 Year | 10.4 | 5% | 9.88
57861 | HID | 1441LGGNNR | HID MIFARE PROX, PROG. PROX, F-GLOSS, B-GLOSS, NO MIFARE #, NO SLOT, RANDOM PROX # | Ea |  | 1 Year | 10.4 | 5% | 9.88
57862 | HID | 1441LGGNNS | HID MIFARE 4K & PROX, PROG. PROX, F-GLOSS, B-GLOSS, NO MIFARE #, NO SLOT, SEQ. PROX# | Ea |  | 1 Year | 10.4 | 5% | 9.88
57863 | HID | 1441LGGNVM | HID MIFARE PROX, PROG. PROX, F-GLOSS, B-GLOSS, NO MIFARE #, VERT SLOT, MATCH. PROX # | Ea |  | 1 Year | 10.4 | 5% | 9.88
57864 | HID | 1441LGGRNN | HID PROX & MIFARE 4K, PROG 125 KHZ, F-GLOSS, B-GLOSS, RANDOM #, NO SLOT, NO 13.56 # | Ea |  | 1 Year | 10.4 | 5% | 9.88
57865 | HID | 1441LGGSNM | HID MIFARE PROX, PROG. PROX, F-GLOSS, B-GLOSS, SEQ. MIFARE, NO SLOT, MATCH PROX # | Ea |  | 1 Year | 10.4 | 5% | 9.88
57866 | HID | 1441LGGSNN | HID PROX & MIFARE 4K, PROG 125 KHZ, F-GLOSS, B-GLOSS, SEQ. NON-MATCH #, NO SLOT, NO 13.56 # | Ea |  | 1 Year | 10.4 | 5% | 9.88
57867 | HID | 1441LGGUNM | HID MIFARE 4K + PROX, NON-PROG MIFARE, PROG PROX, F-GLOSS, B-GLOSS, UID (CSN) HEX MIFARE #, NO SLOT, MATCHING PROX # | Ea |  | 1 Year | 10.4 | 5% | 9.88
57868 | HID | 1441LGGVNM | HID MIFARE 4K + PROX, NON-PROG MIFARE, PROG PROX, F-GLOSS, B-GLOSS, UID (CSN) DECIMAL MIFARE #, NO SLOT, MATCHING PROX # | Ea |  | 1 Year | 10.4 | 5% | 9.88
57869 | HID | 1441MGGMNN | HID MIFARE PROX, PROG. MIFARE, F-GLOSS, B-GLOSS, MATCH. MIFARE #, NO SLOT, NO PROX # | Ea |  | 1 Year | 10.4 | 5% | 9.88
57870 | HID | 1441MGGMVN | MIFARE PROX 4K, PROG MIFARE, NON-PROG PROX, F-GLOSS, B-GLOSS, MATCHING MIFARE #, VERT SLOT, NO PROX # | Ea |  | 1 Year | 10.4 | 5% | 9.88
57871 | HID | 1441MGGNNM | HID PROX & MIFARE, PROG., F-GLOSS, B-GLOSS, NO PROX #, NO SLOT, MATCHING 13.56 # | Ea |  | 1 Year | 10.4 | 5% | 9.88
57872 | HID | 1441NE1NNN | HID MIFARE PROX 4K, NON-PRGM, F-EMBEDDABLE, B-GLOSS W/MAG STRIPE, NO MIFARE#, NO SLOT, NO PROX# | Ea |  | 1 Year | 10.4 | 5% | 9.88
57873 | HID | 1441NEGNNN | HID MIFARE PROX 4K, NON PROG., F-GLOSS W/EMBEDDED RK02 CHIP WITH CUSTOM ATR, B-GLOSS, NO MIFARE, NO SLOT, NO PROX# | Ea |  | 1 Year | 10.4 | 5% | 9.88
57874 | HID | 1441NEGNNN-1608Y | HID PROX & MIFARE, NON-PRGM, F-EMBEDDED, B-GLOSS, NO #, NO SLOT, NO 13.56 #, 4K | Ea |  | 1 Year | 10.4 | 5% | 9.88
57875 | HID | 1441NG1NNN | HID MIFARE PROX 4K, NON-PROG, F-GLOSS, B-GLOSS W/MAG STRIPE, NO MIFARE#, NO SLOT, NO PROX#, LAM | Ea |  | 1 Year | 10.4 | 5% | 9.88
57876 | HID | 1441NG1VNN | HID MIFARE 4K + PROX, NON-PROG MIFARE/PROX, F-GLOSS, B-GLOSS W/MAG, UID (CSN) DECIMAL MIFARE #, NO SLOT, NO PROX # | Ea |  | 1 Year | 10.4 | 5% | 9.88
57877 | HID | 1441NGGNNN | HID MIFARE PROX 4K, NON-PROG, F-GLOSS, B-GLOSS, NO MIFARE#, NO SLOT, NO PROX#, LAM | Ea |  | 1 Year | 10.4 | 5% | 9.88
57878 | HID | 1441NGGNNS | HID MIFARE PROX, NON-PROG., F-GLOSS, B-GLOSS, NO MIFARE #, NO SLOT, SEQ. NON-MATCH. PROX# | Ea |  | 1 Year | 10.4 | 5% | 9.88
57879 | HID | 1441NGGNNU | HID PROX & MIFARE 4K, NON-PRGM, F-GLOSS, B-GLOSS, NO PROX #, SLOT, CSN MIFARE# | Ea |  | 1 Year | 10.4 | 5% | 9.88
57880 | HID | 1441NGGNVN | HID MIFARE PROX 4K, NON-PROG, F-GLOSS, B-GLOSS, NO MIFARE#, SLOT, NO PROX# | Ea |  | 1 Year | 10.4 | 5% | 9.88
57881 | HID | 1441NGGSNN | HID PROX & MIFARE, NON-PRGM, F-GLOSS, B-GLOSS, SEQ. NON-MATCHING PROX #, SLOT, NO MIFARE#, 4K | Ea |  | 1 Year | 10.4 | 5% | 9.88
57882 | HID | 1441NGGUNN | HID MIFARE 4K + PROX, NON-PROG MIFARE/PROX, F-GLOSS, B-GLOSS, UID (CSN) HEX MIFARE #, NO SLOT, NO PROX # | Ea |  | 1 Year | 10.4 | 5% | 9.88
57883 | HID | 1441SGGMNN | HID MIFARE PROX, PROG. MIFARE, F-GLOSS, B-GLOSS, MATCH MIFARE#, NO SLOT, NO PROX# | Ea |  | 1 Year | 10.4 | 5% | 9.88
57884 | HID | 1444MSSAN | HID MIFARE KEYFOB 4K, PROG, F- STD HID AW, B- STD, LASER MATCH #, NO SLOT | Ea |  | 1 Year | 8.57 | 5% | 8.1415
57885 | HID | 1444MSSMN | HID MIFARE KEYFOB 4K, PROG, F- STD HID AW, B- STD, MATCH #, NO SLOT | Ea |  | 1 Year | 8.57 | 5% | 8.1415
57886 | HID | 1444MSSSN | HID MIFARE KEYFOB 4K, PROG, F- STD HID AW, B- STD, SEQ #, NO SLOT | Ea |  | 1 Year | 8.57 | 5% | 8.1415
57887 | HID | 1444NSSNN | HID MIFARE KEYFOB 4K, NON-PROG, F- STD HID AW, B- STD, NO SEQ #, NO SLOT | Ea |  | 1 Year | 8.57 | 5% | 8.1415
57888 | HID | 1444NSSNN-210204 | HID MIFARE KEYFOB 4K, NON-PROG, F- STD HID AW, B- STD, NO SLOT, LASER ENGRAVED CSN NUMBER | Ea |  | 1 Year | 8.57 | 5% | 8.1415
57889 | HID | 1444NSSSN | HID MIFARE KEYFOB 4K, NON-PROG, F- STD HID AW, B- STD, SEQ #, NO SLOT | Ea |  | 1 Year | 8.57 | 5% | 8.1415
57890 | HID | 1444SSSMN | HID MIFARE KEYFOB 4K, CUST. PROG, F- STD HID AW, B- STD, MATCH#, NO SLOT | Ea |  | 1 Year | 8.57 | 5% | 8.1415
57891 | HID | 1446MG1MV | HID MIFARE 4K COMP, PROG, F-GLOSS, B-GLOSS W/ MAG, MATCH #, VERT SLOT | Ea |  | 1 Year | 8 | 5% | 7.6
57892 | HID | 1446MGGAV | COMPOSITE HID MIFARE 4K, PROG, F-GLOSS, B-GLOSS, LASER MATCH #, VERT SLOT | Ea |  | 1 Year | 8 | 5% | 7.6
57893 | HID | 1446MGGMN | HID MIFARE 4K COMP, PROG, F-GLOSS, B-GLOSS, MATCH #, NO SLOT | Ea |  | 1 Year | 8 | 5% | 7.6
57894 | HID | 1446MGGNN | COMPOSITE MIFARE 4K, PROG, F-GLOSS, B-GLOSS, NO #, NO SLOT | Ea |  | 1 Year | 8 | 5% | 7.6
57895 | HID | 1446NE1NN | ISO CARD MIFARE 4K 4BNUID COMP, PROG, F-EMB. GLOSS, B-GLOSS W/MAG, NO #, NO SLOT | Ea |  | 1 Year | 10.45 | 5% | 9.9275
57896 | HID | 1446NEGNN | ISO CARD MIFARE 4K 4BNUID COMP, PROG, F-EMB. GLOSS, B-GLOSS, NO #, NO SLOT | Ea |  | 1 Year | 10.45 | 5% | 9.9275
57897 | HID | 1446NG1NN | ISO CARD MIFARE 4K 4BNUID COMP, NON-PROG, F-GLOSS, B-GLOSS W/MAG, NO #, NO SLOT | Ea |  | 1 Year | 8 | 5% | 7.6
57898 | HID | 1446NGCNN-A000664 | MIFARE 4K, COMPOSITE, F-GLOSSY, B-BLACK RETURNADRESS, NO #, NO SLOT, LAM | Ea |  | 1 Year | 8 | 5% | 7.6
57899 | HID | 1446NGGNN | ISO CARD MIFARE 4K 4BNUID COMP, NON-PROG, F-GLOSS, B-GLOSS, NO #, NO SLOT | Ea |  | 1 Year | 8 | 5% | 7.6
57900 | HID | 1446NGGNV | HID MIFARE 4K COMP, NON-PROG, F-GLOSS, B-GLOSS, NO #, VERT SLOT | Ea |  | 1 Year | 8 | 5% | 7.6
57901 | HID | 1446NGGSN | HID MIFARE 4K COMP, NON-PROG, F-GLOSS, B-GLOSS, SEQ #, NO SLOT | Ea |  | 1 Year | 8 | 5% | 7.6
57902 | HID | 1446NGGUN | COMPOSITE HID MIFARE 4K, NON-PROG, F-GLOSS, B-GLOSS, UID (CSN) HEX #, NO SLOT, LAM | Ea |  | 1 Year | 8 | 5% | 7.6
57903 | HID | 1446SG1MN | COMPOSITE HID MIFARE 4K, PROG, F-GLOSS, B-GLOSS W/MAG, MATCH #, NO SLOT, | Ea |  | 1 Year | 8 | 5% | 7.6
57904 | HID | 1447BG1MNM | COMPOSITE MIFARE PROX 4K, PROG MIFARE/PROX, F-GLOSS, B-GLOSS W/MAG, MATCHING MIFARE #, NO SLOT, MATCHING PROX # | Ea |  | 1 Year | 10.4 | 5% | 9.88
57905 | HID | 1447BG1MNN | HID PROX & MIFARE 4K COMP, PROG HID 125K & 13.56M, F-GLOSS, B-GLOSS W/MAG, MATCHING PROX #, NO SLOT, NO 13.56 #, LAM | Ea |  | 1 Year | 10.4 | 5% | 9.88
57906 | HID | 1447BGGMNM | HID MIFARE 4K AND PROX, COMP, PROG HID13.56M & 125K, F-GLOSS, B-GLOSS, MATCHING 13.56, NO SLOT, MATCHING 125# | Ea |  | 1 Year | 10.4 | 5% | 9.88
57907 | HID | 1447BGGNNM | HID PROX & MIFARE 4K COMP, PROG HID 125K & 13.56M, F-GLOSS, B-GLOSS, NO #, NO SLOT, MATCHING 13.56 # | Ea |  | 1 Year | 10.4 | 5% | 9.88
57908 | HID | 1447LE1NNB | COMPOSITE MIFARE PROX, EMBED, PROG. PROX, F-GLOSS, B-GLOSS W/MAG, NO MIFARE, NO SLOT, LASER PROX #, LAM | Ea |  | 1 Year | 13.09 | 5% | 12.4355
57909 | HID | 1447LE1NNM | COMPOSITE MIFARE PROX , EMBED., PROG. PROX, F-GLOSS, B-GLOSS W/MAG, NO MIFARE #, NO SLOT, MATCH PROX #, LAM | Ea |  | 1 Year | 13.09 | 5% | 12.4355
57910 | HID | 1447LE1NNS | COMPOSITE MIFARE PROX, EMBED., PROG. PROX, F-GLOSS, B-GLOSS W/MAG, NO MIFARE #, NO SLOT, MATCH. PROX #, LAM | Ea |  | 1 Year | 13.09 | 5% | 12.4355
57911 | HID | 1447LEGMNN | HID PROX & MIFARE 4K COMP, EMBEDDABLE, PROG, F-GLOSS, B-GLOSS, MATCHING PROX #, NO SLOT, NO 13.56 #, LAM | Ea |  | 1 Year | 13.09 | 5% | 12.4355
57912 | HID | 1447LEGNNA | COMPOSITE MIFARE PROX, EMBED, PROG. PROX, F-GLOSS, B-GLOSS, NO. MIFARE#, NO SLOT, LASER #, LAM | Ea |  | 1 Year | 13.09 | 5% | 12.4355
57913 | HID | 1447LEGNNB | COMPOSITE MIFARE PROX, EMBED, PROG, F-GLOSS, B-GLOSS, NO MIFARE#, NO SLOT, SEQ LASER PROX#, LAM | Ea |  | 1 Year | 13.09 | 5% | 12.4355
57914 | HID | 1447LEGNNM | COMPOSITE MIFARE PROX, EMBED., PROG. PROX, F-GLOSS, B-GLOSS, NO MIFARE #, NO SLOT, MATCH PROX #, LAM | Ea |  | 1 Year | 13.09 | 5% | 12.4355
57915 | HID | 1447LEGNNN | COMPOSITE MIFARE PROX, EMBED, PROG. PROX, F-GLOSS, B-GLOSS, NO MIFARE, NO SLOT, NO PROX #, LAM | Ea |  | 1 Year | 13.09 | 5% | 12.4355
57916 | HID | 1447LEGNNS | COMPOSITE MIFARE PROX, EMBED., PROG, F-GLOSS, B-GLOSS, NO #, NO SLOT, SEQ. PROX#, LAM | Ea |  | 1 Year | 13.09 | 5% | 12.4355
57917 | HID | 1447LG1NNA | COMPOSITE MIFARE PROX, PROG, F-GLOSS, B-GLOSS W/MAG, NO MIFARE#, NO SLOT, LASER PROX#, LAM | Ea |  | 1 Year | 10.4 | 5% | 9.88
57918 | HID | 1447LG1NNB | COMPOSITE MIFARE PROX, PROG, F-GLOSS, B-GLOSS W/MAG, NO MIFARE, NO SLOT, LASER PROX#, LAM | Ea |  | 1 Year | 10.4 | 5% | 9.88
57919 | HID | 1447LG1NNM | COMPOSITE MIFARE PROX, PROG, F-GLOSS, B-GLOSS W/MAG, NO MIFARE #, NO SLOT, MATCH. PROX #, LAM | Ea |  | 1 Year | 10.4 | 5% | 9.88
57920 | HID | 1447LG1NNS | COMPOSITE MIFARE PROX, PROG, F-GLOSS, B-GLOSS W/MAG, NO MIFARE, NO SLOT, SEQ. PROX#, LAM | Ea |  | 1 Year | 10.4 | 5% | 9.88
57921 | HID | 1447LGGANN | HID PROX & MIFARE 4K COMPOSITE, PROG, F-GLOSS, B-GLOSS, ENGRAVED PROX #, NO SLOT, NO 13.56 #, LAM | Ea |  | 1 Year | 10.4 | 5% | 9.88
57922 | HID | 1447LGGBNN | HID PROX & MIFARE 4K COMPOSITE, PROG, F-GLOSS, B-GLOSS, SEQ LASER, NO SLOT, NO 13.56 # | Ea |  | 1 Year | 10.4 | 5% | 9.88
57923 | HID | 1447LGGMNN | HID PROX & MIFARE 4K COMP, PROG, F-GLOSS, B-GLOSS, MATCH #, NO SLOT, NO 13.56 # | Ea |  | 1 Year | 10.4 | 5% | 9.88
57924 | HID | 1447LGGMVN | HID PROX & MIFARE 4K COMP, PROG, F-GLOSS, B-GLOSS, MATCH #, VERT. SLOT, NO 13.56 # | Ea |  | 1 Year | 10.4 | 5% | 9.88
57925 | HID | 1447LGGNNA | COMPOSITE MIFARE PROX, PROG, F-GLOSS, B-GLOSS, NO MIFARE #, NO SLOT, LASER PROX#, LAM | Ea |  | 1 Year | 10.4 | 5% | 9.88
57926 | HID | 1447LGGNNB | COMPOSITE MIFARE PROX, PROG, F-GLOSS, B-GLOSS, NO MIFARE, NO SLOT, LASER PROX #, LAM | Ea |  | 1 Year | 10.4 | 5% | 9.88
57927 | HID | 1447LGGNNM | COMPOSITE HID MIFARE 4K PROX, PROG, F-GLOSS, B-GLOSS, NO MIFARE, NO SLOT, MATCH. PROX # | Ea |  | 1 Year | 10.4 | 5% | 9.88
57928 | HID | 1447LGGNNS | COMPOSITE MIFARE PROX, PROG, F-GLOSS, B-GLOSS, NO MIFARE, NO SLOT, SEQ. PROX #, LAM | Ea |  | 1 Year | 10.4 | 5% | 9.88
57929 | HID | 1447LGGSNN | COMPOSITE MIFARE 4K & HID PROX, PROG. PROX, F-GLOSS, B-GLOSS, SEQ #, NO SLOT, NO PROX #, LAM | Ea |  | 1 Year | 10.4 | 5% | 9.88
57930 | HID | 1447LGGSNS | HID PROX & MIFARE 4K COMP, PROG, F-GLOSS, B-GLOSS, SEQ. #, NO SLOT, SEQ. MIFARE# | Ea |  | 1 Year | 10.4 | 5% | 9.88
57931 | HID | 1447LGGUNM | COMPOSITE HID MIFARE 4K + PROX, NON-PROG MIFARE, PROG PROX, F-GLOSS, B-GLOSS, UID (CSN) HEX MIFARE #, NO SLOT, MATCHING PROX # | Ea |  | 1 Year | 10.4 | 5% | 9.88
57932 | HID | 1447MGGMNN | COMPOSITE MIFARE 4K & HID PROX, PROG HID MIFARE ONLY, F-GLOSS, B-GLOSS, MATCHING MIFARE #, NO SLOT, NO PROX #, LAM | Ea |  | 1 Year | 10.4 | 5% | 9.88
57933 | HID | 1447NE3NNN-120652 | COMPOSITE MIFARE PROX 4K, NON-PROG, F-EMBEDDABLE, B-CRESCENDO BUG W/MAG, NO MIFARE #, NO SLOT, NO PROX #, LAM | Ea |  | 1 Year | 13.09 | 5% | 12.4355
57934 | HID | 1447NECNNN-120652 | COMPOSITE MIFARE PROX 4K, NON-PROG, F-EMBEDDABLE, B-CRESCENDO BUG, NO MIFARE #, NO SLOT, NO PROX #, LAM | Ea |  | 1 Year | 13.09 | 5% | 12.4355
57935 | HID | 1447NEGNNN | COMPOSITE MIFARE PROX 4K, EMBEDDABLE, NON-PROG, F-GLOSS, B-GLOSS, NO MIFARE#, NO SLOT, NO PROX#, LAM | Ea |  | 1 Year | 13.09 | 5% | 12.4355
57936 | HID | 1447NG1NNN | COMPOSITE MIFARE PROX 4K, NON-PROG, F-GLOSS, B-GLOSS W/MAG, NO MIFARE#, NO SLOT, NO PROX#, LAM | Ea |  | 1 Year | 10.4 | 5% | 9.88
57937 | HID | 1447NGGNNN | COMPOSITE MIFARE PROX, NON-PROG, F-GLOSS, B-GLOSS, NO MIFARE#, NO SLOT, NO PROX#, LAM | Ea |  | 1 Year | 10.4 | 5% | 9.88
57938 | HID | 1450CNG1NN | HID DESFIRE EV1 8KB, KB, NON-PROG, F-GLOSS, B-GLOSS W/MAG, NO #, NO SLOT, LAM | Ea |  | 1 Year | 6.1 | 5% | 5.795
57939 | HID | 1450CNG1ZN | HID DESFIRE EV1 8K, NON-PROG, F-GLOSS, B-GLOSS W/MAG, LASER REVERSED UID (CSN) DECIMAL #, NO SLOT | Ea |  | 1 Year | 6.1 | 5% | 5.795
57940 | HID | 1450CNGGNN | HID DESFIRE EV1 8KB, KB: NON-PROG, F-GLOSS, B-GLOSS, NO #, NO SLOT, LAM | Ea |  | 1 Year | 6.1 | 5% | 5.795
57941 | HID | 1450CNGGSN | HID DESFIRE EV1 8KB, NON-PROG, F-GLOSS, B-GLOSS, SEQ. #, NO SLOT, LAM | Ea |  | 1 Year | 6.1 | 5% | 5.795
57942 | HID | 1450CNGGUN | HID DESFIRE EV1 8K, NON-PROG, F-GLOSS, B-GLOSS, UID (CSN) HEX #, NO SLOT | Ea |  | 1 Year | 6.1 | 5% | 5.795
57943 | HID | 1450CNGGVN | HID DESFIRE EV1 8K, NON-PROG, F-GLOSS, B-GLOSS, UID (CSN) DECIMAL #, NO SLOT | Ea |  | 1 Year | 6.1 | 5% | 5.795
57944 | HID | 1450CNGGZN | HID DESFIRE EV1 8K, NON-PROG, F-GLOSS, B-GLOSS, LASER REVERSED UID (CSN) DECIMAL #, NO SLOT | Ea |  | 1 Year | 6.1 | 5% | 5.795
57945 | HID | 1450CSGGRB-120509 | HID DESFIRE EV1 8KB, PROG, F-GLOSS, B-GLOSS, CUSTOM .044 THICK, RANDOM #, NO SLOT, LAM | Ea |  | 1 Year | 6.1 | 5% | 5.795
57946 | HID | 1450CSGGRN-120509 | HID DESFIRE EV1 8KB, PROG, F-GLOSS, B-GLOSS, CUSTOM .044 THICK, NON MATCHING #, NO SLOT, LAM | Ea |  | 1 Year | 6.1 | 5% | 5.795
57947 | HID | 1450HCMGGMN | HID DESFIRE SE EV1 8KB, KB: PROG, F-GLOSS, B-GLOSS, MATCH #, NO SLOT, LAM | Ea |  | 1 Year | 6.1 | 5% | 5.795
57948 | HID | 1450NE1NN | HID DESFIRE 4K STANDARD, EMBEDDABLE, NON-PROG, F-GLOSS, B-GLOSS W/ MAG, NO #, NO SLOT | Ea |  | 1 Year | 6.1 | 5% | 5.795
57949 | HID | 1450NEGNN | HID DESFIRE 4K STANDARD, EMBEDDABLE, NON-PROG, F-GLOSS, B-GLOSS, NO #, NO SLOT | Ea |  | 1 Year | 6.1 | 5% | 5.795
57950 | HID | 1450NG1NN | DESFIRE, NON-PROG, F-GLOSS, B-GLOSS W/ MAG, NO MARK, NO SLOT, LAM | Ea |  | 1 Year | 6.1 | 5% | 5.795
57951 | HID | 1450NG1SH | HID DESFIRE EV1 8KB, NON-PROG, F-GLOSS, B-GLOSS, SEQ.#, HORZ. SLOT, LAM | Ea |  | 1 Year | 6.1 | 5% | 5.795
57952 | HID | 1450NG1SN | HID DESFIRE 4K STANDARD, NON-PROG, F-GLOSS, B-GLOSS W/ MAG, SEQ #, NO SLOT | Ea |  | 1 Year | 6.1 | 5% | 5.795
57953 | HID | 1450NGGNN | HID DESFIRE 4K STANDARD, NON-PROG, F-GLOSS, B-GLOSS, NO #, NO SLOT, LAM | Ea |  | 1 Year | 6.1 | 5% | 5.795
57954 | HID | 1450NGGNV | HID DESFIRE 4K STANDARD, NON-PROG, F-GLOSS, B-GLOSS, NO #, VERT. SLOT | Ea |  | 1 Year | 6.1 | 5% | 5.795
57955 | HID | 1450NGGSN | HID DESFIRE 4K STANDARD, NON-PROG, F-GLOSS, B-GLOSS, SEQ #, NO SLOT | Ea |  | 1 Year | 6.1 | 5% | 5.795
57956 | HID | 1450NGGVN | HID DESFIRE 4K STANDARD, NON-PROG, F-GLOSS, B-GLOSS, UID (CSN) DECIMAL #, NO SLOT | Ea |  | 1 Year | 6.1 | 5% | 5.795
57957 | HID | 1450NGSNN | HID DESFIRE 4K STANDARD, NON-PROG., F-GLOSS, B-STANDARD ARTWORK, NO#, NO SLOT, LAM | Ea |  | 1 Year | 6.1 | 5% | 5.795
57958 | HID | 1450SGCMN-210229 | HID DESFIRE 4K STANDARD, CUSTOM PROG., F-GLOSS, B-JEROEN BOSCH RETURN ADDRESS W/BUG, MATCHING #, NO SLOT, LAM | Ea |  | 1 Year | 6.1 | 5% | 5.795
57959 | HID | 1450SGGRB-120509 | HID DESFIRE 4K STANDARD, CUSTOM PROGRAMMING, F-GLOSS, B-HID DESFIRE 1H BUG WITH SPECIAL SLOT DOT LOCATIONS, RANDOM #, VERT./HORZ. SLOT, LAM | Ea |  | 1 Year | 6.1 | 5% | 5.795
57960 | HID | 1451CFGGNNN | HID DESFIRE EVI 8KB/HITAG, NON-PROG, F-GLOSS, B-GLOSS, NO DESFIRE, NO SLOT, NO PROX# | Ea |  | 1 Year | 13.4 | 5% | 12.73
57961 | HID | 1451CLG1NNM | HID DESFIRE EVI 8KB/PROX, CUSTOM PROG, F-GLOSS, B-GLOSS W/MAG, NO DESFIRE#, NO SLOT, MATCHING PROX# | Ea |  | 1 Year | 12.8 | 5% | 12.16
57962 | HID | 1451CLGGNNA | HID DESFIRE EVI 8KB/PROX, PROG, F-GLOSS, B-GLOSS, NO DESFIRE, NO SLOT, SEQ. MATCH. LASER PROX# | Ea |  | 1 Year | 12.8 | 5% | 12.16
57963 | HID | 1451CLGGNNA-A000082 | HID DESFIRE EVI 8KB/PROX, PROG, F-GLOSS, B-GLOSS, NO DESFIRE, NO SLOT, SEQ. MATCH. LASER PROX#, NO SALES ORDER | Ea |  | 1 Year | 12.8 | 5% | 12.16
57964 | HID | 1451CLGGNNC | HID DESFIRE EVI 8KB/PROX, PROG, F-GLOSS, B-GLOSS, NO DESFIRE, NO SLOT, RANDOM PROX# | Ea |  | 1 Year | 12.8 | 5% | 12.16
57965 | HID | 1451CLGGNNM | HID DESFIRE EVI 8KB/PROX, PROG, F-GLOSS, B-GLOSS, NO DESFIRE, NO SLOT, MATCH. PROX# | Ea |  | 1 Year | 12.8 | 5% | 12.16
57966 | HID | 1451CLGGNNN | HID DESFIRE EVI 8KB/PROX, PROG, F-GLOSS, B-GLOSS, NO DESFIRE, NO SLOT, NO PROX# | Ea |  | 1 Year | 12.8 | 5% | 12.16
57967 | HID | 1451CLGGNNS | HID DESFIRE EVI 8KB/PROX, PROG, F-GLOSS, B-GLOSS, NO DESFIRE, NO SLOT, SEQ. NON MATCH. PROX# | Ea |  | 1 Year | 12.8 | 5% | 12.16
57968 | HID | 1451CLGGSNN | HID DESFIRE EVI 8KB/PROX, PROG, F-GLOSS, B-GLOSS, NO DESFIRE, NO SLOT, SEQ. PROX# | Ea |  | 1 Year | 12.8 | 5% | 12.16
57969 | HID | 1451CNG1NNN | HID DESFIRE EVI 8KB/PROX, KB, NON-PROG, F-GLOSS, B-GLOSS W/MAG, NO DESFIRE, NO SLOT, NO PROX#, LAM | Ea |  | 1 Year | 12.8 | 5% | 12.16
57970 | HID | 1451CNGGNNN | HID DESFIRE EVI 8KB/PROX, KB, NON-PROG, F-GLOSS, B-GLOSS, NO DESFIRE, NO SLOT, NO PROX#, LAM | Ea |  | 1 Year | 12.8 | 5% | 12.16
57971 | HID | 1451CNGGUNN | HID DESFIRE EVI 8KB/PROX, NON-PROG, F-GLOSS, B-GLOSS, CSN DESFIRE#, NO SLOT, NO PROX#, LAM | Ea |  | 1 Year | 12.8 | 5% | 12.16
57972 | HID | 1451LG1MNN | HID PROX & DESFIRE 4K STD, PROG, F-GLOSS, B-GLOSS W/ MAG, MATCH #, NO SLOT, NO 13.56 # | Ea |  | 1 Year | 12.8 | 5% | 12.16
57973 | HID | 1451LGGMNS | HID PROX/DESFIRE, PROG, F-GLOSS, B-GLOSS, MATCH #, NO SLOT, SEQ 13.56 # | Ea |  | 1 Year | 12.8 | 5% | 12.16
57974 | HID | 1451LGGNNM | HID DESFIRE EV1 4K + PROX, NON-PROG DESFIRE, PROG PROX, F-GLOSS, B-GLOSS, NO DESFIRE #, NO SLOT, MATCHING PROX # | Ea |  | 1 Year | 12.8 | 5% | 12.16
57975 | HID | 1451LGGSNN | HID PROX & DESFIRE 4K STD, PROG, F-GLOSS, B-GLOSS, SEQ. #, NO SLOT, NO 13.56 #, LAM | Ea |  | 1 Year | 12.8 | 5% | 12.16
57976 | HID | 1451NG1NNN | HID PROX & DESFIRE 4K STD, KB, NON-PROG, F-GLOSS, B-GLOSS W/ MAG, NO #, NO SLOT, NO 13.56 # | Ea |  | 1 Year | 12.8 | 5% | 12.16
57977 | HID | 1451NGGNNN | HID PROX & DESFIRE 4K STD, NON-PROG, F-GLOSS, B-GLOSS, NO #, NO SLOT, NO 13.56 # | Ea |  | 1 Year | 12.8 | 5% | 12.16
57978 | HID | 1454CNSSNN | HID DESFIRE EV1 8K KEYFOB, NON-PROG, F- STD, B- STD, NO #, NO SLOT | Ea |  | 1 Year | 11.3 | 5% | 10.735
57979 | HID | 1454CSSSAN-A000274 | HID DESFIRE EV1 8K KEYFOB, CUSTOM PROG, F-STD, B-STD, SEQ MATCHING #, NO SLOT | Ea |  | 1 Year | 11.3 | 5% | 10.735
57980 | HID | 1456CNG1NN | COMPOSITE HID DESFIRE EV1 8KB, KB: NON-PROG, F-GLOSS, B-GLOSS W/MAG, NO #, NO SLOT | Ea |  | 1 Year | 6.1 | 5% | 5.795
57981 | HID | 1456CNG1ZN | COMPOSITE HID DESFIRE EV1 8K, NON-PROG, F-GLOSS, B-GLOSS W/MAG, LASER REVERSED UID (CSN) DECIMAL #, NO SLOT | Ea |  | 1 Year | 6.1 | 5% | 5.795
57982 | HID | 1456CNGGNN | COMPOSITE HID DESFIRE EV1 8KB, KB: NON-PROG, F-GLOSS, B-GLOSS, NO #, NO SLOT | Ea |  | 1 Year | 6.1 | 5% | 5.795
57983 | HID | 1456CNGGRN | COMPOSITE HID DESFIRE EV1 8KB, KB: NON-PROG, F-GLOSS, B-GLOSS, RANDOM NON MATCH #, NO SLOT | Ea |  | 1 Year | 6.1 | 5% | 5.795
57984 | HID | 1456CNGGSN | COMPOSITE HID DESFIRE EV1 8KB, NON-PROG, F-GLOSS, B-GLOSS, SEQ INT, SEQ NON EXT #, NO SLOT | Ea |  | 1 Year | 6.1 | 5% | 5.795
57985 | HID | 1456NCCNN-1171 | COMPOSITE DESFIRE 4K STANDARD, NON-PROG. F-NDU HOLOGRAM W/MICROTEXT, B-HID BUG W/MIRCOTEXT, NO#, NO SLOT, LAM | Ea |  | 1 Year | 6.1 | 5% | 5.795
57986 | HID | 1456NEGNN | COMPOSITE HID DESFIRE 4K EMBEDDABLE, NON-PROG, F-GLOSS, B-GLOSS, NO #, NO SLOT, LAM | Ea |  | 1 Year | 11.9 | 5% | 11.305
57987 | HID | 1456NG1NN | COMPOSITE HID DESFIRE 4K, NON-PROG, F-GLOSS, B-GLOSS W/ MAG, NO #, NO SLOT | Ea |  | 1 Year | 6.1 | 5% | 5.795
57988 | HID | 1456NGGNN | COMPOSITE HID DESFIRE 4K, NON-PROG, F-GLOSS, B-GLOSS, NO #, NO SLOT | Ea |  | 1 Year | 6.1 | 5% | 5.795
57989 | HID | 1456NGGNV | COMPOSITE DESFIRE CARD, NON-PROG., F-GLOSS, B-GLOSS, NO #, VERT SLOT | Ea |  | 1 Year | 6.1 | 5% | 5.795
57990 | HID | 1456NGGSN | COMPOSITE HID DESFIRE 4K, NON-PROG, F-GLOSS, B-GLOSS, SEQ #, NO SLOT | Ea |  | 1 Year | 6.1 | 5% | 5.795
57991 | HID | 1456SEGMN | COMPOSITE HID DESFIRE 4K EMBEDDABLE, CUST. PROG, F-GLOSS, B-GLOSS, MATCH #, NO SLOT, LAM | Ea |  | 1 Year | 11.9 | 5% | 11.305
57992 | HID | 1457CLEGANN | COMPOSITE HID DESFIRE EV1 8K / PROX, PROG PROX, F-GLOSS, B-GLOSS, LASER PROX#, NO SLOT, NO DESFIRE#, LAM | Ea |  | 1 Year | 15.73 | 5% | 14.9435
57993 | HID | 1457CLEGNNA | COMPOSITE HID DESFIRE EV1 8K / PROX, PROG PROX, F-GLOSS, B-GLOSS, LASER PROX#, NO SLOT, NO DESFIRE#, LAM | Ea |  | 1 Year | 15.73 | 5% | 14.9435
57994 | HID | 1457CLEGNNM | COMPOSITE HID MIFARE, DESFIRE EV1 8K / PROX, PROG PROX ONLY, F-GLOSS, B-GLOSS, NO DESFIRE #, NO SLOT, MATCH. PROX#, LAM | Ea |  | 1 Year | 15.73 | 5% | 14.9435
57995 | HID | 1457CLEGNNN | COMPOSITE HID MIFARE, DESFIRE EV1 8K / PROX, PROG PROX ONLY, F-GLOSS, B-GLOSS, NO DESFIRE #, NO SLOT, NO PROX#, LAM | Ea |  | 1 Year | 15.73 | 5% | 14.9435
57996 | HID | 1457CLG1MNN | COMPOSITE HID DESFIRE EVI 8KB/PROX, PROG PROX, F-GLOSS, B-GLOSS W/MAG, MATCH. PROX#, NO SLOT, NO DESFIRE#, LAM | Ea |  | 1 Year | 12.8 | 5% | 12.16
57997 | HID | 1457CLG1NNM | COMPOSITE HID DESFIRE EVI 8KB/PROX, PROG PROX, F-GLOSS, B-GLOSS W/MAG, NO DESFIRE#, NO SLOT, MATCH. PROX#, LAM | Ea |  | 1 Year | 12.8 | 5% | 12.16
57998 | HID | 1457CLGGNNA | COMPOSITE HID DESFIRE EV1 8K/PROX, NON-PROG DESFIRE, PROG PROX, F-GLOSS, B-GLOSS, NO DESFIRE#, NO SLOT, LASER MATCH PROX# | Ea |  | 1 Year | 12.8 | 5% | 12.16
57999 | HID | 1457CLGGNNB | COMPOSITE HID DESFIRE EV1 8K/PROX, NON-PROG DESFIRE, PROG PROX, F-GLOSS, B-GLOSS, NO DESFIRE #, NO SLOT, SEQ NON MATCH LASER PROX # | Ea |  | 1 Year | 12.8 | 5% | 12.16
58000 | HID | 1457CLGGNNC | COMPOSITE HID DESFIRE EVI 8KB/PROX, PROG PROX, F-GLOSS, B-GLOSS, RANDOM INTERNAL/ NON MATCHING EXTERNAL LASER ENGRAVED, NO SLOT, NO DESFIRE#, LAM | Ea |  | 1 Year | 12.8 | 5% | 12.16
58001 | HID | 1457CLGGNNM | COMPOSITE HID DESFIRE EVI 8KB/PROX, PROG PROX, F-GLOSS, B-GLOSS, NO DESFIRE#, NO SLOT, MATCH PROX#, LAM | Ea |  | 1 Year | 12.8 | 5% | 12.16
58002 | HID | 1457CLGGNNN | COMPOSITE HID DESFIRE EVI 8KB/PROX, PROG PROX, F-GLOSS, B-GLOSS, NO DESFIRE#, NO SLOT, NO PROX# | Ea |  | 1 Year | 12.8 | 5% | 12.16
58003 | HID | 1457CLGGNNN-A000458 | COMPOSITE HID DESFIRE EV1 8K / PROX, NON-PROG DESFIRE, PROG PROX, F-GLOSS, B-GLOSS NO BUG, NO DESFIRE #, NO SLOT, NO PROX #, LAM | Ea |  | 1 Year | 12.8 | 5% | 12.16
58004 | HID | 1457CLGGVNM | COMPOSITE HID DESFIRE EVI 8KB/PROX, PROG PROX, F-GLOSS, B-GLOSS, UID DECIMAL, NO SLOT, MATCH. PROX# | Ea |  | 1 Year | 12.8 | 5% | 12.16
58005 | HID | 1457CNE1NNN-210421 | COMPOSITE HID DESFIRE EVI 8KB/PROX, EMB. NON-PROG, F-GLOSS, B-GLOSS W/MAG, NO DESFIRE#, NO SLOT, NO PROX#, LAM | Ea |  | 1 Year | 15.73 | 5% | 14.9435
58006 | HID | 1457CNEGNNN | COMPOSITE HID DESFIRE EV1 8K / PROX, NONE PROG, F-GLOSS, B-GLOSS, NO DESFIRE #, NO SLOT, NO PROX#, LAM | Ea |  | 1 Year | 15.73 | 5% | 14.9435
58007 | HID | 1457CNG1NNN | COMPOSITE HID DESFIRE EV1 8K / PROX, NON-PROG, F-GLOSS, B-GLOSS W/MAG, NO DESFIRE #, NO SLOT, NO PROX #, LAM | Ea |  | 1 Year | 12.8 | 5% | 12.16
58008 | HID | 1457CNGGNNN | COMPOSITE HID DESFIRE EV1 8K / PROX, NON-PROG, F-GLOSS, B-GLOSS, NO DESFIRE #, NO SLOT, NO PROX #, LAM | Ea |  | 1 Year | 12.8 | 5% | 12.16
58009 | HID | 1457CNGGNNN-120992 | COMPOSITE HID DESFIRE EV1 8K / PROX, NON-PROG, F-GLOSS, B-CRESCENDO LOGO W/BUG, NO DESFIRE #, NO SLOT, NO PROX #, LAM | Ea |  | 1 Year | 12.8 | 5% | 12.16
58010 | HID | 1457LGGNNM | COMPOSITE HID DESFIRE PROX, PROG PROX, F-GLOSS, B-GLOSS, NO DESFIRE #, NO SLOT, MATCHING PROX#, LAM | Ea |  | 1 Year | 12.8 | 5% | 12.16
58011 | HID | 1457LGGNNS | COMPOSITE HID DESFIRE PROX, PROG PROX, F-GLOSS, B-GLOSS, NO DESFIRE #, NO SLOT, SEQ PROX#, LAM | Ea |  | 1 Year | 12.8 | 5% | 12.16
58012 | HID | 1457NEGNNN | HID PROX & DESFIRE 4K COMP, EMBEDDABLE, NON-PROG, F-GLOSS, B-GLOSS, NO #, NO SLOT, NO 13.56 # | Ea |  | 1 Year | 15.73 | 5% | 14.9435
58013 | HID | 146-0002-00 | SHUNT 2 CIRCUIT TERMINAL .100 CTR, OPEN END, LEAD FREE | Ea |  | 1 Year | 2.5 | 5% | 2.375
58014 | HID | 1536LCCMN-120851 | COMPOSITE DUOPROX II, CUSTOM, F-BAPTIST EASLEY W/PHOTOBOX, B- BAPTIST EASLEY EMG. CODES W/BUG, MATCHING#, NO SLOT, LAM | Ea |  | 1 Year | 7.14 | 5% | 6.783
58015 | HID | 1536LCCMN-A000281 | COMPOSITE DUOPROX II, PROG., F-OCEAN COUNTY COLLEGE W/PHOTOBOX, B-OCEAN COUNTY COLLEGE TEXT W/MAG, MATCHING#, NO SLOT, LAM | Ea |  | 1 Year | 7.14 | 5% | 6.783
58016 | HID | 1536LCGMN-110691 | COMPOSITE DUOPROX II, PROG, F-METALLIC SILVER SOLID, B-GLOSS, MATCHING#, NO SLOT, LAM | Ea |  | 1 Year | 7.14 | 5% | 6.783
58017 | HID | 1536LCGMN-110692 | COMPOSITE DUOPROX II, PROG, F-PMS 355 SOLID, B-GLOSS, MATCHING#, NO SLOT, LAM | Ea |  | 1 Year | 7.14 | 5% | 6.783
58018 | HID | 1536LGDMN | COMPOSITE DUOPROX II, PROG, F-GLOSS, DEBITEK, MATCH #, NO SLOT, LAM | Ea |  | 1 Year | 7.14 | 5% | 6.783
58019 | HID | 1536LGGAN | COMPOSITE DUOPROX II, PROG, F-GLOSS, B-GLOSS SLOT DOTS, LASER #, NO SLOT, LAM | Ea |  | 1 Year | 7.14 | 5% | 6.783
58020 | HID | 1536LGGBH | COMPOSITE DUOPROX II, PROG, F-GLOSS, B-GLOSS, W/MAG, SEQ NON MATCH LASER #, HORZ. SLOT | Ea |  | 1 Year | 7.14 | 5% | 6.783
58021 | HID | 1536LGGMH | COMPOSITE DUOPROX II, PROG, F-GLOSS, B-GLOSS SLOT DOTS, MATCH #, HORZ. SLOT | Ea |  | 1 Year | 7.14 | 5% | 6.783
58022 | HID | 1536LGGMN | COMPOSITE DUOPROX II, PROG, F-GLOSS, B-GLOSS SLOT DOTS, MATCH #, NO SLOT | Ea |  | 1 Year | 7.14 | 5% | 6.783
58023 | HID | 1536LGGMN-2750 | DUOPROX II COMP, CUSTOM, 2750 MAGSTRIPE, MATCHING#, NO SLOT, LAM | Ea |  | 1 Year | 7.14 | 5% | 6.783
58024 | HID | 1536LGGMV | COMPOSITE DUOPROX II, PROG, F-GLOSS, B-GLOSS SLOT DOTS, MATCH #, VERT SLOT, LAM | Ea |  | 1 Year | 7.14 | 5% | 6.783
58025 | HID | 1536LGGNN | COMPOSITE DUOPROX II, PROG, F-GLOSS, B-GLOSS SLOT DOTS, NO #, NO SLOT, LAM | Ea |  | 1 Year | 7.14 | 5% | 6.783
58026 | HID | 1536LGGNV | COMPOSITE DUOPROX II, PROG, F-GLOSS, B-GLOSS SLOT DOTS, NO #, VERT. SLOT, LAM | Ea |  | 1 Year | 7.14 | 5% | 6.783
58027 | HID | 1536LGGRV | COMPOSITE DUOPROX II, PROG, F-GLOSS, B-GLOSS SLOT DOTS, RANDOM #, VERT SLOT, LAM | Ea |  | 1 Year | 7.14 | 5% | 6.783
58028 | HID | 1536LGGSN | COMPOSITE DUOPROX II, PROG, F-GLOSS, B-GLOSS SLOT DOTS, SEQ. NON-MATCHING #, NO SLOT | Ea |  | 1 Year | 7.14 | 5% | 6.783
58029 | HID | 1536NGGNN | COMPOSITE DUOPROX II, NON-PROG, F-GLOSS, B-GLOSS SLOT DOTS, NO #, NO SLOT, LAM | Ea |  | 1 Year | 7.14 | 5% | 6.783
58030 | HID | 1550NGGNN | LEGIC PRIME 1024, PVC CARD BODY, NON-PROG., F-GLOSS, B-GLOSS, NO#, NO SLOT | Ea |  | 1 Year | 9.75 | 5% | 9.2625
58031 | HID | 1551NGGNN | LEGIC ADVANT 1024, PVC CARD BODY, NON-PROG., F-GLOSS, B-GLOSS, NO#, NO SLOT | Ea |  | 1 Year | 9.77 | 5% | 9.2815
58032 | HID | 156-0008-00 | IC, MCU-EPROM , 68705 , | Ea |  | 1 Year | 130 | 5% | 123.5
58033 | HID | 156-0059-01 | IC, MCU-OTPROM , MC68HC705 MS018AC, LEAD FREE | Ea |  | 1 Year | 130 | 5% | 123.5
58034 | HID | 1586LCCMN-111072 | COMPOSITE ISOPROX II, CUSTOM, F- OVI VALID/SECURE STAR , B- OVI VALID/SECURE STAR W/BUG, MATCHING #, NO SLOT, LAM | Ea |  | 1 Year | 6.49 | 5% | 6.1655
58035 | HID | 1586LCCMN-1357 | COMPOSITE ISOPROX II, PROG, F-SOLID METALLIC SILVER S-22 W/XT BUG, B-SOLID METALLIC SILVER S-22, W/PHOTOBOX, MATCH.#, NO SLOT, LAM | Ea |  | 1 Year | 6.49 | 5% | 6.1655
58036 | HID | 1586LGCMN-110949 | ISOPROX II, CUSTOM, F-GLOSS, B-MCGILL UNV. TEXT, MATCHING#, NO SLOT, LAM | Ea |  | 1 Year | 6.49 | 5% | 6.1655
58037 | HID | 1586LGCMN-111371 | COMPOSITE ISOPROX II, PROG., F-GLOSS, B-COBHAM RETURN INFORMATION, MATCHING #, NO SLOT, LAM | Ea |  | 1 Year | 6.49 | 5% | 6.1655
58038 | HID | 1586LGGAN | COMPOSITE ISOPROX II, PROG, F-GLOSS, B-GLOSS, LASER #, NO SLOT | Ea |  | 1 Year | 6.49 | 5% | 6.1655
58039 | HID | 1586LGGAN-A000262 | COMPOSITE ISOPROX II, PROG, F-GLOSS, B-GLOSS, REV 4 LASER MATCHING #, PRINT TEST REQUIRED, NO SLOT | Ea |  | 1 Year | 6.49 | 5% | 6.1655
58040 | HID | 1586LGGAV | COMPOSITE ISOPROX II, PROG, F-GLOSS, B-GLOSS, LASER #, VERT. SLOT, LAM | Ea |  | 1 Year | 6.49 | 5% | 6.1655
58041 | HID | 1586LGGBV | COMPOSITE ISOPROX II, PROG, F-GLOSS, B-GLOSS, SEQ NON-MATCHING LASER #, VERT SLOT | Ea |  | 1 Year | 6.49 | 5% | 6.1655
58042 | HID | 1586LGGCN | COMPOSITE ISOPROX II, PROG, F-GLOSS, B-GLOSS, RANDOM NON MATCHING SEQ LASER#, NO SLOT | Ea |  | 1 Year | 6.49 | 5% | 6.1655
58043 | HID | 1586LGGMH | COMPOSITE ISOPROX II, PROG, GLOSS/GLOSS, MATCHING, HORZ. SLOT | Ea |  | 1 Year | 6.49 | 5% | 6.1655
58044 | HID | 1586LGGMN | COMPOSITE ISOPROX II, PROG, F-GLOSS, B-GLOSS, NO SLOT, LAM | Ea |  | 1 Year | 6.49 | 5% | 6.1655
58045 | HID | 1586LGGMN-120188 | COMPOSITE ISOPROX II, CUSTOM, GLOSS/GLOSS CUSTOM THICKNESS, MATCHING#, NO SLOT, LAM | Ea |  | 1 Year | 6.49 | 5% | 6.1655
58046 | HID | 1586LGGMN-310137 | COMPOSITE ISOPROX II, CUSTOM, F-GLOSS, B-GLOSS, CUSTOM .045 THICKNESS, MATCHING#, NO SLOT, LAM | Ea |  | 1 Year | 6.49 | 5% | 6.1655
58047 | HID | 1586LGGMN-507 | COMPOSITE ISOPROX II, PROG, F-GLOSS, B-GLOSS, MATCHING#, NO SLOT, NO SALES ORDER # | Ea |  | 1 Year | 6.49 | 5% | 6.1655
58048 | HID | 1586LGGMN-511 | COMPOSITE ISOPROX II, PROG 125K, NO SLAES ORDER, MATCH #, NO SLOT | Ea |  | 1 Year | 6.49 | 5% | 6.1655
58049 | HID | 1586LGGMN-PACK100 | COMPOSITE ISOPROX II, PROG, F-GLOSS, B-GLOSS, MATCHING #, NO SLOT, PACK IN LOTS OF 100 | Ea |  | 1 Year | 6.49 | 5% | 6.1655
58050 | HID | 1586LGGMN-TOUGH | COMPOSITE ISOPROX II, CUSTOM THICKNESS, F-GLOSS, B-GLOSS, MATCHING #, NO SLOT, LAM | Ea |  | 1 Year | 6.49 | 5% | 6.1655
58051 | HID | 1586LGGMV | COMPOSITE ISOPROX II, PROG, GLOSS/GLOSS, MATCHING, VERT. SLOT | Ea |  | 1 Year | 6.49 | 5% | 6.1655
58052 | HID | 1586LGGNN | COMPOSITE ISOPROX II, PROG, GLOSS/GLOSS, NO MARK, NO SLOT, LAM | Ea |  | 1 Year | 6.49 | 5% | 6.1655
58053 | HID | 1586LGGNV | COMPOSITE ISOPROX II, PROG, GLOSS/GLOSS, NO NUMBER, VERT. SLOT | Ea |  | 1 Year | 6.49 | 5% | 6.1655
58054 | HID | 1586LGGRN | COMPOSITE ISOPROX II, PROG, F-GLOSS, B-GLOSS, RAMDOM, NO SLOT | Ea |  | 1 Year | 6.49 | 5% | 6.1655
58055 | HID | 1586LGGRV | COMPOSITE ISOPROX II, PROG, F-GLOSS, B-GLOSS, RANDOM #, VERT. SLOT, LAM | Ea |  | 1 Year | 6.49 | 5% | 6.1655
58056 | HID | 1586LGGSH | COMPOSITE ISOPROX II, PROG, F-GLOSS, B-GLOSS, HORZ. SLOT, LAM | Ea |  | 1 Year | 6.49 | 5% | 6.1655
58057 | HID | 1586LGGSN | COMPOSITE ISOPROX II, PROG, F-GLOSS, B-GLOSS, SEQ #, NO SLOT, LAM | Ea |  | 1 Year | 6.49 | 5% | 6.1655
58058 | HID | 1586LGGSV | COMPOSITE ISOPROX II, PROG, F-GLOSS, B-GLOSS, SEQ. #, VERT. SLOT, LAM | Ea |  | 1 Year | 6.49 | 5% | 6.1655
58059 | HID | 1586NGGNH | COMPOSITE ISOPROX II, NON-PROG, GLOSS/GLOSS, NO MARK, HORIZONTAL SLOT | Ea |  | 1 Year | 6.49 | 5% | 6.1655
58060 | HID | 1586NGGNN | COMPOSITE ISOPROX II, NON-PROG, GLOSS/GLOSS, NO MARK, NO SLOT, LAM | Ea |  | 1 Year | 6.49 | 5% | 6.1655
58061 | HID | 1586NGGNV | COMPOSITE ISOPROX II, NON-PROG, GLOSS/GLOSS, NO MARK, VERT SLOT, LAM | Ea |  | 1 Year | 6.49 | 5% | 6.1655
58062 | HID | 1597LGGAN | COMPOSITE SMART ISOPROX II, PROG, F-GLOSS, B-GLOSS, LASER #, NO SLOT | Ea |  | 1 Year | 8.84 | 5% | 8.398
58063 | HID | 1597LGGAV | COMPOSITE SMART ISOPROX II, PROG, F-GLOSS, B-GLOSS, LASER #, VERT. SLOT | Ea |  | 1 Year | 8.84 | 5% | 8.398
58064 | HID | 1597LGGBN | COMPOSITE SMART ISOPROX II, PROG, F - GLOSS, B - GLOSS, SEQ INTERNAL/SEQ NON-MATCHING EXTERNAL #, NO SLOT | Ea |  | 1 Year | 8.84 | 5% | 8.398
58065 | HID | 1597LGGMN | COMPOSITE SMART ISOPROX II, PROG, F-GLOSS, B-GLOSS, MATCH #, NO SLOT | Ea |  | 1 Year | 8.84 | 5% | 8.398
58066 | HID | 1597LGGMN-A000708 | COMPOSITE SMART ISOPROX II, PROG, F-GLOSS, B-GLOSS W/NO SALES ORDER NUMBER, MATCHING #, NO SLOT | Ea |  | 1 Year | 8.84 | 5% | 8.398
58067 | HID | 1597LGGMV | COMPOSITE SMART ISOPROX II, PROG, F-GLOSS, B-GLOSS, MATCH #, VERT. SLOT | Ea |  | 1 Year | 8.84 | 5% | 8.398
58068 | HID | 1597LGGNN | COMPOSITE SMART ISOPROX II, PROG, F-GLOSS, B-GLOSS, NO #, NO SLOT | Ea |  | 1 Year | 8.84 | 5% | 8.398
58069 | HID | 1597LGGRN | COMPOSITE SMART ISOPROX II, PROG, F-GLOSS, B-GLOSS, RANDOM #, NO SLOT | Ea |  | 1 Year | 8.84 | 5% | 8.398
58070 | HID | 1597LGGRV | COMPOSITE SMART ISOPROX II, PROG, F-GLOSS, B-GLOSS, RANDOM #, VERT. SLOT | Ea |  | 1 Year | 8.84 | 5% | 8.398
58071 | HID | 1597LGGSN | COMPOSITE SMART ISOPROX II, PROG, F-GLOSS, B-GLOSS, SEQ #, NO SLOT | Ea |  | 1 Year | 8.84 | 5% | 8.398
58072 | HID | 1597LGGSV | COMPOSITE SMART ISOPROX II, PROG, F-GLOSS, B-GLOSS, SEQ.#, VERT. SLOT | Ea |  | 1 Year | 8.84 | 5% | 8.398
58073 | HID | 1597LGSMN | COMPOSITE SMART ISOPROX II, PROG, F-GLOSS, B-STANDARD ART, MATCHING #, NO SLOT , LAM | Ea |  | 1 Year | 8.84 | 5% | 8.398
58074 | HID | 1597LGSMV | COMPOSITE SMART ISOPROX II, PROG, F-GLOSS, B-STANDART ART, MATCHING #, VERT SLOT , LAM | Ea |  | 1 Year | 8.84 | 5% | 8.398
58075 | HID | 1597NGGNN | COMPOSITE SMART ISOPROX II, NON - PROG, F-GLOSS, B-GLOSS, NO #, NO SLOT | Ea |  | 1 Year | 8.84 | 5% | 8.398
58076 | HID | 1597NGGSN | COMPOSITE SMART ISOPROX II, NON - PROG, F-GLOSS, B-GLOSS, SEQ INT SEQ NON MATCH EXT #, NO SLOT | Ea |  | 1 Year | 8.84 | 5% | 8.398
58077 | HID | 1598LGGAN | COMPOSITE SMART DUOPROX II, F-GLOSS, B-GLOSS, LASER#, NO SLOT | Ea |  | 1 Year | 9.55 | 5% | 9.0725
58078 | HID | 1598LGGMN | COMPOSITE SMART DUOPROX II, PROG, F-GLOSS, B-GLOSS, MATCH #, NO SLOT , LAM | Ea |  | 1 Year | 9.55 | 5% | 9.0725
58079 | HID | 1598LGGMV | COMPOSITE SMART DUOPROX II, PROG, F-GLOSS, B-GLOSS, MATCH #, VERT. SLOT , LAM | Ea |  | 1 Year | 9.55 | 5% | 9.0725
58080 | HID | 1598LGGNN | COMPOSITE SMART DUOPROX II, PROG, F-GLOSS, B-GLOSS, NO #, NO SLOT , LAM | Ea |  | 1 Year | 9.55 | 5% | 9.0725
58081 | HID | 1598LGGRN | COMPOSITE SMART DUOPROX II, PROG, F-GLOSS, B-GLOSS, RANDOM #, NO SLOT , LAM | Ea |  | 1 Year | 9.55 | 5% | 9.0725
58082 | HID | 1598LGGSN | COMPOSITE SMART DUOPROX II, PROG, F-GLOSS, B-GLOSS, SEQ. #, NO SLOT , LAM | Ea |  | 1 Year | 9.55 | 5% | 9.0725
58083 | HID | 1598LGGSV | COMPOSITE SMART DUOPROX II, PROG, F-GLOSS, B-GLOSS, SEQ.#, VERT. SLOT | Ea |  | 1 Year | 9.55 | 5% | 9.0725
58084 | HID | 1598NGGNN | COMPOSITE SMART DUOPROX II, NON - PROG, F-GLOSS, B-GLOSS, NO #, NO SLOT , LAM | Ea |  | 1 Year | 9.55 | 5% | 9.0725
58085 | HID | 1598NGGSN | COMPOSITE SMART DUOPROX II, NON - PROG, F-GLOSS, B-GLOSS, SEQ/SEQ NON #, NO SLOT | Ea |  | 1 Year | 9.55 | 5% | 9.0725
58086 | HID | 175ONGGNNN | LEGIC PRIME 1024/PROX, PVC CARD BODY, NON-PROG., F-GLOSS, B-GLOSS, NO LEGIC #, NO SLOT, NO PROX # | Ea |  | 1 Year | 12.75 | 5% | 12.1125
58087 | HID | 2.RAS.0051 | COMPOSITE BLANCO BASECARD WITH HID BUG | Ea |  | 1 Year | 0.12 | 5% | 0.114
58088 | HID | 2000CG1NB | ICLASS 2K/2, CONFIGURED NON-PROG, F-GLOSS, B- GLOSS W/MAG, NO ICLASS #, VERT/HORZ COMPATIBLE SLOT, LAM | Ea |  | 1 Year | 5.1 | 5% | 4.845
58089 | HID | 2000CG1NH | ICLASS 2K/2, CONFIG., F-GLOSS, B-GLOSS W/MAG, NO ICLASS #, HORZ. SLOT, LAM | Ea |  | 1 Year | 5.1 | 5% | 4.845
58090 | HID | 2000CG1NN | ICLASS 2K/2, CONFIGURED, F-GLOSS, MAGSTRIPE, NO ICLASS #, NO SLOT | Ea |  | 1 Year | 5.1 | 5% | 4.845
58091 | HID | 2000CG1NV | ICLASS 2K/2, CONFIGURED, F-GLOSS, MAGSTRIPE, NO ICLASS #, VERT SLOT | Ea |  | 1 Year | 5.1 | 5% | 4.845
58092 | HID | 2000CG1SN | ICLASS 2K/2, CONFIGURED, F-GLOSS, MAGSTRIPE, NO ICLASS #, NO SLOT | Ea |  | 1 Year | 5.1 | 5% | 4.845
58093 | HID | 2000CG8NN | ICLASS 2K/2, CONFIGURED NON-PROG, F-GLOSS, B-GLOSS W/MAG 300 LOCO OE, NO #, NO SLOT, LAM | Ea |  | 1 Year | 5.1 | 5% | 4.845
58094 | HID | 2000CGGNB | ICLASS 2K/2, CONF., F-GLOSS, B-GLOSS W/BOTH VERT. & HORZ. SLOT INDICATORS, NO #, NO SLOT | Ea |  | 1 Year | 5.1 | 5% | 4.845
58095 | HID | 2000CGGNH | ICLASS 2K/2, CONFIGURED, F-GLOSS, B-GLOSS, NO ICLASS #, HORZ. SLOT, LAM | Ea |  | 1 Year | 5.1 | 5% | 4.845
58096 | HID | 2000CGGNN | ICLASS 2K/2, CONFIGURED NON-PROG , F-GLOSS, B-GLOSS, NO ICLASS #, NO SLOT | Ea |  | 1 Year | 5.1 | 5% | 4.845
58097 | HID | 2000CGGNV | ICLASS 2K/2, CONFIGURED, F-GLOSS, B-GLOSS, NO ICLASS #, VERT SLOT | Ea |  | 1 Year | 5.1 | 5% | 4.845
58098 | HID | 2000CGGSN | ICLASS 2K/2, MEMORY CONFIG, F-GLOSS, B-GLOSS, SEQ ICLASS #, NO SLOT | Ea |  | 1 Year | 5.1 | 5% | 4.845
58099 | HID | 2000CGGSV | ICLASS 2K/2, CONFIGURED, F-GLOSS, B-GLOSS, SEQ ICLASS #, VERT SLOT | Ea |  | 1 Year | 5.1 | 5% | 4.845
58100 | HID | 2000HPCCMN-210375 | ICLASS SR 2K, CONFIG, F-HID SIO PROCESSOR , B-HID SAMPLE CARD ICLASS 2K/2, MATCH #, NO SLOT, PTD | Ea |  | 1 Year | 5.1 | 5% | 4.845
58101 | HID | 2000HPCCMN-A000060 | ICLASS 2K/2, SR, PROG., F-DTK SAMPLE CARD, B-ICLASS 2K/2 SR, MATCH#, NO SLOT | Ea |  | 1 Year | 9.6 | 5% | 9.12
58102 | HID | 2000HPG1MB | ICLASS 2K/2, SR, PROG. ICLASS, F-GLOSS, B-GLOSS W/MAG, MATCH. ICLASS #, NO SLOT, HORTZ. COMP., LAM | Ea |  | 1 Year | 5.1 | 5% | 4.845
58103 | HID | 2000HPG1MN | ICLASS 2K/2, SR, PROG. ICLASS, F-GLOSS, B-GLOSS W/MAG, MATCH. ICLASS #, NO SLOT | Ea |  | 1 Year | 5.1 | 5% | 4.845
58104 | HID | 2000HPG1MV | ICLASS 2K/2, SR, PROG. ICLASS, F-GLOSS, B-GLOSS W/MAG, MATCH. ICLASS #, VERTICAL SLOT | Ea |  | 1 Year | 5.1 | 5% | 4.845
58105 | HID | 2000HPG1NN | ICLASS 2K/2, SR, PROG. ICLASS, F-GLOSS, B-GLOSS W/MAG, NO ICLASS #, NO SLOT | Ea |  | 1 Year | 5.1 | 5% | 4.845
58106 | HID | 2000HPG1SB-PACK50 | ICLASS 2K/2, SR, PROG ICLASS, F-GLOSS, B- GLOSS W/MAGSTRIPE & BOTH SLOT DOTS, SEQ ICLASS #, NO SLOT, LAM, PACKED 50 PER BOX | Ea |  | 1 Year | 5.1 | 5% | 4.845
58107 | HID | 2000HPGGAN | ICLASS SR 2K/2, PRGMD, F-GLOSS, B-GLOSS, MATCH LASER #, NO SLOT | Ea |  | 1 Year | 5.1 | 5% | 4.845
58108 | HID | 2000HPGGAV | ICLASS 2K/2, SR, PROG ICLASS, F-GLOSS, B-GLOSS, MATCH LASER ICLASS #, VERT SLOT | Ea |  | 1 Year | 5.1 | 5% | 4.845
58109 | HID | 2000HPGGBB | ICLASS 2K/2, SR, PROG, F-GLOSS, B-GLOSS W/ BOTH VERT/HORZ SLOT INDICATORS, SEQ NON-MATCHING LASER #, NO SLOT, LAM | Ea |  | 1 Year | 5.1 | 5% | 4.845
58110 | HID | 2000HPGGBV | ICLASS 2K/2, SR, PROG., ICLASS, F-GLOSS, B-GLOSS, SEQ. LASER#, VERT SLOT | Ea |  | 1 Year | 5.1 | 5% | 4.845
58111 | HID | 2000HPGGMB | ICLASS 2K/2, SR, PROG., F-GLOSS, B-GLOSS W/BOTH VERT. & HORZ. SLOT INDICATORS, MATCH #, NO SLOT, LAM | Ea |  | 1 Year | 5.1 | 5% | 4.845
58112 | HID | 2000HPGGMH | ICLASS 2K/2, SR, PROG., F-GLOSS, B-GLOSS, MATCH #, HORIZONTAL SLOT | Ea |  | 1 Year | 5.1 | 5% | 4.845
58113 | HID | 2000HPGGMN | ICLASS SR 2K/2, PRGMD, F-GLOSS, B-GLOSS, MATCH #, NO SLOT, LAM | Ea |  | 1 Year | 5.1 | 5% | 4.845
58114 | HID | 2000HPGGMV | ICLASS 2K/2, SR, PROG ICLASS, F-GLOSS, B-GLOSS, MATCH ICLASS #, VERT SLOT | Ea |  | 1 Year | 5.1 | 5% | 4.845
58115 | HID | 2000HPGGNB | ICLASS 2K/2, SR, PROG., F-GLOSS, B-GLOSS W/BOTH VERT. & HORZ. SLOT INDICATORS, NO #, NO SLOT, LAM | Ea |  | 1 Year | 5.1 | 5% | 4.845
58116 | HID | 2000HPGGNN | ICLASS SR 2K/2, PRGMD, F-GLOSS, B-GLOSS, NO #, NO SLOT, LAM | Ea |  | 1 Year | 5.1 | 5% | 4.845
58117 | HID | 2000HPGGNV | ICLASS 2K/2, SR, PROG., F - GLOSS, B - GLOSS, NO ICLASS, VERT SLOT, LAM | Ea |  | 1 Year | 5.1 | 5% | 4.845
58118 | HID | 2000HPGGRN | ICLASS 2K/2, PROG ICLASS, SR, F-GLOSS, B-GLOSS, RANDOM ICLASS #, NO SLOT | Ea |  | 1 Year | 5.1 | 5% | 4.845
58119 | HID | 2000HPGGSB-PACK50 | ICLASS 2K/2, SR, PROG ICLASS, F-GLOSS, B- GLOSS W/ BOTH SLOT DOTS, SEQ ICLASS #, NO SLOT, LAM, PACKED 50 PER BOX | Ea |  | 1 Year | 5.1 | 5% | 4.845
58120 | HID | 2000HPGGSN | ICLASS 2K/2, PROG ICLASS, SR, F-GLOSS, B-GLOSS, SEQ ICLASS #, NO SLOT | Ea |  | 1 Year | 5.1 | 5% | 4.845
58121 | HID | 2000HPGGSN-PACK50 | ICLASS 2K/2, SR, PROG ICLASS, F-GLOSS, B-GLOSS, SEQ ICLASS #, NO SLOT, PACKED 50 PER BOX | Ea |  | 1 Year | 5.1 | 5% | 4.845
58122 | HID | 2000HPGGSV | ICLASS 2K/2, SR, PROG ICLASS, F-GLOSS, B-GLOSS, SEQ. ICLASS #, VERT SLOT | Ea |  | 1 Year | 5.1 | 5% | 4.845
58123 | HID | 2000NGCNN-10303 | ICLASS 2K/2, NON-PROG, F-GLOSS, B-BOSCH LOGO, NO #, NO SLOT, LAM | Ea |  | 1 Year | 5.1 | 5% | 4.845
58124 | HID | 2000PC1MN-210256 | ICLASS 2K/2, PROG, F-KRIMINALOMSORGEN, B-GLOSS W/MAG, MATCHING #, NO SLOT, LAM | Ea |  | 1 Year | 5.1 | 5% | 4.845
58125 | HID | 2000PCCMN-120162 | ICLASS 2K/2, PROG, F-ALCON TEMPORARY WORKER W/HOLOGRAM, PHOTOBOX & THERMAL REWRITE OVERLAY, B-RETURN TEXT, MATCHING #, NO SLOT, LAM | Ea |  | 1 Year | 5.1 | 5% | 4.845
58126 | HID | 2000PCCMN-120848 | ICLASS 2K/2, PROG, F-LOCKHEED MARTIN, B-LOCKHEED MARTIN RETURN ADDRESS, MATCHING #, NO SLOT, LAM | Ea |  | 1 Year | 5.1 | 5% | 4.845
58127 | HID | 2000PCCMN-210288 | ICLASS 2K/2, PROG, F-PARKKARTE, B-BOSCH LOGO, MATCHING #, NO SLOT, LAM | Ea |  | 1 Year | 5.1 | 5% | 4.845
58128 | HID | 2000PCCMN-310011 | ICLASS 2K/2, PROG., F-PANASONIC BAR, B- PANASONIC LOGO, MATCHING #, NO SLOT, LAM | Ea |  | 1 Year | 5.1 | 5% | 4.845
58129 | HID | 2000PCCMN-A000285 | ICLASS 2K/2, PROG, F-FULL BLEED PMS 109, B-FULL BLEED PMS 109 W/BUG, MATCHING #, NO SLOT, LAM | Ea |  | 1 Year | 5.1 | 5% | 4.845
58130 | HID | 2000PCCNN-LEGACY | ICLASS CONFIG CARD, 2K/2, CONFIGURED AND FUSED FOR USE ON ICLASS SE ENCODER | Ea |  | 1 Year | 20 | 5% | 19
58131 | HID | 2000PCCSN-210213 | ICLASS 2K/2, PROG, F-CONNECT BY HERTZ, B-MINT LESSENTIEL CONNECT, SEQ NON-MATCHING #, NO SLOT, LAM | Ea |  | 1 Year | 5.1 | 5% | 4.845
58132 | HID | 2000PCCSN-210219 | ICLASS 2K/2, PROG, F-CONNECT BY HERTZ, B-CONNECT BY HERTZ TEXT, SEQ NON-MATCHING #, NO SLOT, LAM | Ea |  | 1 Year | 5.1 | 5% | 4.845
58133 | HID | 2000PCGMN-120492 | ICLASS 2K/2, PROG., F-MADAME TUSSAUDS LAS VEGAS, B- HID ICLASS CH BUG, MATCHING #, NO SLOT, LAM | Ea |  | 1 Year | 5.1 | 5% | 4.845
58134 | HID | 2000PG1AH | ICLASS 2K/2, PROG ICLASS, F-GLOSS, B-BOTH SLOT DOTS W/MAG STRIPE, SEQ LASER ICLASS #, HORIZONTAL SLOT, LAM | Ea |  | 1 Year | 5.1 | 5% | 4.845
58135 | HID | 2000PG1AN | ICLASS 2K/2, PROG ICLASS, F-GLOSS, B-GLOSS W/MAGSTRIPE, LASER #, NO SLOT | Ea |  | 1 Year | 5.1 | 5% | 4.845
58136 | HID | 2000PG1BN | ICLASS 2K/2, PROG., F-GLOSS, B-GLOSS W/MAG, LASER#, NO SLOT | Ea |  | 1 Year | 5.1 | 5% | 4.845
58137 | HID | 2000PG1MB | ICLASS 2K/2, PROG ICLASS, F-GLOSS, B-BOTH SLOT DOTS W/MAG STRIPE, MATCH ICLASS #, NO SLOT, LAM | Ea |  | 1 Year | 5.1 | 5% | 4.845
58138 | HID | 2000PG1MH | ICLASS 2K/2, PROG ICLASS, F-GLOSS, B-MAGSTRIPE, MATCH ICLASS #, HORZ. SLOT, LAM | Ea |  | 1 Year | 5.1 | 5% | 4.845
58139 | HID | 2000PG1MN | ICLASS 2K/2, PROG ICLASS, F-GLOSS, MAG STRIPE, MATCH ICLASS #, NO SLOT | Ea |  | 1 Year | 5.1 | 5% | 4.845
58140 | HID | 2000PG1MN-120252 | ICLASS 2K/2,PROG ICLASS,F-GLOSS, MAG STRIPE, MATCH ICLASS#, NO SLOT | Ea |  | 1 Year | 5.1 | 5% | 4.845
58141 | HID | 2000PG1MN-1601Z | ICLASS 2K, PROG, F-GLOSS, B-GLOSS W/ JAS II MAG, MATCH#, NO SLOT, LAM | Ea |  | 1 Year | 5.1 | 5% | 4.845
58142 | HID | 2000PG1MN-H10307B1 | ICLASS 2K/2, PROG., F-GLOSS, B-GLOSS W/MAG, MATCH# NO SLOT, FORMAT H10307B1.CDF | Ea |  | 1 Year | 5.1 | 5% | 4.845
58143 | HID | 2000PG1MV | ICLASS 2K/2, PROG ICLASS, F-GLOSS, MAGSTRIPE, MATCH ICLASS #, VERT. SLOT | Ea |  | 1 Year | 5.1 | 5% | 4.845
58144 | HID | 2000PG1NB | ICLASS 2K/2, PROG., F-GLOSS, B-GLOSS W/MAG, NO ICLASS #, HORZ & VERT SLOT COMPATABLE, LAM | Ea |  | 1 Year | 5.1 | 5% | 4.845
58145 | HID | 2000PG1NH | ICLASS 2K/2, PROG., F-GLOSS, B-GLOSS W/MAG, NO ICLASS #, HORZ. SLOT, LAM | Ea |  | 1 Year | 5.1 | 5% | 4.845
58146 | HID | 2000PG1NN | ICLASS 2K/2, PROG ICLASS, F-GLOSS, MAGSTRIPE, NO ICLASS #, NO SLOT | Ea |  | 1 Year | 5.1 | 5% | 4.845
58147 | HID | 2000PG1RN | ICLASS 2K/2, PROG ICLASS, F-GLOSS, MAGSTRIPE, RANDOM NON-MATCH ICLASS #, NO SLOT | Ea |  | 1 Year | 5.1 | 5% | 4.845
58148 | HID | 2000PG1SB | ICLASS 2K/2, PROG ICLASS, F-GLOSS, B- GLOSS W/MAGSTRIPE & BOTH SLOT DOTS, SEQ ICLASS #, NO SLOT, LAM | Ea |  | 1 Year | 5.1 | 5% | 4.845
58149 | HID | 2000PG1SN | ICLASS 2K/2, PROG ICLASS, F-GLOSS, MAGSTRIPE, SEQ ICLASS #, NO SLOT | Ea |  | 1 Year | 5.1 | 5% | 4.845
58150 | HID | 2000PG1SN-PACK50 | ICLASS 2K/2, PROG ICLASS, F-GLOSS, B-GLOSS W/ MAG, SEQ ICLASS #, NO SLOT, PACKED 50 PER BOX | Ea |  | 1 Year | 5.1 | 5% | 4.845
58151 | HID | 2000PG1SV | ICLASS 2K/2, PROG ICLASS, F-GLOSS, MAGSTRIPE, SEQ. ICLASS #, VERT. SLOT | Ea |  | 1 Year | 5.1 | 5% | 4.845
58152 | HID | 2000PG3MN-160123 | ICLASS 2K/2, PROG, F-GLOSS, B-GLOSS W/DUAL MAG, MATCHING #, NO SLOT, LAM | Ea |  | 1 Year | 5.1 | 5% | 4.845
58153 | HID | 2000PG7MN | ICLASS 2K/2, PROG, F-GLOSS, B-GLOSS W/ 2750 OE DEBITEK & 4000 OE MAGSTRIPE, MATCHING #, NO SLOT, LAM | Ea |  | 1 Year | 5.1 | 5% | 4.845
58154 | HID | 2000PG8MN | ICLASS 2K/2, PROG, F-GLOSS, B-GLOSS W/LOCO 300 OE MAG, MATCHING #, NO SLOT, LAM | Ea |  | 1 Year | 5.1 | 5% | 4.845
58155 | HID | 2000PGCMN-A000235 | ICLASS 2K/2, PROG, F-GLOSS, B-NSS W/ ICLASS 2K37 MFG CODE, MATCHING #, NO SLOT, LAM | Ea |  | 1 Year | 5.1 | 5% | 4.845
58156 | HID | 2000PGGAB | ICLASS 2K/2, PRGMD, F-GLOSS, B-GLOSS W/ BOTH VERT. & HORZ. SLOT INDICATORS, LASER #, NO SLOT, LAM | Ea |  | 1 Year | 5.1 | 5% | 4.845
58157 | HID | 2000PGGAH | ICLASS 2K/2, PRGMD, F-GLOSS, B-GLOSS, MATCH # LASER, HORIZ SLOT, LAM | Ea |  | 1 Year | 5.1 | 5% | 4.845
58158 | HID | 2000PGGAN | ICLASS 2K/2, PRGMD, F-GLOSS, B-GLOSS, MATCH # LASER, NO SLOT | Ea |  | 1 Year | 5.1 | 5% | 4.845
58159 | HID | 2000PGGAV | ICLASS 2K/2, PROG, F-GLOSS, B-GLOSS, MATCH # LASER, VERT SLOT | Ea |  | 1 Year | 5.1 | 5% | 4.845
58160 | HID | 2000PGGBN | ICLASS 2K/2,PRGMD,ICLASS,F-GLOSS,B-GLOSS,ENGRAVED SEQ ICALSS #,NO SLOT | Ea |  | 1 Year | 5.1 | 5% | 4.845
58161 | HID | 2000PGGBV | ICLASS 2K/2,PRGMD,ICLASS,F-GLOSS,B-GLOSS,ENGRAVED SEQ ICLASS #,VERT SLOT. | Ea |  | 1 Year | 5.1 | 5% | 4.845
58162 | HID | 2000PGGCN | ICLASS 2K/2, PROG ICLASS, F-GLOSS, B-GLOSS, ENGRAVED RANDOM ICLASS #, NO SLOT | Ea |  | 1 Year | 5.1 | 5% | 4.845
58163 | HID | 2000PGGMB | ICLASS 2K/2, PRGMD, F-GLOSS, B-GLOSS W/ BOTH VERT. & HORZ. SLOT INDICATORS, MATCH #, NO SLOT | Ea |  | 1 Year | 5.1 | 5% | 4.845
58164 | HID | 2000PGGMB-A000262 | ICLASS 2K/2, PROG, F-GLOSS, B-GLOSS W/ BOTH VERT. & HORZ. SLOT INDICATORS, REV 4 LASER MATCHING #, PRINT TEST REQUIRED, NO SLOT | Ea |  | 1 Year | 5.1 | 5% | 4.845
58165 | HID | 2000PGGMH | ICLASS 2K/2, PROG ICLASS, F-GLOSS, B-GLOSS, MATCH ICLASS #, HORZ SLOT, LAM | Ea |  | 1 Year | 5.1 | 5% | 4.845
58166 | HID | 2000PGGMN | ICLASS 2K/2, PRGMD, F-GLOSS, B-GLOSS, MATCH #, NO SLOT | Ea |  | 1 Year | 5.1 | 5% | 4.845
58167 | HID | 2000PGGMV | ICLASS 2K/2, PROG ICLASS, F-GLOSS, B-GLOSS, MATCH ICLASS #, VERT SLOT | Ea |  | 1 Year | 5.1 | 5% | 4.845
58168 | HID | 2000PGGNB | ICLASS 2K/2, PROG., F-GLOSS, B-GLOSS W/BOTH VERT. & HORZ. SLOT INDICATORS, NO #, NO SLOT, LAM | Ea |  | 1 Year | 5.1 | 5% | 4.845
58169 | HID | 2000PGGNH | ICLASS 2K/2, PROG., F-GLOSS, B-GLOSS W/BOTH VERT. & HORZ. SLOT INDICATORS, NO #, HORZ. SLOT, LAM | Ea |  | 1 Year | 5.1 | 5% | 4.845
58170 | HID | 2000PGGNN | ICLASS 2K/2, PRGMD, F-GLOSS, B-GLOSS, NO #, NO SLOT | Ea |  | 1 Year | 5.1 | 5% | 4.845
58171 | HID | 2000PGGNV | ICLASS 2K/2, PROG ICLASS, F-GLOSS, B-GLOSS, NO#, VERT SLOT | Ea |  | 1 Year | 5.1 | 5% | 4.845
58172 | HID | 2000PGGRN | ICLASS 2K/2, PROG, F-GLOSS, B-GLOSS, RANDOM, NO SLOT | Ea |  | 1 Year | 5.1 | 5% | 4.845
58173 | HID | 2000PGGRN-H50895 | ICLASS 2K/2, PROG, F-GLOSS, B-GLOSS, RANDOM, W/ CUSTOM CROSS REF. FILE, NO SLOT | Ea |  | 1 Year | 5.1 | 5% | 4.845
58174 | HID | 2000PGGSB | ICLASS 2K/2, PRGMD, F-GLOSS, B-GLOSS W/ BOTH VERT. & HORZ. SLOT INDICATORS, SEQ. #, NO SLOT | Ea |  | 1 Year | 5.1 | 5% | 4.845
58175 | HID | 2000PGGSH | ICLASS 2K/2, PROG ICLASS, F-GLOSS, B-GLOSS, SEQ. ICLASS #, HORZ SLOT, LAM | Ea |  | 1 Year | 5.1 | 5% | 4.845
58176 | HID | 2000PGGSN | ICLASS 2K/2, PROG ICLASS, F-GLOSS, B-GLOSS, SEQ ICLASS #, NO SLOT | Ea |  | 1 Year | 5.1 | 5% | 4.845
58177 | HID | 2000PGGSN-PACK50 | ICLASS 2K/2, PROG ICLASS, F-GLOSS, B-GLOSS, SEQ ICLASS #, NO SLOT, PACKED 50 PER BOX | Ea |  | 1 Year | 5.1 | 5% | 4.845
58178 | HID | 2000PGGSV | ICLASS 2K/2, PROG ICLASS, F-GLOSS, B-GLOSS, SEQ ICLASS #, VERT SLOT | Ea |  | 1 Year | 5.1 | 5% | 4.845
58179 | HID | 2001CG1NB | ICLASS 16K/2, CONFIG., F-GLOSS, B-GLOSS W/MAG, NO #, NO SLOT, LAM | Ea |  | 1 Year | 9.22 | 5% | 8.759
58180 | HID | 2001CG1NN | ICLASS 16K/2, CONFIG NON-PRGMD, F-GLOSS, B-GLOSS, NO #, NO SLOT, W/MAG | Ea |  | 1 Year | 9.22 | 5% | 8.759
58181 | HID | 2001CG1NV | ICLASS 16K/2, CONFIG NON-PRGMD, F-GLOSS, B-GLOSS, NO #, VERT. SLOT, W/MAG | Ea |  | 1 Year | 9.22 | 5% | 8.759
58182 | HID | 2001CGGNB | ICLASS 16K/2, CONFIGURED., F-GLOSS, B-GLOSS, NO #, VERT/HORT COMPATIBLE SLOT | Ea |  | 1 Year | 9.22 | 5% | 8.759
58183 | HID | 2001CGGNN | ICLASS 16K/2, CONFIG, F-GLOSS, B-GLOSS, NO ICLASS #, NO SLOT | Ea |  | 1 Year | 9.22 | 5% | 8.759
58184 | HID | 2001CGGNV | ICLASS 16K/2, CONFIG, F-GLOSS, B-GLOSS, NO ICLASS #, VERT. SLOT | Ea |  | 1 Year | 9.22 | 5% | 8.759
58185 | HID | 2001CGGSN | ICLASS 16K/2, CONFIGURED, F-GLOSS, B-GLOSS, SEQ NON-MATCHING ICLASS #, NO SLOT | Ea |  | 1 Year | 9.22 | 5% | 8.759
58186 | HID | 2001CGGSV | ICLASS 16K/2, CONFIGURED, F-GLOSS, B-GLOSS, SEQ ICLASS #, VERT SLOT | Ea |  | 1 Year | 9.22 | 5% | 8.759
58187 | HID | 2001HPG1NN | ICLASS 16K/2, SR, PROG., F-GLOSS, B-GLOSS W/MAG, NO #, NO SLOT | Ea |  | 1 Year | 9.22 | 5% | 8.759
58188 | HID | 2001HPGGAN | ICLASS 16K/2, PROG., SR, F-GLOSS, B-GLOSS, LASER MATCH ICLASS #, NO SLOT | Ea |  | 1 Year | 9.22 | 5% | 8.759
58189 | HID | 2001HPGGMB | ICLASS 16K/2, SR, PROG., F-GLOSS, B-GLOSS W/BOTH VERT. & HORZ. SLOT INDICATORS, MATCH #, NO SLOT, LAM | Ea |  | 1 Year | 9.22 | 5% | 8.759
58190 | HID | 2001HPGGMN | ICLASS SR 16K/2, PRGMD, F-GLOSS, B-GLOSS, MATCH #, NO SLOT, LAM | Ea |  | 1 Year | 9.22 | 5% | 8.759
58191 | HID | 2001HPGGMV | ICLASS 16K/2, SR, PROG. ICLASS, F-GLOSS, B-GLOSS, MATCH #, VERT. SLOT | Ea |  | 1 Year | 9.22 | 5% | 8.759
58192 | HID | 2001HPGGSN | ICLASS 16K/2, SR, PROG ICLASS, F-GLOSS, B-GLOSS, SEQ ICLASS #, NO SLOT | Ea |  | 1 Year | 9.22 | 5% | 8.759
58193 | HID | 2001PG1MB | ICLASS 16K/2, PRGMD, F-GLOSS, B-GLOSS W/MAG & BOTH VERT. & HORZ. SLOT INDICATORS, MATCH #, NO SLOT, LAM | Ea |  | 1 Year | 9.22 | 5% | 8.759
58194 | HID | 2001PG1MH | ICLASS 16K/2, PROG ICLASS, F-GLOSS, MAGSTRIPE, MATCH ICLASS #, HORZ. SLOT | Ea |  | 1 Year | 9.22 | 5% | 8.759
58195 | HID | 2001PG1MN | ICLASS 16K/2, PROG ICLASS, F-GLOSS, MAGSTRIPE, MATCH ICLASS #, NO SLOT | Ea |  | 1 Year | 9.22 | 5% | 8.759
58196 | HID | 2001PG1MN-1601Z | ICLASS 16K/2, PROG ICLASS, F-GLOSS, JIS II MAG STRIPE, MATCH #, NO SLOT | Ea |  | 1 Year | 9.22 | 5% | 8.759
58197 | HID | 2001PG1MV | ICLASS 16K/2, PROG ICLASS, F-GLOSS, MAGSTRIPE, MATCH ICLASS #, VERT SLOT | Ea |  | 1 Year | 9.22 | 5% | 8.759
58198 | HID | 2001PG1NV | ICLASS 16K/2, PROG ICLASS, F-GLOSS, MAGSTRIPE, NO #, VERT SLOT | Ea |  | 1 Year | 9.22 | 5% | 8.759
58199 | HID | 2001PGGAN | ICLASS 16K/2, PRGMD, F-GLOSS, B-GLOSS, LASER MATCH ICLASS #, NO SLOT | Ea |  | 1 Year | 9.22 | 5% | 8.759
58200 | HID | 2001PGGAN-ISOB | ICLASS (16K/2), PROG, F-GLOSS, B-GLOSS, MATCHING ICLASS LASER #, NO SLOT, ISOB | Ea |  | 1 Year | 9.32 | 5% | 8.854
58201 | HID | 2001PGGAV | ICLASS 16K/2, PRGMD, F-GLOSS, B-GLOSS, LASER MATCH #, VERTICAL SLOT | Ea |  | 1 Year | 9.22 | 5% | 8.759
58202 | HID | 2001PGGBN | ICLASS 16K/2, PRGMD, F-GLOSS, B-GLOSS, LASER MATCH ICLASS #, NO SLOT | Ea |  | 1 Year | 9.22 | 5% | 8.759
58203 | HID | 2001PGGMB | ICLASS 16K/2, PRGMD, F-GLOSS, B-GLOSS W/ BOTH VERT. & HORZ. SLOT INDICATORS, MATCH #, NO SLOT, LAM | Ea |  | 1 Year | 9.22 | 5% | 8.759
58204 | HID | 2001PGGMH | ICLASS 16K/2, PROG ICLASS, F-GLOSS, B-GLOSS, MATCH #, HORZ. SLOT | Ea |  | 1 Year | 9.22 | 5% | 8.759
58205 | HID | 2001PGGMN | ICLASS 16K/2, PRGMD, F-GLOSS, B-GLOSS, MATCH #, NO SLOT | Ea |  | 1 Year | 9.22 | 5% | 8.759
58206 | HID | 2001PGGMV | ICLASS 16K/2, PROG ICLASS, F-GLOSS, B-GLOSS, MATCH #, VERT SLOT | Ea |  | 1 Year | 9.22 | 5% | 8.759
58207 | HID | 2001PGGNH | ICLASS 16K/2, PROG ICLASS, F-GLOSS, B-GLOSS, NO #, HORZ. SLOT. LAM | Ea |  | 1 Year | 9.22 | 5% | 8.759
58208 | HID | 2001PGGNN | ICLASS 16K/2, PRGMD, F-GLOSS, B-GLOSS, NO #, NO SLOT | Ea |  | 1 Year | 9.22 | 5% | 8.759
58209 | HID | 2001PGGRN | ICLASS 16K/2, PRGMD, F-GLOSS, B-GLOSS, RANDOM #, NO SLOT | Ea |  | 1 Year | 9.22 | 5% | 8.759
58210 | HID | 2001PGGRV | ICLASS 16K/2, PROGRAMMED, F-GLOSS, B-GLOSS, RANDOM #, VERT SLOT | Ea |  | 1 Year | 9.22 | 5% | 8.759
58211 | HID | 2001PGGSN | ICLASS 16K/2, PROG ICLASS, F-GLOSS, B-GLOSS, SEQ ICLASS #, NO SLOT | Ea |  | 1 Year | 9.22 | 5% | 8.759
58212 | HID | 2002CC3NN-210245 | ICLASS 16K/16, CONFIGURED, NON-PROG, F-EMIRATES W/ SURFACE HOLOGRAM, B-EKG HOLOGRAM, MAGSTRIPE, NO MARK, LAM | Ea |  | 1 Year | 9.22 | 5% | 8.759
58213 | HID | 2002CG1NN | ICLASS 16K/16, CONFIGURED NON-PROG, F-GLOSS, B-GLOSS, NO ICLASS #, NO SLOT | Ea |  | 1 Year | 9.22 | 5% | 8.759
58214 | HID | 2002CG1NN-1601Z | ICLASS 16K/16, CONFIGURED NON-PROG, F-GLOSS, JIS II MAG STRIPE, NO ICLASS #, NO SLOT | Ea |  | 1 Year | 9.22 | 5% | 8.759
58215 | HID | 2002CG1SN | ICLASS 16K/2, CONFIGURED NON-PROG, F-GLOSS, MAGSTRIPE, SEQ ICLASS #, NO SLOT | Ea |  | 1 Year | 9.22 | 5% | 8.759
58216 | HID | 2002CG1SN-A000011 | ICLASS 16K/2, CONFIGURED NON-PROG, F-GLOSS, MAGSTRIPE, SEQ ICLASS #, NO SLOT | Ea |  | 1 Year | 9.22 | 5% | 8.759
58217 | HID | 2002CG7NN | ICLASS 16K/16, CONFIGURED NON-PROG, F-GLOSS, MAG STRIPE & DEBITEK, NO ICLASS PROG, NO SLOT | Ea |  | 1 Year | 9.22 | 5% | 8.759
58218 | HID | 2002CGGNN | ICLASS 16K/16, CONFIGURED NON-PRGMD, F-GLOSS, B-GLOSS, NO #, NO SLOT | Ea |  | 1 Year | 9.22 | 5% | 8.759
58219 | HID | 2002CGGNV | ICLASS 16K/16, CONFIG, F-GLOSS, B-GLOSS, NO #, SLOT | Ea |  | 1 Year | 9.22 | 5% | 8.759
58220 | HID | 2002CGGSB | ICLASS 16K/16, MEMORY CONFIG, F-GLOSS, B-GLOSS, SEQ ICLASS #, NO SLOT | Ea |  | 1 Year | 9.22 | 5% | 8.759
58221 | HID | 2002CGGSN | ICLASS 16K/16, MEMORY CONFIG, F-GLOSS, B-GLOSS, SEQ ICLASS #, NO SLOT | Ea |  | 1 Year | 9.22 | 5% | 8.759
58222 | HID | 2002CGGSN-A000011 | ICLASS 16K/16, CONFIG, F-GLOSS, B-GLOSS, SEQ ICLASS #, NO SLOT | Ea |  | 1 Year | 9.22 | 5% | 8.759
58223 | HID | 2002CGGSV | ICLASS 16K/16, CONFIGURED, F-GLOSS, B-GLOSS, SEQ ICLASS #, VERT SLOT | Ea |  | 1 Year | 9.22 | 5% | 8.759
58224 | HID | 2002HPCCMN-210376 | ICLASS SR 16K/16, CONFIG, F-HID SIO PROCESSOR, B-SANOKE CARD UCKASS 16K/16, MATCH #, NO SLOT, PTD | Ea |  | 1 Year | 9.6 | 5% | 9.12
58225 | HID | 2002HPG1MB | ICLASS 16K/16, SR, PROG., F-GLOSS, B-GLOSS W/ MAG, MATCH #, NO SLOT, HORT COMP, LAM | Ea |  | 1 Year | 9.22 | 5% | 8.759
58226 | HID | 2002HPG1MH | ICLASS 16K/16, PROG ICLASS, SR, F-GLOSS, B-GLOSS W/MAG, MATCH #, HORIZONTAL SLOT | Ea |  | 1 Year | 9.22 | 5% | 8.759
58227 | HID | 2002HPG1MN | ICLASS 16K/16, PROG ICLASS, SR, F-GLOSS, B-GLOSS W/MAG, MATCH #, NO SLOT | Ea |  | 1 Year | 9.22 | 5% | 8.759
58228 | HID | 2002HPG1MV | ICLASS 16K/16, PROG ICLASS, SR, F-GLOSS, B-GLOSS W/MAG, MATCH #, VERT SLOT | Ea |  | 1 Year | 9.22 | 5% | 8.759
58229 | HID | 2002HPGGMB | ICLASS 16K/16, SR, PROG., F-GLOSS, B-GLOSS, MATCH #, NO SLOT | Ea |  | 1 Year | 9.22 | 5% | 8.759
58230 | HID | 2002HPGGMH | ICLASS 16K/16, SR, PROG., F-GLOSS, B-GLOSS, MATCH #, HORIZONTAL SLOT | Ea |  | 1 Year | 9.22 | 5% | 8.759
58231 | HID | 2002HPGGMN | ICLASS SR 16K/16, PRGMD, F-GLOSS, B-GLOSS, MATCH #, NO SLOT, LAM | Ea |  | 1 Year | 9.22 | 5% | 8.759
58232 | HID | 2002HPGGMV | ICLASS 16K/16, SR, PROG., F-GLOSS, B-GLOSS, MATCH #, VERT. SLOT | Ea |  | 1 Year | 9.22 | 5% | 8.759
58233 | HID | 2002HPGGNN | ICLASS 16K/16, SR, PROG., F-GLOSS, B-GLOSS, NO #, NO SLOT | Ea |  | 1 Year | 9.22 | 5% | 8.759
58234 | HID | 2002HPGGRN | ICLASS SR 16K/16, PRGMD, F-GLOSS, B-GLOSS, RANDOM #, NO SLOT, LAM | Ea |  | 1 Year | 9.22 | 5% | 8.759
58235 | HID | 2002HPGGSB-PACK50 | ICLASS 16K/16, SR, PROG ICLASS, F-GLOSS, B- GLOSS W/BOTH SLOT DOTS, SEQ ICLASS #, NO SLOT, LAM, PACKED 50 PER BOX | Ea |  | 1 Year | 9.22 | 5% | 8.759
58236 | HID | 2002HPGGSN-PACK50 | ICLASS 16K/16, SR, PROG., F-GLOSS, B-GLOSS, SEQ #, NO SLOT | Ea |  | 1 Year | 9.22 | 5% | 8.759
58237 | HID | 2002PCCMN-120877 | ICLASS 16K/16, PROG, F-WESTERN RECREATION MEMBERSHIP CARD, B-DO NOT BEND, MATCHING #, NO SLOT, LAM | Ea |  | 1 Year | 9.22 | 5% | 8.759
58238 | HID | 2002PCCMV-210106 | ICLASS 16K/16, PROG, F- AMADEUS LOGO, B- AMADEUS W/RETURN ADDRESS, MATCHING#, VERT SLOT, LAM | Ea |  | 1 Year | 9.22 | 5% | 8.759
58239 | HID | 2002PCGMN-120877 | ICLASS 16K/16, PROG, F-WESTERN RECREATION MEMBERSHIP CARD, B-GLOSS, MATCHING #, NO SLOT, LAM | Ea |  | 1 Year | 9.22 | 5% | 8.759
58240 | HID | 2002PCGMN-TRW | ICLASS 16K/16, PROG, F-THERMAL REWRITE, B-GLOSS, MATCHING#, NO SLOT, LAM | Ea |  | 1 Year | 9.22 | 5% | 8.759
58241 | HID | 2002PG1MB | CLASS 16K/16, PRGMD, F-GLOSS, B-MAG W/ BOTH VERT. & HORZ. SLOT INDICATORS, MATCH #, NO SLOT | Ea |  | 1 Year | 9.22 | 5% | 8.759
58242 | HID | 2002PG1MH | ICLASS 16K/16, PROG., F-GLOSS, B- MAGSTRIPE, MATCH ICLASS #, HORZ. SLOT, LAM | Ea |  | 1 Year | 9.22 | 5% | 8.759
58243 | HID | 2002PG1MN | ICLASS 16K/16, PROG ICLASS, F-GLOSS, B-GLOSS, MATCH #, NO SLOT | Ea |  | 1 Year | 9.22 | 5% | 8.759
58244 | HID | 2002PG1MN-110348 | ICLASS 16K/16, PROG ICLASS, F-GLOSS, B-GLOSS W/MAG, MATCH ICLASS #, NO SLOT | Ea |  | 1 Year | 9.22 | 5% | 8.759
58245 | HID | 2002PG1MV | ICLASS 16K/16, PROG ICLASS, F-GLOSS, MAGSTRIPE, MATCH ICLASS #, VERT SLOT | Ea |  | 1 Year | 9.22 | 5% | 8.759
58246 | HID | 2002PG1NN | ICLASS 16K/16, PROG ICLASS, F-GLOSS, MAGSTRIPE, NO ICLASS #, NO SLOT | Ea |  | 1 Year | 9.22 | 5% | 8.759
58247 | HID | 2002PG1SN | ICLASS 16K/16, PROG ICLASS, F-GLOSS, B-GLOSS, SEQ #, NO SLOT | Ea |  | 1 Year | 9.22 | 5% | 8.759
58248 | HID | 2002PGGAN | ICLASS 16K/16, PRGMD, F-GLOSS, B-GLOSS, LASER SEQ #, NO SLOT | Ea |  | 1 Year | 9.22 | 5% | 8.759
58249 | HID | 2002PGGAV | ICLASS 16K/16, PRGMD, F-GLOSS, B-GLOSS, LASER SEQ #, VERT SLOT | Ea |  | 1 Year | 9.22 | 5% | 8.759
58250 | HID | 2002PGGMB | CLASS 16K/16, PRGMD, F-GLOSS, B-GLOSS W/ BOTH VERT. & HORZ. SLOT INDICATORS, MATCH #, NO SLOT, LAM | Ea |  | 1 Year | 9.22 | 5% | 8.759
58251 | HID | 2002PGGMH | CLASS 16K/16, PRGMD, F-GLOSS, B-GLOSS, MATCH #, HORZ SLOT, LAM | Ea |  | 1 Year | 9.22 | 5% | 8.759
58252 | HID | 2002PGGMN | ICLASS 16K/16, PRGMD, F-GLOSS, B-GLOSS, MATCH #, NO SLOT | Ea |  | 1 Year | 9.22 | 5% | 8.759
58253 | HID | 2002PGGMN-120252 | ICLASS 16K/16, PROG ICLASS, F-GLOSS, B-GLOSS W/ HORIZ-VERT SLOT INDICATORS, MATCHING #, NO SLOT, | Ea |  | 1 Year | 9.22 | 5% | 8.759
58254 | HID | 2002PGGMN-1601D | ICLASS 16K/16, PROG, F-GLOSS, B-GLOSS, CUSTOM THICKNESS .040, MATCHING#, NO SLOT, LAM | Ea |  | 1 Year | 9.22 | 5% | 8.759
58255 | HID | 2002PGGMN-HVH12151 | ICLASS 16K/16, PROG, F-GLOSS, B-GLOSS, MATCHING #, NO SLOT, CUSTOM MARKING-WWW.XPLAN.COM INSTEAD OF SALES ORDER | Ea |  | 1 Year | 9.22 | 5% | 8.759
58256 | HID | 2002PGGMV | ICLASS, 16K/16, PRGMD, F-GLOSS, B-GLOSS, MATCH #, SLOT | Ea |  | 1 Year | 9.22 | 5% | 8.759
58257 | HID | 2002PGGNB | ICLASS 16K/16, PRGMD, F-GLOSS, B-GLOSS W/BOTH VERT. & HORZ. SLOT INDICATORS, NO #, NO SLOT, LAM | Ea |  | 1 Year | 9.22 | 5% | 8.759
58258 | HID | 2002PGGNN | ICLASS 16K/16, PROG ICLASS, F-GLOSS, B-GLOSS, NO #, NO SLOT | Ea |  | 1 Year | 9.22 | 5% | 8.759
58259 | HID | 2002PGGNV | ICLASS 16K/16, PRGMD, F-GLOSS, B-GLOSS,NO #, VERT SLOT | Ea |  | 1 Year | 9.22 | 5% | 8.759
58260 | HID | 2002PGGRN | ICLASS 16K/16, PRGMD, F-GLOSS, B-GLOSS, RANDOM #, NO SLOT | Ea |  | 1 Year | 9.22 | 5% | 8.759
58261 | HID | 2002PGGSB | CLASS 16K/16, PROG, F-GLOSS, B-GLOSS W/BOTH VERT. & HORZ. SLOT INDICATORS, SEQ. #, NO SLOT, LAM | Ea |  | 1 Year | 9.22 | 5% | 8.759
58262 | HID | 2002PGGSH | ICLASS 16K/16, PROG., F-GLOSS, B-GLOSS, SEQ. #, HORZ. SLOT, LAM | Ea |  | 1 Year | 9.22 | 5% | 8.759
58263 | HID | 2002PGGSN | ICLASS 16K/16, PROG ICLASS, F-GLOSS, B-GLOSS, SEQ #, NO SLOT | Ea |  | 1 Year | 9.22 | 5% | 8.759
58264 | HID | 2002PGGSN-PACK50 | ICLASS 16K/16, PROG ICLASS, F-GLOSS, B-GLOSS, SEQ #, NO SLOT, PACKED 50 PER BOX | Ea |  | 1 Year | 9.22 | 5% | 8.759
58265 | HID | 2002PGGSV | ICLASS 16K/16, PROG ICLASS, F-GLOSS, B-GLOSS, SEQ #, SLOT | Ea |  | 1 Year | 9.22 | 5% | 8.759
58266 | HID | 2003CG1NN | ICLASS 32K (16K/2 + 16K/1), CONFIGURED, F-GLOSS, B-GLOSS W/ MAG, NO #, NO SLOT | Ea |  | 1 Year | 9.6 | 5% | 9.12
58267 | HID | 2003CGGNB | ICLASS 32K (16K/2 + 16K/1), CONFIGURED, F-GLOSS, B-GLOSS, NO #, HORIZONTAL & VERTICAL SLOT COMPATIBLE | Ea |  | 1 Year | 9.6 | 5% | 9.12
58268 | HID | 2003CGGNH | ICLASS 32K (16K/2 + 16K/1), CONFIGURED, F-GLOSS, B-GLOSS, NO #, HORIZ SLOT | Ea |  | 1 Year | 9.6 | 5% | 9.12
58269 | HID | 2003CGGNN | ICLASS 32K (16K/2 + 16K/1), CONFIGURED, F-GLOSS, B-GLOSS, NO #, NO SLOT | Ea |  | 1 Year | 9.6 | 5% | 9.12
58270 | HID | 2003CGGSN | ICLASS 32K (16K/2 + 16K/1), CONFIGURED, F-GLOSS, B-GLOSS, SEQ. #, NO SLOT | Ea |  | 1 Year | 9.6 | 5% | 9.12
58271 | HID | 2003HPCCMN-A000061 | ICLASS 32K (16K/2 + 16K/1), SR, PROG., F-DTK SAMPLE CARD, B-ICLASS 16K/2 +16K/1K SR, MATCH #, NO SLOT, LAM | Ea |  | 1 Year | 9.6 | 5% | 9.12
58272 | HID | 2003HPG1MN | ICLASS 32K (16K/2 + 16K/1), SR, PROG., F-GLOSS, B-GLOSS W/ MAG, MATCH. #, NO SLOT, LAM | Ea |  | 1 Year | 9.6 | 5% | 9.12
58273 | HID | 2003HPGGMB | ICLASS 32K (16K/2+16K/1), SR, PROG, F-GLOSS, B-GLOSS, MATCHING #, NO SLOT | Ea |  | 1 Year | 9.6 | 5% | 9.12
58274 | HID | 2003HPGGMH | ICLASS 32K (16K/2 + 16K/1), SR, PROG., F-GLOSS, B-GLOSS, MATCH #, HORIZ. SLOT | Ea |  | 1 Year | 9.6 | 5% | 9.12
58275 | HID | 2003HPGGMN | ICLASS SR 32K (16K/2 + 16K/1), PRGMD, F-GLOSS, B-GLOSS, MATCH #, NO SLOT, LAM | Ea |  | 1 Year | 9.6 | 5% | 9.12
58276 | HID | 2003HPGGMV | ICLASS 32K (16K/2 + 16K/1), SR, PROG., F-GLOSS, B-GLOSS, MATCH #, VERT. SLOT | Ea |  | 1 Year | 9.6 | 5% | 9.12
58277 | HID | 2003HPGGNN | ICLASS SR 32K (16K/2 + 16K/1), PRGMD, F-GLOSS, B-GLOSS, NO #, NO SLOT | Ea |  | 1 Year | 9.6 | 5% | 9.12
58278 | HID | 2003HPGGRN | ICLASS 32K (16K/2 + 16K/1), SR, PROG., F-GLOSS, B-GLOSS, RANDOM #, NO SLOT | Ea |  | 1 Year | 9.6 | 5% | 9.12
58279 | HID | 2003PG1MN | ICLASS 32K (16K/2 + 16K/1), PROGRAMMED, F-GLOSS, B-GLOSS W/ MAG, MATCHING #, NO SLOT | Ea |  | 1 Year | 9.6 | 5% | 9.12
58280 | HID | 2003PG1MN-TRW | ICLASS 32K (16K/2+16K/1), CUSTOM, F-THERMAL REWRITE, B-GLOSS W/MAG, MATCHING#, NO SLOT, LAM | Ea |  | 1 Year | 12.54 | 5% | 11.913
58281 | HID | 2003PG1SN | ICLASS 32K (16K/2 + 16K/1), PROGRAMMED, F-GLOSS, B-GLOSS W/ MAG, SEQ #, NO SLOT | Ea |  | 1 Year | 9.6 | 5% | 9.12
58282 | HID | 2003PGGAN-ISOB | ICLASS (16K/2 + 16K/1), PROG, F-GLOSS, B-GLOSS, MATCHING ICLASS LASER #, NO SLOT, ISOB | Ea |  | 1 Year | 9.6 | 5% | 9.12
58283 | HID | 2003PGGMB | ICLASS 32K (16K/2 + 16K/1), PROGRAMMED, F-GLOSS, B-GLOSS, MATCHING #, NO SLOT | Ea |  | 1 Year | 9.6 | 5% | 9.12
58284 | HID | 2003PGGMH | ICLASS 32K (16K/2 + 16K/1), PROG., F-GLOSS, B-GLOSS, MATCHING #, HORZ. SLOT, LAM | Ea |  | 1 Year | 9.6 | 5% | 9.12
58285 | HID | 2003PGGMN | ICLASS 32K (16K/2 + 16K/1), PROGRAMMED, F-GLOSS, B-GLOSS, MATCHING #, NO SLOT | Ea |  | 1 Year | 9.6 | 5% | 9.12
58286 | HID | 2003PGGMV | ICLASS 32K (16K/2 + 16K/1), PROG., F-GLOSS, B-GLOSS, MATCH #, VERT. SLOT | Ea |  | 1 Year | 9.6 | 5% | 9.12
58287 | HID | 2003PGGNB | ICLASS 32K (16K/2 + 16K/1), PROGRAMMED, F-GLOSS, B-GLOSS, MATCHING #, NO SLOT, LAM | Ea |  | 1 Year | 9.6 | 5% | 9.12
58288 | HID | 2003PGGNH | ICLASS 32K (16K/2+16K/1), PROG, F-GLOSS, B-GLOSS, NO #, HORZ SLOT | Ea |  | 1 Year | 9.6 | 5% | 9.12
58289 | HID | 2003PGGNN | ICLASS 32K (16K/2 + 16K/1), PROG., F-GLOSS, B-GLOSS, NO #, NO SLOT | Ea |  | 1 Year | 9.6 | 5% | 9.12
58290 | HID | 2003PGGSN | ICLASS 32K (16K/2 + 16K/1), PROGRAMMED, F-GLOSS, B-GLOSS, SEQ #, NO SLOT | Ea |  | 1 Year | 9.6 | 5% | 9.12
58291 | HID | 2003PGGSV | ICLASS 32K (16K/2 + 16K/1), PROG., F-GLOSS, B-GLOSS, SEQ #, VERT. SLOT | Ea |  | 1 Year | 9.6 | 5% | 9.12
58292 | HID | 2004CG1NN | ICLASS 32K (16K/16 + 16K/1), CONFIGURED, F-GLOSS, B-GLOSS W/ MAG, NO #, NO SLOT | Ea |  | 1 Year | 9.6 | 5% | 9.12
58293 | HID | 2004CGGNH | ICLASS 32K (16K/16 + 16K/1), CONFIGURED, F-GLOSS, B-GLOSS, NO #, HORZ. SLOT, LAM | Ea |  | 1 Year | 9.6 | 5% | 9.12
58294 | HID | 2004CGGNN | ICLASS 32K (16K/16 + 16K/1), CONFIGURED, F-GLOSS, B-GLOSS, NO #, NO SLOT | Ea |  | 1 Year | 9.6 | 5% | 9.12
58295 | HID | 2004CGGNV | ICLASS 32K (16K/16 + 16K/1), CONFIGURED, F-GLOSS, B-GLOSS, NO #, VERT. SLOT | Ea |  | 1 Year | 9.6 | 5% | 9.12
58296 | HID | 2004CGGSN | ICLASS 32K (16K/16 + 16K/1), CONFIGURED, F-GLOSS, B-GLOSS, SEQ. #, NO SLOT | Ea |  | 1 Year | 9.6 | 5% | 9.12
58297 | HID | 2004HPCCMN-210377 | ICLASS SR 32K (16K/16 + 16K/1), PRGMD, F-HID SIO PROCESSOR, B-HID SAMPLE CARD ICLASS 32K-16K/16+16K1, MATCH #, NO SLOT, PTD | Ea |  | 1 Year | 9.6 | 5% | 9.12
58298 | HID | 2004HPCCMN-A000062 | ICLASS 32K (16K/16 + 16K/1), SR, PROG., F-DTK SAMPLE CARD, B-ICLASS 16K/16 +16K/1K SR, MATCH #, NO SLOT | Ea |  | 1 Year | 9.6 | 5% | 9.12
58299 | HID | 2004HPGGMB | ICLASS 32K (16K/16 + 16K/1), SR, PROG., F-GLOSS, B-GLOSS, MATCH #, VERT/HORT COMPATIBLE SLOT | Ea |  | 1 Year | 9.6 | 5% | 9.12
58300 | HID | 2004HPGGMH | ICLASS 32K (16K/16 + 16K/1), SR, PROG., F-GLOSS, B-GLOSS, MATCH #, HORT SLOT | Ea |  | 1 Year | 9.58 | 5% | 9.101
58301 | HID | 2004HPGGMN | ICLASS SR 32K (16K/16 + 16K/1), PRGMD, F-GLOSS, B-GLOSS, MATCH #, NO SLOT, LAM | Ea |  | 1 Year | 9.6 | 5% | 9.12
58302 | HID | 2004HPGGMV | ICLASS 32K (16K/16 + 16K/1), SR, PROG., F-GLOSS, B-GLOSS, MATCH #, VERT SLOT | Ea |  | 1 Year | 9.6 | 5% | 9.12
58303 | HID | 2004HPGGNN | ICLASS 32K (16K/16 + 16K/1), SR, PROG., F-GLOSS, B-GLOSS, NO #, NO SLOT | Ea |  | 1 Year | 9.6 | 5% | 9.12
58304 | HID | 2004HPGGNV | ICLASS 32K (16K/16 + 16K/1), SR, PROG., F-GLOSS, B-GLOSS, NO ICLASS #, VERT SLOT | Ea |  | 1 Year | 9.6 | 5% | 9.12
58305 | HID | 2004HPGGRV | ICLASS 32K (16K/16 + 16K/1), SR, PROG., F-GLOSS, B-GLOSS, RANDOM #, VERT SLOT | Ea |  | 1 Year | 9.6 | 5% | 9.12
58306 | HID | 2004HPGGSN | ICLASS 32K (16K/16 + 16K/1), SR, PROG., F-GLOSS, B-GLOSS, SEQ #, NO SLOT | Ea |  | 1 Year | 9.6 | 5% | 9.12
58307 | HID | 2004PCCMN-A000967 | ICLASS 32K (16K/16+16K/1), PROG, F-HID PRELAM TEST CARD, B- HID PRELAM TEST CARD, MATCHING #, NO SLOT, LAM | Ea |  | 1 Year | 9.6 | 5% | 9.12
58308 | HID | 2004PG1AN | ICLASS 32K (16K/16 + 16K/1), PROG., F-GLOSS, B-GLOSS W/MAG, LASER MATCH, NO SLOT | Ea |  | 1 Year | 9.6 | 5% | 9.12
58309 | HID | 2004PG1BV | ICLASS 32K (16K/16 + 16K/1), PROGRAMMED, F-GLOSS, B-GLOSS W/ MAG, LASER NON MATCH, VERT SLOT | Ea |  | 1 Year | 9.6 | 5% | 9.12
58310 | HID | 2004PG1MB | ICLASS 32K 16K/16 + 16K/1, PROG, F-GLOSS, B-MAG W/ BOTH VERT. & HORZ. SLOT INDICATORS, MATCH #, NO SLOT, LAM | Ea |  | 1 Year | 9.6 | 5% | 9.12
58311 | HID | 2004PG1MN | ICLASS 32K (16K/16 + 16K/1), PROGRAMMED, F-GLOSS, B-GLOSS W/ MAG, MATCHING #, NO SLOT | Ea |  | 1 Year | 9.6 | 5% | 9.12
58312 | HID | 2004PG1MV | ICLASS 32K (16K/16 + 16K/1), PROGRAMMED, F-GLOSS, B-GLOSS W/ MAG, MATCHING #, VERT SLOT | Ea |  | 1 Year | 9.6 | 5% | 9.12
58313 | HID | 2004PG1NN | ICLASS 32K (16K/16 + 16K/1), PROG., F-GLOSS, B-GLOSS W/MAG, NO #, NO SLOT | Ea |  | 1 Year | 9.6 | 5% | 9.12
58314 | HID | 2004PG1SN | ICLASS 32K (16K/16 + 16K/1), PROGRAMMED, F-GLOSS, B-GLOSS W/ MAG, SEQ #, NO SLOT | Ea |  | 1 Year | 9.6 | 5% | 9.12
58315 | HID | 2004PG7MN | ICLASS 32K (16K/16 + 16K/1), PROGRAMMED, F-GLOSS, B-GLOSS W/ DUAL MAG, MATCHING #, NO SLOT | Ea |  | 1 Year | 9.6 | 5% | 9.12
58316 | HID | 2004PGCMNN-A000673 | AMADEUS MADRID SPAIN, ICLASS 16K/16 PRGMD, F-GLOSS, B-RETURN TEXT, MATCH #, NO SLOT | Ea |  | 1 Year | 9.6 | 5% | 9.12
58317 | HID | 2004PGGAB | ICLASS 32K (16K/16 + 16K/1), PROG, F-GLOSS, B-GLOSS W/ BOTH VERT. & HORZ. SLOT INDICATORS, LASER #, NO SLOT, LAM | Ea |  | 1 Year | 9.6 | 5% | 9.12
58318 | HID | 2004PGGAH | ICLASS 32K 16K/16 + 16K/1, PROG, F-GLOSS, B-GLOSS W/ BOTH VERT. & HORZ. SLOT INDICATORS, LASER #, HORIZ SLOT, LAM | Ea |  | 1 Year | 9.6 | 5% | 9.12
58319 | HID | 2004PGGAN | ICLASS 32K (16K/16 + 16K/1), PROGRAMMED, F-GLOSS, B-GLOSS, LASER MATCH ICLASS #, NO SLOT | Ea |  | 1 Year | 9.6 | 5% | 9.12
58320 | HID | 2004PGGAN-ISOB | ICLASS (16K/16 + 16K/1), PROG, F-GLOSS, B-GLOSS, MATCHING ICLASS LASER #, NO SLOT, ISOB | Ea |  | 1 Year | 9.6 | 5% | 9.12
58321 | HID | 2004PGGAV | ICLASS 32K (16K/16 + 16K/1), PROG, F-GLOSS, B-GLOSS, LASER #, VERT SLOT | Ea |  | 1 Year | 9.6 | 5% | 9.12
58322 | HID | 2004PGGMB | ICLASS 32K 16K/16 + 16K/1, PROG, F-GLOSS, B-GLOSS W/ BOTH VERT. & HORZ. SLOT INDICATORS, MATCH #, NO SLOT, LAM | Ea |  | 1 Year | 9.6 | 5% | 9.12
58323 | HID | 2004PGGMH | ICLASS 32K 16K/16 + 16K/1, PROG, F-GLOSS, B-GLOSS W/ BOTH VERT. & HORZ. SLOT INDICATORS, MATCH #, HORIZ SLOT, LAM | Ea |  | 1 Year | 9.6 | 5% | 9.12
58324 | HID | 2004PGGMN | ICLASS 32K (16K/16 + 16K/1), PROGRAMMED, F-GLOSS, B-GLOSS, MATCHING #, NO SLOT | Ea |  | 1 Year | 9.6 | 5% | 9.12
58325 | HID | 2004PGGMV | ICLASS 32K (16K/16 + 16K/1), PROGRAMMED, F-GLOSS, B-GLOSS, MATCHING #, VERT SLOT | Ea |  | 1 Year | 9.6 | 5% | 9.12
58326 | HID | 2004PGGNN | ICLASS 32K (16K/16 + 16K/1), PROGRAMMED, F-GLOSS, B-GLOSS, NO#, NO SLOT | Ea |  | 1 Year | 9.6 | 5% | 9.12
58327 | HID | 2004PGGNV | ICLASS 32K (16K/16 + 16K/1), PROGRAMMED, F-GLOSS, B-GLOSS, NO#, SLOT | Ea |  | 1 Year | 9.6 | 5% | 9.12
58328 | HID | 2004PGGRN | ICLASS 32K (16K/16 + 16K/1), PROGRAMMED, F-GLOSS, B-GLOSS, RANDOM #, NO SLOT | Ea |  | 1 Year | 9.6 | 5% | 9.12
58329 | HID | 2004PGGSN | ICLASS 32K (16K/16 + 16K/1), PROGRAMMED, F-GLOSS, B-GLOSS, SEQ #, NO SLOT | Ea |  | 1 Year | 9.6 | 5% | 9.12
58330 | HID | 2011NGCNN-210075 | ICLASS 16K/2, UNPRGMD, F-GLOSS, B-GLOSS, C&D SLE 4442 CHIP # MAT, NO SLOT, EMBEDDABLE | Ea |  | 1 Year | 9.22 | 5% | 8.759
58331 | HID | 2020AG1NNM | ICLASS PROX 2K/2, NON-PROG CONFIGURED, F-GLOSS, MAGSTRIPE, NO ICLASS #, NO SLOT, MATCH 125K # | Ea |  | 1 Year | 10.97 | 5% | 10.4215
58332 | HID | 2020AGGNNM | ICLASS PROX 2K/2, CONFIGURED ICLASS, PROGRAM PROX, F-GLOSS, B-GLOSS, NO ICLASS #, NO SLOT, MATCH 125K # | Ea |  | 1 Year | 10.97 | 5% | 10.4215
58333 | HID | 2020AGGNNM-EM4102 | ICLASS PROX 2K/2, CONFIG. ICLASS, F-GLOSS B-GLOSS, NO ICLASS #, NO SLOT, MATCH. PROX#, PROX EM4102 | Ea |  | 1 Year | 10.97 | 5% | 10.4215
58334 | HID | 2020AGGNNN | ICLASS PROX 2K/2, CONFIGURED ICLASS, PROX PROGAMMED, F-GLOSS, B-GLOSS, NO ICLASS #, NO SLOT, NO 125K # | Ea |  | 1 Year | 10.97 | 5% | 10.4215
58335 | HID | 2020AGGNVM | ICLASS PROX 2K/2, NON-PROG CONFIGURED, F-GLOSS, B-GLOSS, NO ICLASS #, VERT. SLOT, MATCH 125K # | Ea |  | 1 Year | 10.97 | 5% | 10.4215
58336 | HID | 2020BG1ANA | ICLASS PROX 2K/2, PROG ICLASS & 125K, F-GLOSS, B-GLOSS W/MAG, LASER ICLASS#, NO SLOT, LASER 125# | Ea |  | 1 Year | 10.97 | 5% | 10.4215
58337 | HID | 2020BG1ANN | ICLASS PROX 2K/2, PROG ICLASS & 125K, F-GLOSS, B-GLOSS W/MAG, LASER ICLASS#, NO SLOT, NO 125# | Ea |  | 1 Year | 10.97 | 5% | 10.4215
58338 | HID | 2020BG1MNM | ICLASS PROX 2K/2, PROG ICLASS & 125K, F-GLOSS, MAGSTRIPE, MATCH ICLASS #, NO SLOT, MATCH 125K # | Ea |  | 1 Year | 10.97 | 5% | 10.4215
58339 | HID | 2020BG1MNN | ICLASS PROX 2K/2, PROG ICLASS & 125K, F-GLOSS, MAG STRIPE, MATCH ICLASS #, NO SLOT, NO 125K # | Ea |  | 1 Year | 10.97 | 5% | 10.4215
58340 | HID | 2020BG1MNS | ICLASS PROX 2K/2, PROG ICLASS & 125K, F-GLOSS, MAGSTRIPE, MATCH ICLASS #, NO SLOT, SEQ. PROX # | Ea |  | 1 Year | 10.97 | 5% | 10.4215
58341 | HID | 2020BG1MVM | ICLASS PROX 2K/2, PROG ICLASS/PROX, F-GLOSS, B-GLOSS W/MAG, MATCHING ICLASS #, VERT SLOT, MATCHING PROX # | Ea |  | 1 Year | 10.97 | 5% | 10.4215
58342 | HID | 2020BG1MVN | ICLASS PROX 2K/2, PROG ICLASS/PROX, F-GLOSS, B-GLOSS W/MAG, MATCHING ICLASS #, VERT SLOT, NO PROX # | Ea |  | 1 Year | 10.97 | 5% | 10.4215
58343 | HID | 2020BG1NNM | ICLASS PROX 2K/2, PROG ICLASS & 125K, F-GLOSS, MAG STRIPE, NO ICLASS #, NO SLOT, MATCHING 125K # | Ea |  | 1 Year | 10.97 | 5% | 10.4215
58344 | HID | 2020BG1NNN | ICLASS PROX 2K/2, PROG ICLASS & 125K, F-GLOSS, B-GLOSS W/MAG, NO ICLASS #, NO SLOT, NO 125K # | Ea |  | 1 Year | 10.97 | 5% | 10.4215
58345 | HID | 2020BG1NNS | ICLASS PROX 2K/2, PROG ICLASS & 125K, F-GLOSS, B-GLOSS W/MAG, NO ICLASS #, NO SLOT, SEQ 125 # | Ea |  | 1 Year | 10.97 | 5% | 10.4215
58346 | HID | 2020BG1NVM | ICLASS PROX 2K/2, PROG ICLASS & 125K, F-GLOSS, MAG STRIPE, NO ICLASS #, VERT SLOT, MATCHING 125K # | Ea |  | 1 Year | 10.97 | 5% | 10.4215
58347 | HID | 2020BG1SNM | ICLASS PROX 2K/2, PROG ICLASS & 125K, F-GLOSS, B-GLOSS W/MAG, SEQ ICLASS #, NO SLOT, MATCH 125K # | Ea |  | 1 Year | 10.97 | 5% | 10.4215
58348 | HID | 2020BG1SNN | ICLASS PROX 2K/2, PROG ICLASS & 125K, F-GLOSS, MAGSTRIPE, SEQ ICLASS #, NO SLOT, NO 125K # | Ea |  | 1 Year | 10.97 | 5% | 10.4215
58349 | HID | 2020BG1SNS | ICLASS PROX 2K/2, PROG ICLASS & 125K, F-GLOSS, B-GLOSS W/MAG, SEQ ICLASS #, NO SLOT, SEQ 125 # | Ea |  | 1 Year | 10.97 | 5% | 10.4215
58350 | HID | 2020BGGANA | ICLASS PROX 2K/2, PROG ICLASS & 125K, G-GLOSS, B-GLOSS, LASER #, NO SLOT, LASER 125K # | Ea |  | 1 Year | 10.97 | 5% | 10.4215
58351 | HID | 2020BGGANB | ICLASS PROX 2K/2, PROG ICLASS & 125K, F-GLOSS, B-GLOSS, LASER MATCH ICLASS #, NO SLOT, LASER NON-MATCH PROX | Ea |  | 1 Year | 10.97 | 5% | 10.4215
58352 | HID | 2020BGGANN | ICLASS PROX 2K/2, PROG ICLASS & 125K, G-GLOSS, B-GLOSS, LASER #, NO SLOT, NO 125K # | Ea |  | 1 Year | 10.97 | 5% | 10.4215
58353 | HID | 2020BGGAVA | ICLASS PROX 2K/2, PROG ICLASS & 125K, F-GLOSS, B-GLOSS, ENGRAVED MATCH ICLASS #, VERT SLOT, ENGRAVED | Ea |  | 1 Year | 10.97 | 5% | 10.4215
58354 | HID | 2020BGGBNN | ICLASS PROX 2K/2, PROG ICLASS & 125K, G-GLOSS, B-GLOSS, LASER SEQ INT, NON MATCH. EXT #, NO SLOT, NO 125K # | Ea |  | 1 Year | 10.97 | 5% | 10.4215
58355 | HID | 2020BGGBVB | ICLASS PROX 2K/2, PROG ICLASS & 125K, G-GLOSS, B-GLOSS, LASER #, VERT. SLOT, LASER 125K # | Ea |  | 1 Year | 10.97 | 5% | 10.4215
58356 | HID | 2020BGGBVN | ICLASS PROX 2K/2, PROG ICLASS & 125K, F-GLOSS, B-GLOSS, LASER ICLASS #, VERT SLOT, NO PROX# | Ea |  | 1 Year | 12.58 | 5% | 11.951
58357 | HID | 2020BGGMNB | ICLASS PROX 2K/2, PROG ICLASS & 125K, F-GLOSS, B-GLOSS, MATCH ICLASS #, NO SLOT, ENGRAVED SEQ 125K # | Ea |  | 1 Year | 10.97 | 5% | 10.4215
58358 | HID | 2020BGGMNM | ICLASS PROX 2K/2, PROG ICLASS & 125K, F-GLOSS, B-GLOSS, MATCH ICLASS#, NO SLOT, MATCH 125K # | Ea |  | 1 Year | 10.97 | 5% | 10.4215
58359 | HID | 2020BGGMNM-H10307B1 | ICLASS PROX 2K/2 PROG ICLASS & 125K F-GLOSS B-GLOSS MATCH ICLASS # NO SLOT MATCHING 125K #, FORMAT H10307B1.CDF | Ea |  | 1 Year | 10.97 | 5% | 10.4215
58360 | HID | 2020BGGMNM-S129X | ICLASS PROX, 2K/2, PROG., F-GLOSS, B-GLOSS, MATCH ICLASS #, NO SLOT, MATCHING 125K#, CUST SIMPLEX EDI | Ea |  | 1 Year | 10.97 | 5% | 10.4215
58361 | HID | 2020BGGMNN | ICLASS PROX 2K/2, PROG ICLASS & 125K, F-GLOSS, B-GLOSS, MATCH ICLASS#, NO SLOT, NO 125K # | Ea |  | 1 Year | 10.97 | 5% | 10.4215
58362 | HID | 2020BGGMNN-AMAZON | ICLASS PROX 2K/2, PROG ICLASS & 125K, F-GLOSS, B-GLOSS, MATCH ICLASS#, NO SLOT, NO 125K # | Ea |  | 1 Year | 10.97 | 5% | 10.4215
58363 | HID | 2020BGGMNN-EM4102 | ICLASS PROX 2K/2, PROG ICLASS, F-GLOSS B-GLOSS MATCH ICLASS #, NO SLOT, NO 125K #, PROX EM4102 | Ea |  | 1 Year | 10.97 | 5% | 10.4215
58364 | HID | 2020BGGMNN-H10307B1 | ICLASS PROX 2K/2 PROG ICLASS & 125K F-GLOSS B-GLOSS MATCH ICLASS # NO SLOT NO 125K #, FORMAT H10307B1.CDF | Ea |  | 1 Year | 10.97 | 5% | 10.4215
58365 | HID | 2020BGGMNS | ICLASS PROX 2K/2, PROG ICLASS & 125K, F-GLOSS, B-GLOSS, MATCH ICLASS #, NO SLOT, SEQ 125K # | Ea |  | 1 Year | 10.97 | 5% | 10.4215
58366 | HID | 2020BGGMVM | ICLASS PROX 2K/2, PROG ICLASS & 125K, F-GLOSS, B-GLOSS, MATCH ICLASS #, VERT SLOT, MATCH 125K # | Ea |  | 1 Year | 10.97 | 5% | 10.4215
58367 | HID | 2020BGGMVN | ICLASS PROX 2K/2, PROG ICLASS/PROX, F-GLOSS, B-GLOSS, MATCHING ICLASS #, VERT SLOT, NO PROX # | Ea |  | 1 Year | 10.97 | 5% | 10.4215
58368 | HID | 2020BGGNNM | ICLASS PROX 2K/2, PROG ICLASS & 125K, F-GLOSS, B-GLOSS, NO ICLASS #, NO SLOT, MATCH 125K # | Ea |  | 1 Year | 10.97 | 5% | 10.4215
58369 | HID | 2020BGGNNN | ICLASS PROX 2K/2, PROG ICLASS & 125K, F-GLOSS, B-GLOSS, NO ICLASS #, NO SLOT, NO 125K # | Ea |  | 1 Year | 10.97 | 5% | 10.4215
58370 | HID | 2020BGGNVN | ICLASS PROX 2K/2, PROG ICLASS & 125K, F-GLOSS, B-GLOSS, NO ICLASS #, VERT SLOT, NO PROX# | Ea |  | 1 Year | 10.97 | 5% | 10.4215
58371 | HID | 2020BGGRVR | ICLASS PROX 2K/2, PROG ICLASS & 125K, F-GLOSS, B-GLOSS, RANDOM ICLASS #, VERT SLOT, RANDOM 125K# | Ea |  | 1 Year | 10.97 | 5% | 10.4215
58372 | HID | 2020BGGSNM | ICLASS PROX 2K/2, PROG ICLASS & 125K, G-GLOSS, B-GLOSS, SEQ ICLASS #, NO SLOT, MATCH 125K # | Ea |  | 1 Year | 10.76 | 5% | 10.222
58373 | HID | 2020BGGSNN | ICLASS PROX 2K/2, PROG ICLASS & 125K, G-GLOSS, B-GLOSS, SEQ ICLASS #, NO SLOT, NO 125K # | Ea |  | 1 Year | 10.97 | 5% | 10.4215
58374 | HID | 2020BGGSNN-PACK50 | ICLASS PROX, 2K/2, PROG., F-GLOSS, B-GLOSS, SEQ ICLASS #, NO SLOT, NO PROX#, PACKED 50 PER BOX | Ea |  | 1 Year | 10.97 | 5% | 10.4215
58375 | HID | 2020BGGSNS | ICLASS PROX 2K/2, PROG ICLASS & 125K, G-GLOSS, B-GLOSS, SEQ ICLASS #, NO SLOT, SEQ 125K # | Ea |  | 1 Year | 10.97 | 5% | 10.4215
58376 | HID | 2020BGGSVS | ICLASS PROX 2K/2, PROG ICLASS & 125K, G-GLOSS, B-GLOSS, SEQ ICLASS #, VERT. SLOT, SEQ 125K # | Ea |  | 1 Year | 10.97 | 5% | 10.4215
58377 | HID | 2020CG1NNN | ICLASS PROX 2K/2, CONFIGURED, F-GLOSS, MAGSTRIPE, NO ICLASS #, NO SLOT, NO 125K # | Ea |  | 1 Year | 10.97 | 5% | 10.4215
58378 | HID | 2020CGGNNN | ICLASS PROX 2K/2, CONFIGURED, F-GLOSS, B-GLOSS, NO ICLASS #, NO SLOT, NO 125K # | Ea |  | 1 Year | 10.97 | 5% | 10.4215
58379 | HID | 2020CGGSNN | ICLASS PROX 2K/2, CONFIGURED, F-GLOSS, B-GLOSS, SEQ ICLASS #, NO SLOT, NO 125K # | Ea |  | 1 Year | 10.97 | 5% | 10.4215
58380 | HID | 2020CGGSNS | ICLASS PROX 2K/2, CONFIGURED, F-GLOSS, B-GLOSS, SEQ ICLASS #, NO SLOT, SEQ 125K #, NO SLOT | Ea |  | 1 Year | 10.97 | 5% | 10.4215
58381 | HID | 2020HBG1MNM | ICLASS PROX 2K/2, SR, PROG., F-GLOSS, B-GLOSS W/MAG, MATCH ICLASS #, NO SLOT, MATCH PROX # | Ea |  | 1 Year | 10.97 | 5% | 10.4215
58382 | HID | 2020HBG1MNN | ICLASS PROX 2K/2, SR, PROG ICLASS/PROX, F-GLOSS, B-GLOSS W/MAG, MATCHING ICLASS #, NO SLOT, NO PROX # | Ea |  | 1 Year | 10.97 | 5% | 10.4215
58383 | HID | 2020HBG1MVM | ICLASS PROX 2K/2, SR, PROG., F-GLOSS, MAG STRIPE, MATCH ICLASS #, VERT SLOT, MATCH. PROX# | Ea |  | 1 Year | 10.97 | 5% | 10.4215
58384 | HID | 2020HBG1NNM | ICLASS PROX 2K/2, SR, PROG., F-GLOSS, B-GLOSS W/MAG, NO ICLASS #, NO SLOT, MATCH PROX # | Ea |  | 1 Year | 10.97 | 5% | 10.4215
58385 | HID | 2020HBGGANA | ICLASS PROX 2K/2, SR, PROG., F-GLOSS, B-GLOSS, LASER ICLASS#, NO SLOT, LASER PROX# | Ea |  | 1 Year | 10.97 | 5% | 10.4215
58386 | HID | 2020HBGGMNM | ICLASS PROX 2K/2 SR, PROG ICLASS & 125K, F-GLOSS, B-GLOSS, MATCH ICLASS#, NO SLOT, MATCH 125K # | Ea |  | 1 Year | 10.97 | 5% | 10.4215
58387 | HID | 2020HBGGMNN | ICLASS PROX 2K/2, SR, PROG., F-GLOSS, B-GLOSS, MATCH ICLASS#, NO SLOT, NO PROX # | Ea |  | 1 Year | 10.97 | 5% | 10.4215
58388 | HID | 2020HBGGMVM | ICLASS PROX 2K/2 SR, PROG ICLASS & 125K, F-GLOSS, B-GLOSS, MATCH ICLASS#, VERT SLOT, MATCH 125K # | Ea |  | 1 Year | 10.97 | 5% | 10.4215
58389 | HID | 2020HBGGMVN | ICLASS PROX 2K/2, SR, PROG., F-GLOSS, B-GLOSS, MATCH ICLASS #, VERT. SLOT, NO PROX # | Ea |  | 1 Year | 10.97 | 5% | 10.4215
58390 | HID | 2020HBGGNNM | ICLASS PROX SR 2K/2, PROG., F-GLOSS, B-GLOSS, NO ICLASS #, NO SLOT, MATCH 125K # | Ea |  | 1 Year | 10.97 | 5% | 10.4215
58391 | HID | 2020HBGGSNS | ICLASS PROX 2K/2 SR, PROG ICLASS & 125K, F-GLOSS, B-GLOSS, SEQ ICLASS#, NO SLOT, SEQ 125K # | Ea |  | 1 Year | 10.97 | 5% | 10.4215
58392 | HID | 2020HPGGMNN | ICLASS PROX 2K/2, SR, PROG ICLASS, F-GLOSS, B-GLOSS, MATCH ICLASS #, NO SLOT, NO 125K # | Ea |  | 1 Year | 10.97 | 5% | 10.4215
58393 | HID | 2020HPGGMNS | ICLASS PROX 2K/2, SR, PROG ICLASS, F-GLOSS, B-GLOSS, MATCH ICLASS #, NO SLOT, SEQ 125K # | Ea |  | 1 Year | 10.97 | 5% | 10.4215
58394 | HID | 2020HPGGMVN | ICLASS PROX 2K/2, SR, PROG. ICLASS, F-GLOSS, B-GLOSS, MATCH ICLASS #, VERT SLOT, NO PROX# | Ea |  | 1 Year | 10.97 | 5% | 10.4215
58395 | HID | 2020LG1NNM | ICLASS PROX 2K/2 WITH MAGSTRIPE | Ea |  | 1 Year | 10.97 | 5% | 10.4215
58396 | HID | 2020LGGMNM | ICLASS PROX 2K/2, PROG 125K, F-GLOSS, B-GLOSS, MATCH ICLASS #, NO SLOT, MATCH 125K # | Ea |  | 1 Year | 10.97 | 5% | 10.4215
58397 | HID | 2020LGGNNM | ICLASS PROX 2K/2, PROG 125K, F-GLOSS, B-GLOSS, NO ICLASS #, NO SLOT, MATCH 125K # | Ea |  | 1 Year | 10.97 | 5% | 10.4215
58398 | HID | 2020NGGNNN | ICLASS PROX 2K/2, NON-PRGMD, F-GLOSS, B-GLOSS, NO #, NO SLOT, NO 125K | Ea |  | 1 Year | 10.97 | 5% | 10.4215
58399 | HID | 2020PG1MNM | ICLASS PROX 2K/2, PROG ICLASS, F-GLOSS, B-MAG STRIPE, MATCH ICLASS #, NO SLOT, MATCH 125K # | Ea |  | 1 Year | 10.97 | 5% | 10.4215
58400 | HID | 2020PG1MNN | ICLASS PROX 2K/2, PROG ICLASS, F-GLOSS, B-MAG STRIPE, MATCH ICLASS #, NO SLOT, MATCH 125K # | Ea |  | 1 Year | 10.97 | 5% | 10.4215
58401 | HID | 2020PGGANN | ICLASS PROX 2K/2, PROG ICLASS, F-GLOSS, B-GLOSS, SEQ MATCHING LASER ICLASS #, NO SLOT, NO 125K # | Ea |  | 1 Year | 10.97 | 5% | 10.4215
58402 | HID | 2020PGGMNN | ICLASS PROX 2K/2, PROG ICLASS, F-GLOSS, B-GLOSS, MATCH ICLASS #, NO SLOT, NO 125K # | Ea |  | 1 Year | 10.97 | 5% | 10.4215
58403 | HID | 2020PGGMNS | ICLASS PROX 2K/2, PROG ICLASS, F-GLOSS, B-GLOSS, MATCH ICLASS #, NO SLOT, SEQ. 125K # | Ea |  | 1 Year | 10.97 | 5% | 10.4215
58404 | HID | 2020PGGMVN | ICLASS PROX 2K/2, PROG ICLASS, F-GLOSS, B-GLOSS, MATCH ICLASS #, VERT SLOT, NO 125K# | Ea |  | 1 Year | 10.97 | 5% | 10.4215
58405 | HID | 2020PGGNNN | ICLASS PROX 2K/2, PROG ICLASS, F-GLOSS, B-GLOSS, NO ICLASS #, NO SLOT, NO 125K # | Ea |  | 1 Year | 10.97 | 5% | 10.4215
58406 | HID | 2020PGGNVN | ICLASS PROX 2K/2, PROG ICLASS, NON-PROG PROX, F-GLOSS, B-GLOSS, NO ICLASS #, VERT SLOT, NO PROX # | Ea |  | 1 Year | 10.97 | 5% | 10.4215
58407 | HID | 2020PGGSNN | ICLASS PROX 2K/2, PROG ICLASS, F-GLOSS, B-GLOSS, SEQ. MATCH ICLASS #, NO SLOT, NO 125K # | Ea |  | 1 Year | 10.97 | 5% | 10.4215
58408 | HID | 2021AG1NNM | ICLASS PROX 16K/2, CONFIGURED & PROG 125K, F-GLOSS, B-GLOSS W/MAG, NO ICLASS #, NO SLOT, MATCH 125K # | Ea |  | 1 Year | 12.96 | 5% | 12.312
58409 | HID | 2021AGGNNM | ICLASS PROX 16K/2, CONFIGURED & PROG 125K, F-GLOSS, B-GLOSS, NO ICLASS #, NO SLOT, MATCH 125K # | Ea |  | 1 Year | 13.18 | 5% | 12.521
58410 | HID | 2021AGGNVM | ICLASS PROX 16K/2, CONFIGURED & PROG 125K, F-GLOSS, B-GLOSS, NO ICLASS #, SLOT, MATCH 125K # | Ea |  | 1 Year | 12.96 | 5% | 12.312
58411 | HID | 2021AGGSNS | ICLASS PROX 16K/2, CONFIG. ICLASS/PROG. PROX, F-GLOSS, B-GLOSS, SEQ. ICLASS #, NO SLOT, SEQ. PROX # | Ea |  | 1 Year | 12.96 | 5% | 12.312
58412 | HID | 2021BG1MNM | ICLASS PROX 16K/2, PROG ICLASS & 125K, F-GLOSS, B-GLOSS, MATCH ICLASS #, NO SLOT, MATCH 125K # | Ea |  | 1 Year | 12.96 | 5% | 12.312
58413 | HID | 2021BGGANA | ICLASS PROX 16K/2, PROG ICLASS & 125K, F-GLOSS, B-GLOSS, LASER MATCH ICLASS #, NO SLOT, MATCH PROX LASER | Ea |  | 1 Year | 12.96 | 5% | 12.312
58414 | HID | 2021BGGAVA | ICLASS PROX 16K/2, PROG ICLASS/PROX, F-GLOSS, B-GLOSS, MATCHING ICLASS LASER #, VERT SLOT, MATCHING PROX LASER # | Ea |  | 1 Year | 12.96 | 5% | 12.312
58415 | HID | 2021BGGMNM | TXP, CD, ICLASS PRDX 16K/2, BOTH-PRGM, F-GLOSS, B-GLOSS, SEQ-MTCH, NO SLOT, SEQ-MTCH | Ea |  | 1 Year | 12.96 | 5% | 12.312
58416 | HID | 2021BGGMNN | ICLASS PROX 16K/2, PROG HID 125K & 13.56M, F-GLOSS, B-GLOSS, MATCH #, NO SLOT, NO 13.56 # | Ea |  | 1 Year | 12.96 | 5% | 12.312
58417 | HID | 2021BGGMVM | ICLASS PROX 16K/2, PROG ICLASS & 125K, F-GLOSS, B-GLOSS, MATCH ICLASS #, VERT SLOT, MATCH 125K # | Ea |  | 1 Year | 12.96 | 5% | 12.312
58418 | HID | 2021BGGNNM | ICLASS PROX 16K/2, PROG ICLASS & 125K, F-GLOSS, B-BLOSS, NO #, NO SLOT, MATCH 125K # | Ea |  | 1 Year | 12.96 | 5% | 12.312
58419 | HID | 2021BGGSVS | ICLASS PROX 16K/2, PROG ICLASS/PROX, F-GLOSS, B-GLOSS, SEQ NON-MATCHING ICLASS #, VERT SLOT, SEQ NON-MATCHING PROX # | Ea |  | 1 Year | 12.96 | 5% | 12.312
58420 | HID | 2021CGGNNN | ICLASS PROX 16K/2, CONFIGURED, F-GLOSS, B-GLOSS, NO ICLASS #, NO SLOT, NO 125K # | Ea |  | 1 Year | 12.96 | 5% | 12.312
58421 | HID | 2021HBGGMNM | ICLASS PROX 16K/2, PROG., F-GLOSS, B-GLOSS, MATCH. ICLASS#, NO SLOT, MATCH. PROX# | Ea |  | 1 Year | 12.96 | 5% | 12.312
58422 | HID | 2021HBGGSNS | ICLASS PROX 16K/2, PROG., F-GLOSS, B-GLOSS, SEQ NON MATCH. ICLASS#, NO SLOT, SEQ NON MATCH. PROX# | Ea |  | 1 Year | 12.96 | 5% | 12.312
58423 | HID | 2021HPGGMNS | ICLASS PROX 16K/2, SR, PROG., F-GLOSS, B-GLOSS, MATCH ICLASS #, NO SLOT, SEQ. PROX # | Ea |  | 1 Year | 12.96 | 5% | 12.312
58424 | HID | 2021LGGNNM | ICLASS PROX 16K/2, PROG 125K, F-GLOSS, B-GLOSS, NO #, NO SLOT, MATCH 125K # | Ea |  | 1 Year | 12.96 | 5% | 12.312
58425 | HID | 2021LGGNNN | ICLASS PROX 16K/2, PROG 125K, F-GLOSS, B-GLOSS, NO ICLASS #, NO SLOT, NO 125K # | Ea |  | 1 Year | 12.96 | 5% | 12.312
58426 | HID | 2021LGGNVN | ICLASS PROX 16K/2, PROG 125K, F-GLOSS, B-GLOSS, NO #, VER SLOT, NO MATCH | Ea |  | 1 Year | 12.96 | 5% | 12.312
58427 | HID | 2021PGGMNN | ICLASS PROX 16K/2, F-GLOSS, B-GLOSS, MATCH ICLASS #, NO SLOT, NO 125K # | Ea |  | 1 Year | 12.96 | 5% | 12.312
58428 | HID | 2021PGGMVN | ICLASS PROX 16K/2, F-GLOSS, B-GLOSS, MATCH ICLASS #, VERT. SLOT, NO 125K # | Ea |  | 1 Year | 12.96 | 5% | 12.312
58429 | HID | 2021PGGNNN | ICLASS PROX 16K/2, F-GLOSS, B-GLOSS, NO ICLASS #, NO SLOT, NO 125K # | Ea |  | 1 Year | 12.96 | 5% | 12.312
58430 | HID | 2022AGGNNM | ICLASS PROX 16K/16, NON-PROG, CONFIGURED, PROG 125K, F-GLOSS, B-GLOSS, NO ICLASS #, NO SLOT, MATCHING PROX | Ea |  | 1 Year | 12.96 | 5% | 12.312
58431 | HID | 2022AGGNNN | ICLASS PROX 16K/16, NON-PROG, CONFIGURED, PROG 125K, F-GLOSS, B-GLOSS, NO ICLASS #, NO SLOT, NO PROX | Ea |  | 1 Year | 12.96 | 5% | 12.312
58432 | HID | 2022AGGNVM | ICLASS PROX 16K/16, CONFIGURED, PROG 125K, F-GLOSS, B-GLOSS, NO ICLASS #, VERT SLOT, MATCH 125K # | Ea |  | 1 Year | 12.96 | 5% | 12.312
58433 | HID | 2022AGGSNM | ICLASS PROX 16K/16, CONFIGURED ICLASS, PROG PROX, F-GLOSS, B-GLOSS, SEQ INTERNAL / SEQ NON-MATCHING EXT, ICLASS #, NO SLOT, MATCHING PROX | Ea |  | 1 Year | 12.96 | 5% | 12.312
58434 | HID | 2022AGGSNS | ICLASS PROX 16K/16, CONFIG. ICLASS, PROG. PROX, F-GLOSS, B-GLOSS, SEQ ICLASS #, NO SLOT, SEQ. PROX # | Ea |  | 1 Year | 12.96 | 5% | 12.312
58435 | HID | 2022BG1ANN | ICLASS PROX 16K/16, PROG ICLASS &125K, F-GLOSS, B-MAG STRIPE, LASER MATCH #, SLOT, NO PROX # | Ea |  | 1 Year | 12.96 | 5% | 12.312
58436 | HID | 2022BG1MNM | ICLASS PROX 16K/16, PROG ICLASS &125K, F-GLOSS, B-MAG STRIPE, MATCH ICLASS #, NO SLOT, MATCH PROX # | Ea |  | 1 Year | 12.96 | 5% | 12.312
58437 | HID | 2022BG1MNN | ICLASS PROX 16K/16, PROG ICLASS & 125K, F-GLOSS, B-GLOSS, MATCH ICLASS #, NO SLOT, NO 125K # | Ea |  | 1 Year | 12.96 | 5% | 12.312
58438 | HID | 2022BG1NVM | ICLASS PROX 16K/16, PROG HID ICLASS & 125K, F-GLOSS, MAGSTRIPE, NO ICLASS #, VERT SLOT, MATCH 125K # | Ea |  | 1 Year | 12.96 | 5% | 12.312
58439 | HID | 2022BGGANA | ICLASS PROX 16K/16, PROG ICLASS & 125K, F-GLOSS, B-GLOSS, LASER MATCH ICLASS #, NO SLOT, LASER 125K | Ea |  | 1 Year | 12.96 | 5% | 12.312
58440 | HID | 2022BGGANN | ICLASS PROX 16K/16, PROG ICLASS & 125K, F-GLOSS, B-GLOSS, ENGRAVED MATCH ICLASS #, NO SLOT,NO 125K | Ea |  | 1 Year | 12.96 | 5% | 12.312
58441 | HID | 2022BGGAVA | ICLASS 16K/16, PROG ICLASS & 125K, F-GLOSS, B-GLOSS, MATCHING LASER ICLASS #, VERT SLOT, MATCHING LASER 125K # | Ea |  | 1 Year | 12.96 | 5% | 12.312
58442 | HID | 2022BGGBNB | ICLASS PROX 16K/16, PROG ICLASS &125K, F-GLOSS, B-GLOSS, ENGRAVED SEQ ICLASS #, NO SLOT, ENGRAVED SE | Ea |  | 1 Year | 12.96 | 5% | 12.312
58443 | HID | 2022BGGMNM | ICLASS PROX 16K/16, PROG. ICLASS PROX, F-GLOSS, B-GLOSS, MATCH ICLASS #, NO SLOT, MATCH PROX # | Ea |  | 1 Year | 12.96 | 5% | 12.312
58444 | HID | 2022BGGMNM-S129X | ICLASS PROX, 16K/16, IPROG, F-GLOSS, B-GLOSS, MATCHING ICLASS AND PROX#, NO SLOT, CUST SIMPLEX EDI | Ea |  | 1 Year | 12.96 | 5% | 12.312
58445 | HID | 2022BGGMNN | ICLASS PROX 16K/16, PROG HID 125K & 13.56M, F-GLOSS, G-GLOSS, MATCH ICLASS #, NO SLOT, NO 125K # | Ea |  | 1 Year | 12.96 | 5% | 12.312
58446 | HID | 2022BGGMNN-H103F | ICLASS 16K/16 + PROX, PROG ICLASS/PROX, F-GLOSS, B-GLOSS, MATCHING ICLASS #, NO SLOT, NO PROX #, CUSTOM THICKNESS, LAM | Ea |  | 1 Year | 12.96 | 5% | 12.312
58447 | HID | 2022BGGMVM | ICLASS 16K/16, PROG ICLASS & 125K, F-GLOSS, B-GLOSS, MATCH ICLASS #, VERT SLOT, MATCH 125K # | Ea |  | 1 Year | 12.96 | 5% | 12.312
58448 | HID | 2022BGGMVN | ICLASS PROX 16K/16, PROG ICLASS & 125K, F-GLOSS, B-GLOSS, VERT SLOT, NO 125K # | Ea |  | 1 Year | 12.96 | 5% | 12.312
58449 | HID | 2022BGGNNA | ICLASS PROX 16K/16, PROG ICLASS & 125K, F-GLOSS, B-GLOSS, NO ICLASS #, NO SLOT, LASER 125 # | Ea |  | 1 Year | 12.96 | 5% | 12.312
58450 | HID | 2022BGGNNM | ICLASS PROX 16K/16, PROG ICLASS & 125K, F-GLOSS, B-GLOSS, NO ICLASS #, NO SLOT, MATCH 125K # | Ea |  | 1 Year | 12.96 | 5% | 12.312
58451 | HID | 2022BGGNNN | ICLASS PROX 16K/16, PROG ICLASS & 125K, F-GLOSS, B-GLOSS, NO ICLASS #, NO SLOT, NO 125K #, SS # | Ea |  | 1 Year | 12.96 | 5% | 12.312
58452 | HID | 2022BGGNNN-EM4102 | ICLASS PROX 16K/16, PROG ICLASS, F-GLOSS B-GLOSS, NO ICLASS #, NO SLOT, NO 125K #, PROX EM4102 | Ea |  | 1 Year | 12.96 | 5% | 12.312
58453 | HID | 2022BGGNNS | ICLASS PROX 16K/16, PROG ICLASS & 125K, F-GLOSS, B-GLOSS, NO ICLASS #, NO SLOT, SEQ. 125K # | Ea |  | 1 Year | 12.96 | 5% | 12.312
58454 | HID | 2022BGGNVM | ICLASS PROX 16K/16, PROG ICLASS & 125K, F-GLOSS, B-GLOSS, NO ICLASS #, SLOT, MATCH 125K # | Ea |  | 1 Year | 12.96 | 5% | 12.312
58455 | HID | 2022BGGNVN | ICLASS PROX 16K/16, PROG ICLASS & 125K, F-GLOSS, B-GLOSS, NO ICLASS #, VERT. SLOT, NO 125K #, SS # | Ea |  | 1 Year | 12.96 | 5% | 12.312
58456 | HID | 2022BGGRNN | ICLASS PROX 16K/16, PROG ICLASS &125K, F-GLOSS, B-GLOSS, RANDOM ICLASS #, NO SLOT, NO 125K # | Ea |  | 1 Year | 12.96 | 5% | 12.312
58457 | HID | 2022BGGRNN-H50895 | ICLASS PROX 16K/16, PROG HID 125K & 13.56M, CUSTOM PROG, RANDOM ICLASS #, NO SLOT, NO 125K | Ea |  | 1 Year | 12.96 | 5% | 12.312
58458 | HID | 2022BGGRNR | ICLASS PROX 16K/16, PROG ICLASS &125K, F-GLOSS, B-GLOSS, RANDOM ICLASS #, NO SLOT, RANDOM 125K # | Ea |  | 1 Year | 12.96 | 5% | 12.312
58459 | HID | 2022BGGRVN | ICLASS PROX 16K/16, PROG HID 125K & 13.56M, F-GLOSS, G-GLOSS, MATCH ICLASS #, VERT SLOT, NO 125K # | Ea |  | 1 Year | 12.96 | 5% | 12.312
58460 | HID | 2022BGGRVN-H50895 | ICLASS PROX 16K/16, PROG HID 125K & 13.56M, CUSTOM PROG, RANDOM ICLASS #, VERT SLOT, NO 125K | Ea |  | 1 Year | 12.96 | 5% | 12.312
58461 | HID | 2022BGGSNM | ICLASS PROX 16K/16, PROG ICLASS & 125K, G-GLOSS, B-GLOSS, SEQ ICLASS #, NO SLOT, MATCHING 125K # | Ea |  | 1 Year | 12.96 | 5% | 12.312
58462 | HID | 2022BGGSNN | ICLASS PROX 16K/16, PROG ICLASS & 125K, F-GLOSS, B-GLOSS, SEQ ICLASS #, NO SLOT, NO 125K # | Ea |  | 1 Year | 12.96 | 5% | 12.312
58463 | HID | 2022BGGSNS | ICLASS PROX 16K/16, PROG ICLASS & 125K, G-GLOSS, B-GLOSS, SEQ ICLASS #, NO SLOT, SEQ 125K # | Ea |  | 1 Year | 12.96 | 5% | 12.312
58464 | HID | 2022BGGSVS | ICLASS 16K/16, PROG ICLASS & 125K, F-GLOSS, B- GLOSS, SEQ ICLASS #, VERT SLOT, SEQ 125K # | Ea |  | 1 Year | 12.96 | 5% | 12.312
58465 | HID | 2022CGGNNN | ICLASS PROX 16K/16, CONFIGURED NON-PRGMD, F-GLOSS, B-GLOSS, NO #, NO SLOT, NO 125K # | Ea |  | 1 Year | 12.96 | 5% | 12.312
58466 | HID | 2022CGGNNS | ICLASS PROX 16K/16, CONFIGURED NON-PRGMD, F-GLOSS, B-GLOSS, NO #, NO SLOT, SEQ. 125K # | Ea |  | 1 Year | 12.96 | 5% | 12.312
58467 | HID | 2022CGGNVN | ICLASS PROX 16K/16, CONFIGURED NON-PRGMD, F-GLOSS, B-GLOSS, NO #, VERT. SLOT, NO 125K # | Ea |  | 1 Year | 12.96 | 5% | 12.312
58468 | HID | 2022CGGSNN | ICLASS PROX 16K/16, CONFIGURED, F-GLOSS, B-GLOSS, SEQ ICLASS #, NO SLOT, NO 125K # | Ea |  | 1 Year | 12.96 | 5% | 12.312
58469 | HID | 2022CGGSNS | ICLASS PROX 16K/16, CONFIGURED, F-GLOSS, B-GLOSS, SEQ ICLASS #, NO SLOT,SEQ 125K # | Ea |  | 1 Year | 12.96 | 5% | 12.312
58470 | HID | 2022CGGSVS | ICLASS PROX 16K/16, CONFIGURED, F-GLOSS, B-GLOSS, SEQ ICLASS #, VERT. SLOT, SEQ 125K # | Ea |  | 1 Year | 12.96 | 5% | 12.312
58471 | HID | 2022HBGGMNM | ICLASS PROX 16K/16, SR, PROG 125K, F-GLOSS, B-GLOSS, MATCH ICLASS #, NO SLOT, MATCH 125K # | Ea |  | 1 Year | 12.96 | 5% | 12.312
58472 | HID | 2022HBGGMNN | ICLASS PROX 16K/16, PROG., SR, F-GLOSS, G-GLOSS, MATCH ICLASS #, NO SLOT, NO PROX # | Ea |  | 1 Year | 12.96 | 5% | 12.312
58473 | HID | 2022HBGGMVM | ICLASS PROX 16K/16, SR, PROG 125K, F-GLOSS, B-GLOSS, MATCH ICLASS #, VERT SLOT, MATCH 125K # | Ea |  | 1 Year | 12.96 | 5% | 12.312
58474 | HID | 2022HBGGSNN | ICLASS PROX 16K/16, PROG., SR, F-GLOSS, G-GLOSS, SEQ ICLASS #, NO SLOT, NO PROX # | Ea |  | 1 Year | 12.96 | 5% | 12.312
58475 | HID | 2022PG1MNN | ICLASS PROX 16K/16, F-GLOSS, MAGSTRIPE, MATCH ICLASS #, NO SLOT, NO 125K # | Ea |  | 1 Year | 12.96 | 5% | 12.312
58476 | HID | 2022PGGMNN | ICLASS PROX 16K/16, PROG HID 125K & 13.56M, F-GLOSS, G-GLOSS, MATCH ICLASS #, NO SLOT | Ea |  | 1 Year | 12.96 | 5% | 12.312
58477 | HID | 2022PGGSNN | ICLASS PROX 16K/16, PROG. ICLASS, F-GLOSS, G-GLOSS, SEQ. ICLASS #, NO SLOT, NO PROX# | Ea |  | 1 Year | 12.96 | 5% | 12.312
58478 | HID | 2023AGGNNM | ICLASS, PROX 32K (16K/2+16K/1), CONFIG/PROG 125K, F-GL, B-GL, NO ICLASS #, NO SLOT, MATCHING 125K | Ea |  | 1 Year | 13.18 | 5% | 12.521
58479 | HID | 2023BG1MNM | ICLASS, PROX 32K (16K/2+16K/1), PROG 125K/ICLASS, F-GL, B-GLW/MAG, MATCH ICLASS#, NO SLOT, MATCH 125 | Ea |  | 1 Year | 13.18 | 5% | 12.521
58480 | HID | 2023BG1MNN | ICLASS PROX 32K (16K/2 + 16K/1), F-GLOSS, B-GLOSS, MAG STRIPE, MATCH ICLASS #, NO SLOT, NO 125K # | Ea |  | 1 Year | 13.18 | 5% | 12.521
58481 | HID | 2023BGGMNM | ICLASS, PROX 32K(16K/2+16K/1), PROG 125K/ICLASS, F-GL, B-GL, MATCH ICLASS#, NO SLOT, MATCH 125K | Ea |  | 1 Year | 13.18 | 5% | 12.521
58482 | HID | 2023BGGMNN | ICLASS, PROX 32K(16K/2+16K/1), PROG 125K/ICLASS, F-GL, B-GL, MATCH ICLASS#, NO SLOT, MATCH 125K | Ea |  | 1 Year | 13.18 | 5% | 12.521
58483 | HID | 2023BGGMVM | ICLASS/PROX 32K (16K/2+16K/1), PROG ICLASS/PROX, F-GL, B-GL, MATCH ICLASS#, VERT. SLOT, MATCH PROX # | Ea |  | 1 Year | 13.18 | 5% | 12.521
58484 | HID | 2023BGGNNM | ICLASS, PROX 32K(16K/2+16K/1), PROG 125K/ICLASS, F-GL, B-GL, NO ICLASS#, NO SLOT, MATCH 125K | Ea |  | 1 Year | 13.18 | 5% | 12.521
58485 | HID | 2023BGGNVN | ICLASS, PROX 32K(16K/2+16K/1), PROG 125K/ICLASS, F-GL, B-GL, NO ICLASS#, VERT. SLOT, NO 125K | Ea |  | 1 Year | 13.18 | 5% | 12.521
58486 | HID | 2023BGGSNS | ICLASS, PROX 32K(16K/2+16K/1), PROG 125K/ICLASS, F-GLOSS, B-GLOSS, SEQ. ICLASS#, NO SLOT, SEQ. 125K | Ea |  | 1 Year | 13.18 | 5% | 12.521
58487 | HID | 2023CCCSNN-210189 | ICLASS PROX 32K (16K/2+16K/1), CONFIG., F-TRANSGUARD GROUP HOLOGRAM, B-TRANSGUARD GROUP UV, SEQ ICLASS #, NO SLOT, NO 125 #, LAM | Ea |  | 1 Year | 13.18 | 5% | 12.521
58488 | HID | 2023CGGNNN | ICLASS, PROX 32K (16K/2+16K/1), CONFIGURED, F-GL, B-GL, NO ICLASS #, NO SLOT, NO 125K | Ea |  | 1 Year | 13.18 | 5% | 12.521
58489 | HID | 2023CGGSNN | ICLASS, PROX 32K (16K/2+16K/1), CONFIGURED, F-GL, B-GL, SEQ. ICLASS #, NO SLOT, NO 125K | Ea |  | 1 Year | 13.18 | 5% | 12.521
58490 | HID | 2023HBGGMNM | ICLASS PROX 32K(16K/2+16K/1), SR, PROG., F - GLOSS, B - GLOSS, MATCHING ICLASS#, NO SLOT, MATCHING PROX# | Ea |  | 1 Year | 13.18 | 5% | 12.521
58491 | HID | 2023HBGGMNN | ICLASS PROX 32K(16K/2+16K/1), SR, PROG., F - GLOSS, B - GLOSS, MATCHING ICLASS#, NO SLOT, NO PROX# | Ea |  | 1 Year | 13.18 | 5% | 12.521
58492 | HID | 2023HBGGMVM | ICLASS PROX 32K(16K/2+16K/1), SR, PROG. ICLASS AND PROX 125K, F-GLOSS, B-GLOSS, MATCHING ICLASS#, VERT SLOT, MATCHING PROX# | Ea |  | 1 Year | 13.18 | 5% | 12.521
58493 | HID | 2023HBGGNNN | ICLASS PROX 32K(16K/2+16K/1), SR, PROG., F-GLOSS, B-GLOSS, NO ICLASS#, NO SLOT, NO PROX# | Ea |  | 1 Year | 13.18 | 5% | 12.521
58494 | HID | 2023HBGGSNM | ICLASS PROX 32K (16K/2+16K/1), SR, PROG ICLASS/PROX, F-GLOSS, B-GLOSS, SEQ NON-MATCHING ICLASS #, NO SLOT, MATCHING PROX # | Ea |  | 1 Year | 13.18 | 5% | 12.521
58495 | HID | 2023IGGSNN | ICLASS 32K (16K/2+16K/1)/HITAG 2, CONFIG ICLASS, HITAG 2 BLANK, F-GLOSS, B-GLOSS, SEQ NON-MATCHING ICLASS #, NO SLOT, NO HITAG 2 #, LAM | Ea |  | 1 Year | 13.18 | 5% | 12.521
58496 | HID | 2023KGGMNN | ICLASS 32K(16K/2+16K/1) HITAG 1, PROG. ICLASS, F-GLOSS, B-GLOSS, MATCH ICLASS#, NO SLOT, NO HITAG | Ea |  | 1 Year | 13.6 | 5% | 12.92
58497 | HID | 2023LGGNNM | ICLASS, PROX 32K (16K/2+16K/1), PROG 125K, F-GL, B-GL, NO ICLASS #, NO SLOT, MATCHING 125K # | Ea |  | 1 Year | 13.18 | 5% | 12.521
58498 | HID | 2023LGGNNM-120739 | ICLASS/PROX 32K (16K/2+16K/1), INDALA PROG PROX, F-GL, B-GL, NO ICLASS #, NO SLOT, MATCHING PROX # | Ea |  | 1 Year | 13.18 | 5% | 12.521
58499 | HID | 2023MGGMNN | ICLASS 32K (16K/2+16K/1)/HITAG 2, PROG ICLASS, HITAG 2 BLANK, F-GLOSS, B-GLOSS, MATCHING ICLASS #, NO SLOT, NO HITAG 2 #, LAM | Ea |  | 1 Year | 13.6 | 5% | 12.92
58500 | HID | 2023PG1MNN | ICLASS, PROX 32K (16K/2+16K/1), PROG ICLASS, F-GL, B-GL W/MAG, MATCH ICLASS #, NO SLOT, NO 125K # | Ea |  | 1 Year | 13.18 | 5% | 12.521
58501 | HID | 2023PGGMNN | ICLASS, PROX 32K (16K/2+16K/1), PROG ICLASS, F-GL, B-GL, MATCH ICLASS #, NO SLOT, NO 125 # | Ea |  | 1 Year | 13.18 | 5% | 12.521
58502 | HID | 2023PGGMVN | ICLASS, PROX 32K (16K/2+16K/1), PROG ICLASS, F-GLOSS, B-GLOSS, MATCH ICLASS #, VERT. SLOT, NO 125 # | Ea |  | 1 Year | 13.18 | 5% | 12.521
58503 | HID | 2024AGGNNM | ICLASS, PROX 32K(16K/16+16K/1), CONFIG/PROG 125K, F-GL, B-GL, NO ICLASS #, NO SLOT, MATCH 125K | Ea |  | 1 Year | 13.18 | 5% | 12.521
58504 | HID | 2024AGGNVM | ICLASS, PROX 32K(16K/16+16K/1), CONFIG ICLASS, INITIALIZED 125K, F-GL, B-GL, NO ICLASS #, SLOT, MATCH 125K | Ea |  | 1 Year | 13.18 | 5% | 12.521
58505 | HID | 2024BG1MNM | ICLASS, PROX 32K(16K/16+16K/1), PROG 125K/ICLASS, F-GL, B-GLW/MAG, MATCH ICLASS#, NO SLOT, MATCH 125 | Ea |  | 1 Year | 13.18 | 5% | 12.521
58506 | HID | 2024BG1MNN | ICLASS, PROX 32K(16K/16+16K/1), PROG 125K/ICLASS, F-GL, B-GLW/MAG, MATCH ICLASS#, NO SLOT, NO 125 | Ea |  | 1 Year | 13.18 | 5% | 12.521
58507 | HID | 2024BG1SNN | ICLASS 32K(16K/16+16K/1) PROX, PROG, F-GLOSS, B-GLOSS W/MAG, SEQ. ICLASS#, NO SLOT, NO PROX | Ea |  | 1 Year | 13.18 | 5% | 12.521
58508 | HID | 2024BGGMNM | ICLASS, PROX 32K(16K/16+16K/1), PROG 125K/ICLASS, F-GL, B-GL, MATCH ICLASS#, NO SLOT, MATCH 125K | Ea |  | 1 Year | 13.18 | 5% | 12.521
58509 | HID | 2024BGGMNN | ICLASS, PROX 32K(16K/16+16K/1), PROG 125K/ICLASS, F-GL, B-GL, MATCH ICLASS#, NO SLOT, NO 125K | Ea |  | 1 Year | 13.18 | 5% | 12.521
58510 | HID | 2024BGGMNN-EM4102 | ICLASS 32K(16K/16+16K/1), PROX Q5, PROG 125K/ICLASS, F-GL, B-GL, MATCH ICLASS#, NO SLOT, NO 125K | Ea |  | 1 Year | 13.18 | 5% | 12.521
58511 | HID | 2024BGGMVM | ICLASS, PROX 32K(16K/16+16K/1), PROG 125K/ICLASS, F-GL, B-GL, MATCH ICLASS#, VERT SLOT, MATCH 125K | Ea |  | 1 Year | 13.18 | 5% | 12.521
58512 | HID | 2024BGGMVN | ICLASS, PROX 32K(16K/16+16K/1), PROG 125K/ICLASS, F-GL, B-GL, MATCH ICLASS#, VERT SLOT, NO 125K | Ea |  | 1 Year | 13.18 | 5% | 12.521
58513 | HID | 2024BGGNNM | ICLASS, PROX 32K(16K/16+16K/1), PROG 125K/ICLASS, F-GL, B-GL, NO ICLASS#, NO SLOT, MATCH 125K | Ea |  | 1 Year | 13.18 | 5% | 12.521
58514 | HID | 2024BGGNNN | ICLASS, PROX 32K(16K/16+16K/1), PROG 125K/ICLASS, F-GLOSS, B-GLOSS, NO ICLASS#, NO SLOT, NO 125K | Ea |  | 1 Year | 13.18 | 5% | 12.521
58515 | HID | 2024BGGNVM | ICLASS, PROX 32K(16K/16+16K/1), PROG 125K/ICLASS, F-GL, B-GL, NO ICLASS#, VERT SLOT, MATCHING 125K# | Ea |  | 1 Year | 13.18 | 5% | 12.521
58516 | HID | 2024BGGSNM | ICLASS, PROX 32K(16K/16+16K/1), PROG 125K/ICLASS, F-GL, B-GL, SEQ ICLASS#, NO SLOT, MATCHING 125K | Ea |  | 1 Year | 13.18 | 5% | 12.521
58517 | HID | 2024BGGSNS | ICLASS, PROX 32K (16K/16+16K/1), PROG 125K/ICLASS, F-GL, B-GL, SEQ-NON MATCHING ICLASS & PROX#, NO SLOT | Ea |  | 1 Year | 13.18 | 5% | 12.521
58518 | HID | 2024BGGSVM | ICLASS, PROX 32K(16K/16+16K/1), PROG 125K/ICLASS, F-GL, B-GL, SEQ. MATCH ICLASS#, VERT SLOT, MATCHING PROX# | Ea |  | 1 Year | 13.18 | 5% | 12.521
58519 | HID | 2024BGGSVS | ICLASS/PROX 32K (16K/16 + 16K/1), PROG. ICLASS/PROX, F-GLOSS, B-GLOSS, SEQ. NON-MATCHING ICLASS #, VERT SLOT, SEQ. NON-MATCHING PROX # | Ea |  | 1 Year | 13.18 | 5% | 12.521
58520 | HID | 2024CGGNNN | ICLASS, PROX 32K (16K/16+16K/1), CONFIGURED, F-GL, B-GL, NO ICLASS #, NO SLOT, NO 125K | Ea |  | 1 Year | 13.18 | 5% | 12.521
58521 | HID | 2024CGGSNN | ICLASS, PROX 32K (16K/16+16K/1), CONFIGURED, F-GL, B-GL, SEQ ICLASS #, NO SLOT, NO 125K # | Ea |  | 1 Year | 13.18 | 5% | 12.521
58522 | HID | 2024CGGSNS | ICLASS, PROX 32K (16K/16+16K/1), CONFIGURED, F-GL, B-GL, SEQ ICLASS #, NO SLOT, SEQ 125K # | Ea |  | 1 Year | 12.8 | 5% | 12.16
58523 | HID | 2024HBG1MNM | ICLASS PROX 32K(16K/16+16K/1), SR, PROG ICLASS/PROX, F-GLOSS, B-GLOSS W/MAG, MATCH. ICLASS#, NO SLOT, MATCH. PROX | Ea |  | 1 Year | 13.18 | 5% | 12.521
58524 | HID | 2024HBGCMNN-A000287 | ICLASS PROX 32K, F-GLOSS, B-SLOVAK TELEKOM TEXT WITH BUG, MATCHING ICLASS #, LAM, NO SLOT | Ea |  | 1 Year | 13.18 | 5% | 12.521
58525 | HID | 2024HBGGMNM | ICLASS PROX 32K(16K/16+16K/1), SR, PROG., F-GLOSS, B-GLOSS, MATCH. ICLASS#, NO SLOT, MATCH. PROX# | Ea |  | 1 Year | 13.18 | 5% | 12.521
58526 | HID | 2024HBGGMNN | ICLASS PROX 32K(16K/16+16K/1), SR, PROG 125K/ICLASS, F-GLOSS, B-GLOSS, MATCH ICLASS#, NO SLOT, NO 125K | Ea |  | 1 Year | 13.18 | 5% | 12.521
58527 | HID | 2024HBGGMVM | ICLASS PROX 32K(16K/16+16K/1), SR, PROG., F - GLOSS, B - GLOSS, MATCH. ICLASS#, VERT SLOT, MATCH. PROX# | Ea |  | 1 Year | 13.18 | 5% | 12.521
58528 | HID | 2024HBGGNNM | ICLASS PROX 32K(16K/16+16K/1), SR, PROG., F-GLOSS, B-GLOSS, NO ICLASS#, NO SLOT, MATCH. PROX# | Ea |  | 1 Year | 13.18 | 5% | 12.521
58529 | HID | 2024HBGGSNN | ICLASS PROX 32K(16K/16+16K/1), SR, PROG., F-GLOSS, B-GLOSS, SEQ ICLASS#, NO SLOT, NO PROX# | Ea |  | 1 Year | 13.18 | 5% | 12.521
58530 | HID | 2024HPG1NNN-210417 | VODAFONE ITALY, ICLASS 32K (16K/16 + 16K/1)/Q5 PROX CARD, GLOSSY, W MAGSTRIPE 4000OE, NO MARKING, NO SLOT, PVC | Ea |  | 1 Year | 13.18 | 5% | 12.521
58531 | HID | 2024HPGGMVN | ICLASS PROX 32K (16K/16+16K/1), SR, PROG ICLASS, NON-PROG PROX, F-GLOSS, B-GLOSS, MATCHING ICLASS #, VERT SLOT, NO PROX # | Ea |  | 1 Year | 13.18 | 5% | 12.521
58532 | HID | 2024LGGNNM | ICLASS, PROX 32K (16K/16+16K/1), PROG 125K, F-GL, B-GL, NO ICLASS #, NO SLOT, MATCHING 125K # | Ea |  | 1 Year | 13.18 | 5% | 12.521
58533 | HID | 2024MGGMNN | ICLASS 32K (16K/16+16K/1)/HITAG 2, PROG ICLASS, HITAG 2 BLANK, F-GLOSS, B-GLOSS, MATCHING ICLASS #, NO SLOT, NO HITAG 2 #, LAM | Ea |  | 1 Year | 13.6 | 5% | 12.92
58534 | HID | 2024PGGMNN | ICLASS, PROX 32K (16K/16 + 16K/1), PROG ICLASS, F-GL, B-GL, MATCH ICLASS #, NO SLOT, NO 125 # | Ea |  | 1 Year | 13.18 | 5% | 12.521
58535 | HID | 2024PGGMNN-A000208 | SELESTA, ICLASS 32K (16K/16 + 16K/1)/Q5 PROX CARD, GLOSSY, MATCHING ICLASS #, NO SLOT, PVC | Ea |  | 1 Year | 13.18 | 5% | 12.521
58536 | HID | 2024PGGMVN | ICLASS, PROX 32K(16K/16+16K/1), PROG. ICLASS, F-GLOSS, B-GLOSS, MATCH. ICLASS#, VERT. SLOT, NO PROX # | Ea |  | 1 Year | 13.18 | 5% | 12.521
58537 | HID | 2030NG1NNN-CLEAR | ICLASS/PROX 2K/2, EMBEDDABLE, NON-PROG, F-CLEAR, B-CLEAR W/ MAGSTRIPE, NO MARK, NO SLOT, LAM | Ea |  | 1 Year | 10.97 | 5% | 10.4215
58538 | HID | 2050CNNBN-210043 | ICLASS KF 2K/2, CONFIGURED,*SPECIAL PROGRAMMING* AIR FRANCE KEYS, F - BLACK W/BLUE HID, B - NONE, LASER SEQUENTIAL INTERNAL/SEQUENTIAL NON-MATCHING EXTERNAL # | Ea |  | 1 Year | 6.62 | 5% | 6.289
58539 | HID | 2050CNNNN | ICLASS KF 2K/2, CONFIGURED,NON-PROG, BLACK W/BLUE HID, NONE, NO #, NONE | Ea |  | 1 Year | 6.62 | 5% | 6.289
58540 | HID | 2050CNNSN | ICLASS KF 2K/2, CONFIGURED,NON-PROG, BLACK W/BLUE HID, NONE, SEQ. #, NONE | Ea |  | 1 Year | 6.62 | 5% | 6.289
58541 | HID | 2050HNNAN | ICLASS KEYFOB 2K/2, SR, PROG. ICLASS, BLACK W/BLUE HID, SEQ. LASER ICLASS # | Ea |  | 1 Year | 6.62 | 5% | 6.289
58542 | HID | 2050HNNBN | ICLASS KEYFOB 2K/2, SR, PROG. ICLASS, BLACK W/BLUE HID, SEQ. LASER ICLASS # | Ea |  | 1 Year | 6.62 | 5% | 6.289
58543 | HID | 2050HNNMN | ICLASS KEYFOB 2K/2, SR, PROG ICLASS, BLACK W/BLUE HID, MATCH ICLASS # | Ea |  | 1 Year | 6.62 | 5% | 6.289
58544 | HID | 2050HNNNN | ICLASS KEYFOB 2K/2, SR, PROG ICLASS, BLACK W/BLUE HID, NO ICLASS # | Ea |  | 1 Year | 6.62 | 5% | 6.289
58545 | HID | 2050HNNRN | ICLASS KF 2K/2, SR, PROG, BLACK W/BLUE HID, NONE, RANDOM INTERNAL/NON-MATCHING EXTERNAL, NONE | Ea |  | 1 Year | 6.62 | 5% | 6.289
58546 | HID | 2050HNNSN | ICLASS KF 2K/2, SR, PROG, BLACK W/BLUE HID, NONE, SEQ. #, NONE | Ea |  | 1 Year | 6.62 | 5% | 6.289
58547 | HID | 2050HNNSN-PACK50 | ICLASS KEYFOB 2K/2, SR, PROG ICLASS, BLACK W/BLUE HID, SEQ. ICLASS # | Ea |  | 1 Year | 6.62 | 5% | 6.289
58548 | HID | 2050PNNAN | ICLASS KEYFOB 2K/2, PROG ICLASS, BLACK W/BLUE HID, LASER ICLASS # | Ea |  | 1 Year | 6.62 | 5% | 6.289
58549 | HID | 2050PNNBN | ICLASS KEYFOB 2K/2, PROG. ICLASS, BLACK W/BLUE HID, SEQ. LASER ICLASS # | Ea |  | 1 Year | 6.62 | 5% | 6.289
58550 | HID | 2050PNNMN | ICLASS KEYFOB 2K/2, PROG ICLASS, BLACK W/BLUE HID, MATCH ICLASS # | Ea |  | 1 Year | 6.62 | 5% | 6.289
58551 | HID | 2050PNNMN-EDGE | ICLASS KEYFOB 2K/2, PROG ICLASS, BLACK W/BLUE, NONE, MATCH ICLASS #, NONE, EDGE KIT | Ea |  | 1 Year | 6.62 | 5% | 6.289
58552 | HID | 2050PNNMN-H10307B1 | ICLASS KEYFOB 2K/2, PROG ICLASS, BLACK W/BLUE HID, MATCH ICLASS #, FORMAT H10307B1.CDF | Ea |  | 1 Year | 6.62 | 5% | 6.289
58553 | HID | 2050PNNNN | ICLASS KEYFOB 2K/2, PROG ICLASS, BLACK W/BLUE HID, NO ICLASS # | Ea |  | 1 Year | 6.62 | 5% | 6.289
58554 | HID | 2050PNNRN | ICLASS KEYFOB 2K/2, PROG ICLASS, BLACK W/BLUE HID, RANDOM ICLASS # | Ea |  | 1 Year | 6.62 | 5% | 6.289
58555 | HID | 2050PNNSN | ICLASS KEYFOB 2K/2, PROG ICLASS, BLACK W/BLUE HID, SEQ. ICLASS # | Ea |  | 1 Year | 6.62 | 5% | 6.289
58556 | HID | 2050PNNSN-PACK50 | ICLASS KEYFOB 2K/2, PROG ICLASS, BLACK W/BLUE HID, SEQ. ICLASS # | Ea |  | 1 Year | 6.62 | 5% | 6.289
58557 | HID | 2051CNNNN | ICLASS KEYFOB 16K/2, CONFIGURED, BLACK W/BLUE INSERT, NO ICLASS #, NO SLOT | Ea |  | 1 Year | 11.02 | 5% | 10.469
58558 | HID | 2051CNNSN | ICLASS KEYFOB 16K/2, CONFIGURED, BLACK W/BLUE INSERT, SEQ #, NO SLOT | Ea |  | 1 Year | 11.02 | 5% | 10.469
58559 | HID | 2051HNNMN | ICLASS KEYFOB 16K/2, SR, PROG ICLASS, BLACK W/BLUE HID, MATCH ICLASS #, NO SLOT | Ea |  | 1 Year | 11.02 | 5% | 10.469
58560 | HID | 2051HNNSN | ICLASS KEYFOB 16K/2, SR, PROG ICLASS, BLACK W/BLUE HID, SEQUENTIAL ICLASS #, NO SLOT | Ea |  | 1 Year | 11.02 | 5% | 10.469
58561 | HID | 2051PNNAN | ICLASS KEYFOB 16K/2, PROG ICLASS, BLACK W/BLUE HID, MATCHING LASER ICLASS #, NO SLOT | Ea |  | 1 Year | 11.02 | 5% | 10.469
58562 | HID | 2051PNNMN | ICLASS KEYFOB 16K/2, PROG ICLASS, BLACK W/BLUE HID, MATCH ICLASS #, NO SLOT | Ea |  | 1 Year | 11.02 | 5% | 10.469
58563 | HID | 2051PNNNN | ICLASS KEYFOB 16K/2, PROG ICLASS, BLACK W/BLUE HID, NO ICLASS #, NO SLOT | Ea |  | 1 Year | 11.02 | 5% | 10.469
58564 | HID | 2051PNNSN | ICLASS KEYFOB 16K/2, PROG ICLASS, BLACK W/BLUE HID, SEQ. ICLASS #, NO SLOT | Ea |  | 1 Year | 11.02 | 5% | 10.469
58565 | HID | 2052CNNNN | ICLASS KF 16K/16, CONFIGURED NON-PRGMD, BLK W/BLUE HID, NONE, NO #, NONE | Ea |  | 1 Year | 11.02 | 5% | 10.469
58566 | HID | 2052CNNSN | ICLASS KF 16K/16, CONFIGURED NON-PRGMD, BLK W/BLUE HID, NONE, SEQ. #, NONE | Ea |  | 1 Year | 11.02 | 5% | 10.469
58567 | HID | 2052HNNAN | ICLASS KEYFOB 16K/16, SR PROG, BLACK W/BLUE HID, MATCHING LASER ICLASS # | Ea |  | 1 Year | 11.02 | 5% | 10.469
58568 | HID | 2052HNNMN | ICLASS KEYFOB 16K/16, SR PROG, BLACK W/BLUE HID, MATCH ICLASS # | Ea |  | 1 Year | 11.02 | 5% | 10.469
58569 | HID | 2052HNNNN | ICLASS KEYFOB 16K/16, SR PROG, BLACK W/BLUE HID, NO ICLASS # | Ea |  | 1 Year | 11.02 | 5% | 10.469
58570 | HID | 2052PNNAN | ICLASS KEYFOB 16K/16, ICLASS PROG, BLACK W/BLUE HID, MATCH ENGRAVED ICLASS # | Ea |  | 1 Year | 11.02 | 5% | 10.469
58571 | HID | 2052PNNBN | ICLASS KEYFOB 16K/16, ICLASS PROG, BLACK W/BLUE HID, SEQ. NON-MATCH LASER# | Ea |  | 1 Year | 11.02 | 5% | 10.469
58572 | HID | 2052PNNMN | ICLASS KEYFOB 16K/16, ICLASS PROG, BLACK W/BLUE HID, MATCH ICLASS # | Ea |  | 1 Year | 11.02 | 5% | 10.469
58573 | HID | 2052PNNNN | ICLASS KEYFOB 16K/16, ICLASS PROG, BLACK W/BLUE HID, NO ICLASS # | Ea |  | 1 Year | 11.02 | 5% | 10.469
58574 | HID | 2052PNNSN | ICLASS KEYFOB 16K/16, ICLASS PROG, BLACK W/BLUE HID, SEQ. ICLASS # | Ea |  | 1 Year | 11.02 | 5% | 10.469
58575 | HID | 2053CNNNN | ICLASS KF 32K (16K/2 + 16K/1),CONFIG, BLK W/BLUE, NONE, NO #, NONE LEAD FREE | Ea |  | 1 Year | 11.4 | 5% | 10.83
58576 | HID | 2053CNNSN | ICLASS KEYFOB 32K (16K/2+16K/1), CONFIGURED NON-PROG, F-BLACK W/BLUE HID, B-NONE, SEQ. NON-MATCHING #, NONE | Ea |  | 1 Year | 11.4 | 5% | 10.83
58577 | HID | 2053HNNMN | ICLASS KF 32K (16K/2+16K/1), SR, PRGMD, BLK W/BLUE INSERT, NONE, MATCHING #, NONE LEAD FREE | Ea |  | 1 Year | 11.4 | 5% | 10.83
58578 | HID | 2053PNNMN | ICLASS KF 32K (16K/2+16K/1), PRGMD, BLK W/BLUE INSERT, NONE, MATCHING #, NONE LEAD FREE | Ea |  | 1 Year | 11.4 | 5% | 10.83
58579 | HID | 2053PNNNN | ICLASS KF 32K (16K/2+16K/1), PRGMD, BLK W/BLUE INSERT, NONE, NO #, NONE LEAD FREE | Ea |  | 1 Year | 11.4 | 5% | 10.83
58580 | HID | 2054CNNNN | ICLASS KF 32K (16K/16+16K/1),CONFIG, BLK W/BLUE, NONE, NO #, NONE LEAD FREE | Ea |  | 1 Year | 11.4 | 5% | 10.83
58581 | HID | 2054CNNSN | ICLASS KEYFOB 32K (16K/16+16K/1), CONFIGURED NON-PROG, F-BLACK W/BLUE HID, B-NONE, SEQ. NON-MATCHING #, NONE | Ea |  | 1 Year | 11.4 | 5% | 10.83
58582 | HID | 2054HNNMN | ICLASS KF 32K, PROG., SR, BLACK W/BLUE HID, MATCH. #, NONE LEAD FREE | Ea |  | 1 Year | 11.4 | 5% | 10.83
58583 | HID | 2054HNNSN | ICLASS KEYFOB 32K (16K/16+16K/1), SR PROG, F-BLACK W/BLUE HID, B-NONE, SEQ. NON-MATCHING #, NONE | Ea |  | 1 Year | 11.4 | 5% | 10.83
58584 | HID | 2054PNNMN | ICLASS KF 32K, PROG., BLACK W/BLUE HID, MATCHING #, NONE LEAD FREE | Ea |  | 1 Year | 11.4 | 5% | 10.83
58585 | HID | 2054PNNNN | ICLASS KF 32K, PROG., BLACK W/BLUE HID, NO #, NONE LEAD FREE | Ea |  | 1 Year | 11.4 | 5% | 10.83
58586 | HID | 2054PNNRN | ICLASS KF 32K, PROG., BLACK W/BLUE HID, RANDOM #, NONE LEAD FREE | Ea |  | 1 Year | 11.4 | 5% | 10.83
58587 | HID | 2054PNNSN | ICLASS KF 32K, PROG., BLACK W/BLUE HID, SEQ. NON-MATCHING #, NONE LEAD FREE | Ea |  | 1 Year | 11.4 | 5% | 10.83
58588 | HID | 2060CKSNN | ICLASS TAG 2K/2, CONFIGURED, BLACK W/HID STANDARD ARTWORK, NO ICLASS #, NO SLOT | Ea |  | 1 Year | 4.46 | 5% | 4.237
58589 | HID | 2060CKSSN | ICLASS TAG 2K/2, CONFIGURED, F-BLACK W/HID STANDARD ARTWORK, B-ADHESIVE BACKING, SEQ NON-MATCHING #, NO SLOT | Ea |  | 1 Year | 4.46 | 5% | 4.237
58590 | HID | 2060CSSNN | ICLASS TAG 2K/2, CONFIGURED, F-HID LOGO, NO #, NO SLOT | Ea |  | 1 Year | 4.46 | 5% | 4.237
58591 | HID | 2060CSSSN | ICLASS TAG 2K/2, CONFIGURED, F-HID LOGO, SEQ ICLASS #, NO SLOT | Ea |  | 1 Year | 4.46 | 5% | 4.237
58592 | HID | 2060HKSMN | ICLASS TAG 2K/2, SR, PROG, BLACK W/HID STANDARD ARTWORK, MATCH ICLASS # | Ea |  | 1 Year | 4.46 | 5% | 4.237
58593 | HID | 2060HKSSN-PACK50 | ICLASS TAG 2K/2, SR, CONFIG., BLACK W/HID STANDARD ARTWORK, SEQUENTIAL #, NO SLOT, PACKED 50 PER BOX | Ea |  | 1 Year | 4.46 | 5% | 4.237
58594 | HID | 2060HSSMN | ICLASS TAG 2K/2, PROG ICLASS, SR, F-HID LOGO, B-HID LOGO, MATCH ICLASS #, NO SLOT | Ea |  | 1 Year | 4.46 | 5% | 4.237
58595 | HID | 2060PKSMN | ICLASS TAG 2K/2, ICLASS PROG, BLACK W/HID STANDARD ARTWORK, MATCH ICLASS # | Ea |  | 1 Year | 4.46 | 5% | 4.237
58596 | HID | 2060PKSNN | ICLASS TAG 2K/2, ICLASS PROG, BLACK W/HID STANDARD ARTWORK, NO # | Ea |  | 1 Year | 4.46 | 5% | 4.237
58597 | HID | 2060PKSNN-A00031 | ICLASS TAG, 2K, PROG ICLASS, F-HID LOGO, NO #, NO SLOT, ELITE SFR KEY | Ea |  | 1 Year | 4.46 | 5% | 4.237
58598 | HID | 2060PKSRN | ICLASS TAG 2K/2, ICLASS PROG, BLACK W/HID STANDARD ARTWORK, RANDOM ICLASS # | Ea |  | 1 Year | 4.46 | 5% | 4.237
58599 | HID | 2060PKSSN | ICLASS TAG 2K/2, ICLASS PROG, BLACK W/HID STANDARD ARTWORK, SEQ ICLASS # | Ea |  | 1 Year | 4.46 | 5% | 4.237
58600 | HID | 2060PSSMN | ICLASS TAG 2K/2, PROG ICLASS, F-HID LOGO, B-HID LOGO, MATCH ICLASS #, NO SLOT | Ea |  | 1 Year | 4.46 | 5% | 4.237
58601 | HID | 2060PSSNN | ICLASS TAG 2K/2, PROG ICLASS, F-HID LOGO, B-HID LOGO, NO #, NO SLOT | Ea |  | 1 Year | 4.46 | 5% | 4.237
58602 | HID | 2060PSSSN | ICLASS TAG 2K/2, PROG ICLASS, F-HID LOGO, B-HID LOGO, SEQ ICLASS #, NO SLOT | Ea |  | 1 Year | 4.46 | 5% | 4.237
58603 | HID | 2061CKSNN | ICLASS TAG 16K/2, CONFIGURED, BLACK, NO ICLASS # | Ea |  | 1 Year | 7.67 | 5% | 7.2865
58604 | HID | 2061PKSMN | ICLASS TAG 16K/2, PROG ICLASS, BLACK W/HID STD LOGO, MATCH ICLASS # | Ea |  | 1 Year | 7.67 | 5% | 7.2865
58605 | HID | 2061PKSNN | ICLASS TAG 16K/2, PROGRAMMED, BLACK, NO ICLASS # | Ea |  | 1 Year | 7.67 | 5% | 7.2865
58606 | HID | 2061PKSSN | ICLASS TAG 16K/2, PROGRAMMED, BLACK, SEQ NON-MATCH # | Ea |  | 1 Year | 7.47 | 5% | 7.0965
58607 | HID | 2062CKSNN | ICLASS TG 16K/16, CONFIGURED NON-PROG, BLK, ADH, NO #, NONE | Ea |  | 1 Year | 7.67 | 5% | 7.2865
58608 | HID | 2062CKSSN | ICLASS TAG 16K/16, CONFIGURED, F-BLACK W/HID STANDARD ARTWORK, B-ADHESIVE BACKING, SEQ NON-MATCHING #, NO SLOT | Ea |  | 1 Year | 7.67 | 5% | 7.2865
58609 | HID | 2062HKSNN | ICLASS TAG 16K/16K, SR PROG ICLASS, BLACK, ADHESIVE BACK, NO # | Ea |  | 1 Year | 7.67 | 5% | 7.2865
58610 | HID | 2062HSSMN | ICLASS TAG 16K/16K, SR PROG ICLASS, GRAY, ADHESIVE BACK, MATCH # | Ea |  | 1 Year | 7.67 | 5% | 7.2865
58611 | HID | 2062PKSMN | ICLASS TAG, 16K/16, PROG ICLASS, F-HID LOGO, MATCH #, NO SLOT | Ea |  | 1 Year | 7.67 | 5% | 7.2865
58612 | HID | 2062PKSNN | ICLASS TAG, 16K/16, PROG ICLASS, F-HID LOGO, NO #, NO SLOT | Ea |  | 1 Year | 7.67 | 5% | 7.2865
58613 | HID | 2062PKSRN | ICLASS TAG, 16K/16, PROG ICLASS, F-HID LOGO, RANDOM #, NO SLOT | Ea |  | 1 Year | 7.67 | 5% | 7.2865
58614 | HID | 2062PKSSN | ICLASS TAG, 16K/16, PROG ICLASS, F-HID LOGO, B-ADHESIVE, SEQUENTIAL #, NO SLOT | Ea |  | 1 Year | 7.67 | 5% | 7.2865
58615 | HID | 2062PSSMN | ICLASS TAG, 16K/16, PROG ICLASS, F-HID LOGO, B-HID LOGO, MATCH #, NO SLOT | Ea |  | 1 Year | 7.67 | 5% | 7.2865
58616 | HID | 2062PSSNN | ICLASS TAG, 16K/16, PROG ICLASS, F-HID LOGO, B-HID LOGO, NO #, NO SLOT | Ea |  | 1 Year | 7.67 | 5% | 7.2865
58617 | HID | 2063CKSNN | ICLASS TG 16K/2+16K/1, CONFIGURED, BLK, ADH, NO #, NONE LEAD FREE | Ea |  | 1 Year | 8.05 | 5% | 7.6475
58618 | HID | 2063HKSMN | ICLASS TG 16K/2+16K/1,PRGMD, BLK, ADH, MATCHING #, NO SLOT, LEAD FREE | Ea |  | 1 Year | 8.05 | 5% | 7.6475
58619 | HID | 2063NKSNN | ICLASS TG 16K/2+16K/1, NON-PRGMD, BLK, ADH, NO #, NONE LEAD FREE | Ea |  | 1 Year | 8.05 | 5% | 7.6475
58620 | HID | 2063PKSMN | ICLASS TG 16K/2+16K/1, PRGMD, BLK, ADH, SEQ MATCHING, NONE LEAD FREE | Ea |  | 1 Year | 8.05 | 5% | 7.6475
58621 | HID | 2063PKSSN | ICLASS TAG 16K/2+16K/1, PROG., BLK, ADH, SEQ MATCH.#, NONE LEAD FREE | Ea |  | 1 Year | 8.05 | 5% | 7.6475
58622 | HID | 2064PKSMN | ICLASS TG 32K (16K/16+16K/1), PROGRAMMED, BLACK, ADH, SEQ MATCHING, NONE LEAD FREE | Ea |  | 1 Year | 8.05 | 5% | 7.6475
58623 | HID | 2080CASMV | ICLASS 2K/2 CLAMSHELL, CONFG., ADHESIVE FRONT, B-HID LOGO, MATCHING#, VERT SLOT | Ea |  | 1 Year | 3.4 | 5% | 3.23
58624 | HID | 2080CGSMV | ICLASS 2K/2 CLAMSHELL, CONF, F-GLOSS, B-HID LOGO, NO #, VERT SLOT | Ea |  | 1 Year | 3.4 | 5% | 3.23
58625 | HID | 2080CGSNV | ICLASS 2K/2 CLAMSHELL, CONF, F-GLOSS, B-HID LOGO, NO #, VERT SLOT | Ea |  | 1 Year | 3.4 | 5% | 3.23
58626 | HID | 2080CGSSV | ICLASS 2K/2 CLAMSHELL, CONF, F-GLOSS, B-HID LOGO, SEQ. NO #, VERT SLOT | Ea |  | 1 Year | 3.4 | 5% | 3.23
58627 | HID | 2080CMSNV | ICLASS CLAMSHELL,CONFIG ICLASS, F-MATTE, B-HID LOGO, NO #, VERT SLOT | Ea |  | 1 Year | 3.4 | 5% | 3.23
58628 | HID | 2080CMSSV | ICLASS CLAMSHELL,CONFIG ICLASS, F-MATTE, B-HID LOGO, SEQ ICLASS #, VERT SLOT | Ea |  | 1 Year | 3.4 | 5% | 3.23
58629 | HID | 2080HPGSMV | ICLASS 2K/2 SR, CLAMSHELL, PRGMD, F-GLOSS, B-HID LOGO, MATCH ICLASS #, VERT SLOT | Ea |  | 1 Year | 3.4 | 5% | 3.23
58630 | HID | 2080HPGSSV | ICLASS 2K/2 SR, CLAMSHELL, PRGMD, F-GLOSS, B-HID LOGO, SEQ INTERNAL / SEQ NON-MATCHING EXTERNAL ICLASS #, VERT SLOT | Ea |  | 1 Year | 3.4 | 5% | 3.23
58631 | HID | 2080HPMSMV | ICLASS 2K/2 CLAMSHELL, SR, PRGMD, F-MATTE, B-HID LOGO, MATCHING #, VERT SLOT | Ea |  | 1 Year | 3.4 | 5% | 3.23
58632 | HID | 2080HPMSNV | ICLASS 2K/2 CLAMSHELL, SR, PROG, F-MATTE, B-HID LOGO, NO #, VERT SLOT | Ea |  | 1 Year | 3.4 | 5% | 3.23
58633 | HID | 2080HPMSSV | ICLASS CLAMSHELL, SR, PROG ICLASS, F-MATTE, B-HID LOGO, SEQ ICLASS #, VERT SLOT,PACKED 50 PER BOX | Ea |  | 1 Year | 3.4 | 5% | 3.23
58634 | HID | 2080HPMSSV-PACK50 | ICLASS CLAMSHELL, SR, PROG ICLASS, F-MATTE, B-HID LOGO, SEQ ICLASS #, VERT SLOT,PACKED 50 PER BOX | Ea |  | 1 Year | 3.4 | 5% | 3.23
58635 | HID | 2080PCSMV-2080 | ICLASS CLAMSHELL, CUSTOM, ICLASS BY HID, MATCHING, PTD | Ea |  | 1 Year | 3.4 | 5% | 3.23
58636 | HID | 2080PGSMV | ICLASS 2K/2 CLAMSHELL, PRGMD, F-GLOSS, B-HID LOGO, MATCH ICLASS #, VERT SLOT | Ea |  | 1 Year | 3.4 | 5% | 3.23
58637 | HID | 2080PGSNV | ICLASS 2K/2 CLAMSHELL, PRGMD, F-GLOSS, B-HID LOGO, NO ICLASS #, VERT SLOT | Ea |  | 1 Year | 3.4 | 5% | 3.23
58638 | HID | 2080PGSRV | ICLASS 2K/2 CLAMSHELL, PRGMD, F-GLOSS, B-HID LOGO, RANDOM ICLASS #, VERT SLOT | Ea |  | 1 Year | 3.4 | 5% | 3.23
58639 | HID | 2080PGSSV | ICLASS 2K/2 CLAMSHELL, PRGMD, F-GLOSS, B-HID LOGO, SEQ ICLASS #, VERT SLOT | Ea |  | 1 Year | 3.4 | 5% | 3.23
58640 | HID | 2080PMSMV | ICLASS CLAMSHELL,PROG ICLASS, F-MATTE, B-HID LOGO, MATCH ICLASS #, VERT SLOT | Ea |  | 1 Year | 3.4 | 5% | 3.23
58641 | HID | 2080PMSNV | ICLASS CLAMSHELL,PROG ICLASS, F-MATTE, B-HID LOGO, NO ICLASS #, VERT SLOT | Ea |  | 1 Year | 3.4 | 5% | 3.23
58642 | HID | 2080PMSRV | ICLASS CLAMSHELL,PROG ICLASS, F-MATTE, B-HID LOGO, RANDOM ICLASS #, VERT SLOT | Ea |  | 1 Year | 3.4 | 5% | 3.23
58643 | HID | 2080PMSSV | ICLASS CLAMSHELL,PROG ICLASS, F-MATTE, B-HID LOGO, SEQ ICLASS #, VERT SLOT | Ea |  | 1 Year | 3.4 | 5% | 3.23
58644 | HID | 2080PMSSV-PACK50 | ICLASS CLAMSHELL,PROG ICLASS, F-MATTE, B-HID LOGO, SEQ ICLASS #, VERT SLOT,PACKED 50 PER BOX | Ea |  | 1 Year | 3.4 | 5% | 3.23
58645 | HID | 2082HPGSMV | ICLASS CLAMSHELL, SR, PROG ICLASS, F-GLOSS, B- HID LOGO, MATCHING ICLASS #, VERT SLOT | Ea |  | 1 Year | 7.52 | 5% | 7.144
58646 | HID | 2092CG1NNN | ICLASS 16K/16, HITAG 2 PROX, CONFIG, F-GLOSS, MAGSTRIPE, NO ICLASS #, NO SLOT, NO HITAG 2 # | Ea |  | 1 Year | 10.43 | 5% | 9.9085
58647 | HID | 2093PG3MN | ICLASS 32K (16K/16), HITAG 1 PROX, PROG., F-GLOSS, B-SPECIAL MARKING W/MAGSTRIPE, MATCHING ICLASS #, NO SLOT, NO HITAG 1 # | Ea |  | 1 Year | 14.68 | 5% | 13.946
58648 | HID | 2100CG1NB | COMPOSITE ICLASS, 2K/2, CONF.G, F-GLOSS, F-GLOSS W/MAG & VERT/HORZ. SLOT DOTS, , NO#, NO SLOT, LAM | Ea |  | 1 Year | 5.1 | 5% | 4.845
58649 | HID | 2100CG1NN | COMPOSITE ICLASS 2K/2, CONFIGURED, NO-PROG., F-GLOSS, B-GLOSS W/ MAG, NO MARK | Ea |  | 1 Year | 5.1 | 5% | 4.845
58650 | HID | 2100CG1SB | COMPOSITE ICLASS, 2K/2, CONF.G, F-GLOSS, F-GLOSS W/MAG & VERT/HORZ. SLOT DOTS, , SEQ.#, NO SLOT, LAM | Ea |  | 1 Year | 5.1 | 5% | 4.845
58651 | HID | 2100CG1SN | COMPOSITE ICLASS 2K/2, CONFIGURED, NO-PROG., F-GLOSS, B-GLOSS W/MAG, SEQ. NON-MATCHING, NO SLOT | Ea |  | 1 Year | 5.1 | 5% | 4.845
58652 | HID | 2100CG3NN-1252 | COMPOSITE ICLASS 2K/2, CONFIG, F-GLOSS, B-UNIVERSITY OF CAROLINA WILMINGTON W/MAG, NO #, NO SLOT, LAM | Ea |  | 1 Year | 5.1 | 5% | 4.845
58653 | HID | 2100CGGNB | COMPOSITE ICLASS 2K/2, CONFIG, F-GLOSS, F-GLOSS W/ VERT/HORZ. SLOT DOTS , NO #, NO SLOT, LAM | Ea |  | 1 Year | 5.1 | 5% | 4.845
58654 | HID | 2100CGGNN | COMPOSITE ICLASS 2K/2, CONFIGURED, NO-PROG., F-GLOSS, B-GLOSS, NO MARK, NO SLOT | Ea |  | 1 Year | 5.1 | 5% | 4.845
58655 | HID | 2100CGGSB | COMPOSITE ICLASS, 2K/2, CONF.G, F-GLOSS, F-GLOSS W/ VERT/HORZ. SLOT DOTS , SEQ. MATCH #, NO SLOT, LAM | Ea |  | 1 Year | 5.1 | 5% | 4.845
58656 | HID | 2100HPG1CN | COMPOSITE ICLASS, 2K/2, SR, PROG, F - GLOSS, B - GLOSS W/MAG, RANDOM INTERNAL/NON-MATCHING SEQUENTIAL EXTERNAL #, NO SLOT | Ea |  | 1 Year | 5.1 | 5% | 4.845
58657 | HID | 2100HPG1MB | COMPOSITE ICLASS, SR, 2K/2, PROG, F-GLOSS, F-GLOSS W/MAG, MATCH #, NO SLOT, LAM | Ea |  | 1 Year | 5.1 | 5% | 4.845
58658 | HID | 2100HPG1MN | COMPOSITE ICLASS, SR, 2K/2, PROG, F-GLOSS, F-GLOSS, MATCH #, NO SLOT | Ea |  | 1 Year | 5.1 | 5% | 4.845
58659 | HID | 2100HPG1NB | COMPOSITE ICLASS, SR, 2K/2, PROG, F-GLOSS, F-GLOSS W/MAG, NO #, NO SLOT, LAM | Ea |  | 1 Year | 5.1 | 5% | 4.845
58660 | HID | 2100HPG1NN | COMPOSITE ICLASS, 2K/2, SR, PROG, F-GLOSS, F-GLOSS W/MAG, NO#, NO SLOT | Ea |  | 1 Year | 5.1 | 5% | 4.845
58661 | HID | 2100HPG1NN-2750 | COMPOSITE ICLASS 2K/2, SR, PROG, F-GLOSS, B-GLOSS W/2750 OE MAG, NO #, NO SLOT, LAM | Ea |  | 1 Year | 5.1 | 5% | 4.845
58662 | HID | 2100HPG1SN | COMPOSITE ICLASS (2K/2), SR, PROG, F-GLOSS, B-GLOSS W/MAG, SEQ NON MATCHING ICLASS #, NO SLOT | Ea |  | 1 Year | 5.1 | 5% | 4.845
58663 | HID | 2100HPGGBN | COMPOSITE ICLASS 2K/2, SR, PROG, F-GLOSS, B-GLOSS, SEQ NON-MATCHING LASER #, NO SLOT | Ea |  | 1 Year | 5.1 | 5% | 4.845
58664 | HID | 2100HPGGMB | COMPOSITE ICLASS, SR, 2K/2, PROG, F-GLOSS, F-GLOSS, MATCH #, NO SLOT, LAM | Ea |  | 1 Year | 5.1 | 5% | 4.845
58665 | HID | 2100HPGGMH | COMPOSITE ICLASS SR 2K/2, PROG, F-GLOSS, B-GLOSS, MATCHING #, HORIZONTAL SLOT, LAM | Ea |  | 1 Year | 5.1 | 5% | 4.845
58666 | HID | 2100HPGGMN | COMPOSITE ICLASS, SR, 2K/2, PROG, F-GLOSS, F-GLOSS, MATCH #, NO SLOT | Ea |  | 1 Year | 5.1 | 5% | 4.845
58667 | HID | 2100HPGGMV | COMPOSITE ICLASS SR 2K/2, PROG, F-GLOSS, B-GLOSS, MATCHING #, VERTICAL SLOT | Ea |  | 1 Year | 5.1 | 5% | 4.845
58668 | HID | 2100HPGGNB | COMPOSITE ICLASS, SR, 2K/2, PROG, F-GLOSS, F-GLOSS, NO #, NO SLOT, HORT COMP, LAM | Ea |  | 1 Year | 5.1 | 5% | 4.845
58669 | HID | 2100HPGGNN | COMPOSITE ICLASS, SR, 2K/2, PROG, F-GLOSS, F-GLOSS, NO #, NO SLOT | Ea |  | 1 Year | 5.1 | 5% | 4.845
58670 | HID | 2100HPGGNV | COMPOSITE ICLASS SR 2K/2, PROG, F-GLOSS, B-GLOSS, NO #, VERT SLOT | Ea |  | 1 Year | 5.1 | 5% | 4.845
58671 | HID | 2100HPGGSN | COMPOSITE ICLASS, 2K/2, SR, PROG, F-GLOSS, F-GLOSS, SEQ. NON-MATCHING# | Ea |  | 1 Year | 5.1 | 5% | 4.845
58672 | HID | 2100PCGNN-210171 | COMPOSITE ICLASS 2K/2, PROG, F-WEST MIDLANDS POLICE HOLOGRAM, B-GLOSS, NO#, NO SLOT, LAM | Ea |  | 1 Year | 5.1 | 5% | 4.845
58673 | HID | 2100PG1AN | COMPOSITE ICLASS, 2K/2, PROG, F-GLOSS, F-GLOSS W/MAG, LASER# | Ea |  | 1 Year | 5.1 | 5% | 4.845
58674 | HID | 2100PG1CN | COMPOSITE ICLASS, 2K/2, PROG, F-GLOSS, F-GLOSS W/ MAG, RANDOM LASER# | Ea |  | 1 Year | 5.1 | 5% | 4.845
58675 | HID | 2100PG1MB | COMPOSITE ICLASS, 2K/2, PROG, F-GLOSS, F-GLOSS W/MAG & VERT/HORZ. SLOT DOTS, , MATCHING#, NO SLOT, LAM | Ea |  | 1 Year | 5.1 | 5% | 4.845
58676 | HID | 2100PG1MH | COMPOSITE ICLASS, 2K/2, PROG, F-GLOSS, F-GLOSS W/MAG, MATCH#, HORZ. SLOT, LAM | Ea |  | 1 Year | 5.1 | 5% | 4.845
58677 | HID | 2100PG1MN | COMPOSITE ICLASS, 2K/2, PROG, F-GLOSS, F-GLOSS W/ MAG, MATCHING# | Ea |  | 1 Year | 5.1 | 5% | 4.845
58678 | HID | 2100PG1MV | COMPOSITE ICLASS, 2K/2, PROG, F-GLOSS, F-GLOSS W/MAG, MATCHING#, VERT SLOT | Ea |  | 1 Year | 5.1 | 5% | 4.845
58679 | HID | 2100PG1NB | COMPOSITE ICLASS, 2K/2, PROG, F-GLOSS, F-GLOSS W/MAG & VERT/HORZ. SLOT DOTS, , NO#, NO SLOT, LAM | Ea |  | 1 Year | 5.1 | 5% | 4.845
58680 | HID | 2100PG1NN | COMPOSITE ICLASS, 2K/2, PROG, F-GLOSS, F-GLOSS W/MAG, NO#, NO SLOT | Ea |  | 1 Year | 5.1 | 5% | 4.845
58681 | HID | 2100PG1NV | COMPOSITE ICLASS, 2K/2, PROG, F-GLOSS, F-GLOSS W/MAG, NO#, VERT SLOT | Ea |  | 1 Year | 5.1 | 5% | 4.845
58682 | HID | 2100PG1RN | COMPOSITE ICLASS, 2K/2, PROG, F-GLOSS, F-GLOSS W/ MAG, RANDOM# | Ea |  | 1 Year | 5.1 | 5% | 4.845
58683 | HID | 2100PG1SN | COMPOSITE ICLASS, 2K/2, PROG, F-GLOSS, F-GLOSS W/ MAG, SEQ#, NO SLOT | Ea |  | 1 Year | 5.1 | 5% | 4.845
58684 | HID | 2100PG1SV | COMPOSITE ICLASS, 2K/2, PROG, F-GLOSS, F-GLOSS W/MAG, SEQ#, VERT SLOT | Ea |  | 1 Year | 5.1 | 5% | 4.845
58685 | HID | 2100PG3MN-111272 | COMPOSITE ICLASS 2K/2, PROG, F-GLOSS, B-GEORGE BROWN TEXT & HOLOGRAM, MATCHING #, NO SLOT, LAM | Ea |  | 1 Year | 5.1 | 5% | 4.845
58686 | HID | 2100PG7MN | COMPOSITE ICLASS 2K/2, PROG, F-GLOSS, B-GLOSS W/DEBITEK MAG, MATCHING #, NO SLOT, LAM | Ea |  | 1 Year | 5.1 | 5% | 4.845
58687 | HID | 2100PG7MV | COMPOSITE ICLASS 2K/2, PROG, F-GLOSS, B-GLOSS W/DEBITEK MAG, MATCHING #, VERT SLOT, LAM | Ea |  | 1 Year | 5.1 | 5% | 4.845
58688 | HID | 2100PGGAH | COMPOSITE ICLASS, 2K/2, PROG, F-GLOSS, F-GLOSS, LASER #, HORIZ SLOT, LAM | Ea |  | 1 Year | 5.1 | 5% | 4.845
58689 | HID | 2100PGGAN | COMPOSITE ICLASS, 2K/2, PROG, F-GLOSS, F-GLOSS, LASER# | Ea |  | 1 Year | 5.1 | 5% | 4.845
58690 | HID | 2100PGGAV | COMPOSITE ICLASS, 2K/2, PROG, F-GLOSS, F-GLOSS, LASER#, VERT. SLOT | Ea |  | 1 Year | 5.1 | 5% | 4.845
58691 | HID | 2100PGGMB | COMPOSITE ICLASS, 2K/2, PROG, F-GLOSS, F-HORZ & VERT SLOT INDICATORS, MATCHING#, NO SLOT, LAM | Ea |  | 1 Year | 5.1 | 5% | 4.845
58692 | HID | 2100PGGMH | COMPOSITE ICLASS, 2K/2, PROG, F-GLOSS, F-GLOSS, MATCHING#,HORIZ SLOT, LAM | Ea |  | 1 Year | 5.1 | 5% | 4.845
58693 | HID | 2100PGGMN | COMPOSITE ICLASS, 2K/2, PROG, F-GLOSS, F-GLOSS, MATCHING# | Ea |  | 1 Year | 5.1 | 5% | 4.845
58694 | HID | 2100PGGMV | COMPOSITE ICLASS, 2K/2, PROG, F-GLOSS, F-GLOSS, MATCHING#, VERT. SLOT | Ea |  | 1 Year | 5.1 | 5% | 4.845
58695 | HID | 2100PGGNN | COMPOSITE ICLASS, 2K/2, PROG, F-GLOSS, F-GLOSS, NO#, NO SLOT | Ea |  | 1 Year | 5.1 | 5% | 4.845
58696 | HID | 2100PGGNN-A000070 | COMPOSITE ICLASS, 2K/2, PROG, F-GLOSS, B-GLOSS, NO#, NO SLOT, NO SALES ORDER | Ea |  | 1 Year | 5.1 | 5% | 4.845
58697 | HID | 2100PGGNV | COMPOSITE ICLASS, 2K/2, PROG, F-GLOSS, F-GLOSS W/MAG, MATCHING#, VERT SLOT | Ea |  | 1 Year | 5.1 | 5% | 4.845
58698 | HID | 2100PGGRB | COMPOSITE ICLASS, 2K/2, PROG, F-GLOSS, F-HORZ & VERT SLOT INDICATORS, RANDOM#, NO SLOT, LAM | Ea |  | 1 Year | 5.1 | 5% | 4.845
58699 | HID | 2100PGGRN | COMPOSITE ICLASS, 2K/2, PROG, F-GLOSS, F-GLOSS, RANDOM# | Ea |  | 1 Year | 5.1 | 5% | 4.845
58700 | HID | 2100PGGSN | COMPOSITE ICLASS, 2K/2, PROG, F-GLOSS, F-GLOSS, SEQ. NON-MATCHING# | Ea |  | 1 Year | 5.1 | 5% | 4.845
58701 | HID | 2100PGGSN-PACK50 | COMPOSITE ICLASS 2K/2, PROG ICLASS, F-GLOSS, B-GLOSS, SEQ ICLASS #, NO SLOT, PACKED 50 PER BOX | Ea |  | 1 Year | 5.1 | 5% | 4.845
58702 | HID | 2100PGGSV | COMPOSITE ICLASS, 2K/2, PROG, F-GLOSS, B-GLOSS, SEQ. NON-MATCHING #, VERT SLOT | Ea |  | 1 Year | 5.1 | 5% | 4.845
58703 | HID | 2101CGGNN | COMPOSITE ICLASS 16K/2, CONFIG, F-GLOSS, B-GLOSS, NO#, NO SLOT | Ea |  | 1 Year | 9.22 | 5% | 8.759
58704 | HID | 2101CGGNV | COMPOSITE ICLASS 16K/2, CONFIG, F-GLOSS, B-GLOSS, NO#, VERT SLOT | Ea |  | 1 Year | 9.22 | 5% | 8.759